## Basic (hidden)
Package Name | Loss Reduction work under RDSS in Anantnag District
Direct
Package Code | Package:Loss Reduction work under RDSS in Anantnag District | Bought-out
NIT/RFB No | NIT/RFB No.: CC/NT/W-DMS/DOM/A02/23/01289

## Cover
Price Schedules | Loss Reduction work under RDSS in Anantnag District |  | Package:Loss Reduction work under RDSS in Anantnag District
NIT/RFB No.: CC/NT/W-DMS/DOM/A02/23/01289
| 1 | Fill up only green shaded cells in Schedule-1 and Schedule-2
| 2 | All the cells in Schedule are auto filled, therefore no cell is required to be filled up there.
| 3 | Instructions / error messages, if any, will be displayed automatically after selecting the cell.
General guidelines for filling up the Price Schedules, Sch-1 to Sch-2

## Instructions (hidden)
General Instruction to the Bidders for filling up this workbook of Price Schedules for Package TW13
I | While filling up the worksheets following may please be observed :
| (i) | Fill up only green shaded cells.
| (ii) | Certain data type entries have been restricted, such as Numeric values or limits of numeric values.
| (iii) | Select only the options provided in pull down menus.
| (iv) | Do not link any cell of this work book with any other work book.
| (v) | Do not use copy & paste or cut & paste options for filling up the data.
| (vi) | Do not reformat any of the cell of the work book.
II | This Workbook consists of following worksheets :
Cover :
Opening page of the workbook.
Names of Bidder :
| ● | Select Sole Bidder or JV (Joint Venture) from the pull down menu. Do not leave this cell blank.
| ● | Select nos. of the JV Partners other than the Lead Partner from drop down menu.
| ● | In case of JV partners more than 2, enter details of 3rd & more partners along with details of 2nd partner.
| ● | Fill up names and address of the Sole Bidder and /or Joint Venture.
| ● | Fill up date in dd-mm-yyyy format from drop down menu.
| ● | Click for Sch-1 given at the right top of the worksheet to go to Sch-1.
Sch-1 (Ex-works Prices) :
| ● | Fill up unit rates for all the items in numeric values greater than 0 (zero). If unit rate is left blank, the corresponding item shall be deemed to be included in the total price.
| ● | Corresponding cell for mode of transaction shall be come enable only after filling up the unit rate, therefore first fill up the unit rate and then mode of transaction for the corresponding item.
| ● | Select either Direct or Bought-out from the drop down menu. Do not leave the cell blank the same shall be deemed to be Bought-out if the cell is left blank.
| ● | Total amount shall get calculated automatically.
| ● | Type Test charges shall appear automatically after filling up Sch-7 appropriately.
Sch-2 (Freight & Insurance Charges) :
| ● | Fill up unit rates for all the items in numeric values greater than 0 (zero). If unit rate is left blank, the corresponding item shall be deemed to be included in the total price.
| ● | Total amount shall get calculated automatically.
Sch-3 (Erection Charges) :
| ● | Fill up unit rates for all the items in numeric values greater than 0 (zero). If unit rate is left blank, the corresponding item shall be deemed to be included in the total price.
| ● | Total amount shall get calculated automatically.
Sch-4 (Training Charges) :
| ● | Not applicable, hence no cell is required to be filled up.
Sch-5 (Summary of Taxes and Duties applicable on the Goods) :
| ● | Fill up applicable rate of Excise Duty. The amount of Excise Duty on the items mentioned as Direct in the mode of transaction in Schedule-1 shall be calculated automatically at the rate mentioned by the bidder here.
| ● | Segregate and fill up the amount on which Sales Tax shall be applicable out of Ex-works supply items mentioned as direct in the mode of transaction in Schedule-1. Applicable Excise Duty on this amount will be calculated automatically at the rate mentioned by the bidder. Further, fill up the rate of applicable Sales Tax. Amount of Sales Tax shall be automatically calculated on the amount mentioned by the bidder as subjected to Sales Tax plus applicable Excise Duty at the rate mentioned by the Bidder.
| ● | Difference of total amount quoted by the bidder as Direct Transaction and the amount mentioned by him subjected to Sales Tax shall be considered as the amount on which VAT shall become applicable and the same shall be calculated & displayed automatically. Applicable Excise Duty on this amount at the rate mentioned by the bidder shall also be calculated & displayed automatically. Fill up the rate of applicable VAT. The amount of VAT shall be calculated automatically on the amount considered to be subjected to VAT plus applicable Excise Duty at the rate mentioned by the bidder here.
| ● | Amount as per details filled up by the bidder in the work sheets Entry Tax, Octroi and other Taxes & Duties shall be displayed in this work sheet Sch-5 but will not be added to the grand total and shall be considered as applicable.
| ● | Click at the links to go to the work sheets Entry Tax, Octroi and other Taxes & Duties one by one.
Entry Tax :
| ● | Fill the description, amount and rate of applicable Entry Tax. Total of this worksheet shall be displayed in Sch -5 (Taxes & Duties)
| ● | Click at the link to go back to Sch-5.
OCTROI :
| ● | Fill the description, amount and rate of applicable Octroi. Total of this worksheet shall be displayed in Sch -5 (Taxes & Duties)
| ● | Click at the link to go back to Sch-5.
Other Taxes & Duties :
| ● | Fill the description, amount and rate of applicable Other Taxes & Duties. Total of this worksheet shall be displayed in Sch -5 (Taxes & Duties)
| ● | Click at the link to go back to Sch-5.
Sch -6 :
| ● | Summary of all the Schedules without considering discount (mentioned in the work sheet discount) shall be displayed automatically.
| ● | No cell is required to be filled in by the bidder in this worksheet.
Sch-7 (Type Test Charges) :
| ● | Fill up the rates & location where type tests are proposed.
| ● | Total of this Sch-7 shall automatically appear in Sch-1.
Bid form 2nd Envelope :
| ● | Fill up ref. no. as bidder's ref no. of this letter.
| ● | This letter shall consider the net price as per Sch-6 (After Discount).
| ● | Fill up names & Designation of the representatives of other JV partner(s) if the bidder is JV (Joint Venture) .
| ● | Fill up additional information as required.
* * *
Happy Bidding !
Click to Proceed

## Names of Bidder
Loss Reduction work under RDSS in Anantnag District
NIT/RFB No.: CC/NT/W-DMS/DOM/A02/23/01289 |  |  |  | Sole Bidder | 1
|  |  |  | JV (Joint Venture) | Other Partner
Enter following details of the bidder
Specify type of Bidder [Select from drop down menu] | Sole Bidder |  | 1 | 0
Other Partner
Name of Sole Bidder | abc
Address of Sole Bidder
Name of other Partner - 1
Address of other Partner - 1
Name of other Partner - 2 (more, if any) | …….. …….. …….. …….. …….. ……..
Address of other Partner - 2 (more, if any) | …….. …….. …….. …….. …….. ……..
…….. …….. …….. …….. …….. ……..
…….. …….. …….. …….. …….. ……..
Printed Name
Designation
Date |  | 31
Place
Click for Sch-1

## Sch-1
NIT/RFB No.: CC/NT/W-DMS/DOM/A02/23/01289 | [14 empty] | Schedule-1
Loss Reduction work under RDSS in Anantnag District
(SCHEDULE OF RATES AND PRICES)
BIDDER:
abc | [29 empty] | 1
Bidder’s Name and Address (Sole Bidder) : | [29 empty] | abc
Name : |  |  | abc | [26 empty] | 0
Address : | [29 empty] | JOINT VENTURE OF abc & 0
Ex-works supply of materials
(All Prices are in Indian Rupees)
SI. No. | District/ Place | PR No | PR Line Item No | Activity Description | Material Code | GST payable on the price quoted if Contract is awarded (%) | Description of Goods | Unit | Qty. | Unit Ex- works price | Total Ex-Works Price (excluding GST) | Unit Price for inland transportation and other services required in India to convey the Goods to their final destination | Total Price for inland transportation and other services required in India to convey the Goods to their final destination (excluding GST) | GST payable on the price quoted if Contract is awarded | Total Price per line item | [5 empty] | INCLUDED
1 |  | 2 | 3 | 4 | 5 | 6 | 7 | 8 | 9 | 10 | 11=10x9 | 12 | 13=12x9 | 14=11x6 | 15=14+13+11 | [19 empty] | 67
1 | Anantnag | 7000023158 | 10 | DT Works [3- ɸ, 63 kVA] | 1000037908 |  | 9M STP 410 MPA SP 33 | EA | 70 |  | INCLUDED |  | INCLUDED | INCLUDED | INCLUDED | 0 | 0 | 0 | 0 | 0 | #REF! | 0 | 0 | #REF! | 0 | 0 | 0 | #REF! | #REF! | #REF! | #REF! | #REF! | #REF! | #REF!
2 | Anantnag | 7000023158 | 20 | DT Works [3- ɸ, 63 kVA] | 1000022813 |  | Fabrication and Supply of M.S. Galvanised items- Pole Top Bracket,V-Cross arm, Back Clamps for V-Cross arm , D P Channel, D P Channelclamp, Stay clamps angle, Stay clamps side, D P cross bracing &clamps,Guarding arm etc etc. complete as required. | MT | 10.5 |  | INCLUDED |  | INCLUDED | INCLUDED | INCLUDED | 0 | 0 | 0 | 0
3 | Anantnag | 7000023158 | 30 | DT Works [3- ɸ, 63 kVA] | 1000022819 |  | nuts,bolts,foundation bolts and washer and other accessories forstructures. | MT | 0.28 |  | INCLUDED |  | INCLUDED | INCLUDED | INCLUDED | 0 | 0 | 0 | 0
4 | Anantnag | 7000023158 | 40 | DT Works [3- ɸ, 63 kVA] | 1000065729 |  | 11 KV, 3-POLE, 3-PH, 200A, AB SWITCH AS TS | EA | 35 |  | INCLUDED |  | INCLUDED | INCLUDED | INCLUDED | 0 | 0 | 0 | 0
5 | Anantnag | 7000023158 | 50 | DT Works [3- ɸ, 63 kVA] | 1000050004 |  | 11KV HG FUSE INCLUDING ALL ACCESSORIES | EA | 35 |  | INCLUDED |  | INCLUDED | INCLUDED | INCLUDED | 0 | 0 | 0 | 0
6 | Anantnag | 7000023158 | 60 | DT Works [3- ɸ, 63 kVA] | 1000017115 |  | PG Clamp for ACSR Rabbit Conductor | EA | 210 |  | INCLUDED |  | INCLUDED | INCLUDED | INCLUDED | 0 | 0 | 0 | 0
7 | Anantnag | 7000023158 | 70 | DT Works [3- ɸ, 63 kVA] | 1000022800 |  | 63KVA, 11/.433KV, 3PH STATION TRANSFORMER WITH CRGO CORE AL WINDINGWITH ALL ACCESSORIES | EA | 35 |  | INCLUDED |  | INCLUDED | INCLUDED | INCLUDED | 0 | 0 | 0 | 0
8 | Anantnag | 7000023158 | 80 | DT Works [3- ɸ, 63 kVA] | 1000065970 |  | 9KV, 10 KA POLYMER HOUSING LIGHTNING ARRESTOR FOR DT AS PER TS. | EA | 105 |  | INCLUDED |  | INCLUDED | INCLUDED | INCLUDED | 0 | 0 | 0 | 0
9 | Anantnag | 7000023158 | 90 | DT Works [3- ɸ, 63 kVA] | 1000028403 |  | PIPE EARTHING OF 40 MM DIA, 2.5M LONG GI PIPE (MEDIUM GRADE) FORTREATED EARTHING AT DT LOCATION. | EA | 105 |  | INCLUDED |  | INCLUDED | INCLUDED | INCLUDED | 0 | 0 | 0 | 0
10 | Anantnag | 7000023158 | 100 | DT Works [3- ɸ, 63 kVA] | 1000032342 |  | GI FLAT FOR NEUTRAL EARTHING OF DT | KG | 525 |  | INCLUDED |  | INCLUDED | INCLUDED | INCLUDED | 0 | 0 | 0 | 0
11 | Anantnag | 7000023158 | 110 | DT Works [3- ɸ, 63 kVA] | 1000032344 |  | 8SWG GI WIRE FOR PROTECTIVE GUARDING & EARTHING AS PER TS | KG | 105 |  | INCLUDED |  | INCLUDED | INCLUDED | INCLUDED | 0 | 0 | 0 | 0
12 | Anantnag | 7000023158 | 120 | DT Works [3- ɸ, 63 kVA] | 1000065963 |  | 1.1 KV, 1 CORE 70 MM2, FRLS, PVC CABLE | M | 1540 |  | INCLUDED |  | INCLUDED | INCLUDED | INCLUDED | 0 | 0 | 0 | 0
13 | Anantnag | 7000023158 | 130 | DT Works [3- ɸ, 63 kVA] | 1000065966 |  | 11KV 45 KN POLYMERIC COMPOSITE DISC INSULATOR AS TS | EA | 105 |  | INCLUDED |  | INCLUDED | INCLUDED | INCLUDED | 0 | 0 | 0 | 0
14 | Anantnag | 7000023158 | 140 | DT Works [3- ɸ, 63 kVA] | 1000066070 |  | DISC INSULATOR HARDWARE & ACCESSORIES SUITABLE TO 11 KV B&S TYPE, 45KN POLYMER INSULATORS AS PER TS | SET | 105 |  | INCLUDED |  | INCLUDED | INCLUDED | INCLUDED | 0 | 0 | 0 | 0
15 | Anantnag | 7000023158 | 150 | DT Works [3- ɸ, 63 kVA] | 1000065967 |  | 11KV 5 KN POLYMERIC COMPOSITE PIN INSULATOR AS TS | EA | 105 |  | INCLUDED |  | INCLUDED | INCLUDED | INCLUDED | 0 | 0 | 0 | 0
16 | Anantnag | 7000023158 | 160 | DT Works [3- ɸ, 63 kVA] | 1000066076 |  | LT DISTRIBUTION BOX SUITABLE FOR 63 KVA DT AS PER TS | EA | 35 |  | INCLUDED |  | INCLUDED | INCLUDED | INCLUDED | 0 | 0 | 0 | 0
17 | Anantnag | 7000023158 | 170 | DT Works [3- ɸ, 100 kVA] | 1000037908 |  | 9M STP 410 MPA SP 33 | EA | 436 |  | INCLUDED |  | INCLUDED | INCLUDED | INCLUDED | 0 | 0 | 0 | 0
18 | Anantnag | 7000023158 | 180 | DT Works [3- ɸ, 100 kVA] | 1000022813 |  | Fabrication and Supply of M.S. Galvanised items- Pole Top Bracket,V-Cross arm, Back Clamps for V-Cross arm , D P Channel, D P Channelclamp, Stay clamps angle, Stay clamps side, D P cross bracing &clamps,Guarding arm etc etc. complete as required. | MT | 65.4 |  | INCLUDED |  | INCLUDED | INCLUDED | INCLUDED | 0 | 0 | 0 | 0
19 | Anantnag | 7000023158 | 190 | DT Works [3- ɸ, 100 kVA] | 1000022819 |  | nuts,bolts,foundation bolts and washer and other accessories forstructures. | MT | 1.74 |  | INCLUDED |  | INCLUDED | INCLUDED | INCLUDED | 0 | 0 | 0 | 0
20 | Anantnag | 7000023158 | 200 | DT Works [3- ɸ, 100 kVA] | 1000065729 |  | 11 KV, 3-POLE, 3-PH, 200A, AB SWITCH AS TS | EA | 218 |  | INCLUDED |  | INCLUDED | INCLUDED | INCLUDED | 0 | 0 | 0 | 0
21 | Anantnag | 7000023158 | 210 | DT Works [3- ɸ, 100 kVA] | 1000050004 |  | 11KV HG FUSE INCLUDING ALL ACCESSORIES | EA | 218 |  | INCLUDED |  | INCLUDED | INCLUDED | INCLUDED | 0 | 0 | 0 | 0
22 | Anantnag | 7000023158 | 220 | DT Works [3- ɸ, 100 kVA] | 1000017115 |  | PG Clamp for ACSR Rabbit Conductor | EA | 1308 |  | INCLUDED |  | INCLUDED | INCLUDED | INCLUDED | 0 | 0 | 0 | 0
23 | Anantnag | 7000023158 | 230 | DT Works [3- ɸ, 100 kVA] | 1000022765 |  | 100KVA, 11/.433KV, 3PH STATION TRANSFORMER WITH CRGO CORE AL WINDINGWITH ALL ACCESSORIES | EA | 218 |  | INCLUDED |  | INCLUDED | INCLUDED | INCLUDED | 0 | 0 | 0 | 0
24 | Anantnag | 7000023158 | 240 | DT Works [3- ɸ, 100 kVA] | 1000065970 |  | 9KV, 10 KA POLYMER HOUSING LIGHTNING ARRESTOR FOR DT AS PER TS. | EA | 654 |  | INCLUDED |  | INCLUDED | INCLUDED | INCLUDED | 0 | 0 | 0 | 0
25 | Anantnag | 7000023158 | 250 | DT Works [3- ɸ, 100 kVA] | 1000028403 |  | PIPE EARTHING OF 40 MM DIA, 2.5M LONG GI PIPE (MEDIUM GRADE) FORTREATED EARTHING AT DT LOCATION. | EA | 654 |  | INCLUDED |  | INCLUDED | INCLUDED | INCLUDED | 0 | 0 | 0 | 0
26 | Anantnag | 7000023158 | 260 | DT Works [3- ɸ, 100 kVA] | 1000032342 |  | GI FLAT FOR NEUTRAL EARTHING OF DT | KG | 3270 |  | INCLUDED |  | INCLUDED | INCLUDED | INCLUDED | 0 | 0 | 0 | 0
27 | Anantnag | 7000023158 | 270 | DT Works [3- ɸ, 100 kVA] | 1000032344 |  | 8SWG GI WIRE FOR PROTECTIVE GUARDING & EARTHING AS PER TS | KG | 654 |  | INCLUDED |  | INCLUDED | INCLUDED | INCLUDED | 0 | 0 | 0 | 0
28 | Anantnag | 7000023158 | 280 | DT Works [3- ɸ, 100 kVA] | 1000066057 |  | 1.1 KV, 1 CORE 95 MM2, FRLS, PVC CABLE AS TS | M | 9592 |  | INCLUDED |  | INCLUDED | INCLUDED | INCLUDED | 0 | 0 | 0 | 0
29 | Anantnag | 7000023158 | 290 | DT Works [3- ɸ, 100 kVA] | 1000065966 |  | 11KV 45 KN POLYMERIC COMPOSITE DISC INSULATOR AS TS | EA | 654 |  | INCLUDED |  | INCLUDED | INCLUDED | INCLUDED | 0 | 0 | 0 | 0
30 | Anantnag | 7000023158 | 300 | DT Works [3- ɸ, 100 kVA] | 1000066070 |  | DISC INSULATOR HARDWARE & ACCESSORIES SUITABLE TO 11 KV B&S TYPE, 45KN POLYMER INSULATORS AS PER TS | SET | 654 |  | INCLUDED |  | INCLUDED | INCLUDED | INCLUDED | 0 | 0 | 0 | 0
31 | Anantnag | 7000023158 | 310 | DT Works [3- ɸ, 100 kVA] | 1000065967 |  | 11KV 5 KN POLYMERIC COMPOSITE PIN INSULATOR AS TS | EA | 654 |  | INCLUDED |  | INCLUDED | INCLUDED | INCLUDED | 0 | 0 | 0 | 0
32 | Anantnag | 7000023158 | 320 | DT Works [3- ɸ, 100 kVA] | 1000066071 |  | LT DISTRIBUTION BOX SUITABLE FOR 100 KVA DT AS PER TS | EA | 218 |  | INCLUDED |  | INCLUDED | INCLUDED | INCLUDED | 0 | 0 | 0 | 0
33 | Anantnag | 7000023158 | 330 | DT Works [3- ɸ, 200 kVA] | 1000037908 |  | 9M STP 410 MPA SP 33 | EA | 566 |  | INCLUDED |  | INCLUDED | INCLUDED | INCLUDED | 0 | 0 | 0 | 0
34 | Anantnag | 7000023158 | 340 | DT Works [3- ɸ, 200 kVA] | 1000022813 |  | Fabrication and Supply of M.S. Galvanised items- Pole Top Bracket,V-Cross arm, Back Clamps for V-Cross arm , D P Channel, D P Channelclamp, Stay clamps angle, Stay clamps side, D P cross bracing &clamps,Guarding arm etc etc. complete as required. | MT | 84.9 |  | INCLUDED |  | INCLUDED | INCLUDED | INCLUDED | 0 | 0 | 0 | 0
35 | Anantnag | 7000023158 | 350 | DT Works [3- ɸ, 200 kVA] | 1000022819 |  | nuts,bolts,foundation bolts and washer and other accessories forstructures. | MT | 2.26 |  | INCLUDED |  | INCLUDED | INCLUDED | INCLUDED | 0 | 0 | 0 | 0
36 | Anantnag | 7000023158 | 360 | DT Works [3- ɸ, 200 kVA] | 1000065729 |  | 11 KV, 3-POLE, 3-PH, 200A, AB SWITCH AS TS | EA | 283 |  | INCLUDED |  | INCLUDED | INCLUDED | INCLUDED | 0 | 0 | 0 | 0
37 | Anantnag | 7000023158 | 370 | DT Works [3- ɸ, 200 kVA] | 1000050004 |  | 11KV HG FUSE INCLUDING ALL ACCESSORIES | EA | 283 |  | INCLUDED |  | INCLUDED | INCLUDED | INCLUDED | 0 | 0 | 0 | 0
38 | Anantnag | 7000023158 | 380 | DT Works [3- ɸ, 200 kVA] | 1000017115 |  | PG Clamp for ACSR Rabbit Conductor | EA | 1698 |  | INCLUDED |  | INCLUDED | INCLUDED | INCLUDED | 0 | 0 | 0 | 0
39 | Anantnag | 7000023158 | 390 | DT Works [3- ɸ, 200 kVA] | 1000065857 |  | 3-PHASE, 11/0.433 KV, 200 KVA, ALUMINIUM WINDING & CRGO COREDISTRIBUTION TRANSFORMER AS PER TS | EA | 283 |  | INCLUDED |  | INCLUDED | INCLUDED | INCLUDED | 0 | 0 | 0 | 0
40 | Anantnag | 7000023158 | 400 | DT Works [3- ɸ, 200 kVA] | 1000065970 |  | 9KV, 10 KA POLYMER HOUSING LIGHTNING ARRESTOR FOR DT AS PER TS. | EA | 849 |  | INCLUDED |  | INCLUDED | INCLUDED | INCLUDED | 0 | 0 | 0 | 0
41 | Anantnag | 7000023158 | 410 | DT Works [3- ɸ, 200 kVA] | 1000028403 |  | PIPE EARTHING OF 40 MM DIA, 2.5M LONG GI PIPE (MEDIUM GRADE) FORTREATED EARTHING AT DT LOCATION. | EA | 849 |  | INCLUDED |  | INCLUDED | INCLUDED | INCLUDED | 0 | 0 | 0 | 0
42 | Anantnag | 7000023158 | 420 | DT Works [3- ɸ, 200 kVA] | 1000032342 |  | GI FLAT FOR NEUTRAL EARTHING OF DT | KG | 4245 |  | INCLUDED |  | INCLUDED | INCLUDED | INCLUDED | 0 | 0 | 0 | 0
43 | Anantnag | 7000023158 | 430 | DT Works [3- ɸ, 200 kVA] | 1000032344 |  | 8SWG GI WIRE FOR PROTECTIVE GUARDING & EARTHING AS PER TS | KG | 849 |  | INCLUDED |  | INCLUDED | INCLUDED | INCLUDED | 0 | 0 | 0 | 0
44 | Anantnag | 7000023158 | 440 | DT Works [3- ɸ, 200 kVA] | 1000066056 |  | 1.1 KV, 1 CORE 185 MM2, FRLS, PVC CABLE AS PER TS | M | 12452 |  | INCLUDED |  | INCLUDED | INCLUDED | INCLUDED | 0 | 0 | 0 | 0
45 | Anantnag | 7000023158 | 450 | DT Works [3- ɸ, 200 kVA] | 1000065966 |  | 11KV 45 KN POLYMERIC COMPOSITE DISC INSULATOR AS TS | EA | 849 |  | INCLUDED |  | INCLUDED | INCLUDED | INCLUDED | 0 | 0 | 0 | 0
46 | Anantnag | 7000023158 | 460 | DT Works [3- ɸ, 200 kVA] | 1000066070 |  | DISC INSULATOR HARDWARE & ACCESSORIES SUITABLE TO 11 KV B&S TYPE, 45KN POLYMER INSULATORS AS PER TS | SET | 849 |  | INCLUDED |  | INCLUDED | INCLUDED | INCLUDED | 0 | 0 | 0 | 0
47 | Anantnag | 7000023158 | 470 | DT Works [3- ɸ, 200 kVA] | 1000065967 |  | 11KV 5 KN POLYMERIC COMPOSITE PIN INSULATOR AS TS | EA | 849 |  | INCLUDED |  | INCLUDED | INCLUDED | INCLUDED | 0 | 0 | 0 | 0
48 | Anantnag | 7000023158 | 480 | DT Works [3- ɸ, 200 kVA] | 1000066072 |  | LT DISTRIBUTION BOX SUITABLE FOR 200 KVA DT AS PER TS | EA | 283 |  | INCLUDED |  | INCLUDED | INCLUDED | INCLUDED | 0 | 0 | 0 | 0
49 | Anantnag | 7000023158 | 490 | LT AB Cable for DTs- 3Cx 35sqmm | 1000066017 |  | 3-PHASE LT AERIAL BUNCHED CABLE (3CX35+1CX16+1CX35 SQ.MM) AS PER TS. | KM | 176.84 |  | INCLUDED |  | INCLUDED | INCLUDED | INCLUDED | 0 | 0 | 0 | 0
50 | Anantnag | 7000023158 | 500 | LT AB Cable for DTs- 3Cx 35sqmm | 1000037907 |  | 8M STP 410 MPA SP 15 | EA | 674 |  | INCLUDED |  | INCLUDED | INCLUDED | INCLUDED | 0 | 0 | 0 | 0
51 | Anantnag | 7000023158 | 510 | LT AB Cable for DTs- 3Cx 35sqmm | 1000066007 |  | SUSPENSION CLAMP FOR 3-PHASE LT AERIAL BUNCHED CABLE(3CX35+1CX16+1CX35 SQ.MM) | NO | 3368 |  | INCLUDED |  | INCLUDED | INCLUDED | INCLUDED | 0 | 0 | 0 | 0
52 | Anantnag | 7000023158 | 520 | LT AB Cable for DTs- 3Cx 35sqmm | 1000066042 |  | TENSION CLAMP SUITABLE FOR LT AB CABLE (3CX35+1CX16+1CX35 SQ.MM) ASTS | EA | 168 |  | INCLUDED |  | INCLUDED | INCLUDED | INCLUDED | 0 | 0 | 0 | 0
53 | Anantnag | 7000023158 | 530 | LT AB Cable for DTs- 3Cx 35sqmm | 1000066022 |  | MS GALVANISED FORGED EYEHOOK CLAMP SUITABLE FOR LT AB CABLE(3CX35+1CX16+1CX35 SQ.MM) AS TS | EA | 3537 |  | INCLUDED |  | INCLUDED | INCLUDED | INCLUDED | 0 | 0 | 0 | 0
54 | Anantnag | 7000023158 | 540 | LT AB Cable for DTs- 3Cx 35sqmm | 1000056676 |  | FABRICATION AND SUPPLY OF M.S. GALVANIZED ITEMS- CLAMPS, ETC, COMPLETEAS REQUIRED FOR LT AB CABLE | MT | 13.474 |  | INCLUDED |  | INCLUDED | INCLUDED | INCLUDED | 0 | 0 | 0 | 0
55 | Anantnag | 7000023158 | 550 | LT AB Cable for DTs- 3Cx 35sqmm | 1000022819 |  | nuts,bolts,foundation bolts and washer and other accessories forstructures. | MT | 1.68 |  | INCLUDED |  | INCLUDED | INCLUDED | INCLUDED | 0 | 0 | 0 | 0
56 | Anantnag | 7000023158 | 560 | LT AB Cable for DTs- 3Cx 35sqmm | 1000028393 |  | 20 MM DIA 2500 MM LONG GI ROD TOGETHER WITH FIXINGARRANGEMENT(EXCLUDING GI WIRE REQUIRED FOR EARTHING) AS PER APPROVEDDRAWING. | SET | 674 |  | INCLUDED |  | INCLUDED | INCLUDED | INCLUDED | 0 | 0 | 0 | 0
57 | Anantnag | 7000023158 | 570 | LT AB Cable for DTs- 3Cx 35sqmm | 1000032346 |  | HARDWARE FITTINGS FOR LT STAY SET COMPLETE STAY SET TS | SET | 42 |  | INCLUDED |  | INCLUDED | INCLUDED | INCLUDED | 0 | 0 | 0 | 0
58 | Anantnag | 7000023158 | 580 | LT AB Cable for DTs- 3Cx 35sqmm | 1000028419 |  | GUY STRAIN INSULATORS DESIGNATION 'A' AS PER TS | SET | 42 |  | INCLUDED |  | INCLUDED | INCLUDED | INCLUDED | 0 | 0 | 0 | 0
59 | Anantnag | 7000023158 | 590 | LT AB Cable for DTs- 3Cx 35sqmm | 1000045302 |  | 7/10 SWG GI WIRE | MT | 0.152 |  | INCLUDED |  | INCLUDED | INCLUDED | INCLUDED | 0 | 0 | 0 | 0
60 | Anantnag | 7000023158 | 600 | LT AB Cable for DTs- 3Cx 35sqmm | 1000066061 |  | INSULATING PEIRCING CONNECTOR SUITABLE FOR LT AB CABLE AS TS | EA | 5221 |  | INCLUDED |  | INCLUDED | INCLUDED | INCLUDED | 0 | 0 | 0 | 0
61 | Anantnag | 7000023158 | 610 | LT AB Cable for DTs- 3Cx 35sqmm | 1000066062 |  | PG CLAMP SUITABLE FOR 35SQMM AS PER TS | EA | 1853 |  | INCLUDED |  | INCLUDED | INCLUDED | INCLUDED | 0 | 0 | 0 | 0
62 | Anantnag | 7000023158 | 620 | LT AB Cable for DTs- 3Cx 35sqmm | 1000066015 |  | 1.1 KV, 4 CORE 35 MM2, XLPE CABLE SUITABLE FOR LT AB CABLE(3CX120+1CX16+1CX70 SQ.MM) AS PER TS | M | 2105.24 |  | INCLUDED |  | INCLUDED | INCLUDED | INCLUDED | 0 | 0 | 0 | 0
63 | Anantnag | 7000023158 | 630 | LT AB Cable for DTs- 3Cx 35sqmm | 1000066060 |  | MAIN SERVICE DISTRIBUTION BOARD (MSDB) SUITABLE FOR 3-PHASE LT ABCABLE AS TS | EA | 1684 |  | INCLUDED |  | INCLUDED | INCLUDED | INCLUDED | 0 | 0 | 0 | 0
64 | Anantnag | 7000023158 | 640 | LT AB Cable for DTs- 3Cx 35sqmm | 1000066014 |  | 1.1 KV, 1 CORE 25 MM2, XLPE CABLE SUITABLE FOR LT AB CABLE(3CX120+1CX16+1CX70 SQ.MM) AS PER TS | M | 421.05 |  | INCLUDED |  | INCLUDED | INCLUDED | INCLUDED | 0 | 0 | 0 | 0
65 | Anantnag | 7000023158 | 650 | LT AB Cable for DTs- 3Cx 35sqmm | 1000065859 |  | MAIN SERVICE DISTRIBUTION BOARD (MSDB) SUITABLE FOR 1-PHASE LT ABCABLE AS TS | EA | 168 |  | INCLUDED |  | INCLUDED | INCLUDED | INCLUDED | 0 | 0 | 0 | 0
66 | Anantnag | 7000023158 | 660 | LT AB Cable for DTs- 3Cx50sqmm | 1000066018 |  | 3-PHASE LT AERIAL BUNCHED CABLE (3CX50+1CX16+1CX35 SQ.MM) AS PER TS. | KM | 146.47 |  | INCLUDED |  | INCLUDED | INCLUDED | INCLUDED | 0 | 0 | 0 | 0
67 | Anantnag | 7000023158 | 670 | LT AB Cable for DTs- 3Cx50sqmm | 1000037907 |  | 8M STP 410 MPA SP 15 | EA | 558 |  | INCLUDED |  | INCLUDED | INCLUDED | INCLUDED | 0 | 0 | 0 | 0
68 | Anantnag | 7000023158 | 680 | LT AB Cable for DTs- 3Cx50sqmm | 1000066038 |  | SUSPENSION CLAMP SUITABLE FOR LT AB CABLE (3CX50+1CX16+1CX35 SQ.MM)AS TS | EA | 2790 |  | INCLUDED |  | INCLUDED | INCLUDED | INCLUDED | 0 | 0 | 0 | 0
69 | Anantnag | 7000023158 | 690 | LT AB Cable for DTs- 3Cx50sqmm | 1000066041 |  | TENSION CLAMP SUITABLE FOR LT AB CABLE (3CX50+1CX16+1CX35 SQ.MM) ASTS | EA | 139 |  | INCLUDED |  | INCLUDED | INCLUDED | INCLUDED | 0 | 0 | 0 | 0
70 | Anantnag | 7000023158 | 700 | LT AB Cable for DTs- 3Cx50sqmm | 1000066021 |  | MS GALVANISED FORGED EYEHOOK CLAMP SUITABLE FOR LT AB CABLE(3CX+1CX16+1CX35 SQ.MM) AS TS | EA | 2929 |  | INCLUDED |  | INCLUDED | INCLUDED | INCLUDED | 0 | 0 | 0 | 0
71 | Anantnag | 7000023158 | 710 | LT AB Cable for DTs- 3Cx50sqmm | 1000056676 |  | FABRICATION AND SUPPLY OF M.S. GALVANIZED ITEMS- CLAMPS, ETC, COMPLETEAS REQUIRED FOR LT AB CABLE | MT | 11.16 |  | INCLUDED |  | INCLUDED | INCLUDED | INCLUDED | 0 | 0 | 0 | 0
72 | Anantnag | 7000023158 | 720 | LT AB Cable for DTs- 3Cx50sqmm | 1000022819 |  | nuts,bolts,foundation bolts and washer and other accessories forstructures. | MT | 1.39 |  | INCLUDED |  | INCLUDED | INCLUDED | INCLUDED | 0 | 0 | 0 | 0
73 | Anantnag | 7000023158 | 730 | LT AB Cable for DTs- 3Cx50sqmm | 1000028393 |  | 20 MM DIA 2500 MM LONG GI ROD TOGETHER WITH FIXINGARRANGEMENT(EXCLUDING GI WIRE REQUIRED FOR EARTHING) AS PER APPROVEDDRAWING. | SET | 558 |  | INCLUDED |  | INCLUDED | INCLUDED | INCLUDED | 0 | 0 | 0 | 0
74 | Anantnag | 7000023158 | 740 | LT AB Cable for DTs- 3Cx50sqmm | 1000032346 |  | HARDWARE FITTINGS FOR LT STAY SET COMPLETE STAY SET TS | SET | 35 |  | INCLUDED |  | INCLUDED | INCLUDED | INCLUDED | 0 | 0 | 0 | 0
75 | Anantnag | 7000023158 | 750 | LT AB Cable for DTs- 3Cx50sqmm | 1000028419 |  | GUY STRAIN INSULATORS DESIGNATION 'A' AS PER TS | SET | 35 |  | INCLUDED |  | INCLUDED | INCLUDED | INCLUDED | 0 | 0 | 0 | 0
76 | Anantnag | 7000023158 | 760 | LT AB Cable for DTs- 3Cx50sqmm | 1000045302 |  | 7/10 SWG GI WIRE | MT | 0.126 |  | INCLUDED |  | INCLUDED | INCLUDED | INCLUDED | 0 | 0 | 0 | 0
77 | Anantnag | 7000023158 | 770 | LT AB Cable for DTs- 3Cx50sqmm | 1000066061 |  | INSULATING PEIRCING CONNECTOR SUITABLE FOR LT AB CABLE AS TS | EA | 4324 |  | INCLUDED |  | INCLUDED | INCLUDED | INCLUDED | 0 | 0 | 0 | 0
78 | Anantnag | 7000023158 | 780 | LT AB Cable for DTs- 3Cx50sqmm | 1000066062 |  | PG CLAMP SUITABLE FOR 35SQMM AS PER TS | EA | 1534 |  | INCLUDED |  | INCLUDED | INCLUDED | INCLUDED | 0 | 0 | 0 | 0
79 | Anantnag | 7000023158 | 790 | LT AB Cable for DTs- 3Cx50sqmm | 1000066015 |  | 1.1 KV, 4 CORE 35 MM2, XLPE CABLE SUITABLE FOR LT AB CABLE(3CX120+1CX16+1CX70 SQ.MM) AS PER TS | M | 1743.73 |  | INCLUDED |  | INCLUDED | INCLUDED | INCLUDED | 0 | 0 | 0 | 0
80 | Anantnag | 7000023158 | 800 | LT AB Cable for DTs- 3Cx50sqmm | 1000066060 |  | MAIN SERVICE DISTRIBUTION BOARD (MSDB) SUITABLE FOR 3-PHASE LT ABCABLE AS TS | EA | 1395 |  | INCLUDED |  | INCLUDED | INCLUDED | INCLUDED | 0 | 0 | 0 | 0
81 | Anantnag | 7000023158 | 810 | LT AB Cable for DTs- 3Cx50sqmm | 1000066014 |  | 1.1 KV, 1 CORE 25 MM2, XLPE CABLE SUITABLE FOR LT AB CABLE(3CX120+1CX16+1CX70 SQ.MM) AS PER TS | M | 348.75 |  | INCLUDED |  | INCLUDED | INCLUDED | INCLUDED | 0 | 0 | 0 | 0
82 | Anantnag | 7000023158 | 820 | LT AB Cable for DTs- 3Cx50sqmm | 1000065859 |  | MAIN SERVICE DISTRIBUTION BOARD (MSDB) SUITABLE FOR 1-PHASE LT ABCABLE AS TS | EA | 139 |  | INCLUDED |  | INCLUDED | INCLUDED | INCLUDED | 0 | 0 | 0 | 0
83 | Anantnag | 7000023158 | 830 | LT AB Cable for DTs- 3Cx70sqmm | 1000066019 |  | 3-PHASE LT AERIAL BUNCHED CABLE (3CX70+1CX16+1CX50 SQ.MM) AS PER TS. | KM | 74.09 |  | INCLUDED |  | INCLUDED | INCLUDED | INCLUDED | 0 | 0 | 0 | 0
84 | Anantnag | 7000023158 | 840 | LT AB Cable for DTs- 3Cx70sqmm | 1000037907 |  | 8M STP 410 MPA SP 15 | EA | 282 |  | INCLUDED |  | INCLUDED | INCLUDED | INCLUDED | 0 | 0 | 0 | 0
85 | Anantnag | 7000023158 | 850 | LT AB Cable for DTs- 3Cx70sqmm | 1000066066 |  | SUSPENSION CLAMP SUITABLE FOR LT AB CABLE (3CX70+1X16+1CX50 SQ.MM)AS TS | EA | 1411 |  | INCLUDED |  | INCLUDED | INCLUDED | INCLUDED | 0 | 0 | 0 | 0
86 | Anantnag | 7000023158 | 860 | LT AB Cable for DTs- 3Cx70sqmm | 1000066067 |  | TENSION CLAMP SUITABLE FOR LT AB CABLE (3CX70+1X16+1CX50 SQ.MM) AS TS | EA | 71 |  | INCLUDED |  | INCLUDED | INCLUDED | INCLUDED | 0 | 0 | 0 | 0
87 | Anantnag | 7000023158 | 870 | LT AB Cable for DTs- 3Cx70sqmm | 1000065858 |  | MS GALVANISED FORGED EYEHOOK CLAMP SUITABLE FOR LT AB CABLE(3CX70+1X16+1CX50 SQ.MM) AS TS | EA | 1482 |  | INCLUDED |  | INCLUDED | INCLUDED | INCLUDED | 0 | 0 | 0 | 0
88 | Anantnag | 7000023158 | 880 | LT AB Cable for DTs- 3Cx70sqmm | 1000056676 |  | FABRICATION AND SUPPLY OF M.S. GALVANIZED ITEMS- CLAMPS, ETC, COMPLETEAS REQUIRED FOR LT AB CABLE | MT | 5.645 |  | INCLUDED |  | INCLUDED | INCLUDED | INCLUDED | 0 | 0 | 0 | 0
89 | Anantnag | 7000023158 | 890 | LT AB Cable for DTs- 3Cx70sqmm | 1000022819 |  | nuts,bolts,foundation bolts and washer and other accessories forstructures. | MT | 0.71 |  | INCLUDED |  | INCLUDED | INCLUDED | INCLUDED | 0 | 0 | 0 | 0
90 | Anantnag | 7000023158 | 900 | LT AB Cable for DTs- 3Cx70sqmm | 1000028393 |  | 20 MM DIA 2500 MM LONG GI ROD TOGETHER WITH FIXINGARRANGEMENT(EXCLUDING GI WIRE REQUIRED FOR EARTHING) AS PER APPROVEDDRAWING. | SET | 282 |  | INCLUDED |  | INCLUDED | INCLUDED | INCLUDED | 0 | 0 | 0 | 0
91 | Anantnag | 7000023158 | 910 | LT AB Cable for DTs- 3Cx70sqmm | 1000032346 |  | HARDWARE FITTINGS FOR LT STAY SET COMPLETE STAY SET TS | SET | 18 |  | INCLUDED |  | INCLUDED | INCLUDED | INCLUDED | 0 | 0 | 0 | 0
92 | Anantnag | 7000023158 | 920 | LT AB Cable for DTs- 3Cx70sqmm | 1000028419 |  | GUY STRAIN INSULATORS DESIGNATION 'A' AS PER TS | SET | 18 |  | INCLUDED |  | INCLUDED | INCLUDED | INCLUDED | 0 | 0 | 0 | 0
93 | Anantnag | 7000023158 | 930 | LT AB Cable for DTs- 3Cx70sqmm | 1000045302 |  | 7/10 SWG GI WIRE | MT | 0.064 |  | INCLUDED |  | INCLUDED | INCLUDED | INCLUDED | 0 | 0 | 0 | 0
94 | Anantnag | 7000023158 | 940 | LT AB Cable for DTs- 3Cx70sqmm | 1000066061 |  | INSULATING PEIRCING CONNECTOR SUITABLE FOR LT AB CABLE AS TS | EA | 2188 |  | INCLUDED |  | INCLUDED | INCLUDED | INCLUDED | 0 | 0 | 0 | 0
95 | Anantnag | 7000023158 | 950 | LT AB Cable for DTs- 3Cx70sqmm | 1000066063 |  | PG CLAMP SUITABLE FOR 50SQMM AS PER TS | EA | 776 |  | INCLUDED |  | INCLUDED | INCLUDED | INCLUDED | 0 | 0 | 0 | 0
96 | Anantnag | 7000023158 | 960 | LT AB Cable for DTs- 3Cx70sqmm | 1000066015 |  | 1.1 KV, 4 CORE 35 MM2, XLPE CABLE SUITABLE FOR LT AB CABLE(3CX120+1CX16+1CX70 SQ.MM) AS PER TS | M | 882.06 |  | INCLUDED |  | INCLUDED | INCLUDED | INCLUDED | 0 | 0 | 0 | 0
97 | Anantnag | 7000023158 | 970 | LT AB Cable for DTs- 3Cx70sqmm | 1000066060 |  | MAIN SERVICE DISTRIBUTION BOARD (MSDB) SUITABLE FOR 3-PHASE LT ABCABLE AS TS | EA | 706 |  | INCLUDED |  | INCLUDED | INCLUDED | INCLUDED | 0 | 0 | 0 | 0
98 | Anantnag | 7000023158 | 980 | LT AB Cable for DTs- 3Cx70sqmm | 1000066014 |  | 1.1 KV, 1 CORE 25 MM2, XLPE CABLE SUITABLE FOR LT AB CABLE(3CX120+1CX16+1CX70 SQ.MM) AS PER TS | M | 176.41 |  | INCLUDED |  | INCLUDED | INCLUDED | INCLUDED | 0 | 0 | 0 | 0
99 | Anantnag | 7000023158 | 990 | LT AB Cable for DTs- 3Cx70sqmm | 1000065859 |  | MAIN SERVICE DISTRIBUTION BOARD (MSDB) SUITABLE FOR 1-PHASE LT ABCABLE AS TS | EA | 71 |  | INCLUDED |  | INCLUDED | INCLUDED | INCLUDED | 0 | 0 | 0 | 0
100 | Anantnag | 7000023158 | 1000 | LT AB Cable for DTs- 3Cx120sqmm | 1000066016 |  | 3-PHASE LT AERIAL BUNCHED CABLE (3CX120+1CX16+1CX70 SQ.MM) AS PER TS. | KM | 138.85 |  | INCLUDED |  | INCLUDED | INCLUDED | INCLUDED | 0 | 0 | 0 | 0
101 | Anantnag | 7000023158 | 1010 | LT AB Cable for DTs- 3Cx120sqmm | 1000037907 |  | 8M STP 410 MPA SP 15 | EA | 529 |  | INCLUDED |  | INCLUDED | INCLUDED | INCLUDED | 0 | 0 | 0 | 0
102 | Anantnag | 7000023158 | 1020 | LT AB Cable for DTs- 3Cx120sqmm | 1000066036 |  | SUSPENSION CLAMP SUITABLE FOR LT AB CABLE (3CX120+1CX16+1CX70 SQ.MM)AS TS | EA | 2645 |  | INCLUDED |  | INCLUDED | INCLUDED | INCLUDED | 0 | 0 | 0 | 0
103 | Anantnag | 7000023158 | 1030 | LT AB Cable for DTs- 3Cx120sqmm | 1000066040 |  | TENSION CLAMP SUITABLE FOR LT AB CABLE (3CX120+1X16+1CX70 SQ.MM) ASTS | EA | 132 |  | INCLUDED |  | INCLUDED | INCLUDED | INCLUDED | 0 | 0 | 0 | 0
104 | Anantnag | 7000023158 | 1040 | LT AB Cable for DTs- 3Cx120sqmm | 1000066020 |  | MS GALVANISED FORGED EYEHOOK CLAMP SUITABLE FOR LT AB CABLE(3CX120+1X16+1CX70 SQ.MM) AS TS | EA | 2777 |  | INCLUDED |  | INCLUDED | INCLUDED | INCLUDED | 0 | 0 | 0 | 0
105 | Anantnag | 7000023158 | 1050 | LT AB Cable for DTs- 3Cx120sqmm | 1000056676 |  | FABRICATION AND SUPPLY OF M.S. GALVANIZED ITEMS- CLAMPS, ETC, COMPLETEAS REQUIRED FOR LT AB CABLE | MT | 10.579 |  | INCLUDED |  | INCLUDED | INCLUDED | INCLUDED | 0 | 0 | 0 | 0
106 | Anantnag | 7000023158 | 1060 | LT AB Cable for DTs- 3Cx120sqmm | 1000022819 |  | nuts,bolts,foundation bolts and washer and other accessories forstructures. | MT | 1.32 |  | INCLUDED |  | INCLUDED | INCLUDED | INCLUDED | 0 | 0 | 0 | 0
107 | Anantnag | 7000023158 | 1070 | LT AB Cable for DTs- 3Cx120sqmm | 1000028393 |  | 20 MM DIA 2500 MM LONG GI ROD TOGETHER WITH FIXINGARRANGEMENT(EXCLUDING GI WIRE REQUIRED FOR EARTHING) AS PER APPROVEDDRAWING. | SET | 529 |  | INCLUDED |  | INCLUDED | INCLUDED | INCLUDED | 0 | 0 | 0 | 0
108 | Anantnag | 7000023158 | 1080 | LT AB Cable for DTs- 3Cx120sqmm | 1000032346 |  | HARDWARE FITTINGS FOR LT STAY SET COMPLETE STAY SET TS | SET | 33 |  | INCLUDED |  | INCLUDED | INCLUDED | INCLUDED | 0 | 0 | 0 | 0
109 | Anantnag | 7000023158 | 1090 | LT AB Cable for DTs- 3Cx120sqmm | 1000028419 |  | GUY STRAIN INSULATORS DESIGNATION 'A' AS PER TS | SET | 33 |  | INCLUDED |  | INCLUDED | INCLUDED | INCLUDED | 0 | 0 | 0 | 0
110 | Anantnag | 7000023158 | 1100 | LT AB Cable for DTs- 3Cx120sqmm | 1000045302 |  | 7/10 SWG GI WIRE | MT | 0.119 |  | INCLUDED |  | INCLUDED | INCLUDED | INCLUDED | 0 | 0 | 0 | 0
111 | Anantnag | 7000023158 | 1110 | LT AB Cable for DTs- 3Cx120sqmm | 1000066061 |  | INSULATING PEIRCING CONNECTOR SUITABLE FOR LT AB CABLE AS TS | EA | 4099 |  | INCLUDED |  | INCLUDED | INCLUDED | INCLUDED | 0 | 0 | 0 | 0
112 | Anantnag | 7000023158 | 1120 | LT AB Cable for DTs- 3Cx120sqmm | 1000066064 |  | PG CLAMP SUITABLE FOR 70SQMM AS PER TS | EA | 1455 |  | INCLUDED |  | INCLUDED | INCLUDED | INCLUDED | 0 | 0 | 0 | 0
113 | Anantnag | 7000023158 | 1130 | LT AB Cable for DTs- 3Cx120sqmm | 1000066015 |  | 1.1 KV, 4 CORE 35 MM2, XLPE CABLE SUITABLE FOR LT AB CABLE(3CX120+1CX16+1CX70 SQ.MM) AS PER TS | M | 1653.01 |  | INCLUDED |  | INCLUDED | INCLUDED | INCLUDED | 0 | 0 | 0 | 0
114 | Anantnag | 7000023158 | 1140 | LT AB Cable for DTs- 3Cx120sqmm | 1000066060 |  | MAIN SERVICE DISTRIBUTION BOARD (MSDB) SUITABLE FOR 3-PHASE LT ABCABLE AS TS | EA | 1322 |  | INCLUDED |  | INCLUDED | INCLUDED | INCLUDED | 0 | 0 | 0 | 0
115 | Anantnag | 7000023158 | 1150 | LT AB Cable for DTs- 3Cx120sqmm | 1000066014 |  | 1.1 KV, 1 CORE 25 MM2, XLPE CABLE SUITABLE FOR LT AB CABLE(3CX120+1CX16+1CX70 SQ.MM) AS PER TS | M | 330.6 |  | INCLUDED |  | INCLUDED | INCLUDED | INCLUDED | 0 | 0 | 0 | 0
116 | Anantnag | 7000023158 | 1160 | LT AB Cable for DTs- 3Cx120sqmm | 1000065859 |  | MAIN SERVICE DISTRIBUTION BOARD (MSDB) SUITABLE FOR 1-PHASE LT ABCABLE AS TS | EA | 132 |  | INCLUDED |  | INCLUDED | INCLUDED | INCLUDED | 0 | 0 | 0 | 0
117 | Anantnag | 7000023158 | 1170 | 11kV HVDS Network- ACSR Rabbit Conductor | 1000030862 |  | ACSR RABBIT CONDUCTOR | KM | 581.91 |  | INCLUDED |  | INCLUDED | INCLUDED | INCLUDED | 0 | 0 | 0 | 0
118 | Anantnag | 7000023158 | 1180 | 11kV HVDS Network- ACSR Rabbit Conductor | 1000037908 |  | 9M STP 410 MPA SP 33 | EA | 4520 |  | INCLUDED |  | INCLUDED | INCLUDED | INCLUDED | 0 | 0 | 0 | 0
119 | Anantnag | 7000023158 | 1190 | 11kV HVDS Network- ACSR Rabbit Conductor | 1000056012 |  | 11 M STP 410 MPA SP 56 | EA | 377 |  | INCLUDED |  | INCLUDED | INCLUDED | INCLUDED | 0 | 0 | 0 | 0
120 | Anantnag | 7000023158 | 1200 | 11kV HVDS Network- ACSR Rabbit Conductor | 1000022813 |  | Fabrication and Supply of M.S. Galvanised items- Pole Top Bracket,V-Cross arm, Back Clamps for V-Cross arm , D P Channel, D P Channelclamp, Stay clamps angle, Stay clamps side, D P cross bracing &clamps,Guarding arm etc etc. complete as required. | MT | 106.78 |  | INCLUDED |  | INCLUDED | INCLUDED | INCLUDED | 0 | 0 | 0 | 0
121 | Anantnag | 7000023158 | 1210 | 11kV HVDS Network- ACSR Rabbit Conductor | 1000022819 |  | nuts,bolts,foundation bolts and washer and other accessories forstructures. | MT | 4.9 |  | INCLUDED |  | INCLUDED | INCLUDED | INCLUDED | 0 | 0 | 0 | 0
122 | Anantnag | 7000023158 | 1220 | 11kV HVDS Network- ACSR Rabbit Conductor | 1000028393 |  | 20 MM DIA 2500 MM LONG GI ROD TOGETHER WITH FIXINGARRANGEMENT(EXCLUDING GI WIRE REQUIRED FOR EARTHING) AS PER APPROVEDDRAWING. | SET | 4896 |  | INCLUDED |  | INCLUDED | INCLUDED | INCLUDED | 0 | 0 | 0 | 0
123 | Anantnag | 7000023158 | 1230 | 11kV HVDS Network- ACSR Rabbit Conductor | 1000032345 |  | HARDWARE FITTINGS FOR 11 KV STAY SET COMPLETE STAY SET TS | SET | 188 |  | INCLUDED |  | INCLUDED | INCLUDED | INCLUDED | 0 | 0 | 0 | 0
124 | Anantnag | 7000023158 | 1240 | 11kV HVDS Network- ACSR Rabbit Conductor | 1000022814 |  | GUY STRAIN INSULATORS DESIGNATION 'C' | EA | 188 |  | INCLUDED |  | INCLUDED | INCLUDED | INCLUDED | 0 | 0 | 0 | 0
125 | Anantnag | 7000023158 | 1250 | 11kV HVDS Network- ACSR Rabbit Conductor | 1000033893 |  | STAY WIRE (7/10 SWG) AS PER TS FOR 11 KV STAY SET | MT | 0.753 |  | INCLUDED |  | INCLUDED | INCLUDED | INCLUDED | 0 | 0 | 0 | 0
126 | Anantnag | 7000023158 | 1260 | 11kV HVDS Network- ACSR Rabbit Conductor | 1000032343 |  | 10 SWG GI WIRE FOR PROTECTIVE GUARDING LACING AS PER TS | KG | 3766.42 |  | INCLUDED |  | INCLUDED | INCLUDED | INCLUDED | 0 | 0 | 0 | 0
127 | Anantnag | 7000023158 | 1270 | 11kV HVDS Network- ACSR Rabbit Conductor | 1000032344 |  | 8SWG GI WIRE FOR PROTECTIVE GUARDING & EARTHING AS PER TS | KG | 3766.42 |  | INCLUDED |  | INCLUDED | INCLUDED | INCLUDED | 0 | 0 | 0 | 0
128 | Anantnag | 7000023158 | 1280 | 11kV HVDS Network- ACSR Rabbit Conductor | 1000065967 |  | 11KV 5 KN POLYMERIC COMPOSITE PIN INSULATOR AS TS | EA | 13559 |  | INCLUDED |  | INCLUDED | INCLUDED | INCLUDED | 0 | 0 | 0 | 0
129 | Anantnag | 7000023158 | 1290 | 11kV HVDS Network- ACSR Rabbit Conductor | 1000065966 |  | 11KV 45 KN POLYMERIC COMPOSITE DISC INSULATOR AS TS | EA | 2825 |  | INCLUDED |  | INCLUDED | INCLUDED | INCLUDED | 0 | 0 | 0 | 0
130 | Anantnag | 7000023158 | 1300 | 11kV HVDS Network- ACSR Rabbit Conductor | 1000066070 |  | DISC INSULATOR HARDWARE & ACCESSORIES SUITABLE TO 11 KV B&S TYPE, 45KN POLYMER INSULATORS AS PER TS | SET | 2825 |  | INCLUDED |  | INCLUDED | INCLUDED | INCLUDED | 0 | 0 | 0 | 0
131 | Anantnag | 7000023158 | 1310 | 11kV HVDS Network- ACSR Rabbit Conductor | 1000032347 |  | PG CLAMP SUITABLE FOR ACSR RABBIT CONDUCTOR. | EA | 2260 |  | INCLUDED |  | INCLUDED | INCLUDED | INCLUDED | 0 | 0 | 0 | 0
132 | Anantnag | 7000023158 | 1320 | 11kV HVDS Network- 3Cx120 sq mm ABC | 1000065972 |  | 11 KV 3CX120+1X95 MM2, AB CABLE AS TS | KM | 10.95 |  | INCLUDED |  | INCLUDED | INCLUDED | INCLUDED | 0 | 0 | 0 | 0
133 | Anantnag | 7000023158 | 1330 | 11kV HVDS Network- 3Cx120 sq mm ABC | 1000037908 |  | 9M STP 410 MPA SP 33 | EA | 209 |  | INCLUDED |  | INCLUDED | INCLUDED | INCLUDED | 0 | 0 | 0 | 0
134 | Anantnag | 7000023158 | 1340 | 11kV HVDS Network- 3Cx120 sq mm ABC | 1000065984 |  | HEAT SHRINKABLE OUTDOOR CABLE TERMINATION KIT SUITABLE FOR 11 KV3CX120+1X95 MM2, AB CABLE AS TS | EA | 31 |  | INCLUDED |  | INCLUDED | INCLUDED | INCLUDED | 0 | 0 | 0 | 0
135 | Anantnag | 7000023158 | 1350 | 11kV HVDS Network- 3Cx120 sq mm ABC | 1000065998 |  | MID SPAN STRAIGHT THROUGH JOINTING KIT SUITABLE FOR 11 KV 3CX120+1X95MM2, AB CABLE AS TS | SET | 10 |  | INCLUDED |  | INCLUDED | INCLUDED | INCLUDED | 0 | 0 | 0 | 0
136 | Anantnag | 7000023158 | 1360 | 11kV HVDS Network- 3Cx120 sq mm ABC | 1000066003 |  | SUSPENSION CLAMP SUITABLE FOR 11 KV 3CX120+1X95 MM2, AB CABLE AS TS | EA | 209 |  | INCLUDED |  | INCLUDED | INCLUDED | INCLUDED | 0 | 0 | 0 | 0
137 | Anantnag | 7000023158 | 1370 | 11kV HVDS Network- 3Cx120 sq mm ABC | 1000066008 |  | TENSION CLAMP SUITABLE FOR 11 KV 3CX120+1X95 MM2, AB CABLE AS TS | EA | 10 |  | INCLUDED |  | INCLUDED | INCLUDED | INCLUDED | 0 | 0 | 0 | 0
138 | Anantnag | 7000023158 | 1380 | 11kV HVDS Network- 3Cx120 sq mm ABC | 1000065981 |  | EYE HOOK SUITABLE FOR 11 KV 3CX120+1X95 MM2, AB CABLE AS TS | EA | 219 |  | INCLUDED |  | INCLUDED | INCLUDED | INCLUDED | 0 | 0 | 0 | 0
139 | Anantnag | 7000023158 | 1390 | 11kV HVDS Network- 3Cx120 sq mm ABC | 1000066058 |  | FABRICATION AND SUPPLY OF M.S. GALVANIZED ITEMS- CLAMPS, ETC, COMPLETEAS REQUIRED FOR HT AB CABLE AS PER TS | MT | 1.25 |  | INCLUDED |  | INCLUDED | INCLUDED | INCLUDED | 0 | 0 | 0 | 0
140 | Anantnag | 7000023158 | 1400 | 11kV HVDS Network- 3Cx120 sq mm ABC | 1000022819 |  | nuts,bolts,foundation bolts and washer and other accessories forstructures. | MT | 0.1 |  | INCLUDED |  | INCLUDED | INCLUDED | INCLUDED | 0 | 0 | 0 | 0
141 | Anantnag | 7000023158 | 1410 | 11kV HVDS Network- 3Cx120 sq mm ABC | 1000045288 |  | 20 MM DIA 2500 MM LONG GI ROD TOGETHER WITH FIXINGARRANGEMENT(EXCLUDING GI WIRE REQUIRED FOR EARTHING) AS PER TS | SET | 209 |  | INCLUDED |  | INCLUDED | INCLUDED | INCLUDED | 0 | 0 | 0 | 0
142 | Anantnag | 7000023158 | 1420 | 11kV HVDS Network- 3Cx120 sq mm ABC | 1000032345 |  | HARDWARE FITTINGS FOR 11 KV STAY SET COMPLETE STAY SET TS | SET | 10 |  | INCLUDED |  | INCLUDED | INCLUDED | INCLUDED | 0 | 0 | 0 | 0
143 | Anantnag | 7000023158 | 1430 | 11kV HVDS Network- 3Cx120 sq mm ABC | 1000022814 |  | GUY STRAIN INSULATORS DESIGNATION 'C' | EA | 10 |  | INCLUDED |  | INCLUDED | INCLUDED | INCLUDED | 0 | 0 | 0 | 0
144 | Anantnag | 7000023158 | 1440 | 11kV HVDS Network- 3Cx120 sq mm ABC | 1000033893 |  | STAY WIRE (7/10 SWG) AS PER TS FOR 11 KV STAY SET | MT | 0.042 |  | INCLUDED |  | INCLUDED | INCLUDED | INCLUDED | 0 | 0 | 0 | 0
145 | Anantnag | 7000023158 | 1450 | Implementation of LT ABC-3Cx120 sqmm | 1000066016 |  | 3-PHASE LT AERIAL BUNCHED CABLE (3CX120+1CX16+1CX70 SQ.MM) AS PER TS. | KM | 91.15 |  | INCLUDED |  | INCLUDED | INCLUDED | INCLUDED | 0 | 0 | 0 | 0
146 | Anantnag | 7000023158 | 1460 | Implementation of LT ABC-3Cx120 sqmm | 1000037907 |  | 8M STP 410 MPA SP 15 | EA | 347 |  | INCLUDED |  | INCLUDED | INCLUDED | INCLUDED | 0 | 0 | 0 | 0
147 | Anantnag | 7000023158 | 1470 | Implementation of LT ABC-3Cx120 sqmm | 1000066036 |  | SUSPENSION CLAMP SUITABLE FOR LT AB CABLE (3CX120+1CX16+1CX70 SQ.MM)AS TS | EA | 1736 |  | INCLUDED |  | INCLUDED | INCLUDED | INCLUDED | 0 | 0 | 0 | 0
148 | Anantnag | 7000023158 | 1480 | Implementation of LT ABC-3Cx120 sqmm | 1000066040 |  | TENSION CLAMP SUITABLE FOR LT AB CABLE (3CX120+1X16+1CX70 SQ.MM) ASTS | EA | 87 |  | INCLUDED |  | INCLUDED | INCLUDED | INCLUDED | 0 | 0 | 0 | 0
149 | Anantnag | 7000023158 | 1490 | Implementation of LT ABC-3Cx120 sqmm | 1000066020 |  | MS GALVANISED FORGED EYEHOOK CLAMP SUITABLE FOR LT AB CABLE(3CX120+1X16+1CX70 SQ.MM) AS TS | EA | 1823 |  | INCLUDED |  | INCLUDED | INCLUDED | INCLUDED | 0 | 0 | 0 | 0 | 0 | #REF! | 0 | 0 | #REF! | 0 | 0 | 0 | #REF! | #REF! | #REF! | #REF! | #REF! | #REF! | #REF!
150 | Anantnag | 7000023158 | 1500 | Implementation of LT ABC-3Cx120 sqmm | 1000056676 |  | FABRICATION AND SUPPLY OF M.S. GALVANIZED ITEMS- CLAMPS, ETC, COMPLETEAS REQUIRED FOR LT AB CABLE | MT | 6.945 |  | INCLUDED |  | INCLUDED | INCLUDED | INCLUDED | 0 | 0 | 0 | 0 | 0 | #REF! | 0 | 0 | #REF! | 0 | 0 | 0 | #REF! | #REF! | #REF! | #REF! | #REF! | #REF! | #REF!
151 | Anantnag | 7000023158 | 1510 | Implementation of LT ABC-3Cx120 sqmm | 1000022819 |  | nuts,bolts,foundation bolts and washer and other accessories forstructures. | MT | 0.87 |  | INCLUDED |  | INCLUDED | INCLUDED | INCLUDED | 0 | 0 | 0 | 0 | 0 | #REF! | 0 | 0 | #REF! | 0 | 0 | 0 | #REF! | #REF! | #REF! | #REF! | #REF! | #REF! | #REF!
152 | Anantnag | 7000023158 | 1520 | Implementation of LT ABC-3Cx120 sqmm | 1000028393 |  | 20 MM DIA 2500 MM LONG GI ROD TOGETHER WITH FIXINGARRANGEMENT(EXCLUDING GI WIRE REQUIRED FOR EARTHING) AS PER APPROVEDDRAWING. | SET | 347 |  | INCLUDED |  | INCLUDED | INCLUDED | INCLUDED | 0 | 0 | 0 | 0 | 0 | #REF! | 0 | 0 | #REF! | 0 | 0 | 0 | #REF! | #REF! | #REF! | #REF! | #REF! | #REF! | #REF!
153 | Anantnag | 7000023158 | 1530 | Implementation of LT ABC-3Cx120 sqmm | 1000032346 |  | HARDWARE FITTINGS FOR LT STAY SET COMPLETE STAY SET TS | SET | 22 |  | INCLUDED |  | INCLUDED | INCLUDED | INCLUDED | 0 | 0 | 0 | 0 | 0 | #REF! | 0 | 0 | #REF! | 0 | 0 | 0 | #REF! | #REF! | #REF! | #REF! | #REF! | #REF! | #REF!
154 | Anantnag | 7000023158 | 1540 | Implementation of LT ABC-3Cx120 sqmm | 1000028419 |  | GUY STRAIN INSULATORS DESIGNATION 'A' AS PER TS | SET | 22 |  | INCLUDED |  | INCLUDED | INCLUDED | INCLUDED | 0 | 0 | 0 | 0 | 0 | #REF! | 0 | 0 | #REF! | 0 | 0 | 0 | #REF! | #REF! | #REF! | #REF! | #REF! | #REF! | #REF!
155 | Anantnag | 7000023158 | 1550 | Implementation of LT ABC-3Cx120 sqmm | 1000045302 |  | 7/10 SWG GI WIRE | MT | 0.078 |  | INCLUDED |  | INCLUDED | INCLUDED | INCLUDED | 0 | 0 | 0 | 0 | 0 | #REF! | 0 | 0 | #REF! | 0 | 0 | 0 | #REF! | #REF! | #REF! | #REF! | #REF! | #REF! | #REF!
156 | Anantnag | 7000023158 | 1560 | Implementation of LT ABC-3Cx120 sqmm | 1000066061 |  | INSULATING PEIRCING CONNECTOR SUITABLE FOR LT AB CABLE AS TS | EA | 2691 |  | INCLUDED |  | INCLUDED | INCLUDED | INCLUDED | 0 | 0 | 0 | 0 | 0 | #REF! | 0 | 0 | #REF! | 0 | 0 | 0 | #REF! | #REF! | #REF! | #REF! | #REF! | #REF! | #REF!
157 | Anantnag | 7000023158 | 1570 | Implementation of LT ABC-3Cx120 sqmm | 1000066064 |  | PG CLAMP SUITABLE FOR 70SQMM AS PER TS | EA | 955 |  | INCLUDED |  | INCLUDED | INCLUDED | INCLUDED | 0 | 0 | 0 | 0 | 0 | #REF! | 0 | 0 | #REF! | 0 | 0 | 0 | #REF! | #REF! | #REF! | #REF! | #REF! | #REF! | #REF!
158 | Anantnag | 7000023158 | 1580 | Implementation of LT ABC-3Cx120 sqmm | 1000066015 |  | 1.1 KV, 4 CORE 35 MM2, XLPE CABLE SUITABLE FOR LT AB CABLE(3CX120+1CX16+1CX70 SQ.MM) AS PER TS | M | 1085.18 |  | INCLUDED |  | INCLUDED | INCLUDED | INCLUDED | 0 | 0 | 0 | 0 | 0 | #REF! | 0 | 0 | #REF! | 0 | 0 | 0 | #REF! | #REF! | #REF! | #REF! | #REF! | #REF! | #REF!
159 | Anantnag | 7000023158 | 1590 | Implementation of LT ABC-3Cx120 sqmm | 1000066060 |  | MAIN SERVICE DISTRIBUTION BOARD (MSDB) SUITABLE FOR 3-PHASE LT ABCABLE AS TS | EA | 868 |  | INCLUDED |  | INCLUDED | INCLUDED | INCLUDED | 0 | 0 | 0 | 0 | 0 | #REF! | 0 | 0 | #REF! | 0 | 0 | 0 | #REF! | #REF! | #REF! | #REF! | #REF! | #REF! | #REF!
160 | Anantnag | 7000023158 | 1600 | Implementation of LT ABC-3Cx120 sqmm | 1000066014 |  | 1.1 KV, 1 CORE 25 MM2, XLPE CABLE SUITABLE FOR LT AB CABLE(3CX120+1CX16+1CX70 SQ.MM) AS PER TS | M | 217.04 |  | INCLUDED |  | INCLUDED | INCLUDED | INCLUDED | 0 | 0 | 0 | 0 | 0 | #REF! | 0 | 0 | #REF! | 0 | 0 | 0 | #REF! | #REF! | #REF! | #REF! | #REF! | #REF! | #REF!
161 | Anantnag | 7000023158 | 1610 | Implementation of LT ABC-3Cx120 sqmm | 1000065859 |  | MAIN SERVICE DISTRIBUTION BOARD (MSDB) SUITABLE FOR 1-PHASE LT ABCABLE AS TS | EA | 87 |  | INCLUDED |  | INCLUDED | INCLUDED | INCLUDED | 0 | 0 | 0 | 0 | 0 | #REF! | 0 | 0 | #REF! | 0 | 0 | 0 | #REF! | #REF! | #REF! | #REF! | #REF! | #REF! | #REF!
162 | Anantnag | 7000023158 | 1620 | Implementation of LT ABC-3Cx70 sqmm | 1000066019 |  | 3-PHASE LT AERIAL BUNCHED CABLE (3CX70+1CX16+1CX50 SQ.MM) AS PER TS. | KM | 85.33 |  | INCLUDED |  | INCLUDED | INCLUDED | INCLUDED | 0 | 0 | 0 | 0 | 0 | #REF! | 0 | 0 | #REF! | 0 | 0 | 0 | #REF! | #REF! | #REF! | #REF! | #REF! | #REF! | #REF!
163 | Anantnag | 7000023158 | 1630 | Implementation of LT ABC-3Cx70 sqmm | 1000037907 |  | 8M STP 410 MPA SP 15 | EA | 325 |  | INCLUDED |  | INCLUDED | INCLUDED | INCLUDED | 0 | 0 | 0 | 0 | 0 | #REF! | 0 | 0 | #REF! | 0 | 0 | 0 | #REF! | #REF! | #REF! | #REF! | #REF! | #REF! | #REF!
164 | Anantnag | 7000023158 | 1640 | Implementation of LT ABC-3Cx70 sqmm | 1000066066 |  | SUSPENSION CLAMP SUITABLE FOR LT AB CABLE (3CX70+1X16+1CX50 SQ.MM)AS TS | EA | 1625 |  | INCLUDED |  | INCLUDED | INCLUDED | INCLUDED | 0 | 0 | 0 | 0 | 0 | #REF! | 0 | 0 | #REF! | 0 | 0 | 0 | #REF! | #REF! | #REF! | #REF! | #REF! | #REF! | #REF!
165 | Anantnag | 7000023158 | 1650 | Implementation of LT ABC-3Cx70 sqmm | 1000066067 |  | TENSION CLAMP SUITABLE FOR LT AB CABLE (3CX70+1X16+1CX50 SQ.MM) AS TS | EA | 81 |  | INCLUDED |  | INCLUDED | INCLUDED | INCLUDED | 0 | 0 | 0 | 0 | 0 | #REF! | 0 | 0 | #REF! | 0 | 0 | 0 | #REF! | #REF! | #REF! | #REF! | #REF! | #REF! | #REF!
166 | Anantnag | 7000023158 | 1660 | Implementation of LT ABC-3Cx70 sqmm | 1000065858 |  | MS GALVANISED FORGED EYEHOOK CLAMP SUITABLE FOR LT AB CABLE(3CX70+1X16+1CX50 SQ.MM) AS TS | EA | 1707 |  | INCLUDED |  | INCLUDED | INCLUDED | INCLUDED | 0 | 0 | 0 | 0 | 0 | #REF! | 0 | 0 | #REF! | 0 | 0 | 0 | #REF! | #REF! | #REF! | #REF! | #REF! | #REF! | #REF!
167 | Anantnag | 7000023158 | 1670 | Implementation of LT ABC-3Cx70 sqmm | 1000056676 |  | FABRICATION AND SUPPLY OF M.S. GALVANIZED ITEMS- CLAMPS, ETC, COMPLETEAS REQUIRED FOR LT AB CABLE | MT | 6.502 |  | INCLUDED |  | INCLUDED | INCLUDED | INCLUDED | 0 | 0 | 0 | 0 | 0 | #REF! | 0 | 0 | #REF! | 0 | 0 | 0 | #REF! | #REF! | #REF! | #REF! | #REF! | #REF! | #REF!
168 | Anantnag | 7000023158 | 1680 | Implementation of LT ABC-3Cx70 sqmm | 1000022819 |  | nuts,bolts,foundation bolts and washer and other accessories forstructures. | MT | 0.81 |  | INCLUDED |  | INCLUDED | INCLUDED | INCLUDED | 0 | 0 | 0 | 0 | 0 | #REF! | 0 | 0 | #REF! | 0 | 0 | 0 | #REF! | #REF! | #REF! | #REF! | #REF! | #REF! | #REF!
169 | Anantnag | 7000023158 | 1690 | Implementation of LT ABC-3Cx70 sqmm | 1000028393 |  | 20 MM DIA 2500 MM LONG GI ROD TOGETHER WITH FIXINGARRANGEMENT(EXCLUDING GI WIRE REQUIRED FOR EARTHING) AS PER APPROVEDDRAWING. | SET | 325 |  | INCLUDED |  | INCLUDED | INCLUDED | INCLUDED | 0 | 0 | 0 | 0 | 0 | #REF! | 0 | 0 | #REF! | 0 | 0 | 0 | #REF! | #REF! | #REF! | #REF! | #REF! | #REF! | #REF!
170 | Anantnag | 7000023158 | 1700 | Implementation of LT ABC-3Cx70 sqmm | 1000032346 |  | HARDWARE FITTINGS FOR LT STAY SET COMPLETE STAY SET TS | SET | 20 |  | INCLUDED |  | INCLUDED | INCLUDED | INCLUDED | 0 | 0 | 0 | 0 | 0 | #REF! | 0 | 0 | #REF! | 0 | 0 | 0 | #REF! | #REF! | #REF! | #REF! | #REF! | #REF! | #REF!
171 | Anantnag | 7000023158 | 1710 | Implementation of LT ABC-3Cx70 sqmm | 1000028419 |  | GUY STRAIN INSULATORS DESIGNATION 'A' AS PER TS | SET | 20 |  | INCLUDED |  | INCLUDED | INCLUDED | INCLUDED | 0 | 0 | 0 | 0 | 0 | #REF! | 0 | 0 | #REF! | 0 | 0 | 0 | #REF! | #REF! | #REF! | #REF! | #REF! | #REF! | #REF!
172 | Anantnag | 7000023158 | 1720 | Implementation of LT ABC-3Cx70 sqmm | 1000045302 |  | 7/10 SWG GI WIRE | MT | 0.073 |  | INCLUDED |  | INCLUDED | INCLUDED | INCLUDED | 0 | 0 | 0 | 0 | 0 | #REF! | 0 | 0 | #REF! | 0 | 0 | 0 | #REF! | #REF! | #REF! | #REF! | #REF! | #REF! | #REF!
173 | Anantnag | 7000023158 | 1730 | Implementation of LT ABC-3Cx70 sqmm | 1000066061 |  | INSULATING PEIRCING CONNECTOR SUITABLE FOR LT AB CABLE AS TS | EA | 2519 |  | INCLUDED |  | INCLUDED | INCLUDED | INCLUDED | 0 | 0 | 0 | 0 | 0 | #REF! | 0 | 0 | #REF! | 0 | 0 | 0 | #REF! | #REF! | #REF! | #REF! | #REF! | #REF! | #REF!
174 | Anantnag | 7000023158 | 1740 | Implementation of LT ABC-3Cx70 sqmm | 1000066063 |  | PG CLAMP SUITABLE FOR 50SQMM AS PER TS | EA | 894 |  | INCLUDED |  | INCLUDED | INCLUDED | INCLUDED | 0 | 0 | 0 | 0 | 0 | #REF! | 0 | 0 | #REF! | 0 | 0 | 0 | #REF! | #REF! | #REF! | #REF! | #REF! | #REF! | #REF!
175 | Anantnag | 7000023158 | 1750 | Implementation of LT ABC-3Cx70 sqmm | 1000066015 |  | 1.1 KV, 4 CORE 35 MM2, XLPE CABLE SUITABLE FOR LT AB CABLE(3CX120+1CX16+1CX70 SQ.MM) AS PER TS | M | 1015.88 |  | INCLUDED |  | INCLUDED | INCLUDED | INCLUDED | 0 | 0 | 0 | 0 | 0 | #REF! | 0 | 0 | #REF! | 0 | 0 | 0 | #REF! | #REF! | #REF! | #REF! | #REF! | #REF! | #REF!
176 | Anantnag | 7000023158 | 1760 | Implementation of LT ABC-3Cx70 sqmm | 1000066060 |  | MAIN SERVICE DISTRIBUTION BOARD (MSDB) SUITABLE FOR 3-PHASE LT ABCABLE AS TS | EA | 813 |  | INCLUDED |  | INCLUDED | INCLUDED | INCLUDED | 0 | 0 | 0 | 0 | 0 | #REF! | 0 | 0 | #REF! | 0 | 0 | 0 | #REF! | #REF! | #REF! | #REF! | #REF! | #REF! | #REF!
177 | Anantnag | 7000023158 | 1770 | Implementation of LT ABC-3Cx70 sqmm | 1000066014 |  | 1.1 KV, 1 CORE 25 MM2, XLPE CABLE SUITABLE FOR LT AB CABLE(3CX120+1CX16+1CX70 SQ.MM) AS PER TS | M | 203.18 |  | INCLUDED |  | INCLUDED | INCLUDED | INCLUDED | 0 | 0 | 0 | 0 | 0 | #REF! | 0 | 0 | #REF! | 0 | 0 | 0 | #REF! | #REF! | #REF! | #REF! | #REF! | #REF! | #REF!
178 | Anantnag | 7000023158 | 1780 | Implementation of LT ABC-3Cx70 sqmm | 1000065859 |  | MAIN SERVICE DISTRIBUTION BOARD (MSDB) SUITABLE FOR 1-PHASE LT ABCABLE AS TS | EA | 81 |  | INCLUDED |  | INCLUDED | INCLUDED | INCLUDED | 0 | 0 | 0 | 0 | 0 | #REF! | 0 | 0 | #REF! | 0 | 0 | 0 | #REF! | #REF! | #REF! | #REF! | #REF! | #REF! | #REF!
179 | Anantnag | 7000023158 | 1790 | Implementation of LT ABC-3Cx35 sqmm | 1000066017 |  | 3-PHASE LT AERIAL BUNCHED CABLE (3CX35+1CX16+1CX35 SQ.MM) AS PER TS. | KM | 177.86 |  | INCLUDED |  | INCLUDED | INCLUDED | INCLUDED | 0 | 0 | 0 | 0 | 0 | #REF! | 0 | 0 | #REF! | 0 | 0 | 0 | #REF! | #REF! | #REF! | #REF! | #REF! | #REF! | #REF!
180 | Anantnag | 7000023158 | 1800 | Implementation of LT ABC-3Cx35 sqmm | 1000037907 |  | 8M STP 410 MPA SP 15 | EA | 678 |  | INCLUDED |  | INCLUDED | INCLUDED | INCLUDED | 0 | 0 | 0 | 0 | 0 | #REF! | 0 | 0 | #REF! | 0 | 0 | 0 | #REF! | #REF! | #REF! | #REF! | #REF! | #REF! | #REF!
181 | Anantnag | 7000023158 | 1810 | Implementation of LT ABC-3Cx35 sqmm | 1000066007 |  | SUSPENSION CLAMP FOR 3-PHASE LT AERIAL BUNCHED CABLE(3CX35+1CX16+1CX35 SQ.MM) | NO | 3388 |  | INCLUDED |  | INCLUDED | INCLUDED | INCLUDED | 0 | 0 | 0 | 0 | 0 | #REF! | 0 | 0 | #REF! | 0 | 0 | 0 | #REF! | #REF! | #REF! | #REF! | #REF! | #REF! | #REF!
182 | Anantnag | 7000023158 | 1820 | Implementation of LT ABC-3Cx35 sqmm | 1000066042 |  | TENSION CLAMP SUITABLE FOR LT AB CABLE (3CX35+1CX16+1CX35 SQ.MM) ASTS | EA | 169 |  | INCLUDED |  | INCLUDED | INCLUDED | INCLUDED | 0 | 0 | 0 | 0 | 0 | #REF! | 0 | 0 | #REF! | 0 | 0 | 0 | #REF! | #REF! | #REF! | #REF! | #REF! | #REF! | #REF!
183 | Anantnag | 7000023158 | 1830 | Implementation of LT ABC-3Cx35 sqmm | 1000066022 |  | MS GALVANISED FORGED EYEHOOK CLAMP SUITABLE FOR LT AB CABLE(3CX35+1CX16+1CX35 SQ.MM) AS TS | EA | 3557 |  | INCLUDED |  | INCLUDED | INCLUDED | INCLUDED | 0 | 0 | 0 | 0 | 0 | #REF! | 0 | 0 | #REF! | 0 | 0 | 0 | #REF! | #REF! | #REF! | #REF! | #REF! | #REF! | #REF!
184 | Anantnag | 7000023158 | 1840 | Implementation of LT ABC-3Cx35 sqmm | 1000056676 |  | FABRICATION AND SUPPLY OF M.S. GALVANIZED ITEMS- CLAMPS, ETC, COMPLETEAS REQUIRED FOR LT AB CABLE | MT | 13.551 |  | INCLUDED |  | INCLUDED | INCLUDED | INCLUDED | 0 | 0 | 0 | 0 | 0 | #REF! | 0 | 0 | #REF! | 0 | 0 | 0 | #REF! | #REF! | #REF! | #REF! | #REF! | #REF! | #REF!
185 | Anantnag | 7000023158 | 1850 | Implementation of LT ABC-3Cx35 sqmm | 1000022819 |  | nuts,bolts,foundation bolts and washer and other accessories forstructures. | MT | 1.69 |  | INCLUDED |  | INCLUDED | INCLUDED | INCLUDED | 0 | 0 | 0 | 0 | 0 | #REF! | 0 | 0 | #REF! | 0 | 0 | 0 | #REF! | #REF! | #REF! | #REF! | #REF! | #REF! | #REF!
186 | Anantnag | 7000023158 | 1860 | Implementation of LT ABC-3Cx35 sqmm | 1000028393 |  | 20 MM DIA 2500 MM LONG GI ROD TOGETHER WITH FIXINGARRANGEMENT(EXCLUDING GI WIRE REQUIRED FOR EARTHING) AS PER APPROVEDDRAWING. | SET | 678 |  | INCLUDED |  | INCLUDED | INCLUDED | INCLUDED | 0 | 0 | 0 | 0 | 0 | #REF! | 0 | 0 | #REF! | 0 | 0 | 0 | #REF! | #REF! | #REF! | #REF! | #REF! | #REF! | #REF!
187 | Anantnag | 7000023158 | 1870 | Implementation of LT ABC-3Cx35 sqmm | 1000032346 |  | HARDWARE FITTINGS FOR LT STAY SET COMPLETE STAY SET TS | SET | 42 |  | INCLUDED |  | INCLUDED | INCLUDED | INCLUDED | 0 | 0 | 0 | 0 | 0 | #REF! | 0 | 0 | #REF! | 0 | 0 | 0 | #REF! | #REF! | #REF! | #REF! | #REF! | #REF! | #REF!
188 | Anantnag | 7000023158 | 1880 | Implementation of LT ABC-3Cx35 sqmm | 1000028419 |  | GUY STRAIN INSULATORS DESIGNATION 'A' AS PER TS | SET | 42 |  | INCLUDED |  | INCLUDED | INCLUDED | INCLUDED | 0 | 0 | 0 | 0 | 0 | #REF! | 0 | 0 | #REF! | 0 | 0 | 0 | #REF! | #REF! | #REF! | #REF! | #REF! | #REF! | #REF!
189 | Anantnag | 7000023158 | 1890 | Implementation of LT ABC-3Cx35 sqmm | 1000045302 |  | 7/10 SWG GI WIRE | MT | 0.152 |  | INCLUDED |  | INCLUDED | INCLUDED | INCLUDED | 0 | 0 | 0 | 0 | 0 | #REF! | 0 | 0 | #REF! | 0 | 0 | 0 | #REF! | #REF! | #REF! | #REF! | #REF! | #REF! | #REF!
190 | Anantnag | 7000023158 | 1900 | Implementation of LT ABC-3Cx35 sqmm | 1000066061 |  | INSULATING PEIRCING CONNECTOR SUITABLE FOR LT AB CABLE AS TS | EA | 5251 |  | INCLUDED |  | INCLUDED | INCLUDED | INCLUDED | 0 | 0 | 0 | 0 | 0 | #REF! | 0 | 0 | #REF! | 0 | 0 | 0 | #REF! | #REF! | #REF! | #REF! | #REF! | #REF! | #REF!
191 | Anantnag | 7000023158 | 1910 | Implementation of LT ABC-3Cx35 sqmm | 1000066062 |  | PG CLAMP SUITABLE FOR 35SQMM AS PER TS | EA | 1863 |  | INCLUDED |  | INCLUDED | INCLUDED | INCLUDED | 0 | 0 | 0 | 0 | 0 | #REF! | 0 | 0 | #REF! | 0 | 0 | 0 | #REF! | #REF! | #REF! | #REF! | #REF! | #REF! | #REF!
192 | Anantnag | 7000023158 | 1920 | Implementation of LT ABC-3Cx35 sqmm | 1000066015 |  | 1.1 KV, 4 CORE 35 MM2, XLPE CABLE SUITABLE FOR LT AB CABLE(3CX120+1CX16+1CX70 SQ.MM) AS PER TS | M | 2117.36 |  | INCLUDED |  | INCLUDED | INCLUDED | INCLUDED | 0 | 0 | 0 | 0 | 0 | #REF! | 0 | 0 | #REF! | 0 | 0 | 0 | #REF! | #REF! | #REF! | #REF! | #REF! | #REF! | #REF!
193 | Anantnag | 7000023158 | 1930 | Implementation of LT ABC-3Cx35 sqmm | 1000066060 |  | MAIN SERVICE DISTRIBUTION BOARD (MSDB) SUITABLE FOR 3-PHASE LT ABCABLE AS TS | EA | 1694 |  | INCLUDED |  | INCLUDED | INCLUDED | INCLUDED | 0 | 0 | 0 | 0 | 0 | #REF! | 0 | 0 | #REF! | 0 | 0 | 0 | #REF! | #REF! | #REF! | #REF! | #REF! | #REF! | #REF!
194 | Anantnag | 7000023158 | 1940 | Implementation of LT ABC-3Cx35 sqmm | 1000066014 |  | 1.1 KV, 1 CORE 25 MM2, XLPE CABLE SUITABLE FOR LT AB CABLE(3CX120+1CX16+1CX70 SQ.MM) AS PER TS | M | 423.47 |  | INCLUDED |  | INCLUDED | INCLUDED | INCLUDED | 0 | 0 | 0 | 0 | 0 | #REF! | 0 | 0 | #REF! | 0 | 0 | 0 | #REF! | #REF! | #REF! | #REF! | #REF! | #REF! | #REF!
195 | Anantnag | 7000023158 | 1950 | Implementation of LT ABC-3Cx35 sqmm | 1000065859 |  | MAIN SERVICE DISTRIBUTION BOARD (MSDB) SUITABLE FOR 1-PHASE LT ABCABLE AS TS | EA | 169 |  | INCLUDED |  | INCLUDED | INCLUDED | INCLUDED | 0 | 0 | 0 | 0 | 0 | #REF! | 0 | 0 | #REF! | 0 | 0 | 0 | #REF! | #REF! | #REF! | #REF! | #REF! | #REF! | #REF!
196 | Anantnag | 7000023158 | 1960 | Bifurcation & Segregation- 11kV ACSR Dog | 1000030857 |  | ACSR DOG CONDUCTOR | KM | 118.97 |  | INCLUDED |  | INCLUDED | INCLUDED | INCLUDED | 0 | 0 | 0 | 0 | 0 | #REF! | 0 | 0 | #REF! | 0 | 0 | 0 | #REF! | #REF! | #REF! | #REF! | #REF! | #REF! | #REF!
197 | Anantnag | 7000023158 | 1970 | Bifurcation & Segregation- 11kV ACSR Dog | 1000037908 |  | 9M STP 410 MPA SP 33 | EA | 924 |  | INCLUDED |  | INCLUDED | INCLUDED | INCLUDED | 0 | 0 | 0 | 0 | 0 | #REF! | 0 | 0 | #REF! | 0 | 0 | 0 | #REF! | #REF! | #REF! | #REF! | #REF! | #REF! | #REF!
198 | Anantnag | 7000023158 | 1980 | Bifurcation & Segregation- 11kV ACSR Dog | 1000056012 |  | 11 M STP 410 MPA SP 56 | EA | 77 |  | INCLUDED |  | INCLUDED | INCLUDED | INCLUDED | 0 | 0 | 0 | 0 | 0 | #REF! | 0 | 0 | #REF! | 0 | 0 | 0 | #REF! | #REF! | #REF! | #REF! | #REF! | #REF! | #REF!
199 | Anantnag | 7000023158 | 1990 | Bifurcation & Segregation- 11kV ACSR Dog | 1000022813 |  | Fabrication and Supply of M.S. Galvanised items- Pole Top Bracket,V-Cross arm, Back Clamps for V-Cross arm , D P Channel, D P Channelclamp, Stay clamps angle, Stay clamps side, D P cross bracing &clamps,Guarding arm etc etc. complete as required. | MT | 21.83 |  | INCLUDED |  | INCLUDED | INCLUDED | INCLUDED | 0 | 0 | 0 | 0 | 0 | #REF! | 0 | 0 | #REF! | 0 | 0 | 0 | #REF! | #REF! | #REF! | #REF! | #REF! | #REF! | #REF!
200 | Anantnag | 7000023158 | 2000 | Bifurcation & Segregation- 11kV ACSR Dog | 1000022819 |  | nuts,bolts,foundation bolts and washer and other accessories forstructures. | MT | 1 |  | INCLUDED |  | INCLUDED | INCLUDED | INCLUDED | 0 | 0 | 0 | 0 | 0 | #REF! | 0 | 0 | #REF! | 0 | 0 | 0 | #REF! | #REF! | #REF! | #REF! | #REF! | #REF! | #REF!
201 | Anantnag | 7000023158 | 2010 | Bifurcation & Segregation- 11kV ACSR Dog | 1000028393 |  | 20 MM DIA 2500 MM LONG GI ROD TOGETHER WITH FIXINGARRANGEMENT(EXCLUDING GI WIRE REQUIRED FOR EARTHING) AS PER APPROVEDDRAWING. | SET | 1001 |  | INCLUDED |  | INCLUDED | INCLUDED | INCLUDED | 0 | 0 | 0 | 0 | 0 | #REF! | 0 | 0 | #REF! | 0 | 0 | 0 | #REF! | #REF! | #REF! | #REF! | #REF! | #REF! | #REF!
202 | Anantnag | 7000023158 | 2020 | Bifurcation & Segregation- 11kV ACSR Dog | 1000032345 |  | HARDWARE FITTINGS FOR 11 KV STAY SET COMPLETE STAY SET TS | SET | 39 |  | INCLUDED |  | INCLUDED | INCLUDED | INCLUDED | 0 | 0 | 0 | 0 | 0 | #REF! | 0 | 0 | #REF! | 0 | 0 | 0 | #REF! | #REF! | #REF! | #REF! | #REF! | #REF! | #REF!
203 | Anantnag | 7000023158 | 2030 | Bifurcation & Segregation- 11kV ACSR Dog | 1000022814 |  | GUY STRAIN INSULATORS DESIGNATION 'C' | EA | 39 |  | INCLUDED |  | INCLUDED | INCLUDED | INCLUDED | 0 | 0 | 0 | 0 | 0 | #REF! | 0 | 0 | #REF! | 0 | 0 | 0 | #REF! | #REF! | #REF! | #REF! | #REF! | #REF! | #REF!
204 | Anantnag | 7000023158 | 2040 | Bifurcation & Segregation- 11kV ACSR Dog | 1000033893 |  | STAY WIRE (7/10 SWG) AS PER TS FOR 11 KV STAY SET | MT | 0.154 |  | INCLUDED |  | INCLUDED | INCLUDED | INCLUDED | 0 | 0 | 0 | 0 | 0 | #REF! | 0 | 0 | #REF! | 0 | 0 | 0 | #REF! | #REF! | #REF! | #REF! | #REF! | #REF! | #REF!
205 | Anantnag | 7000023158 | 2050 | Bifurcation & Segregation- 11kV ACSR Dog | 1000032343 |  | 10 SWG GI WIRE FOR PROTECTIVE GUARDING LACING AS PER TS | KG | 577.5 |  | INCLUDED |  | INCLUDED | INCLUDED | INCLUDED | 0 | 0 | 0 | 0 | 0 | #REF! | 0 | 0 | #REF! | 0 | 0 | 0 | #REF! | #REF! | #REF! | #REF! | #REF! | #REF! | #REF!
206 | Anantnag | 7000023158 | 2060 | Bifurcation & Segregation- 11kV ACSR Dog | 1000032344 |  | 8SWG GI WIRE FOR PROTECTIVE GUARDING & EARTHING AS PER TS | KG | 770 |  | INCLUDED |  | INCLUDED | INCLUDED | INCLUDED | 0 | 0 | 0 | 0 | 0 | #REF! | 0 | 0 | #REF! | 0 | 0 | 0 | #REF! | #REF! | #REF! | #REF! | #REF! | #REF! | #REF!
207 | Anantnag | 7000023158 | 2070 | Bifurcation & Segregation- 11kV ACSR Dog | 1000065967 |  | 11KV 5 KN POLYMERIC COMPOSITE PIN INSULATOR AS TS | EA | 2772 |  | INCLUDED |  | INCLUDED | INCLUDED | INCLUDED | 0 | 0 | 0 | 0 | 0 | #REF! | 0 | 0 | #REF! | 0 | 0 | 0 | #REF! | #REF! | #REF! | #REF! | #REF! | #REF! | #REF!
208 | Anantnag | 7000023158 | 2080 | Bifurcation & Segregation- 11kV ACSR Dog | 1000065966 |  | 11KV 45 KN POLYMERIC COMPOSITE DISC INSULATOR AS TS | EA | 578 |  | INCLUDED |  | INCLUDED | INCLUDED | INCLUDED | 0 | 0 | 0 | 0 | 0 | #REF! | 0 | 0 | #REF! | 0 | 0 | 0 | #REF! | #REF! | #REF! | #REF! | #REF! | #REF! | #REF!
209 | Anantnag | 7000023158 | 2090 | Bifurcation & Segregation- 11kV ACSR Dog | 1000066070 |  | DISC INSULATOR HARDWARE & ACCESSORIES SUITABLE TO 11 KV B&S TYPE, 45KN POLYMER INSULATORS AS PER TS | SET | 578 |  | INCLUDED |  | INCLUDED | INCLUDED | INCLUDED | 0 | 0 | 0 | 0 | 0 | #REF! | 0 | 0 | #REF! | 0 | 0 | 0 | #REF! | #REF! | #REF! | #REF! | #REF! | #REF! | #REF!
210 | Anantnag | 7000023158 | 2100 | Bifurcation & Segregation- 11kV ACSR Dog | 1000017135 |  | PG (Parallel Groove) Clamp for ACSR Dog | EA | 462 |  | INCLUDED |  | INCLUDED | INCLUDED | INCLUDED | 0 | 0 | 0 | 0 | 0 | #REF! | 0 | 0 | #REF! | 0 | 0 | 0 | #REF! | #REF! | #REF! | #REF! | #REF! | #REF! | #REF!
211 | Anantnag | 7000023158 | 2110 | Bifurcation & Segregation- 11kV 3C ABC | 1000065972 |  | 11 KV 3CX120+1X95 MM2, AB CABLE AS TS | KM | 12.08 |  | INCLUDED |  | INCLUDED | INCLUDED | INCLUDED | 0 | 0 | 0 | 0 | 0 | #REF! | 0 | 0 | #REF! | 0 | 0 | 0 | #REF! | #REF! | #REF! | #REF! | #REF! | #REF! | #REF!
212 | Anantnag | 7000023158 | 2120 | Bifurcation & Segregation- 11kV 3C ABC | 1000037908 |  | 9M STP 410 MPA SP 33 | EA | 230 |  | INCLUDED |  | INCLUDED | INCLUDED | INCLUDED | 0 | 0 | 0 | 0 | 0 | #REF! | 0 | 0 | #REF! | 0 | 0 | 0 | #REF! | #REF! | #REF! | #REF! | #REF! | #REF! | #REF!
213 | Anantnag | 7000023158 | 2130 | Bifurcation & Segregation- 11kV 3C ABC | 1000065984 |  | HEAT SHRINKABLE OUTDOOR CABLE TERMINATION KIT SUITABLE FOR 11 KV3CX120+1X95 MM2, AB CABLE AS TS | EA | 35 |  | INCLUDED |  | INCLUDED | INCLUDED | INCLUDED | 0 | 0 | 0 | 0 | 0 | #REF! | 0 | 0 | #REF! | 0 | 0 | 0 | #REF! | #REF! | #REF! | #REF! | #REF! | #REF! | #REF!
214 | Anantnag | 7000023158 | 2140 | Bifurcation & Segregation- 11kV 3C ABC | 1000065998 |  | MID SPAN STRAIGHT THROUGH JOINTING KIT SUITABLE FOR 11 KV 3CX120+1X95MM2, AB CABLE AS TS | SET | 12 |  | INCLUDED |  | INCLUDED | INCLUDED | INCLUDED | 0 | 0 | 0 | 0 | 0 | #REF! | 0 | 0 | #REF! | 0 | 0 | 0 | #REF! | #REF! | #REF! | #REF! | #REF! | #REF! | #REF!
215 | Anantnag | 7000023158 | 2150 | Bifurcation & Segregation- 11kV 3C ABC | 1000066003 |  | SUSPENSION CLAMP SUITABLE FOR 11 KV 3CX120+1X95 MM2, AB CABLE AS TS | EA | 230 |  | INCLUDED |  | INCLUDED | INCLUDED | INCLUDED | 0 | 0 | 0 | 0 | 0 | #REF! | 0 | 0 | #REF! | 0 | 0 | 0 | #REF! | #REF! | #REF! | #REF! | #REF! | #REF! | #REF!
216 | Anantnag | 7000023158 | 2160 | Bifurcation & Segregation- 11kV 3C ABC | 1000066008 |  | TENSION CLAMP SUITABLE FOR 11 KV 3CX120+1X95 MM2, AB CABLE AS TS | EA | 12 |  | INCLUDED |  | INCLUDED | INCLUDED | INCLUDED | 0 | 0 | 0 | 0 | 0 | #REF! | 0 | 0 | #REF! | 0 | 0 | 0 | #REF! | #REF! | #REF! | #REF! | #REF! | #REF! | #REF!
217 | Anantnag | 7000023158 | 2170 | Bifurcation & Segregation- 11kV 3C ABC | 1000065981 |  | EYE HOOK SUITABLE FOR 11 KV 3CX120+1X95 MM2, AB CABLE AS TS | EA | 242 |  | INCLUDED |  | INCLUDED | INCLUDED | INCLUDED | 0 | 0 | 0 | 0 | 0 | #REF! | 0 | 0 | #REF! | 0 | 0 | 0 | #REF! | #REF! | #REF! | #REF! | #REF! | #REF! | #REF!
218 | Anantnag | 7000023158 | 2230 | Bifurcation & Segregation- 11kV 3C ABC | 1000066058 |  | FABRICATION AND SUPPLY OF M.S. GALVANIZED ITEMS- CLAMPS, ETC, COMPLETEAS REQUIRED FOR HT AB CABLE AS PER TS | MT | 0.046 |  | INCLUDED |  | INCLUDED | INCLUDED | INCLUDED | 0 | 0 | 0 | 0 | 0 | #REF! | 0 | 0 | #REF! | 0 | 0 | 0 | #REF! | #REF! | #REF! | #REF! | #REF! | #REF! | #REF!
219 | Anantnag | 7000023158 | 2180 | Bifurcation & Segregation- 11kV 3C ABC | 1000022819 |  | nuts,bolts,foundation bolts and washer and other accessories forstructures. | MT | 0.12 |  | INCLUDED |  | INCLUDED | INCLUDED | INCLUDED | 0 | 0 | 0 | 0 | 0 | #REF! | 0 | 0 | #REF! | 0 | 0 | 0 | #REF! | #REF! | #REF! | #REF! | #REF! | #REF! | #REF!
220 | Anantnag | 7000023158 | 2190 | Bifurcation & Segregation- 11kV 3C ABC | 1000028393 |  | 20 MM DIA 2500 MM LONG GI ROD TOGETHER WITH FIXINGARRANGEMENT(EXCLUDING GI WIRE REQUIRED FOR EARTHING) AS PER APPROVEDDRAWING. | SET | 230 |  | INCLUDED |  | INCLUDED | INCLUDED | INCLUDED | 0 | 0 | 0 | 0 | 0 | #REF! | 0 | 0 | #REF! | 0 | 0 | 0 | #REF! | #REF! | #REF! | #REF! | #REF! | #REF! | #REF!
221 | Anantnag | 7000023158 | 2200 | Bifurcation & Segregation- 11kV 3C ABC | 1000032345 |  | HARDWARE FITTINGS FOR 11 KV STAY SET COMPLETE STAY SET TS | SET | 12 |  | INCLUDED |  | INCLUDED | INCLUDED | INCLUDED | 0 | 0 | 0 | 0 | 0 | #REF! | 0 | 0 | #REF! | 0 | 0 | 0 | #REF! | #REF! | #REF! | #REF! | #REF! | #REF! | #REF!
222 | Anantnag | 7000023158 | 2210 | Bifurcation & Segregation- 11kV 3C ABC | 1000022814 |  | GUY STRAIN INSULATORS DESIGNATION 'C' | EA | 12 |  | INCLUDED |  | INCLUDED | INCLUDED | INCLUDED | 0 | 0 | 0 | 0 | 0 | #REF! | 0 | 0 | #REF! | 0 | 0 | 0 | #REF! | #REF! | #REF! | #REF! | #REF! | #REF! | #REF!
223 | Anantnag | 7000023158 | 2220 | Bifurcation & Segregation- 11kV 3C ABC | 1000033893 |  | STAY WIRE (7/10 SWG) AS PER TS FOR 11 KV STAY SET | MT | 0.046 |  | INCLUDED |  | INCLUDED | INCLUDED | INCLUDED | 0 | 0 | 0 | 0 | 0 | #REF! | 0 | 0 | #REF! | 0 | 0 | 0 | #REF! | #REF! | #REF! | #REF! | #REF! | #REF! | #REF!
224 | Anantnag | 7000023158 | 2240 | Re-conductoring-11kV ACSR Dog Conductor | 1000030857 |  | ACSR DOG CONDUCTOR | KM | 253.38 |  | INCLUDED |  | INCLUDED | INCLUDED | INCLUDED | 0 | 0 | 0 | 0 | 0 | #REF! | 0 | 0 | #REF! | 0 | 0 | 0 | #REF! | #REF! | #REF! | #REF! | #REF! | #REF! | #REF!
225 | Anantnag | 7000023158 | 2250 | Re-conductoring-11kV ACSR Dog Conductor | 1000056012 |  | 11 M STP 410 MPA SP 56 | EA | 328 |  | INCLUDED |  | INCLUDED | INCLUDED | INCLUDED | 0 | 0 | 0 | 0 | 0 | #REF! | 0 | 0 | #REF! | 0 | 0 | 0 | #REF! | #REF! | #REF! | #REF! | #REF! | #REF! | #REF!
226 | Anantnag | 7000023158 | 2260 | Re-conductoring-11kV ACSR Dog Conductor | 1000022813 |  | Fabrication and Supply of M.S. Galvanised items- Pole Top Bracket,V-Cross arm, Back Clamps for V-Cross arm , D P Channel, D P Channelclamp, Stay clamps angle, Stay clamps side, D P cross bracing &clamps,Guarding arm etc etc. complete as required. | MT | 4.76 |  | INCLUDED |  | INCLUDED | INCLUDED | INCLUDED | 0 | 0 | 0 | 0 | 0 | #REF! | 0 | 0 | #REF! | 0 | 0 | 0 | #REF! | #REF! | #REF! | #REF! | #REF! | #REF! | #REF!
227 | Anantnag | 7000023158 | 2270 | Re-conductoring-11kV ACSR Dog Conductor | 1000022819 |  | nuts,bolts,foundation bolts and washer and other accessories forstructures. | MT | 0.33 |  | INCLUDED |  | INCLUDED | INCLUDED | INCLUDED | 0 | 0 | 0 | 0 | 0 | #REF! | 0 | 0 | #REF! | 0 | 0 | 0 | #REF! | #REF! | #REF! | #REF! | #REF! | #REF! | #REF!
228 | Anantnag | 7000023158 | 2280 | Re-conductoring-11kV ACSR Dog Conductor | 1000028393 |  | 20 MM DIA 2500 MM LONG GI ROD TOGETHER WITH FIXINGARRANGEMENT(EXCLUDING GI WIRE REQUIRED FOR EARTHING) AS PER APPROVEDDRAWING. | SET | 328 |  | INCLUDED |  | INCLUDED | INCLUDED | INCLUDED | 0 | 0 | 0 | 0 | 0 | #REF! | 0 | 0 | #REF! | 0 | 0 | 0 | #REF! | #REF! | #REF! | #REF! | #REF! | #REF! | #REF!
229 | Anantnag | 7000023158 | 2290 | Re-conductoring-11kV ACSR Dog Conductor | 1000032345 |  | HARDWARE FITTINGS FOR 11 KV STAY SET COMPLETE STAY SET TS | SET | 21 |  | INCLUDED |  | INCLUDED | INCLUDED | INCLUDED | 0 | 0 | 0 | 0 | 0 | #REF! | 0 | 0 | #REF! | 0 | 0 | 0 | #REF! | #REF! | #REF! | #REF! | #REF! | #REF! | #REF!
230 | Anantnag | 7000023158 | 2300 | Re-conductoring-11kV ACSR Dog Conductor | 1000022814 |  | GUY STRAIN INSULATORS DESIGNATION 'C' | EA | 21 |  | INCLUDED |  | INCLUDED | INCLUDED | INCLUDED | 0 | 0 | 0 | 0 | 0 | #REF! | 0 | 0 | #REF! | 0 | 0 | 0 | #REF! | #REF! | #REF! | #REF! | #REF! | #REF! | #REF!
231 | Anantnag | 7000023158 | 2310 | Re-conductoring-11kV ACSR Dog Conductor | 1000033893 |  | STAY WIRE (7/10 SWG) AS PER TS FOR 11 KV STAY SET | MT | 0.08 |  | INCLUDED |  | INCLUDED | INCLUDED | INCLUDED | 0 | 0 | 0 | 0 | 0 | #REF! | 0 | 0 | #REF! | 0 | 0 | 0 | #REF! | #REF! | #REF! | #REF! | #REF! | #REF! | #REF!
232 | Anantnag | 7000023158 | 2320 | Re-conductoring-11kV ACSR Dog Conductor | 1000032343 |  | 10 SWG GI WIRE FOR PROTECTIVE GUARDING LACING AS PER TS | KG | 1640 |  | INCLUDED |  | INCLUDED | INCLUDED | INCLUDED | 0 | 0 | 0 | 0 | 0 | #REF! | 0 | 0 | #REF! | 0 | 0 | 0 | #REF! | #REF! | #REF! | #REF! | #REF! | #REF! | #REF!
233 | Anantnag | 7000023158 | 2330 | Re-conductoring-11kV ACSR Dog Conductor | 1000032344 |  | 8SWG GI WIRE FOR PROTECTIVE GUARDING & EARTHING AS PER TS | KG | 1230 |  | INCLUDED |  | INCLUDED | INCLUDED | INCLUDED | 0 | 0 | 0 | 0 | 0 | #REF! | 0 | 0 | #REF! | 0 | 0 | 0 | #REF! | #REF! | #REF! | #REF! | #REF! | #REF! | #REF!
234 | Anantnag | 7000023158 | 2340 | Re-conductoring-11kV ACSR Dog Conductor | 1000065967 |  | 11KV 5 KN POLYMERIC COMPOSITE PIN INSULATOR AS TS | EA | 984 |  | INCLUDED |  | INCLUDED | INCLUDED | INCLUDED | 0 | 0 | 0 | 0 | 0 | #REF! | 0 | 0 | #REF! | 0 | 0 | 0 | #REF! | #REF! | #REF! | #REF! | #REF! | #REF! | #REF!
235 | Anantnag | 7000023158 | 2350 | Re-conductoring-11kV ACSR Dog Conductor | 1000065966 |  | 11KV 45 KN POLYMERIC COMPOSITE DISC INSULATOR AS TS | EA | 492 |  | INCLUDED |  | INCLUDED | INCLUDED | INCLUDED | 0 | 0 | 0 | 0 | 0 | #REF! | 0 | 0 | #REF! | 0 | 0 | 0 | #REF! | #REF! | #REF! | #REF! | #REF! | #REF! | #REF!
236 | Anantnag | 7000023158 | 2360 | Re-conductoring-11kV ACSR Dog Conductor | 1000066070 |  | DISC INSULATOR HARDWARE & ACCESSORIES SUITABLE TO 11 KV B&S TYPE, 45KN POLYMER INSULATORS AS PER TS | SET | 492 |  | INCLUDED |  | INCLUDED | INCLUDED | INCLUDED | 0 | 0 | 0 | 0 | 0 | #REF! | 0 | 0 | #REF! | 0 | 0 | 0 | #REF! | #REF! | #REF! | #REF! | #REF! | #REF! | #REF!
237 | Anantnag | 7000023158 | 2370 | Re-conductoring-11kV ACSR Dog Conductor | 1000017135 |  | PG (Parallel Groove) Clamp for ACSR Dog | EA | 984 |  | INCLUDED |  | INCLUDED | INCLUDED | INCLUDED | 0 | 0 | 0 | 0 | 0 | #REF! | 0 | 0 | #REF! | 0 | 0 | 0 | #REF! | #REF! | #REF! | #REF! | #REF! | #REF! | #REF!
238 | Anantnag | 7000023158 | 2380 | Re-conductoring-11kV 3Cx120 sqmm ABC | 1000065972 |  | 11 KV 3CX120+1X95 MM2, AB CABLE AS TS | KM | 13.86 |  | INCLUDED |  | INCLUDED | INCLUDED | INCLUDED | 0 | 0 | 0 | 0 | 0 | #REF! | 0 | 0 | #REF! | 0 | 0 | 0 | #REF! | #REF! | #REF! | #REF! | #REF! | #REF! | #REF!
239 | Anantnag | 7000023158 | 2390 | Re-conductoring-11kV 3Cx120 sqmm ABC | 1000037908 |  | 9M STP 410 MPA SP 33 | EA | 53 |  | INCLUDED |  | INCLUDED | INCLUDED | INCLUDED | 0 | 0 | 0 | 0 | 0 | #REF! | 0 | 0 | #REF! | 0 | 0 | 0 | #REF! | #REF! | #REF! | #REF! | #REF! | #REF! | #REF!
240 | Anantnag | 7000023158 | 2400 | Re-conductoring-11kV 3Cx120 sqmm ABC | 1000065984 |  | HEAT SHRINKABLE OUTDOOR CABLE TERMINATION KIT SUITABLE FOR 11 KV3CX120+1X95 MM2, AB CABLE AS TS | EA | 40 |  | INCLUDED |  | INCLUDED | INCLUDED | INCLUDED | 0 | 0 | 0 | 0 | 0 | #REF! | 0 | 0 | #REF! | 0 | 0 | 0 | #REF! | #REF! | #REF! | #REF! | #REF! | #REF! | #REF!
241 | Anantnag | 7000023158 | 2410 | Re-conductoring-11kV 3Cx120 sqmm ABC | 1000065998 |  | MID SPAN STRAIGHT THROUGH JOINTING KIT SUITABLE FOR 11 KV 3CX120+1X95MM2, AB CABLE AS TS | SET | 13 |  | INCLUDED |  | INCLUDED | INCLUDED | INCLUDED | 0 | 0 | 0 | 0 | 0 | #REF! | 0 | 0 | #REF! | 0 | 0 | 0 | #REF! | #REF! | #REF! | #REF! | #REF! | #REF! | #REF!
242 | Anantnag | 7000023158 | 2420 | Re-conductoring-11kV 3Cx120 sqmm ABC | 1000066003 |  | SUSPENSION CLAMP SUITABLE FOR 11 KV 3CX120+1X95 MM2, AB CABLE AS TS | EA | 264 |  | INCLUDED |  | INCLUDED | INCLUDED | INCLUDED | 0 | 0 | 0 | 0 | 0 | #REF! | 0 | 0 | #REF! | 0 | 0 | 0 | #REF! | #REF! | #REF! | #REF! | #REF! | #REF! | #REF!
243 | Anantnag | 7000023158 | 2430 | Re-conductoring-11kV 3Cx120 sqmm ABC | 1000066008 |  | TENSION CLAMP SUITABLE FOR 11 KV 3CX120+1X95 MM2, AB CABLE AS TS | EA | 13 |  | INCLUDED |  | INCLUDED | INCLUDED | INCLUDED | 0 | 0 | 0 | 0
244 | Anantnag | 7000023158 | 2440 | Re-conductoring-11kV 3Cx120 sqmm ABC | 1000065981 |  | EYE HOOK SUITABLE FOR 11 KV 3CX120+1X95 MM2, AB CABLE AS TS | EA | 277 |  | INCLUDED |  | INCLUDED | INCLUDED | INCLUDED | 0 | 0 | 0 | 0
245 | Anantnag | 7000023158 | 2500 | Re-conductoring-11kV 3Cx120 sqmm ABC | 1000066058 |  | FABRICATION AND SUPPLY OF M.S. GALVANIZED ITEMS- CLAMPS, ETC, COMPLETEAS REQUIRED FOR HT AB CABLE AS PER TS | MT | 1.58 |  | INCLUDED |  | INCLUDED | INCLUDED | INCLUDED | 0 | 0 | 0 | 0
246 | Anantnag | 7000023158 | 2450 | Re-conductoring-11kV 3Cx120 sqmm ABC | 1000022819 |  | nuts,bolts,foundation bolts and washer and other accessories forstructures. | MT | 0.26 |  | INCLUDED |  | INCLUDED | INCLUDED | INCLUDED | 0 | 0 | 0 | 0
247 | Anantnag | 7000023158 | 2460 | Re-conductoring-11kV 3Cx120 sqmm ABC | 1000028393 |  | 20 MM DIA 2500 MM LONG GI ROD TOGETHER WITH FIXINGARRANGEMENT(EXCLUDING GI WIRE REQUIRED FOR EARTHING) AS PER APPROVEDDRAWING. | SET | 53 |  | INCLUDED |  | INCLUDED | INCLUDED | INCLUDED | 0 | 0 | 0 | 0
248 | Anantnag | 7000023158 | 2470 | Re-conductoring-11kV 3Cx120 sqmm ABC | 1000032345 |  | HARDWARE FITTINGS FOR 11 KV STAY SET COMPLETE STAY SET TS | SET | 3 |  | INCLUDED |  | INCLUDED | INCLUDED | INCLUDED | 0 | 0 | 0 | 0
249 | Anantnag | 7000023158 | 2480 | Re-conductoring-11kV 3Cx120 sqmm ABC | 1000022814 |  | GUY STRAIN INSULATORS DESIGNATION 'C' | EA | 3 |  | INCLUDED |  | INCLUDED | INCLUDED | INCLUDED | 0 | 0 | 0 | 0
250 | Anantnag | 7000023158 | 2490 | Re-conductoring-11kV 3Cx120 sqmm ABC | 1000033893 |  | STAY WIRE (7/10 SWG) AS PER TS FOR 11 KV STAY SET | MT | 0.013 |  | INCLUDED |  | INCLUDED | INCLUDED | INCLUDED | 0 | 0 | 0 | 0
252 | Bijbehara | 7000023158 | 2680 | DT Works [3- ɸ, 63 kVA] | 1000037908 |  | 9M STP 410 MPA SP 33 | EA | 2 |  | INCLUDED |  | INCLUDED | INCLUDED | INCLUDED | 0 | 0 | 0 | 0
253 | Bijbehara | 7000023158 | 2690 | DT Works [3- ɸ, 63 kVA] | 1000022813 |  | Fabrication and Supply of M.S. Galvanised items- Pole Top Bracket,V-Cross arm, Back Clamps for V-Cross arm , D P Channel, D P Channelclamp, Stay clamps angle, Stay clamps side, D P cross bracing &clamps,Guarding arm etc etc. complete as required. | MT | 0.3 |  | INCLUDED |  | INCLUDED | INCLUDED | INCLUDED | 0 | 0 | 0 | 0
254 | Bijbehara | 7000023158 | 2700 | DT Works [3- ɸ, 63 kVA] | 1000022819 |  | nuts,bolts,foundation bolts and washer and other accessories forstructures. | MT | 0.01 |  | INCLUDED |  | INCLUDED | INCLUDED | INCLUDED | 0 | 0 | 0 | 0
255 | Bijbehara | 7000023158 | 2710 | DT Works [3- ɸ, 63 kVA] | 1000065729 |  | 11 KV, 3-POLE, 3-PH, 200A, AB SWITCH AS TS | EA | 1 |  | INCLUDED |  | INCLUDED | INCLUDED | INCLUDED | 0 | 0 | 0 | 0
256 | Bijbehara | 7000023158 | 2720 | DT Works [3- ɸ, 63 kVA] | 1000050004 |  | 11KV HG FUSE INCLUDING ALL ACCESSORIES | EA | 1 |  | INCLUDED |  | INCLUDED | INCLUDED | INCLUDED | 0 | 0 | 0 | 0
257 | Bijbehara | 7000023158 | 2730 | DT Works [3- ɸ, 63 kVA] | 1000017115 |  | PG Clamp for ACSR Rabbit Conductor | EA | 6 |  | INCLUDED |  | INCLUDED | INCLUDED | INCLUDED | 0 | 0 | 0 | 0
258 | Bijbehara | 7000023158 | 2740 | DT Works [3- ɸ, 63 kVA] | 1000022800 |  | 63KVA, 11/.433KV, 3PH STATION TRANSFORMER WITH CRGO CORE AL WINDINGWITH ALL ACCESSORIES | EA | 1 |  | INCLUDED |  | INCLUDED | INCLUDED | INCLUDED | 0 | 0 | 0 | 0
259 | Bijbehara | 7000023158 | 2750 | DT Works [3- ɸ, 63 kVA] | 1000065970 |  | 9KV, 10 KA POLYMER HOUSING LIGHTNING ARRESTOR FOR DT AS PER TS. | EA | 3 |  | INCLUDED |  | INCLUDED | INCLUDED | INCLUDED | 0 | 0 | 0 | 0
260 | Bijbehara | 7000023158 | 2760 | DT Works [3- ɸ, 63 kVA] | 1000028403 |  | PIPE EARTHING OF 40 MM DIA, 2.5M LONG GI PIPE (MEDIUM GRADE) FORTREATED EARTHING AT DT LOCATION. | EA | 3 |  | INCLUDED |  | INCLUDED | INCLUDED | INCLUDED | 0 | 0 | 0 | 0
261 | Bijbehara | 7000023158 | 2770 | DT Works [3- ɸ, 63 kVA] | 1000032342 |  | GI FLAT FOR NEUTRAL EARTHING OF DT | KG | 15 |  | INCLUDED |  | INCLUDED | INCLUDED | INCLUDED | 0 | 0 | 0 | 0
262 | Bijbehara | 7000023158 | 2780 | DT Works [3- ɸ, 63 kVA] | 1000032344 |  | 8SWG GI WIRE FOR PROTECTIVE GUARDING & EARTHING AS PER TS | KG | 3 |  | INCLUDED |  | INCLUDED | INCLUDED | INCLUDED | 0 | 0 | 0 | 0
263 | Bijbehara | 7000023158 | 2790 | DT Works [3- ɸ, 63 kVA] | 1000065963 |  | 1.1 KV, 1 CORE 70 MM2, FRLS, PVC CABLE | M | 44 |  | INCLUDED |  | INCLUDED | INCLUDED | INCLUDED | 0 | 0 | 0 | 0
264 | Bijbehara | 7000023158 | 2800 | DT Works [3- ɸ, 63 kVA] | 1000065966 |  | 11KV 45 KN POLYMERIC COMPOSITE DISC INSULATOR AS TS | EA | 3 |  | INCLUDED |  | INCLUDED | INCLUDED | INCLUDED | 0 | 0 | 0 | 0
265 | Bijbehara | 7000023158 | 2810 | DT Works [3- ɸ, 63 kVA] | 1000066070 |  | DISC INSULATOR HARDWARE & ACCESSORIES SUITABLE TO 11 KV B&S TYPE, 45KN POLYMER INSULATORS AS PER TS | SET | 3 |  | INCLUDED |  | INCLUDED | INCLUDED | INCLUDED | 0 | 0 | 0 | 0
266 | Bijbehara | 7000023158 | 2820 | DT Works [3- ɸ, 63 kVA] | 1000065967 |  | 11KV 5 KN POLYMERIC COMPOSITE PIN INSULATOR AS TS | EA | 3 |  | INCLUDED |  | INCLUDED | INCLUDED | INCLUDED | 0 | 0 | 0 | 0
267 | Bijbehara | 7000023158 | 2830 | DT Works [3- ɸ, 63 kVA] | 1000066076 |  | LT DISTRIBUTION BOX SUITABLE FOR 63 KVA DT AS PER TS | EA | 1 |  | INCLUDED |  | INCLUDED | INCLUDED | INCLUDED | 0 | 0 | 0 | 0
268 | Bijbehara | 7000023158 | 2840 | DT Works [3- ɸ, 100 kVA] | 1000037908 |  | 9M STP 410 MPA SP 33 | EA | 672 |  | INCLUDED |  | INCLUDED | INCLUDED | INCLUDED | 0 | 0 | 0 | 0
269 | Bijbehara | 7000023158 | 2850 | DT Works [3- ɸ, 100 kVA] | 1000022813 |  | Fabrication and Supply of M.S. Galvanised items- Pole Top Bracket,V-Cross arm, Back Clamps for V-Cross arm , D P Channel, D P Channelclamp, Stay clamps angle, Stay clamps side, D P cross bracing &clamps,Guarding arm etc etc. complete as required. | MT | 100.8 |  | INCLUDED |  | INCLUDED | INCLUDED | INCLUDED | 0 | 0 | 0 | 0
270 | Bijbehara | 7000023158 | 2860 | DT Works [3- ɸ, 100 kVA] | 1000022819 |  | nuts,bolts,foundation bolts and washer and other accessories forstructures. | MT | 2.69 |  | INCLUDED |  | INCLUDED | INCLUDED | INCLUDED | 0 | 0 | 0 | 0
271 | Bijbehara | 7000023158 | 2870 | DT Works [3- ɸ, 100 kVA] | 1000065729 |  | 11 KV, 3-POLE, 3-PH, 200A, AB SWITCH AS TS | EA | 336 |  | INCLUDED |  | INCLUDED | INCLUDED | INCLUDED | 0 | 0 | 0 | 0
272 | Bijbehara | 7000023158 | 2880 | DT Works [3- ɸ, 100 kVA] | 1000050004 |  | 11KV HG FUSE INCLUDING ALL ACCESSORIES | EA | 336 |  | INCLUDED |  | INCLUDED | INCLUDED | INCLUDED | 0 | 0 | 0 | 0
273 | Bijbehara | 7000023158 | 2890 | DT Works [3- ɸ, 100 kVA] | 1000017115 |  | PG Clamp for ACSR Rabbit Conductor | EA | 2016 |  | INCLUDED |  | INCLUDED | INCLUDED | INCLUDED | 0 | 0 | 0 | 0
274 | Bijbehara | 7000023158 | 2900 | DT Works [3- ɸ, 100 kVA] | 1000022765 |  | 100KVA, 11/.433KV, 3PH STATION TRANSFORMER WITH CRGO CORE AL WINDINGWITH ALL ACCESSORIES | EA | 336 |  | INCLUDED |  | INCLUDED | INCLUDED | INCLUDED | 0 | 0 | 0 | 0
275 | Bijbehara | 7000023158 | 2910 | DT Works [3- ɸ, 100 kVA] | 1000065970 |  | 9KV, 10 KA POLYMER HOUSING LIGHTNING ARRESTOR FOR DT AS PER TS. | EA | 1008 |  | INCLUDED |  | INCLUDED | INCLUDED | INCLUDED | 0 | 0 | 0 | 0
276 | Bijbehara | 7000023158 | 2920 | DT Works [3- ɸ, 100 kVA] | 1000028403 |  | PIPE EARTHING OF 40 MM DIA, 2.5M LONG GI PIPE (MEDIUM GRADE) FORTREATED EARTHING AT DT LOCATION. | EA | 1008 |  | INCLUDED |  | INCLUDED | INCLUDED | INCLUDED | 0 | 0 | 0 | 0
277 | Bijbehara | 7000023158 | 2930 | DT Works [3- ɸ, 100 kVA] | 1000032342 |  | GI FLAT FOR NEUTRAL EARTHING OF DT | KG | 5040 |  | INCLUDED |  | INCLUDED | INCLUDED | INCLUDED | 0 | 0 | 0 | 0
278 | Bijbehara | 7000023158 | 2940 | DT Works [3- ɸ, 100 kVA] | 1000032344 |  | 8SWG GI WIRE FOR PROTECTIVE GUARDING & EARTHING AS PER TS | KG | 1008 |  | INCLUDED |  | INCLUDED | INCLUDED | INCLUDED | 0 | 0 | 0 | 0
279 | Bijbehara | 7000023158 | 2950 | DT Works [3- ɸ, 100 kVA] | 1000066057 |  | 1.1 KV, 1 CORE 95 MM2, FRLS, PVC CABLE AS TS | M | 14784 |  | INCLUDED |  | INCLUDED | INCLUDED | INCLUDED | 0 | 0 | 0 | 0
280 | Bijbehara | 7000023158 | 2960 | DT Works [3- ɸ, 100 kVA] | 1000065966 |  | 11KV 45 KN POLYMERIC COMPOSITE DISC INSULATOR AS TS | EA | 1008 |  | INCLUDED |  | INCLUDED | INCLUDED | INCLUDED | 0 | 0 | 0 | 0
281 | Bijbehara | 7000023158 | 2970 | DT Works [3- ɸ, 100 kVA] | 1000066070 |  | DISC INSULATOR HARDWARE & ACCESSORIES SUITABLE TO 11 KV B&S TYPE, 45KN POLYMER INSULATORS AS PER TS | SET | 1008 |  | INCLUDED |  | INCLUDED | INCLUDED | INCLUDED | 0 | 0 | 0 | 0
282 | Bijbehara | 7000023158 | 2980 | DT Works [3- ɸ, 100 kVA] | 1000065967 |  | 11KV 5 KN POLYMERIC COMPOSITE PIN INSULATOR AS TS | EA | 1008 |  | INCLUDED |  | INCLUDED | INCLUDED | INCLUDED | 0 | 0 | 0 | 0
283 | Bijbehara | 7000023183 | 10 | DT Works [3- ɸ, 100 kVA] | 1000066071 |  | LT DISTRIBUTION BOX SUITABLE FOR 100 KVA DT AS PER TS | EA | 336 |  | INCLUDED |  | INCLUDED | INCLUDED | INCLUDED | 0 | 0 | 0 | 0
284 | Bijbehara | 7000023158 | 3000 | DT Works [3- ɸ, 200 kVA] | 1000037908 |  | 9M STP 410 MPA SP 33 | EA | 10 |  | INCLUDED |  | INCLUDED | INCLUDED | INCLUDED | 0 | 0 | 0 | 0
285 | Bijbehara | 7000023158 | 3010 | DT Works [3- ɸ, 200 kVA] | 1000022813 |  | Fabrication and Supply of M.S. Galvanised items- Pole Top Bracket,V-Cross arm, Back Clamps for V-Cross arm , D P Channel, D P Channelclamp, Stay clamps angle, Stay clamps side, D P cross bracing &clamps,Guarding arm etc etc. complete as required. | MT | 1.5 |  | INCLUDED |  | INCLUDED | INCLUDED | INCLUDED | 0 | 0 | 0 | 0
286 | Bijbehara | 7000023158 | 3020 | DT Works [3- ɸ, 200 kVA] | 1000022819 |  | nuts,bolts,foundation bolts and washer and other accessories forstructures. | MT | 0.04 |  | INCLUDED |  | INCLUDED | INCLUDED | INCLUDED | 0 | 0 | 0 | 0
287 | Bijbehara | 7000023158 | 3030 | DT Works [3- ɸ, 200 kVA] | 1000065729 |  | 11 KV, 3-POLE, 3-PH, 200A, AB SWITCH AS TS | EA | 5 |  | INCLUDED |  | INCLUDED | INCLUDED | INCLUDED | 0 | 0 | 0 | 0
288 | Bijbehara | 7000023158 | 3040 | DT Works [3- ɸ, 200 kVA] | 1000050004 |  | 11KV HG FUSE INCLUDING ALL ACCESSORIES | EA | 5 |  | INCLUDED |  | INCLUDED | INCLUDED | INCLUDED | 0 | 0 | 0 | 0
289 | Bijbehara | 7000023158 | 3050 | DT Works [3- ɸ, 200 kVA] | 1000017115 |  | PG Clamp for ACSR Rabbit Conductor | EA | 30 |  | INCLUDED |  | INCLUDED | INCLUDED | INCLUDED | 0 | 0 | 0 | 0
290 | Bijbehara | 7000023158 | 3060 | DT Works [3- ɸ, 200 kVA] | 1000065857 |  | 3-PHASE, 11/0.433 KV, 200 KVA, ALUMINIUM WINDING & CRGO COREDISTRIBUTION TRANSFORMER AS PER TS | EA | 5 |  | INCLUDED |  | INCLUDED | INCLUDED | INCLUDED | 0 | 0 | 0 | 0
291 | Bijbehara | 7000023158 | 3070 | DT Works [3- ɸ, 200 kVA] | 1000065970 |  | 9KV, 10 KA POLYMER HOUSING LIGHTNING ARRESTOR FOR DT AS PER TS. | EA | 15 |  | INCLUDED |  | INCLUDED | INCLUDED | INCLUDED | 0 | 0 | 0 | 0
292 | Bijbehara | 7000023158 | 3080 | DT Works [3- ɸ, 200 kVA] | 1000028403 |  | PIPE EARTHING OF 40 MM DIA, 2.5M LONG GI PIPE (MEDIUM GRADE) FORTREATED EARTHING AT DT LOCATION. | EA | 15 |  | INCLUDED |  | INCLUDED | INCLUDED | INCLUDED | 0 | 0 | 0 | 0
293 | Bijbehara | 7000023158 | 3090 | DT Works [3- ɸ, 200 kVA] | 1000032342 |  | GI FLAT FOR NEUTRAL EARTHING OF DT | KG | 75 |  | INCLUDED |  | INCLUDED | INCLUDED | INCLUDED | 0 | 0 | 0 | 0
294 | Bijbehara | 7000023158 | 3100 | DT Works [3- ɸ, 200 kVA] | 1000032344 |  | 8SWG GI WIRE FOR PROTECTIVE GUARDING & EARTHING AS PER TS | KG | 15 |  | INCLUDED |  | INCLUDED | INCLUDED | INCLUDED | 0 | 0 | 0 | 0
295 | Bijbehara | 7000023158 | 3110 | DT Works [3- ɸ, 200 kVA] | 1000066056 |  | 1.1 KV, 1 CORE 185 MM2, FRLS, PVC CABLE AS PER TS | M | 220 |  | INCLUDED |  | INCLUDED | INCLUDED | INCLUDED | 0 | 0 | 0 | 0
296 | Bijbehara | 7000023158 | 3120 | DT Works [3- ɸ, 200 kVA] | 1000065966 |  | 11KV 45 KN POLYMERIC COMPOSITE DISC INSULATOR AS TS | EA | 15 |  | INCLUDED |  | INCLUDED | INCLUDED | INCLUDED | 0 | 0 | 0 | 0
297 | Bijbehara | 7000023158 | 3130 | DT Works [3- ɸ, 200 kVA] | 1000066070 |  | DISC INSULATOR HARDWARE & ACCESSORIES SUITABLE TO 11 KV B&S TYPE, 45KN POLYMER INSULATORS AS PER TS | SET | 15 |  | INCLUDED |  | INCLUDED | INCLUDED | INCLUDED | 0 | 0 | 0 | 0
298 | Bijbehara | 7000023158 | 3140 | DT Works [3- ɸ, 200 kVA] | 1000065967 |  | 11KV 5 KN POLYMERIC COMPOSITE PIN INSULATOR AS TS | EA | 15 |  | INCLUDED |  | INCLUDED | INCLUDED | INCLUDED | 0 | 0 | 0 | 0
299 | Bijbehara | 7000023158 | 5210 | DT Works [3- ɸ, 200 kVA] | 1000066072 |  | LT DISTRIBUTION BOX SUITABLE FOR 200 KVA DT AS PER TS | EA | 5 |  | INCLUDED |  | INCLUDED | INCLUDED | INCLUDED | 0 | 0 | 0 | 0
300 | Bijbehara | 7000023158 | 3160 | LT AB Cable for DTs- 3Cx 35sqmm | 1000066017 |  | 3-PHASE LT AERIAL BUNCHED CABLE (3CX35+1CX16+1CX35 SQ.MM) AS PER TS. | KM | 179.86 |  | INCLUDED |  | INCLUDED | INCLUDED | INCLUDED | 0 | 0 | 0 | 0
301 | Bijbehara | 7000023158 | 3170 | LT AB Cable for DTs- 3Cx 35sqmm | 1000037907 |  | 8M STP 410 MPA SP 15 | EA | 685 |  | INCLUDED |  | INCLUDED | INCLUDED | INCLUDED | 0 | 0 | 0 | 0
302 | Bijbehara | 7000023158 | 3180 | LT AB Cable for DTs- 3Cx 35sqmm | 1000066007 |  | SUSPENSION CLAMP FOR 3-PHASE LT AERIAL BUNCHED CABLE(3CX35+1CX16+1CX35 SQ.MM) | NO | 3426 |  | INCLUDED |  | INCLUDED | INCLUDED | INCLUDED | 0 | 0 | 0 | 0
303 | Bijbehara | 7000023158 | 3190 | LT AB Cable for DTs- 3Cx 35sqmm | 1000066042 |  | TENSION CLAMP SUITABLE FOR LT AB CABLE (3CX35+1CX16+1CX35 SQ.MM) ASTS | EA | 171 |  | INCLUDED |  | INCLUDED | INCLUDED | INCLUDED | 0 | 0 | 0 | 0
304 | Bijbehara | 7000023158 | 3200 | LT AB Cable for DTs- 3Cx 35sqmm | 1000066022 |  | MS GALVANISED FORGED EYEHOOK CLAMP SUITABLE FOR LT AB CABLE(3CX35+1CX16+1CX35 SQ.MM) AS TS | EA | 3597 |  | INCLUDED |  | INCLUDED | INCLUDED | INCLUDED | 0 | 0 | 0 | 0
305 | Bijbehara | 7000023158 | 3210 | LT AB Cable for DTs- 3Cx 35sqmm | 1000056676 |  | FABRICATION AND SUPPLY OF M.S. GALVANIZED ITEMS- CLAMPS, ETC, COMPLETEAS REQUIRED FOR LT AB CABLE | MT | 13.704 |  | INCLUDED |  | INCLUDED | INCLUDED | INCLUDED | 0 | 0 | 0 | 0
306 | Bijbehara | 7000023158 | 3220 | LT AB Cable for DTs- 3Cx 35sqmm | 1000022819 |  | nuts,bolts,foundation bolts and washer and other accessories forstructures. | MT | 1.71 |  | INCLUDED |  | INCLUDED | INCLUDED | INCLUDED | 0 | 0 | 0 | 0
307 | Bijbehara | 7000023158 | 3230 | LT AB Cable for DTs- 3Cx 35sqmm | 1000028393 |  | 20 MM DIA 2500 MM LONG GI ROD TOGETHER WITH FIXINGARRANGEMENT(EXCLUDING GI WIRE REQUIRED FOR EARTHING) AS PER APPROVEDDRAWING. | SET | 685 |  | INCLUDED |  | INCLUDED | INCLUDED | INCLUDED | 0 | 0 | 0 | 0
308 | Bijbehara | 7000023158 | 3240 | LT AB Cable for DTs- 3Cx 35sqmm | 1000032346 |  | HARDWARE FITTINGS FOR LT STAY SET COMPLETE STAY SET TS | SET | 43 |  | INCLUDED |  | INCLUDED | INCLUDED | INCLUDED | 0 | 0 | 0 | 0
309 | Bijbehara | 7000023158 | 3250 | LT AB Cable for DTs- 3Cx 35sqmm | 1000028419 |  | GUY STRAIN INSULATORS DESIGNATION 'A' AS PER TS | SET | 43 |  | INCLUDED |  | INCLUDED | INCLUDED | INCLUDED | 0 | 0 | 0 | 0
310 | Bijbehara | 7000023158 | 3260 | LT AB Cable for DTs- 3Cx 35sqmm | 1000045302 |  | 7/10 SWG GI WIRE | MT | 0.154 |  | INCLUDED |  | INCLUDED | INCLUDED | INCLUDED | 0 | 0 | 0 | 0
311 | Bijbehara | 7000023158 | 3270 | LT AB Cable for DTs- 3Cx 35sqmm | 1000066061 |  | INSULATING PEIRCING CONNECTOR SUITABLE FOR LT AB CABLE AS TS | EA | 5310 |  | INCLUDED |  | INCLUDED | INCLUDED | INCLUDED | 0 | 0 | 0 | 0
312 | Bijbehara | 7000023158 | 3280 | LT AB Cable for DTs- 3Cx 35sqmm | 1000066062 |  | PG CLAMP SUITABLE FOR 35SQMM AS PER TS | EA | 1884 |  | INCLUDED |  | INCLUDED | INCLUDED | INCLUDED | 0 | 0 | 0 | 0
313 | Bijbehara | 7000023158 | 3290 | LT AB Cable for DTs- 3Cx 35sqmm | 1000066015 |  | 1.1 KV, 4 CORE 35 MM2, XLPE CABLE SUITABLE FOR LT AB CABLE(3CX120+1CX16+1CX70 SQ.MM) AS PER TS | M | 2141.18 |  | INCLUDED |  | INCLUDED | INCLUDED | INCLUDED | 0 | 0 | 0 | 0
314 | Bijbehara | 7000023158 | 3300 | LT AB Cable for DTs- 3Cx 35sqmm | 1000066060 |  | MAIN SERVICE DISTRIBUTION BOARD (MSDB) SUITABLE FOR 3-PHASE LT ABCABLE AS TS | EA | 1713 |  | INCLUDED |  | INCLUDED | INCLUDED | INCLUDED | 0 | 0 | 0 | 0
315 | Bijbehara | 7000023158 | 3310 | LT AB Cable for DTs- 3Cx 35sqmm | 1000066014 |  | 1.1 KV, 1 CORE 25 MM2, XLPE CABLE SUITABLE FOR LT AB CABLE(3CX120+1CX16+1CX70 SQ.MM) AS PER TS | M | 428.24 |  | INCLUDED |  | INCLUDED | INCLUDED | INCLUDED | 0 | 0 | 0 | 0
316 | Bijbehara | 7000023158 | 3320 | LT AB Cable for DTs- 3Cx 35sqmm | 1000065859 |  | MAIN SERVICE DISTRIBUTION BOARD (MSDB) SUITABLE FOR 1-PHASE LT ABCABLE AS TS | EA | 171 |  | INCLUDED |  | INCLUDED | INCLUDED | INCLUDED | 0 | 0 | 0 | 0
317 | Bijbehara | 7000023158 | 3330 | LT AB Cable for DTs- 3Cx50sqmm | 1000066018 |  | 3-PHASE LT AERIAL BUNCHED CABLE (3CX50+1CX16+1CX35 SQ.MM) AS PER TS. | KM | 102.91 |  | INCLUDED |  | INCLUDED | INCLUDED | INCLUDED | 0 | 0 | 0 | 0
318 | Bijbehara | 7000023158 | 3340 | LT AB Cable for DTs- 3Cx50sqmm | 1000037907 |  | 8M STP 410 MPA SP 15 | EA | 392 |  | INCLUDED |  | INCLUDED | INCLUDED | INCLUDED | 0 | 0 | 0 | 0
319 | Bijbehara | 7000023158 | 3350 | LT AB Cable for DTs- 3Cx50sqmm | 1000066038 |  | SUSPENSION CLAMP SUITABLE FOR LT AB CABLE (3CX50+1CX16+1CX35 SQ.MM)AS TS | EA | 1960 |  | INCLUDED |  | INCLUDED | INCLUDED | INCLUDED | 0 | 0 | 0 | 0
320 | Bijbehara | 7000023158 | 3360 | LT AB Cable for DTs- 3Cx50sqmm | 1000066041 |  | TENSION CLAMP SUITABLE FOR LT AB CABLE (3CX50+1CX16+1CX35 SQ.MM) ASTS | EA | 98 |  | INCLUDED |  | INCLUDED | INCLUDED | INCLUDED | 0 | 0 | 0 | 0
321 | Bijbehara | 7000023158 | 3370 | LT AB Cable for DTs- 3Cx50sqmm | 1000066021 |  | MS GALVANISED FORGED EYEHOOK CLAMP SUITABLE FOR LT AB CABLE(3CX+1CX16+1CX35 SQ.MM) AS TS | EA | 2058 |  | INCLUDED |  | INCLUDED | INCLUDED | INCLUDED | 0 | 0 | 0 | 0
322 | Bijbehara | 7000023158 | 3380 | LT AB Cable for DTs- 3Cx50sqmm | 1000056676 |  | FABRICATION AND SUPPLY OF M.S. GALVANIZED ITEMS- CLAMPS, ETC, COMPLETEAS REQUIRED FOR LT AB CABLE | MT | 7.841 |  | INCLUDED |  | INCLUDED | INCLUDED | INCLUDED | 0 | 0 | 0 | 0
323 | Bijbehara | 7000023158 | 3390 | LT AB Cable for DTs- 3Cx50sqmm | 1000022819 |  | nuts,bolts,foundation bolts and washer and other accessories forstructures. | MT | 0.98 |  | INCLUDED |  | INCLUDED | INCLUDED | INCLUDED | 0 | 0 | 0 | 0
324 | Bijbehara | 7000023158 | 3400 | LT AB Cable for DTs- 3Cx50sqmm | 1000028393 |  | 20 MM DIA 2500 MM LONG GI ROD TOGETHER WITH FIXINGARRANGEMENT(EXCLUDING GI WIRE REQUIRED FOR EARTHING) AS PER APPROVEDDRAWING. | SET | 392 |  | INCLUDED |  | INCLUDED | INCLUDED | INCLUDED | 0 | 0 | 0 | 0
325 | Bijbehara | 7000023158 | 3410 | LT AB Cable for DTs- 3Cx50sqmm | 1000032346 |  | HARDWARE FITTINGS FOR LT STAY SET COMPLETE STAY SET TS | SET | 25 |  | INCLUDED |  | INCLUDED | INCLUDED | INCLUDED | 0 | 0 | 0 | 0
326 | Bijbehara | 7000023158 | 3420 | LT AB Cable for DTs- 3Cx50sqmm | 1000028419 |  | GUY STRAIN INSULATORS DESIGNATION 'A' AS PER TS | SET | 25 |  | INCLUDED |  | INCLUDED | INCLUDED | INCLUDED | 0 | 0 | 0 | 0
327 | Bijbehara | 7000023158 | 3430 | LT AB Cable for DTs- 3Cx50sqmm | 1000045302 |  | 7/10 SWG GI WIRE | MT | 0.088 |  | INCLUDED |  | INCLUDED | INCLUDED | INCLUDED | 0 | 0 | 0 | 0
328 | Bijbehara | 7000023158 | 3440 | LT AB Cable for DTs- 3Cx50sqmm | 1000066061 |  | INSULATING PEIRCING CONNECTOR SUITABLE FOR LT AB CABLE AS TS | EA | 3038 |  | INCLUDED |  | INCLUDED | INCLUDED | INCLUDED | 0 | 0 | 0 | 0
329 | Bijbehara | 7000023158 | 3450 | LT AB Cable for DTs- 3Cx50sqmm | 1000066062 |  | PG CLAMP SUITABLE FOR 35SQMM AS PER TS | EA | 1078 |  | INCLUDED |  | INCLUDED | INCLUDED | INCLUDED | 0 | 0 | 0 | 0
330 | Bijbehara | 7000023158 | 3460 | LT AB Cable for DTs- 3Cx50sqmm | 1000066015 |  | 1.1 KV, 4 CORE 35 MM2, XLPE CABLE SUITABLE FOR LT AB CABLE(3CX120+1CX16+1CX70 SQ.MM) AS PER TS | M | 1225.09 |  | INCLUDED |  | INCLUDED | INCLUDED | INCLUDED | 0 | 0 | 0 | 0
331 | Bijbehara | 7000023158 | 3470 | LT AB Cable for DTs- 3Cx50sqmm | 1000066060 |  | MAIN SERVICE DISTRIBUTION BOARD (MSDB) SUITABLE FOR 3-PHASE LT ABCABLE AS TS | EA | 980 |  | INCLUDED |  | INCLUDED | INCLUDED | INCLUDED | 0 | 0 | 0 | 0
332 | Bijbehara | 7000023158 | 3480 | LT AB Cable for DTs- 3Cx50sqmm | 1000066014 |  | 1.1 KV, 1 CORE 25 MM2, XLPE CABLE SUITABLE FOR LT AB CABLE(3CX120+1CX16+1CX70 SQ.MM) AS PER TS | M | 245.02 |  | INCLUDED |  | INCLUDED | INCLUDED | INCLUDED | 0 | 0 | 0 | 0
333 | Bijbehara | 7000023158 | 3490 | LT AB Cable for DTs- 3Cx50sqmm | 1000065859 |  | MAIN SERVICE DISTRIBUTION BOARD (MSDB) SUITABLE FOR 1-PHASE LT ABCABLE AS TS | EA | 98 |  | INCLUDED |  | INCLUDED | INCLUDED | INCLUDED | 0 | 0 | 0 | 0
334 | Bijbehara | 7000023158 | 3500 | LT AB Cable for DTs- 3Cx70sqmm | 1000066019 |  | 3-PHASE LT AERIAL BUNCHED CABLE (3CX70+1CX16+1CX50 SQ.MM) AS PER TS. | KM | 72.35 |  | INCLUDED |  | INCLUDED | INCLUDED | INCLUDED | 0 | 0 | 0 | 0
335 | Bijbehara | 7000023158 | 3510 | LT AB Cable for DTs- 3Cx70sqmm | 1000037907 |  | 8M STP 410 MPA SP 15 | EA | 276 |  | INCLUDED |  | INCLUDED | INCLUDED | INCLUDED | 0 | 0 | 0 | 0
336 | Bijbehara | 7000023158 | 3520 | LT AB Cable for DTs- 3Cx70sqmm | 1000066066 |  | SUSPENSION CLAMP SUITABLE FOR LT AB CABLE (3CX70+1X16+1CX50 SQ.MM)AS TS | EA | 1378 |  | INCLUDED |  | INCLUDED | INCLUDED | INCLUDED | 0 | 0 | 0 | 0
337 | Bijbehara | 7000023158 | 3530 | LT AB Cable for DTs- 3Cx70sqmm | 1000066067 |  | TENSION CLAMP SUITABLE FOR LT AB CABLE (3CX70+1X16+1CX50 SQ.MM) AS TS | EA | 69 |  | INCLUDED |  | INCLUDED | INCLUDED | INCLUDED | 0 | 0 | 0 | 0
338 | Bijbehara | 7000023158 | 3540 | LT AB Cable for DTs- 3Cx70sqmm | 1000065858 |  | MS GALVANISED FORGED EYEHOOK CLAMP SUITABLE FOR LT AB CABLE(3CX70+1X16+1CX50 SQ.MM) AS TS | EA | 1447 |  | INCLUDED |  | INCLUDED | INCLUDED | INCLUDED | 0 | 0 | 0 | 0
339 | Bijbehara | 7000023158 | 3550 | LT AB Cable for DTs- 3Cx70sqmm | 1000056676 |  | FABRICATION AND SUPPLY OF M.S. GALVANIZED ITEMS- CLAMPS, ETC, COMPLETEAS REQUIRED FOR LT AB CABLE | MT | 5.513 |  | INCLUDED |  | INCLUDED | INCLUDED | INCLUDED | 0 | 0 | 0 | 0
340 | Bijbehara | 7000023158 | 3560 | LT AB Cable for DTs- 3Cx70sqmm | 1000022819 |  | nuts,bolts,foundation bolts and washer and other accessories forstructures. | MT | 0.69 |  | INCLUDED |  | INCLUDED | INCLUDED | INCLUDED | 0 | 0 | 0 | 0
341 | Bijbehara | 7000023158 | 3570 | LT AB Cable for DTs- 3Cx70sqmm | 1000028393 |  | 20 MM DIA 2500 MM LONG GI ROD TOGETHER WITH FIXINGARRANGEMENT(EXCLUDING GI WIRE REQUIRED FOR EARTHING) AS PER APPROVEDDRAWING. | SET | 276 |  | INCLUDED |  | INCLUDED | INCLUDED | INCLUDED | 0 | 0 | 0 | 0
342 | Bijbehara | 7000023158 | 3580 | LT AB Cable for DTs- 3Cx70sqmm | 1000032346 |  | HARDWARE FITTINGS FOR LT STAY SET COMPLETE STAY SET TS | SET | 17 |  | INCLUDED |  | INCLUDED | INCLUDED | INCLUDED | 0 | 0 | 0 | 0
343 | Bijbehara | 7000023158 | 3590 | LT AB Cable for DTs- 3Cx70sqmm | 1000028419 |  | GUY STRAIN INSULATORS DESIGNATION 'A' AS PER TS | SET | 17 |  | INCLUDED |  | INCLUDED | INCLUDED | INCLUDED | 0 | 0 | 0 | 0
344 | Bijbehara | 7000023158 | 3600 | LT AB Cable for DTs- 3Cx70sqmm | 1000045302 |  | 7/10 SWG GI WIRE | MT | 0.062 |  | INCLUDED |  | INCLUDED | INCLUDED | INCLUDED | 0 | 0 | 0 | 0
345 | Bijbehara | 7000023158 | 3610 | LT AB Cable for DTs- 3Cx70sqmm | 1000066061 |  | INSULATING PEIRCING CONNECTOR SUITABLE FOR LT AB CABLE AS TS | EA | 2136 |  | INCLUDED |  | INCLUDED | INCLUDED | INCLUDED | 0 | 0 | 0 | 0
346 | Bijbehara | 7000023158 | 3620 | LT AB Cable for DTs- 3Cx70sqmm | 1000066063 |  | PG CLAMP SUITABLE FOR 50SQMM AS PER TS | EA | 758 |  | INCLUDED |  | INCLUDED | INCLUDED | INCLUDED | 0 | 0 | 0 | 0
347 | Bijbehara | 7000023158 | 3630 | LT AB Cable for DTs- 3Cx70sqmm | 1000066015 |  | 1.1 KV, 4 CORE 35 MM2, XLPE CABLE SUITABLE FOR LT AB CABLE(3CX120+1CX16+1CX70 SQ.MM) AS PER TS | M | 861.36 |  | INCLUDED |  | INCLUDED | INCLUDED | INCLUDED | 0 | 0 | 0 | 0
348 | Bijbehara | 7000023158 | 3640 | LT AB Cable for DTs- 3Cx70sqmm | 1000066060 |  | MAIN SERVICE DISTRIBUTION BOARD (MSDB) SUITABLE FOR 3-PHASE LT ABCABLE AS TS | EA | 689 |  | INCLUDED |  | INCLUDED | INCLUDED | INCLUDED | 0 | 0 | 0 | 0
349 | Bijbehara | 7000023158 | 3650 | LT AB Cable for DTs- 3Cx70sqmm | 1000066014 |  | 1.1 KV, 1 CORE 25 MM2, XLPE CABLE SUITABLE FOR LT AB CABLE(3CX120+1CX16+1CX70 SQ.MM) AS PER TS | M | 172.27 |  | INCLUDED |  | INCLUDED | INCLUDED | INCLUDED | 0 | 0 | 0 | 0
350 | Bijbehara | 7000023158 | 3660 | LT AB Cable for DTs- 3Cx70sqmm | 1000065859 |  | MAIN SERVICE DISTRIBUTION BOARD (MSDB) SUITABLE FOR 1-PHASE LT ABCABLE AS TS | EA | 69 |  | INCLUDED |  | INCLUDED | INCLUDED | INCLUDED | 0 | 0 | 0 | 0
351 | Bijbehara | 7000023158 | 3670 | LT AB Cable for DTs- 3Cx120sqmm | 1000066016 |  | 3-PHASE LT AERIAL BUNCHED CABLE (3CX120+1CX16+1CX70 SQ.MM) AS PER TS. | KM | 2.4 |  | INCLUDED |  | INCLUDED | INCLUDED | INCLUDED | 0 | 0 | 0 | 0
352 | Bijbehara | 7000023158 | 3680 | LT AB Cable for DTs- 3Cx120sqmm | 1000037907 |  | 8M STP 410 MPA SP 15 | EA | 9 |  | INCLUDED |  | INCLUDED | INCLUDED | INCLUDED | 0 | 0 | 0 | 0
353 | Bijbehara | 7000023158 | 3690 | LT AB Cable for DTs- 3Cx120sqmm | 1000066036 |  | SUSPENSION CLAMP SUITABLE FOR LT AB CABLE (3CX120+1CX16+1CX70 SQ.MM)AS TS | EA | 46 |  | INCLUDED |  | INCLUDED | INCLUDED | INCLUDED | 0 | 0 | 0 | 0
354 | Bijbehara | 7000023158 | 3700 | LT AB Cable for DTs- 3Cx120sqmm | 1000066040 |  | TENSION CLAMP SUITABLE FOR LT AB CABLE (3CX120+1X16+1CX70 SQ.MM) ASTS | EA | 2 |  | INCLUDED |  | INCLUDED | INCLUDED | INCLUDED | 0 | 0 | 0 | 0
355 | Bijbehara | 7000023158 | 3710 | LT AB Cable for DTs- 3Cx120sqmm | 1000066020 |  | MS GALVANISED FORGED EYEHOOK CLAMP SUITABLE FOR LT AB CABLE(3CX120+1X16+1CX70 SQ.MM) AS TS | EA | 48 |  | INCLUDED |  | INCLUDED | INCLUDED | INCLUDED | 0 | 0 | 0 | 0
356 | Bijbehara | 7000023158 | 3720 | LT AB Cable for DTs- 3Cx120sqmm | 1000056676 |  | FABRICATION AND SUPPLY OF M.S. GALVANIZED ITEMS- CLAMPS, ETC, COMPLETEAS REQUIRED FOR LT AB CABLE | MT | 0.182 |  | INCLUDED |  | INCLUDED | INCLUDED | INCLUDED | 0 | 0 | 0 | 0
357 | Bijbehara | 7000023158 | 3730 | LT AB Cable for DTs- 3Cx120sqmm | 1000022819 |  | nuts,bolts,foundation bolts and washer and other accessories forstructures. | MT | 0.02 |  | INCLUDED |  | INCLUDED | INCLUDED | INCLUDED | 0 | 0 | 0 | 0
358 | Bijbehara | 7000023158 | 3740 | LT AB Cable for DTs- 3Cx120sqmm | 1000028393 |  | 20 MM DIA 2500 MM LONG GI ROD TOGETHER WITH FIXINGARRANGEMENT(EXCLUDING GI WIRE REQUIRED FOR EARTHING) AS PER APPROVEDDRAWING. | SET | 9 |  | INCLUDED |  | INCLUDED | INCLUDED | INCLUDED | 0 | 0 | 0 | 0
359 | Bijbehara | 7000023158 | 3750 | LT AB Cable for DTs- 3Cx120sqmm | 1000032346 |  | HARDWARE FITTINGS FOR LT STAY SET COMPLETE STAY SET TS | SET | 1 |  | INCLUDED |  | INCLUDED | INCLUDED | INCLUDED | 0 | 0 | 0 | 0
360 | Bijbehara | 7000023158 | 3760 | LT AB Cable for DTs- 3Cx120sqmm | 1000028419 |  | GUY STRAIN INSULATORS DESIGNATION 'A' AS PER TS | SET | 1 |  | INCLUDED |  | INCLUDED | INCLUDED | INCLUDED | 0 | 0 | 0 | 0
361 | Bijbehara | 7000023158 | 3770 | LT AB Cable for DTs- 3Cx120sqmm | 1000045302 |  | 7/10 SWG GI WIRE | MT | 0.002 |  | INCLUDED |  | INCLUDED | INCLUDED | INCLUDED | 0 | 0 | 0 | 0
362 | Bijbehara | 7000023158 | 3780 | LT AB Cable for DTs- 3Cx120sqmm | 1000066061 |  | INSULATING PEIRCING CONNECTOR SUITABLE FOR LT AB CABLE AS TS | EA | 71 |  | INCLUDED |  | INCLUDED | INCLUDED | INCLUDED | 0 | 0 | 0 | 0
363 | Bijbehara | 7000023158 | 3790 | LT AB Cable for DTs- 3Cx120sqmm | 1000066064 |  | PG CLAMP SUITABLE FOR 70SQMM AS PER TS | EA | 25 |  | INCLUDED |  | INCLUDED | INCLUDED | INCLUDED | 0 | 0 | 0 | 0
364 | Bijbehara | 7000023158 | 3800 | LT AB Cable for DTs- 3Cx120sqmm | 1000066015 |  | 1.1 KV, 4 CORE 35 MM2, XLPE CABLE SUITABLE FOR LT AB CABLE(3CX120+1CX16+1CX70 SQ.MM) AS PER TS | M | 28.51 |  | INCLUDED |  | INCLUDED | INCLUDED | INCLUDED | 0 | 0 | 0 | 0
365 | Bijbehara | 7000023158 | 3810 | LT AB Cable for DTs- 3Cx120sqmm | 1000066060 |  | MAIN SERVICE DISTRIBUTION BOARD (MSDB) SUITABLE FOR 3-PHASE LT ABCABLE AS TS | EA | 23 |  | INCLUDED |  | INCLUDED | INCLUDED | INCLUDED | 0 | 0 | 0 | 0
366 | Bijbehara | 7000023158 | 3820 | LT AB Cable for DTs- 3Cx120sqmm | 1000066014 |  | 1.1 KV, 1 CORE 25 MM2, XLPE CABLE SUITABLE FOR LT AB CABLE(3CX120+1CX16+1CX70 SQ.MM) AS PER TS | M | 5.7 |  | INCLUDED |  | INCLUDED | INCLUDED | INCLUDED | 0 | 0 | 0 | 0
367 | Bijbehara | 7000023158 | 3830 | LT AB Cable for DTs- 3Cx120sqmm | 1000065859 |  | MAIN SERVICE DISTRIBUTION BOARD (MSDB) SUITABLE FOR 1-PHASE LT ABCABLE AS TS | EA | 2 |  | INCLUDED |  | INCLUDED | INCLUDED | INCLUDED | 0 | 0 | 0 | 0
368 | Bijbehara | 7000023158 | 3840 | 11kV HVDS Network- ACSR Rabbit Conductor | 1000030862 |  | ACSR RABBIT CONDUCTOR | KM | 168.96 |  | INCLUDED |  | INCLUDED | INCLUDED | INCLUDED | 0 | 0 | 0 | 0
369 | Bijbehara | 7000023158 | 3850 | 11kV HVDS Network- ACSR Rabbit Conductor | 1000037908 |  | 9M STP 410 MPA SP 33 | EA | 1312 |  | INCLUDED |  | INCLUDED | INCLUDED | INCLUDED | 0 | 0 | 0 | 0
370 | Bijbehara | 7000023158 | 3860 | 11kV HVDS Network- ACSR Rabbit Conductor | 1000056012 |  | 11 M STP 410 MPA SP 56 | EA | 109 |  | INCLUDED |  | INCLUDED | INCLUDED | INCLUDED | 0 | 0 | 0 | 0
371 | Bijbehara | 7000023158 | 3870 | 11kV HVDS Network- ACSR Rabbit Conductor | 1000022813 |  | Fabrication and Supply of M.S. Galvanised items- Pole Top Bracket,V-Cross arm, Back Clamps for V-Cross arm , D P Channel, D P Channelclamp, Stay clamps angle, Stay clamps side, D P cross bracing &clamps,Guarding arm etc etc. complete as required. | MT | 31 |  | INCLUDED |  | INCLUDED | INCLUDED | INCLUDED | 0 | 0 | 0 | 0
372 | Bijbehara | 7000023158 | 3880 | 11kV HVDS Network- ACSR Rabbit Conductor | 1000022819 |  | nuts,bolts,foundation bolts and washer and other accessories forstructures. | MT | 1.42 |  | INCLUDED |  | INCLUDED | INCLUDED | INCLUDED | 0 | 0 | 0 | 0
373 | Bijbehara | 7000023158 | 3890 | 11kV HVDS Network- ACSR Rabbit Conductor | 1000028393 |  | 20 MM DIA 2500 MM LONG GI ROD TOGETHER WITH FIXINGARRANGEMENT(EXCLUDING GI WIRE REQUIRED FOR EARTHING) AS PER APPROVEDDRAWING. | SET | 1422 |  | INCLUDED |  | INCLUDED | INCLUDED | INCLUDED | 0 | 0 | 0 | 0
374 | Bijbehara | 7000023158 | 3900 | 11kV HVDS Network- ACSR Rabbit Conductor | 1000032345 |  | HARDWARE FITTINGS FOR 11 KV STAY SET COMPLETE STAY SET TS | SET | 55 |  | INCLUDED |  | INCLUDED | INCLUDED | INCLUDED | 0 | 0 | 0 | 0
375 | Bijbehara | 7000023158 | 3910 | 11kV HVDS Network- ACSR Rabbit Conductor | 1000022814 |  | GUY STRAIN INSULATORS DESIGNATION 'C' | EA | 55 |  | INCLUDED |  | INCLUDED | INCLUDED | INCLUDED | 0 | 0 | 0 | 0
376 | Bijbehara | 7000023158 | 3920 | 11kV HVDS Network- ACSR Rabbit Conductor | 1000033893 |  | STAY WIRE (7/10 SWG) AS PER TS FOR 11 KV STAY SET | MT | 0.219 |  | INCLUDED |  | INCLUDED | INCLUDED | INCLUDED | 0 | 0 | 0 | 0
377 | Bijbehara | 7000023158 | 3930 | 11kV HVDS Network- ACSR Rabbit Conductor | 1000032343 |  | 10 SWG GI WIRE FOR PROTECTIVE GUARDING LACING AS PER TS | KG | 1093.56 |  | INCLUDED |  | INCLUDED | INCLUDED | INCLUDED | 0 | 0 | 0 | 0
378 | Bijbehara | 7000023158 | 3940 | 11kV HVDS Network- ACSR Rabbit Conductor | 1000032344 |  | 8SWG GI WIRE FOR PROTECTIVE GUARDING & EARTHING AS PER TS | KG | 1093.56 |  | INCLUDED |  | INCLUDED | INCLUDED | INCLUDED | 0 | 0 | 0 | 0
379 | Bijbehara | 7000023158 | 3950 | 11kV HVDS Network- ACSR Rabbit Conductor | 1000065967 |  | 11KV 5 KN POLYMERIC COMPOSITE PIN INSULATOR AS TS | EA | 3937 |  | INCLUDED |  | INCLUDED | INCLUDED | INCLUDED | 0 | 0 | 0 | 0
380 | Bijbehara | 7000023158 | 3960 | 11kV HVDS Network- ACSR Rabbit Conductor | 1000065966 |  | 11KV 45 KN POLYMERIC COMPOSITE DISC INSULATOR AS TS | EA | 820 |  | INCLUDED |  | INCLUDED | INCLUDED | INCLUDED | 0 | 0 | 0 | 0
381 | Bijbehara | 7000023158 | 3970 | 11kV HVDS Network- ACSR Rabbit Conductor | 1000066070 |  | DISC INSULATOR HARDWARE & ACCESSORIES SUITABLE TO 11 KV B&S TYPE, 45KN POLYMER INSULATORS AS PER TS | SET | 820 |  | INCLUDED |  | INCLUDED | INCLUDED | INCLUDED | 0 | 0 | 0 | 0
382 | Bijbehara | 7000023158 | 3980 | 11kV HVDS Network- ACSR Rabbit Conductor | 1000032347 |  | PG CLAMP SUITABLE FOR ACSR RABBIT CONDUCTOR. | EA | 656 |  | INCLUDED |  | INCLUDED | INCLUDED | INCLUDED | 0 | 0 | 0 | 0
383 | Bijbehara | 7000023158 | 3990 | 11kV HVDS Network- 3Cx120 sq mm ABC | 1000065972 |  | 11 KV 3CX120+1X95 MM2, AB CABLE AS TS | KM | 112 |  | INCLUDED |  | INCLUDED | INCLUDED | INCLUDED | 0 | 0 | 0 | 0
384 | Bijbehara | 7000023158 | 4000 | 11kV HVDS Network- 3Cx120 sq mm ABC | 1000037908 |  | 9M STP 410 MPA SP 33 | EA | 2133 |  | INCLUDED |  | INCLUDED | INCLUDED | INCLUDED | 0 | 0 | 0 | 0
385 | Bijbehara | 7000023158 | 4010 | 11kV HVDS Network- 3Cx120 sq mm ABC | 1000065984 |  | HEAT SHRINKABLE OUTDOOR CABLE TERMINATION KIT SUITABLE FOR 11 KV3CX120+1X95 MM2, AB CABLE AS TS | EA | 320 |  | INCLUDED |  | INCLUDED | INCLUDED | INCLUDED | 0 | 0 | 0 | 0
386 | Bijbehara | 7000023158 | 4020 | 11kV HVDS Network- 3Cx120 sq mm ABC | 1000065998 |  | MID SPAN STRAIGHT THROUGH JOINTING KIT SUITABLE FOR 11 KV 3CX120+1X95MM2, AB CABLE AS TS | SET | 107 |  | INCLUDED |  | INCLUDED | INCLUDED | INCLUDED | 0 | 0 | 0 | 0
387 | Bijbehara | 7000023158 | 4030 | 11kV HVDS Network- 3Cx120 sq mm ABC | 1000066003 |  | SUSPENSION CLAMP SUITABLE FOR 11 KV 3CX120+1X95 MM2, AB CABLE AS TS | EA | 2133 |  | INCLUDED |  | INCLUDED | INCLUDED | INCLUDED | 0 | 0 | 0 | 0
388 | Bijbehara | 7000023158 | 4040 | 11kV HVDS Network- 3Cx120 sq mm ABC | 1000066008 |  | TENSION CLAMP SUITABLE FOR 11 KV 3CX120+1X95 MM2, AB CABLE AS TS | EA | 107 |  | INCLUDED |  | INCLUDED | INCLUDED | INCLUDED | 0 | 0 | 0 | 0
389 | Bijbehara | 7000023158 | 4050 | 11kV HVDS Network- 3Cx120 sq mm ABC | 1000065981 |  | EYE HOOK SUITABLE FOR 11 KV 3CX120+1X95 MM2, AB CABLE AS TS | EA | 2240 |  | INCLUDED |  | INCLUDED | INCLUDED | INCLUDED | 0 | 0 | 0 | 0
390 | Bijbehara | 7000023158 | 4060 | 11kV HVDS Network- 3Cx120 sq mm ABC | 1000066058 |  | FABRICATION AND SUPPLY OF M.S. GALVANIZED ITEMS- CLAMPS, ETC, COMPLETEAS REQUIRED FOR HT AB CABLE AS PER TS | MT | 12.8 |  | INCLUDED |  | INCLUDED | INCLUDED | INCLUDED | 0 | 0 | 0 | 0
391 | Bijbehara | 7000023158 | 4070 | 11kV HVDS Network- 3Cx120 sq mm ABC | 1000022819 |  | nuts,bolts,foundation bolts and washer and other accessories forstructures. | MT | 1.07 |  | INCLUDED |  | INCLUDED | INCLUDED | INCLUDED | 0 | 0 | 0 | 0
392 | Bijbehara | 7000023158 | 4080 | 11kV HVDS Network- 3Cx120 sq mm ABC | 1000045288 |  | 20 MM DIA 2500 MM LONG GI ROD TOGETHER WITH FIXINGARRANGEMENT(EXCLUDING GI WIRE REQUIRED FOR EARTHING) AS PER TS | SET | 2133 |  | INCLUDED |  | INCLUDED | INCLUDED | INCLUDED | 0 | 0 | 0 | 0
393 | Bijbehara | 7000023158 | 4090 | 11kV HVDS Network- 3Cx120 sq mm ABC | 1000032345 |  | HARDWARE FITTINGS FOR 11 KV STAY SET COMPLETE STAY SET TS | SET | 107 |  | INCLUDED |  | INCLUDED | INCLUDED | INCLUDED | 0 | 0 | 0 | 0
394 | Bijbehara | 7000023158 | 4100 | 11kV HVDS Network- 3Cx120 sq mm ABC | 1000022814 |  | GUY STRAIN INSULATORS DESIGNATION 'C' | EA | 107 |  | INCLUDED |  | INCLUDED | INCLUDED | INCLUDED | 0 | 0 | 0 | 0
395 | Bijbehara | 7000023158 | 4110 | 11kV HVDS Network- 3Cx120 sq mm ABC | 1000033893 |  | STAY WIRE (7/10 SWG) AS PER TS FOR 11 KV STAY SET | MT | 0.427 |  | INCLUDED |  | INCLUDED | INCLUDED | INCLUDED | 0 | 0 | 0 | 0
396 | Bijbehara | 7000023158 | 4120 | Implementation of LT ABC-3Cx120 sqmm | 1000066016 |  | 3-PHASE LT AERIAL BUNCHED CABLE (3CX120+1CX16+1CX70 SQ.MM) AS PER TS. | KM | 36.55 |  | INCLUDED |  | INCLUDED | INCLUDED | INCLUDED | 0 | 0 | 0 | 0
397 | Bijbehara | 7000023158 | 4130 | Implementation of LT ABC-3Cx120 sqmm | 1000037907 |  | 8M STP 410 MPA SP 15 | EA | 139 |  | INCLUDED |  | INCLUDED | INCLUDED | INCLUDED | 0 | 0 | 0 | 0
398 | Bijbehara | 7000023158 | 4140 | Implementation of LT ABC-3Cx120 sqmm | 1000066036 |  | SUSPENSION CLAMP SUITABLE FOR LT AB CABLE (3CX120+1CX16+1CX70 SQ.MM)AS TS | EA | 696 |  | INCLUDED |  | INCLUDED | INCLUDED | INCLUDED | 0 | 0 | 0 | 0
399 | Bijbehara | 7000023158 | 4150 | Implementation of LT ABC-3Cx120 sqmm | 1000066040 |  | TENSION CLAMP SUITABLE FOR LT AB CABLE (3CX120+1X16+1CX70 SQ.MM) ASTS | EA | 35 |  | INCLUDED |  | INCLUDED | INCLUDED | INCLUDED | 0 | 0 | 0 | 0
400 | Bijbehara | 7000023158 | 4160 | Implementation of LT ABC-3Cx120 sqmm | 1000066020 |  | MS GALVANISED FORGED EYEHOOK CLAMP SUITABLE FOR LT AB CABLE(3CX120+1X16+1CX70 SQ.MM) AS TS | EA | 731 |  | INCLUDED |  | INCLUDED | INCLUDED | INCLUDED | 0 | 0 | 0 | 0
401 | Bijbehara | 7000023158 | 4170 | Implementation of LT ABC-3Cx120 sqmm | 1000056676 |  | FABRICATION AND SUPPLY OF M.S. GALVANIZED ITEMS- CLAMPS, ETC, COMPLETEAS REQUIRED FOR LT AB CABLE | MT | 2.785 |  | INCLUDED |  | INCLUDED | INCLUDED | INCLUDED | 0 | 0 | 0 | 0
402 | Bijbehara | 7000023158 | 4180 | Implementation of LT ABC-3Cx120 sqmm | 1000022819 |  | nuts,bolts,foundation bolts and washer and other accessories forstructures. | MT | 0.35 |  | INCLUDED |  | INCLUDED | INCLUDED | INCLUDED | 0 | 0 | 0 | 0
403 | Bijbehara | 7000023158 | 4190 | Implementation of LT ABC-3Cx120 sqmm | 1000028393 |  | 20 MM DIA 2500 MM LONG GI ROD TOGETHER WITH FIXINGARRANGEMENT(EXCLUDING GI WIRE REQUIRED FOR EARTHING) AS PER APPROVEDDRAWING. | SET | 139 |  | INCLUDED |  | INCLUDED | INCLUDED | INCLUDED | 0 | 0 | 0 | 0
404 | Bijbehara | 7000023158 | 4200 | Implementation of LT ABC-3Cx120 sqmm | 1000032346 |  | HARDWARE FITTINGS FOR LT STAY SET COMPLETE STAY SET TS | SET | 9 |  | INCLUDED |  | INCLUDED | INCLUDED | INCLUDED | 0 | 0 | 0 | 0
405 | Bijbehara | 7000023158 | 4210 | Implementation of LT ABC-3Cx120 sqmm | 1000028419 |  | GUY STRAIN INSULATORS DESIGNATION 'A' AS PER TS | SET | 9 |  | INCLUDED |  | INCLUDED | INCLUDED | INCLUDED | 0 | 0 | 0 | 0
406 | Bijbehara | 7000023158 | 4220 | Implementation of LT ABC-3Cx120 sqmm | 1000045302 |  | 7/10 SWG GI WIRE | MT | 0.031 |  | INCLUDED |  | INCLUDED | INCLUDED | INCLUDED | 0 | 0 | 0 | 0
407 | Bijbehara | 7000023158 | 4230 | Implementation of LT ABC-3Cx120 sqmm | 1000066061 |  | INSULATING PEIRCING CONNECTOR SUITABLE FOR LT AB CABLE AS TS | EA | 1079 |  | INCLUDED |  | INCLUDED | INCLUDED | INCLUDED | 0 | 0 | 0 | 0
408 | Bijbehara | 7000023158 | 4240 | Implementation of LT ABC-3Cx120 sqmm | 1000066064 |  | PG CLAMP SUITABLE FOR 70SQMM AS PER TS | EA | 383 |  | INCLUDED |  | INCLUDED | INCLUDED | INCLUDED | 0 | 0 | 0 | 0
409 | Bijbehara | 7000023158 | 4250 | Implementation of LT ABC-3Cx120 sqmm | 1000066015 |  | 1.1 KV, 4 CORE 35 MM2, XLPE CABLE SUITABLE FOR LT AB CABLE(3CX120+1CX16+1CX70 SQ.MM) AS PER TS | M | 435.18 |  | INCLUDED |  | INCLUDED | INCLUDED | INCLUDED | 0 | 0 | 0 | 0
410 | Bijbehara | 7000023158 | 4260 | Implementation of LT ABC-3Cx120 sqmm | 1000066060 |  | MAIN SERVICE DISTRIBUTION BOARD (MSDB) SUITABLE FOR 3-PHASE LT ABCABLE AS TS | EA | 348 |  | INCLUDED |  | INCLUDED | INCLUDED | INCLUDED | 0 | 0 | 0 | 0
411 | Bijbehara | 7000023158 | 4270 | Implementation of LT ABC-3Cx120 sqmm | 1000066014 |  | 1.1 KV, 1 CORE 25 MM2, XLPE CABLE SUITABLE FOR LT AB CABLE(3CX120+1CX16+1CX70 SQ.MM) AS PER TS | M | 87.04 |  | INCLUDED |  | INCLUDED | INCLUDED | INCLUDED | 0 | 0 | 0 | 0
412 | Bijbehara | 7000023158 | 4280 | Implementation of LT ABC-3Cx120 sqmm | 1000065859 |  | MAIN SERVICE DISTRIBUTION BOARD (MSDB) SUITABLE FOR 1-PHASE LT ABCABLE AS TS | EA | 35 |  | INCLUDED |  | INCLUDED | INCLUDED | INCLUDED | 0 | 0 | 0 | 0
413 | Bijbehara | 7000023158 | 4290 | Implementation of LT ABC-3Cx70 sqmm | 1000066019 |  | 3-PHASE LT AERIAL BUNCHED CABLE (3CX70+1CX16+1CX50 SQ.MM) AS PER TS. | KM | 22.9 |  | INCLUDED |  | INCLUDED | INCLUDED | INCLUDED | 0 | 0 | 0 | 0
414 | Bijbehara | 7000023158 | 4300 | Implementation of LT ABC-3Cx70 sqmm | 1000037907 |  | 8M STP 410 MPA SP 15 | EA | 87 |  | INCLUDED |  | INCLUDED | INCLUDED | INCLUDED | 0 | 0 | 0 | 0
415 | Bijbehara | 7000023158 | 4310 | Implementation of LT ABC-3Cx70 sqmm | 1000066066 |  | SUSPENSION CLAMP SUITABLE FOR LT AB CABLE (3CX70+1X16+1CX50 SQ.MM)AS TS | EA | 436 |  | INCLUDED |  | INCLUDED | INCLUDED | INCLUDED | 0 | 0 | 0 | 0
416 | Bijbehara | 7000023158 | 4320 | Implementation of LT ABC-3Cx70 sqmm | 1000066067 |  | TENSION CLAMP SUITABLE FOR LT AB CABLE (3CX70+1X16+1CX50 SQ.MM) AS TS | EA | 22 |  | INCLUDED |  | INCLUDED | INCLUDED | INCLUDED | 0 | 0 | 0 | 0
417 | Bijbehara | 7000023158 | 4330 | Implementation of LT ABC-3Cx70 sqmm | 1000065858 |  | MS GALVANISED FORGED EYEHOOK CLAMP SUITABLE FOR LT AB CABLE(3CX70+1X16+1CX50 SQ.MM) AS TS | EA | 458 |  | INCLUDED |  | INCLUDED | INCLUDED | INCLUDED | 0 | 0 | 0 | 0
418 | Bijbehara | 7000023158 | 4340 | Implementation of LT ABC-3Cx70 sqmm | 1000056676 |  | FABRICATION AND SUPPLY OF M.S. GALVANIZED ITEMS- CLAMPS, ETC, COMPLETEAS REQUIRED FOR LT AB CABLE | MT | 1.745 |  | INCLUDED |  | INCLUDED | INCLUDED | INCLUDED | 0 | 0 | 0 | 0
419 | Bijbehara | 7000023158 | 4350 | Implementation of LT ABC-3Cx70 sqmm | 1000022819 |  | nuts,bolts,foundation bolts and washer and other accessories forstructures. | MT | 0.22 |  | INCLUDED |  | INCLUDED | INCLUDED | INCLUDED | 0 | 0 | 0 | 0
420 | Bijbehara | 7000023158 | 4360 | Implementation of LT ABC-3Cx70 sqmm | 1000028393 |  | 20 MM DIA 2500 MM LONG GI ROD TOGETHER WITH FIXINGARRANGEMENT(EXCLUDING GI WIRE REQUIRED FOR EARTHING) AS PER APPROVEDDRAWING. | SET | 87 |  | INCLUDED |  | INCLUDED | INCLUDED | INCLUDED | 0 | 0 | 0 | 0
421 | Bijbehara | 7000023158 | 4370 | Implementation of LT ABC-3Cx70 sqmm | 1000032346 |  | HARDWARE FITTINGS FOR LT STAY SET COMPLETE STAY SET TS | SET | 5 |  | INCLUDED |  | INCLUDED | INCLUDED | INCLUDED | 0 | 0 | 0 | 0
422 | Bijbehara | 7000023158 | 4380 | Implementation of LT ABC-3Cx70 sqmm | 1000028419 |  | GUY STRAIN INSULATORS DESIGNATION 'A' AS PER TS | SET | 5 |  | INCLUDED |  | INCLUDED | INCLUDED | INCLUDED | 0 | 0 | 0 | 0
423 | Bijbehara | 7000023158 | 4390 | Implementation of LT ABC-3Cx70 sqmm | 1000045302 |  | 7/10 SWG GI WIRE | MT | 0.02 |  | INCLUDED |  | INCLUDED | INCLUDED | INCLUDED | 0 | 0 | 0 | 0
424 | Bijbehara | 7000023158 | 4400 | Implementation of LT ABC-3Cx70 sqmm | 1000066061 |  | INSULATING PEIRCING CONNECTOR SUITABLE FOR LT AB CABLE AS TS | EA | 676 |  | INCLUDED |  | INCLUDED | INCLUDED | INCLUDED | 0 | 0 | 0 | 0
425 | Bijbehara | 7000023158 | 4410 | Implementation of LT ABC-3Cx70 sqmm | 1000066063 |  | PG CLAMP SUITABLE FOR 50SQMM AS PER TS | EA | 240 |  | INCLUDED |  | INCLUDED | INCLUDED | INCLUDED | 0 | 0 | 0 | 0
426 | Bijbehara | 7000023158 | 4420 | Implementation of LT ABC-3Cx70 sqmm | 1000066015 |  | 1.1 KV, 4 CORE 35 MM2, XLPE CABLE SUITABLE FOR LT AB CABLE(3CX120+1CX16+1CX70 SQ.MM) AS PER TS | M | 272.64 |  | INCLUDED |  | INCLUDED | INCLUDED | INCLUDED | 0 | 0 | 0 | 0
427 | Bijbehara | 7000023158 | 4430 | Implementation of LT ABC-3Cx70 sqmm | 1000066060 |  | MAIN SERVICE DISTRIBUTION BOARD (MSDB) SUITABLE FOR 3-PHASE LT ABCABLE AS TS | EA | 218 |  | INCLUDED |  | INCLUDED | INCLUDED | INCLUDED | 0 | 0 | 0 | 0
428 | Bijbehara | 7000023158 | 4440 | Implementation of LT ABC-3Cx70 sqmm | 1000066014 |  | 1.1 KV, 1 CORE 25 MM2, XLPE CABLE SUITABLE FOR LT AB CABLE(3CX120+1CX16+1CX70 SQ.MM) AS PER TS | M | 54.53 |  | INCLUDED |  | INCLUDED | INCLUDED | INCLUDED | 0 | 0 | 0 | 0
429 | Bijbehara | 7000023158 | 4450 | Implementation of LT ABC-3Cx70 sqmm | 1000065859 |  | MAIN SERVICE DISTRIBUTION BOARD (MSDB) SUITABLE FOR 1-PHASE LT ABCABLE AS TS | EA | 22 |  | INCLUDED |  | INCLUDED | INCLUDED | INCLUDED | 0 | 0 | 0 | 0
430 | Bijbehara | 7000023158 | 4460 | Implementation of LT ABC-3Cx35 sqmm | 1000066017 |  | 3-PHASE LT AERIAL BUNCHED CABLE (3CX35+1CX16+1CX35 SQ.MM) AS PER TS. | KM | 145.66 |  | INCLUDED |  | INCLUDED | INCLUDED | INCLUDED | 0 | 0 | 0 | 0
431 | Bijbehara | 7000023158 | 4470 | Implementation of LT ABC-3Cx35 sqmm | 1000037907 |  | 8M STP 410 MPA SP 15 | EA | 555 |  | INCLUDED |  | INCLUDED | INCLUDED | INCLUDED | 0 | 0 | 0 | 0
432 | Bijbehara | 7000023158 | 4480 | Implementation of LT ABC-3Cx35 sqmm | 1000066007 |  | SUSPENSION CLAMP FOR 3-PHASE LT AERIAL BUNCHED CABLE(3CX35+1CX16+1CX35 SQ.MM) | NO | 2774 |  | INCLUDED |  | INCLUDED | INCLUDED | INCLUDED | 0 | 0 | 0 | 0
433 | Bijbehara | 7000023158 | 4490 | Implementation of LT ABC-3Cx35 sqmm | 1000066042 |  | TENSION CLAMP SUITABLE FOR LT AB CABLE (3CX35+1CX16+1CX35 SQ.MM) ASTS | EA | 139 |  | INCLUDED |  | INCLUDED | INCLUDED | INCLUDED | 0 | 0 | 0 | 0
434 | Bijbehara | 7000023158 | 4500 | Implementation of LT ABC-3Cx35 sqmm | 1000066022 |  | MS GALVANISED FORGED EYEHOOK CLAMP SUITABLE FOR LT AB CABLE(3CX35+1CX16+1CX35 SQ.MM) AS TS | EA | 2913 |  | INCLUDED |  | INCLUDED | INCLUDED | INCLUDED | 0 | 0 | 0 | 0
435 | Bijbehara | 7000023158 | 4510 | Implementation of LT ABC-3Cx35 sqmm | 1000056676 |  | FABRICATION AND SUPPLY OF M.S. GALVANIZED ITEMS- CLAMPS, ETC, COMPLETEAS REQUIRED FOR LT AB CABLE | MT | 11.098 |  | INCLUDED |  | INCLUDED | INCLUDED | INCLUDED | 0 | 0 | 0 | 0
436 | Bijbehara | 7000023158 | 4520 | Implementation of LT ABC-3Cx35 sqmm | 1000022819 |  | nuts,bolts,foundation bolts and washer and other accessories forstructures. | MT | 1.39 |  | INCLUDED |  | INCLUDED | INCLUDED | INCLUDED | 0 | 0 | 0 | 0
437 | Bijbehara | 7000023158 | 4530 | Implementation of LT ABC-3Cx35 sqmm | 1000028393 |  | 20 MM DIA 2500 MM LONG GI ROD TOGETHER WITH FIXINGARRANGEMENT(EXCLUDING GI WIRE REQUIRED FOR EARTHING) AS PER APPROVEDDRAWING. | SET | 555 |  | INCLUDED |  | INCLUDED | INCLUDED | INCLUDED | 0 | 0 | 0 | 0
438 | Bijbehara | 7000023158 | 4540 | Implementation of LT ABC-3Cx35 sqmm | 1000032346 |  | HARDWARE FITTINGS FOR LT STAY SET COMPLETE STAY SET TS | SET | 35 |  | INCLUDED |  | INCLUDED | INCLUDED | INCLUDED | 0 | 0 | 0 | 0
439 | Bijbehara | 7000023158 | 4550 | Implementation of LT ABC-3Cx35 sqmm | 1000028419 |  | GUY STRAIN INSULATORS DESIGNATION 'A' AS PER TS | SET | 35 |  | INCLUDED |  | INCLUDED | INCLUDED | INCLUDED | 0 | 0 | 0 | 0
440 | Bijbehara | 7000023158 | 4560 | Implementation of LT ABC-3Cx35 sqmm | 1000045302 |  | 7/10 SWG GI WIRE | MT | 0.125 |  | INCLUDED |  | INCLUDED | INCLUDED | INCLUDED | 0 | 0 | 0 | 0
441 | Bijbehara | 7000023158 | 4570 | Implementation of LT ABC-3Cx35 sqmm | 1000066061 |  | INSULATING PEIRCING CONNECTOR SUITABLE FOR LT AB CABLE AS TS | EA | 4300 |  | INCLUDED |  | INCLUDED | INCLUDED | INCLUDED | 0 | 0 | 0 | 0
442 | Bijbehara | 7000023158 | 4580 | Implementation of LT ABC-3Cx35 sqmm | 1000066062 |  | PG CLAMP SUITABLE FOR 35SQMM AS PER TS | EA | 1526 |  | INCLUDED |  | INCLUDED | INCLUDED | INCLUDED | 0 | 0 | 0 | 0
443 | Bijbehara | 7000023158 | 4590 | Implementation of LT ABC-3Cx35 sqmm | 1000066015 |  | 1.1 KV, 4 CORE 35 MM2, XLPE CABLE SUITABLE FOR LT AB CABLE(3CX120+1CX16+1CX70 SQ.MM) AS PER TS | M | 1734.05 |  | INCLUDED |  | INCLUDED | INCLUDED | INCLUDED | 0 | 0 | 0 | 0
444 | Bijbehara | 7000023158 | 4600 | Implementation of LT ABC-3Cx35 sqmm | 1000066060 |  | MAIN SERVICE DISTRIBUTION BOARD (MSDB) SUITABLE FOR 3-PHASE LT ABCABLE AS TS | EA | 1387 |  | INCLUDED |  | INCLUDED | INCLUDED | INCLUDED | 0 | 0 | 0 | 0
445 | Bijbehara | 7000023158 | 4610 | Implementation of LT ABC-3Cx35 sqmm | 1000066014 |  | 1.1 KV, 1 CORE 25 MM2, XLPE CABLE SUITABLE FOR LT AB CABLE(3CX120+1CX16+1CX70 SQ.MM) AS PER TS | M | 346.81 |  | INCLUDED |  | INCLUDED | INCLUDED | INCLUDED | 0 | 0 | 0 | 0
446 | Bijbehara | 7000023158 | 4620 | Implementation of LT ABC-3Cx35 sqmm | 1000065859 |  | MAIN SERVICE DISTRIBUTION BOARD (MSDB) SUITABLE FOR 1-PHASE LT ABCABLE AS TS | EA | 139 |  | INCLUDED |  | INCLUDED | INCLUDED | INCLUDED | 0 | 0 | 0 | 0
447 | Bijbehara | 7000023158 | 4630 | Bifurcation & Segregation- 11kV ACSR Dog | 1000030857 |  | ACSR DOG CONDUCTOR | KM | 128.24 |  | INCLUDED |  | INCLUDED | INCLUDED | INCLUDED | 0 | 0 | 0 | 0
448 | Bijbehara | 7000023158 | 4640 | Bifurcation & Segregation- 11kV ACSR Dog | 1000037908 |  | 9M STP 410 MPA SP 33 | EA | 996 |  | INCLUDED |  | INCLUDED | INCLUDED | INCLUDED | 0 | 0 | 0 | 0
449 | Bijbehara | 7000023158 | 4650 | Bifurcation & Segregation- 11kV ACSR Dog | 1000056012 |  | 11 M STP 410 MPA SP 56 | EA | 83 |  | INCLUDED |  | INCLUDED | INCLUDED | INCLUDED | 0 | 0 | 0 | 0
450 | Bijbehara | 7000023158 | 4660 | Bifurcation & Segregation- 11kV ACSR Dog | 1000022813 |  | Fabrication and Supply of M.S. Galvanised items- Pole Top Bracket,V-Cross arm, Back Clamps for V-Cross arm , D P Channel, D P Channelclamp, Stay clamps angle, Stay clamps side, D P cross bracing &clamps,Guarding arm etc etc. complete as required. | MT | 23.53 |  | INCLUDED |  | INCLUDED | INCLUDED | INCLUDED | 0 | 0 | 0 | 0
451 | Bijbehara | 7000023158 | 4670 | Bifurcation & Segregation- 11kV ACSR Dog | 1000022819 |  | nuts,bolts,foundation bolts and washer and other accessories forstructures. | MT | 1.08 |  | INCLUDED |  | INCLUDED | INCLUDED | INCLUDED | 0 | 0 | 0 | 0
452 | Bijbehara | 7000023158 | 4680 | Bifurcation & Segregation- 11kV ACSR Dog | 1000028393 |  | 20 MM DIA 2500 MM LONG GI ROD TOGETHER WITH FIXINGARRANGEMENT(EXCLUDING GI WIRE REQUIRED FOR EARTHING) AS PER APPROVEDDRAWING. | SET | 1079 |  | INCLUDED |  | INCLUDED | INCLUDED | INCLUDED | 0 | 0 | 0 | 0
453 | Bijbehara | 7000023158 | 4690 | Bifurcation & Segregation- 11kV ACSR Dog | 1000032345 |  | HARDWARE FITTINGS FOR 11 KV STAY SET COMPLETE STAY SET TS | SET | 42 |  | INCLUDED |  | INCLUDED | INCLUDED | INCLUDED | 0 | 0 | 0 | 0
454 | Bijbehara | 7000023158 | 4700 | Bifurcation & Segregation- 11kV ACSR Dog | 1000022814 |  | GUY STRAIN INSULATORS DESIGNATION 'C' | EA | 42 |  | INCLUDED |  | INCLUDED | INCLUDED | INCLUDED | 0 | 0 | 0 | 0
455 | Bijbehara | 7000023158 | 4710 | Bifurcation & Segregation- 11kV ACSR Dog | 1000033893 |  | STAY WIRE (7/10 SWG) AS PER TS FOR 11 KV STAY SET | MT | 0.166 |  | INCLUDED |  | INCLUDED | INCLUDED | INCLUDED | 0 | 0 | 0 | 0
456 | Bijbehara | 7000023158 | 4720 | Bifurcation & Segregation- 11kV ACSR Dog | 1000032343 |  | 10 SWG GI WIRE FOR PROTECTIVE GUARDING LACING AS PER TS | KG | 622.5 |  | INCLUDED |  | INCLUDED | INCLUDED | INCLUDED | 0 | 0 | 0 | 0
457 | Bijbehara | 7000023158 | 4730 | Bifurcation & Segregation- 11kV ACSR Dog | 1000032344 |  | 8SWG GI WIRE FOR PROTECTIVE GUARDING & EARTHING AS PER TS | KG | 830 |  | INCLUDED |  | INCLUDED | INCLUDED | INCLUDED | 0 | 0 | 0 | 0
458 | Bijbehara | 7000023158 | 4740 | Bifurcation & Segregation- 11kV ACSR Dog | 1000065967 |  | 11KV 5 KN POLYMERIC COMPOSITE PIN INSULATOR AS TS | EA | 2988 |  | INCLUDED |  | INCLUDED | INCLUDED | INCLUDED | 0 | 0 | 0 | 0
459 | Bijbehara | 7000023158 | 4750 | Bifurcation & Segregation- 11kV ACSR Dog | 1000065966 |  | 11KV 45 KN POLYMERIC COMPOSITE DISC INSULATOR AS TS | EA | 623 |  | INCLUDED |  | INCLUDED | INCLUDED | INCLUDED | 0 | 0 | 0 | 0
460 | Bijbehara | 7000023158 | 4760 | Bifurcation & Segregation- 11kV ACSR Dog | 1000066070 |  | DISC INSULATOR HARDWARE & ACCESSORIES SUITABLE TO 11 KV B&S TYPE, 45KN POLYMER INSULATORS AS PER TS | SET | 623 |  | INCLUDED |  | INCLUDED | INCLUDED | INCLUDED | 0 | 0 | 0 | 0
461 | Bijbehara | 7000023158 | 4770 | Bifurcation & Segregation- 11kV ACSR Dog | 1000017135 |  | PG (Parallel Groove) Clamp for ACSR Dog | EA | 498 |  | INCLUDED |  | INCLUDED | INCLUDED | INCLUDED | 0 | 0 | 0 | 0
462 | Bijbehara | 7000023158 | 4780 | Re-conductoring-11kV ACSR Dog Conductor | 1000030857 |  | ACSR DOG CONDUCTOR | KM | 723.68 |  | INCLUDED |  | INCLUDED | INCLUDED | INCLUDED | 0 | 0 | 0 | 0
463 | Bijbehara | 7000023158 | 4790 | Re-conductoring-11kV ACSR Dog Conductor | 1000056012 |  | 11 M STP 410 MPA SP 56 | EA | 937 |  | INCLUDED |  | INCLUDED | INCLUDED | INCLUDED | 0 | 0 | 0 | 0
464 | Bijbehara | 7000023158 | 4800 | Re-conductoring-11kV ACSR Dog Conductor | 1000022813 |  | Fabrication and Supply of M.S. Galvanised items- Pole Top Bracket,V-Cross arm, Back Clamps for V-Cross arm , D P Channel, D P Channelclamp, Stay clamps angle, Stay clamps side, D P cross bracing &clamps,Guarding arm etc etc. complete as required. | MT | 13.58 |  | INCLUDED |  | INCLUDED | INCLUDED | INCLUDED | 0 | 0 | 0 | 0
465 | Bijbehara | 7000023158 | 4810 | Re-conductoring-11kV ACSR Dog Conductor | 1000022819 |  | nuts,bolts,foundation bolts and washer and other accessories forstructures. | MT | 0.94 |  | INCLUDED |  | INCLUDED | INCLUDED | INCLUDED | 0 | 0 | 0 | 0
466 | Bijbehara | 7000023158 | 4820 | Re-conductoring-11kV ACSR Dog Conductor | 1000028393 |  | 20 MM DIA 2500 MM LONG GI ROD TOGETHER WITH FIXINGARRANGEMENT(EXCLUDING GI WIRE REQUIRED FOR EARTHING) AS PER APPROVEDDRAWING. | SET | 937 |  | INCLUDED |  | INCLUDED | INCLUDED | INCLUDED | 0 | 0 | 0 | 0
467 | Bijbehara | 7000023158 | 4830 | Re-conductoring-11kV ACSR Dog Conductor | 1000032345 |  | HARDWARE FITTINGS FOR 11 KV STAY SET COMPLETE STAY SET TS | SET | 59 |  | INCLUDED |  | INCLUDED | INCLUDED | INCLUDED | 0 | 0 | 0 | 0
468 | Bijbehara | 7000023158 | 4840 | Re-conductoring-11kV ACSR Dog Conductor | 1000022814 |  | GUY STRAIN INSULATORS DESIGNATION 'C' | EA | 59 |  | INCLUDED |  | INCLUDED | INCLUDED | INCLUDED | 0 | 0 | 0 | 0
469 | Bijbehara | 7000023158 | 4850 | Re-conductoring-11kV ACSR Dog Conductor | 1000033893 |  | STAY WIRE (7/10 SWG) AS PER TS FOR 11 KV STAY SET | MT | 0.234 |  | INCLUDED |  | INCLUDED | INCLUDED | INCLUDED | 0 | 0 | 0 | 0
470 | Bijbehara | 7000023158 | 4860 | Re-conductoring-11kV ACSR Dog Conductor | 1000032343 |  | 10 SWG GI WIRE FOR PROTECTIVE GUARDING LACING AS PER TS | KG | 4684 |  | INCLUDED |  | INCLUDED | INCLUDED | INCLUDED | 0 | 0 | 0 | 0
471 | Bijbehara | 7000023158 | 4870 | Re-conductoring-11kV ACSR Dog Conductor | 1000032344 |  | 8SWG GI WIRE FOR PROTECTIVE GUARDING & EARTHING AS PER TS | KG | 3513 |  | INCLUDED |  | INCLUDED | INCLUDED | INCLUDED | 0 | 0 | 0 | 0
472 | Bijbehara | 7000023158 | 4880 | Re-conductoring-11kV ACSR Dog Conductor | 1000065967 |  | 11KV 5 KN POLYMERIC COMPOSITE PIN INSULATOR AS TS | EA | 2810 |  | INCLUDED |  | INCLUDED | INCLUDED | INCLUDED | 0 | 0 | 0 | 0
473 | Bijbehara | 7000023158 | 4890 | Re-conductoring-11kV ACSR Dog Conductor | 1000065966 |  | 11KV 45 KN POLYMERIC COMPOSITE DISC INSULATOR AS TS | EA | 1405 |  | INCLUDED |  | INCLUDED | INCLUDED | INCLUDED | 0 | 0 | 0 | 0
474 | Bijbehara | 7000023158 | 4900 | Re-conductoring-11kV ACSR Dog Conductor | 1000066070 |  | DISC INSULATOR HARDWARE & ACCESSORIES SUITABLE TO 11 KV B&S TYPE, 45KN POLYMER INSULATORS AS PER TS | SET | 1405 |  | INCLUDED |  | INCLUDED | INCLUDED | INCLUDED | 0 | 0 | 0 | 0
475 | Bijbehara | 7000023158 | 4910 | Re-conductoring-11kV ACSR Dog Conductor | 1000017135 |  | PG (Parallel Groove) Clamp for ACSR Dog | EA | 2810 |  | INCLUDED |  | INCLUDED | INCLUDED | INCLUDED | 0 | 0 | 0 | 0
476 | Bijbehara | 7000023158 | 4920 | Re-conductoring-11kV 3Cx120 sqmm ABC | 1000065972 |  | 11 KV 3CX120+1X95 MM2, AB CABLE AS TS | KM | 228.9 |  | INCLUDED |  | INCLUDED | INCLUDED | INCLUDED | 0 | 0 | 0 | 0
477 | Bijbehara | 7000023158 | 4930 | Re-conductoring-11kV 3Cx120 sqmm ABC | 1000037908 |  | 9M STP 410 MPA SP 33 | EA | 872 |  | INCLUDED |  | INCLUDED | INCLUDED | INCLUDED | 0 | 0 | 0 | 0
478 | Bijbehara | 7000023158 | 4940 | Re-conductoring-11kV 3Cx120 sqmm ABC | 1000065984 |  | HEAT SHRINKABLE OUTDOOR CABLE TERMINATION KIT SUITABLE FOR 11 KV3CX120+1X95 MM2, AB CABLE AS TS | EA | 654 |  | INCLUDED |  | INCLUDED | INCLUDED | INCLUDED | 0 | 0 | 0 | 0
479 | Bijbehara | 7000023158 | 4950 | Re-conductoring-11kV 3Cx120 sqmm ABC | 1000065998 |  | MID SPAN STRAIGHT THROUGH JOINTING KIT SUITABLE FOR 11 KV 3CX120+1X95MM2, AB CABLE AS TS | SET | 218 |  | INCLUDED |  | INCLUDED | INCLUDED | INCLUDED | 0 | 0 | 0 | 0
480 | Bijbehara | 7000023158 | 4960 | Re-conductoring-11kV 3Cx120 sqmm ABC | 1000066003 |  | SUSPENSION CLAMP SUITABLE FOR 11 KV 3CX120+1X95 MM2, AB CABLE AS TS | EA | 4360 |  | INCLUDED |  | INCLUDED | INCLUDED | INCLUDED | 0 | 0 | 0 | 0
481 | Bijbehara | 7000023158 | 4970 | Re-conductoring-11kV 3Cx120 sqmm ABC | 1000066008 |  | TENSION CLAMP SUITABLE FOR 11 KV 3CX120+1X95 MM2, AB CABLE AS TS | EA | 218 |  | INCLUDED |  | INCLUDED | INCLUDED | INCLUDED | 0 | 0 | 0 | 0
482 | Bijbehara | 7000023158 | 4980 | Re-conductoring-11kV 3Cx120 sqmm ABC | 1000065981 |  | EYE HOOK SUITABLE FOR 11 KV 3CX120+1X95 MM2, AB CABLE AS TS | EA | 4578 |  | INCLUDED |  | INCLUDED | INCLUDED | INCLUDED | 0 | 0 | 0 | 0
483 | Bijbehara | 7000023158 | 5040 | Re-conductoring-11kV 3Cx120 sqmm ABC | 1000066058 |  | FABRICATION AND SUPPLY OF M.S. GALVANIZED ITEMS- CLAMPS, ETC, COMPLETEAS REQUIRED FOR HT AB CABLE AS PER TS | MT | 26.16 |  | INCLUDED |  | INCLUDED | INCLUDED | INCLUDED | 0 | 0 | 0 | 0
484 | Bijbehara | 7000023158 | 4990 | Re-conductoring-11kV 3Cx120 sqmm ABC | 1000022819 |  | nuts,bolts,foundation bolts and washer and other accessories forstructures. | MT | 4.36 |  | INCLUDED |  | INCLUDED | INCLUDED | INCLUDED | 0 | 0 | 0 | 0
485 | Bijbehara | 7000023158 | 5000 | Re-conductoring-11kV 3Cx120 sqmm ABC | 1000028393 |  | 20 MM DIA 2500 MM LONG GI ROD TOGETHER WITH FIXINGARRANGEMENT(EXCLUDING GI WIRE REQUIRED FOR EARTHING) AS PER APPROVEDDRAWING. | SET | 872 |  | INCLUDED |  | INCLUDED | INCLUDED | INCLUDED | 0 | 0 | 0 | 0
486 | Bijbehara | 7000023158 | 5010 | Re-conductoring-11kV 3Cx120 sqmm ABC | 1000032345 |  | HARDWARE FITTINGS FOR 11 KV STAY SET COMPLETE STAY SET TS | SET | 55 |  | INCLUDED |  | INCLUDED | INCLUDED | INCLUDED | 0 | 0 | 0 | 0
487 | Bijbehara | 7000023158 | 5020 | Re-conductoring-11kV 3Cx120 sqmm ABC | 1000022814 |  | GUY STRAIN INSULATORS DESIGNATION 'C' | EA | 55 |  | INCLUDED |  | INCLUDED | INCLUDED | INCLUDED | 0 | 0 | 0 | 0
488 | Bijbehara | 7000023158 | 5030 | Re-conductoring-11kV 3Cx120 sqmm ABC | 1000033893 |  | STAY WIRE (7/10 SWG) AS PER TS FOR 11 KV STAY SET | MT | 0.218 |  | INCLUDED |  | INCLUDED | INCLUDED | INCLUDED | 0 | 0 | 0 | 0
Total Ex-Works Price | [10 empty] | 0 | [9 empty] | #REF! |  | 0 | #REF! | 0 |  | 0 |  |  |  |  | #REF! | #REF! | #REF!
Total Price for inland transportation and other services required in India to convey the Goods to their final destination (excluding GST) | [12 empty] | 0
GST payable on the price quoted if Contract is awarded | [13 empty] | 0 | [12 empty] | #REF! |  |  |  |  | #REF! | #REF! | #REF!
Total Ex-Works Price including Type Test charges | [14 empty] | 0
|  | Date |  |  |  |  | Printed Name | abc
|  | Place |  |  |  |  | Designation | #VALUE!
Click for Sch-2

## Sch-2
NIT/RFB No.: CC/NT/W-DMS/DOM/A02/23/01289 | [14 empty] | Schedule - 2
Loss Reduction work under RDSS in Anantnag District
(SCHEDULE OF RATES AND PRICES )
BIDDER:
abc | [8 empty] | To:
Bidder’s Name and Address (Sole Bidder) : | [7 empty] | #VALUE! | 0
Name : |  |  | abc | [5 empty] | 0
Address : | [7 empty] | #VALUE! | 0
0
0
Installation / Erection Charges :
SI. No. | District/ Place | PR No | PR Line Item No | Activity Header | PR Activity No | Activity Description | Service Code | Description | Unit | Quantity | Unit price | GST payable on the price quoted if Contract is awarded (%) | Total Price per line item (excluding GST) | GST payable on the price quoted if Contract is awarded (Amount) | Total Price per line item (including GST) |  | GST Before Discount | Discount | Total Price after discount | GST After Discount
1 |  | 2 | 3 | 4 | 5 | 6 |  | 7 | 8 | 9 | 10 | 11 | 12=10x9 | 13=12x11 | 14=12+13
1 | Anantnag | 7000023158 | 2510 | 0170 | 10 | DT Works [3- ɸ, 63 kVA] | 100039876 | Erection of 09 mtr. 410SP33 ST pole including excavation of pits in all type of soil, Concreting & backfilling with soil andcompaction including Couping of Support upto 450 mm. Cost of all material except pole is included in this item. as per TS | EA | 70 |  |  | INCLUDED | INCLUDED | INCLUDED | 0 | #REF! | 0 | 0 | #REF! | 0 | 0 | 0 | #REF! | #REF!
2 | Anantnag | 7000023158 | 2510 | 0170 | 20 | DT Works [3- ɸ, 63 kVA] | 100003323 | Installation of 3-Phase 11/0.4 kV, 63 kVA Distribution Transformer alongwith all associated equipment & accessories. Thisincludes fixing of MS galavanised items, Insulators, LA, HG fuse, AB Switch, LT Distribution box , danger plate, anti climbingdevice and making all connections to make the DT ready in all respect. This also includes supply of Dangerplate, PreformedInsulator binding, anti-climbing device, supply of termination kits for connecting LT cable at LTbushing and LTDB | EA | 35 |  |  | INCLUDED | INCLUDED | INCLUDED | 0 | #REF! | 0 | 0 | #REF! | 0 | 0 | 0 | #REF! | #REF!
3 | Anantnag | 7000023158 | 2510 | 0170 | 30 | DT Works [3- ɸ, 63 kVA] | 100017942 | Pipe earthing using 40 mm dia, 2.5m long GI pipe treated with charcoal & salt including supply of Charcoal and salt (AlternativelyCalcium Bentonite clay & black soil as per TS) as required as per approved drawing. (earth pit chamber not to be constructed) | EA | 105 |  |  | INCLUDED | INCLUDED | INCLUDED | 0 | #REF! | 0 | 0 | #REF! | 0 | 0 | 0 | #REF! | #REF!
4 | Anantnag | 7000023158 | 2520 | 0180 | 10 | DT Works [3- ɸ, 100 kVA] | 100039876 | Erection of 09 mtr. 410SP33 ST pole including excavation of pits in all type of soil, Concreting & backfilling with soil andcompaction including Couping of Support upto 450 mm. Cost of all material except pole is included in this item. as per TS | EA | 436 |  |  | INCLUDED | INCLUDED | INCLUDED | 0 | #REF! | 0 | 0 | #REF! | 0 | 0 | 0 | #REF! | #REF!
5 | Anantnag | 7000023158 | 2520 | 0180 | 20 | DT Works [3- ɸ, 100 kVA] | 100003413 | Installation of 3-Phase 11/0.4 kV, 100 kVA Distribution Transformer alongwith all associated equipment & accessories. Thisincludes fixing of MS galavanised items, Insulators, LA, HG fuse, AB Switch, LT Distribution box , danger plate, anti-climbingdevice and making all connections to make the DT ready in all respect. This also includes supply of Dangerplate, PreformedInsulator binding, anti-climbing device, supply of termination kits for connecting LT cable at LTbushing and LTDB | EA | 218 |  |  | INCLUDED | INCLUDED | INCLUDED | 0 | #REF! | 0 | 0 | #REF! | 0 | 0 | 0 | #REF! | #REF!
6 | Anantnag | 7000023158 | 2520 | 0180 | 30 | DT Works [3- ɸ, 100 kVA] | 100017942 | Pipe earthing using 40 mm dia, 2.5m long GI pipe treated with charcoal & salt including supply of Charcoal and salt (AlternativelyCalcium Bentonite clay & black soil as per TS) as required as per approved drawing. (earth pit chamber not to be constructed) | EA | 654 |  |  | INCLUDED | INCLUDED | INCLUDED | 0 | #REF! | 0 | 0 | #REF! | 0 | 0 | 0 | #REF! | #REF!
7 | Anantnag | 7000023158 | 2530 | 0190 | 10 | DT Works [3- ɸ, 200 kVA] | 100039876 | Erection of 09 mtr. 410SP33 ST pole including excavation of pits in all type of soil, Concreting & backfilling with soil andcompaction including Couping of Support upto 450 mm. Cost of all material except pole is included in this item. as per TS | EA | 566 |  |  | INCLUDED | INCLUDED | INCLUDED | 0 | #REF! | 0 | 0 | #REF! | 0 | 0 | 0 | #REF! | #REF!
8 | Anantnag | 7000023158 | 2530 | 0190 | 20 | DT Works [3- ɸ, 200 kVA] | 100040367 | Installation of 3-Phase 11/0.433 kV, 200 kVA Distribution Transformer alongwith all associated equipment & accessories. Thisincludes fixing of MS galavanised items, A B Switch, LA, HG fuse, TPN Switch disconnector and connection of DT with PG Clamp,danger plate, anticlimbing device & sign board and making all connections to make the DT ready in all respect. This also includessupply of Danger plate, sign board, Preformed Insulator binding, anti-climbing device, supply of termination kits for terminatingLT cable at LT bushing and Switch fuse unit | EA | 283 |  |  | INCLUDED | INCLUDED | INCLUDED | 0 | #REF! | 0 | 0 | #REF! | 0 | 0 | 0 | #REF! | #REF!
9 | Anantnag | 7000023158 | 2530 | 0190 | 30 | DT Works [3- ɸ, 200 kVA] | 100017942 | Pipe earthing using 40 mm dia, 2.5m long GI pipe treated with charcoal & salt including supply of Charcoal and salt (AlternativelyCalcium Bentonite clay & black soil as per TS) as required as per approved drawing. (earth pit chamber not to be constructed) | EA | 849 |  |  | INCLUDED | INCLUDED | INCLUDED | 0 | #REF! | 0 | 0 | #REF! | 0 | 0 | 0 | #REF! | #REF!
10 | Anantnag | 7000023158 | 2540 | 0200 | 10 | LT AB Cable for DTs- 3Cx 35sqmm | 100039875 | Erection of 8 mtr. 410SP15 ST pole including excavation of pits in all type of soil, Concreting & backfilling with soil andcompaction including Couping of Support upto 450 mm. Cost of all material except pole is included in this item. as per TS | EA | 674 |  |  | INCLUDED | INCLUDED | INCLUDED | 0 | #REF! | 0 | 0 | #REF! | 0 | 0 | 0 | #REF! | #REF!
11 | Anantnag | 7000023158 | 2540 | 0200 | 20 | LT AB Cable for DTs- 3Cx 35sqmm | 100040386 | Stringing of single Phase LT Aerial Bunched Cable (3Cx35+1CX16+1CX35 sq.mm) with bare messenger wire including erection ofeyehooks & eyehook clamps, suspension & dead clamps and all accessories as per approved drawings. This would include supply &erection of jointing kits, end caps, connectors for ABC to ABC tapping including supply of connectors used for tappingas per TS . | KM | 168.419 |  |  | INCLUDED | INCLUDED | INCLUDED | 0 | #REF! | 0 | 0 | #REF! | 0 | 0 | 0 | #REF! | #REF!
12 | Anantnag | 7000023158 | 2540 | 0200 | 30 | LT AB Cable for DTs- 3Cx 35sqmm | 100003303 | Erection of LT Stay set with concreting (1:2:4) including supply of foundation material, complete in all respect as perapproved drawings. | SET | 42 |  |  | INCLUDED | INCLUDED | INCLUDED | 0 | #REF! | 0 | 0 | #REF! | 0 | 0 | 0 | #REF! | #REF!
13 | Anantnag | 7000023158 | 2540 | 0200 | 40 | LT AB Cable for DTs- 3Cx 35sqmm | 100003310 | Earthing of poles using spike type earthing as per approved drawings. | EA | 674 |  |  | INCLUDED | INCLUDED | INCLUDED | 0 | #REF! | 0 | 0 | #REF! | 0 | 0 | 0 | #REF! | #REF!
14 | Anantnag | 7000023158 | 2550 | 0210 | 10 | LT AB Cable for DTs- 3Cx50sqmm | 100039875 | Erection of 8 mtr. 410SP15 ST pole including excavation of pits in all type of soil, Concreting & backfilling with soil andcompaction including Couping of Support upto 450 mm. Cost of all material except pole is included in this item. as per TS | EA | 558 |  |  | INCLUDED | INCLUDED | INCLUDED | 0 | #REF! | 0 | 0 | #REF! | 0 | 0 | 0 | #REF! | #REF!
15 | Anantnag | 7000023158 | 2550 | 0210 | 20 | LT AB Cable for DTs- 3Cx50sqmm | 100040387 | Stringing of single Phase LT Aerial Bunched Cable (3Cx50+1CX16+1CX35 sq.mm) with bare messenger wire including erection ofeyehooks & eyehook clamps, suspension & dead clamps and all accessories as per approved drawings. This would include supply &erection of jointing kits, end caps, connectors for ABC to ABC tapping including supply of connectors used for tapping as per TS. | KM | 139.498 |  |  | INCLUDED | INCLUDED | INCLUDED | 0 | #REF! | 0 | 0 | #REF! | 0 | 0 | 0 | #REF! | #REF!
16 | Anantnag | 7000023158 | 2550 | 0210 | 30 | LT AB Cable for DTs- 3Cx50sqmm | 100003303 | Erection of LT Stay set with concreting (1:2:4) including supply of foundation material, complete in all respect as perapproved drawings. | SET | 35 |  |  | INCLUDED | INCLUDED | INCLUDED | 0 | #REF! | 0 | 0 | #REF! | 0 | 0 | 0 | #REF! | #REF!
17 | Anantnag | 7000023158 | 2550 | 0210 | 40 | LT AB Cable for DTs- 3Cx50sqmm | 100003310 | Earthing of poles using spike type earthing as per approved drawings. | EA | 558 |  |  | INCLUDED | INCLUDED | INCLUDED | 0 | #REF! | 0 | 0 | #REF! | 0 | 0 | 0 | #REF! | #REF!
18 | Anantnag | 7000023158 | 2560 | 0220 | 10 | LT AB Cable for DTs- 3Cx70sqmm | 100039875 | Erection of 8 mtr. 410SP15 ST pole including excavation of pits in all type of soil, Concreting & backfilling with soil andcompaction including Couping of Support upto 450 mm. Cost of all material except pole is included in this item. as per TS | EA | 282 |  |  | INCLUDED | INCLUDED | INCLUDED | 0 | #REF! | 0 | 0 | #REF! | 0 | 0 | 0 | #REF! | #REF!
19 | Anantnag | 7000023158 | 2560 | 0220 | 20 | LT AB Cable for DTs- 3Cx70sqmm | 100040388 | Stringing of single Phase LT Aerial Bunched Cable (3Cx70+1CX16+1CX50 sq.mm) with bare messenger wire including erection ofeyehooks & eyehook clamps, suspension & dead clamps and all accessories as per approved drawings. This would include supply &erection of jointing kits, end caps, connectors for ABC to ABC tapping including supply of connectors used for tapping as per TS. | KM | 70.565 |  |  | INCLUDED | INCLUDED | INCLUDED | 0 | #REF! | 0 | 0 | #REF! | 0 | 0 | 0 | #REF! | #REF!
20 | Anantnag | 7000023158 | 2560 | 0220 | 30 | LT AB Cable for DTs- 3Cx70sqmm | 100003303 | Erection of LT Stay set with concreting (1:2:4) including supply of foundation material, complete in all respect as perapproved drawings. | SET | 18 |  |  | INCLUDED | INCLUDED | INCLUDED | 0 | #REF! | 0 | 0 | #REF! | 0 | 0 | 0 | #REF! | #REF!
21 | Anantnag | 7000023158 | 2560 | 0220 | 40 | LT AB Cable for DTs- 3Cx70sqmm | 100003310 | Earthing of poles using spike type earthing as per approved drawings. | EA | 282 |  |  | INCLUDED | INCLUDED | INCLUDED | 0 | #REF! | 0 | 0 | #REF! | 0 | 0 | 0 | #REF! | #REF!
22 | Anantnag | 7000023158 | 2570 | 0230 | 10 | LT AB Cable for DTs- 3Cx120sqmm | 100039875 | Erection of 8 mtr. 410SP15 ST pole including excavation of pits in all type of soil, Concreting & backfilling with soil andcompaction including Couping of Support upto 450 mm. Cost of all material except pole is included in this item. as per TS | EA | 529 |  |  | INCLUDED | INCLUDED | INCLUDED | 0 | #REF! | 0 | 0 | #REF! | 0 | 0 | 0 | #REF! | #REF!
23 | Anantnag | 7000023158 | 2570 | 0230 | 20 | LT AB Cable for DTs- 3Cx120sqmm | 100040389 | Stringing of single Phase LT Aerial Bunched Cable (3Cx120+1CX16+1CX70 sq.mm) sq. mm with bare messenger wire including erection ofeyehooks & eyehook clamps, suspension & dead clamps and all accessories as per approved drawings. This would include supply &erection of jointing kits, end caps, connectors for ABC to ABC tapping including supply of connectors used for tapping as per TS. | KM | 132.241 |  |  | INCLUDED | INCLUDED | INCLUDED | 0 | #REF! | 0 | 0 | #REF! | 0 | 0 | 0 | #REF! | #REF!
24 | Anantnag | 7000023158 | 2570 | 0230 | 30 | LT AB Cable for DTs- 3Cx120sqmm | 100003303 | Erection of LT Stay set with concreting (1:2:4) including supply of foundation material, complete in all respect as perapproved drawings. | SET | 33 |  |  | INCLUDED | INCLUDED | INCLUDED | 0 | #REF! | 0 | 0 | #REF! | 0 | 0 | 0 | #REF! | #REF!
25 | Anantnag | 7000023158 | 2570 | 0230 | 40 | LT AB Cable for DTs- 3Cx120sqmm | 100003310 | Earthing of poles using spike type earthing as per approved drawings. | EA | 529 |  |  | INCLUDED | INCLUDED | INCLUDED | 0 | #REF! | 0 | 0 | #REF! | 0 | 0 | 0 | #REF! | #REF!
26 | Anantnag | 7000023158 | 2580 | 0240 | 10 | 11kV HVDS Network- ACSR Rabbit Conductor | 100003258 | Route survey and pole spotting for 11 kV lines | KM | 188.321 |  |  | INCLUDED | INCLUDED | INCLUDED | 0 | #REF! | 0 | 0 | #REF! | 0 | 0 | 0 | #REF! | #REF!
27 | Anantnag | 7000023158 | 2580 | 0240 | 20 | 11kV HVDS Network- ACSR Rabbit Conductor | 100039876 | Erection of 09 mtr. 410SP33 ST pole including excavation of pits in all type of soil, Concreting & backfilling with soil andcompaction including Couping of Support upto 450 mm. Cost of all material except pole is included in this item. as per TS | EA | 4520 |  |  | INCLUDED | INCLUDED | INCLUDED | 0 | #REF! | 0 | 0 | #REF! | 0 | 0 | 0 | #REF! | #REF!
28 | Anantnag | 7000023158 | 2580 | 0240 | 30 | 11kV HVDS Network- ACSR Rabbit Conductor | 100040382 | Erection of 11 Metre 410SP56 ST pole including excavation of pits in all type of soil, Concreting & backfilling with soil andcompaction including Couping of Support upto 450 mm. Cost of all material except pole is included in this item as per TS. | EA | 377 |  |  | INCLUDED | INCLUDED | INCLUDED | 0 | #REF! | 0 | 0 | #REF! | 0 | 0 | 0 | #REF! | #REF!
29 | Anantnag | 7000023158 | 2580 | 0240 | 40 | 11kV HVDS Network- ACSR Rabbit Conductor | 100005643 | Stringing of S/C 3- ph, 3-wire, 11 kV line With ACSR Rabbit conductor. This includes all activities i.e. fixing of MS galvanisedfabricated items, installation of insulators, stringing of conductor, binding of conductor with pin insulator using preformedinsulator binding, mid span jointing, repairing of conductor using repair sleeve if unavoidable, fixing of anti climbing device &danger plate on all 2/3/4 Pole structures & road crossing poles, jumpering etc. complete in all respect. This includes supply andinstallation of repair sleeves/jointing sleeves, mid span joint, danger plate, preformed insulator bindings & anti-climbing device. | CKM | 169.489 |  |  | INCLUDED | INCLUDED | INCLUDED | 0 | #REF! | 0 | 0 | #REF! | 0 | 0 | 0 | #REF! | #REF!
30 | Anantnag | 7000023158 | 2580 | 0240 | 50 | 11kV HVDS Network- ACSR Rabbit Conductor | 100005644 | Stringing of S/C 3- ph, 3-wire, 11 kV line With ACSR Rabbit conductor including guarding & lacing. This includes all activitiesi.e. fixing of MS galvanised fabricated items, installation of insulators, stringing of conductor, binding of conductor with pininsulator using preformed insulator binding, mid span jointing, repairing of conductor using repair sleeve if unavoidable, fixingof anti climbing device & danger plate on all 2/3/4 Pole structures & road crossing poles, jumpering etc. complete in allrespect. This includes supply and installation of repair sleeves/jointing sleeves, mid span joint, danger plate, preformedinsulator bindings & anti-climbing device. | CKM | 18.832 |  |  | INCLUDED | INCLUDED | INCLUDED | 0 | #REF! | 0 | 0 | #REF! | 0 | 0 | 0 | #REF! | #REF!
31 | Anantnag | 7000023158 | 2580 | 0240 | 60 | 11kV HVDS Network- ACSR Rabbit Conductor | 100003299 | Erection of 11 kV Stay set with concreting (1:2:4) including supply of foundation material, complete in all respect as perapproved drawings. | SET | 188 |  |  | INCLUDED | INCLUDED | INCLUDED | 0 | #REF! | 0 | 0 | #REF! | 0 | 0 | 0 | #REF! | #REF!
32 | Anantnag | 7000023158 | 2580 | 0240 | 70 | 11kV HVDS Network- ACSR Rabbit Conductor | 100003310 | Earthing of poles using spike type earthing as per approved drawings. | EA | 4896 |  |  | INCLUDED | INCLUDED | INCLUDED | 0 | #REF! | 0 | 0 | #REF! | 0 | 0 | 0 | #REF! | #REF!
33 | Anantnag | 7000023158 | 2590 | 0250 | 10 | 11kV HVDS Network- 3Cx120 sq mm ABC | 100003258 | Route survey and pole spotting for 11 kV lines | KM | 10.426 |  |  | INCLUDED | INCLUDED | INCLUDED | 0 | #REF! | 0 | 0 | #REF! | 0 | 0 | 0 | #REF! | #REF!
34 | Anantnag | 7000023158 | 2590 | 0250 | 20 | 11kV HVDS Network- 3Cx120 sq mm ABC | 100039876 | Erection of 09 mtr. 410SP33 ST pole including excavation of pits in all type of soil, Concreting & backfilling with soil andcompaction including Couping of Support upto 450 mm. Cost of all material except pole is included in this item. as per TS | EA | 209 |  |  | INCLUDED | INCLUDED | INCLUDED | 0 | #REF! | 0 | 0 | #REF! | 0 | 0 | 0 | #REF! | #REF!
35 | Anantnag | 7000023158 | 2590 | 0250 | 30 | 11kV HVDS Network- 3Cx120 sq mm ABC | 100040390 | Stringing of 11kV, 3Cx120+1x95 mm2, AB Cable. This includes all activities i.e. Installation of Suspension clamp, tension clamp,eye hook, cable termination and jointing as required, fixing of anti climbing device & danger plate Pole etc. complete in allrespect. This includes supply and installation of danger plate & anti-climbing device as per TS. | KM | 10.426 |  |  | INCLUDED | INCLUDED | INCLUDED | 0 | #REF! | 0 | 0 | #REF! | 0 | 0 | 0 | #REF! | #REF!
36 | Anantnag | 7000023158 | 2590 | 0250 | 40 | 11kV HVDS Network- 3Cx120 sq mm ABC | 100003299 | Erection of 11 kV Stay set with concreting (1:2:4) including supply of foundation material, complete in all respect as perapproved drawings. | SET | 10 |  |  | INCLUDED | INCLUDED | INCLUDED | 0 | #REF! | 0 | 0 | #REF! | 0 | 0 | 0 | #REF! | #REF!
37 | Anantnag | 7000023158 | 2590 | 0250 | 50 | 11kV HVDS Network- 3Cx120 sq mm ABC | 100003310 | Earthing of poles using spike type earthing as per approved drawings. | EA | 209 |  |  | INCLUDED | INCLUDED | INCLUDED | 0 | #REF! | 0 | 0 | #REF! | 0 | 0 | 0 | #REF! | #REF!
38 | Anantnag | 7000023158 | 2600 | 0260 | 10 | Implementation of LT ABC-3Cx120 sqmm | 100039875 | Erection of 8 mtr. 410SP15 ST pole including excavation of pits in all type of soil, Concreting & backfilling with soil andcompaction including Couping of Support upto 450 mm. Cost of all material except pole is included in this item. as per TS | EA | 347 |  |  | INCLUDED | INCLUDED | INCLUDED | 0 | #REF! | 0 | 0 | #REF! | 0 | 0 | 0 | #REF! | #REF!
39 | Anantnag | 7000023158 | 2600 | 0260 | 20 | Implementation of LT ABC-3Cx120 sqmm | 100040389 | Stringing of single Phase LT Aerial Bunched Cable (3Cx120+1CX16+1CX70 sq.mm) sq. mm with bare messenger wire including erection ofeyehooks & eyehook clamps, suspension & dead clamps and all accessories as per approved drawings. This would include supply &erection of jointing kits, end caps, connectors for ABC to ABC tapping including supply of connectors used for tapping as per TS. | KM | 86.814 |  |  | INCLUDED | INCLUDED | INCLUDED | 0 | #REF! | 0 | 0 | #REF! | 0 | 0 | 0 | #REF! | #REF!
40 | Anantnag | 7000023158 | 2600 | 0260 | 30 | Implementation of LT ABC-3Cx120 sqmm | 100003303 | Erection of LT Stay set with concreting (1:2:4) including supply of foundation material, complete in all respect as perapproved drawings. | SET | 22 |  |  | INCLUDED | INCLUDED | INCLUDED | 0 | #REF! | 0 | 0 | #REF! | 0 | 0 | 0 | #REF! | #REF!
41 | Anantnag | 7000023158 | 2600 | 0260 | 40 | Implementation of LT ABC-3Cx120 sqmm | 100003310 | Earthing of poles using spike type earthing as per approved drawings. | EA | 347 |  |  | INCLUDED | INCLUDED | INCLUDED | 0 | #REF! | 0 | 0 | #REF! | 0 | 0 | 0 | #REF! | #REF!
42 | Anantnag | 7000023158 | 2610 | 0270 | 10 | Implementation of LT ABC-3Cx70 sqmm | 100039875 | Erection of 8 mtr. 410SP15 ST pole including excavation of pits in all type of soil, Concreting & backfilling with soil andcompaction including Couping of Support upto 450 mm. Cost of all material except pole is included in this item. as per TS | EA | 325 |  |  | INCLUDED | INCLUDED | INCLUDED | 0 | #REF! | 0 | 0 | #REF! | 0 | 0 | 0 | #REF! | #REF!
43 | Anantnag | 7000023158 | 2610 | 0270 | 20 | Implementation of LT ABC-3Cx70 sqmm | 100040388 | Stringing of single Phase LT Aerial Bunched Cable (3Cx70+1CX16+1CX50 sq.mm) with bare messenger wire including erection ofeyehooks & eyehook clamps, suspension & dead clamps and all accessories as per approved drawings. This would include supply &erection of jointing kits, end caps, connectors for ABC to ABC tapping including supply of connectors used for tapping as per TS. | KM | 81.27 |  |  | INCLUDED | INCLUDED | INCLUDED | 0 | #REF! | 0 | 0 | #REF! | 0 | 0 | 0 | #REF! | #REF!
44 | Anantnag | 7000023158 | 2610 | 0270 | 30 | Implementation of LT ABC-3Cx70 sqmm | 100003303 | Erection of LT Stay set with concreting (1:2:4) including supply of foundation material, complete in all respect as perapproved drawings. | SET | 20 |  |  | INCLUDED | INCLUDED | INCLUDED | 0 | #REF! | 0 | 0 | #REF! | 0 | 0 | 0 | #REF! | #REF!
45 | Anantnag | 7000023158 | 2610 | 0270 | 40 | Implementation of LT ABC-3Cx70 sqmm | 100003310 | Earthing of poles using spike type earthing as per approved drawings. | EA | 325 |  |  | INCLUDED | INCLUDED | INCLUDED | 0 | #REF! | 0 | 0 | #REF! | 0 | 0 | 0 | #REF! | #REF!
46 | Anantnag | 7000023158 | 2620 | 0280 | 10 | Implementation of LT ABC-3Cx35 sqmm | 100039875 | Erection of 8 mtr. 410SP15 ST pole including excavation of pits in all type of soil, Concreting & backfilling with soil andcompaction including Couping of Support upto 450 mm. Cost of all material except pole is included in this item. as per TS | EA | 678 |  |  | INCLUDED | INCLUDED | INCLUDED | 0 | #REF! | 0 | 0 | #REF! | 0 | 0 | 0 | #REF! | #REF!
47 | Anantnag | 7000023158 | 2620 | 0280 | 20 | Implementation of LT ABC-3Cx35 sqmm | 100040386 | Stringing of single Phase LT Aerial Bunched Cable (3Cx35+1CX16+1CX35 sq.mm) with bare messenger wire including erection ofeyehooks & eyehook clamps, suspension & dead clamps and all accessories as per approved drawings. This would include supply &erection of jointing kits, end caps, connectors for ABC to ABC tapping including supply of connectors used for tappingas per TS . | KM | 169.389 |  |  | INCLUDED | INCLUDED | INCLUDED | 0 | #REF! | 0 | 0 | #REF! | 0 | 0 | 0 | #REF! | #REF!
48 | Anantnag | 7000023158 | 2620 | 0280 | 30 | Implementation of LT ABC-3Cx35 sqmm | 100003303 | Erection of LT Stay set with concreting (1:2:4) including supply of foundation material, complete in all respect as perapproved drawings. | SET | 42 |  |  | INCLUDED | INCLUDED | INCLUDED | 0 | #REF! | 0 | 0 | #REF! | 0 | 0 | 0 | #REF! | #REF!
49 | Anantnag | 7000023158 | 2620 | 0280 | 40 | Implementation of LT ABC-3Cx35 sqmm | 100003310 | Earthing of poles using spike type earthing as per approved drawings. | EA | 678 |  |  | INCLUDED | INCLUDED | INCLUDED | 0 | #REF! | 0 | 0 | #REF! | 0 | 0 | 0 | #REF! | #REF!
50 | Anantnag | 7000023158 | 2630 | 0290 | 10 | Bifurcation & Segregation- 11kV ACSR Dog | 100003258 | Route survey and pole spotting for 11 kV lines | KM | 38.5 |  |  | INCLUDED | INCLUDED | INCLUDED | 0 | #REF! | 0 | 0 | #REF! | 0 | 0 | 0 | #REF! | #REF!
51 | Anantnag | 7000023158 | 2630 | 0290 | 20 | Bifurcation & Segregation- 11kV ACSR Dog | 100039876 | Erection of 09 mtr. 410SP33 ST pole including excavation of pits in all type of soil, Concreting & backfilling with soil andcompaction including Couping of Support upto 450 mm. Cost of all material except pole is included in this item. as per TS | EA | 924 |  |  | INCLUDED | INCLUDED | INCLUDED | 0 | #REF! | 0 | 0 | #REF! | 0 | 0 | 0 | #REF! | #REF!
52 | Anantnag | 7000023158 | 2630 | 0290 | 30 | Bifurcation & Segregation- 11kV ACSR Dog | 100040382 | Erection of 11 Metre 410SP56 ST pole including excavation of pits in all type of soil, Concreting & backfilling with soil andcompaction including Couping of Support upto 450 mm. Cost of all material except pole is included in this item as per TS. | EA | 77 |  |  | INCLUDED | INCLUDED | INCLUDED | 0 | #REF! | 0 | 0 | #REF! | 0 | 0 | 0 | #REF! | #REF!
53 | Anantnag | 7000023158 | 2630 | 0290 | 40 | Bifurcation & Segregation- 11kV ACSR Dog | 100040419 | Stringing of S/C 3- ph, 3-wire, 11 kV line With ACSR Dog conductor. This includes all activities i.e. fixing of MS galvanisedfabricated items, installation of insulators, stringing of conductor, binding of conductor with pin insulator using preformedinsulator binding, mid span jointing, repairing of conductor using repair sleeve if unavoidable, fixing of anti climbing device&danger plate on all 2/3/4 Pole structures & road crossing poles, jumpering etc. complete in all respect. This includes supplyand installation of repair sleeves/jointing sleeves, mid span joint, danger plate, preformed insulator bindings & anti-climbingdevice. | CKM | 34.65 |  |  | INCLUDED | INCLUDED | INCLUDED | 0 | #REF! | 0 | 0 | #REF! | 0 | 0 | 0 | #REF! | #REF!
54 | Anantnag | 7000023158 | 2630 | 0290 | 50 | Bifurcation & Segregation- 11kV ACSR Dog | 100040420 | Stringing of S/C 3- ph, 3-wire, 11 kV line With ACSR Dog conductor including guarding & lacing. This includes all activitiesi.e.fixing of MS galvanised fabricated items, installation of insulators, stringing of conductor, binding of conductor with pininsulator using preformed insulator binding, mid span jointing, repairing of conductor using repair sleeve if unavoidable, fixingof anti climbing device & danger plate on all 2/3/4 Pole structures & road crossing poles, jumpering etc. complete in allrespect. This includes supply and installation of repair sleeves/jointing sleeves, mid span joint, danger plate, preformedinsulatorbindings & anti-climbing device. | CKM | 3.85 |  |  | INCLUDED | INCLUDED | INCLUDED | 0 | #REF! | 0 | 0 | #REF! | 0 | 0 | 0 | #REF! | #REF!
55 | Anantnag | 7000023158 | 2630 | 0290 | 60 | Bifurcation & Segregation- 11kV ACSR Dog | 100003299 | Erection of 11 kV Stay set with concreting (1:2:4) including supply of foundation material, complete in all respect as perapproved drawings. | SET | 39 |  |  | INCLUDED | INCLUDED | INCLUDED | 0 | #REF! | 0 | 0 | #REF! | 0 | 0 | 0 | #REF! | #REF!
56 | Anantnag | 7000023158 | 2630 | 0290 | 70 | Bifurcation & Segregation- 11kV ACSR Dog | 100003310 | Earthing of poles using spike type earthing as per approved drawings. | EA | 1001 |  |  | INCLUDED | INCLUDED | INCLUDED | 0 | #REF! | 0 | 0 | #REF! | 0 | 0 | 0 | #REF! | #REF!
57 | Anantnag | 7000023158 | 2640 | 0300 | 10 | Bifurcation & Segregation- 11kV 3C ABC | 100003258 | Route survey and pole spotting for 11 kV lines | KM | 11.5 |  |  | INCLUDED | INCLUDED | INCLUDED | 0 | #REF! | 0 | 0 | #REF! | 0 | 0 | 0 | #REF! | #REF!
58 | Anantnag | 7000023158 | 2640 | 0300 | 20 | Bifurcation & Segregation- 11kV 3C ABC | 100039876 | Erection of 09 mtr. 410SP33 ST pole including excavation of pits in all type of soil, Concreting & backfilling with soil andcompaction including Couping of Support upto 450 mm. Cost of all material except pole is included in this item. as per TS | EA | 230 |  |  | INCLUDED | INCLUDED | INCLUDED | 0 | #REF! | 0 | 0 | #REF! | 0 | 0 | 0 | #REF! | #REF!
59 | Anantnag | 7000023158 | 2640 | 0300 | 30 | Bifurcation & Segregation- 11kV 3C ABC | 100040390 | Stringing of 11kV, 3Cx120+1x95 mm2, AB Cable. This includes all activities i.e. Installation of Suspension clamp, tension clamp,eye hook, cable termination and jointing as required, fixing of anti climbing device & danger plate Pole etc. complete in allrespect. This includes supply and installation of danger plate & anti-climbing device as per TS. | KM | 11.5 |  |  | INCLUDED | INCLUDED | INCLUDED | 0 | #REF! | 0 | 0 | #REF! | 0 | 0 | 0 | #REF! | #REF!
60 | Anantnag | 7000023158 | 2640 | 0300 | 40 | Bifurcation & Segregation- 11kV 3C ABC | 100003299 | Erection of 11 kV Stay set with concreting (1:2:4) including supply of foundation material, complete in all respect as perapproved drawings. | SET | 12 |  |  | INCLUDED | INCLUDED | INCLUDED | 0 | #REF! | 0 | 0 | #REF! | 0 | 0 | 0 | #REF! | #REF!
61 | Anantnag | 7000023158 | 2640 | 0300 | 50 | Bifurcation & Segregation- 11kV 3C ABC | 100003310 | Earthing of poles using spike type earthing as per approved drawings. | EA | 230 |  |  | INCLUDED | INCLUDED | INCLUDED | 0 | #REF! | 0 | 0 | #REF! | 0 | 0 | 0 | #REF! | #REF!
62 | Anantnag | 7000023158 | 2650 | 0310 | 10 | Re-conductoring-11kV ACSR Dog Conductor | 100040382 | Erection of 11 Metre 410SP56 ST pole including excavation of pits in all type of soil, Concreting & backfilling with soil andcompaction including Couping of Support upto 450 mm. Cost of all material except pole is included in this item as per TS. | EA | 328 |  |  | INCLUDED | INCLUDED | INCLUDED | 0 | #REF! | 0 | 0 | #REF! | 0 | 0 | 0 | #REF! | #REF!
63 | Anantnag | 7000023158 | 2650 | 0310 | 20 | Re-conductoring-11kV ACSR Dog Conductor | 100040421 | Reconductoring work of S/C 3- ph, 3-wire, 11 kV line With ACSR Dog conductor. This includes all activities i.e. fixing of MSgalvanised fabricated items, installation of insulators, stringing of conductor, binding of conductor with pin insulator usingpreformed insulator binding, mid span jointing, repairing of conductor using repair sleeve if unavoidable, fixing of anticlimbing device &danger plate on all 2/3/4 Pole structures & road crossing poles, jumpering etc. complete in all respect. Thisincludes supply and installation of repair sleeves/jointing sleeves, mid span joint, danger plate, preformed insulator bindings &anti-climbing device. | CKM | 73.8 |  |  | INCLUDED | INCLUDED | INCLUDED | 0 | #REF! | 0 | 0 | #REF! | 0 | 0 | 0 | #REF! | #REF!
64 | Anantnag | 7000023158 | 2650 | 0310 | 30 | Re-conductoring-11kV ACSR Dog Conductor | 100003299 | Erection of 11 kV Stay set with concreting (1:2:4) including supply of foundation material, complete in all respect as perapproved drawings. | SET | 21 |  |  | INCLUDED | INCLUDED | INCLUDED | 0 | #REF! | 0 | 0 | #REF! | 0 | 0 | 0 | #REF! | #REF!
65 | Anantnag | 7000023158 | 2650 | 0310 | 40 | Re-conductoring-11kV ACSR Dog Conductor | 100003310 | Earthing of poles using spike type earthing as per approved drawings. | EA | 328 |  |  | INCLUDED | INCLUDED | INCLUDED | 0 | #REF! | 0 | 0 | #REF! | 0 | 0 | 0 | #REF! | #REF!
66 | Anantnag | 7000023158 | 2650 | 0310 | 50 | Re-conductoring-11kV ACSR Dog Conductor | 100040422 | Reconductoring work of S/C 3- ph, 3-wire, 11 kV line With ACSR Dog conductor including guarding & lacing. This includes allactivities i.e.fixing of MS galvanised fabricated items, installation of insulators, stringing of conductor, binding of conductorwith pin insulator using preformed insulator binding, mid span jointing, repairing of conductor using repair sleeve ifunavoidable, fixing of anti climbing device & danger plate on all 2/3/4 Pole structures & road crossing poles, jumpering etc.complete in all respect. This includes supply and installation of repair sleeves/jointing sleeves, mid span joint, danger plate,preformedinsulator bindings & anti-climbing device. | CKM | 8.2 |  |  | INCLUDED | INCLUDED | INCLUDED | 0 | #REF! | 0 | 0 | #REF! | 0 | 0 | 0 | #REF! | #REF!
67 | Anantnag | 7000023158 | 2660 | 0320 | 10 | Re-conductoring-11kV 3Cx120 sqmm ABC | 100039876 | Erection of 09 mtr. 410SP33 ST pole including excavation of pits in all type of soil, Concreting & backfilling with soil andcompaction including Couping of Support upto 450 mm. Cost of all material except pole is included in this item. as per TS | EA | 53 |  |  | INCLUDED | INCLUDED | INCLUDED | 0 | #REF! | 0 | 0 | #REF! | 0 | 0 | 0 | #REF! | #REF!
68 | Anantnag | 7000023158 | 2660 | 0320 | 20 | Re-conductoring-11kV 3Cx120 sqmm ABC | 100040390 | Stringing of 11kV, 3Cx120+1x95 mm2, AB Cable. This includes all activities i.e. Installation of Suspension clamp, tension clamp,eye hook, cable termination and jointing as required, fixing of anti climbing device & danger plate Pole etc. complete in allrespect. This includes supply and installation of danger plate & anti-climbing device as per TS. | KM | 13.2 |  |  | INCLUDED | INCLUDED | INCLUDED | 0 | #REF! | 0 | 0 | #REF! | 0 | 0 | 0 | #REF! | #REF!
69 | Anantnag | 7000023158 | 2660 | 0320 | 30 | Re-conductoring-11kV 3Cx120 sqmm ABC | 100003299 | Erection of 11 kV Stay set with concreting (1:2:4) including supply of foundation material, complete in all respect as perapproved drawings. | SET | 3 |  |  | INCLUDED | INCLUDED | INCLUDED | 0 | #REF! | 0 | 0 | #REF! | 0 | 0 | 0 | #REF! | #REF!
70 | Anantnag | 7000023158 | 2660 | 0320 | 40 | Re-conductoring-11kV 3Cx120 sqmm ABC | 100003310 | Earthing of poles using spike type earthing as per approved drawings. | EA | 53 |  |  | INCLUDED | INCLUDED | INCLUDED | 0 | #REF! | 0 | 0 | #REF! | 0 | 0 | 0 | #REF! | #REF!
71 | Anantnag | 7000023158 | 2670 | 0330 | 10 | Supply and Installation of Sign Board | 170004379 | SUPPLY & INSTALLATION OF SIGN BOARD AS PER APPROVED DRAWING AND AS PER TS | EA | 536 |  |  | INCLUDED | INCLUDED | INCLUDED | 0 | #REF! | 0 | 0 | #REF! | 0 | 0 | 0 | #REF! | #REF!
72 | Bijbehara | 7000023158 | 5050 | 0170 | 10 | DT Works [3- ɸ, 63 kVA] | 100039876 | Erection of 09 mtr. 410SP33 ST pole including excavation of pits in all type of soil, Concreting & backfilling with soil andcompaction including Couping of Support upto 450 mm. Cost of all material except pole is included in this item. as per TS | EA | 2 |  |  | INCLUDED | INCLUDED | INCLUDED | 0 | #REF! | 0 | 0 | #REF! | 0 | 0 | 0 | #REF! | #REF!
73 | Bijbehara | 7000023158 | 5050 | 0170 | 20 | DT Works [3- ɸ, 63 kVA] | 100003323 | Installation of 3-Phase 11/0.4 kV, 63 kVA Distribution Transformer alongwith all associated equipment & accessories. Thisincludes fixing of MS galavanised items, Insulators, LA, HG fuse, AB Switch, LT Distribution box , danger plate, anti climbingdevice and making all connections to make the DT ready in all respect. This also includes supply of Dangerplate, PreformedInsulator binding, anti-climbing device, supply of termination kits for connecting LT cable at LTbushing and LTDB | EA | 1 |  |  | INCLUDED | INCLUDED | INCLUDED | 0 | #REF! | 0 | 0 | #REF! | 0 | 0 | 0 | #REF! | #REF!
74 | Bijbehara | 7000023158 | 5050 | 0170 | 30 | DT Works [3- ɸ, 63 kVA] | 100017942 | Pipe earthing using 40 mm dia, 2.5m long GI pipe treated with charcoal & salt including supply of Charcoal and salt (AlternativelyCalcium Bentonite clay & black soil as per TS) as required as per approved drawing. (earth pit chamber not to be constructed) | EA | 3 |  |  | INCLUDED | INCLUDED | INCLUDED | 0 | #REF! | 0 | 0 | #REF!
75 | Bijbehara | 7000023158 | 5060 | 0180 | 10 | DT Works [3- ɸ, 100 kVA] | 100039876 | Erection of 09 mtr. 410SP33 ST pole including excavation of pits in all type of soil, Concreting & backfilling with soil andcompaction including Couping of Support upto 450 mm. Cost of all material except pole is included in this item. as per TS | EA | 672 |  |  | INCLUDED | INCLUDED | INCLUDED | 0 | #REF! | 0 | 0 | #REF!
76 | Bijbehara | 7000023158 | 5060 | 0180 | 20 | DT Works [3- ɸ, 100 kVA] | 100003413 | Installation of 3-Phase 11/0.4 kV, 100 kVA Distribution Transformer alongwith all associated equipment & accessories. Thisincludes fixing of MS galavanised items, Insulators, LA, HG fuse, AB Switch, LT Distribution box , danger plate, anti-climbingdevice and making all connections to make the DT ready in all respect. This also includes supply of Dangerplate, PreformedInsulator binding, anti-climbing device, supply of termination kits for connecting LT cable at LTbushing and LTDB | EA | 336 |  |  | INCLUDED | INCLUDED | INCLUDED | 0 | #REF! | 0 | 0 | #REF!
77 | Bijbehara | 7000023158 | 5060 | 0180 | 30 | DT Works [3- ɸ, 100 kVA] | 100017942 | Pipe earthing using 40 mm dia, 2.5m long GI pipe treated with charcoal & salt including supply of Charcoal and salt (AlternativelyCalcium Bentonite clay & black soil as per TS) as required as per approved drawing. (earth pit chamber not to be constructed) | EA | 1008 |  |  | INCLUDED | INCLUDED | INCLUDED | 0 | #REF! | 0 | 0 | #REF!
78 | Bijbehara | 7000023158 | 5070 | 0190 | 10 | DT Works [3- ɸ, 200 kVA] | 100039876 | Erection of 09 mtr. 410SP33 ST pole including excavation of pits in all type of soil, Concreting & backfilling with soil andcompaction including Couping of Support upto 450 mm. Cost of all material except pole is included in this item. as per TS | EA | 10 |  |  | INCLUDED | INCLUDED | INCLUDED | 0 | #REF! | 0 | 0 | #REF!
79 | Bijbehara | 7000023158 | 5070 | 0190 | 20 | DT Works [3- ɸ, 200 kVA] | 100040367 | Installation of 3-Phase 11/0.433 kV, 200 kVA Distribution Transformer alongwith all associated equipment & accessories. Thisincludes fixing of MS galavanised items, A B Switch, LA, HG fuse, TPN Switch disconnector and connection of DT with PG Clamp,danger plate, anticlimbing device & sign board and making all connections to make the DT ready in all respect. This also includessupply of Danger plate, sign board, Preformed Insulator binding, anti-climbing device, supply of termination kits for terminatingLT cable at LT bushing and Switch fuse unit | EA | 5 |  |  | INCLUDED | INCLUDED | INCLUDED | 0 | #REF! | 0 | 0 | #REF!
80 | Bijbehara | 7000023158 | 5070 | 0190 | 30 | DT Works [3- ɸ, 200 kVA] | 100017942 | Pipe earthing using 40 mm dia, 2.5m long GI pipe treated with charcoal & salt including supply of Charcoal and salt (AlternativelyCalcium Bentonite clay & black soil as per TS) as required as per approved drawing. (earth pit chamber not to be constructed) | EA | 15 |  |  | INCLUDED | INCLUDED | INCLUDED | 0 | #REF! | 0 | 0 | #REF!
81 | Bijbehara | 7000023158 | 5080 | 0200 | 10 | LT AB Cable for DTs- 3Cx 35sqmm | 100039875 | Erection of 8 mtr. 410SP15 ST pole including excavation of pits in all type of soil, Concreting & backfilling with soil andcompaction including Couping of Support upto 450 mm. Cost of all material except pole is included in this item. as per TS | EA | 685 |  |  | INCLUDED | INCLUDED | INCLUDED | 0 | #REF! | 0 | 0 | #REF!
82 | Bijbehara | 7000023158 | 5080 | 0200 | 20 | LT AB Cable for DTs- 3Cx 35sqmm | 100040386 | Stringing of single Phase LT Aerial Bunched Cable (3Cx35+1CX16+1CX35 sq.mm) with bare messenger wire including erection ofeyehooks & eyehook clamps, suspension & dead clamps and all accessories as per approved drawings. This would include supply &erection of jointing kits, end caps, connectors for ABC to ABC tapping including supply of connectors used for tappingas per TS . | KM | 171.294 |  |  | INCLUDED | INCLUDED | INCLUDED | 0 | #REF! | 0 | 0 | #REF!
83 | Bijbehara | 7000023158 | 5080 | 0200 | 30 | LT AB Cable for DTs- 3Cx 35sqmm | 100003303 | Erection of LT Stay set with concreting (1:2:4) including supply of foundation material, complete in all respect as perapproved drawings. | SET | 43 |  |  | INCLUDED | INCLUDED | INCLUDED | 0 | #REF! | 0 | 0 | #REF!
84 | Bijbehara | 7000023158 | 5080 | 0200 | 40 | LT AB Cable for DTs- 3Cx 35sqmm | 100003310 | Earthing of poles using spike type earthing as per approved drawings. | EA | 685 |  |  | INCLUDED | INCLUDED | INCLUDED | 0 | #REF! | 0 | 0 | #REF!
85 | Bijbehara | 7000023158 | 5090 | 0210 | 10 | LT AB Cable for DTs- 3Cx50sqmm | 100039875 | Erection of 8 mtr. 410SP15 ST pole including excavation of pits in all type of soil, Concreting & backfilling with soil andcompaction including Couping of Support upto 450 mm. Cost of all material except pole is included in this item. as per TS | EA | 392 |  |  | INCLUDED | INCLUDED | INCLUDED | 0 | #REF! | 0 | 0 | #REF!
86 | Bijbehara | 7000023158 | 5090 | 0210 | 20 | LT AB Cable for DTs- 3Cx50sqmm | 100040387 | Stringing of single Phase LT Aerial Bunched Cable (3Cx50+1CX16+1CX35 sq.mm) with bare messenger wire including erection ofeyehooks & eyehook clamps, suspension & dead clamps and all accessories as per approved drawings. This would include supply &erection of jointing kits, end caps, connectors for ABC to ABC tapping including supply of connectors used for tapping as per TS. | KM | 98.007 |  |  | INCLUDED | INCLUDED | INCLUDED | 0 | #REF! | 0 | 0 | #REF!
87 | Bijbehara | 7000023158 | 5090 | 0210 | 30 | LT AB Cable for DTs- 3Cx50sqmm | 100003303 | Erection of LT Stay set with concreting (1:2:4) including supply of foundation material, complete in all respect as perapproved drawings. | SET | 25 |  |  | INCLUDED | INCLUDED | INCLUDED | 0 | #REF! | 0 | 0 | #REF!
88 | Bijbehara | 7000023158 | 5090 | 0210 | 40 | LT AB Cable for DTs- 3Cx50sqmm | 100003310 | Earthing of poles using spike type earthing as per approved drawings. | EA | 392 |  |  | INCLUDED | INCLUDED | INCLUDED | 0 | #REF! | 0 | 0 | #REF!
89 | Bijbehara | 7000023158 | 5100 | 0220 | 10 | LT AB Cable for DTs- 3Cx70sqmm | 100039875 | Erection of 8 mtr. 410SP15 ST pole including excavation of pits in all type of soil, Concreting & backfilling with soil andcompaction including Couping of Support upto 450 mm. Cost of all material except pole is included in this item. as per TS | EA | 276 |  |  | INCLUDED | INCLUDED | INCLUDED | 0 | #REF! | 0 | 0 | #REF!
90 | Bijbehara | 7000023158 | 5100 | 0220 | 20 | LT AB Cable for DTs- 3Cx70sqmm | 100040388 | Stringing of single Phase LT Aerial Bunched Cable (3Cx70+1CX16+1CX50 sq.mm) with bare messenger wire including erection ofeyehooks & eyehook clamps, suspension & dead clamps and all accessories as per approved drawings. This would include supply &erection of jointing kits, end caps, connectors for ABC to ABC tapping including supply of connectors used for tapping as per TS. | KM | 68.909 |  |  | INCLUDED | INCLUDED | INCLUDED | 0 | #REF! | 0 | 0 | #REF!
91 | Bijbehara | 7000023158 | 5100 | 0220 | 30 | LT AB Cable for DTs- 3Cx70sqmm | 100003303 | Erection of LT Stay set with concreting (1:2:4) including supply of foundation material, complete in all respect as perapproved drawings. | SET | 17 |  |  | INCLUDED | INCLUDED | INCLUDED | 0 | #REF! | 0 | 0 | #REF!
92 | Bijbehara | 7000023158 | 5100 | 0220 | 40 | LT AB Cable for DTs- 3Cx70sqmm | 100003310 | Earthing of poles using spike type earthing as per approved drawings. | EA | 276 |  |  | INCLUDED | INCLUDED | INCLUDED | 0 | #REF! | 0 | 0 | #REF!
93 | Bijbehara | 7000023158 | 5110 | 0230 | 10 | LT AB Cable for DTs- 3Cx120sqmm | 100039875 | Erection of 8 mtr. 410SP15 ST pole including excavation of pits in all type of soil, Concreting & backfilling with soil andcompaction including Couping of Support upto 450 mm. Cost of all material except pole is included in this item. as per TS | EA | 9 |  |  | INCLUDED | INCLUDED | INCLUDED | 0 | #REF! | 0 | 0 | #REF!
94 | Bijbehara | 7000023158 | 5110 | 0230 | 20 | LT AB Cable for DTs- 3Cx120sqmm | 100040389 | Stringing of single Phase LT Aerial Bunched Cable (3Cx120+1CX16+1CX70 sq.mm) sq. mm with bare messenger wire including erection ofeyehooks & eyehook clamps, suspension & dead clamps and all accessories as per approved drawings. This would include supply &erection of jointing kits, end caps, connectors for ABC to ABC tapping including supply of connectors used for tapping as per TS. | KM | 2.281 |  |  | INCLUDED | INCLUDED | INCLUDED | 0 | #REF! | 0 | 0 | #REF!
95 | Bijbehara | 7000023158 | 5110 | 0230 | 30 | LT AB Cable for DTs- 3Cx120sqmm | 100003303 | Erection of LT Stay set with concreting (1:2:4) including supply of foundation material, complete in all respect as perapproved drawings. | SET | 1 |  |  | INCLUDED | INCLUDED | INCLUDED | 0 | #REF! | 0 | 0 | #REF!
96 | Bijbehara | 7000023158 | 5110 | 0230 | 40 | LT AB Cable for DTs- 3Cx120sqmm | 100003310 | Earthing of poles using spike type earthing as per approved drawings. | EA | 9 |  |  | INCLUDED | INCLUDED | INCLUDED | 0 | #REF! | 0 | 0 | #REF!
97 | Bijbehara | 7000023158 | 5120 | 0240 | 10 | 11kV HVDS Network- ACSR Rabbit Conductor | 100003258 | Route survey and pole spotting for 11 kV lines | KM | 54.678 |  |  | INCLUDED | INCLUDED | INCLUDED | 0 | #REF! | 0 | 0 | #REF!
98 | Bijbehara | 7000023158 | 5120 | 0240 | 20 | 11kV HVDS Network- ACSR Rabbit Conductor | 100039876 | Erection of 09 mtr. 410SP33 ST pole including excavation of pits in all type of soil, Concreting & backfilling with soil andcompaction including Couping of Support upto 450 mm. Cost of all material except pole is included in this item. as per TS | EA | 1312 |  |  | INCLUDED | INCLUDED | INCLUDED | 0 | #REF! | 0 | 0 | #REF!
99 | Bijbehara | 7000023158 | 5120 | 0240 | 30 | 11kV HVDS Network- ACSR Rabbit Conductor | 100040382 | Erection of 11 Metre 410SP56 ST pole including excavation of pits in all type of soil, Concreting & backfilling with soil andcompaction including Couping of Support upto 450 mm. Cost of all material except pole is included in this item as per TS. | EA | 109 |  |  | INCLUDED | INCLUDED | INCLUDED | 0 | #REF! | 0 | 0 | #REF!
100 | Bijbehara | 7000023158 | 5120 | 0240 | 40 | 11kV HVDS Network- ACSR Rabbit Conductor | 100005643 | Stringing of S/C 3- ph, 3-wire, 11 kV line With ACSR Rabbit conductor. This includes all activities i.e. fixing of MS galvanisedfabricated items, installation of insulators, stringing of conductor, binding of conductor with pin insulator using preformedinsulator binding, mid span jointing, repairing of conductor using repair sleeve if unavoidable, fixing of anti climbing device &danger plate on all 2/3/4 Pole structures & road crossing poles, jumpering etc. complete in all respect. This includes supply andinstallation of repair sleeves/jointing sleeves, mid span joint, danger plate, preformed insulator bindings & anti-climbing device. | CKM | 49.21 |  |  | INCLUDED | INCLUDED | INCLUDED | 0 | #REF! | 0 | 0 | #REF!
101 | Bijbehara | 7000023158 | 5120 | 0240 | 50 | 11kV HVDS Network- ACSR Rabbit Conductor | 100005644 | Stringing of S/C 3- ph, 3-wire, 11 kV line With ACSR Rabbit conductor including guarding & lacing. This includes all activitiesi.e. fixing of MS galvanised fabricated items, installation of insulators, stringing of conductor, binding of conductor with pininsulator using preformed insulator binding, mid span jointing, repairing of conductor using repair sleeve if unavoidable, fixingof anti climbing device & danger plate on all 2/3/4 Pole structures & road crossing poles, jumpering etc. complete in allrespect. This includes supply and installation of repair sleeves/jointing sleeves, mid span joint, danger plate, preformedinsulator bindings & anti-climbing device. | CKM | 5.467 |  |  | INCLUDED | INCLUDED | INCLUDED | 0 | #REF! | 0 | 0 | #REF!
102 | Bijbehara | 7000023158 | 5120 | 0240 | 60 | 11kV HVDS Network- ACSR Rabbit Conductor | 100003299 | Erection of 11 kV Stay set with concreting (1:2:4) including supply of foundation material, complete in all respect as perapproved drawings. | SET | 55 |  |  | INCLUDED | INCLUDED | INCLUDED | 0 | #REF! | 0 | 0 | #REF!
103 | Bijbehara | 7000023158 | 5120 | 0240 | 70 | 11kV HVDS Network- ACSR Rabbit Conductor | 100003310 | Earthing of poles using spike type earthing as per approved drawings. | EA | 1422 |  |  | INCLUDED | INCLUDED | INCLUDED | 0 | #REF! | 0 | 0 | #REF!
104 | Bijbehara | 7000023158 | 5130 | 0250 | 10 | 11kV HVDS Network- 3Cx120 sq mm ABC | 100003258 | Route survey and pole spotting for 11 kV lines | KM | 106.666 |  |  | INCLUDED | INCLUDED | INCLUDED | 0 | #REF! | 0 | 0 | #REF!
105 | Bijbehara | 7000023158 | 5130 | 0250 | 20 | 11kV HVDS Network- 3Cx120 sq mm ABC | 100039876 | Erection of 09 mtr. 410SP33 ST pole including excavation of pits in all type of soil, Concreting & backfilling with soil andcompaction including Couping of Support upto 450 mm. Cost of all material except pole is included in this item. as per TS | EA | 2133 |  |  | INCLUDED | INCLUDED | INCLUDED | 0 | #REF! | 0 | 0 | #REF!
106 | Bijbehara | 7000023158 | 5130 | 0250 | 30 | 11kV HVDS Network- 3Cx120 sq mm ABC | 100040390 | Stringing of 11kV, 3Cx120+1x95 mm2, AB Cable. This includes all activities i.e. Installation of Suspension clamp, tension clamp,eye hook, cable termination and jointing as required, fixing of anti climbing device & danger plate Pole etc. complete in allrespect. This includes supply and installation of danger plate & anti-climbing device as per TS. | KM | 106.666 |  |  | INCLUDED | INCLUDED | INCLUDED | 0 | #REF! | 0 | 0 | #REF!
107 | Bijbehara | 7000023158 | 5130 | 0250 | 40 | 11kV HVDS Network- 3Cx120 sq mm ABC | 100003299 | Erection of 11 kV Stay set with concreting (1:2:4) including supply of foundation material, complete in all respect as perapproved drawings. | SET | 107 |  |  | INCLUDED | INCLUDED | INCLUDED | 0 | #REF! | 0 | 0 | #REF!
108 | Bijbehara | 7000023158 | 5130 | 0250 | 50 | 11kV HVDS Network- 3Cx120 sq mm ABC | 100003310 | Earthing of poles using spike type earthing as per approved drawings. | EA | 2133 |  |  | INCLUDED | INCLUDED | INCLUDED | 0 | #REF! | 0 | 0 | #REF!
109 | Bijbehara | 7000023158 | 5140 | 0260 | 10 | Implementation of LT ABC-3Cx120 sqmm | 100039875 | Erection of 8 mtr. 410SP15 ST pole including excavation of pits in all type of soil, Concreting & backfilling with soil andcompaction including Couping of Support upto 450 mm. Cost of all material except pole is included in this item. as per TS | EA | 139 |  |  | INCLUDED | INCLUDED | INCLUDED | 0 | #REF! | 0 | 0 | #REF!
110 | Bijbehara | 7000023158 | 5140 | 0260 | 20 | Implementation of LT ABC-3Cx120 sqmm | 100040389 | Stringing of single Phase LT Aerial Bunched Cable (3Cx120+1CX16+1CX70 sq.mm) sq. mm with bare messenger wire including erection ofeyehooks & eyehook clamps, suspension & dead clamps and all accessories as per approved drawings. This would include supply &erection of jointing kits, end caps, connectors for ABC to ABC tapping including supply of connectors used for tapping as per TS. | KM | 34.814 |  |  | INCLUDED | INCLUDED | INCLUDED | 0 | #REF! | 0 | 0 | #REF!
111 | Bijbehara | 7000023158 | 5140 | 0260 | 30 | Implementation of LT ABC-3Cx120 sqmm | 100003303 | Erection of LT Stay set with concreting (1:2:4) including supply of foundation material, complete in all respect as perapproved drawings. | SET | 9 |  |  | INCLUDED | INCLUDED | INCLUDED | 0 | #REF! | 0 | 0 | #REF!
112 | Bijbehara | 7000023158 | 5140 | 0260 | 40 | Implementation of LT ABC-3Cx120 sqmm | 100003310 | Earthing of poles using spike type earthing as per approved drawings. | EA | 139 |  |  | INCLUDED | INCLUDED | INCLUDED | 0 | #REF! | 0 | 0 | #REF!
113 | Bijbehara | 7000023158 | 5150 | 0270 | 10 | Implementation of LT ABC-3Cx70 sqmm | 100039875 | Erection of 8 mtr. 410SP15 ST pole including excavation of pits in all type of soil, Concreting & backfilling with soil andcompaction including Couping of Support upto 450 mm. Cost of all material except pole is included in this item. as per TS | EA | 87 |  |  | INCLUDED | INCLUDED | INCLUDED | 0 | #REF! | 0 | 0 | #REF!
114 | Bijbehara | 7000023158 | 5150 | 0270 | 20 | Implementation of LT ABC-3Cx70 sqmm | 100040388 | Stringing of single Phase LT Aerial Bunched Cable (3Cx70+1CX16+1CX50 sq.mm) with bare messenger wire including erection ofeyehooks & eyehook clamps, suspension & dead clamps and all accessories as per approved drawings. This would include supply &erection of jointing kits, end caps, connectors for ABC to ABC tapping including supply of connectors used for tapping as per TS. | KM | 21.811 |  |  | INCLUDED | INCLUDED | INCLUDED | 0 | #REF! | 0 | 0 | #REF!
115 | Bijbehara | 7000023158 | 5150 | 0270 | 30 | Implementation of LT ABC-3Cx70 sqmm | 100003303 | Erection of LT Stay set with concreting (1:2:4) including supply of foundation material, complete in all respect as perapproved drawings. | SET | 5 |  |  | INCLUDED | INCLUDED | INCLUDED | 0 | #REF! | 0 | 0 | #REF!
116 | Bijbehara | 7000023158 | 5150 | 0270 | 40 | Implementation of LT ABC-3Cx70 sqmm | 100003310 | Earthing of poles using spike type earthing as per approved drawings. | EA | 87 |  |  | INCLUDED | INCLUDED | INCLUDED | 0 | #REF! | 0 | 0 | #REF!
117 | Bijbehara | 7000023158 | 5160 | 0280 | 10 | Implementation of LT ABC-3Cx35 sqmm | 100039875 | Erection of 8 mtr. 410SP15 ST pole including excavation of pits in all type of soil, Concreting & backfilling with soil andcompaction including Couping of Support upto 450 mm. Cost of all material except pole is included in this item. as per TS | EA | 555 |  |  | INCLUDED | INCLUDED | INCLUDED | 0 | #REF! | 0 | 0 | #REF!
118 | Bijbehara | 7000023158 | 5160 | 0280 | 20 | Implementation of LT ABC-3Cx35 sqmm | 100040386 | Stringing of single Phase LT Aerial Bunched Cable (3Cx35+1CX16+1CX35 sq.mm) with bare messenger wire including erection ofeyehooks & eyehook clamps, suspension & dead clamps and all accessories as per approved drawings. This would include supply &erection of jointing kits, end caps, connectors for ABC to ABC tapping including supply of connectors used for tappingas per TS . | KM | 138.724 |  |  | INCLUDED | INCLUDED | INCLUDED | 0 | #REF! | 0 | 0 | #REF!
119 | Bijbehara | 7000023158 | 5160 | 0280 | 30 | Implementation of LT ABC-3Cx35 sqmm | 100003303 | Erection of LT Stay set with concreting (1:2:4) including supply of foundation material, complete in all respect as perapproved drawings. | SET | 35 |  |  | INCLUDED | INCLUDED | INCLUDED | 0 | #REF! | 0 | 0 | #REF!
120 | Bijbehara | 7000023158 | 5160 | 0280 | 40 | Implementation of LT ABC-3Cx35 sqmm | 100003310 | Earthing of poles using spike type earthing as per approved drawings. | EA | 555 |  |  | INCLUDED | INCLUDED | INCLUDED | 0 | #REF! | 0 | 0 | #REF!
121 | Bijbehara | 7000023158 | 5170 | 0290 | 10 | Bifurcation & Segregation- 11kV ACSR Dog | 100003258 | Route survey and pole spotting for 11 kV lines | KM | 41.5 |  |  | INCLUDED | INCLUDED | INCLUDED | 0 | #REF! | 0 | 0 | #REF!
122 | Bijbehara | 7000023158 | 5170 | 0290 | 20 | Bifurcation & Segregation- 11kV ACSR Dog | 100039876 | Erection of 09 mtr. 410SP33 ST pole including excavation of pits in all type of soil, Concreting & backfilling with soil andcompaction including Couping of Support upto 450 mm. Cost of all material except pole is included in this item. as per TS | EA | 996 |  |  | INCLUDED | INCLUDED | INCLUDED | 0 | #REF! | 0 | 0 | #REF!
123 | Bijbehara | 7000023158 | 5170 | 0290 | 30 | Bifurcation & Segregation- 11kV ACSR Dog | 100040382 | Erection of 11 Metre 410SP56 ST pole including excavation of pits in all type of soil, Concreting & backfilling with soil andcompaction including Couping of Support upto 450 mm. Cost of all material except pole is included in this item as per TS. | EA | 83 |  |  | INCLUDED | INCLUDED | INCLUDED | 0 | #REF! | 0 | 0 | #REF!
124 | Bijbehara | 7000023158 | 5170 | 0290 | 40 | Bifurcation & Segregation- 11kV ACSR Dog | 100040419 | Stringing of S/C 3- ph, 3-wire, 11 kV line With ACSR Dog conductor. This includes all activities i.e. fixing of MS galvanisedfabricated items, installation of insulators, stringing of conductor, binding of conductor with pin insulator using preformedinsulator binding, mid span jointing, repairing of conductor using repair sleeve if unavoidable, fixing of anti climbing device&danger plate on all 2/3/4 Pole structures & road crossing poles, jumpering etc. complete in all respect. This includes supplyand installation of repair sleeves/jointing sleeves, mid span joint, danger plate, preformed insulator bindings & anti-climbingdevice. | CKM | 37.35 |  |  | INCLUDED | INCLUDED | INCLUDED | 0 | #REF! | 0 | 0 | #REF!
125 | Bijbehara | 7000023158 | 5170 | 0290 | 50 | Bifurcation & Segregation- 11kV ACSR Dog | 100040420 | Stringing of S/C 3- ph, 3-wire, 11 kV line With ACSR Dog conductor including guarding & lacing. This includes all activitiesi.e.fixing of MS galvanised fabricated items, installation of insulators, stringing of conductor, binding of conductor with pininsulator using preformed insulator binding, mid span jointing, repairing of conductor using repair sleeve if unavoidable, fixingof anti climbing device & danger plate on all 2/3/4 Pole structures & road crossing poles, jumpering etc. complete in allrespect. This includes supply and installation of repair sleeves/jointing sleeves, mid span joint, danger plate, preformedinsulatorbindings & anti-climbing device. | CKM | 4.15 |  |  | INCLUDED | INCLUDED | INCLUDED | 0 | #REF! | 0 | 0 | #REF!
126 | Bijbehara | 7000023158 | 5170 | 0290 | 60 | Bifurcation & Segregation- 11kV ACSR Dog | 100003299 | Erection of 11 kV Stay set with concreting (1:2:4) including supply of foundation material, complete in all respect as perapproved drawings. | SET | 42 |  |  | INCLUDED | INCLUDED | INCLUDED | 0 | #REF! | 0 | 0 | #REF!
127 | Bijbehara | 7000023158 | 5170 | 0290 | 70 | Bifurcation & Segregation- 11kV ACSR Dog | 100003310 | Earthing of poles using spike type earthing as per approved drawings. | EA | 1079 |  |  | INCLUDED | INCLUDED | INCLUDED | 0 | #REF! | 0 | 0 | #REF!
128 | Bijbehara | 7000023158 | 5180 | 0310 | 10 | Re-conductoring-11kV ACSR Dog Conductor | 100040382 | Erection of 11 Metre 410SP56 ST pole including excavation of pits in all type of soil, Concreting & backfilling with soil andcompaction including Couping of Support upto 450 mm. Cost of all material except pole is included in this item as per TS. | EA | 937 |  |  | INCLUDED | INCLUDED | INCLUDED | 0 | #REF! | 0 | 0 | #REF!
129 | Bijbehara | 7000023158 | 5180 | 0310 | 20 | Re-conductoring-11kV ACSR Dog Conductor | 100040421 | Reconductoring work of S/C 3- ph, 3-wire, 11 kV line With ACSR Dog conductor. This includes all activities i.e. fixing of MSgalvanised fabricated items, installation of insulators, stringing of conductor, binding of conductor with pin insulator usingpreformed insulator binding, mid span jointing, repairing of conductor using repair sleeve if unavoidable, fixing of anticlimbing device &danger plate on all 2/3/4 Pole structures & road crossing poles, jumpering etc. complete in all respect. Thisincludes supply and installation of repair sleeves/jointing sleeves, mid span joint, danger plate, preformed insulator bindings &anti-climbing device. | CKM | 210.78 |  |  | INCLUDED | INCLUDED | INCLUDED | 0 | #REF! | 0 | 0 | #REF!
130 | Bijbehara | 7000023158 | 5180 | 0310 | 30 | Re-conductoring-11kV ACSR Dog Conductor | 100003299 | Erection of 11 kV Stay set with concreting (1:2:4) including supply of foundation material, complete in all respect as perapproved drawings. | SET | 59 |  |  | INCLUDED | INCLUDED | INCLUDED | 0 | #REF! | 0 | 0 | #REF!
131 | Bijbehara | 7000023158 | 5180 | 0310 | 40 | Re-conductoring-11kV ACSR Dog Conductor | 100003310 | Earthing of poles using spike type earthing as per approved drawings. | EA | 937 |  |  | INCLUDED | INCLUDED | INCLUDED | 0 | #REF! | 0 | 0 | #REF!
132 | Bijbehara | 7000023158 | 5180 | 0310 | 50 | Re-conductoring-11kV ACSR Dog Conductor | 100040422 | Reconductoring work of S/C 3- ph, 3-wire, 11 kV line With ACSR Dog conductor including guarding & lacing. This includes allactivities i.e.fixing of MS galvanised fabricated items, installation of insulators, stringing of conductor, binding of conductorwith pin insulator using preformed insulator binding, mid span jointing, repairing of conductor using repair sleeve ifunavoidable, fixing of anti climbing device & danger plate on all 2/3/4 Pole structures & road crossing poles, jumpering etc.complete in all respect. This includes supply and installation of repair sleeves/jointing sleeves, mid span joint, danger plate,preformedinsulator bindings & anti-climbing device. | CKM | 23.42 |  |  | INCLUDED | INCLUDED | INCLUDED | 0 | #REF! | 0 | 0 | #REF!
133 | Bijbehara | 7000023158 | 5190 | 0320 | 10 | Re-conductoring-11kV 3Cx120 sqmm ABC | 100039876 | Erection of 09 mtr. 410SP33 ST pole including excavation of pits in all type of soil, Concreting & backfilling with soil andcompaction including Couping of Support upto 450 mm. Cost of all material except pole is included in this item. as per TS | EA | 872 |  |  | INCLUDED | INCLUDED | INCLUDED | 0 | #REF! | 0 | 0 | #REF!
134 | Bijbehara | 7000023158 | 5190 | 0320 | 20 | Re-conductoring-11kV 3Cx120 sqmm ABC | 100040390 | Stringing of 11kV, 3Cx120+1x95 mm2, AB Cable. This includes all activities i.e. Installation of Suspension clamp, tension clamp,eye hook, cable termination and jointing as required, fixing of anti climbing device & danger plate Pole etc. complete in allrespect. This includes supply and installation of danger plate & anti-climbing device as per TS. | KM | 218 |  |  | INCLUDED | INCLUDED | INCLUDED | 0 | #REF! | 0 | 0 | #REF!
135 | Bijbehara | 7000023158 | 5190 | 0320 | 30 | Re-conductoring-11kV 3Cx120 sqmm ABC | 100003299 | Erection of 11 kV Stay set with concreting (1:2:4) including supply of foundation material, complete in all respect as perapproved drawings. | SET | 55 |  |  | INCLUDED | INCLUDED | INCLUDED | 0 | #REF! | 0 | 0 | #REF!
136 | Bijbehara | 7000023158 | 5190 | 0320 | 40 | Re-conductoring-11kV 3Cx120 sqmm ABC | 100003310 | Earthing of poles using spike type earthing as per approved drawings. | EA | 872 |  |  | INCLUDED | INCLUDED | INCLUDED | 0 | #REF! | 0 | 0 | #REF!
137 | Bijbehara | 7000023158 | 5200 | 0330 | 10 | Supply and Installation of Sign Board | 170004379 | SUPPLY & INSTALLATION OF SIGN BOARD AS PER APPROVED DRAWING AND AS PER TS | EA | 342 |  |  | INCLUDED | INCLUDED | INCLUDED | 0 | #REF! | 0 | 0 | #REF!
|  | Total | [5 empty] | Total Installation / Erection Charges (excluding GST) |  |  |  |  | 0
|  | Total | [5 empty] | GST payable on the price quoted if Contract is awarded (Amount) | [5 empty] | 0
|  | Total | [5 empty] | Total Installation / Erection Charges (including GST) | [6 empty] | 0 |  | #REF! |  |  | #REF! | 0 |  | 0 |  | #REF!
[23 empty] | Total Corrected Price (excl. GST) |  | GST Amount
# |  | In case the bidder leaves the cell for confirmation of the SAC and/or GST rate “blank”, the SAC and corresponding GST rate indicated by the Employer shall be deemed to be the one confirmed by the Bidder.
|  | Date | [6 empty] | Printed Name |  | #VALUE!
|  | Place | [6 empty] | Designation |  | #VALUE!
0

## Sch-5 (hidden)
NIT/RFB No.: CC/NT/W-DMS/DOM/A02/23/01289 |  |  |  | Schedule - 5
Loss Reduction work under RDSS in Anantnag District
(SUMMARY OF TAXES & DUTIES APPLICABLE ON PLANT & EQUIPMENT)
BIDDER:
abc |  |  | To:
Bidder’s Name and Address (Sole Bidder) : |  |  | Contract Services
Name : | abc |  | Power Grid Corporation of India Ltd.,
Address : |  |  | "Saudamini", Plot No.-2
Sector-29,
Gurgaon (Haryana) - 122001
Sl. No. | Item Nos. |  | Total Price (INR) |  | After Discount |  | After MPDiscount
1 | TOTAL GST on Goods |  | #REF! |  | Excise Duty | #REF! | Excise Duty | #REF!
Total GST for Supply of Goods (inter-alia including Type Test Charges) between the Contractor and the Employer (identified in Schedule 1') which are not included in the Ex-works price as per the provision of the Bidding Documents, as applicable.
2 | TOTAL GST on Services |  | #REF! |  | Sales Tax | 0 | Sales Tax | 0
| Total GST on Installation Services (indentified in Schedule-3) and Training to be imparted in India (identified in Schedule-4) which are not included in the Installation and Training charges as per the provision of the Bidding Documents, as applicable |  |  |  | #REF! | 0 | #REF! | 0
| GRAND TOTAL [1+2] |  | #REF!
Date : |  | Printed Name :
Place : |  | Designation :
Click for Sch-6

## Sch-5 after discount (hidden)
NIT/RFB No.: CC/NT/W-DMS/DOM/A02/23/01289 |  |  |  | Schedule - 5
Loss Reduction work under RDSS in Anantnag District
(SUMMARY OF TAXES & DUTIES APPLICABLE ON PLANT & EQUIPMENT)
BIDDER:
abc |  |  | To:
Bidder’s Name and Address (Sole Bidder) : |  |  | 0
Name : | abc |  | 0
Address : |  |  | 0
0
0
Sl. No. | Item Nos. |  | Total Price (INR)
1 | TOTAL GST on Goods |  | #REF!
Total GST for Supply of Goods (inter-alia including Type Test Charges) between the Contractor and the Employer (identified in Schedule 1') which are not included in the Ex-works price as per the provision of the Bidding Documents, as applicable.
2 | TOTAL GST on Services |  | #REF!
Total GST on Installation Services (indentified in Schedule-3) and Training to be imparted in India (identified in Schedule-4) which are not included in the Installation and Training charges as per the provision of the Bidding Documents, as applicable
| GRAND TOTAL [1+2] |  | #REF!
Date : |  | Printed Name :
Place : |  | Designation :
Click for Sch-6

## Sch-3
NIT/RFB No.: CC/NT/W-DMS/DOM/A02/23/01289 |  |  | Schedule - 3
Loss Reduction work under RDSS in Anantnag District
(GRAND SUMMARY)
BIDDER:
abc |  |  | To:
Bidder’s Name and Address (Sole Bidder) : |  |  | 0
Name : | #VALUE! |  | 0
Address : | #VALUE! |  | 0
0
0
Sl. No. | Description |  | Total Price (INR)
1 | TOTAL SCHEDULE NO. 1 |  | 0
Total Ex-Works Price + price for inland transportation and other services required in India to convey the Goods to their final destination (including GST)
2 | TOTAL SCHEDULE NO. 2 |  | 0
Total Installation / Erection Charges (including GST)
GRAND TOTAL [1+2]
0
Date : |  | Printed Name :
Place : |  | Designation :
Click for Sch-7

## Sch-6 After Discount (hidden)
NIT/RFB No.: CC/NT/W-DMS/DOM/A02/23/01289 |  |  | Schedule - 6 After Discount
Loss Reduction work under RDSS in Anantnag District
(GRAND SUMMARY)
#REF! |  |  | To:
Bidder’s Name and Address (Sole Bidder) : |  |  | 0
Name : | abc |  | 0
Address : |  |  | 0
0
0
Sl. No. | Description |  | Total Price (INR)
1 | TOTAL SCHEDULE NO. 1
Ex-works price of Plant and Equipment including Type Test Charges
2 | TOTAL SCHEDULE NO. 2
Local Transportation, Insurance and other Incidental Services
3 | TOTAL SCHEDULE NO. 3
Installation Charges
4 | TOTAL SCHEDULE NO. 4
Training Charges
5 | TOTAL SCHEDULE NO. 5
Taxes and Duties
6 | TOTAL SCHEDULE NO. 7
Type Test Charges [Total of this Schedule is included in Schedule - 1 above.]
GRAND TOTAL [1+2+3+4+5]
Date : |  | Printed Name :
Place : |  | Designation :
Click for Sch-7

## Sch-6 (After Discount) (hidden)
NIT/RFB No.: CC/NT/W-DMS/DOM/A02/23/01289 |  |  | Schedule - 6
Loss Reduction work under RDSS in Anantnag District
(GRAND SUMMARY)
BIDDER:
abc |  |  | To:
Bidder’s Name and Address (Sole Bidder) : |  |  | 0
Name : | abc |  | 0
Address : |  |  | 0
0
0
Sl. No. | Description |  | Total Price (INR) | From Sch-6 | Discount Factors
1 | TOTAL SCHEDULE NO. 1 |  | 0 | 0 | 0
Ex-works price of Plant and Equipment including Type Test Charges
2 | TOTAL SCHEDULE NO. 2 |  | #REF! | 0 | #REF!
Local Transportation, In-transit Insurance, loading and unloading
3 | TOTAL SCHEDULE NO. 3 |  | #REF! | #REF! | 0
Installation Charges
4 | TOTAL SCHEDULE NO. 4 |  | Not Applicable
Training Charges
5 | TOTAL SCHEDULE NO. 5 |  | #REF!
Taxes and Duties
6 | TOTAL SCHEDULE NO. 7 |  | Not Applicable
Type Test Charges [Total of this Schedule is included in Schedule - 1 above.]
GRAND TOTAL [1+2+3+5]
#REF!
Date : |  | Printed Name : | 0
Place : |  | Designation : | 0
Click for Sch-7

## Discount (hidden)
NIT/RFB No.: CC/NT/W-DMS/DOM/A02/23/01289 |  |  |  |  | Letter of Discount
LETTER OF DISCOUNT
To:
Contract Services | [6 empty] | Schedule 1 | 0
Power Grid Corporation of India Ltd., | [6 empty] | Schedule 2 | #REF!
"Saudamini", Plot No.-2 | [6 empty] | Schedule 3 | 0
Sector-29, (near IFFCO Chowk) | [6 empty] | Total | #REF!
Gurgaon (Haryana) - 122001
Subject : |  | Loss Reduction work under RDSS in Anantnag District
Dear Sir
With reference to the subject tender, we hereby offer unconditional discount on the prices quoted by us as per details given here below : | [5 empty] | Sch-1 | Sch-2 | Sch-3
| 1 | Discount on lum-sum basis on total price quoted by us without GST. [The discount shall be proportionately applicable on all the items of all the Schdules i.e. Sch-1 (without type test charges), Sch-2, Sch-3, Sch-4 & Sch-7] In Rs. |  |  |  | 0 | #REF! | 0
| 2 | Discount on percent basis on total price quoted by us without GST. [The discount shall be applicable on all the items of all the Schdules i.e. Sch-1 (without type test charges), Sch-2 , Sch-3, Sch-4 & Sch-7] In Percent (%) |  |  |  | 0 | #REF! | 0
| 3 | Discount on lum-sum basis on the Schedules as given below : [The discount shall be proportionately applicable on all the relevent items of the respective Schdules.] In Rs.
|  | Schedule-1 : Ex works prices |  | In Rs. |  | 0
|  | Schedule-2 : Local Transportation, In-transit Insurance, loading and unloading |  | In Rs. |  |  | 0
|  | Schedule-3 : Installation Charges |  | In Rs. |  |  |  | 0
|  | Schedule-4 : Training Charges |  | In Rs.
|  | Schedule-7 : Type Test Charges |  | In Rs.
| 4 | Discount on percent basis on the Schedules as given below : [The discount shall be applicable on all the relevent items of the respective Schdules.] In Percent (%)
|  | Schedule-1 : Ex works prices |  | In Percent (%) |  | 0
|  | Schedule-2 : Local Transportation, In-transit Insurance, loading and unloading |  | In Percent (%) |  |  | #REF!
|  | Schedule-3 : Installation Charges |  | In Percent (%) |  |  |  | 0
|  | Schedule-4 : Training Charges |  | In Percent (%)
|  | Schedule-7 : Type Test Charges |  | In Percent (%)
Discount(s) offered at sl. No. 1 to 4 will get displayed and accounted for automatically in the respective items of the Schedules.
| 5 | We hereby offer Multi-package discount as given below:
[6 empty] | 0 | #REF! | 0 | 0 | 0
|  | Multi-Package Discount(s) offered at sl. No. 5 will not get automatically accounted for in the respective items of the Schedules. The same shall be worked out saparately for evaluation. |  |  |  | #DIV/0! | #REF! | #DIV/0! | #DIV/0! | #REF!
[Discount will not be calculated authometrically. However, the same shall be considered during evaluation.]
Please consider this letter of discount as the integral part of our price bid.
Thanking you, we remain, | [5 empty] | 0 | #REF! | 0
[5 empty] | Yours faithfully, | 0 | #REF! | 0 | Discount Factors
For and on behalf of
Date : |  | #REF! | Printed Name : | 0
Place : |  | #REF! | Designation : | 0

## Octroi (hidden)
Details of Octroi
Sl No. | Description of Items | Amount on which Octroi is applicable | Rate of Octroi | Octroi
(1) | (2) | (3) | (4) | (5) =(3) x (4)
1 |  |  |  | 0
2 |  |  |  | 0
3 |  |  |  | 0
4 |  |  |  | 0
5 |  |  |  | 0
6 |  |  |  | 0
7 |  |  |  | 0
8 |  |  |  | 0
9 |  |  |  | 0
10 |  |  |  | 0
| Total |  |  | 0
Back to Sch 5

## Entry Tax (hidden)
Details of Entry Tax
Sl No. | Description of Items | Amount on which Entry Tax is applicable | Rate of Entry Tax | Entry Tax
(1) | (2) | (3) | (4) | (5) =(3) x (4)
1 |  |  |  | 0
2 |  |  |  | 0
3 |  |  |  | 0
4 |  |  |  | 0
5 |  |  |  | 0
6 |  |  |  | 0
7 |  |  |  | 0
8 |  |  |  | 0
9 |  |  |  | 0
10 |  |  |  | 0
| Total |  |  | 0
Back to Sch 5

## Other Taxes & Duties (hidden)
Details of Other Taxes & Duties
Sl No. | Description of Items | Amount on which Other Taxes & Duties are applicable | Description of Taxes & Duties | Rate of Taxes & Duties | Amount of Taxes & Duties
(1) | (2) | (3) | (4) | (5) | (6) =(3) x (4)
1 |  |  |  |  | 0
2 |  |  |  |  | 0
3 |  |  |  |  | 0
4 |  |  |  |  | 0
5 |  |  |  |  | 0
6 |  |  |  |  | 0
7 |  |  |  |  | 0
8 |  |  |  |  | 0
9 |  |  |  |  | 0
10 |  |  |  |  | 0
| Total |  |  |  | 0
Back to Sch 5

## QC (hidden)
STATEMENT OF QUOTED / CORRECTED PRICES
ALL FIGURES ARE IN INDIAN RUPEES
BIDDER
SL. | PRICE COMPONENT | QUOTED PRICE | CORRECTED PRICE
1 | Price of Plant and Equipment (including Mandatory Spares Parts) to be supplied [Schedule-1] | 0 |  | 0
2 | Local Transportation, In-transit Insurance, loading and unloading charges [Schedule-2] | #REF! |  | #REF!
3 | Installation Charges [Schedule-3] | 0 |  | 0
4 | Type Test Charges [Schedule-7] | Not Applicable |  | Not Applicable
5 | Total Bid Price excluding GST (1+2+3+4) | #REF! |  | #REF!
6 | Discount | NIL |  | NIL
7 | Total Bid Price excluding GST (1+2+3+4) | #REF! |  | #REF!
8 | Taxes & Duties:
| GST on Supply of Goods @5% | 0 |  | 0 | total GST on supply | 291545315.52
| GST on Supply of Goods @12% | 0 |  | 0
| GST on Supply of Goods @12% | #REF! |  | #REF!
| GST on Supply of Goods @18% |  |  | #REF!
| GST on Supply of Goods @28% |  |  | #REF!
| GST on Supply of Installation Services @ 18% | #REF! |  | #REF!
| GST on Type Test Charges | Not Applicable |  | Not Applicable
9 | Total Taxes & Duties | #REF! |  | #REF!
10 | Total Bid Price (including Taxes & Duties) | #REF! |  | #REF!
Note-1: | It may be mentioned that KEC in Schedule-1 & 3 of their bid, have confirmed/deemed confirmed HSN/SAC code. Also, KEC have confirmed/ deemed confirmed rate of GST for all the items/services in Schedule-1 & 3. Hence the GST tax rate as quoted by KEC has been considered to arrive at their total evaluated bid price, in line with the provisions of the Bidding Documents.
Note-2: | It may be mentioned that KEC in Schedule-3 of their bid, have quoted unit prices in more than 2 place of decimals. Accordingly, to work out the total corrected price, unit rates quoted by KEC are rounded off to 2 place of decimals.
Transmission line Tower Package TW03 for 765 kV D/C Navasari (New) (South Gujarat) - Padghe line (Gujarat portion) associated with Transmission Network Expansion in Gujarat to increase its ATC from ISTS: Part B; Spec. No.: 5002002154/TOWER/DOM/A04-CC CS -5
Annexure-E9

## Contracts-Template (hidden)
Exworks
| Total Ex-Works Price Direct |  |  |  |  | 0
| Total Ex-Works Price Bought Out |  |  |  |  | 0
| Total Ex-Works Price |  |  |  |  | 0
| Total Type Test charges as per Schedule-7 |  |  |  |  | #REF!
| Total Ex-works Price including Type Test charges |  |  |  |  | #REF!
Note : | Specify amount of Excise Duty, Sales Tax/'VAT and other taxes payable on the transaction between the Contractor and the Employer and octroi/entry tax as applicable for destination site/state on all items of supply including bought-out finished items (to be identified in the Contract), which shall be dispatched directly from the sub-vendor’s works to the Employer’s site (sale-in-transit), separately in Schedule-5. Excise Duty, Sales tax and other levies for all the bought-out items are to be included in the EXW Price (Col. No. 5) only and not to be indicated in Schedule-5.
^ | If the item(s) quoted/considered as "Bought-out" in the bid are manufactured at Bidder's works and confirmed to be supplied under “Direct transaction” by the bidder, then the taxes and duties on such items shall be paid/reimbursed by POWERGRID in line with the provisions of Bidding Documents. For this purpose, at the time of award, the Ex-works price (exclusive of taxes & duties) shall be arrived at from the quoted Ex-works price (inclusive of taxes ad duties) by excluding taxes and duties applicable on such items, as on date of Bid opening, in case of supplies from manufacturer proposed in the bid. During contract execution, the taxes and duties on such items shall be paid/reimbursed at actuals, limited to the rates prevailing on date of Bid opening.
Date : | --
Place : |  |  | Printed Name : |  | --
Designation :
FandI
| Total F&I Price |  |  |  |  | (=SUM(I16:I27))
Date : | (='Sch-1'!B43)
Place : | (='Sch-1'!B44) |  | Printed Name : | (='Sch-1'!E44)
|  |  | Designation : | (='Sch-1'!E45)
service
| Total Installaiton Charges | [5 empty] | #REF!
Date : | (='Sch-1'!B43)
Place : | (='Sch-1'!B44) |  | Printed Name : | (='Sch-1'!E44)
|  |  | Designation : | (='Sch-1'!E45)
Training
Date : | (=IF('Sch-1'!B43=0,"", 'Sch-1'!B43)) |  | (="Printed Name : " & IF('Sch-1'!E44=0,"",'Sch-1'!E44))
Place : | (=IF('Sch-1'!B44=0,"", 'Sch-1'!B44)) |  | (="Designation : " & IF('Sch-1'!E45=0,"",'Sch-1'!E45))
Type test
| TOTAL TYPE TEST CHARGES |  |  |  |  | (=SUM(I17:I18))
Date : | (='Sch-1'!B43) | (="Printed Name : " & 'Sch-1'!E44)
Place : | (='Sch-1'!B44) | (="Designation : " & 'Sch-1'!E45)
Note : | Bidder should indicate the name of test laboratories where type tests are proposed to be conducted
Direct
Bought-out

## N-W (Cr.) (hidden)
#REF! |  |  | 0 |  | #REF! |  |  | #REF! |  |  |  | #REF!
#REF!
INR
#REF! |  |  |  |  | #REF! |  |  | #REF! |  |  |  | #N/A
#N/A
#REF! | #REF! |  | 0 |  | #REF! | #REF! |  | #REF! | #REF!
#REF! | #REF! | #REF! | 0 |  | #REF! | #REF! | #REF! | #REF! | #REF! | #REF!
#REF! | #REF! | #REF! | 0 |  | #REF! | #REF! | #REF! | #REF! | #REF! | #REF! | #REF! | 0 | 0 | 0 | 0 | #REF! | plus
#REF! | #REF! | #REF! | 0 |  | #REF! | #REF! | #REF! | #REF! | #REF! | #REF! | #REF! | 0 | 0 | 0 | 1 | #REF!
#REF! | #REF! | #REF! | 0 |  | #REF! | #REF! | #REF! | #REF! | #REF! | #REF! | #REF! | 0 | 0 | 1 | 0 | #REF!
#REF! | #REF! | #REF! | 0 |  | #REF! | #REF! | #REF! | #REF! | #REF! | #REF! | #REF! | 0 | 0 | 1 | 1 | #REF!
[11 empty] | #REF! | 0 | 1 | 0 | 0 | #REF!
1 | One |  | 1 | One | 1 | One |  | 1 | One |  | #REF! | 0 | 1 | 0 | 1 | #REF!
2 | Two |  | 2 | Two | 2 | Two |  | 2 | Two |  | #REF! | 0 | 1 | 1 | 0 | #REF!
3 | Three |  | 3 | Three | 3 | Three |  | 3 | Three |  | #REF! | 0 | 1 | 1 | 1 | #REF!
4 | Four |  | 4 | Four | 4 | Four |  | 4 | Four |  | #REF! | 1 | 0 | 0 | 0 | #REF!
5 | Five |  | 5 | Five | 5 | Five |  | 5 | Five |  | #REF! | 1 | 0 | 0 | 1 | #REF!
6 | Six |  | 6 | Six | 6 | Six |  | 6 | Six |  | #REF! | 1 | 0 | 1 | 0 | #REF!
7 | Seven |  | 7 | Seven | 7 | Seven |  | 7 | Seven |  | #REF! | 1 | 0 | 1 | 1 | #REF!
8 | Eight |  | 8 | Eight | 8 | Eight |  | 8 | Eight |  | #REF! | 1 | 1 | 0 | 0 | #REF!
9 | Nine |  | 9 | Nine | 9 | Nine |  | 9 | Nine |  | #REF! | 1 | 1 | 0 | 1 | #REF!
10 | Ten |  | 10 | Ten | 10 | Ten |  | 10 | Ten |  | #REF! | 1 | 1 | 1 | 0 | #REF!
11 | Eleven |  | 11 | Eleven | 11 | Eleven |  | 11 | Eleven |  | #REF! | 1 | 1 | 1 | 1 | #REF!
12 | Twelve |  | 12 | Twelve | 12 | Twelve |  | 12 | Twelve
13 | Thirteen |  | 13 | Thirteen | 13 | Thirteen |  | 13 | Thirteen
14 | Fourteen |  | 14 | Fourteen | 14 | Fourteen |  | 14 | Fourteen
15 | Fifteen |  | 15 | Fifteen | 15 | Fifteen |  | 15 | Fifteen
16 | Sixteen |  | 16 | Sixteen | 16 | Sixteen |  | 16 | Sixteen |  | #REF! | 0 | 0 | 0 | 0 | #REF! | +
17 | Seventeen |  | 17 | Seventeen | 17 | Seventeen |  | 17 | Seventeen |  | #REF! | 0 | 0 | 0 | 1 | #REF! | /- +
18 | Eighteen |  | 18 | Eighteen | 18 | Eighteen |  | 18 | Eighteen |  | #REF! | 0 | 0 | 1 | 0 | #REF! | /-
19 | Nineteen |  | 19 | Nineteen | 19 | Nineteen |  | 19 | Nineteen |  | #REF! | 0 | 0 | 1 | 1 | #REF!
20 | Twenty |  | 20 | Twenty | 20 | Twenty |  | 20 | Twenty |  | #REF! | 0 | 1 | 0 | 0 | #REF!
21 | Twenty One |  | 21 | Twenty One | 21 | Twenty One |  | 21 | Twenty One |  | #REF! | 0 | 1 | 0 | 1 | #REF!
22 | Twenty Two |  | 22 | Twenty Two | 22 | Twenty Two |  | 22 | Twenty Two |  | #REF! | 0 | 1 | 1 | 0 | #REF!
23 | Twenty Three |  | 23 | Twenty Three | 23 | Twenty Three |  | 23 | Twenty Three |  | #REF! | 0 | 1 | 1 | 1 | #REF!
24 | Twenty Four |  | 24 | Twenty Four | 24 | Twenty Four |  | 24 | Twenty Four |  | #REF! | 1 | 0 | 0 | 0 | #REF!
25 | Twenty Five |  | 25 | Twenty Five | 25 | Twenty Five |  | 25 | Twenty Five |  | #REF! | 1 | 0 | 0 | 1 | #REF!
26 | Twenty Six |  | 26 | Twenty Six | 26 | Twenty Six |  | 26 | Twenty Six |  | #REF! | 1 | 0 | 1 | 0 | #REF!
27 | Twenty Seven |  | 27 | Twenty Seven | 27 | Twenty Seven |  | 27 | Twenty Seven |  | #REF! | 1 | 0 | 1 | 1 | #REF!
28 | Twenty Eight |  | 28 | Twenty Eight | 28 | Twenty Eight |  | 28 | Twenty Eight |  | #REF! | 1 | 1 | 0 | 0 | #REF!
29 | Twenty Nine |  | 29 | Twenty Nine | 29 | Twenty Nine |  | 29 | Twenty Nine |  | #REF! | 1 | 1 | 0 | 1 | #REF!
30 | Thirty |  | 30 | Thirty | 30 | Thirty |  | 30 | Thirty |  | #REF! | 1 | 1 | 1 | 0 | #REF!
31 | Thirty One |  | 31 | Thirty One | 31 | Thirty One |  | 31 | Thirty One |  | #REF! | 1 | 1 | 1 | 1 | #REF!
32 | Thirty Two |  | 32 | Thirty Two | 32 | Thirty Two |  | 32 | Thirty Two
33 | Thirty Three |  | 33 | Thirty Three | 33 | Thirty Three |  | 33 | Thirty Three
34 | Thirty Four |  | 34 | Thirty Four | 34 | Thirty Four |  | 34 | Thirty Four
35 | Thirty Fivr |  | 35 | Thirty Fivr | 35 | Thirty Fivr |  | 35 | Thirty Fivr
36 | Thirty Six |  | 36 | Thirty Six | 36 | Thirty Six |  | 36 | Thirty Six
37 | Thirty Seven |  | 37 | Thirty Seven | 37 | Thirty Seven |  | 37 | Thirty Seven
38 | Thirty Eight |  | 38 | Thirty Eight | 38 | Thirty Eight |  | 38 | Thirty Eight
39 | Thirty Nine |  | 39 | Thirty Nine | 39 | Thirty Nine |  | 39 | Thirty Nine
40 | Forty |  | 40 | Forty | 40 | Forty |  | 40 | Forty
41 | Forty One |  | 41 | Forty One | 41 | Forty One |  | 41 | Forty One
42 | Forty Two |  | 42 | Forty Two | 42 | Forty Two |  | 42 | Forty Two
43 | Forty Three |  | 43 | Forty Three | 43 | Forty Three |  | 43 | Forty Three
44 | Forty Four |  | 44 | Forty Four | 44 | Forty Four |  | 44 | Forty Four
45 | Forty Five |  | 45 | Forty Five | 45 | Forty Five |  | 45 | Forty Five
46 | Forty Six |  | 46 | Forty Six | 46 | Forty Six |  | 46 | Forty Six
47 | Forty Seven |  | 47 | Forty Seven | 47 | Forty Seven |  | 47 | Forty Seven
48 | Forty Eight |  | 48 | Forty Eight | 48 | Forty Eight |  | 48 | Forty Eight
49 | Forty Nine |  | 49 | Forty Nine | 49 | Forty Nine |  | 49 | Forty Nine
50 | Fifty |  | 50 | Fifty | 50 | Fifty |  | 50 | Fifty
51 | Fifty One |  | 51 | Fifty One | 51 | Fifty One |  | 51 | Fifty One
52 | Fifty Two |  | 52 | Fifty Two | 52 | Fifty Two |  | 52 | Fifty Two
53 | Fifty Three |  | 53 | Fifty Three | 53 | Fifty Three |  | 53 | Fifty Three
54 | Fifty Four |  | 54 | Fifty Four | 54 | Fifty Four |  | 54 | Fifty Four
55 | Fifty Five |  | 55 | Fifty Five | 55 | Fifty Five |  | 55 | Fifty Five
56 | Fifty Six |  | 56 | Fifty Six | 56 | Fifty Six |  | 56 | Fifty Six
57 | Fifty Seven |  | 57 | Fifty Seven | 57 | Fifty Seven |  | 57 | Fifty Seven
58 | Fifty Eight |  | 58 | Fifty Eight | 58 | Fifty Eight |  | 58 | Fifty Eight
59 | Fifty Nine |  | 59 | Fifty Nine | 59 | Fifty Nine |  | 59 | Fifty Nine
60 | Sixty |  | 60 | Sixty | 60 | Sixty |  | 60 | Sixty
61 | Sixty One |  | 61 | Sixty One | 61 | Sixty One |  | 61 | Sixty One
62 | Sixty Two |  | 62 | Sixty Two | 62 | Sixty Two |  | 62 | Sixty Two
63 | Sixty Three |  | 63 | Sixty Three | 63 | Sixty Three |  | 63 | Sixty Three
64 | Sixty Four |  | 64 | Sixty Four | 64 | Sixty Four |  | 64 | Sixty Four
65 | Sixty Five |  | 65 | Sixty Five | 65 | Sixty Five |  | 65 | Sixty Five
66 | Sixty Six |  | 66 | Sixty Six | 66 | Sixty Six |  | 66 | Sixty Six
67 | Sixty Seven |  | 67 | Sixty Seven | 67 | Sixty Seven |  | 67 | Sixty Seven
68 | Sixty Eight |  | 68 | Sixty Eight | 68 | Sixty Eight |  | 68 | Sixty Eight
69 | Sixty Nine |  | 69 | Sixty Nine | 69 | Sixty Nine |  | 69 | Sixty Nine
70 | Seventy |  | 70 | Seventy | 70 | Seventy |  | 70 | Seventy
71 | Seventy One |  | 71 | Seventy One | 71 | Seventy One |  | 71 | Seventy One
72 | Seventy Two |  | 72 | Seventy Two | 72 | Seventy Two |  | 72 | Seventy Two
73 | Seventy Three |  | 73 | Seventy Three | 73 | Seventy Three |  | 73 | Seventy Three
74 | Seventy Four |  | 74 | Seventy Four | 74 | Seventy Four |  | 74 | Seventy Four
75 | Seventy Five |  | 75 | Seventy Five | 75 | Seventy Five |  | 75 | Seventy Five
76 | Seventy Six |  | 76 | Seventy Six | 76 | Seventy Six |  | 76 | Seventy Six
77 | Seventy Seven |  | 77 | Seventy Seven | 77 | Seventy Seven |  | 77 | Seventy Seven
78 | Seventy Eight |  | 78 | Seventy Eight | 78 | Seventy Eight |  | 78 | Seventy Eight
79 | Seventy Nine |  | 79 | Seventy Nine | 79 | Seventy Nine |  | 79 | Seventy Nine
80 | Eighty |  | 80 | Eighty | 80 | Eighty |  | 80 | Eighty
81 | Eighty One |  | 81 | Eighty One | 81 | Eighty One |  | 81 | Eighty One
82 | Eighty Two |  | 82 | Eighty Two | 82 | Eighty Two |  | 82 | Eighty Two
83 | Eighty Three |  | 83 | Eighty Three | 83 | Eighty Three |  | 83 | Eighty Three
84 | Eighty Four |  | 84 | Eighty Four | 84 | Eighty Four |  | 84 | Eighty Four
85 | Eighty Five |  | 85 | Eighty Five | 85 | Eighty Five |  | 85 | Eighty Five
86 | Eighty Six |  | 86 | Eighty Six | 86 | Eighty Six |  | 86 | Eighty Six
87 | Eighty Seven |  | 87 | Eighty Seven | 87 | Eighty Seven |  | 87 | Eighty Seven
88 | Eighty Eight |  | 88 | Eighty Eight | 88 | Eighty Eight |  | 88 | Eighty Eight
89 | Eighty Nine |  | 89 | Eighty Nine | 89 | Eighty Nine |  | 89 | Eighty Nine
90 | Ninety |  | 90 | Ninety | 90 | Ninety |  | 90 | Ninety
91 | Ninety One |  | 91 | Ninety One | 91 | Ninety One |  | 91 | Ninety One
92 | Ninety Two |  | 92 | Ninety Two | 92 | Ninety Two |  | 92 | Ninety Two
93 | Ninety Three |  | 93 | Ninety Three | 93 | Ninety Three |  | 93 | Ninety Three
94 | Ninety Four |  | 94 | Ninety Four | 94 | Ninety Four |  | 94 | Ninety Four
95 | Ninety Five |  | 95 | Ninety Five | 95 | Ninety Five |  | 95 | Ninety Five
96 | Ninety Six |  | 96 | Ninety Six | 96 | Ninety Six |  | 96 | Ninety Six
97 | Ninety Seven |  | 97 | Ninety Seven | 97 | Ninety Seven |  | 97 | Ninety Seven
98 | Ninety Eight |  | 98 | Ninety Eight | 98 | Ninety Eight |  | 98 | Ninety Eight
99 | Ninety Nine |  | 99 | Ninety Nine | 99 | Ninety Nine |  | 99 | Ninety Nine
100 | One Hundred |  | 100 | One Hundred | 100 | One Hundred |  | 100 | One Hundred
BG VALUE:
#REF!
#REF!
#REF! | #REF!
#REF! | #REF! | #REF!
#REF! | #REF! | #REF!
#REF! | #REF! | #REF!
#REF! | #REF! | #REF!
#REF! | #REF! | #REF!
1 | One
2 | Two
3 | Three
4 | Four
5 | Five
6 | Six
7 | Seven
8 | Eight
9 | Nine
10 | Ten
11 | Eleven
12 | Twelve
13 | Thirteen
14 | Fourteen
15 | Fifteen
16 | Sixteen
17 | Seventeen
18 | Eighteen
19 | Nineteen
20 | Twenty
21 | Twenty One
22 | Twenty Two
23 | Twenty Three
24 | Twenty Four
25 | Twenty Five
26 | Twenty Six
27 | Twenty Seven
28 | Twenty Eight
29 | Twenty Nine
30 | Thirty
31 | Thirty One
32 | Thirty Two
33 | Thirty Three
34 | Thirty Four
35 | Thirty Fivr
36 | Thirty Six
37 | Thirty Seven
38 | Thirty Eight
39 | Thirty Nine
40 | Forty
41 | Forty One
42 | Forty Two
43 | Forty Three
44 | Forty Four
45 | Forty Five
46 | Forty Six
47 | Forty Seven
48 | Forty Eight
49 | Forty Nine
50 | Fifty
51 | Fifty One
52 | Fifty Two
53 | Fifty Three
54 | Fifty Four
55 | Fifty Five
56 | Fifty Six
57 | Fifty Seven
58 | Fifty Eight
59 | Fifty Nine
60 | Sixty
61 | Sixty One
62 | Sixty Two
63 | Sixty Three
64 | Sixty Four
65 | Sixty Five
66 | Sixty Six
67 | Sixty Seven
68 | Sixty Eight
69 | Sixty Nine
70 | Seventy
71 | Seventy One
72 | Seventy Two
73 | Seventy Three
74 | Seventy Four
75 | Seventy Five
76 | Seventy Six
77 | Seventy Seven
78 | Seventy Eight
79 | Seventy Nine
80 | Eighty
81 | Eighty One
82 | Eighty Two
83 | Eighty Three
84 | Eighty Four
85 | Eighty Five
86 | Eighty Six
87 | Eighty Seven
88 | Eighty Eight
89 | Eighty Nine
90 | Ninety
91 | Ninety One
92 | Ninety Two
93 | Ninety Three
94 | Ninety Four
95 | Ninety Five
96 | Ninety Six
97 | Ninety Seven
98 | Ninety Eight
99 | Ninety Nine
100 | One Hundred