## Basic (hidden)
Package Name | Tower Package TW01 for Indian Portion of New Butwal-Gorakhpur 400kV D/C (Quad Moose) line including supply of composite insulator, earthwire, OPGW, hardware & associated accessories, pile foundation and tower testing. (approx. 94 km) for Cross border Interconnection under Consultancy Services to Joint venture of POWERGRID & Nepal Electricity Authority
Package Code | Tower Package TW01
Specification No. | Specification No.: 5002002333/CONSULTANCY GIVEN/DOM/A04-CC CS -5
Rev1

## Cover
Price Schedules | Tower Package TW01 for Indian Portion of New Butwal-Gorakhpur 400kV D/C (Quad Moose) line including supply of composite insulator, earthwire, OPGW, hardware & associated accessories, pile foundation and tower testing. (approx. 94 km) for Cross border Interconnection under Consultancy Services to Joint venture of POWERGRID & Nepal Electricity Authority |  | Tower Package TW01
Specification No.: 5002002333/CONSULTANCY GIVEN/DOM/A04-CC CS -5
| 1 | Fill up only green shaded cells in Sch-1, Sch-2, Sch-3, Sch-4, Sch-7 and Bid Form 2nd Envelope.
| 2 | All the cells in Sch-5 & Sch-6 are auto filled, therefore no cell is required to be filled up there.
| 3 | Instructions / error messages, if any, will be displayed automatically after selecting the cell.
| 4 | After filling up all the schedues, save the file, take print out of all the schedules and Bid form and sign & stamp and submit them as hard copy of the 2nd envelope (Price part) of the bid. Also ensure to submit the soft copy of the the same file on CD/ DVD.
पावर ग्रिड कारपोरेशन ऑफ इण्डिया लिमिटेड
(भारत सरकार का उद्यम)
Power Grid Corporation of India Limited
(A Government of India Enterprises)
Click to skip Instructions & Proceed
Click for Detailed General Instructions
General guidelines for filling up the Price Schedules, Sch-1 to Sch-7

## Instructions
General Instruction to the Bidders for filling up this workbook of Price Schedules
I | While filling up the worksheets following may please be observed :
| (i) | Fill up only green shaded cells.
| (ii) | Certain data type entries have been restricted, such as Numeric values or limits of numeric values.
| (iii) | Select only the options provided in pull down menus.
| (iv) | Do not link any cell of this work book with any other work book.
| (v) | Do not use copy & paste or cut & paste options for filling up the data.
| (vi) | Do not reformat any of the cell of the work book.
II | This Workbook consists of following worksheets :
Cover :
Opening page of the workbook.
Names of Bidder :
| ● | Select Sole Bidder or JV (Joint Venture) from the pull down menu. Do not leave this cell blank.
| ● | Select nos. of the JV Partners other than the Lead Partner from drop down menu.
| ● | In case of JV partners more than 2, enter details of 3rd & more partners along with details of 2nd partner.
| ● | Fill up names and address of the Sole Bidder and /or Joint Venture.
| ● | Fill up date in dd-mmm-yyyy format from drop down menu.
| ● | Click for Sch-1 given at the right top of the worksheet to go to Sch-1.
Sch-1 (Ex-works Prices) :
| ● | Fill up unit rates for all the items in numeric values greater than 0 (zero). If unit rate is left blank, the corresponding item shall be deemed to be included in the total price.
| ● | Corresponding cell for mode of transaction shall be come enable only after filling up the unit rate, therefore first fill up the unit rate and then mode of transaction for the corresponding item.
| ● | Select either Direct or Bought-out from the drop down menu. Do not leave the cell blank the same shall be deemed to be Bought-out if the cell is left blank.
| ● | Total amount shall get calculated automatically.
| ● | Type Test charges shall appear automatically after filling up Sch-7 appropriately.
Sch-2 (Freight & Insurance Charges) :
| ● | Fill up unit rates for all the items in numeric values greater than 0 (zero). If unit rate is left blank, the corresponding item shall be deemed to be included in the total price.
| ● | Total amount shall get calculated automatically.
Sch-3 (Erection Charges) :
| ● | Fill up unit rates for all the items in numeric values greater than 0 (zero). If unit rate is left blank, the corresponding item shall be deemed to be included in the total price.
| ● | Total amount shall get calculated automatically.
Sch-4 (Training Charges) :
| ● | Not applicable, hence no cell is required to be filled up.
Sch-4b (Maintenance Charges during and after Defect Liability Period) :
| ● | Not applicable, hence no cell is required to be filled up.
Sch-5 (Summary of Taxes and Duties applicable on the Goods) :
| ● | No cell is required to be filled in by the bidder in this worksheet.
Sch -6 :
| ● | Summary of all the Schedules without considering discount (mentioned in the work sheet discount) shall be displayed automatically.
| ● | No cell is required to be filled in by the bidder in this worksheet.
Sch-7 (Type Test Charges) :
| ● | Not applicable, hence no cell is required to be filled up.
Bid from 2nd Envelope :
| ● | Fill up ref. no. as bidder's ref no. of this letter.
| ● | This letter shall consider the net price as per Sch-6 (After Discount).
| ● | Fill up names & Designation of the representatives of other JV partner(s) if the bidder is JV (Joint Venture) .
| ● | Fill up additional information as required.
* * *
Happy Bidding !
Click to Proceed

## Names of Bidder
Tower Package TW01 for Indian Portion of New Butwal-Gorakhpur 400kV D/C (Quad Moose) line including supply of composite insulator, earthwire, OPGW, hardware & associated accessories, pile foundation and tower testing. (approx. 94 km) for Cross border Interconnection under Consultancy Services to Joint venture of POWERGRID & Nepal Electricity Authority
Specification No.: 5002002333/CONSULTANCY GIVEN/DOM/A04-CC CS -5 |  |  |  |  | Sole Bidder | 1 |  | Sole Bidder | 1
[5 empty] | Joint Venture | 2 or More |  | JV (Joint Venture) | 2 or More
Enter following details of the bidder
Specify type of Bidder [Select from drop down menu] |  |  | 0 | 2 | 0 | 0 | 2 | 0
0
Name of Lead Partner | …….. …….. …….. …….. …….. ……..
Address of Sole Bidder | …….. …….. …….. …….. …….. ……..
…….. …….. …….. …….. …….. ……..
…….. …….. …….. …….. …….. ……..
Name of other Partner - 1
Address of other Partner - 1
…….. …….. …….. …….. …….. ……..
…….. …….. …….. …….. …….. ……..
Name of other Partner - 2 (more, if any) | …….. …….. …….. …….. …….. ……..
Address of other Partner - 2 (more, if any) | …….. …….. …….. …….. …….. ……..
…….. …….. …….. …….. …….. ……..
…….. …….. …….. …….. …….. ……..
Printed Name
Designation
email ID of Bid Signatory
Mobile No. of Bid Signatory
Tel No. of Bid Signatory
Fax No. of Bid Signatory
Date |  | 31
Place
Click for Sch-1

## Sch-1
Specification No.: 5002002333/CONSULTANCY GIVEN/DOM/A04-CC CS -5 | [13 empty] | Schedule - 1 |  |  | Direct Total | 0 | 0 | `
[17 empty] | BO Total | #REF! | 0
Tower Package TW01 for Indian Portion of New Butwal-Gorakhpur 400kV D/C (Quad Moose) line including supply of composite insulator, earthwire, OPGW, hardware & associated accessories, pile foundation and tower testing. (approx. 94 km) for Cross border Interconnection under Consultancy Services to Joint venture of POWERGRID & Nepal Electricity Authority
(SCHEDULE OF RATES AND PRICES)
Bidder’s Name and Address (Lead Partner) : | [11 empty] | To:
Contracts Services, 3rd Floor
Name : |  | …….. …….. …….. …….. …….. …….. | [9 empty] | Power Grid Corporation of India Ltd.,
Address : |  | …….. …….. …….. …….. …….. …….. | [9 empty] | "Saudamini", Plot No.-2
|  | …….. …….. …….. …….. …….. …….. | [9 empty] | Sector-29,
|  | …….. …….. …….. …….. …….. …….. | [9 empty] | Gurgaon (Haryana) - 122001
PLANT AND EQUIPMENT (INCLUDING MANDATORY SPARES PARTS) TO BE SUPPLIED, INCLUDING TYPE TEST CHARGES FOR TESTS TO BE CONDUCTED | [17 empty] | Direct
[14 empty] | All Prices are in Indian Rupees. |  |  |  | Bought-Out
SI. No. | PR No | PR Line Item No | Activity Description | Material Code | HSN Code | Whether HSN in column ‘ 6 ’ is confirmed. If not indicate applicable the HSN code * | Rate of GST applicable ( in %) | Whether rate of GST in column ‘4’ is confirmed. If not indicate applicable rate of GST * | Item Description | Unit | Qty. | Unit Ex-works price (excluding GST) | Total Ex-works price (excluding GST) | GST Tax as confirmed by Bidder
1 | 2 | 3 | 4 | 5 | 6 | 7 | 8 | 9 | 10 | 11 | 12 | 13 | 14= 12 x 13 | 15
PART A (Substation Portion)
I | 400 kC D/c Quad Moose Transmission Line | [13 empty] | Revaluation of J column | Tax Calculation
1 | 7000018852 | 10 | Fabrication & Supply | 1000013391 | 73082011 |  | 18 |  | Fabrication, galvanising & supply of various types of towers & towerparts, tower/leg extensions (complete) excluding step bolt, stubs andbolts & nuts but including hangers, D-Shackles, pack washers etc.-HTSteel for Normal Towers | MT | 4646 |  | Included | 0 | 0 | 0
2 | 7000018852 | 20 | Fabrication & Supply | 1000015274 | 73082011 |  | 18 |  | Fabrication, galvanising & supply of various types of towers & towerparts, tower/leg extensions (complete) excluding step bolt, stubs andbolts & nuts but including hangers, D-Shackles, pack washers etc.-MSSteel for Normal Towers | MT | 1572 |  | Included | 0 | 0 | 0
3 | 7000018852 | 30 | Fabrication & Supply | 1000013472 | 73181500 |  | 18 |  | Supply of Hexagonal Bolts & Nuts for towers including Step Bolts, SpringWashers etc. | MT | 243 |  | Included | 0 | 0 | 0
4 | 7000018852 | 40 | Fabrication & Supply | 1000013393 | 73082011 |  | 18 |  | Fabrication, galvanising & supply of stubs with cleats for varioustypes of towers and tower extensions(complete) with packwashers excluding supply of bolts & nuts-HT Steel for Normal Towers | MT | 263 |  | Included | 0 | 0 | 0
5 | 7000018852 | 50 | Fabrication & Supply | 1000007847 | 73181500 |  | 18 |  | Supply of Bolts & Nuts for Stubs including Spring Washers etc. | MT | 6 |  | Included | 0 | 0 | 0
6 | 7000018852 | 60 | Fabrication & Supply | 1000013391 | 73082011 |  | 18 |  | Fabrication, galvanising & supply of various types of towers & towerparts, tower/leg extensions (complete) excluding step bolt, stubs andbolts & nuts but including hangers, D-Shackles, pack washers etc.-HTSteel for Normal Towers | MT | 47 |  | Included | 0 | 0 | 0
7 | 7000018852 | 70 | Fabrication & Supply | 1000015274 | 73082011 |  | 18 |  | Fabrication, galvanising & supply of various types of towers & towerparts, tower/leg extensions (complete) excluding step bolt, stubs andbolts & nuts but including hangers, D-Shackles, pack washers etc.-MSSteel for Normal Towers | MT | 16 |  | Included | 0 | 0 | 0
8 | 7000018852 | 80 | Fabrication & Supply | 1000013472 | 73181500 |  | 18 |  | Supply of Hexagonal Bolts & Nuts for towers including Step Bolts, SpringWashers etc. | MT | 3 |  | Included | 0 | 0 | 0
9 | 7000018852 | 90 | Fabrication & Supply | 1000013393 | 73082011 |  | 18 |  | Fabrication, galvanising & supply of stubs with cleats for varioustypes of towers and tower extensions(complete) with packwashers excluding supply of bolts & nuts-HT Steel for Normal Towers | MT | 3 |  | Included | 0 | 0 | 0
10 | 7000018852 | 100 | Earthing of Towers | 1000017587 | 73082011 |  | 18 |  | Supply of Pipe Type Earthing | EA | 237 |  | Included | 0 | 0 | 0
11 | 7000018852 | 110 | Earthing of Towers | 1000010003 | 73082011 |  | 18 |  | Supply of Counterpoise type (120 m length) | EA | 5 |  | Included | 0 | 0 | 0
12 | 7000018852 | 120 | Earthing of Towers | 1000010005 | 73082011 |  | 18 |  | Counterpoise type (280 m length) | EA | 3 |  | Included | 0 | 0 | 0
13 | 7000018852 | 130 | Earthing of Towers | 1000038340 | 73082011 |  | 18 |  | ROD TYPE EARTHING | EA | 237 |  | Included | 0 | 0 | 0
14 | 7000018852 | 140 | Earthing of Towers | 1000019718 | 73082011 |  | 18 |  | Supply of Shieldwire Earthing includingPG clamps, downlead clamps butexcluding Earthwire bits for Pipe typeearthing | EA | 13 |  | Included | 0 | 0 | 0
15 | 7000018852 | 150 | Earthing of Towers | 1000034135 | 73082011 |  | 18 |  | EARTHING OF PILE FOUNDATION LOCATIONS | MT | 1.5 |  | Included | 0 | 0 | 0
16 | 7000018852 | 160 | Earthing of Towers | 1000057380 | 73082011 |  | 18 |  | Supply of Shieldwire Earthing Counterpoise (4X30M) Type including PGclamps, downlead clamps but excluding Earthwire bits. | EA | 1 |  | Included | 0 | 0 | 0
17 | 7000018852 | 170 | Supply of Tower Accessories | 1000010539 | 73082011 |  | 18 |  | Danger Plate for 400kV | EA | 248 |  | Included | 0 | 0 | 0
18 | 7000018852 | 180 | Supply of Tower Accessories | 1000015971 | 73082011 |  | 18 |  | Number Plate for 400kV | EA | 248 |  | Included | 0 | 0 | 0
19 | 7000018852 | 190 | Supply of Tower Accessories | 1000017508 | 73082011 |  | 18 |  | Phase Plate (Set of three) | SET | 496 |  | Included | 0 | 0 | 0
20 | 7000018852 | 200 | Supply of Tower Accessories | 1000009119 | 73082011 |  | 18 |  | Circuit Plate (Set of two) | SET | 248 |  | Included | 0 | 0 | 0
21 | 7000018852 | 210 | Supply of Tower Accessories | 1000006779 | 73082011 |  | 18 |  | Supply of Anti-Climbing Devices ofBarbed Wire Type | SET | 248 |  | Included | 0 | 0 | 0
22 | 7000018852 | 220 | Supply of Tower Accessories | 1000007735 | 73082011 |  | 18 |  | Bird Guard (Set of Three) | SET | 332 |  | Included | 0 | 0 | 0
23 | 7000018852 | 230 | Conductor & Earthwire Accessories | 1000015503 | 76169990 |  | 18 |  | Mid Span Compression Joint for Conductor-ACSR Moose | EA | 1194 |  | Included | 0 | 0 | 0
24 | 7000018852 | 240 | Conductor & Earthwire Accessories | 1000015505 | 73082011 |  | 18 |  | Mid Span Compression Joint -7/3.66mm Earth Wire | EA | 52 |  | Included | 0 | 0 | 0
25 | 7000018852 | 250 | Conductor & Earthwire Accessories | 1000018443 | 76169990 |  | 18 |  | Repair Sleeve for Conductor-ACSR Moose | EA | 398 |  | Included | 0 | 0 | 0
26 | 7000018852 | 260 | Conductor & Earthwire Accessories | 1000028485 | 76169990 |  | 18 |  | FLEXIBLE AL BOND-7/3.66MM E/W | EA | 330 |  | Included | 0 | 0 | 0
27 | 7000018852 | 270 | Conductor & Earthwire Accessories | 1000022420 | 73082011 |  | 18 |  | Vibration damper -7/3.66mm Earth Wire | EA | 660 |  | Included | 0 | 0 | 0
28 | 7000018852 | 280 | Conductor & Earthwire Accessories | 1000045881 | 76169990 |  | 18 |  | PREFORMED RETAINING ROD TYPE SPACER DAMPER SUITABLE FOR QUAD ACSRMOOSE CONDUCTOR | EA | 10416 |  | Included | 0 | 0 | 0
29 | 7000018852 | 290 | Conductor & Earthwire Accessories | 1000027475 | 76169990 |  | 18 |  | Rigid Spacer for Jumper-Quad ACSR Moose | EA | 1968 |  | Included | 0 | 0 | 0
30 | 7000018852 | 300 | Conductor & Earthwire Accessories | 1000020991 | 73082011 |  | 18 |  | Tension clamp assembly-7/3.66mm Earth Wire | EA | 164 |  | Included | 0 | 0 | 0
31 | 7000018852 | 310 | Conductor & Earthwire Accessories | 1000020447 | 73082011 |  | 18 |  | Suspension clamp assembly -7/3.66mm Earth Wire | EA | 166 |  | Included | 0 | 0 | 0
32 | 7000018852 | 320 | Conductor & Earthwire Accessories | 1000015503 | 76169990 |  | 18 |  | Mid Span Compression Joint for Conductor-ACSR Moose | EA | 24 |  | Included | 0 | 0 | 0
33 | 7000018852 | 330 | Conductor & Earthwire Accessories | 1000015505 | 73082011 |  | 18 |  | Mid Span Compression Joint -7/3.66mm Earth Wire | EA | 2 |  | Included | 0 | 0 | 0
34 | 7000018852 | 340 | Conductor & Earthwire Accessories | 1000018443 | 76169990 |  | 18 |  | Repair Sleeve for Conductor-ACSR Moose | EA | 8 |  | Included | 0 | 0 | 0
35 | 7000018852 | 350 | Conductor & Earthwire Accessories | 1000028485 | 76169990 |  | 18 |  | FLEXIBLE AL BOND-7/3.66MM E/W | EA | 7 |  | Included | 0 | 0 | 0
36 | 7000018852 | 360 | Conductor & Earthwire Accessories | 1000022420 | 73082011 |  | 18 |  | Vibration damper -7/3.66mm Earth Wire | EA | 14 |  | Included | 0 | 0 | 0
37 | 7000018852 | 370 | Conductor & Earthwire Accessories | 1000045881 | 76169990 |  | 18 |  | PREFORMED RETAINING ROD TYPE SPACER DAMPER SUITABLE FOR QUAD ACSRMOOSE CONDUCTOR | EA | 209 |  | Included | 0 | 0 | 0
38 | 7000018852 | 380 | Conductor & Earthwire Accessories | 1000027475 | 76169990 |  | 18 |  | Rigid Spacer for Jumper-Quad ACSR Moose | EA | 40 |  | Included | 0 | 0 | 0
39 | 7000018852 | 390 | Conductor & Earthwire Accessories | 1000020447 | 73082011 |  | 18 |  | Suspension clamp assembly -7/3.66mm Earth Wire | EA | 4 |  | Included | 0 | 0 | 0
40 | 7000018852 | 400 | Conductor & Earthwire Accessories | 1000020991 | 73082011 |  | 18 |  | Tension clamp assembly-7/3.66mm Earth Wire | EA | 4 |  | Included | 0 | 0 | 0
41 | 7000018852 | 480 | Earthwire | 1000030841 | 73121020 |  | 18 |  | 7/3.66 G.S. EARTHWIRE | KM | 95 |  | Included | 0 | 0 | 0
42 | 7000018852 | 490 | Hardware Fittings | 1000010774 | 73082011 |  | 18 |  | Hardware Fittings for 400kV AC with Quad ACSR Moose Conductor-Double ISuspension String | SET | 996 |  | Included | 0 | 0 | 0
43 | 7000018852 | 500 | Hardware Fittings | 1000019786 | 73082011 |  | 18 |  | Hardware Fittings for 400kV AC with Quad ACSR Moose Conductor-Single ISuspension String (Pilot) | SET | 300 |  | Included | 0 | 0 | 0
44 | 7000018852 | 510 | Hardware Fittings | 1000017983 | 73082011 |  | 18 |  | Hardware Fittings for 400kV AC with Quad ACSR Moose Conductor-QuadTension String | SET | 996 |  | Included | 0 | 0 | 0
45 | 7000018852 | 520 | Hardware Fittings | 1000010774 | 73082011 |  | 18 |  | Hardware Fittings for 400kV AC with Quad ACSR Moose Conductor-Double ISuspension String | SET | 20 |  | Included | 0 | 0 | 0
46 | 7000018852 | 530 | Hardware Fittings | 1000019786 | 73082011 |  | 18 |  | Hardware Fittings for 400kV AC with Quad ACSR Moose Conductor-Single ISuspension String (Pilot) | SET | 6 |  | Included | 0 | 0 | 0
47 | 7000018852 | 540 | Hardware Fittings | 1000017983 | 73082011 |  | 18 |  | Hardware Fittings for 400kV AC with Quad ACSR Moose Conductor-QuadTension String | SET | 20 |  | Included | 0 | 0 | 0
48 | 7000018852 | 560 | Supply of Aviation Light | 1000019903 | 73082011 |  | 18 |  | Supply of Span Marker for Aviation | EA | 10 |  | Included | 0 | 0 | 0
49 | 7000018852 | 570 | Supply of Aviation Light | 1000016663 | 85391000 |  | 18 |  | Supply of Obstruction Lights (as per IS5613)-1 Medium Intensity + 2 LowIntensity | SET | 1 |  | Included | 0 | 0 | 0
50 | 7000018852 | 580 | Supply of Aviation Light | 1000016664 | 85391000 |  | 18 |  | Supply of Obstruction Lights (as per IS5613)-1 Medium Intensity + 4 LowIntensity | SET | 1 |  | Included | 0 | 0 | 0
51 | 7000018852 | 640 | OPGW | 1000030940 | 85447090 |  | 18 |  | 24 FIBRE (DWSM) OPGW FIBRE OPTIC CABLE | KM | 98.622 |  | Included | 0 | 0 | 0
52 | 7000018852 | 650 | OPGW | 1000020444 | 82057000 |  | 18 |  | Suspension clamp assembly for 24 fibre OPGW | EA | 161 |  | Included | 0 | 0 | 0
53 | 7000018852 | 660 | OPGW | 1000033144 | 82057000 |  | 18 |  | TENSION ASSEMBLY - DEAD END FOR 24 FIBER OPGW | SET | 1 |  | Included | 0 | 0 | 0
54 | 7000018852 | 670 | OPGW | 1000031039 | 82057000 |  | 18 |  | TENSION FITTINGS ASSEMBLY FOR 24F OPGW INCLUDING ALL ACCESSORIES FORJOINT BOX (SPLICING) LOCATION | SET | 15 |  | Included | 0 | 0 | 0
55 | 7000018852 | 680 | OPGW | 1000033146 | 82057000 |  | 18 |  | TENSION ASSEMBLY - DOUBLE TENSION PASS THROUGH ASSEMBLY FOR 24 FIBEROPGW | SET | 67 |  | Included | 0 | 0 | 0
56 | 7000018852 | 690 | OPGW | 1000031041 | 82057000 |  | 18 |  | TENSION FITTINGS ASSEMBLY ON SUSPENSION TOWER FOR 24F OPGW INCLUDINGALL ACCESSORIES AT JOINT BOX (SPLICING) LOCATION | SET | 5 |  | Included | 0 | 0 | 0
57 | 7000018852 | 700 | OPGW | 1000022417 | 82057000 |  | 18 |  | Vibration Damper for 24 fibre OPGW | EA | 672 |  | Included | 0 | 0 | 0
58 | 7000018852 | 710 | OPGW | 1000010817 | 82057000 |  | 18 |  | Down Lead clamp Assembly for 24 fibre OPGW | EA | 630 |  | Included | 0 | 0 | 0
59 | 7000018852 | 720 | OPGW | 1000014198 | 85353090 |  | 18 |  | Joint Box for 24 fibre OPGW | EA | 21 |  | Included | 0 | 0 | 0
60 | 7000018852 | 730 | OPGW | 1000023471 | 85372000 |  | 18 |  | OPGW Fibre Optic Distribution Panel (FODP): Indoor Type: 96F | EA | 1 |  | Included | 0 | 0 | 0
61 | 7000018852 | 740 | OPGW | 1000030942 | 85447090 |  | 18 |  | 24F (DWSM) APPROACH FIBRE OPTIC CABLE INCLUDING ALL INSTALLATIONHARDWARE SET | KM | 1 |  | Included | 0 | 0 | 0
62 | 7000018852 | 750 | Mandatory Spares of OPGW | 1000030940 | 85447090 |  | 18 |  | 24 FIBRE (DWSM) OPGW FIBRE OPTIC CABLE | KM | 3.452 |  | Included | 0 | 0 | 0
63 | 7000018852 | 760 | Mandatory Spares of OPGW | 1000020444 | 82057000 |  | 18 |  | Suspension clamp assembly for 24 fibre OPGW | EA | 6 |  | Included | 0 | 0 | 0
64 | 7000018852 | 770 | Mandatory Spares of OPGW | 1000033144 | 82057000 |  | 18 |  | TENSION ASSEMBLY - DEAD END FOR 24 FIBER OPGW | SET | 1 |  | Included | 0 | 0 | 0
65 | 7000018852 | 780 | Mandatory Spares of OPGW | 1000031039 | 82057000 |  | 18 |  | TENSION FITTINGS ASSEMBLY FOR 24F OPGW INCLUDING ALL ACCESSORIES FORJOINT BOX (SPLICING) LOCATION | SET | 1 |  | Included | 0 | 0 | 0
66 | 7000018852 | 790 | Mandatory Spares of OPGW | 1000033146 | 82057000 |  | 18 |  | TENSION ASSEMBLY - DOUBLE TENSION PASS THROUGH ASSEMBLY FOR 24 FIBEROPGW | SET | 3 |  | Included | 0 | 0 | 0
67 | 7000018852 | 800 | Mandatory Spares of OPGW | 1000031041 | 82057000 |  | 18 |  | TENSION FITTINGS ASSEMBLY ON SUSPENSION TOWER FOR 24F OPGW INCLUDINGALL ACCESSORIES AT JOINT BOX (SPLICING) LOCATION | SET | 1 |  | Included | 0 | 0 | 0
68 | 7000018852 | 810 | Mandatory Spares of OPGW | 1000022417 | 82057000 |  | 18 |  | Vibration Damper for 24 fibre OPGW | EA | 24 |  | Included | 0 | 0 | 0
69 | 7000018852 | 820 | Mandatory Spares of OPGW | 1000010817 | 82057000 |  | 18 |  | Down Lead clamp Assembly for 24 fibre OPGW | EA | 23 |  | Included | 0 | 0 | 0
70 | 7000018852 | 830 | Mandatory Spares of OPGW | 1000014198 | 85353090 |  | 18 |  | Joint Box for 24 fibre OPGW | EA | 1 |  | Included | 0 | 0 | 0
71 | 7000018852 | 840 | Mandatory Spares of OPGW | 1000030942 | 85447090 |  | 18 |  | 24F (DWSM) APPROACH FIBRE OPTIC CABLE INCLUDING ALL INSTALLATIONHARDWARE SET | KM | 0.5 |  | Included | 0 | 0 | 0
72 | 7000018852 | 870 | Insulator | 1000009325 | 85469090 |  | 18 |  | Composite long rod Insulators for 400kV Transmission Line-120 KN(Length-3335 mm, Creepage-13020 mm) | EA | 2292 |  | Included | 0 | 0 | 0
73 | 7000018852 | 880 | Insulator | 1000009328 | 85469090 |  | 18 |  | Composite long rod Insulators for 400kV Transmission Line-160 KN(Length-3910 mm, Creepage-13020 mm) | EA | 3984 |  | Included | 0 | 0 | 0
74 | 7000018852 | 890 | Insulator | 1000009325 | 85469090 |  | 18 |  | Composite long rod Insulators for 400kV Transmission Line-120 KN(Length-3335 mm, Creepage-13020 mm) | EA | 229 |  | Included | 0 | 0 | 0
75 | 7000018852 | 900 | Insulator | 1000009328 | 85469090 |  | 18 |  | Composite long rod Insulators for 400kV Transmission Line-160 KN(Length-3910 mm, Creepage-13020 mm) | EA | 398 |  | Included | 0 | 0 | 0
76 | 7000019072 | 10 | Bird Diverter | 1000045871 | 73082011 |  | 18 |  | BIRD DIVERTER | EA | 20 |  | Included | 0 | 0 | 0
[7 empty] | Total Ex-works Price | [5 empty] | 0 | 0
[7 empty] | Total Type Test charges as per Schedule-7 | [5 empty] | 0
[7 empty] | Total Ex-works Price including Type Test charges | [5 empty] | 0
[7 empty] | Total GST Tax as confirmed by Bidder | [5 empty] | 0
Note : | Specify amount of GST on the transaction between the Contractor and the Employer.
* | In case the bidder leaves the cell for confirmation of the HSN code and/or GST rate “blank”, the HSN code and corresponding GST rate indicated by the Employer shall be deemed to be the one confirmed by the Bidder.
Date : | --
Place : | [10 empty] | Printed Name :
Designation :
Click for Sch-2

## Sch-1 dis (hidden)
Specification No.: 5002002333/CONSULTANCY GIVEN/DOM/A04-CC CS -5 | [5 empty] | Schedule - 1 |  |  |  | Direct Total | 0 | 0 | `
[10 empty] | BO Total | #REF! | 0
Tower Package TW01 for Indian Portion of New Butwal-Gorakhpur 400kV D/C (Quad Moose) line including supply of composite insulator, earthwire, OPGW, hardware & associated accessories, pile foundation and tower testing. (approx. 94 km) for Cross border Interconnection under Consultancy Services to Joint venture of POWERGRID & Nepal Electricity Authority
(SCHEDULE OF RATES AND PRICES : EX-WORKS PRICES)
Bidder’s Name and Address (Lead Partner) : |  |  |  | To:
Contract Services
Name : | …….. …….. …….. …….. …….. …….. |  |  | Power Grid Corporation of India Ltd.,
Address : | …….. …….. …….. …….. …….. …….. |  |  | "Saudamini", Plot No.-2
| …….. …….. …….. …….. …….. …….. |  |  | Sector-29,
| …….. …….. …….. …….. …….. …….. |  |  | Gurgaon (Haryana) - 122001
Plant and Equipment (including Mandatory Spares Parts) to be supplied, including Type Test Charges for Tests to be conducted. | [10 empty] | Direct
[6 empty] | All Prices are in Indian Rupees. |  |  |  |  | Bought-Out
SI. No. | Item Description | Unit | Qty. | Unit Ex-works price | Total Ex-works price | Mode of Transaction (Direct / Bought-out)
1 | 2 | 3 | 4 | 5 | 6 = 4 x 5 | 7
0 | 0
#REF! | #REF!
0 | 0
#REF! | #REF! | #REF! | #REF! | #REF! | #REF! | #REF!
#REF! | #REF! | #REF! | #REF! | #REF! | #REF! | #REF!
#REF! | #REF!
#REF! | #REF! | #REF! | #REF! | #REF! | #REF! | #REF!
#REF! | #REF! | #REF! | #REF! | #REF! | #REF! | #REF!
#REF! | #REF!
#REF! | #REF! | #REF! | #REF! | #REF! | #REF! | #REF!
#REF! | #REF! | #REF! | #REF! | #REF! | #REF! | #REF!
#REF! | #REF!
#REF! | #REF!
#REF! | #REF! | #REF! | #REF! | #REF! | #REF! | #REF!
#REF! | #REF! | #REF! | #REF! | #REF! | #REF! | #REF!
#REF! | #REF!
#REF! | #REF! | #REF! | #REF! | #REF! | #REF! | #REF!
#REF! | #REF! | #REF! | #REF! | #REF! | #REF! | #REF!
#REF! | #REF! | #REF! | #REF! | #REF! | #REF! | #REF!
#REF! | #REF! | #REF! | #REF! | #REF! | #REF! | #REF!
#REF! | #REF! | #REF! | #REF! | #REF! | #REF! | #REF!
#REF! | #REF! | #REF! | #REF! | #REF! | #REF! | #REF!
#REF! | #REF!
#REF! | #REF! | #REF! | #REF! | #REF! | #REF! | #REF!
#REF! | #REF!
#REF! | #REF! | #REF! | #REF! | #REF! | #REF! | #REF!
#REF! | #REF! | #REF! | #REF! | #REF! | #REF! | #REF!
#REF! | #REF! | #REF! | #REF! | #REF! | #REF! | #REF!
#REF! | #REF! | #REF! | #REF! | #REF! | #REF! | #REF!
#REF! | #REF!
#REF! | #REF! | #REF! | #REF! | #REF! | #REF! | #REF!
#REF! | #REF! | #REF! | #REF! | #REF! | #REF! | #REF!
#REF! | #REF! | #REF! | #REF! | #REF! | #REF! | #REF!
#REF! | #REF!
#REF! | #REF! | #REF! | #REF! | #REF! | #REF! | #REF!
#REF! | #REF! | #REF! | #REF! | #REF! | #REF! | #REF!
#REF! | #REF! | #REF! | #REF! | #REF! | #REF! | #REF!
#REF! | #REF! | #REF! | #REF! | #REF! | #REF! | #REF!
#REF! | #REF! | #REF! | #REF! | #REF! | #REF! | #REF!
#REF! | #REF!
| #REF! | #REF! | #REF! | #REF! | #REF! | #REF!
#REF!
| #REF! | #REF! | #REF! | #REF! | #REF! | #REF!
| #REF! | #REF! | #REF! | #REF! | #REF! | #REF!
| Total Ex-Works Price Direct |  |  |  | 0 | Direct
| Total Ex-Works Price Bought Out |  |  |  | 0
| Total Ex-Works Price |  |  |  | 0
| Total Type Test charges as per Schedule-7 |  |  |  | #REF! |  |  | #REF! |  | #REF!
| Total Ex-works Price including Type Test charges |  |  |  | #REF! |  |  | #REF! |  | #REF!
[7 empty] | Discount Sch-1 | #REF! | MPD Sch-1 | #REF!
[7 empty] | Dis Alert | #REF!
Note : | Specify amount of Excise Duty, Sales Tax/'VAT and other taxes payable on the transaction between the Contractor and the Employer and octroi/entry tax as applicable for destination site/state on all items of supply including bought-out finished items (to be identified in the Contract), which shall be dispatched directly from the sub-vendor’s works to the Employer’s site (sale-in-transit), separately in Schedule-5. Excise Duty, Sales tax and other levies for all the bought-out items are to be included in the EXW Price (Col. No. 5) only and not to be indicated in Schedule-5.
Date : | --
Place : |  |  | Printed Name :
Designation :
Click for Sch-2

## Sch-2
Specification No.: 5002002333/CONSULTANCY GIVEN/DOM/A04-CC CS -5 | [8 empty] | Schedule - 2
Tower Package TW01 for Indian Portion of New Butwal-Gorakhpur 400kV D/C (Quad Moose) line including supply of composite insulator, earthwire, OPGW, hardware & associated accessories, pile foundation and tower testing. (approx. 94 km) for Cross border Interconnection under Consultancy Services to Joint venture of POWERGRID & Nepal Electricity Authority
(SCHEDULE OF RATES AND PRICES)
Bidder’s Name and Address (Lead Partner) : | [7 empty] | To:
Contracts Services, 3rd Floor
Name : |  | …….. …….. …….. …….. …….. …….. | [5 empty] | Power Grid Corporation of India Ltd.,
Address : |  | …….. …….. …….. …….. …….. …….. | [5 empty] | "Saudamini", Plot No.-2
|  | …….. …….. …….. …….. …….. …….. | [5 empty] | Sector-29,
|  | …….. …….. …….. …….. …….. …….. | [5 empty] | Gurgaon (Haryana) - 122001
LOCAL TRANSPORTATION, IN-TRANSIT INSURANCE, LOADING AND UNLOADING
All Prices are in Indian Rupees.
SI. No. | PR No | PR Line Item No | Activity Description | Material Code | Description | Unit | Quantity | Unit Freight, In-transit Insurance, loading & unloading Charges | Total Freight, In-transit Insurance, loading & unloading Charges
1 | 2 | 3 | 4 | 5 | 4 | 5 | 6 | 7 | 8= 6 x 7
PART A (Substation Portion)
I | 400 kC D/c Quad Moose Transmission Line
1 | 7000018852 | 10 | Fabrication & Supply | 1000013391 | Fabrication, galvanising & supply of various types of towers & towerparts, tower/leg extensions (complete) excluding step bolt, stubs andbolts & nuts but including hangers, D-Shackles, pack washers etc.-HTSteel for Normal Towers | MT | 4646 |  | Included
2 | 7000018852 | 20 | Fabrication & Supply | 1000015274 | Fabrication, galvanising & supply of various types of towers & towerparts, tower/leg extensions (complete) excluding step bolt, stubs andbolts & nuts but including hangers, D-Shackles, pack washers etc.-MSSteel for Normal Towers | MT | 1572 |  | Included
3 | 7000018852 | 30 | Fabrication & Supply | 1000013472 | Supply of Hexagonal Bolts & Nuts for towers including Step Bolts, SpringWashers etc. | MT | 243 |  | Included
4 | 7000018852 | 40 | Fabrication & Supply | 1000013393 | Fabrication, galvanising & supply of stubs with cleats for varioustypes of towers and tower extensions(complete) with packwashers excluding supply of bolts & nuts-HT Steel for Normal Towers | MT | 263 |  | Included
5 | 7000018852 | 50 | Fabrication & Supply | 1000007847 | Supply of Bolts & Nuts for Stubs including Spring Washers etc. | MT | 6 |  | Included
6 | 7000018852 | 60 | Fabrication & Supply | 1000013391 | Fabrication, galvanising & supply of various types of towers & towerparts, tower/leg extensions (complete) excluding step bolt, stubs andbolts & nuts but including hangers, D-Shackles, pack washers etc.-HTSteel for Normal Towers | MT | 47 |  | Included
7 | 7000018852 | 70 | Fabrication & Supply | 1000015274 | Fabrication, galvanising & supply of various types of towers & towerparts, tower/leg extensions (complete) excluding step bolt, stubs andbolts & nuts but including hangers, D-Shackles, pack washers etc.-MSSteel for Normal Towers | MT | 16 |  | Included
8 | 7000018852 | 80 | Fabrication & Supply | 1000013472 | Supply of Hexagonal Bolts & Nuts for towers including Step Bolts, SpringWashers etc. | MT | 3 |  | Included
9 | 7000018852 | 90 | Fabrication & Supply | 1000013393 | Fabrication, galvanising & supply of stubs with cleats for varioustypes of towers and tower extensions(complete) with packwashers excluding supply of bolts & nuts-HT Steel for Normal Towers | MT | 3 |  | Included
10 | 7000018852 | 100 | Earthing of Towers | 1000017587 | Supply of Pipe Type Earthing | EA | 237 |  | Included
11 | 7000018852 | 110 | Earthing of Towers | 1000010003 | Supply of Counterpoise type (120 m length) | EA | 5 |  | Included
12 | 7000018852 | 120 | Earthing of Towers | 1000010005 | Counterpoise type (280 m length) | EA | 3 |  | Included
13 | 7000018852 | 130 | Earthing of Towers | 1000038340 | ROD TYPE EARTHING | EA | 237 |  | Included
14 | 7000018852 | 140 | Earthing of Towers | 1000019718 | Supply of Shieldwire Earthing includingPG clamps, downlead clamps butexcluding Earthwire bits for Pipe typeearthing | EA | 13 |  | Included
15 | 7000018852 | 150 | Earthing of Towers | 1000034135 | EARTHING OF PILE FOUNDATION LOCATIONS | MT | 1.5 |  | Included
16 | 7000018852 | 160 | Earthing of Towers | 1000057380 | Supply of Shieldwire Earthing Counterpoise (4X30M) Type including PGclamps, downlead clamps but excluding Earthwire bits. | EA | 1 |  | Included
17 | 7000018852 | 170 | Supply of Tower Accessories | 1000010539 | Danger Plate for 400kV | EA | 248 |  | Included
18 | 7000018852 | 180 | Supply of Tower Accessories | 1000015971 | Number Plate for 400kV | EA | 248 |  | Included
19 | 7000018852 | 190 | Supply of Tower Accessories | 1000017508 | Phase Plate (Set of three) | SET | 496 |  | Included
20 | 7000018852 | 200 | Supply of Tower Accessories | 1000009119 | Circuit Plate (Set of two) | SET | 248 |  | Included
21 | 7000018852 | 210 | Supply of Tower Accessories | 1000006779 | Supply of Anti-Climbing Devices ofBarbed Wire Type | SET | 248 |  | Included
22 | 7000018852 | 220 | Supply of Tower Accessories | 1000007735 | Bird Guard (Set of Three) | SET | 332 |  | Included
23 | 7000018852 | 230 | Conductor & Earthwire Accessories | 1000015503 | Mid Span Compression Joint for Conductor-ACSR Moose | EA | 1194 |  | Included
24 | 7000018852 | 240 | Conductor & Earthwire Accessories | 1000015505 | Mid Span Compression Joint -7/3.66mm Earth Wire | EA | 52 |  | Included
25 | 7000018852 | 250 | Conductor & Earthwire Accessories | 1000018443 | Repair Sleeve for Conductor-ACSR Moose | EA | 398 |  | Included
26 | 7000018852 | 260 | Conductor & Earthwire Accessories | 1000028485 | FLEXIBLE AL BOND-7/3.66MM E/W | EA | 330 |  | Included
27 | 7000018852 | 270 | Conductor & Earthwire Accessories | 1000022420 | Vibration damper -7/3.66mm Earth Wire | EA | 660 |  | Included
28 | 7000018852 | 280 | Conductor & Earthwire Accessories | 1000045881 | PREFORMED RETAINING ROD TYPE SPACER DAMPER SUITABLE FOR QUAD ACSRMOOSE CONDUCTOR | EA | 10416 |  | Included
29 | 7000018852 | 290 | Conductor & Earthwire Accessories | 1000027475 | Rigid Spacer for Jumper-Quad ACSR Moose | EA | 1968 |  | Included
30 | 7000018852 | 300 | Conductor & Earthwire Accessories | 1000020991 | Tension clamp assembly-7/3.66mm Earth Wire | EA | 164 |  | Included
31 | 7000018852 | 310 | Conductor & Earthwire Accessories | 1000020447 | Suspension clamp assembly -7/3.66mm Earth Wire | EA | 166 |  | Included
32 | 7000018852 | 320 | Conductor & Earthwire Accessories | 1000015503 | Mid Span Compression Joint for Conductor-ACSR Moose | EA | 24 |  | Included
33 | 7000018852 | 330 | Conductor & Earthwire Accessories | 1000015505 | Mid Span Compression Joint -7/3.66mm Earth Wire | EA | 2 |  | Included
34 | 7000018852 | 340 | Conductor & Earthwire Accessories | 1000018443 | Repair Sleeve for Conductor-ACSR Moose | EA | 8 |  | Included
35 | 7000018852 | 350 | Conductor & Earthwire Accessories | 1000028485 | FLEXIBLE AL BOND-7/3.66MM E/W | EA | 7 |  | Included
36 | 7000018852 | 360 | Conductor & Earthwire Accessories | 1000022420 | Vibration damper -7/3.66mm Earth Wire | EA | 14 |  | Included
37 | 7000018852 | 370 | Conductor & Earthwire Accessories | 1000045881 | PREFORMED RETAINING ROD TYPE SPACER DAMPER SUITABLE FOR QUAD ACSRMOOSE CONDUCTOR | EA | 209 |  | Included
38 | 7000018852 | 380 | Conductor & Earthwire Accessories | 1000027475 | Rigid Spacer for Jumper-Quad ACSR Moose | EA | 40 |  | Included
39 | 7000018852 | 390 | Conductor & Earthwire Accessories | 1000020447 | Suspension clamp assembly -7/3.66mm Earth Wire | EA | 4 |  | Included
40 | 7000018852 | 400 | Conductor & Earthwire Accessories | 1000020991 | Tension clamp assembly-7/3.66mm Earth Wire | EA | 4 |  | Included
41 | 7000018852 | 480 | Earthwire | 1000030841 | 7/3.66 G.S. EARTHWIRE | KM | 95 |  | Included
42 | 7000018852 | 490 | Hardware Fittings | 1000010774 | Hardware Fittings for 400kV AC with Quad ACSR Moose Conductor-Double ISuspension String | SET | 996 |  | Included
43 | 7000018852 | 500 | Hardware Fittings | 1000019786 | Hardware Fittings for 400kV AC with Quad ACSR Moose Conductor-Single ISuspension String (Pilot) | SET | 300 |  | Included
44 | 7000018852 | 510 | Hardware Fittings | 1000017983 | Hardware Fittings for 400kV AC with Quad ACSR Moose Conductor-QuadTension String | SET | 996 |  | Included
45 | 7000018852 | 520 | Hardware Fittings | 1000010774 | Hardware Fittings for 400kV AC with Quad ACSR Moose Conductor-Double ISuspension String | SET | 20 |  | Included
46 | 7000018852 | 530 | Hardware Fittings | 1000019786 | Hardware Fittings for 400kV AC with Quad ACSR Moose Conductor-Single ISuspension String (Pilot) | SET | 6 |  | Included
47 | 7000018852 | 540 | Hardware Fittings | 1000017983 | Hardware Fittings for 400kV AC with Quad ACSR Moose Conductor-QuadTension String | SET | 20 |  | Included
48 | 7000018852 | 560 | Supply of Aviation Light | 1000019903 | Supply of Span Marker for Aviation | EA | 10 |  | Included
49 | 7000018852 | 570 | Supply of Aviation Light | 1000016663 | Supply of Obstruction Lights (as per IS5613)-1 Medium Intensity + 2 LowIntensity | SET | 1 |  | Included
50 | 7000018852 | 580 | Supply of Aviation Light | 1000016664 | Supply of Obstruction Lights (as per IS5613)-1 Medium Intensity + 4 LowIntensity | SET | 1 |  | Included
51 | 7000018852 | 640 | OPGW | 1000030940 | 24 FIBRE (DWSM) OPGW FIBRE OPTIC CABLE | KM | 98.622 |  | Included
52 | 7000018852 | 650 | OPGW | 1000020444 | Suspension clamp assembly for 24 fibre OPGW | EA | 161 |  | Included
53 | 7000018852 | 660 | OPGW | 1000033144 | TENSION ASSEMBLY - DEAD END FOR 24 FIBER OPGW | SET | 1 |  | Included
54 | 7000018852 | 670 | OPGW | 1000031039 | TENSION FITTINGS ASSEMBLY FOR 24F OPGW INCLUDING ALL ACCESSORIES FORJOINT BOX (SPLICING) LOCATION | SET | 15 |  | Included
55 | 7000018852 | 680 | OPGW | 1000033146 | TENSION ASSEMBLY - DOUBLE TENSION PASS THROUGH ASSEMBLY FOR 24 FIBEROPGW | SET | 67 |  | Included
56 | 7000018852 | 690 | OPGW | 1000031041 | TENSION FITTINGS ASSEMBLY ON SUSPENSION TOWER FOR 24F OPGW INCLUDINGALL ACCESSORIES AT JOINT BOX (SPLICING) LOCATION | SET | 5 |  | Included
57 | 7000018852 | 700 | OPGW | 1000022417 | Vibration Damper for 24 fibre OPGW | EA | 672 |  | Included
58 | 7000018852 | 710 | OPGW | 1000010817 | Down Lead clamp Assembly for 24 fibre OPGW | EA | 630 |  | Included
59 | 7000018852 | 720 | OPGW | 1000014198 | Joint Box for 24 fibre OPGW | EA | 21 |  | Included
60 | 7000018852 | 730 | OPGW | 1000023471 | OPGW Fibre Optic Distribution Panel (FODP): Indoor Type: 96F | EA | 1 |  | Included
61 | 7000018852 | 740 | OPGW | 1000030942 | 24F (DWSM) APPROACH FIBRE OPTIC CABLE INCLUDING ALL INSTALLATIONHARDWARE SET | KM | 1 |  | Included
62 | 7000018852 | 750 | Mandatory Spares of OPGW | 1000030940 | 24 FIBRE (DWSM) OPGW FIBRE OPTIC CABLE | KM | 3.452 |  | Included
63 | 7000018852 | 760 | Mandatory Spares of OPGW | 1000020444 | Suspension clamp assembly for 24 fibre OPGW | EA | 6 |  | Included
64 | 7000018852 | 770 | Mandatory Spares of OPGW | 1000033144 | TENSION ASSEMBLY - DEAD END FOR 24 FIBER OPGW | SET | 1 |  | Included
65 | 7000018852 | 780 | Mandatory Spares of OPGW | 1000031039 | TENSION FITTINGS ASSEMBLY FOR 24F OPGW INCLUDING ALL ACCESSORIES FORJOINT BOX (SPLICING) LOCATION | SET | 1 |  | Included
66 | 7000018852 | 790 | Mandatory Spares of OPGW | 1000033146 | TENSION ASSEMBLY - DOUBLE TENSION PASS THROUGH ASSEMBLY FOR 24 FIBEROPGW | SET | 3 |  | Included
67 | 7000018852 | 800 | Mandatory Spares of OPGW | 1000031041 | TENSION FITTINGS ASSEMBLY ON SUSPENSION TOWER FOR 24F OPGW INCLUDINGALL ACCESSORIES AT JOINT BOX (SPLICING) LOCATION | SET | 1 |  | Included
68 | 7000018852 | 810 | Mandatory Spares of OPGW | 1000022417 | Vibration Damper for 24 fibre OPGW | EA | 24 |  | Included
69 | 7000018852 | 820 | Mandatory Spares of OPGW | 1000010817 | Down Lead clamp Assembly for 24 fibre OPGW | EA | 23 |  | Included
70 | 7000018852 | 830 | Mandatory Spares of OPGW | 1000014198 | Joint Box for 24 fibre OPGW | EA | 1 |  | Included
71 | 7000018852 | 840 | Mandatory Spares of OPGW | 1000030942 | 24F (DWSM) APPROACH FIBRE OPTIC CABLE INCLUDING ALL INSTALLATIONHARDWARE SET | KM | 0.5 |  | Included
72 | 7000018852 | 870 | Insulator | 1000009325 | Composite long rod Insulators for 400kV Transmission Line-120 KN(Length-3335 mm, Creepage-13020 mm) | EA | 2292 |  | Included
73 | 7000018852 | 880 | Insulator | 1000009328 | Composite long rod Insulators for 400kV Transmission Line-160 KN(Length-3910 mm, Creepage-13020 mm) | EA | 3984 |  | Included
74 | 7000018852 | 890 | Insulator | 1000009325 | Composite long rod Insulators for 400kV Transmission Line-120 KN(Length-3335 mm, Creepage-13020 mm) | EA | 229 |  | Included
75 | 7000018852 | 900 | Insulator | 1000009328 | Composite long rod Insulators for 400kV Transmission Line-160 KN(Length-3910 mm, Creepage-13020 mm) | EA | 398 |  | Included
76 | 7000019072 | 10 | Bird Diverter | 1000045871 | BIRD DIVERTER | EA | 20 |  | Included
[5 empty] | Total F&I Price |  |  |  | 0
#
Bidders to note that the item description under various schedules are through unique material ID for respective items under SAP ERP System and therefore, identical item description appears in schedule-1(Ex-works) & schedule-2(F&I). However, the prices to be quoted in Price Schedule-2(F&I) shall be towards Local Transportation, Insurance and other Incidental Services only in line with clause ITB 11.4(b).
Date: | --
Place: | [6 empty] | Printed Name :
Designation :
Click for Sch-3

## Sch-2 Dis (hidden)
Specification No.: 5002002333/CONSULTANCY GIVEN/DOM/A04-CC CS -5 |  |  |  |  | Schedule - 2 Dis
Tower Package TW01 for Indian Portion of New Butwal-Gorakhpur 400kV D/C (Quad Moose) line including supply of composite insulator, earthwire, OPGW, hardware & associated accessories, pile foundation and tower testing. (approx. 94 km) for Cross border Interconnection under Consultancy Services to Joint venture of POWERGRID & Nepal Electricity Authority | [5 empty] | As per Lum-sum |  | 0
(SCHEDULE OF RATES AND PRICES : FREIGHT & INSURANCE CHARGES) | [5 empty] | AS per Percent |  | #REF!
[6 empty] | As per lum-sum on Sch-2 |  | 0%
Bidder’s Name and Address (Lead Partner) : |  |  |  | To: |  | As per Percent on Sch-2 |  | #REF!
|  |  |  | Contracts Services, 3rd Floor |  | Total Discount |  | #REF!
Name : | …….. …….. …….. …….. …….. …….. |  |  | Power Grid Corporation of India Ltd.,
Address : | …….. …….. …….. …….. …….. …….. |  |  | "Saudamini", Plot No.-2
| …….. …….. …….. …….. …….. …….. |  |  | Sector-29, |  | Multipackage Discount |  | 0%
| …….. …….. …….. …….. …….. …….. |  |  | Gurgaon (Haryana) - 122001
[5 empty] | All Prices are in Indian Rupees. |  | Amount after Discount (Rs.) |  | Dis Alert | Amount after MPD (Rs.)
SI. No. | Description | Unit | Quantity | Unit Freight & Insurance Charges | Total Freight & Insurance Charges |  | Unit Freight & Insurance Charges | Total Freight & Insurance Charges |  | Unit Freight & Insurance Charges | Total Freight & Insurance Charges
1 | 2 | 3 | 4 | 5 | 6 = 4 x 5 |  | 5 | 6 = 4 x 5 |  | 5 | 6 = 4 x 5
#REF! | #REF!
#REF! | #REF! | #REF! | #REF! | #REF! | #REF!
#REF! | #REF! | #REF! | #REF! | #REF! | #REF!
#REF! | #REF!
#REF! | #REF! | #REF! | #REF! | #REF! | #REF!
#REF! | #REF! | #REF! | #REF! | #REF! | #REF!
#REF! | #REF!
#REF! | #REF! | #REF! | #REF! | #REF! | #REF!
#REF! | #REF! | #REF! | #REF! | #REF! | #REF!
#REF! | #REF! | #REF! | #REF! | #REF! | #REF!
#REF! | #REF! | #REF! | #REF! | #REF! | #REF!
#REF! | #REF! | #REF! | #REF! | #REF! | #REF!
#REF! | #REF! | #REF! | #REF! | #REF! | #REF!
#REF! | #REF!
#REF! | #REF! | #REF! | #REF! | #REF! | #REF!
#REF! | #REF!
#REF! | #REF! | #REF! | #REF! | #REF! | #REF!
#REF! | #REF! | #REF! | #REF! | #REF! | #REF!
#REF! | #REF! | #REF! | #REF! | #REF! | #REF!
#REF! | #REF! | #REF! | #REF! | #REF! | #REF!
#REF! | #REF!
#REF! | #REF! | #REF! | #REF! | #REF! | #REF!
#REF! | #REF! | #REF! | #REF! | #REF! | #REF!
#REF! | #REF! | #REF! | #REF! | #REF! | #REF!
#REF! | #REF! | #REF! | #REF! | #REF! | #REF!
#REF! | #REF! | #REF! | #REF! | #REF! | #REF!
#REF! | #REF! | #REF! | #REF! | #REF! | #REF!
#REF! | #REF! | #REF! | #REF! | #REF! | #REF!
#REF! | #REF! | #REF! | #REF! | #REF! | #REF!
#REF! | #REF!
| #REF! | #REF! | #REF! | #REF! | #REF!
#REF! | #REF! | #REF! | #REF! | #REF! | #REF!
#REF! | #REF! | #REF! | #REF! | #REF! | #REF!
| Total F&I Price |  |  |  | #REF!
Date : | --
Place : |  |  | Printed Name :
Designation :
Click for Sch-3

## Sch-3
Specification No.: 5002002333/CONSULTANCY GIVEN/DOM/A04-CC CS -5 | [14 empty] | Schedule - 3
Tower Package TW01 for Indian Portion of New Butwal-Gorakhpur 400kV D/C (Quad Moose) line including supply of composite insulator, earthwire, OPGW, hardware & associated accessories, pile foundation and tower testing. (approx. 94 km) for Cross border Interconnection under Consultancy Services to Joint venture of POWERGRID & Nepal Electricity Authority | [18 empty] | As per Lum-sum |  | 0%
(SCHEDULE OF RATES AND PRICES ) | [18 empty] | AS per Percent |  | #REF!
[19 empty] | As per lum-sum on Sch-3 |  | 0%
Bidder’s Name and Address (Lead Partner) : | [11 empty] | To: | [6 empty] | As per Percent on Sch-3 |  | #REF!
[12 empty] | Contracts Services, 3rd Floor | [6 empty] | Total Discount |  | #REF!
Name : |  | …….. …….. …….. …….. …….. …….. | [9 empty] | Power Grid Corporation of India Ltd.,
Address : |  | …….. …….. …….. …….. …….. …….. | [9 empty] | "Saudamini", Plot No.-2
|  | …….. …….. …….. …….. …….. …….. | [9 empty] | Sector-29, | [6 empty] | Multipackage lum-sum |  | 0%
|  | …….. …….. …….. …….. …….. …….. | [9 empty] | Gurgaon (Haryana) - 122001
[7 empty] | INSTALLATION CHARGES | [12 empty] | Amount after Discount (Rs.) |  | Dis Alert | Amount after MPD (Rs.)
All Prices are in Indian Rupees.
SI. No. | PR No | PR Line Item No | Activity Header | PR Activity No | Activity Description | Service Code | SAC (Service Accounting Codes) | Whether SAC in column '8’ is confirmed. If not indicate applicable the SAC * | Rate of GST applicable ( in %) | Whether rate of GST in column ‘4’ is confirmed. If not indicate applicable rate of GST * | Description | Unit | Quantity | Unit Erection Charges | Total Erection Charges | Total GST as confirmed by Bidder |  |  |  | Unit Erection Charges | Total Erection Charges |  | Unit Erection Charges | Total Erection Charges
1 | 2 | 3 | 4 | 5 | 6 | 7 | 8 | 9 | 10 | 11 | 12 | 13 | 14 | 15 | 16 = 14 x 15 | 17 |  |  |  | 5 | 6 = 4 x 5 |  | 5 | 6 = 4 x 5
PART A (Substation Portion)
| 400 kC D/c Quad Moose Transmission Line | [15 empty] | Revaluation of J column | Tax Calculation
1 | 7000018852 | 410 | 60 | 10 | Survey | 100001243 | 998344 |  | 18 |  | Check survey | KM | 94 |  | Included | 0 | 0 | 0
2 | 7000018852 | 410 | 60 | 20 | Survey | 100001242 | 998344 |  | 18 |  | Detailed survey including route alignment, profiling and tower spotting | KM | 94 |  | Included | 0 | 0 | 0
3 | 7000018852 | 420 | 70 | 10 | Soil Investigation | 100001244 | 998342 |  | 18 |  | Detailed soil investigation: All kinds of soils except fissured rock and hard rock | EA | 25 |  | Included | 0 | 0 | 0
4 | 7000018852 | 420 | 70 | 20 | Soil Investigation | 100001245 | 998342 |  | 18 |  | Detailed soil investigation: Fissured Rock | EA | 3 |  | Included | 0 | 0 | 0
5 | 7000018852 | 420 | 70 | 30 | Soil Investigation | 100001247 | 998342 |  | 18 |  | Detailed soil investigation- River Crossing Location | EA | 3 |  | Included | 0 | 0 | 0
6 | 7000018852 | 430 | 90 | 10 | Work Associated with Tower Foundations | 100001255 | 995433 |  | 18 |  | Excavation : Dry Soil | M3 | 39663 |  | Included | 0 | 0 | 0
7 | 7000018852 | 430 | 90 | 20 | Work Associated with Tower Foundations | 100001256 | 995433 |  | 18 |  | Excavation: Wet Soil | M3 | 66134 |  | Included | 0 | 0 | 0
8 | 7000018852 | 430 | 90 | 30 | Work Associated with Tower Foundations | 100001260 | 995454 |  | 18 |  | Concreting (including all associated works related to foundation not covered in excavation and reinforcemt steel works : concreting(1:1.5:3) | M3 | 11125 |  | Included | 0 | 0 | 0
9 | 7000018852 | 430 | 90 | 40 | Work Associated with Tower Foundations | 100001261 | 995454 |  | 18 |  | Concreting (including all associated works related to foundation not covered in excavation and reinforcemt steel works : LeanConcrete (1:3:6) | M3 | 1308 |  | Included | 0 | 0 | 0
10 | 7000018852 | 430 | 90 | 50 | Work Associated with Tower Foundations | 100001262 | 995454 |  | 18 |  | Reinforcement Steel : Supply and placement | MT | 1091 |  | Included | 0 | 0 | 0
11 | 7000018852 | 430 | 90 | 60 | Work Associated with Tower Foundations | 100001263 | 995455 |  | 18 |  | Installation of stub including bolts and nuts : For Normal Towers | MT | 269 |  | Included | 0 | 0 | 0
12 | 7000018852 | 440 | 100 | 10 | Erection | 100001248 | 995455 |  | 18 |  | Erection of various types of towers, tower extensions (complete), bolts & nuts, hangers, d-shackles, step bolts, pack washers etc.including tack welding & supply & application of zinc rich paint : Normal towers | MT | 6461 |  | Included | 0 | 0 | 0
13 | 7000018852 | 450 | 110 | 10 | Installation of earthing of towers | 100001269 | 995468 |  | 18 |  | Installation of earthing of towers: Pipe Type | EA | 237 |  | Included | 0 | 0 | 0
14 | 7000018852 | 450 | 110 | 20 | Installation of earthing of towers | 100004928 | 998731 |  | 18 |  | ROD TYPE EARTHING | EA | 237 |  | Included | 0 | 0 | 0
15 | 7000018852 | 450 | 110 | 30 | Installation of earthing of towers | 100001270 | 995468 |  | 18 |  | Installation of earthing of towers: Counterpoise type (120 m length) | EA | 5 |  | Included | 0 | 0 | 0
16 | 7000018852 | 450 | 110 | 40 | Installation of earthing of towers | 100001272 | 995468 |  | 18 |  | Installation of earthing of towers: Counterpoise type (280 m length)* | EA | 3 |  | Included | 0 | 0 | 0
17 | 7000018852 | 450 | 110 | 50 | Installation of earthing of towers | 100002202 | 995468 |  | 18 |  | Installation of Shieldwire Earthingincluding PG clamps, Downlead clampsand Earthwire bits i.e Shield wireearthing (Pipe Type/counterpoise type)shall be an addition to earthing oftowers (Pipe type/ counterpoisetype)-Pipe type | EA | 13 |  | Included | 0 | 0 | 0
18 | 7000018852 | 450 | 110 | 60 | Installation of earthing of towers | 100018257 | 995455 |  | 18 |  | Installation of Shieldwire Earthing Counterpoise (4X30M) type including PG clamps, Downlead clamps and Earthwire bits. Shieldwireearthing (Pipe Type/counterpoise type) shall be an in addition to Tower Earthing (Pipe type/counterpoise type) | EA | 1 |  | Included | 0 | 0 | 0
19 | 7000018852 | 450 | 110 | 70 | Installation of earthing of towers | 100004317 | 995468 |  | 18 |  | EARTHING OF PILE FOUNDATION LOCATIONS | MT | 1.5 |  | Included | 0 | 0 | 0
20 | 7000018852 | 460 | 120 | 10 | Installation of the tower accessories | 100001274 | 995444 |  | 18 |  | Installation of tower accessories : Danger Plate | EA | 248 |  | Included | 0 | 0 | 0
21 | 7000018852 | 460 | 120 | 20 | Installation of the tower accessories | 100001275 | 995444 |  | 18 |  | Installation of tower accessories: Number Plate | EA | 248 |  | Included | 0 | 0 | 0
22 | 7000018852 | 460 | 120 | 30 | Installation of the tower accessories | 100001276 | 995444 |  | 18 |  | Installation of tower accessories: Phase Plate (Set of three) | SET | 496 |  | Included | 0 | 0 | 0
23 | 7000018852 | 460 | 120 | 40 | Installation of the tower accessories | 100001278 | 995444 |  | 18 |  | Installation of tower accessories: Circuit Plate (Set of two) | SET | 248 |  | Included | 0 | 0 | 0
24 | 7000018852 | 460 | 120 | 50 | Installation of the tower accessories | 100001277 | 995444 |  | 18 |  | Installation of tower accessories: Anti-Climbing Devices | EA | 248 |  | Included | 0 | 0 | 0
25 | 7000018852 | 460 | 120 | 60 | Installation of the tower accessories | 100001279 | 995444 |  | 18 |  | Installation of tower accessories: Bird Guard (Set of Three) | SET | 332 |  | Included | 0 | 0 | 0
26 | 7000018852 | 470 | 150 | 10 | Stringing | 100002291 | 995468 |  | 18 |  | 400kV AC double circuit with quad bundle conductor/ installation of insulator strings complete with arcing horns and necessaryhardware, installing and stringing of conductor including fixing of conductor accessories, installing and stringing ofearthwire/OPGW including fixing of earthwire/OPGW accessories for the line | KM | 94 |  | Included | 0 | 0 | 0
27 | 7000018852 | 470 | 150 | 20 | Stringing | 100004829 | 995468 |  | 18 |  | Installation of insulator strings complete with arcing horns and necessary hardware, installation and stringing of conductorincluding fixing of conductor accessories, installation and stringing of earthwire/OPGW including fixing of earthwire/OPGWaccessories for powerline crossing location under live line condition. | EA | 1 |  | Included | 0 | 0 | 0
28 | 7000018852 | 550 | 500 | 10 | PILE foundation | 100024536 | 995451 |  | 18 |  | Boring, providing and installation of bored Cast-in-situ RCC vertical piles of specified diameter and of any length below the pilecap with M25 grade of cement concrete, excluding the cost of reinforcement steel but including the cost of boring with temporaryGuide casing, bentonite solution and the length of pile to be embeded in the pile cap (length of pile for payment shall be measuredfrom bottom of pile cap), all necessary labour, materials, plants, tools & tackles etc., complete, as necessary for proper executionof the job. (Boring in all types of rocks excluded). : 1200mm diameter R.C.C.vertical bored pile upto 40 m from bottom of pile cap.. | M | 1392 |  | Included | 0 | 0 | 0
29 | 7000018852 | 550 | 500 | 20 | PILE foundation | 100024549 | 995451 |  | 18 |  | Extra rate over item (1200mm diameter R.C.C.vertical bored pile upto 40 m from bottom of pile cap.) for boring including socketing,anchoring (if required) with required size,nos. & depth of Reinforcement in all types of rocks other than hard rock upto any depthtill founding level | M | 120 |  | Included | 0 | 0 | 0
30 | 7000018852 | 550 | 500 | 30 | PILE foundation | 100001314 | 995451 |  | 18 |  | Excavation where ever required for pile cap /tie etc. (other than boring) for all depth and size, in all types of soils includingdisposal of excavated materials for all lifts and leads,decent etc.as directed by Engineer - In -charge, together with all labour,tools & tackles, sheeting, sheet piling, dewatering etc. complete as required for proper execution of the job. | M3 | 450 |  | Included | 0 | 0 | 0
31 | 7000018852 | 550 | 500 | 40 | PILE foundation | 100001315 | 995451 |  | 18 |  | Back filling with available excavatedearth for all leads and lifts in sidesof foundations and other under groundfacilities in horizontal layers notexceeding 20 cm. in depth consolidatingeach deposited layer by ramming andwatering etc. as per specification andinstruction of Engineer -in-charge. | M3 | 90 |  | Included | 0 | 0 | 0
32 | 7000018852 | 550 | 500 | 50 | PILE foundation | 100001316 | 995451 |  | 18 |  | Form work for placing plain or reinforced cement concrete of any type including blockout and section at any elevationshoring,shuttering,strutting,propping, scaffolding,tieing,nailing,including all labour, materials, equipments, waste for form,caulking,dismantling & removal of forms etc. complete. | M2 | 360 |  | Included | 0 | 0 | 0
33 | 7000018852 | 550 | 500 | 60 | PILE foundation | 100001317 | 995451 |  | 18 |  | Supply and placing of steelreinforcement of specified grade forR.C.C. work in pile, pile cap, pedestal/chimney, tie beam (if required)including cost of all labours ,materials, straightening, cleaning,cutting, bending, binding etc. allcomplete as per construction drawingand as per instruction ofEngineer-In-Charge. | MT | 144.339 |  | Included | 0 | 0 | 0
34 | 7000018852 | 550 | 500 | 70 | PILE foundation | 100001318 | 995451 |  | 18 |  | Providing and laying in position M25Grade reinforced cement concrete forpile caps, pedestal/chimney and tiebeam(if required), excludingreinforcement steel and form work butincluding cement, all necessary toolsand tackles,labour, materials,equipments for handling,transportation,batching, mixing,placing, vibrating,dewatering, curing etc.all complete asper specification and as perinstruction of Engineer-In- Charge(excluding cost of concrete in pileswhich is included in boring of cast insitu RCC vertical piles in therelevent line item. ) | M3 | 315.444 |  | Included | 0 | 0 | 0
35 | 7000018852 | 550 | 500 | 80 | PILE foundation | 100001319 | 995451 |  | 18 |  | Providing and laying plain cementconcrete 1:4:8 (1cement : 4 coarsesand: 8 graded stone aggregate 40mmnominal size) including cement, allnecessary tools and tackles,labour,materials, equipments forhandling,transportation,mixing,placing,vibrating,dewatering etc.all completeas per Specification . | M3 | 19.461 |  | Included | 0 | 0 | 0
36 | 7000018852 | 550 | 500 | 90 | PILE foundation | 100001320 | 998346 |  | 18 |  | Conducting Standard Penetration Test (SPT) at various elevations in pile bore holes in all kind of soils including all labour,materials, tools and tackles, equipments etc. required for successful completion of the job. | EA | 96 |  | Included | 0 | 0 | 0
37 | 7000018852 | 550 | 500 | 100 | PILE foundation | 100001321 | 995451 |  | 18 |  | Supply and Providing M.S. liner of 6mm. thick in piles upto 10m. Depth (maxm.) from bottom of pile cap, limited to the approveddrawing, including supply, straightening, bending, welding,all supports, labours, tools and tackles, plants & equipments, withprimer and paintinting etc. (complete) as required for successful completion of the job | MT | 85.68 |  | Included | 0 | 0 | 0
38 | 7000018852 | 550 | 500 | 110 | PILE foundation | 100001322 | 998346 |  | 18 |  | Conducting integrity test on pile usingelectronic control unit,hand heldhammer, accelerometer, computer withrequired software to assessas-installed pile characteresticsincluding mobilisation of necessarymanpower, equipments, materials etc.required for successful completion ofthe job | EA | 48 |  | Included | 0 | 0 | 0
39 | 7000018852 | 550 | 500 | 120 | PILE foundation | 100024563 | 995451 |  | 18 |  | Extra rate over item (1200mm diameter R.C.C.vertical bored pile upto 40 m from bottom of pile cap.) for boring including socketing,anchoring (if required) with required size,nos. & depth of Reinforcement in hard rock upto a maximum depth of 10m | M | 120 |  | Included | 0 | 0 | 0
40 | 7000018852 | 590 | 550 | 10 | Installation of Aviation light | 100001282 | 995444 |  | 18 |  | Installation of Span Markers for aviation requirements | EA | 10 |  | Included | 0 | 0 | 0
41 | 7000018852 | 590 | 550 | 20 | Installation of Aviation light | 100001283 | 995444 |  | 18 |  | Installation of Obstruction Lights for Aviation requirements 1 Medium Intensity Plus 2 Low Intensity | SET | 1 |  | Included | 0 | 0 | 0
42 | 7000018852 | 590 | 550 | 30 | Installation of Aviation light | 100001284 | 995444 |  | 18 |  | Installation of Obstruction Lights for Aviation requirements: 1 Medium Intensity + 4 Low Intensity | SET | 1 |  | Included | 0 | 0 | 0
43 | 7000018852 | 600 | 560 | 10 | Benching | 100001252 | 995432 |  | 18 |  | Benching: All kinds of soils except fissured rock,hard rock and sandy soil | M3 | 2500 |  | Included | 0 | 0 | 0
44 | 7000018852 | 600 | 560 | 20 | Benching | 100001253 | 995432 |  | 18 |  | Benching: Fissured Rock | M3 | 250 |  | Included | 0 | 0 | 0
45 | 7000018852 | 610 | 570 | 10 | Protection of tower footing | 100001264 | 995456 |  | 18 |  | Protection of tower footing (supply and installation): ' Random rubble stone masonary including excavation (1:5 cement mortar) | M3 | 3125 |  | Included | 0 | 0 | 0
46 | 7000018852 | 610 | 570 | 20 | Protection of tower footing | 100001268 | 995456 |  | 18 |  | Protection of tower footing (supply and installation): Backfilling and gap levelling of volumes enclosed by revetment | M3 | 2500 |  | Included | 0 | 0 | 0
47 | 7000018852 | 610 | 570 | 30 | Protection of tower footing | 100001267 | 995456 |  | 18 |  | Protection of tower footing (supply and installation): M 15 (1:2:4) mixed concrete for top seal cover of revetment | M3 | 250 |  | Included | 0 | 0 | 0
48 | 7000018852 | 620 | 580 | 10 | Painting of tower | 100001285 | 995473 |  | 18 |  | Painting of towers | MT | 150 |  | Included | 0 | 0 | 0
49 | 7000018852 | 850 | 640 | 10 | OPGW Services | 170000356 | 998336 |  | 18 |  | Fibre Optic Distribution Panel (FODP): Indoor Type: FC Coupling and mounted on ETSI 19" rack or slimline rack: Type 2 (96 Fibre) | EA | 1 |  | Included | 0 | 0 | 0
50 | 7000018852 | 850 | 640 | 20 | OPGW Services | 170000265 | 998716 |  | 18 |  | Installation of Joint box above ground (Including Splicing & Testing) : 24 fibres | EA | 21 |  | Included | 0 | 0 | 0
51 | 7000018852 | 850 | 640 | 30 | OPGW Services | 100002882 | 998336 |  | 18 |  | Fibre Optic Approach cabling: Including installation hardware like ties/clips/cleats, conduits, ducts, supports, fittings,accessories etc.: 24 Fibre | KM | 1 |  | Included | 0 | 0 | 0
52 | 7000018852 | 860 | 650 | 30 | Camp | 100023085 | 995455 |  | 18 |  | ESTABLISHMENT OF LABOUR CAMPS AS PER PROVISION UNDER FACILITIES TO BE INCORPORATED FOR LABOURERS IN TECHNICAL SPECIFICATION | LS | 1 |  | Included | 0 | 0 | 0
53 | 7000019072 | 20 | 680 | 10 | INSTALLATION OF BIRD DIVERTER | 100007310 | 995468 |  | 18 |  | Installation of Bird diverter . | EA | 20 |  | Included | 0 | 0 | 0
[11 empty] | Total Installation Charges |  |  |  | 0 |  |  | 0
[11 empty] | Total GST as confirmed by Bidder |  |  |  |  | 0
* | In case the bidder leaves the cell for confirmation of the SAC and/or GST rate “blank”, the SAC and corresponding GST rate indicated by the Employer shall be deemed to be the one confirmed by the Bidder.
Date : |  |  | --
Place : | [11 empty] | Printed Name :
Designation :
Click for Sch-4

## Sch-3 Dis (hidden)
Specification No.: 5002002333/CONSULTANCY GIVEN/DOM/A04-CC CS -5 |  |  |  |  | Schedule - 3
Tower Package TW01 for Indian Portion of New Butwal-Gorakhpur 400kV D/C (Quad Moose) line including supply of composite insulator, earthwire, OPGW, hardware & associated accessories, pile foundation and tower testing. (approx. 94 km) for Cross border Interconnection under Consultancy Services to Joint venture of POWERGRID & Nepal Electricity Authority | [7 empty] | As per Lum-sum |  | 0%
(SCHEDULE OF RATES AND PRICES : ERECTION CHARGES) | [7 empty] | AS per Percent |  | #REF!
[8 empty] | As per lum-sum on Sch-3 |  | 0%
Bidder’s Name and Address (Lead Partner) : |  |  |  | To: |  |  |  | As per Percent on Sch-3 |  | #REF!
|  |  |  | Contracts Services, 3rd Floor |  |  |  | Total Discount |  | #REF!
Name : | …….. …….. …….. …….. …….. …….. |  |  | Power Grid Corporation of India Ltd.,
Address : | …….. …….. …….. …….. …….. …….. |  |  | "Saudamini", Plot No.-2
| …….. …….. …….. …….. …….. …….. |  |  | Sector-29, |  |  |  | Multipackage lum-sum |  | 0%
| …….. …….. …….. …….. …….. …….. |  |  | Gurgaon (Haryana) - 122001
[5 empty] | All Prices are in Indian Rupees. |  |  |  | Amount after Discount (Rs.) |  | Dis Alert | Amount after MPD (Rs.)
SI. No. | Description | Unit | Quantity | Unit Erection Charges | Total Erection Charges |  |  |  | Unit Erection Charges | Total Erection Charges |  | Unit Erection Charges | Total Erection Charges
1 | 2 | 3 | 4 | 5 | 6 = 4 x 5 |  |  |  | 5 | 6 = 4 x 5 |  | 5 | 6 = 4 x 5
#REF! | #REF!
#REF! | #REF!
| #REF! | #REF! | #REF! | #REF! | #REF!
| #REF! | #REF! | #REF! | #REF! | #REF!
#REF! | #REF! |  |  |  |  | (a) | Detailed Soil Investigation
| #REF! | #REF! | #REF! | #REF! | #REF! | (b) | All kinds of soil except fissured rock & hard rock
| #REF! | #REF! | #REF! | #REF! | #REF! | (e) | River Crossing Location
| #REF! | #REF! | #REF! | #REF! | #REF! | (f)
#REF! | #REF!
| #REF! | #REF! | #REF! | #REF! | #REF!
| #REF! | #REF! | #REF! | #REF! | #REF!
| #REF! | #REF! | #REF! | #REF! | #REF!
#REF! | #REF!
#REF! | #REF!
| #REF! | #REF! | #REF! | #REF! | #REF!
| #REF! | #REF! | #REF! | #REF! | #REF!
| #REF! | #REF! | #REF! | #REF! | #REF!
| #REF! | #REF! | #REF! | #REF! | #REF!
| #REF! | #REF! | #REF! | #REF! | #REF!
#REF! | #REF!
| #REF! | #REF! | #REF! | #REF! | #REF!
| #REF! | #REF! | #REF! | #REF! | #REF!
#REF! | #REF! | #REF! | #REF! | #REF! | #REF!
#REF! | #REF! | #REF! | #REF! | #REF! | #REF!
#REF! | #REF!
| #REF! | #REF! | #REF! | #REF! | #REF!
#REF! | #REF!
| #REF! | #REF! | #REF! | #REF! | #REF!
| #REF! | #REF! | #REF! | #REF! | #REF!
#REF! | #REF!
| #REF! | #REF! | #REF! | #REF! | #REF!
| #REF! | #REF! | #REF! | #REF! | #REF!
| #REF! | #REF! | #REF! | #REF! | #REF!
| #REF! | #REF! | #REF! | #REF! | #REF!
| #REF! | #REF! | #REF! | #REF! | #REF!
| #REF! | #REF! | #REF! | #REF! | #REF!
#REF!
| #REF! | #REF! | #REF! | #REF! | #REF!
| #REF! | #REF! | #REF! | #REF! | #REF!
| #REF! | #REF! | #REF! | #REF! | #REF!
| #REF! | #REF! | #REF! | #REF! | #REF!
#REF! | #REF!
#REF!
| #REF! | #REF! | #REF! | #REF! | #REF!
#REF! | #REF!
#REF! | #REF! | #REF! | #REF! | #REF! | #REF!
#REF! | #REF!
#REF! | #REF! | #REF! | #REF! | #REF! | #REF!
#REF! | #REF! | #REF! | #REF! | #REF! | #REF!
#REF! | #REF!
| #REF! | #REF! | #REF! | #REF! | #REF!
| Total Erection Price (A+B) |  |  |  | #REF!
Date : | --
Place : |  |  | Printed Name :
Designation :
Click for Sch-4

## Sch-4
Specification No.: 5002002333/CONSULTANCY GIVEN/DOM/A04-CC CS -5 | [15 empty] | Schedule - 4
Tower Package TW01 for Indian Portion of New Butwal-Gorakhpur 400kV D/C (Quad Moose) line including supply of composite insulator, earthwire, OPGW, hardware & associated accessories, pile foundation and tower testing. (approx. 94 km) for Cross border Interconnection under Consultancy Services to Joint venture of POWERGRID & Nepal Electricity Authority
(SCHEDULE OF RATES AND PRICES )
Bidder’s Name and Address (Lead Partner) : | [14 empty] | To:
Contracts Services, 3rd Floor
Name : | …….. …….. …….. …….. …….. …….. | [13 empty] | Power Grid Corporation of India Ltd.,
Address : | …….. …….. …….. …….. …….. …….. | [13 empty] | "Saudamini", Plot No.-2
| …….. …….. …….. …….. …….. …….. | [13 empty] | Sector-29,
| …….. …….. …….. …….. …….. …….. | [13 empty] | Gurgaon (Haryana) - 122001
Training Charges for Training to be imparted
SI. No. | PR No | PR Line Item No | Activity Header | PR Activity No | Activity Description | Service Code | SAC (Service Accounting Codes) | Whether SAC in column '8’ is confirmed. If not indicate applicable the SAC * | Rate of GST applicable ( in %) | Whether rate of GST in column ‘4’ is confirmed. If not indicate applicable rate of GST * | Description | Unit | Quantity | Unit Training Charges excluding GST | Total Training Charges excluding GST | Total GST as confirmed by Bidder
1 | 2 | 3 | 4 | 5 | 6 | 7 | 8 | 9 | 10 | 11 | 12 | 13 | 14 | 15 | 16 = 14 x 15 | 17
[17 empty] | Revaluation of J column | Tax Calculation
NOT APPLICABLE | [16 empty] | Revaluation of J column | Tax Calculation
[15 empty] | Included | 0 | 0 | 0
[9 empty] | Total Training Charges | [5 empty] | 0 |  |  | 0
[9 empty] | Total GST as confirmed by Bidder | [6 empty] | 0
Date : | -- | [12 empty] | Printed Name :
Place : | [13 empty] | Designation :
Click for Sch-5

## Sch-4b (hidden)
Specification No.: 5002002333/CONSULTANCY GIVEN/DOM/A04-CC CS -5 | [15 empty] | Schedule - 4b
Tower Package TW01 for Indian Portion of New Butwal-Gorakhpur 400kV D/C (Quad Moose) line including supply of composite insulator, earthwire, OPGW, hardware & associated accessories, pile foundation and tower testing. (approx. 94 km) for Cross border Interconnection under Consultancy Services to Joint venture of POWERGRID & Nepal Electricity Authority
(SCHEDULE OF RATES AND PRICES )
Bidder’s Name and Address (Lead Partner) : | [14 empty] | To:
Contracts Services, 3rd Floor
Name : | …….. …….. …….. …….. …….. …….. | [13 empty] | Power Grid Corporation of India Ltd.,
Address : | …….. …….. …….. …….. …….. …….. | [13 empty] | "Saudamini", Plot No.-2
| …….. …….. …….. …….. …….. …….. | [13 empty] | Sector-29,
| …….. …….. …….. …….. …….. …….. | [13 empty] | Gurgaon (Haryana) - 122001
Maintenance Charges during & after Defect Laibility Period
SI. No. | PR No | PR Line Item No | Activity Header | PR Activity No | Activity Description | Service Code | SAC (Service Accounting Codes) | Whether SAC in column '8’ is confirmed. If not indicate applicable the SAC * | Rate of GST applicable ( in %) | Whether rate of GST in column ‘4’ is confirmed. If not indicate applicable rate of GST * | Description | Unit | Quantity | Unit Maintenance Charges excluding GST | Total Maintenance Charges excluding GST | Total GST as confirmed by Bidder
1 | 2 | 3 | 4 | 5 | 6 | 7 | 8 | 9 | 10 | 11 | 12 | 13 | 14 | 15 | 16 = 14 x 15 | 17
| 0 | [15 empty] | Revaluation of P column | Tax Calculation
A. | #REF! | [15 empty] | Revaluation of P column | Tax Calculation
1 | [14 empty] | Included | 0 | 0 | 0
2 | [14 empty] | Included | 0 | 0 | 0
3 | [14 empty] | Included | 0 | 0 | 0
4 | [14 empty] | Included | 0 | 0 | 0
B. | #REF! | [15 empty] | Revaluation of P column | Tax Calculation
1 | [14 empty] | Included | 0 | 0 | 0
2 | [14 empty] | Included | 0 | 0 | 0
3 | [14 empty] | Included | 0 | 0 | 0
4 | [14 empty] | Included | 0 | 0 | 0
[9 empty] | Total Maintenance Charges during and after Defect Liabilty Period | [5 empty] | 0 |  |  | 0
[9 empty] | Total GST as confirmed by Bidder | [6 empty] | 0
Date : | -- | [12 empty] | Printed Name :
Place : | [13 empty] | Designation :
Click for Sch-5

## Sch-5
Specification No.: 5002002333/CONSULTANCY GIVEN/DOM/A04-CC CS -5 |  |  |  | Schedule - 5
Tower Package TW01 for Indian Portion of New Butwal-Gorakhpur 400kV D/C (Quad Moose) line including supply of composite insulator, earthwire, OPGW, hardware & associated accessories, pile foundation and tower testing. (approx. 94 km) for Cross border Interconnection under Consultancy Services to Joint venture of POWERGRID & Nepal Electricity Authority
(SUMMARY OF TAXES & DUTIES APPLICABLE ON PLANT & EQUIPMENT)
Bidder’s Name and Address (Lead Partner) : |  |  | To:
Contracts Services, 3rd Floor
Name : | …….. …….. …….. …….. …….. …….. |  | Power Grid Corporation of India Ltd.,
Address : | …….. …….. …….. …….. …….. …….. |  | "Saudamini", Plot No.-2
| …….. …….. …….. …….. …….. …….. |  | Sector-29,
| …….. …….. …….. …….. …….. …….. |  | Gurgaon (Haryana) - 122001
Sl. No. | Item Nos. |  | Total Price (INR) |  | After Discount |  | After MPDiscount
1 | TOTAL GST ON GOODS |  |  |  | Excise Duty | #REF! | Excise Duty | #REF!
| Total GST for Supply of Goods (inter-alia including Type Test Charges) between the Contractor and the Employer (identified in Schedule 1') which are not included in the Ex-works price as per the provision of the Bidding Documents, as applicable. |  | 0
2 | TOTAL GST ON SERVICES |  |  |  | Sales Tax | 0 | Sales Tax | 0
| Total GST on Installation Services (Schedule-3), Training to be imparted in India (Schedule-4) |  | 0 |  | #REF! | 0 | #REF! | 0
| GRAND TOTAL [1+2] |  | 0 |  | Grand Total after Discount | #REF! | Grand Total after MPD | #REF!
Date : | -- | Printed Name :
Place : |  | Designation :
Click for Sch-6

## Sch-5 Dis (hidden)
Specification No.: 5002002333/CONSULTANCY GIVEN/DOM/A04-CC CS -5 |  |  |  | Schedule - 5
Tower Package TW01 for Indian Portion of New Butwal-Gorakhpur 400kV D/C (Quad Moose) line including supply of composite insulator, earthwire, OPGW, hardware & associated accessories, pile foundation and tower testing. (approx. 94 km) for Cross border Interconnection under Consultancy Services to Joint venture of POWERGRID & Nepal Electricity Authority
SUMMARY OF TAXES & DUTIES APPLICABLE ON GOODS
Bidder’s Name and Address (Lead Partner) : |  |  | To:
Contracts Services, 3rd Floor
Name : | …….. …….. …….. …….. …….. …….. |  | Power Grid Corporation of India Ltd.,
Address : | …….. …….. …….. …….. …….. …….. |  | "Saudamini", Plot No.-2
| …….. …….. …….. …….. …….. …….. |  | Sector-29,
| …….. …….. …….. …….. …….. …….. |  | Gurgaon (Haryana) - 122001
Sl. No. | Item Nos. |  | Total Price (INR)
1 | TOTAL GST ON GOODS |  | 0
Total GST for Supply of Goods (inter-alia including Type Test Charges) between the Contractor and the Employer (identified in Schedule 1') which are not included in the Ex-works price as per the provision of the Bidding Documents, as applicable.
2 | TOTAL GST ON SERVICES |  | 0
Total GST on Installation Services (Schedule-3), Training to be imparted in India (Schedule-4a) and Maintenance Charges during and after Defect Liabilty Period (Schedule-4b)
| GRAND TOTAL [1+2] |  | 0
Date : | -- | Printed Name :
Place : |  | Designation :
Click for Sch-6

## Sch-6
Specification No.: 5002002333/CONSULTANCY GIVEN/DOM/A04-CC CS -5 |  |  | Schedule - 6
Tower Package TW01 for Indian Portion of New Butwal-Gorakhpur 400kV D/C (Quad Moose) line including supply of composite insulator, earthwire, OPGW, hardware & associated accessories, pile foundation and tower testing. (approx. 94 km) for Cross border Interconnection under Consultancy Services to Joint venture of POWERGRID & Nepal Electricity Authority
(GRAND SUMMARY)
Bidder’s Name and Address (Lead Partner) : |  |  | To:
Contracts Services, 3rd Floor
Name : | …….. …….. …….. …….. …….. …….. |  | Power Grid Corporation of India Ltd.,
Address : | …….. …….. …….. …….. …….. …….. |  | "Saudamini", Plot No.-2
| …….. …….. …….. …….. …….. …….. |  | Sector-29,
| …….. …….. …….. …….. …….. …….. |  | Gurgaon (Haryana) - 122001
Sl. No. | Description |  | Total Price (INR)
1 | TOTAL SCHEDULE NO. 1 |  | 0
Ex-works price of Plant and Equipment including Type Test Charges
2 | TOTAL SCHEDULE NO. 2 |  | 0
Local Transportation, In-transit Insurance, loading & unloading
3 | TOTAL SCHEDULE NO. 3 |  | 0
Installation Charges
4 | TOTAL SCHEDULE NO. 4 |  | 0
Training Charges
4b | TOTAL SCHEDULE NO. 4b |  | 0
Maintenance Charges during & after Defect Laibility Period
5 | TOTAL SCHEDULE NO. 5 |  | 0
Taxes and Duties
6 | TOTAL SCHEDULE NO. 7 |  | 0
Type Test Charges [Total of this Schedule is included in Schedule - 1 above.]
| GRAND TOTAL [1+2+3+4+5] |  | 0
Date : | -- | Printed Name :
Place : |  | Designation :
Click for Sch-7

## Sch-6 After Discount
Specification No.: 5002002333/CONSULTANCY GIVEN/DOM/A04-CC CS -5 |  |  | Schedule - 6 After Discount
Tower Package TW01 for Indian Portion of New Butwal-Gorakhpur 400kV D/C (Quad Moose) line including supply of composite insulator, earthwire, OPGW, hardware & associated accessories, pile foundation and tower testing. (approx. 94 km) for Cross border Interconnection under Consultancy Services to Joint venture of POWERGRID & Nepal Electricity Authority
(GRAND SUMMARY)
Bidder’s Name and Address (Lead Partner) : |  |  | To:
Contracts Services, 3rd Floor
Name : | …….. …….. …….. …….. …….. …….. |  | Power Grid Corporation of India Ltd.,
Address : | …….. …….. …….. …….. …….. …….. |  | "Saudamini", Plot No.-2
| …….. …….. …….. …….. …….. …….. |  | Sector-29,
| …….. …….. …….. …….. …….. …….. |  | Gurgaon (Haryana) - 122001
Sl. No. | Description |  | Total Price (INR)
1 | TOTAL SCHEDULE NO. 1 |  | 0
Ex-works price of Plant and Equipment including Type Test Charges
2 | TOTAL SCHEDULE NO. 2 |  | 0
Local Transportation, In-transit Insurance, loading & unloading
3 | TOTAL SCHEDULE NO. 3 |  | 0
Installation Charges
4 | TOTAL SCHEDULE NO. 4 |  | 0
Training Charges
4b | TOTAL SCHEDULE NO. 4b |  | 0
Maintenance Charges during & after Defect Laibility Period
5 | TOTAL SCHEDULE NO. 5 |  | 0
Taxes and Duties
6 | TOTAL SCHEDULE NO. 7 |  | 0
Type Test Charges [Total of this Schedule is included in Schedule - 1 above.]
| GRAND TOTAL [1+2+3+4+5] |  | 0
Date : | -- | Printed Name :
Place : |  | Designation :
Click for Sch-7

## Sch-7
Specification No.: 5002002333/CONSULTANCY GIVEN/DOM/A04-CC CS -5 | [11 empty] | Schedule 7
Tower Package TW01 for Indian Portion of New Butwal-Gorakhpur 400kV D/C (Quad Moose) line including supply of composite insulator, earthwire, OPGW, hardware & associated accessories, pile foundation and tower testing. (approx. 94 km) for Cross border Interconnection under Consultancy Services to Joint venture of POWERGRID & Nepal Electricity Authority | [15 empty] | As per Lum-sum |  | 0%
(SCHEDULE OF RATES AND PRICES ) | [15 empty] | AS per Percent |  | #REF!
[16 empty] | As per lum-sum on Sch-7 |  | 0%
Bidder’s Name and Address (Lead Partner) : | [9 empty] | To: | [5 empty] | As per Percent on Sch-7 |  | #REF!
[10 empty] | Contracts Services, 3rd Floor | [5 empty] | Total Discount |  | #REF!
Name : | [7 empty] | …….. …….. …….. …….. …….. …….. |  | Power Grid Corporation of India Ltd.,
Address : | [7 empty] | …….. …….. …….. …….. …….. …….. |  | "Saudamini", Plot No.-2
[8 empty] | …….. …….. …….. …….. …….. …….. |  | Sector-29, | [5 empty] | Multipackage Discount |  | 0%
[8 empty] | …….. …….. …….. …….. …….. …….. |  | Gurgaon (Haryana) - 122001
Tower Testing of 400kV Quad Towers :
SL. NO. | PR No | Line Item No | Code | HSN Code | Whether HSN in column ‘2’ is confirmed. If not indicate applicable the HSN code * | Rate of GST applicable ( in %) | Whether rate of GST in column ‘4’ is confirmed. If not indicate applicable rate of GST * | Description of Test | Unit | Quantity | Unit Test Charge | Total Test Charges (Rs.) | Total GST as confirmed by Bidder | Revaluation of M column | Tax Calculation |  | Total Test Charges After Discount (Rs.) |  | Dis Alert | Total Test Charges After MPD (Rs.)
1 | 2 | 3 | 4 | 5 | 6 | 7 | 8 | 9 | 10 | 11 | 12 | 13 = 10 x 11 | 14
I
1 | 7000019072 | 30 | 9000000811 | 998346 |  | 18% |  | DEVELOPMENT OF STRUCTURAL/SHOP DRAWING/BILL OF MATERIAL OF STANDARDTOWER INCLUDING ALL BODY/LEG EXTENSIONS, STUB AND STUB SETTINGTEMPLATE DIAGRAM AS PER EMPLOYER SUPPLIED SINGLE LINE DIAGRAM OFTOWERS. FABRICATION/REFABRICATION, GALVANIZATION OF PROTOTYPE TOWER,HORIZONTAL PROTO ASSEMBLY , INSPECTION AND TRANSPORTATION OF TESTTOWER TEST BED FOR 400 KV TOWERS DOUBLE CIRCUITWITH TWIN/ TRIPLE /QUAD BUNDLE CONDUCTOR CONFIGURATION FOR ALL WIND ZONE | MT | 157 |  | Included | 0 | 0 | 0
2 | 7000019072 | 40 | 9000000810 | 998346 |  | 18% |  | ERECTION/DISMANTLING OF TOWER AND/OR TOWER PARTS ON THE TOWER TESTINGBED AS PER SPECIFICATION FOR 400 KV TOWERS DOUBLE CIRCUITWITH TWIN/TRIPLE / QUAD BUNDLE CONDUCTOR CONFIGURATION FOR ALL WIND ZONE | MT | 157 |  | Included | 0 | 0 | 0
3 | 7000019072 | 50 | 9000000801 | 998346 |  | 18% |  | TESTING OF TEST TOWER FOR RELIABILITY FOR 400 KV TOWERS DOUBLE CIRCUITWITH TWIN/ TRIPLE / QUAD BUNDLE CONDUCTOR CONFIGURATION FOR ALL WINDZONE | EA | 14 |  | Included | 0 | 0 | 0
4 | 7000019072 | 60 | 9000000803 | 998346 |  | 18% |  | TESTING OF TEST TOWER FOR SECURITY FOR 400 KV TOWERS DOUBLE CIRCUITWITH TWIN/ TRIPLE / QUAD BUNDLE CONDUCTOR CONFIGURATION FOR ALL WINDZONE | EA | 32 |  | Included | 0 | 0 | 0
5 | 7000019072 | 70 | 9000000802 | 998346 |  | 18% |  | TESTING OF TEST TOWER FOR SAFETY FOR 400 KV TOWERS DOUBLE CIRCUIT WITHTWIN/ TRIPLE / QUAD BUNDLE CONDUCTOR CONFIGURATION FOR ALL WIND ZONE | EA | 8 |  | Included | 0 | 0 | 0
6 | 7000019072 | 80 | 9000000800 | 998346 |  | 18% |  | DESTRUCTION TESTING OF TOWER FOR 400 KV TOWERS DOUBLE CIRCUIT WITHTWIN/ TRIPLE / QUAD BUNDLE CONDUCTOR CONFIGURATION FOR ALL WINDZONE | EA | 4 |  | Included | 0 | 0 | 0
[8 empty] | TOTAL TYPE TEST CHARGES |  |  |  | 0
[8 empty] | Total GST as confirmed by Bidder |  |  |  |  | 0
Date : |  |  |  | -- |  |  |  |  | Printed Name :
Place : | [8 empty] | Designation :
Specification No.: 5002002333/CONSULTANCY GIVEN/DOM/A04-CC CS -5
Tower Package TW01 for Indian Portion of New Butwal-Gorakhpur 400kV D/C (Quad Moose) line including supply of composite insulator, earthwire, OPGW, hardware & associated accessories, pile foundation and tower testing. (approx. 94 km) for Cross border Interconnection under Consultancy Services to Joint venture of POWERGRID & Nepal Electricity Authority | [7 empty] | 0 | 0
(SCHEDULE OF RATES AND PRICES ) | [7 empty] | 0 | 0
Bidder’s Name and Address (Lead Partner) :
[8 empty] | 0 | 0
Name : | [7 empty] | …….. …….. …….. …….. …….. …….. | 0
Address : | [7 empty] | …….. …….. …….. …….. …….. …….. | 0
[8 empty] | …….. …….. …….. …….. …….. …….. | 0
[8 empty] | …….. …….. …….. …….. …….. …….. | 0
SL. NO. | [7 empty] | Description of Test | #REF!
#REF! | [7 empty] | #REF! | #REF!
#REF! | [7 empty] | #REF!
#REF! | [7 empty] | #REF! | #REF!
#REF! | [7 empty] | #REF! | #REF!
[8 empty] | #REF! | #REF!
#REF! | [7 empty] | #REF!
#REF! | [7 empty] | #REF!
#REF! | [7 empty] | #REF!
#REF! | [7 empty] | #REF! | #REF!
#REF! | [7 empty] | #REF! | #REF!
#REF! | [7 empty] | #REF! | #REF!
#REF! | [7 empty] | #REF! | #REF!
[8 empty] | #REF! | #REF!
#REF! | [7 empty] | #REF!
#REF! | [7 empty] | #REF! | #REF!
#REF! | [7 empty] | #REF! | #REF!
#REF! | [7 empty] | #REF! | #REF!
#REF! | [7 empty] | #REF! | #REF!
[8 empty] | #REF! | #REF!
#REF! | [7 empty] | #REF!
#REF! | [7 empty] | #REF! | #REF!
#REF! | [7 empty] | #REF! | #REF!
#REF! | [7 empty] | #REF! | #REF!
[8 empty] | #REF! | #REF!
#REF! | [7 empty] | #REF!
#REF! | [7 empty] | #REF! | #REF!
#REF! | [7 empty] | #REF! | #REF!
#REF! | [7 empty] | #REF! | #REF!
[8 empty] | #REF! | #REF!
#REF! | [7 empty] | #REF!
#REF! | [7 empty] | #REF! | #REF!
#REF! | [7 empty] | #REF! | #REF!
#REF! | [7 empty] | #REF! | #REF!
#REF! | [7 empty] | #REF! | #REF!
[8 empty] | #REF! | #REF!
[8 empty] | #REF! | #REF!
#REF! | [7 empty] | #REF!
#REF! | [7 empty] | #REF!
#REF! | [7 empty] | #REF! | #REF!
#REF! | [7 empty] | #REF! | #REF!
#REF! | [7 empty] | #REF! | #REF!
[8 empty] | #REF! | #REF!
[8 empty] | #REF! | #REF!
#REF! | [7 empty] | #REF!
#REF! | [7 empty] | #REF!
#REF! | [7 empty] | #REF! | #REF!
#REF! | [7 empty] | #REF! | #REF!
#REF! | [7 empty] | #REF! | #REF!
#REF! | [7 empty] | #REF! | #REF!
#REF! | [7 empty] | #REF! | #REF!
[8 empty] | #REF! | #REF!
#REF! | [7 empty] | #REF!
#REF! | [7 empty] | #REF! | #REF!
#REF! | [7 empty] | #REF! | #REF!
#REF! | [7 empty] | #REF! | #REF!
#REF! | [7 empty] | #REF! | #REF!
#REF! | [7 empty] | #REF! | #REF!
#REF! | [7 empty] | #REF! | #REF!
[8 empty] | #REF! | #REF!
#REF! | [7 empty] | #REF!
#REF! | [7 empty] | #REF! | #REF!
#REF! | [7 empty] | #REF! | #REF!
#REF! | [7 empty] | #REF! | #REF!
#REF! | [7 empty] | #REF! | #REF!
#REF! | [7 empty] | #REF! | #REF!
#REF! | [7 empty] | #REF! | #REF!
#REF! | [7 empty] | #REF! | #REF!
#REF! | [7 empty] | #REF! | #REF!
#REF! | [7 empty] | #REF! | #REF!
[8 empty] | #REF! | #REF!
#REF! | [7 empty] | #REF!
#REF! | [7 empty] | #REF! | #REF!
#REF! | [7 empty] | #REF! | #REF!
#REF! | [7 empty] | #REF! | #REF!
[8 empty] | #REF! | #REF!
#REF! | [7 empty] | #REF!
#REF! | [7 empty] | #REF! | #REF!
#REF! | [7 empty] | #REF! | #REF!
#REF! | [7 empty] | #REF! | #REF!
[8 empty] | #REF! | #REF!
#REF! | [7 empty] | #REF!
#REF! | [7 empty] | #REF! | #REF!
#REF! | [7 empty] | #REF! | #REF!
[8 empty] | #REF! | #REF!
#REF! | [7 empty] | #REF!
#REF! | [7 empty] | #REF! | #REF!
#REF! | [7 empty] | #REF! | #REF!
#REF! | [7 empty] | #REF! | #REF!
#REF! | [7 empty] | #REF! | #REF!
#REF! | [7 empty] | #REF! | #REF!
#REF! | [7 empty] | #REF! | #REF!
[8 empty] | #REF! | #REF!
#REF! | [7 empty] | #REF!
#REF! | [7 empty] | #REF! | #REF!
#REF! | [7 empty] | #REF! | #REF!
#REF! | [7 empty] | #REF! | #REF!
#REF! | [7 empty] | #REF! | #REF!
#REF! | [7 empty] | #REF!
#REF! | [7 empty] | #REF! | #REF!
#REF! | [7 empty] | #REF! | #REF!
#REF! | [7 empty] | #REF! | #REF!
#REF! | [7 empty] | #REF! | #REF!
[8 empty] | #REF! | #REF!
[8 empty] | #REF! | #REF!
[8 empty] | #REF! | #REF!
Click for Bid Form 2nd Envelope

## Sch-7 Dis (hidden)
Specification No.: 5002002333/CONSULTANCY GIVEN/DOM/A04-CC CS -5
Tower Package TW01 for Indian Portion of New Butwal-Gorakhpur 400kV D/C (Quad Moose) line including supply of composite insulator, earthwire, OPGW, hardware & associated accessories, pile foundation and tower testing. (approx. 94 km) for Cross border Interconnection under Consultancy Services to Joint venture of POWERGRID & Nepal Electricity Authority | [6 empty] | As per Lum-sum |  | 0%
(SCHEDULE OF RATES AND PRICES : TYPE TEST CHARGES) | [6 empty] | AS per Percent |  | #REF!
[7 empty] | As per lum-sum on Sch-7 |  | 0%
Bidder’s Name and Address (Lead Partner) : |  |  |  | To: |  |  | As per Percent on Sch-7 |  | #REF!
|  |  |  | Contracts Services, 3rd Floor |  |  | Total Discount |  | #REF!
Name : | …….. …….. …….. …….. …….. …….. |  |  | Power Grid Corporation of India Ltd.,
Address : | …….. …….. …….. …….. …….. …….. |  |  | "Saudamini", Plot No.-2
| …….. …….. …….. …….. …….. …….. |  |  | Sector-29, |  |  | Multipackage Discount |  | 0%
| …….. …….. …….. …….. …….. …….. |  |  | Gurgaon (Haryana) - 122001
Type Tests on Earthwire
SL. NO. | Description of Test | Unit | Quantity | Unit Test Charge | Total Test Charges (Rs.) |  |  | Total Test Charges After Discount (Rs.) |  | Dis Alert | Total Test Charges After MPD (Rs.)
I | #REF!
(a) | #REF! | #REF! | #REF! | #REF! | #REF!
(b) | #REF! | #REF! | #REF! | #REF! | #REF!
| Sub-Total (I) |  |  |  | #REF!
| TOTAL TEST CHARGES (I) |  |  |  | #REF!
[7 empty] | Discount Sche-7 | #REF! |  | MPD Sche-7 | #REF!
[7 empty] | Dis Alert | #REF!
Signature :
Date : | -- | Printed Name :
Place : |  | Designation :
Common Seal :
Note : | Bidder should indicate the name of test laboratories where type tests are proposed to be conducted
Specification No.: 5002002333/CONSULTANCY GIVEN/DOM/A04-CC CS -5
Tower Package TW01 for Indian Portion of New Butwal-Gorakhpur 400kV D/C (Quad Moose) line including supply of composite insulator, earthwire, OPGW, hardware & associated accessories, pile foundation and tower testing. (approx. 94 km) for Cross border Interconnection under Consultancy Services to Joint venture of POWERGRID & Nepal Electricity Authority | 0 | 0 |  |  |  | 0
(SCHEDULE OF RATES AND PRICES : TYPE TEST CHARGES) | 0 | 0 |  |  |  | 0
Bidder’s Name and Address (Lead Partner) : | [5 empty] | 0
| 0 | 0 |  |  |  | 0
Name : | …….. …….. …….. …….. …….. …….. | 0 |  |  |  | 0
Address : | …….. …….. …….. …….. …….. …….. | 0 |  |  |  | 0
| …….. …….. …….. …….. …….. …….. | 0 |  |  |  | 0
| …….. …….. …….. …….. …….. …….. | 0 |  |  |  | 0
SL. NO. | Description of Test | 0
#REF! | #REF! | #REF!
#REF! | #REF!
#REF! | #REF! | #REF!
#REF! | #REF! | #REF!
| #REF! | #REF!
#REF! | #REF!
#REF! | #REF!
#REF! | #REF!
#REF! | #REF! | #REF!
#REF! | #REF! | #REF!
#REF! | #REF! | #REF!
#REF! | #REF! | #REF!
| #REF! | #REF!
#REF! | #REF!
#REF! | #REF! | #REF!
#REF! | #REF! | #REF!
#REF! | #REF! | #REF!
#REF! | #REF! | #REF!
| #REF! | #REF!
#REF! | #REF!
#REF! | #REF! | #REF!
#REF! | #REF! | #REF!
#REF! | #REF! | #REF!
| #REF! | #REF!
#REF! | #REF!
#REF! | #REF! | #REF!
#REF! | #REF! | #REF!
#REF! | #REF! | #REF!
| #REF! | #REF!
#REF! | #REF!
#REF! | #REF! | #REF!
#REF! | #REF! | #REF!
#REF! | #REF! | #REF!
#REF! | #REF! | #REF!
| #REF! | #REF!
| #REF! | #REF!
#REF! | #REF!
#REF! | #REF!
#REF! | #REF! | #REF!
#REF! | #REF! | #REF!
#REF! | #REF! | #REF!
| #REF! | #REF!
| #REF! | #REF!
#REF! | #REF!
#REF! | #REF!
#REF! | #REF! | #REF!
#REF! | #REF! | #REF!
#REF! | #REF! | #REF!
#REF! | #REF! | #REF!
#REF! | #REF! | #REF!
| #REF! | #REF!
#REF! | #REF!
#REF! | #REF! | #REF!
#REF! | #REF! | #REF!
#REF! | #REF! | #REF!
#REF! | #REF! | #REF!
#REF! | #REF! | #REF!
#REF! | #REF! | #REF!
| #REF! | #REF!
#REF! | #REF!
#REF! | #REF! | #REF!
#REF! | #REF! | #REF!
#REF! | #REF! | #REF!
#REF! | #REF! | #REF!
#REF! | #REF! | #REF!
#REF! | #REF! | #REF!
#REF! | #REF! | #REF!
#REF! | #REF! | #REF!
#REF! | #REF! | #REF!
| #REF! | #REF!
#REF! | #REF!
#REF! | #REF! | #REF!
#REF! | #REF! | #REF!
#REF! | #REF! | #REF!
| #REF! | #REF!
#REF! | #REF!
#REF! | #REF! | #REF!
#REF! | #REF! | #REF!
#REF! | #REF! | #REF!
| #REF! | #REF!
#REF! | #REF!
#REF! | #REF! | #REF!
#REF! | #REF! | #REF!
| #REF! | #REF!
#REF! | #REF!
#REF! | #REF! | #REF!
#REF! | #REF! | #REF!
#REF! | #REF! | #REF!
#REF! | #REF! | #REF!
#REF! | #REF! | #REF!
#REF! | #REF! | #REF!
| #REF! | #REF!
#REF! | #REF!
#REF! | #REF! | #REF!
#REF! | #REF! | #REF!
#REF! | #REF! | #REF!
#REF! | #REF! | #REF!
#REF! | #REF!
#REF! | #REF! | #REF!
#REF! | #REF! | #REF!
#REF! | #REF! | #REF!
#REF! | #REF! | #REF!
| #REF! | #REF!
| #REF! | #REF!
| #REF! | #REF!
Click for Bid Form 2nd Envelope

## Discount
This letter of discount is optional. Bidder may / may not offer any discount.
Specification No.: 5002002333/CONSULTANCY GIVEN/DOM/A04-CC CS -5 |  |  |  |  | Letter of Discount
LETTER OF DISCOUNT
To:
Contract Services
Power Grid Corporation of India Ltd.,
"Saudamini", Plot No.-2
Sector-29, (near IFFCO Chowk)
Gurgaon (Haryana) - 122001
Subject : |  | Tower Package TW01 for Indian Portion of New Butwal-Gorakhpur 400kV D/C (Quad Moose) line including supply of composite insulator, earthwire, OPGW, hardware & associated accessories, pile foundation and tower testing. (approx. 94 km) for Cross border Interconnection under Consultancy Services to Joint venture of POWERGRID & Nepal Electricity Authority
Dear Sir
With reference to the subject tender, we hereby offer unconditional discount on the prices quoted by us as per details given here below : | [6 empty] | Eq Weightage of Rs/ % | Final Discount Factor
| 1 | Discount on lum-sum basis on total price quoted by us without Taxes & Duties. [The discount shall be proportionately applicable on all the items of all the Schdules i.e. Sch-1 (without type test charges), Sch-2, Sch-3, Sch-4a, Sch-4b & Sch-7] In Rs. |  |  |  | 0 | 0%
| 2 | Discount on percent basis on total price quoted by us without Taxes & Duties. [The discount shall be proportionately applicable on all the items of all the Schdules i.e. Sch-1 (without type test charges), Sch-2 , Sch-3, Sch-4a, Sch-4b & Sch-7] In Percent (%) |  |  |  | 0 | 0%
| 3 | Discount on lum-sum basis on the Schedules as given below : [The discount shall be proportionately applicable on all the relevent items of the respective Schdules.] In Rs.
|  | Schedule-1 : Ex works prices |  | In Rs. |  | 0 | 0% | Schedule-1 : Ex-Works Price | 0%
|  | Schedule-2 : Freight & Insurance |  | In Rs. |  | 0 | 0% | Schedule-2 : Freight & Insurance | 0%
|  | Schedule-3 : Erection Charges |  | In Rs. |  | 0 | 0% | Schedule-3 : Erection Charges | 0%
|  | Schedule-4a : Training Charges |  | In Rs. |  | 0 | 0% | Schedule-4a : Training Charges | 0%
|  | Schedule-4b : Maintenance Charges during and after DLP |  | In Rs. |  | 0 | 0% | Schedule-4b : Maintenance Charges | 0%
|  | Schedule-7 : Type Test Charges |  | In Rs. |  | 0 | 0% | Schedule-7 : Type Test Charges | 0%
| 4 | Discount on percent basis on the Schedules as given below : [The discount shall be proportionately applicable on all the relevent items of the respective Schdules.] In Percent (%)
|  | Schedule-1 : Ex works prices |  | In Percent (%) |  | 0 | 0%
|  | Schedule-2 : Freight & Insurance |  | In Percent (%) |  | 0 | 0%
|  | Schedule-3 : Erection Charges |  | In Percent (%) |  | 0 | 0%
|  | Schedule-4a : Training Charges |  | In Percent (%) |  | 0 | 0%
|  | Schedule-4b : Maintenance Charges during and after DLP |  | In Percent (%) |  | 0 | 0%
|  | Schedule-7 : Type Test Charges |  | In Percent (%) |  | 0 | 0%
Discount(s) offered at sl. No. 1 to 4 will get displayed and accounted for automatically in the respective items of the Schedules.
| 5 | We hereby offer Multi-package discount as given below:
Multi-Package Discount(s) offered at sl. No. 5 will not get automatically accounted for in the respective items of the Schedules. The same shall be worked out saparately for evaluation.
Please consider this letter of discount as the integral part of our price bid.
Thanking you, we remain,
Yours faithfully,
For and on behalf of …….. …….. …….. …….. …….. ……..
Date : |  | -- | Printed Name :
Place : |  |  | Designation :
Click for Bid Form

## Octroi (hidden)
Details of Octroi
Sl No. | Description of Items | Amount on which Octroi is applicable | Rate of Octroi | Octroi
(1) | (2) | (3) | (4) | (5) =(3) x (4)
1 |  |  |  | 0
2 |  |  |  | 0
3 |  |  |  | 0
4 |  |  |  | 0
5 |  |  |  | 0
6 |  |  |  | 0
7 |  |  |  | 0
8 |  |  |  | 0
9 |  |  |  | 0
10 |  |  |  | 0
| Total |  |  | 0
Back to Sch 5

## Entry Tax (hidden)
Details of Entry Tax
Sl No. | Description of Items | Amount on which Entry Tax is applicable | Rate of Entry Tax | Entry Tax
(1) | (2) | (3) | (4) | (5) =(3) x (4)
1 |  |  |  | 0
2 |  |  |  | 0
3 |  |  |  | 0
4 |  |  |  | 0
5 |  |  |  | 0
6 |  |  |  | 0
7 |  |  |  | 0
8 |  |  |  | 0
9 |  |  |  | 0
10 |  |  |  | 0
| Total |  |  | 0
Back to Sch 5

## Other Taxes & Duties (hidden)
Details of Other Taxes & Duties
Sl No. | Description of Items | Amount on which Other Taxes & Duties are applicable | Description of Taxes & Duties | Rate of Taxes & Duties | Amount of Taxes & Duties
(1) | (2) | (3) | (4) | (5) | (6) =(3) x (4)
1 |  |  |  |  | 0
2 |  |  |  |  | 0
3 |  |  |  |  | 0
4 |  |  |  |  | 0
5 |  |  |  |  | 0
6 |  |  |  |  | 0
7 |  |  |  |  | 0
8 |  |  |  |  | 0
9 |  |  |  |  | 0
10 |  |  |  |  | 0
| Total |  |  |  | 0
Back to Sch 5

## Bid Form 2nd Envelope
Specification No.: 5002002333/CONSULTANCY GIVEN/DOM/A04-CC CS -5 |  |  |  | Bid Form 2nd Envelope |  | 0 |  |  |  | 1 | st |  | 1 | January
[6 empty] | 0 |  |  |  | 2 | nd |  | 2 | February
BID FORM (Second Envelope) | [9 empty] | 3 | rd |  | 3 | March
[10 empty] | 4 | th |  | 4 | April
Bid Proposal Ref. No. | [9 empty] | 5 | th |  | 5 | May
Date : | -- | [8 empty] | 6 | th | #VALUE! | 6 | June
[10 empty] | 7 | th | #VALUE! | 7 | July
To: | [9 empty] | 8 | th | #VALUE! | 8 | August
Contracts Services, 3rd Floor | [9 empty] | 9 | th | #VALUE! | 9 | September
Power Grid Corporation of India Ltd., | [9 empty] | 10 | th |  | 10 | October
"Saudamini", Plot No.-2 | [9 empty] | 11 | th |  | 11 | November
Sector-29, | [9 empty] | 12 | th |  | 12 | December
Gurgaon (Haryana) - 122001 | [9 empty] | 13 | th
[10 empty] | 14 | th
Name of Contract : | Tower Package TW01 for Indian Portion of New Butwal-Gorakhpur 400kV D/C (Quad Moose) line including supply of composite insulator, earthwire, OPGW, hardware & associated accessories, pile foundation and tower testing. (approx. 94 km) for Cross border Interconnection under Consultancy Services to Joint venture of POWERGRID & Nepal Electricity Authority | [8 empty] | 15 | th
Dear Ladies and/or Gentlemen, | [9 empty] | 16 | th
1 | In continuation of First Envelope of our Bid, we hereby submit the Second Envelope of the Bid, both of which shall be read together and in conjunction with each other, and shall be construed as an integral part of our Bid. Accordingly, we the undersigned, offer to design, manufacture, test, deliver, install and commission (including carrying out Trial Operation, Performance & Guarantee Test as per provision of Technical Specification) under the above-named package in full conformity with the said Bidding Documents for the sum of Rs. 0 (Rs. Zero Only ) or such other sums as may be determined in accordance with the terms and conditions of the Bidding Documents. |  |  |  |  | In continuation of First Envelope of our Bid, we hereby submit the Second Envelope of the Bid, both of which shall be read together and in conjunction with each other, and shall be construed as an integral part of our Bid. Accordingly, we the undersigned, offer to design, manufacture, test, deliver, install and commission (including carrying out Trial Operation, Performance & Guarantee Test as per provision of Technical Specification) under the above-named package in full conformity with the said Bidding Documents for the sum of Rs. | or such other sums as may be determined in accordance with the terms and conditions of the Bidding Documents. | 0 | (Rs. Zero Only ) | 17 | th
| The above amounts are in accordance with the price schedules attached herewith and are made part of this bid. | [8 empty] | 18 | th
2 | Price Schedules | [8 empty] | 19 | th
2.1 | In line with the requirements of the Bidding documents, we enclose herewith the following Price Schedules, duly filled - in as per your proforma: | [8 empty] | 20 | th
| Schedule 1 | Plant and Equipment (Including Mandatory Spare Parts) to be supplied, including Type Test Charges. | [7 empty] | 21 | st
| Schedule 2 | Local Transportation, In-transit Insurance, loading and unloading | [7 empty] | 22 | th
| Schedule 3 | Installation Charges. | [7 empty] | 23 | th
| Schedule 4 | Training charges for training to be imparted. | [7 empty] | 24 | th
| Schedule 4b | Maintenance Charges during & after Defect Laibility Period.
| Schedule 5 | Taxes and Duties not included in Schedule 1 | [7 empty] | 25 | th
| Schedule 6 | Grand Summary [Schedule 1to 5] | [7 empty] | 26 | th
| Schedule 7 | Break-up of Type Test Charges for Type Tests to be conducted | [7 empty] | 27 | th
2.2 | We are aware that the Price Schedules do not generally give a full description of the Work to be performed under each item and we shall be deemed to have read the Technical Specifications and other sections of the Bidding Documents and Drawings to ascertain the full scope of Work included in each item while filling-in the rates and prices. We agree that the entered rates and prices shall be deemed to include for the full scope as aforesaid, including overheads and profit. | [8 empty] | 28 | th
2.3 | We declare that as specified in Clause 11.5, Section –II:ITB, Vol.-I of the Bidding Documents, prices quoted by us in the Price Schedules shall be subject to Price Adjustment during the execution of Contract in accordance with Appendix-2 (Price Adjustment) to the Contract Agreement. | [8 empty] | 29 | th
2.4 | We understand that in the price schedules, where there are errors between the total of the amounts given under the column for the price Breakdown and the amount given under the Total Price, the former shall prevail and the latter will be corrected accordingly. We further understand that where there are discrepancies between amounts stated in figures and amounts stated in words, the amount stated in words shall prevail. Similarly, any discrepancy in the total bid price and that of the summation of Schedule price (price indicated in a Schedule indicating the total of that schedule), the total bid price shall be corrected to reflect the actual summation of the Schedule prices. | [8 empty] | 30 | th
2.5 | We declare that items left blank in the Schedules will be deemed to have been included in other items. The TOTAL for each Schedule and the TOTAL of Grand Summary shall be deemed to be the total price for executing the Facilities and sections thereof in complete accordance with the Contract, whether or not each individual item has been priced. | [8 empty] | 31 | st
3 | We confirm that except as otherwise specifically provided our Bid Prices in this Second Envelope include all taxes, duties, levies and charges as may be assessed on us/our Associate (applicable for Foreign Bidder), our Sub-Contractor/Sub-Vendor or their employees by all municipal, state or national government authorities in connection with the Facilities, in and outside of India.
3.1 | 100% of applicable Taxes and Duties i.e GST which are payable by the Employer under the Contract, shall be reimbursed by the Employer on production of satisfactory documentary evidence by the Contractor in accordance with the provisions of the Bidding Documents.
3.2 | We further understand that notwithstanding 3.0 above, in case of award on us, you shall also bear and pay/reimburse to us, GST applicable on supplies by us to you, imposed on the Plant & Equipment including Mandatory Spare Parts to be incorporated into the Facilities including Type Test charges for Type test to be conducted specified in Schedule No. 1, Installation Services specified in Schedule No. 3, Charges for Training to be imparted specified in Schedule No. 4a and Maintenance Charges during & after Defect Laibility Period specified in Schedule No. 4b of the Price Schedule in this Second Envelope by the Indian Laws.
3.3 | We confirm that we have also registered/we shall also get registered in the GST Network with a GSTIN, in all the states where the project is located and the states from which we shall make our supply of goods.
4 | # (For Joint Venture only) We, the partners of Joint Venture submitting this bid, do agree and confirm that in case of Award of Contract on the Joint Venture, we shall be jointly and severally liable and responsible for the execution of the Contract in accordance with Contract terms and conditions. |  |  |  | 2
5 | We, hereby, declare that only the persons or firms interested in this proposal as principals are named here and that no other persons or firms other than those mentioned herein have any interest in this proposal or in the Contract to be entered into, if the award is made on us, that this proposal is made without any connection with any other person, firm or party likewise submitting a proposal is in all respects for and in good faith, without collusion or fraud.
Thanking you, we remain,
Yours faithfully,
For and on behalf of …….. …….. …….. …….. …….. ……..
Signature :
Date : | -- |  | Printed Name :
Place : |  |  | Designation :
Common Seal :
In case of bid from a Joint Venture, name & designation of representative of JV partner is to be provided and Bid Form is also to be signed by him.
Printed Name :
Designation :
Please provide additional information of the Bidder
Business Address :
Country of Incorporation :
State/Province to be indicated :
Name of Principal Officer :
Address of Principal Officer :
Note: Bidders may note that no prescribed proforma has been enclosed for Attachment 2 : Power of Attorney. Bidders may use their own proforma for furnishing the required information with the bid.
* * *
Back to Cover Page

## Q & C (2) (hidden)
STATEMENT OF QUOTED / CORRECTED PRICES
All Figures are in Rupees
Bidder |  | 0
Sl. No. | Price Component | Quoted Price | Corrected Price
1 | TOTAL SCHEDULE NO. 1:Ex-Works Price of Plant and Equipment including Type Test Charges | 0 |  | 0
2 | TOTAL SCHEDULE NO.2: Local Transportation, Insurance and other Incidental Services. | 0 |  | 0
3 | TOTAL SCHEDULE NO.3: Installation Charges | 0 |  | 0
4 | TOTAL SCHEDULE NO.4: Training Charges | Not Applicable |  | Not Applicable
5 | TOTAL BID PRICE: (Excluding Taxes & Duties) | 0 |  | 0
6 | DISCOUNT | #REF! |  | #REF! | #REF!
7 | NET BID PRICE (Excluding Taxes & Duties) | #REF! |  | #REF!
8 | TAXES & DUTIES PAYABLE ADDITIONALLY
| A) EXCISE DUTY | 0 |  | 0
| B) CENTRAL SALES TAX | 0 |  | 0
| C) VAT | #REF! |  | 0
| D) ENTRY TAX / OCTROI | #REF! |  | 0
E) OTHERS
| F) TOTAL TAXES & DUTIES | #REF! |  | 0
8 | TOTAL BID PRICE (INCLUDING TAXES & DUTIES) | #REF! |  | 0
9 | TOTAL SCHEDULE NO.7: Type Test Charges [Total of this Schedule is included in Schedule-1 above] | 0 |  | 0
I) | Bidder has indicated the following taxes and duties additionally applicable for their bid:
| Excise Duty % as |  |  |  | Excise Duty
| CST % as |  |  |  | CST
| #REF! |  |  |  | VAT | #REF! | #REF!
| #REF! |  |  |  | Entry Tax/ Octroi | #REF! | #REF!
| Others as |  |  |  | Others
II) | With regard to Entry Tax, it may be mentioned that the substations covered under the subject pacakge falls in State of MP, where an entry tax @ 2% of Purchase Price is applicable. In view of the above, the taxes and duties inter-alia including entry tax applicable for the bids are calculated :
a) | Ex-Works Price of Direct Supplies (after discount, if any) |  | Rs. | 0
b) | Excise Duty, as applicable on (a) above at the rate : | 10% | Rs. | 0
c) | Amount on which Sales Tax is applicable | 0 |  | 0
d) | CST, as applicable on (a) + ED (b) above at the rate : | 2% | Rs. | 0
e) | VAT, as applicable on (a) + ED (b) above at the rate : | 1% |  | 0
f) | Others [……………………………………………] |  | Rs.
g) | Purchase Price for Entry Tax (Total Ex-Works+F&I+ED+CST+Others) |  | Rs. | 0
h) | Entry Tax, as applicable on (e) above at the rate : |  | Rs. | 0
Tower Package TW01 for Indian Portion of New Butwal-Gorakhpur 400kV D/C (Quad Moose) line including supply of composite insulator, earthwire, OPGW, hardware & associated accessories, pile foundation and tower testing. (approx. 94 km) for Cross border Interconnection under Consultancy Services to Joint venture of POWERGRID & Nepal Electricity Authority |  | Statement of Quoted / Corrected Prices |  | Page
Spec. No. | Specification No.: 5002002333/CONSULTANCY GIVEN/DOM/A04-CC CS -5

## Q & C (hidden)
STATEMENT OF QUOTED / CORRECTED PRICES
All Figures are in Rupees
Bidder |  | …….. …….. …….. …….. …….. ……..
Sl. No. | Price Component | Quoted Price | Corrected Price
1 | TOTAL SCHEDULE NO. 1:Ex-Works Price of Plant and Equipment including Type Test Charges | 0 |  | 0
2 | TOTAL SCHEDULE NO.2: Local Transportation, Insurance and other Incidental Services. | 0 |  | 0
3 | TOTAL SCHEDULE NO.3: Installation Charges | 0 |  | 0
4 | TOTAL SCHEDULE NO.4: Training Charges | Not Applicable |  | Not Applicable
5 | TOTAL BID PRICE: (Excluding Taxes & Duties) | 0 |  | 0
6 | DISCOUNT | #REF! |  | #REF!
7 | NET BID PRICE (Excluding Taxes & Duties) | #REF! |  | #REF!
8 | TAXES & DUTIES PAYABLE ADDITIONALLY
| A) EXCISE DUTY | #REF! |  | 0
| B) CENTRAL SALES TAX /VAT | #REF! |  | #REF!
| C) ENTRY TAX / OCTROI | #REF! |  | #REF!
| D) OTHERS | #REF! |  | 0
| E) TOTAL TAXES & DUTIES | #REF! |  | #REF!
8 | TOTAL BID PRICE (INCLUDING TAXES & DUTIES) | #REF! |  | #REF!
9 | TOTAL SCHEDULE NO.7: Type Test Charges [Total of this Schedule is included in Schedule-1 above] | 0 |  | 0
I) | Bidder has indicated the following taxes and duties additionally applicable for their bid:
a) | Excise Duty |  | Rs. | #REF!
b) | CST /VAT |  | Rs. | #REF!
c) | Entry Tax / Octroi |  | Rs. | #REF!
d) | Others |  | Rs. | #REF!
II) | Bidder has offered following discount(s)
III) | With regard to Entry Tax, it may be mentioned that the substations covered under the subject pacakge falls in State of MP, where an entry tax @ 1% of Purchase Price is applicable. In view of the above, the taxes and duties inter-alia including entry tax applicable for the bids are calculated : |  |  |  | Details of dicounts
a) | Ex-Works Price of Direct Supplies (after discount, if any) |  | Rs. | 0 | Gross LS | #REF! | #REF! | #REF! | Gross % | #REF! | #REF! | #REF!
b) | Excise Duty @ 10.3% of (a) above |  | Rs. | 0 |  |  |  | #REF! |  |  |  | #REF!
c) | CST / VAT @ 2% of Ex-Works of Direct Supplies (a) + ED (b) above |  | Rs. | #REF! | Sch-1 Direct LS | #REF! | #REF! | #REF! | Sch-1 Direct % | #REF! | #REF! | #REF!
d) | Others |  | Rs. |  | Sch-1 BO LS | #REF! | #REF! | #REF! | Sch-1 BO % | #REF! | #REF! | #REF!
e) | Purchase Price for Entry Tax (Total Ex-Works+F&I+ED+CST+Others) |  | Rs. | #REF! | Sch-2 LS | #REF! | #REF! | #REF! | Sch-2 % | #REF! | #REF! | #REF!
f) | Entry Tax @ 1% of (e) above |  | Rs. | #REF! | Sch-3 LS | #REF! | #REF! | #REF! | Sch-3 % | #REF! | #REF! | #REF!
[5 empty] | Sch-7 LS | #REF! | #REF! | #REF! | Sch-7 % | #REF! | #REF! | #REF!
Tower Package TW01 for Indian Portion of New Butwal-Gorakhpur 400kV D/C (Quad Moose) line including supply of composite insulator, earthwire, OPGW, hardware & associated accessories, pile foundation and tower testing. (approx. 94 km) for Cross border Interconnection under Consultancy Services to Joint venture of POWERGRID & Nepal Electricity Authority |  | Statement of Quoted / Corrected Prices |  | Page | Different Manner | #REF!
[5 empty] | Text for Discount | #REF!
#REF!
#REF!

## N to W (hidden)
0
Rs. Zero Only
0
0
0
0
0
0
1 | One
2 | Two
3 | Three
4 | Four
5 | Five
6 | Six
7 | Seven
8 | Eight
9 | Nine
10 | Ten
11 | Eleven
12 | Twelve
13 | Thirteen
14 | Fourteen
15 | Fifteen
16 | Sixteen
17 | Seventeen
18 | Eighteen
19 | Nineteen
20 | Twenty
21 | Twenty One
22 | Twenty Two
23 | Twenty Three
24 | Twenty Four
25 | Twenty Five
26 | Twenty Six
27 | Twenty Seven
28 | Twenty Eight
29 | Twenty Nine
30 | Thirty
31 | Thirty One
32 | Thirty Two
33 | Thirty Three
34 | Thirty Four
35 | Thirty Five
36 | Thirty Six
37 | Thirty Seven
38 | Thirty Eight
39 | Thirty Nine
40 | Forty
41 | Forty One
42 | Forty Two
43 | Forty Three
44 | Forty Four
45 | Forty Five
46 | Forty Six
47 | Forty Seven
48 | Forty Eight
49 | Forty Nine
50 | Fifty
51 | Fifty One
52 | Fifty Two
53 | Fifty Three
54 | Fifty Four
55 | Fifty Five
56 | Fifty Six
57 | Fifty Seven
58 | Fifty Eight
59 | Fifty Nine
60 | Sixty
61 | Sixty One
62 | Sixty Two
63 | Sixty Three
64 | Sixty Four
65 | Sixty Five
66 | Sixty Six
67 | Sixty Seven
68 | Sixty Eight
69 | Sixty Nine
70 | Seventy
71 | Seventy One
72 | Seventy Two
73 | Seventy Three
74 | Seventy Four
75 | Seventy Five
76 | Seventy Six
77 | Seventy Seven
78 | Seventy Eight
79 | Seventy Nine
80 | Eighty
81 | Eighty One
82 | Eighty Two
83 | Eighty Three
84 | Eighty Four
85 | Eighty Five
86 | Eighty Six
87 | Eighty Seven
88 | Eighty Eight
89 | Eighty Nine
90 | Ninety
91 | Ninety One
92 | Ninety Two
93 | Ninety Three
94 | Ninety Four
95 | Ninety Five
96 | Ninety Six
97 | Ninety Seven
98 | Ninety Eight
99 | Ninety Nine
100 | One Hundred