## Basic (hidden)
Package Name | Substation package (SS-60): 400 kV AIS Substation extension package including series bus reactor for a. Under Transmission System for Controlling High loading of Nellore (PG) – Nellore PS 400kV (Quad) D/c line 400kV Nellore (PG) S/s Extn. b. Under Transmission system for controlling high Short Circuit Current level at 400kV Thiruvalam S/s 400kV Thiruvalam S/s Extn. including series bus reactor.
Direct
Package Code | SS60 | Bought-out
Specification No. | Specification No.: CC-CS/972-SR2/SS-4078/3/G7

## Cover
Rev01
Price Schedules | Substation package (SS-60): 400 kV AIS Substation extension package including series bus reactor for a. Under Transmission System for Controlling High loading of Nellore (PG) – Nellore PS 400kV (Quad) D/c line 400kV Nellore (PG) S/s Extn. b. Under Transmission system for controlling high Short Circuit Current level at 400kV Thiruvalam S/s 400kV Thiruvalam S/s Extn. including series bus reactor. |  | Substation Package - SS60
Specification No.: CC-CS/972-SR2/SS-4078/3/G7
| 1 | Fill up only green shaded cells in Sch-1, Sch-2, Sch-3, Sch-7 and Bid Form 2nd Envelope.
| 2 | All the cells in Sch-4 & Sch-6 are auto filled, therefore no cell is required to be filled up there.
| 3 | Instructions / error messages, if any, will be displayed automatically after selecting the cell.
| 4 | After filling up all the schedues, save the file, take print out of all the schedules and Bid form and sign & stamp and submit them as hard copy of the 2nd envelope (Price part) of the bid. Also ensure to submit the soft copy of the the same file on CD/ DVD.
पावर ग्रिड कारपोरेशन ऑफ इण्डिया लिमिटेड
(भारत सरकार का उद्यम)
Power Grid Corporation of India Limited
(A Government of India Enterprises)
Click to skip Instructions & Proceed
Click for Detailed General Instructions
General guidelines for filling up the Price Schedules, Sch-1 to Sch-7

## Instructions
General Instruction to the Bidders for filling up this workbook of Price Schedules for Package SS01
I | While filling up the worksheets following may please be observed :
| (i) | Fill up only green shaded cells.
| (ii) | Certain data type entries have been restricted, such as Numeric values or limits of numeric values.
| (iii) | Select only the options provided in pull down menus.
| (iv) | Do not link any cell of this work book with any other work book.
| (v) | Do not use copy & paste or cut & paste options for filling up the data.
| (vi) | Do not reformat any of the cell of the work book.
II | This Workbook consists of following worksheets :
Cover :
Opening page of the workbook.
Names of Bidder :
| ● | Select Sole Bidder or JV (Joint Venture) from the pull down menu. Do not leave this cell blank.
| ● | Select nos. of the JV Partners other than the Lead Partner from drop down menu.
| ● | In case of JV partners more than 2, enter details of 3rd & more partners along with details of 2nd partner.
| ● | Fill up names and address of the Sole Bidder and /or Joint Venture.
| ● | Fill up date in dd-mm-yyyy format from drop down menu.
| ● | Click for Sch-1 given at the right top of the worksheet to go to Sch-1.
Sch-1 (Ex-works Prices) :
| ● | Fill up unit rates for all the items in numeric values greater than 0 (zero). If unit rate is left blank, the corresponding item shall be deemed to be included in the total price.
| ● | Corresponding cell for mode of transaction shall be come enable only after filling up the unit rate, therefore first fill up the unit rate and then mode of transaction for the corresponding item.
| ● | Select either Direct or Bought-out from the drop down menu. Do not leave the cell blank the same shall be deemed to be Bought-out if the cell is left blank.
| ● | Total amount shall get calculated automatically.
| ● | Type Test charges shall appear automatically after filling up Sch-7 appropriately.
Sch-2 (Freight & Insurance Charges) :
| ● | Fill up unit rates for all the items in numeric values greater than 0 (zero). If unit rate is left blank, the corresponding item shall be deemed to be included in the total price.
| ● | Total amount shall get calculated automatically.
Sch-3 (Erection Charges) :
| ● | Fill up unit rates for all the items in numeric values greater than 0 (zero). If unit rate is left blank, the corresponding item shall be deemed to be included in the total price.
| ● | Total amount shall get calculated automatically.
Sch-4 (Training Charges) :
| ● | Not applicable, hence no cell is required to be filled up.
Sch-5 (Summary of GST applicable on supply of Goods and Services) :
| ● | Amount of GST shall be calculated automatically.
Sch -6 :
| ● | Summary of all the Schedules without considering discount (mentioned in the work sheet discount) shall be displayed automatically.
| ● | No cell is required to be filled in by the bidder in this worksheet.
Sch-7 (Type Test Charges) :
| ● | Fill up the rates & location where type tests are proposed.
| ● | Total of this Sch-7 shall automatically appear in Sch-1.
Bid form 2nd Envelope :
| ● | Fill up ref. no. as bidder's ref no. of this letter.
| ● | This letter shall consider the net price as per Sch-6 (After Discount).
| ● | Fill up names & Designation of the representatives of other JV partner(s) if the bidder is JV (Joint Venture) .
| ● | Fill up additional information as required.
* * *
Happy Bidding !
Click to Proceed

## Names of Bidder
Substation package (SS-60): 400 kV AIS Substation extension package including series bus reactor for a. Under Transmission System for Controlling High loading of Nellore (PG) – Nellore PS 400kV (Quad) D/c line 400kV Nellore (PG) S/s Extn. b. Under Transmission system for controlling high Short Circuit Current level at 400kV Thiruvalam S/s 400kV Thiruvalam S/s Extn. including series bus reactor.
Specification No.: CC-CS/972-SR2/SS-4078/3/G7 |  |  |  | Sole Bidder | 1
|  |  |  | JV (Joint Venture) | Other Partner
Enter following details of the bidder
Specify type of Bidder [Select from drop down menu] | Sole Bidder |  | 1 | 0
Name of Sole Bidder
Address of Sole Bidder
Name of other Partner - 1
Address of other Partner - 1
Name of other Partner - 2 (more, if any)
Address of other Partner - 2 (more, if any)
Printed Name
Designation
Date |  | 31
Place
Click for Sch-1

## Sch-1
Specification No.: CC-CS/972-SR2/SS-4078/3/G7
Substation package (SS-60): 400 kV AIS Substation extension package including series bus reactor for a. Under Transmission System for Controlling High loading of Nellore (PG) – Nellore PS 400kV (Quad) D/c line 400kV Nellore (PG) S/s Extn. b. Under Transmission system for controlling high Short Circuit Current level at 400kV Thiruvalam S/s 400kV Thiruvalam S/s Extn. including series bus reactor.
(SCHEDULE OF RATES AND PRICES)
Bidder’s Name and Address (Sole Bidder) : | [10 empty] | To:
[11 empty] | Contract Services | [6 empty] | Direct
Name : | [10 empty] | Power Grid Corporation of India Ltd., | [6 empty] | Bought-out
Address : | [10 empty] | "Saudamini", Plot No.-2
Sector-29,
Gurgaon (Haryana) - 122001
Plant and Equipment (including Mandatory Spares Parts) to be supplied , including Type Test Charges for Tests to be conducted:
All Prices are in Indian Rupees.
SI. No. | PR No | PR Line Item No | Activity Description | Material Code | HSN Code | Whether HSN in column ‘6’ is confirmed. If not indicate applicable the HSN code # | Rate of GST applicable ( in %) | Whether rate of GST in column ‘8’ is confirmed. If not indicate applicable rate of GST # | Item Description | Unit | Qty. | Unit Ex-works price (excluding GST) | Total Ex-works price (excluding GST)
1 | 2 | 3 | 4 | 5 | 6 | 7 | 8 | 9 | 10 | 11 | 12 | 13 | 14=12*13
I | Shifting of 125 MVAR and 80 MVAR line reactor
1 | 7000010872 | 10 | 400 kV Erection Items | 1000011324 | 72169990 |  | 18 |  | Erection Hardware for 400kV I type layout-Re-oriented Line bay as pertechnical specification | SET | 2 |  | INCLUDED | 0 | 0 |  |  |  | 0%
2 | 7000010872 | 20 | 400 kV Erection Items | 1000011321 | 72169990 |  | 18 |  | Erection Hardware for 400kV I type layout-Line Reactor including NGRbypass arrangement as per technical specification | SET | 2 |  | INCLUDED | 0 | 0 |  |  |  | 5%
3 | 7000010872 | 180 | PLCC cable | 1000013286 | 85176210 |  | 18 |  | HF Cable for PLCC | LS | 1 |  | INCLUDED | 0 | 0 |  |  |  | 12%
4 | 7000010872 | 60 | Illumination | 1000015454 | 94059900 |  | 18 |  | Metal Clad Receptacle top, 3Ph 63A | EA | 2 |  | INCLUDED | 0 | 0 |  |  |  | 18%
5 | 7000010872 | 70 | Illumination | 1000015452 | 94059900 |  | 18 |  | Metal Clad Receptacle top, 1Ph 15A | EA | 2 |  | INCLUDED | 0 | 0 |  |  |  | 28%
6 | 7000010872 | 80 | Illumination | 1000001894 | 94059900 |  | 18 |  | Outdoor Power Receptacle for oilfiltration unit (250A) | EA | 1 |  | INCLUDED | 0 | 0
7 | 7000010872 | 90 | Illumination | 1000038387 | 94051090 |  | 18 |  | LED FLOOD LIGHT LUMINARIESTYPE FL-1 (150W) AS PER TECHNICALSPECIFICATION | EA | 10 |  | INCLUDED | 0 | 0
8 | 7000010872 | 100 | Illumination | 1000038325 | 94059900 |  | 18 |  | LIGHTING FIXTURE LED LUMINAIRES TYPE FL2 AS PER TECH. SPECIFICATIONS | EA | 10 |  | INCLUDED | 0 | 0
9 | 7000010872 | 110 | Illumination | 1000014547 | 85371000 |  | 18 |  | Lighting Panel type ACP-2 as per technical specification | EA | 1 |  | INCLUDED | 0 | 0
10 | 7000010872 | 130 | Cables | 1000000443 | 85446020 |  | 18 |  | 1.1kV grade Power Cables (PVCinsulated)along withlugs,glands,straight joints &accessories,etc. | LS | 1 |  | INCLUDED | 0 | 0
11 | 7000010872 | 140 | Cables | 1000000442 | 85446020 |  | 18 |  | 1.1kV grade Control Cables (PVCinsulated) along withlugs,glands,straight joints &accessories,etc. | LS | 1 |  | INCLUDED | 0 | 0
12 | 7000010872 | 150 | Cables | 1000000444 | 85446090 |  | 18 |  | 1.1kV grade Power Cables (XLPEinsulated) along withlugs,glands,straight joints &accessories,etc. | LS | 1 |  | INCLUDED | 0 | 0
13 | 7000010872 | 210 | STEEL STRUCTURE | 1000020130 | 73082011 |  | 18 |  | Fabrication, galvanising and supply of Standard 400 kV Tower THincluding nuts, bolts, all type of washers, packplates, step bolts andgusset plates excluding foundation bolts | EA | 2 |  | INCLUDED | 0 | 0
14 | 7000010872 | 220 | STEEL STRUCTURE | 1000020121 | 73082011 |  | 18 |  | Fabrication, galvanising and supply of Standard 400 kV Gantry GAincluding nuts, bolts, all type of washers, packplates, step bolts andgusset plates excluding foundation bolts | EA | 2 |  | INCLUDED | 0 | 0
15 | 7000010872 | 230 | earthmat | 1000032055 | 72159090 |  | 18 |  | 40 MM MS ROD FOR MAIN EARTHMAT | KM | 0.5 |  | INCLUDED | 0 | 0
16 | 7000010872 | 250 | FOUNDATION BOLT | 1000012366 | 73082011 |  | 18 |  | Fabrication, galvanising and supply of 28mm dia foundation boltsincluding nuts, checknuts, washers and packplates. | EA | 216 |  | INCLUDED | 0 | 0
17 | 7000010872 | 260 | FOUNDATION BOLT | 1000012369 | 73082011 |  | 18 |  | Fabrication, galvanising and supply of 56mm dia foundation boltsincluding nuts, checknuts, washers and packplates | EA | 32 |  | INCLUDED | 0 | 0
1: II; 2: 2x12 Ohm, 420 kV fault limit series reactor | 0 | 0
18 | 7000010873 | 80 | 400 kV AIS Equipments | 1000033344 | 85045090 |  | 28 |  | 420 KV,3000A, 12 OHM ,38 mH, 14 KA FOR 1 SEC ,1 PHASE AIR CORE DRYTYPE SERIES REACTOR INCLUDING TRV CAPACITOR (IF APPLICABLE) | EA | 6 |  | INCLUDED | 0 | 0
19 | 7000010873 | 10 | 400 kV AIS Equipments | 1000020419 | 85354010 |  | 18 |  | 336kV Surge Arrester (1-phase) | EA | 12 |  | INCLUDED | 0 | 0
20 | 7000010873 | 20 | 400 kV AIS Equipments | 1000004483 | 85353090 |  | 18 |  | 420kV, 3150A, 50KA, Isolator (3-phase)(Double Break) with one E/S | EA | 7 |  | INCLUDED | 0 | 0
21 | 7000010873 | 30 | 400 kV AIS Equipments | 1000004461 | 85359090 |  | 18 |  | 420 kV, 3000A, 50KA, 1-Phase CurrentTransformer with 120% extended currentrating | EA | 15 |  | INCLUDED | 0 | 0
22 | 7000010873 | 40 | 400 kV AIS Equipments | 1000004535 | 85359090 |  | 18 |  | 420 kV, 4400 pF Capacitive Voltage Transformer (1-Phase) | EA | 6 |  | INCLUDED | 0 | 0
23 | 7000010873 | 50 | 400 kV AIS Equipments | 1000031202 | 85352913 |  | 18 |  | 420KV, 3150A, 50KA CIRCUIT BREAKER (3-PHASE) WITHOUT CLOSING RESISTORWITH CONTROLLED SWITCHING DEVICE (WITH SUPPORT STRUCTURES) | EA | 5 |  | INCLUDED | 0 | 0
24 | 7000010873 | 60 | 400 kV AIS Equipments | 1000004517 | 85353090 |  | 18 |  | 420kV, 4000A, 50KA Isolator (3-phase)(Double Break) with one E/S | EA | 2 |  | INCLUDED | 0 | 0
25 | 7000010873 | 70 | 400 kV AIS Equipments | 1000004401 | 85462040 |  | 18 |  | 420 kV, 1 phase Bus Post Insulator (except for Line Traps) | EA | 10 |  | INCLUDED | 0 | 0
26 | 7000010873 | 90 | 400 kV AIS Equipments | 1000004484 | 85353090 |  | 18 |  | 420kV, 3150A, 50KA Isolator (3-phase)(Double Break) with two E/S | EA | 3 |  | INCLUDED | 0 | 0
27 | 7000010873 | 100 | 400 kV GIS Equipments | 1000025436 | 90271000 |  | 18 |  | SF6 Gas Leakage Detector | EA | 1 |  | INCLUDED | 0 | 0
28 | 7000010873 | 110 | 400 kV GIS Equipments | 1000025440 | 85389000 |  | 18 |  | SF6 Gas processing Unit for 400kV GIS station | SET | 1 |  | INCLUDED | 0 | 0
29 | 7000010873 | 120 | 400 kV GIS Equipments | 1000029506 | 85389000 |  | 18 |  | 3150A, 50kA, 1sec Single phase 420kV SF6to Air Bushing | EA | 27 |  | INCLUDED | 0 | 0
30 | 7000010873 | 160 | 400 kV GIS Equipments | 1000032798 | 85389000 |  | 18 |  | 420KV, 4000A, 50KA SF6 TO AIR BUSHING | SET | 12 |  | INCLUDED | 0 | 0
31 | 7000010873 | 130 | 400 kV GIS Equipments | 1000032132 | 85389000 |  | 18 |  | SF6 GAS ANALYZER | EA | 1 |  | INCLUDED | 0 | 0
32 | 7000010873 | 140 | 400 kV GIS Equipments | 1000046626 | 85359030 |  | 18 |  | 420KV,3150 A,3-PH, 50KA FOR 1 SECOND, SF6 GAS-INSULATED GIS ISOLATORWITH ONE EARTH SWITCH MODULE, AS PER SECTION-PROJECT, TECHNICALSPECIFICATION | SET | 3 |  | INCLUDED | 0 | 0
33 | 7000010873 | 150 | 400 kV GIS Equipments | 1000046625 | 85359030 |  | 18 |  | 420KV,3150 A,3-PH, 50KA FOR 1 SECOND, SF6 GAS-INSULATED GIS ISOLATORMODULE, AS PER SECTION-PROJECT, TECHNICAL SPECIFICATION | SET | 2 |  | INCLUDED | 0 | 0
34 | 7000010873 | 190 | 400 kV GIS Equipments | 1000049072 | 85359030 |  | 18 |  | 420KV,3000 A,1-PH, 50KA FOR 1 SECOND, SF6 GAS-INSULATED GIS CURRENTTRANSFORMER MODULE, AS PER SECTION-PROJECT, TECHNICAL SPECIFICATION | SET | 12 |  | INCLUDED | 0 | 0
35 | 7000010873 | 170 | 400 kV GIS Equipments | 1000004286 | 85389000 |  | 18 |  | 420kV, 3000A, 50kA, Single phase, SF6Gas Insulated Bus Duct (GIB) outsideGIS Hall alongwith associated supportstructure | M | 1600 |  | INCLUDED | 0 | 0
36 | 7000010873 | 180 | 400 kV GIS Equipments | 1000004294 | 85389000 |  | 18 |  | 420kV, 4000A,50kA, Single phase SF6 GasInsulated Bus Duct (GIB) outside GISHall alongwith associated supportstructure | M | 650 |  | INCLUDED | 0 | 0
37 | 7000010873 | 200 | C&R Panels | 1000003407 | 85371000 |  | 18 |  | 400kV Reactor Protection Panel (with Automation) | EA | 2 |  | INCLUDED | 0 | 0
38 | 7000010873 | 210 | C&R Panels | 1000002146 | 85371000 |  | 18 |  | Augmentation of existing 400kV bus bar protection scheme.(No. of baysas per specification)-(with Automation) | SET | 1 |  | INCLUDED | 0 | 0
39 | 7000010873 | 220 | C&R Panels | 1000002163 | 85371000 |  | 18 |  | 400kV Circuit Breaker Relay Panel without Auto Reclose (withAutomation) | EA | 5 |  | INCLUDED | 0 | 0
40 | 7000010873 | 230 | C&R Panels | 1000003409 | 85371000 |  | 18 |  | Augmentation of Substation automation System for 400kV Main bay as perTechnical Specification | EA | 4 |  | INCLUDED | 0 | 0
41 | 7000010873 | 240 | C&R Panels | 1000003411 | 85371000 |  | 18 |  | Augmentation of Substation automation System for 400kV Tie bay as perTechnical Specification | EA | 1 |  | INCLUDED | 0 | 0
42 | 7000010873 | 250 | ERECTION HARDWARE | 1000033477 | 73079210 |  | 18 |  | MISCELLANEOUS ITEMS, EARTHING MATERIALS AND ERECTION HARDWARE SUCH ASBUS POST INSULATORS,INSULATORS, HARDWARE, SPACERS, CONDUCTOR, HARDWARECLAMPS, CONNECTORS INCLUDING EQUIPMENT CONNECTORS,CORONA RING, FOR AIRCORE SERIES REACTOR INSTALLATION COMPLETE IN ALL RESPECT AS PER TS. | SET | 2 |  | INCLUDED | 0 | 0
43 | 7000010873 | 260 | ERECTION HARDWARE | 1000011319 | 72169990 |  | 18 |  | Erection Hardware for 400kV I type layout-Bus Work (For two diameters)as per technical specification | SET | 1 |  | INCLUDED | 0 | 0
44 | 7000010873 | 270 | ERECTION HARDWARE | 1000032055 | 72159090 |  | 18 |  | 40 MM MS ROD FOR MAIN EARTHMAT | KM | 1.5 |  | INCLUDED | 0 | 0
45 | 7000010873 | 280 | ERECTION HARDWARE | 1000011317 | 72169990 |  | 18 |  | Erection Hardware for 400kV I type layout-Bus Reactor bay as pertechnical specification | SET | 4 |  | INCLUDED | 0 | 0
46 | 7000010873 | 290 | ILLUMINATION (DETAILED) | 1000014547 | 85371000 |  | 18 |  | Lighting Panel type ACP-2 as per technical specification | EA | 1 |  | INCLUDED | 0 | 0
47 | 7000010873 | 300 | ILLUMINATION (DETAILED) | 1000020262 | 85371000 |  | 18 |  | Sub Lighting panel (outdoor) type SLP (Switchyard and Street Lighting) | EA | 2 |  | INCLUDED | 0 | 0
48 | 7000010873 | 310 | ILLUMINATION (DETAILED) | 1000038387 | 94051090 |  | 18 |  | LED FLOOD LIGHT LUMINARIESTYPE FL-1 (150W) AS PER TECHNICALSPECIFICATION | EA | 20 |  | INCLUDED | 0 | 0
49 | 7000010873 | 320 | ILLUMINATION (DETAILED) | 1000038325 | 94059900 |  | 18 |  | LIGHTING FIXTURE LED LUMINAIRES TYPE FL2 AS PER TECH. SPECIFICATIONS | EA | 15 |  | INCLUDED | 0 | 0
50 | 7000010873 | 470 | power & control cable (LS) | 1000000442 | 85446020 |  | 18 |  | 1.1kV grade Control Cables (PVCinsulated) along withlugs,glands,straight joints &accessories,etc. | LS | 1 |  | INCLUDED | 0 | 0
51 | 7000010873 | 480 | power & control cable (LS) | 1000000443 | 85446020 |  | 18 |  | 1.1kV grade Power Cables (PVCinsulated)along withlugs,glands,straight joints &accessories,etc. | LS | 1 |  | INCLUDED | 0 | 0
52 | 7000010873 | 490 | MANDATORY SPARES | 1000033473 | 85045090 |  | 28 |  | COIL FOR AIR CORE SERIES REACTOR ( EACH TYPE) | SET | 1 |  | INCLUDED | 0 | 0
53 | 7000010873 | 500 | MANDATORY SPARES | 1000033478 | 85049010 |  | 18 |  | SOLID CORE POST INSULATORS FOR AIR CORE SERIES REACTOR SUPPORT | EA | 6 |  | INCLUDED | 0 | 0
54 | 7000010873 | 510 | MANDATORY SPARES | 1000033479 | 85049010 |  | 18 |  | TRV CAPACITORS(IF APPLICABLE) FOR AIR CORE SERIES REACTOR | SET | 1 |  | INCLUDED | 0 | 0
55 | 7000010873 | 520 | MANDATORY SPARES | 1000025945 | 85389000 |  | 18 |  | Spare-420kV GIS | SET | 1 |  | INCLUDED | 0 | 0
56 | 7000010873 | 530 | MANDATORY SPARES | 1000019918 | 85359090 |  | 18 |  | Spares for 420kV Circuit Breaker | LS | 1 |  | INCLUDED | 0 | 0
57 | 7000010873 | 540 | MANDATORY SPARES | 1000019919 | 85353090 |  | 18 |  | Spares for 420kV Double break Isolator | LS | 1 |  | INCLUDED | 0 | 0
58 | 7000010873 | 550 | MANDATORY SPARES | 1000025941 | 85389000 |  | 18 |  | Spare-420kV CT 1 | SET | 1 |  | INCLUDED | 0 | 0
59 | 7000010873 | 990 | MANDATORY SPARES | 1000025943 | 85359090 |  | 18 |  | Spare-420kV CVT 1 | SET | 1 |  | INCLUDED | 0 | 0
60 | 7000010873 | 560 | MANDATORY SPARES | 1000024186 | 85354010 |  | 18 |  | SPARES FOR 336KV SURGE ARRESTER | LS | 1 |  | INCLUDED | 0 | 0
61 | 7000010873 | 570 | MANDATORY SPARES | 1000019912 | 85371000 |  | 18 |  | Relay & protection Panels (with automation) | LS | 1 |  | INCLUDED | 0 | 0
62 | 7000010873 | 580 | MANDATORY SPARES | 1000019927 | 85389000 |  | 18 |  | Spares-Substation Automation System | LS | 1 |  | INCLUDED | 0 | 0
63 | 7000010873 | 600 | FIRE PROTECTION | 1000033476 | 84248990 |  | 18 |  | HYDRANT SYSTEM, COMPLETE U/G PIPING AND ACCESSORIES ETC. OUTSIDE THEPUMP HOUSE FOR FIRE PROTECTION OF AIR CORE SERIES REACTOR | SET | 2 |  | INCLUDED | 0 | 0
64 | 7000010873 | 610 | FIRE PROTECTION | 1000042281 | 84248990 |  | 0 |  | FIRE PROTECTION WITH 0 PERCENT GST | SET | 2 |  | INCLUDED | 0 | 0
65 | 7000010873 | 620 | FIRE PROTECTION | 1000042483 | 84248990 |  | 5 |  | FIRE PROTECTION WITH 5 PERCENT GST | SET | 2 |  | INCLUDED | 0 | 0
66 | 7000010873 | 630 | FIRE PROTECTION | 1000042284 | 84248990 |  | 12 |  | FIRE PROTECTION WITH 12 PERCENT GST | SET | 2 |  | INCLUDED | 0 | 0
67 | 7000010873 | 640 | FIRE PROTECTION | 1000042287 | 84248990 |  | 18 |  | FIRE PROTECTION WITH 18 PERCENT GST | SET | 2 |  | INCLUDED | 0 | 0
68 | 7000010873 | 650 | FIRE PROTECTION | 1000042480 | 84248990 |  | 28 |  | FIRE PROTECTION WITH 28 PERCENT GST | SET | 2 |  | INCLUDED | 0 | 0
69 | 7000010873 | 770 | Foundation Bolts | 1000012366 | 73082011 |  | 18 |  | Fabrication, galvanising and supply of 28mm dia foundation boltsincluding nuts, checknuts, washers and packplates. | EA | 460 |  | INCLUDED | 0 | 0
70 | 7000010873 | 780 | Foundation Bolts | 1000012369 | 73082011 |  | 18 |  | Fabrication, galvanising and supply of 56mm dia foundation boltsincluding nuts, checknuts, washers and packplates | EA | 32 |  | INCLUDED | 0 | 0
71 | 7000010873 | 790 | Steel structure | 1000020195 | 73045930 |  | 18 |  | Fabrication, galvanising and supply ofStandard Pipe Structure - 400 kV,1-Phase, SA including nuts, bolts,all type of washers, packplates, stepbolts and gusset plates excludingfoundation bolts | EA | 12 |  | INCLUDED | 0 | 0
72 | 7000010873 | 800 | Steel structure | 1000020194 | 73045930 |  | 18 |  | Fabrication, galvanising and supply ofStandard Pipe Structure - 400 kV,3-Phase, ISOLATOR including nuts,bolts, all type of washers, packplates,step bolts and gusset plates excludingfoundation bolts | EA | 12 |  | INCLUDED | 0 | 0
73 | 7000010873 | 810 | Steel structure | 1000020192 | 73045930 |  | 18 |  | Fabrication, galvanising and supply ofStandard Pipe Structure - 400 kV,1-Phase, CT including nuts, bolts, alltype of washers, packplates, step boltsand gusset plates excluding foundationbolts | EA | 15 |  | INCLUDED | 0 | 0
74 | 7000010873 | 820 | Steel structure | 1000020193 | 73045930 |  | 18 |  | Fabrication, galvanising and supply of Standard Pipe Structure - 400kV CVT including nuts, bolts, all type of washers, packplates, stepbolts and gusset plates excluding foundation bolts | EA | 6 |  | INCLUDED | 0 | 0
75 | 7000010873 | 830 | Steel structure | 1000030005 | 73082011 |  | 18 |  | Lightening Mast(LM)-40m complete with foundation bolts/nuts platformsetc. | EA | 2 |  | INCLUDED | 0 | 0
76 | 7000010873 | 840 | Steel structure | 1000004401 | 85462040 |  | 18 |  | 420 kV, 1 phase Bus Post Insulator (except for Line Traps) | EA | 10 |  | INCLUDED | 0 | 0
77 | 7000010873 | 850 | VMS | 1000030433 | 85287390 |  | 28 |  | COLOR IP CAMERA, WITH PAN, TILT AND ZOOM FACILITIES, ALONGWITH ALLREQUIRED ITEMS, ACCESSORIES, LINE INTERFACE UNITS, FIBER PATCH CORDS,POWER SUPPLY UNITS, JUNCTION BOXES, CABLES, FIBER OPTIC CABLES, ETC.,AND INCLUDING INTEGRATION IN EXISTING HARDWARE AND SOFTWARE FORAUGMENTATION OF VISUAL MONITORING SYSTEM AS PER TECHNICALSPECIFICATION. | SET | 5 |  | INCLUDED | 0 | 0
1: III; 2: Bypass of Kolar-Thvlm-Sp'bdur 400 kV S/c | 0 | 0
78 | 7000010873 | 870 | 400 kV AIS Equipments | 1000004482 | 85353090 |  | 18 |  | 420kV, 3150A, 50KA, Isolator (3-phase)(Double Break) without E/S | EA | 1 |  | INCLUDED | 0 | 0
79 | 7000010873 | 880 | 400 kV AIS Equipments | 1000004401 | 85462040 |  | 18 |  | 420 kV, 1 phase Bus Post Insulator (except for Line Traps) | EA | 30 |  | INCLUDED | 0 | 0
80 | 7000010873 | 910 | ERECTION HARDWARE and structure | 1000011324 | 72169990 |  | 18 |  | Erection Hardware for 400kV I type layout-Re-oriented Line bay as pertechnical specification | SET | 1 |  | INCLUDED | 0 | 0
81 | 7000010873 | 920 | ERECTION HARDWARE and structure | 1000020194 | 73045930 |  | 18 |  | Fabrication, galvanising and supply ofStandard Pipe Structure - 400 kV,3-Phase, ISOLATOR including nuts,bolts, all type of washers, packplates,step bolts and gusset plates excludingfoundation bolts | EA | 1 |  | INCLUDED | 0 | 0
82 | 7000010873 | 930 | ERECTION HARDWARE and structure | 1000017567 | 73045930 |  | 18 |  | Standard Pipe Structure for 400kV BPI (excluding wave trap) | EA | 25 |  | INCLUDED | 0 | 0
83 | 7000010873 | 940 | ERECTION HARDWARE and structure | 1000017570 | 73045930 |  | 18 |  | Fabrication, galvanising and supply ofStd Pipe Structure - 400 kV, 1-Phase,High BPI, (Excluding Wave Trap), includingnuts, bolts, all type of washers,packplates, step bolts and gussetplates excluding foundation bolts | EA | 5 |  | INCLUDED | 0 | 0
84 | 7000010873 | 980 | FOUNDATION BOLT | 1000012366 | 73082011 |  | 18 |  | Fabrication, galvanising and supply of 28mm dia foundation boltsincluding nuts, checknuts, washers and packplates. | EA | 168 |  | INCLUDED | 0 | 0
10: Total Ex-Works Price; 14=12*13: 0 |  | 0 | 1 | 0
[9 empty] | Total Type Test charges as per Schedule-7 |  |  |  | 0
[9 empty] | Total Ex-works Price including Type Test charges |  |  |  | 0
| Note : | Specify amount of GST payable on the transaction between the Contractor and the Employer.
2: #; 3: In case the bidder leaves the cell for confirmation of the HSN code and/or GST rate “blank”, the HSN code and corresponding GST rate indicated by the Employer shall be deemed to be the one confirmed by the Bidder. |  | 3.08
| Date : | -- | [8 empty] | Printed Name : | 0
| Place : | 0 | [8 empty] | Designation : | 0
Click for Sch-2

## Sch-2
Specification No.: CC-CS/972-SR2/SS-4078/3/G7 | [8 empty] | Schedule - 2
Substation package (SS-60): 400 kV AIS Substation extension package including series bus reactor for a. Under Transmission System for Controlling High loading of Nellore (PG) – Nellore PS 400kV (Quad) D/c line 400kV Nellore (PG) S/s Extn. b. Under Transmission system for controlling high Short Circuit Current level at 400kV Thiruvalam S/s 400kV Thiruvalam S/s Extn. including series bus reactor.
(SCHEDULE OF RATES AND PRICES)
Bidder’s Name and Address (Sole Bidder) : | [7 empty] | To:
Contract Services
Name : | [7 empty] | Power Grid Corporation of India Ltd.,
Address : | [7 empty] | "Saudamini", Plot No.-2
Sector-29,
Gurgaon (Haryana) - 122001
Local Transportation, In-transit Insurance, loading and unloading
All Prices are in Indian Rupees.
SI. No. | PR No | PR Line Item No | Activity Description | Material Code | Description | Unit | Quantity | Unit Freight, In-transit Insurance, loading & unloading Charges | Total Freight, In-transit Insurance, loading & unloading Charges
1 | 2 | 3 | 4 | 5 | 6 | 7 | 8 | 9 | 10=8*9
I | Shifting of 125 MVAR and 80 MVAR line reactor
1 | 7000010872 | 10 | 400 kV Erection Items | 1000011324 | Erection Hardware for 400kV I type layout-Re-oriented Line bay as pertechnical specification | SET | 2 |  | INCLUDED
2 | 7000010872 | 20 | 400 kV Erection Items | 1000011321 | Erection Hardware for 400kV I type layout-Line Reactor including NGRbypass arrangement as per technical specification | SET | 2 |  | INCLUDED
3 | 7000010872 | 180 | PLCC cable | 1000013286 | HF Cable for PLCC | LS | 1 |  | INCLUDED
4 | 7000010872 | 60 | Illumination | 1000015454 | Metal Clad Receptacle top, 3Ph 63A | EA | 2 |  | INCLUDED
5 | 7000010872 | 70 | Illumination | 1000015452 | Metal Clad Receptacle top, 1Ph 15A | EA | 2 |  | INCLUDED
6 | 7000010872 | 80 | Illumination | 1000001894 | Outdoor Power Receptacle for oilfiltration unit (250A) | EA | 1 |  | INCLUDED
7 | 7000010872 | 90 | Illumination | 1000038387 | LED FLOOD LIGHT LUMINARIESTYPE FL-1 (150W) AS PER TECHNICALSPECIFICATION | EA | 10 |  | INCLUDED
8 | 7000010872 | 100 | Illumination | 1000038325 | LIGHTING FIXTURE LED LUMINAIRES TYPE FL2 AS PER TECH. SPECIFICATIONS | EA | 10 |  | INCLUDED
9 | 7000010872 | 110 | Illumination | 1000014547 | Lighting Panel type ACP-2 as per technical specification | EA | 1 |  | INCLUDED
10 | 7000010872 | 130 | Cables | 1000000443 | 1.1kV grade Power Cables (PVCinsulated)along withlugs,glands,straight joints &accessories,etc. | LS | 1 |  | INCLUDED
11 | 7000010872 | 140 | Cables | 1000000442 | 1.1kV grade Control Cables (PVCinsulated) along withlugs,glands,straight joints &accessories,etc. | LS | 1 |  | INCLUDED
12 | 7000010872 | 150 | Cables | 1000000444 | 1.1kV grade Power Cables (XLPEinsulated) along withlugs,glands,straight joints &accessories,etc. | LS | 1 |  | INCLUDED
13 | 7000010872 | 210 | STEEL STRUCTURE | 1000020130 | Fabrication, galvanising and supply of Standard 400 kV Tower THincluding nuts, bolts, all type of washers, packplates, step bolts andgusset plates excluding foundation bolts | EA | 2 |  | INCLUDED
14 | 7000010872 | 220 | STEEL STRUCTURE | 1000020121 | Fabrication, galvanising and supply of Standard 400 kV Gantry GAincluding nuts, bolts, all type of washers, packplates, step bolts andgusset plates excluding foundation bolts | EA | 2 |  | INCLUDED
15 | 7000010872 | 230 | earthmat | 1000032055 | 40 MM MS ROD FOR MAIN EARTHMAT | KM | 0.5 |  | INCLUDED
16 | 7000010872 | 250 | FOUNDATION BOLT | 1000012366 | Fabrication, galvanising and supply of 28mm dia foundation boltsincluding nuts, checknuts, washers and packplates. | EA | 216 |  | INCLUDED
17 | 7000010872 | 260 | FOUNDATION BOLT | 1000012369 | Fabrication, galvanising and supply of 56mm dia foundation boltsincluding nuts, checknuts, washers and packplates | EA | 32 |  | INCLUDED
II | 2x12 Ohm, 420 kV fault limit series reactor
18 | 7000010873 | 80 | 400 kV AIS Equipments | 1000033344 | 420 KV,3000A, 12 OHM ,38 mH, 14 KA FOR 1 SEC ,1 PHASE AIR CORE DRYTYPE SERIES REACTOR INCLUDING TRV CAPACITOR (IF APPLICABLE) | EA | 6 |  | INCLUDED
19 | 7000010873 | 10 | 400 kV AIS Equipments | 1000020419 | 336kV Surge Arrester (1-phase) | EA | 12 |  | INCLUDED
20 | 7000010873 | 20 | 400 kV AIS Equipments | 1000004483 | 420kV, 3150A, 50KA, Isolator (3-phase)(Double Break) with one E/S | EA | 7 |  | INCLUDED
21 | 7000010873 | 30 | 400 kV AIS Equipments | 1000004461 | 420 kV, 3000A, 50KA, 1-Phase CurrentTransformer with 120% extended currentrating | EA | 15 |  | INCLUDED
22 | 7000010873 | 40 | 400 kV AIS Equipments | 1000004535 | 420 kV, 4400 pF Capacitive Voltage Transformer (1-Phase) | EA | 6 |  | INCLUDED
23 | 7000010873 | 50 | 400 kV AIS Equipments | 1000031202 | 420KV, 3150A, 50KA CIRCUIT BREAKER (3-PHASE) WITHOUT CLOSING RESISTORWITH CONTROLLED SWITCHING DEVICE (WITH SUPPORT STRUCTURES) | EA | 5 |  | INCLUDED
24 | 7000010873 | 60 | 400 kV AIS Equipments | 1000004517 | 420kV, 4000A, 50KA Isolator (3-phase)(Double Break) with one E/S | EA | 2 |  | INCLUDED
25 | 7000010873 | 70 | 400 kV AIS Equipments | 1000004401 | 420 kV, 1 phase Bus Post Insulator (except for Line Traps) | EA | 10 |  | INCLUDED
26 | 7000010873 | 90 | 400 kV AIS Equipments | 1000004484 | 420kV, 3150A, 50KA Isolator (3-phase)(Double Break) with two E/S | EA | 3 |  | INCLUDED
27 | 7000010873 | 100 | 400 kV GIS Equipments | 1000025436 | SF6 Gas Leakage Detector | EA | 1 |  | INCLUDED
28 | 7000010873 | 110 | 400 kV GIS Equipments | 1000025440 | SF6 Gas processing Unit for 400kV GIS station | SET | 1 |  | INCLUDED
29 | 7000010873 | 120 | 400 kV GIS Equipments | 1000029506 | 3150A, 50kA, 1sec Single phase 420kV SF6to Air Bushing | EA | 27 |  | INCLUDED
30 | 7000010873 | 160 | 400 kV GIS Equipments | 1000032798 | 420KV, 4000A, 50KA SF6 TO AIR BUSHING | SET | 12 |  | INCLUDED
31 | 7000010873 | 130 | 400 kV GIS Equipments | 1000032132 | SF6 GAS ANALYZER | EA | 1 |  | INCLUDED
32 | 7000010873 | 140 | 400 kV GIS Equipments | 1000046626 | 420KV,3150 A,3-PH, 50KA FOR 1 SECOND, SF6 GAS-INSULATED GIS ISOLATORWITH ONE EARTH SWITCH MODULE, AS PER SECTION-PROJECT, TECHNICALSPECIFICATION | SET | 3 |  | INCLUDED
33 | 7000010873 | 150 | 400 kV GIS Equipments | 1000046625 | 420KV,3150 A,3-PH, 50KA FOR 1 SECOND, SF6 GAS-INSULATED GIS ISOLATORMODULE, AS PER SECTION-PROJECT, TECHNICAL SPECIFICATION | SET | 2 |  | INCLUDED
34 | 7000010873 | 190 | 400 kV GIS Equipments | 1000049072 | 420KV,3000 A,1-PH, 50KA FOR 1 SECOND, SF6 GAS-INSULATED GIS CURRENTTRANSFORMER MODULE, AS PER SECTION-PROJECT, TECHNICAL SPECIFICATION | SET | 12 |  | INCLUDED
35 | 7000010873 | 170 | 400 kV GIS Equipments | 1000004286 | 420kV, 3000A, 50kA, Single phase, SF6Gas Insulated Bus Duct (GIB) outsideGIS Hall alongwith associated supportstructure | M | 1600 |  | INCLUDED
36 | 7000010873 | 180 | 400 kV GIS Equipments | 1000004294 | 420kV, 4000A,50kA, Single phase SF6 GasInsulated Bus Duct (GIB) outside GISHall alongwith associated supportstructure | M | 650 |  | INCLUDED
37 | 7000010873 | 200 | C&R Panels | 1000003407 | 400kV Reactor Protection Panel (with Automation) | EA | 2 |  | INCLUDED
38 | 7000010873 | 210 | C&R Panels | 1000002146 | Augmentation of existing 400kV bus bar protection scheme.(No. of baysas per specification)-(with Automation) | SET | 1 |  | INCLUDED
39 | 7000010873 | 220 | C&R Panels | 1000002163 | 400kV Circuit Breaker Relay Panel without Auto Reclose (withAutomation) | EA | 5 |  | INCLUDED
40 | 7000010873 | 230 | C&R Panels | 1000003409 | Augmentation of Substation automation System for 400kV Main bay as perTechnical Specification | EA | 4 |  | INCLUDED
41 | 7000010873 | 240 | C&R Panels | 1000003411 | Augmentation of Substation automation System for 400kV Tie bay as perTechnical Specification | EA | 1 |  | INCLUDED
42 | 7000010873 | 250 | ERECTION HARDWARE | 1000033477 | MISCELLANEOUS ITEMS, EARTHING MATERIALS AND ERECTION HARDWARE SUCH ASBUS POST INSULATORS,INSULATORS, HARDWARE, SPACERS, CONDUCTOR, HARDWARECLAMPS, CONNECTORS INCLUDING EQUIPMENT CONNECTORS,CORONA RING, FOR AIRCORE SERIES REACTOR INSTALLATION COMPLETE IN ALL RESPECT AS PER TS. | SET | 2 |  | INCLUDED
43 | 7000010873 | 260 | ERECTION HARDWARE | 1000011319 | Erection Hardware for 400kV I type layout-Bus Work (For two diameters)as per technical specification | SET | 1 |  | INCLUDED
44 | 7000010873 | 270 | ERECTION HARDWARE | 1000032055 | 40 MM MS ROD FOR MAIN EARTHMAT | KM | 1.5 |  | INCLUDED
45 | 7000010873 | 280 | ERECTION HARDWARE | 1000011317 | Erection Hardware for 400kV I type layout-Bus Reactor bay as pertechnical specification | SET | 4 |  | INCLUDED
46 | 7000010873 | 290 | ILLUMINATION (DETAILED) | 1000014547 | Lighting Panel type ACP-2 as per technical specification | EA | 1 |  | INCLUDED
47 | 7000010873 | 300 | ILLUMINATION (DETAILED) | 1000020262 | Sub Lighting panel (outdoor) type SLP (Switchyard and Street Lighting) | EA | 2 |  | INCLUDED
48 | 7000010873 | 310 | ILLUMINATION (DETAILED) | 1000038387 | LED FLOOD LIGHT LUMINARIESTYPE FL-1 (150W) AS PER TECHNICALSPECIFICATION | EA | 20 |  | INCLUDED
49 | 7000010873 | 320 | ILLUMINATION (DETAILED) | 1000038325 | LIGHTING FIXTURE LED LUMINAIRES TYPE FL2 AS PER TECH. SPECIFICATIONS | EA | 15 |  | INCLUDED
50 | 7000010873 | 470 | power & control cable (LS) | 1000000442 | 1.1kV grade Control Cables (PVCinsulated) along withlugs,glands,straight joints &accessories,etc. | LS | 1 |  | INCLUDED
51 | 7000010873 | 480 | power & control cable (LS) | 1000000443 | 1.1kV grade Power Cables (PVCinsulated)along withlugs,glands,straight joints &accessories,etc. | LS | 1 |  | INCLUDED
52 | 7000010873 | 490 | MANDATORY SPARES | 1000033473 | COIL FOR AIR CORE SERIES REACTOR ( EACH TYPE) | SET | 1 |  | INCLUDED
53 | 7000010873 | 500 | MANDATORY SPARES | 1000033478 | SOLID CORE POST INSULATORS FOR AIR CORE SERIES REACTOR SUPPORT | EA | 6 |  | INCLUDED
54 | 7000010873 | 510 | MANDATORY SPARES | 1000033479 | TRV CAPACITORS(IF APPLICABLE) FOR AIR CORE SERIES REACTOR | SET | 1 |  | INCLUDED
55 | 7000010873 | 520 | MANDATORY SPARES | 1000025945 | Spare-420kV GIS | SET | 1 |  | INCLUDED
56 | 7000010873 | 530 | MANDATORY SPARES | 1000019918 | Spares for 420kV Circuit Breaker | LS | 1 |  | INCLUDED
57 | 7000010873 | 540 | MANDATORY SPARES | 1000019919 | Spares for 420kV Double break Isolator | LS | 1 |  | INCLUDED
58 | 7000010873 | 550 | MANDATORY SPARES | 1000025941 | Spare-420kV CT 1 | SET | 1 |  | INCLUDED
59 | 7000010873 | 990 | MANDATORY SPARES | 1000025943 | Spare-420kV CVT 1 | SET | 1 |  | INCLUDED
60 | 7000010873 | 560 | MANDATORY SPARES | 1000024186 | SPARES FOR 336KV SURGE ARRESTER | LS | 1 |  | INCLUDED
61 | 7000010873 | 570 | MANDATORY SPARES | 1000019912 | Relay & protection Panels (with automation) | LS | 1 |  | INCLUDED
62 | 7000010873 | 580 | MANDATORY SPARES | 1000019927 | Spares-Substation Automation System | LS | 1 |  | INCLUDED
63 | 7000010873 | 600 | FIRE PROTECTION | 1000033476 | HYDRANT SYSTEM, COMPLETE U/G PIPING AND ACCESSORIES ETC. OUTSIDE THEPUMP HOUSE FOR FIRE PROTECTION OF AIR CORE SERIES REACTOR | SET | 2 |  | INCLUDED
64 | 7000010873 | 610 | FIRE PROTECTION | 1000042281 | FIRE PROTECTION WITH 0 PERCENT GST | SET | 2 |  | INCLUDED
65 | 7000010873 | 620 | FIRE PROTECTION | 1000042483 | FIRE PROTECTION WITH 5 PERCENT GST | SET | 2 |  | INCLUDED
66 | 7000010873 | 630 | FIRE PROTECTION | 1000042284 | FIRE PROTECTION WITH 12 PERCENT GST | SET | 2 |  | INCLUDED
67 | 7000010873 | 640 | FIRE PROTECTION | 1000042287 | FIRE PROTECTION WITH 18 PERCENT GST | SET | 2 |  | INCLUDED
68 | 7000010873 | 650 | FIRE PROTECTION | 1000042480 | FIRE PROTECTION WITH 28 PERCENT GST | SET | 2 |  | INCLUDED
69 | 7000010873 | 770 | Foundation Bolts | 1000012366 | Fabrication, galvanising and supply of 28mm dia foundation boltsincluding nuts, checknuts, washers and packplates. | EA | 460 |  | INCLUDED
70 | 7000010873 | 780 | Foundation Bolts | 1000012369 | Fabrication, galvanising and supply of 56mm dia foundation boltsincluding nuts, checknuts, washers and packplates | EA | 32 |  | INCLUDED
71 | 7000010873 | 790 | Steel structure | 1000020195 | Fabrication, galvanising and supply ofStandard Pipe Structure - 400 kV,1-Phase, SA including nuts, bolts,all type of washers, packplates, stepbolts and gusset plates excludingfoundation bolts | EA | 12 |  | INCLUDED
72 | 7000010873 | 800 | Steel structure | 1000020194 | Fabrication, galvanising and supply ofStandard Pipe Structure - 400 kV,3-Phase, ISOLATOR including nuts,bolts, all type of washers, packplates,step bolts and gusset plates excludingfoundation bolts | EA | 12 |  | INCLUDED
73 | 7000010873 | 810 | Steel structure | 1000020192 | Fabrication, galvanising and supply ofStandard Pipe Structure - 400 kV,1-Phase, CT including nuts, bolts, alltype of washers, packplates, step boltsand gusset plates excluding foundationbolts | EA | 15 |  | INCLUDED
74 | 7000010873 | 820 | Steel structure | 1000020193 | Fabrication, galvanising and supply of Standard Pipe Structure - 400kV CVT including nuts, bolts, all type of washers, packplates, stepbolts and gusset plates excluding foundation bolts | EA | 6 |  | INCLUDED
75 | 7000010873 | 830 | Steel structure | 1000030005 | Lightening Mast(LM)-40m complete with foundation bolts/nuts platformsetc. | EA | 2 |  | INCLUDED
76 | 7000010873 | 840 | Steel structure | 1000004401 | 420 kV, 1 phase Bus Post Insulator (except for Line Traps) | EA | 10 |  | INCLUDED
77 | 7000010873 | 850 | VMS | 1000030433 | COLOR IP CAMERA, WITH PAN, TILT AND ZOOM FACILITIES, ALONGWITH ALLREQUIRED ITEMS, ACCESSORIES, LINE INTERFACE UNITS, FIBER PATCH CORDS,POWER SUPPLY UNITS, JUNCTION BOXES, CABLES, FIBER OPTIC CABLES, ETC.,AND INCLUDING INTEGRATION IN EXISTING HARDWARE AND SOFTWARE FORAUGMENTATION OF VISUAL MONITORING SYSTEM AS PER TECHNICALSPECIFICATION. | SET | 5 |  | INCLUDED
III | Bypass of Kolar-Thvlm-Sp'bdur 400 kV S/c
78 | 7000010873 | 870 | 400 kV AIS Equipments | 1000004482 | 420kV, 3150A, 50KA, Isolator (3-phase)(Double Break) without E/S | EA | 1 |  | INCLUDED
79 | 7000010873 | 880 | 400 kV AIS Equipments | 1000004401 | 420 kV, 1 phase Bus Post Insulator (except for Line Traps) | EA | 30 |  | INCLUDED
80 | 7000010873 | 910 | ERECTION HARDWARE and structure | 1000011324 | Erection Hardware for 400kV I type layout-Re-oriented Line bay as pertechnical specification | SET | 1 |  | INCLUDED
81 | 7000010873 | 920 | ERECTION HARDWARE and structure | 1000020194 | Fabrication, galvanising and supply ofStandard Pipe Structure - 400 kV,3-Phase, ISOLATOR including nuts,bolts, all type of washers, packplates,step bolts and gusset plates excludingfoundation bolts | EA | 1 |  | INCLUDED
82 | 7000010873 | 930 | ERECTION HARDWARE and structure | 1000017567 | Standard Pipe Structure for 400kV BPI (excluding wave trap) | EA | 25 |  | INCLUDED
83 | 7000010873 | 940 | ERECTION HARDWARE and structure | 1000017570 | Fabrication, galvanising and supply ofStd Pipe Structure - 400 kV, 1-Phase,High BPI, (Excluding Wave Trap), includingnuts, bolts, all type of washers,packplates, step bolts and gussetplates excluding foundation bolts | EA | 5 |  | INCLUDED
84 | 7000010873 | 980 | FOUNDATION BOLT | 1000012366 | Fabrication, galvanising and supply of 28mm dia foundation boltsincluding nuts, checknuts, washers and packplates. | EA | 168 |  | INCLUDED
[5 empty] | Total of Schedule-2 |  |  |  | 0
| Note : | Bidders to note that the item description under various schedules are through unique material ID for respective items under SAP ERP System and therefore, identical item description appears in schedule-1(Ex-works) & schedule-2(F&I). However, the prices to be quoted in Price Schedule-2(F&I) shall be towards Local Transportation, Insurance and other Incidental Services only in line with clause ITB 11.4(b).
| Date : | -- |  |  |  |  | Printed Name : | 0
| Place : | 0 |  |  |  |  | Designation : | 0

## Sch-3
Specification No.: CC-CS/972-SR2/SS-4078/3/G7 | [14 empty] | Schedule - 3
Substation package (SS-60): 400 kV AIS Substation extension package including series bus reactor for a. Under Transmission System for Controlling High loading of Nellore (PG) – Nellore PS 400kV (Quad) D/c line 400kV Nellore (PG) S/s Extn. b. Under Transmission system for controlling high Short Circuit Current level at 400kV Thiruvalam S/s 400kV Thiruvalam S/s Extn. including series bus reactor. | [18 empty] | As per Lum-sum |  | 0%
(SCHEDULE OF RATES AND PRICES ) | [18 empty] | AS per Percent |  | #REF!
[19 empty] | As per lum-sum on Sch-3 |  | 0%
Bidder’s Name and Address (Sole Bidder) : | [13 empty] | To: |  |  |  |  | As per Percent on Sch-3 |  | #REF!
[14 empty] | Contract Services |  |  |  |  | Total Discount |  | #REF!
Name : | [13 empty] | Power Grid Corporation of India Ltd.,
Address : | [13 empty] | "Saudamini", Plot No.-2
[14 empty] | Sector-29, |  |  |  |  | Multipackage lum-sum |  | 0%
Gurgaon (Haryana) - 122001
Installation Charges : | [14 empty] | All Prices are in Indian Rupees. |  |  |  |  | Amount after Discount (Rs.) |  | Dis Alert | Amount after MPD (Rs.)
SI. No. | PR No | PR Line Item No | Activity Header | PR Activity No | Activity Description | Service Code | SAC (Service Accounting Codes) | Whether SAC in column ‘8’ is confirmed. If not indicate applicable the SAC # | Rate of GST applicable ( in %) | Whether rate of GST in column ‘10’ is confirmed. If not indicate applicable rate of GST # | Description | Unit | Quantity | Unit Charges | Total Charges |  |  |  |  | Unit Erection Charges | Total Erection Charges |  | Unit Erection Charges | Total Erection Charges
1 | 2 | 3 | 4 | 5 | 6 | 7 | 8 | 9 | 10 | 11 | 12 | 13 | 14 | 15 | 16=14*15 |  |  |  |  | 5 | 6 = 4 x 5 |  | 5 | 6 = 4 x 5
I | Shifting of 125 MVAR and 80 MVAR line reactor
1 | 7000010872 | 30 | 60 | 40 | 400 kV Erection Items | 100000332 | 998731 |  | 18 |  | Erection Hardware for 400kV I type layout-Re-oriented Line bay as per specification | SET | 2 |  | INCLUDED | 0 | 0 | [8 empty] | 0%
2 | 7000010872 | 30 | 60 | 60 | 400 kV Erection Items | 100001518 | 995429 |  | 18 |  | Dismantling & re-erection of 400kV CB | EA | 2 |  | INCLUDED | 0 | 0 | [8 empty] | 5%
3 | 7000010872 | 30 | 60 | 70 | 400 kV Erection Items | 100001521 | 995429 |  | 18 |  | Dismantling & re-erection of 400kV Isolators | EA | 4 |  | INCLUDED | 0 | 0 | [8 empty] | 12%
4 | 7000010872 | 30 | 60 | 90 | 400 kV Erection Items | 100001522 | 995429 |  | 18 |  | Dismantling & re-erection of 400kV SA | EA | 12 |  | INCLUDED | 0 | 0 | [8 empty] | 18%
5 | 7000010872 | 30 | 60 | 100 | 400 kV Erection Items | 100001520 | 995429 |  | 18 |  | Dismantling & re-erection of 400kV CVT | EA | 6 |  | INCLUDED | 0 | 0 | [8 empty] | 28%
6 | 7000010872 | 30 | 60 | 120 | 400 kV Erection Items | 100001524 | 995429 |  | 18 |  | Dismantling & re-erection of 400kV BPI | EA | 12 |  | INCLUDED | 0 | 0
7 | 7000010872 | 30 | 60 | 130 | 400 kV Erection Items | 100003800 | 995429 |  | 18 |  | Dismantling, shifting and re-erection of 125MVAR Shunt reactor as per TS | EA | 1 |  | INCLUDED | 0 | 0
8 | 7000010872 | 30 | 60 | 150 | 400 kV Erection Items | 100000336 | 998731 |  | 18 |  | Erection Hardware for 400kV I type layout-Line Reactor as per specification | SET | 2 |  | INCLUDED | 0 | 0
9 | 7000010872 | 30 | 60 | 160 | 400 kV Erection Items | 100001548 | 995429 |  | 18 |  | Dismantling & re-erection of Wave traps | EA | 4 |  | INCLUDED | 0 | 0
10 | 7000010872 | 30 | 60 | 139 | 400 kV Erection Items | 100008112 | 995429 |  | 18 |  | Dismantling, shifting and re-erection of 80MVAR Shunt reactor as per TS | EA | 1 |  | INCLUDED | 0 | 0
11 | 7000010872 | 40 | 110 | 70 | 400 kV Control and Relay Panel | 100008113 | 995429 |  | 18 |  | MODIFICATION OF EXISTING CRP AS PER TS | SET | 2 |  | INCLUDED | 0 | 0
12 | 7000010872 | 190 | 142 | 60 | PLCC cable | 100002448 | 998734 |  | 18 |  | HF Cables | LS | 1 |  | INCLUDED | 0 | 0
13 | 7000010872 | 50 | 180 | 30 | Fire Fighting | 100002323 | 995429 |  | 18 |  | Dismantling, shifting & re-erection of existing fire water piping, including supply of additional pipes, accessories etc. as pertechnical specification | SET | 2 |  | INCLUDED | 0 | 0
14 | 7000010872 | 120 | 200 | 50 | Illumination | 100001052 | 998731 |  | 18 |  | 63A, 415V : Interlocked switch socket outdoor Receptacle (type RP) as per technical specifications | EA | 2 |  | INCLUDED | 0 | 0
15 | 7000010872 | 120 | 200 | 60 | Illumination | 100001051 | 998731 |  | 18 |  | 15A, 240V: Outdoor Receptacle 2 pole, 3-pin modular (type RO) as per technical specifications | EA | 2 |  | INCLUDED | 0 | 0
16 | 7000010872 | 120 | 200 | 70 | Illumination | 100001885 | 998739 |  | 18 |  | Outdoor Power Receptacle for oilfiltration unit (250A) | EA | 1 |  | INCLUDED | 0 | 0
17 | 7000010872 | 120 | 200 | 80 | Illumination | 100004930 | 998731 |  | 18 |  | LED Flood Light Luminaries Type-FL-1 as per technical specification | EA | 10 |  | INCLUDED | 0 | 0
18 | 7000010872 | 120 | 200 | 90 | Illumination | 100004931 | 998731 |  | 18 |  | LED Flood Light Luminaries Type FL-2 (250W) as per technical specification | EA | 10 |  | INCLUDED | 0 | 0
19 | 7000010872 | 120 | 200 | 100 | Illumination | 100001021 | 995461 |  | 18 |  | Lighting Panel type ACP-2 as per technical specification | EA | 1 |  | INCLUDED | 0 | 0
20 | 7000010872 | 170 | 221 | 10 | CABLES FOR RELEASE | 100002181 | 998736 |  | 18 |  | 1.1kV grade Power Cables (PVCinsulated)along withlugs,glands,straight joints &accessories,etc. | LS | 1 |  | INCLUDED | 0 | 0
21 | 7000010872 | 170 | 221 | 30 | CABLES FOR RELEASE | 100002182 | 998736 |  | 18 |  | 1.1kV grade Control Cables (PVCinsulated) along withlugs,glands,straight joints &accessories,etc. | LS | 1 |  | INCLUDED | 0 | 0
22 | 7000010872 | 170 | 221 | 40 | CABLES FOR RELEASE | 100002180 | 998736 |  | 18 |  | 1.1kV grade Power Cables (XLPEinsulated) along withlugs,glands,straight joints &accessories,etc. | LS | 1 |  | INCLUDED | 0 | 0
23 | 7000010872 | 160 | 260 | 70 | Steel Structure | 100001158 | 995455 |  | 18 |  | Erection of Std 400 kV Tower TH including nuts, bolts, all type of washers, packplates, step bolts and gusset plates excludingfoundation bolts | EA | 2 |  | INCLUDED | 0 | 0
24 | 7000010872 | 160 | 260 | 100 | Steel Structure | 100001168 | 995455 |  | 18 |  | Erection of Std 400 kV Gantry GA including nuts, bolts, all type of washers, packplates, step bolts and gusset plates excludingfoundation bolts | EA | 2 |  | INCLUDED | 0 | 0
25 | 7000010872 | 200 | 410 | 190 | civil works | 100004518 | 995433 |  | 18 |  | Excavation in all kind of soil including rock for all leads and lifts, backfilling, disposal of surplus earth within a lead up to2Km as per technical specification. The surplus earth shall be roughly graded . | M3 | 2531 |  | INCLUDED | 0 | 0
26 | 7000010872 | 200 | 410 | 200 | civil works | 100001325 | 995454 |  | 18 |  | Providing and laying of Plain Cement Concrete (PCC) (1:4:8) | M3 | 85 |  | INCLUDED | 0 | 0
27 | 7000010872 | 200 | 410 | 210 | civil works | 100001326 | 995454 |  | 18 |  | Providing and laying of Plain Cement Concrete (PCC) (1:2:4) | M3 | 34 |  | INCLUDED | 0 | 0
28 | 7000010872 | 200 | 410 | 220 | civil works | 100001327 | 995454 |  | 18 |  | Providing and laying of Reinforced Cement Concrete M25 mix including pre cast, shuttering, Grouting of pockets & underpinning butexcluding steel reinforcement | M3 | 668 |  | INCLUDED | 0 | 0
29 | 7000010872 | 200 | 410 | 230 | civil works | 100001328 | 995454 |  | 18 |  | Providing and laying Plain Cement Concrete 1:5:10 (1 cement : 5 sand : 10 brick aggregate) | M3 | 543 |  | INCLUDED | 0 | 0
30 | 7000010872 | 200 | 410 | 240 | civil works | 100001329 | 995454 |  | 18 |  | Steel Reinforcement | MT | 41 |  | INCLUDED | 0 | 0
31 | 7000010872 | 200 | 410 | 250 | civil works | 100001330 | 995428 |  | 18 |  | Stone filling (40 mm size) for transformer/Reactor foundation | M3 | 28 |  | INCLUDED | 0 | 0
32 | 7000010872 | 200 | 410 | 260 | civil works | 100001331 | 995455 |  | 18 |  | Misc. Structural steel including rails, embedments, edge protection angles, gratings etc. but excluding the reinforcement steel andsteel for lattice and pipe structures. | MT | 26 |  | INCLUDED | 0 | 0
33 | 7000010872 | 200 | 410 | 270 | civil works | 100001714 | 995428 |  | 18 |  | Stone spreading in switchyard excluding PCC | M2 | 3240 |  | INCLUDED | 0 | 0
34 | 7000010872 | 200 | 410 | 280 | civil works | 100001713 | 995424 |  | 18 |  | Antiweed treatment | M2 | 7240 |  | INCLUDED | 0 | 0
35 | 7000010872 | 200 | 410 | 290 | civil works | 100003114 | 995454 |  | 18 |  | External finishing / painting of fire wall (water proofing cement paint) (DSR 13.44.1) | M2 | 888 |  | INCLUDED | 0 | 0
36 | 7000010872 | 200 | 410 | 300 | civil works | 100001458 | 995421 |  | 18 |  | Construction of rail cum road as per drawing including all item such as excavation,compactions, rolling watering, WBM etc. butexcluding concrete reinforcement and structural steel-Section having two rails for Reactor. | M2 | 135 |  | INCLUDED | 0 | 0
37 | 7000010872 | 200 | 410 | 310 | civil works | 100001391 | 995477 |  | 18 |  | New chain Link Fencing excluding concrete | M | 50 |  | INCLUDED | 0 | 0
38 | 7000010872 | 200 | 410 | 320 | civil works | 100001735 | 995462 |  | 18 |  | RCC culverts and cable trench crossings including supplying and laying hume pipe 250mm dia of grade (NP-3) excluding concrete as perspecification. | M | 30 |  | INCLUDED | 0 | 0
39 | 7000010872 | 200 | 410 | 330 | civil works | 100001736 | 995462 |  | 18 |  | RCC culverts and cable trench crossings including supplying and laying hume pipe 300mm dia of grade (NP-3) excluding concrete as perspecification. | M | 15 |  | INCLUDED | 0 | 0
40 | 7000010872 | 200 | 410 | 340 | civil works | 100001737 | 995462 |  | 18 |  | RCC culverts and cable trench crossings including supplying and laying hume pipe 450mm dia of grade (NP-3) excluding concrete as perspecification. | M | 15 |  | INCLUDED | 0 | 0
41 | 7000010872 | 200 | 410 | 350 | civil works | 100001542 | 995429 |  | 18 |  | Dismantling & Re-erection of Existing fence | M | 150 |  | INCLUDED | 0 | 0
42 | 7000010872 | 200 | 410 | 360 | civil works | 100001712 | 995428 |  | 18 |  | Removing,cleaning and washing of existing stones and respreading of stones in switchyard excluding PCC | M2 | 4000 |  | INCLUDED | 0 | 0
43 | 7000010872 | 200 | 410 | 370 | civil works | 120001729 | 995419 |  | 18 |  | 15.58 Demolishing R.C.C. work by mechanical means and stockpiling at designated locations and disposal of dismantled materials up toalead of 1 kilometre, stacking serviceable and unserviceable material separately including cutting reinforcement bars. | M3 | 75 |  | INCLUDED | 0 | 0
44 | 7000010872 | 200 | 410 | 380 | civil works | 100001720 | 995428 |  | 18 |  | Supplying, filling and compacting CNS material as per specification under floors, foundations, roads, cable trenches, drains etc inlayers not exceeding 200 mm thickness | M3 | 350 |  | INCLUDED | 0 | 0
45 | 7000010872 | 200 | 410 | 390 | civil works | 100007701 | 995462 |  | 18 |  | Supplying and erecting dewatering pumps- 2 HP | EA | 2 |  | INCLUDED | 0 | 0
46 | 7000010872 | 200 | 410 | 400 | civil works | 100002911 | 995432 |  | 18 |  | Earthwork in excavation & filling in all types of soil and soft/disintegrated rock in open areas/nallas/channels, to the requiredslopes, shapes, levels, elevations and profile, including trimming of bottom and slopes of excavation, bailing out rain(dewatering), pumping, removal of slush, preparing embankments/marginal banks, loosening, dressing, spreading material in layers notexceeding 200mm, as per direction of Engineer-in-Charge, water flooding, compacting to achieve 95% consolidation at optimum moisturecontent, finishing etc. all complete, for all leads and lifts within leveling boundary, including disposal of surplus earth andstacking of unsuitable material within a lead of 2.0 Km beyond substation boundary, with all labour, material, tools, tackles andequipment, safeguards and incidentals, Royalty,taxes etc. as necessary, as per drawings, specification and directions of theEngineer-in-Charge. Clearing of jungle is included in this item. (Only excavation/cutting will be measured for payment purpose.) | M3 | 5000 |  | INCLUDED | 0 | 0
47 | 7000010872 | 240 | 430 | 10 | earthmat | 100003103 | 998731 |  | 18 |  | 40 mm MS rod for Main Earthmat | KM | 0.5 |  | INCLUDED | 0 | 0
48 | 7000010872 | 270 | 450 | 10 | FOUNDATION BOLT | 100001674 | 995455 |  | 18 |  | Erection of 28mm dia foundation bolts including nuts, checknuts, washers and packplates. | EA | 216 |  | INCLUDED | 0 | 0
49 | 7000010872 | 270 | 450 | 20 | FOUNDATION BOLT | 100001677 | 995455 |  | 18 |  | Erection of 56mm dia foundation bolts including nuts, checknuts, washers and packplates | EA | 32 |  | INCLUDED | 0 | 0
II | 2x12 Ohm, 420 kV fault limit series reactor
50 | 7000010873 | 660 | 110 | 80 | 400 kV AIS Equipments | 100000328 | 998736 |  | 18 |  | 336kV Surge Arrester (1-phase) | EA | 12 |  | INCLUDED | 0 | 0
51 | 7000010873 | 660 | 110 | 100 | 400 kV AIS Equipments | 100000275 | 998736 |  | 18 |  | 420 kV, 4400 pF Capacitive Voltage Transformer (1-Phase) | EA | 6 |  | INCLUDED | 0 | 0
52 | 7000010873 | 660 | 110 | 140 | 400 kV AIS Equipments | 100000270 | 998736 |  | 18 |  | 420 kV, 3000A, 50KA, 1-Phase CurrentTransformer with 120% extended currentrating | EA | 15 |  | INCLUDED | 0 | 0
53 | 7000010873 | 660 | 110 | 150 | 400 kV AIS Equipments | 100000307 | 998736 |  | 18 |  | 420kV, 3150A, 50KA, Isolator (3-phase)(Double Break) with one E/S | EA | 7 |  | INCLUDED | 0 | 0
54 | 7000010873 | 660 | 110 | 180 | 400 kV AIS Equipments | 100001518 | 995429 |  | 18 |  | Dismantling & re-erection of 400kV CB | EA | 2 |  | INCLUDED | 0 | 0
55 | 7000010873 | 660 | 110 | 220 | 400 kV AIS Equipments | 100001519 | 995429 |  | 18 |  | Dismantling & re-erection of 400kV CT | EA | 12 |  | INCLUDED | 0 | 0
56 | 7000010873 | 660 | 110 | 230 | 400 kV AIS Equipments | 100001521 | 995429 |  | 18 |  | Dismantling & re-erection of 400kV Isolators | EA | 4 |  | INCLUDED | 0 | 0
57 | 7000010873 | 660 | 110 | 119 | 400 kV AIS Equipments | 100002795 | 998736 |  | 18 |  | 420kV, 3150A, 50KA Circuit Breaker (3-phase) without closing resistor with Controlled switching device (with Support Structures) | EA | 5 |  | INCLUDED | 0 | 0
58 | 7000010873 | 660 | 110 | 240 | 400 kV AIS Equipments | 100001999 | 998736 |  | 18 |  | 420kV, 4000A, 50KA Isolator (3-phase)(Double Break) with one E/S | EA | 2 |  | INCLUDED | 0 | 0
59 | 7000010873 | 660 | 110 | 250 | 400 kV AIS Equipments | 100000340 | 998736 |  | 18 |  | 420 kV Bus Post Insulator (Except for wave traps) | EA | 10 |  | INCLUDED | 0 | 0
60 | 7000010873 | 660 | 110 | 29 | 400 kV AIS Equipments | 100003797 | 998736 |  | 18 |  | 420 kV,12 ohm ,38 mH,3000 A ,14 kA for 1 sec ,1 PHASE AIR CORE DRY TYPE SERIES REACTOR Including TRV Capacitor (If applicable) | EA | 6 |  | INCLUDED | 0 | 0
61 | 7000010873 | 660 | 110 | 260 | 400 kV AIS Equipments | 100000308 | 998736 |  | 18 |  | 420kV, 3150A, 50KA Isolator (3-phase)(Double Break) with two E/S | EA | 3 |  | INCLUDED | 0 | 0
62 | 7000010873 | 660 | 110 | 270 | 400 kV AIS Equipments | 100001520 | 995429 |  | 18 |  | Dismantling & re-erection of 400kV CVT | EA | 12 |  | INCLUDED | 0 | 0
63 | 7000010873 | 680 | 130 | 10 | C&R Panels | 100000732 | 998736 |  | 18 |  | 400kV Reactor Protection Panel (with Automation) | EA | 2 |  | INCLUDED | 0 | 0
64 | 7000010873 | 680 | 130 | 20 | C&R Panels | 100000735 | 998736 |  | 18 |  | Augmentation of existing 400kV bus bar protection scheme.(No. of bays as per specification)-(with Automation) | SET | 1 |  | INCLUDED | 0 | 0
65 | 7000010873 | 680 | 130 | 30 | C&R Panels | 100000729 | 998736 |  | 18 |  | 400kV Circuit Breaker Relay Panel without Auto Reclose (with Automation) | EA | 5 |  | INCLUDED | 0 | 0
66 | 7000010873 | 680 | 130 | 50 | C&R Panels | 100002069 | 998736 |  | 18 |  | Augmentation of Substation automation System for 400kV Main bay as per Technical Specification | EA | 4 |  | INCLUDED | 0 | 0
67 | 7000010873 | 680 | 130 | 60 | C&R Panels | 100002075 | 998736 |  | 18 |  | Augmentation of Substation automation System for 400kV Tie bay as per Technical Specification | EA | 1 |  | INCLUDED | 0 | 0
68 | 7000010873 | 690 | 140 | 10 | ERECTION HARDWARE | 100003828 | 998731 |  | 18 |  | Miscellaneous items, earthing materials and erection hardware such as Bus post insulators,insulators, hardware, spacers, conductor,hardware clamps, connectors including equipment connectors,corona ring, for air core series reactor installation complete in allrespect as per TS. | SET | 2 |  | INCLUDED | 0 | 0
69 | 7000010873 | 690 | 140 | 30 | ERECTION HARDWARE | 100000337 | 998731 |  | 18 |  | Erection Hardware for 400kV I type layout-Bus Work (For two diameters)/bays as per specification | SET | 1 |  | INCLUDED | 0 | 0
70 | 7000010873 | 690 | 140 | 40 | ERECTION HARDWARE | 100003103 | 998731 |  | 18 |  | 40 mm MS rod for Main Earthmat | KM | 1.5 |  | INCLUDED | 0 | 0
71 | 7000010873 | 690 | 140 | 50 | ERECTION HARDWARE | 100001854 | 998731 |  | 18 |  | Erection Hardware for 400kV I type layout for GIS termination arrangement-Bus Reactor bay as per technical specification | SET | 4 |  | INCLUDED | 0 | 0
72 | 7000010873 | 700 | 150 | 10 | ILLUMINATION (DETAILED) | 100001021 | 995461 |  | 18 |  | Lighting Panel type ACP-2 as per technical specification | EA | 1 |  | INCLUDED | 0 | 0
73 | 7000010873 | 700 | 150 | 20 | ILLUMINATION (DETAILED) | 100001024 | 998731 |  | 18 |  | Sub Lighting panel (outdoor) type SLP (Switchyard and Street Lighting) | EA | 2 |  | INCLUDED | 0 | 0
74 | 7000010873 | 700 | 150 | 30 | ILLUMINATION (DETAILED) | 100004930 | 998731 |  | 18 |  | LED Flood Light Luminaries Type-FL-1 as per technical specification | EA | 20 |  | INCLUDED | 0 | 0
75 | 7000010873 | 700 | 150 | 40 | ILLUMINATION (DETAILED) | 100004931 | 998731 |  | 18 |  | LED Flood Light Luminaries Type FL-2 (250W) as per technical specification | EA | 15 |  | INCLUDED | 0 | 0
76 | 7000010873 | 720 | 170 | 10 | power & control cable (LS) | 100002182 | 998736 |  | 18 |  | 1.1kV grade Control Cables (PVCinsulated) along withlugs,glands,straight joints &accessories,etc. | LS | 1 |  | INCLUDED | 0 | 0
77 | 7000010873 | 720 | 170 | 20 | power & control cable (LS) | 100002181 | 998736 |  | 18 |  | 1.1kV grade Power Cables (PVCinsulated)along withlugs,glands,straight joints &accessories,etc. | LS | 1 |  | INCLUDED | 0 | 0
78 | 7000010873 | 730 | 190 | 10 | FIRE PROTECTION | 100003829 | 998736 |  | 18 |  | Hydrant system, complete U/G piping and accessories etc. outside the Pump House for Fire Protection of air core series reactor | SET | 2 |  | INCLUDED | 0 | 0
79 | 7000010873 | 740 | 220 | 40 | Steel structure - Erection | 100001214 | 995455 |  | 18 |  | Erection of Pipe Structure - 400 kV 3-Phase ISOLATOR including nuts, bolts, all type of washers, packplates, step bolts and gussetplates excluding foundation bolts | EA | 12 |  | INCLUDED | 0 | 0
80 | 7000010873 | 740 | 220 | 50 | Steel structure - Erection | 100001213 | 995455 |  | 18 |  | Erection of Pipe Structure - 400 kV 1-Phase CVT including nuts, bolts, all type of washers, packplates, step bolts and gusset platesexcluding foundation bolts | EA | 6 |  | INCLUDED | 0 | 0
81 | 7000010873 | 740 | 220 | 60 | Steel structure - Erection | 100001216 | 995455 |  | 18 |  | Erection of Pipe Structure - 400 kV 1-Phase SA including nuts, bolts, all type of washers, packplates, step bolts and gusset platesexcluding foundation bolts | EA | 12 |  | INCLUDED | 0 | 0
82 | 7000010873 | 740 | 220 | 70 | Steel structure - Erection | 100001212 | 995455 |  | 18 |  | Erection of Pipe Structure - 400 kV 1-Phase CT including nuts, bolts, all type of washers, packplates, step bolts and gusset platesexcluding foundation bolts | EA | 15 |  | INCLUDED | 0 | 0
83 | 7000010873 | 740 | 220 | 90 | Steel structure - Erection | 100001217 | 995455 |  | 18 |  | Erection of Pipe Structure - 400 kV, 1-Phase, BPI, (Excluding Wave Trap), including nuts, bolts, all type of washers,packplates, step bolts and gusset plates excluding foundation bolts | EA | 10 |  | INCLUDED | 0 | 0
84 | 7000010873 | 740 | 220 | 100 | Steel structure - Erection | 100001668 | 995455 |  | 18 |  | Erection of Std LM (40m) including nuts, bolts, all type of washers, packplates, step bolts and gusset plates excluding foundationbolts | EA | 2 |  | INCLUDED | 0 | 0
85 | 7000010873 | 750 | 230 | 190 | CIVIL WORKS | 100004518 | 995433 |  | 18 |  | Excavation in all kind of soil including rock for all leads and lifts, backfilling, disposal of surplus earth within a lead up to2Km as per technical specification. The surplus earth shall be roughly graded . | M3 | 5975 |  | INCLUDED | 0 | 0
86 | 7000010873 | 750 | 230 | 200 | CIVIL WORKS | 100001325 | 995454 |  | 18 |  | Providing and laying of Plain Cement Concrete (PCC) (1:4:8) | M3 | 272 |  | INCLUDED | 0 | 0
87 | 7000010873 | 750 | 230 | 210 | CIVIL WORKS | 100001326 | 995454 |  | 18 |  | Providing and laying of Plain Cement Concrete (PCC) (1:2:4) | M3 | 31 |  | INCLUDED | 0 | 0
88 | 7000010873 | 750 | 230 | 220 | CIVIL WORKS | 100001327 | 995454 |  | 18 |  | Providing and laying of Reinforced Cement Concrete M25 mix including pre cast, shuttering, Grouting of pockets & underpinning butexcluding steel reinforcement | M3 | 1220 |  | INCLUDED | 0 | 0
89 | 7000010873 | 750 | 230 | 230 | CIVIL WORKS | 100001328 | 995454 |  | 18 |  | Providing and laying Plain Cement Concrete 1:5:10 (1 cement : 5 sand : 10 brick aggregate) | M3 | 150 |  | INCLUDED | 0 | 0
90 | 7000010873 | 750 | 230 | 240 | CIVIL WORKS | 100001329 | 995454 |  | 18 |  | Steel Reinforcement | MT | 83 |  | INCLUDED | 0 | 0
91 | 7000010873 | 750 | 230 | 250 | CIVIL WORKS | 100001331 | 995455 |  | 18 |  | Misc. Structural steel including rails, embedments, edge protection angles, gratings etc. but excluding the reinforcement steel andsteel for lattice and pipe structures. | MT | 28 |  | INCLUDED | 0 | 0
92 | 7000010873 | 750 | 230 | 260 | CIVIL WORKS | 100001714 | 995428 |  | 18 |  | Stone spreading in switchyard excluding PCC | M2 | 1000 |  | INCLUDED | 0 | 0
93 | 7000010873 | 750 | 230 | 270 | CIVIL WORKS | 100001713 | 995424 |  | 18 |  | Antiweed treatment | M2 | 2000 |  | INCLUDED | 0 | 0
94 | 7000010873 | 750 | 230 | 280 | CIVIL WORKS | 100004507 | 995421 |  | 18 |  | 3.75m wide Cement Concrete road with PCC shoulder including 100 mm dia RCC Hume Pipe @ 100 metre interval as per drawing and TS.However, reinforcement steel and all type concrete shall be paid separately under relevant items | M2 | 375 |  | INCLUDED | 0 | 0
95 | 7000010873 | 750 | 230 | 290 | CIVIL WORKS | 100001391 | 995477 |  | 18 |  | New chain Link Fencing excluding concrete | M | 130 |  | INCLUDED | 0 | 0
96 | 7000010873 | 750 | 230 | 300 | CIVIL WORKS | 100001735 | 995462 |  | 18 |  | RCC culverts and cable trench crossings including supplying and laying hume pipe 250mm dia of grade (NP-3) excluding concrete as perspecification. | M | 30 |  | INCLUDED | 0 | 0
97 | 7000010873 | 750 | 230 | 310 | CIVIL WORKS | 100001736 | 995462 |  | 18 |  | RCC culverts and cable trench crossings including supplying and laying hume pipe 300mm dia of grade (NP-3) excluding concrete as perspecification. | M | 15 |  | INCLUDED | 0 | 0
98 | 7000010873 | 750 | 230 | 320 | CIVIL WORKS | 100001737 | 995462 |  | 18 |  | RCC culverts and cable trench crossings including supplying and laying hume pipe 450mm dia of grade (NP-3) excluding concrete as perspecification. | M | 15 |  | INCLUDED | 0 | 0
99 | 7000010873 | 750 | 230 | 330 | CIVIL WORKS | 100001412 | 995462 |  | 18 |  | Drain including culverts but excluding concrete & reinforcement steel-Section A-A | M | 120 |  | INCLUDED | 0 | 0
100 | 7000010873 | 750 | 230 | 340 | CIVIL WORKS | 100001413 | 995462 |  | 18 |  | Drain including culverts but excluding concrete & reinforcement steel-Section B-B | M | 30 |  | INCLUDED | 0 | 0
101 | 7000010873 | 750 | 230 | 350 | CIVIL WORKS | 100001414 | 995462 |  | 18 |  | Drain including culverts but excluding concrete & reinforcement steel-Section C-C | M | 30 |  | INCLUDED | 0 | 0
102 | 7000010873 | 750 | 230 | 360 | CIVIL WORKS | 100001415 | 995462 |  | 18 |  | Drain including culverts but excluding concrete & reinforcement steel-Section D-D | M | 20 |  | INCLUDED | 0 | 0
103 | 7000010873 | 750 | 230 | 370 | CIVIL WORKS | 100001542 | 995429 |  | 18 |  | Dismantling & Re-erection of Existing fence | M | 60 |  | INCLUDED | 0 | 0
104 | 7000010873 | 750 | 230 | 380 | CIVIL WORKS | 100001712 | 995428 |  | 18 |  | Removing,cleaning and washing of existing stones and respreading of stones in switchyard excluding PCC | M2 | 1000 |  | INCLUDED | 0 | 0
105 | 7000010873 | 750 | 230 | 390 | CIVIL WORKS | 100001445 | 995429 |  | 18 |  | Dismantling of existing -concrete road | M2 | 225 |  | INCLUDED | 0 | 0
106 | 7000010873 | 750 | 230 | 400 | CIVIL WORKS | 100004332 | 995451 |  | 18 |  | Foundation of the air core reactor including excavation, reinforcement, concrete etc civil works complete in all respect | LS | 1 |  | INCLUDED | 0 | 0
107 | 7000010873 | 750 | 230 | 410 | CIVIL WORKS | 100002911 | 995432 |  | 18 |  | Earthwork in excavation & filling in all types of soil and soft/disintegrated rock in open areas/nallas/channels, to the requiredslopes, shapes, levels, elevations and profile, including trimming of bottom and slopes of excavation, bailing out rain(dewatering), pumping, removal of slush, preparing embankments/marginal banks, loosening, dressing, spreading material in layers notexceeding 200mm, as per direction of Engineer-in-Charge, water flooding, compacting to achieve 95% consolidation at optimum moisturecontent, finishing etc. all complete, for all leads and lifts within leveling boundary, including disposal of surplus earth andstacking of unsuitable material within a lead of 2.0 Km beyond substation boundary, with all labour, material, tools, tackles andequipment, safeguards and incidentals, Royalty,taxes etc. as necessary, as per drawings, specification and directions of theEngineer-in-Charge. Clearing of jungle is included in this item. (Only excavation/cutting will be measured for payment purpose.) | M3 | 5000 |  | INCLUDED | 0 | 0
108 | 7000010873 | 760 | 240 | 10 | Foundation Bolts | 100001674 | 995455 |  | 18 |  | Erection of 28mm dia foundation bolts including nuts, checknuts, washers and packplates. | EA | 460 |  | INCLUDED | 0 | 0
109 | 7000010873 | 760 | 240 | 20 | Foundation Bolts | 100001677 | 995455 |  | 18 |  | Erection of 56mm dia foundation bolts including nuts, checknuts, washers and packplates | EA | 32 |  | INCLUDED | 0 | 0
110 | 7000010873 | 860 | 280 | 10 | VMS | 100002500 | 998731 |  | 18 |  | Color IP camera, with PAN, TILT and ZOOM facilities, alongwith all required Items, Accessories, Line Interface units, Fiber patchcords, Power supply units, Junction Boxes, Cables, Fiber Optic Cables, etc., and including Integration in existing Hardware andSoftware for Augmentation of Visual Monitoring System as per technical specification. | SET | 5 |  | INCLUDED | 0 | 0
111 | 7000010873 | 670 | B | 20 | 400 kV GIS Equipments | 100003565 | 998736 |  | 18 |  | 420kV, 3150 A, 50 kA SF6 /Air Bushing for connecting GIS to AIS | SET | 27 |  | INCLUDED | 0 | 0
112 | 7000010873 | 670 | B | 30 | 400 kV GIS Equipments | 100007681 | 998736 |  | 18 |  | 420KV,3150 A,3-PH, 50KA FOR 1 SECOND, SF6 GAS-INSULATED GIS ISOLATOR WITH ONE EARTH SWITCH MODULE, AS PER SECTION-PROJECT, TECHNICALSPECIFICATION | SET | 3 |  | INCLUDED | 0 | 0
113 | 7000010873 | 670 | B | 50 | 400 kV GIS Equipments | 100007680 | 998736 |  | 18 |  | 420KV,3150 A,3-PH, 50KA FOR 1 SECOND, SF6 GAS-INSULATED GIS ISOLATOR MODULE, AS PER SECTION-PROJECT, TECHNICAL SPECIFICATION | SET | 2 |  | INCLUDED | 0 | 0
114 | 7000010873 | 670 | B | 29 | 400 kV GIS Equipments | 100003566 | 998736 |  | 18 |  | 420kV, 4000 A, 50 kA SF6 /Air Bushing for connecting GIS to AIS | SET | 12 |  | INCLUDED | 0 | 0
115 | 7000010873 | 670 | B | 110 | 400 kV GIS Equipments | 100002137 | 998736 |  | 18 |  | 420kV, 3000A, 50kA, Single phase, SF6Gas Insulated Bus Duct (GIB) outsideGIS Hall alongwith associated supportstructure | M | 1600 |  | INCLUDED | 0 | 0
116 | 7000010873 | 670 | B | 120 | 400 kV GIS Equipments | 100002139 | 998736 |  | 18 |  | 420kV, 4000A,50kA, Single phase SF6 GasInsulated Bus Duct (GIB) outside GISHall alongwith associated supportstructure | M | 650 |  | INCLUDED | 0 | 0
117 | 7000010873 | 670 | B | 109 | 400 kV GIS Equipments | 100008111 | 998736 |  | 18 |  | 420kV,3000 A,1-PH, 50kA for 1 second, SF6 gas-insulated GIS Current Transformer module, as per Section-Project, Technicalspecification | SET | 12 |  | INCLUDED | 0 | 0
III | Bypass of Kolar-Thvlm-Sp'bdur 400 kV S/c
118 | 7000010873 | 890 | 120 | 40 | 400 kV AIS Equipments | 100000309 | 998736 |  | 18 |  | 420kV, 3150A, 50KA, Isolator (3-phase)(Double Break) without E/S | EA | 1 |  | INCLUDED | 0 | 0
119 | 7000010873 | 890 | 120 | 50 | 400 kV AIS Equipments | 100000340 | 998736 |  | 18 |  | 420 kV Bus Post Insulator (Except for wave traps) | EA | 30 |  | INCLUDED | 0 | 0
120 | 7000010873 | 900 | 140 | 10 | ERECTION HARDWARE & structure | 100000332 | 998731 |  | 18 |  | Erection Hardware for 400kV I type layout-Re-oriented Line bay as per specification | SET | 1 |  | INCLUDED | 0 | 0
121 | 7000010873 | 900 | 140 | 20 | ERECTION HARDWARE & structure | 100001214 | 995455 |  | 18 |  | Erection of Pipe Structure - 400 kV 3-Phase ISOLATOR including nuts, bolts, all type of washers, packplates, step bolts and gussetplates excluding foundation bolts | EA | 1 |  | INCLUDED | 0 | 0
122 | 7000010873 | 900 | 140 | 40 | ERECTION HARDWARE & structure | 100001153 | 995455 |  | 18 |  | Erection of Std 400 kV Tower TC including nuts, bolts, all type of washers, packplates, step bolts and gusset plates excludingfoundation bolts | EA | 4 |  | INCLUDED | 0 | 0
123 | 7000010873 | 900 | 140 | 50 | ERECTION HARDWARE & structure | 100001172 | 995455 |  | 18 |  | Erection of Std 400 kV Gantry G2 including nuts, bolts, all type of washers, packplates, step bolts and gusset plates excludingfoundation bolts | EA | 2 |  | INCLUDED | 0 | 0
124 | 7000010873 | 900 | 140 | 60 | ERECTION HARDWARE & structure | 100001217 | 995455 |  | 18 |  | Erection of Pipe Structure - 400 kV, 1-Phase, BPI, (Excluding Wave Trap), including nuts, bolts, all type of washers,packplates, step bolts and gusset plates excluding foundation bolts | EA | 25 |  | INCLUDED | 0 | 0
125 | 7000010873 | 900 | 140 | 70 | ERECTION HARDWARE & structure | 100001218 | 995455 |  | 18 |  | Erection of Pipe Structure - 400 kV, 1-Phase, High BPI, (Excluding Wave Trap), including nuts, bolts, all type of washers,packplates, step bolts and gusset plates excluding foundation bolts | EA | 5 |  | INCLUDED | 0 | 0
126 | 7000010873 | 950 | 150 | 10 | CRP MODIFICATION | 100007682 | 995429 |  | 18 |  | MODIFICATION OF EXISTING CRP AND PLCC PANELS FOR LINE BYPASS ARRANGEMENT AS PER TS | SET | 1 |  | INCLUDED | 0 | 0
127 | 7000010873 | 960 | 160 | 10 | CIVIL WORKS | 100004518 | 995433 |  | 18 |  | Excavation in all kind of soil including rock for all leads and lifts, backfilling, disposal of surplus earth within a lead up to2Km as per technical specification. The surplus earth shall be roughly graded . | M3 | 1104 |  | INCLUDED | 0 | 0
128 | 7000010873 | 960 | 160 | 20 | CIVIL WORKS | 100001325 | 995454 |  | 18 |  | Providing and laying of Plain Cement Concrete (PCC) (1:4:8) | M3 | 17 |  | INCLUDED | 0 | 0
129 | 7000010873 | 960 | 160 | 30 | CIVIL WORKS | 100001327 | 995454 |  | 18 |  | Providing and laying of Reinforced Cement Concrete M25 mix including pre cast, shuttering, Grouting of pockets & underpinning butexcluding steel reinforcement | M3 | 86 |  | INCLUDED | 0 | 0
130 | 7000010873 | 960 | 160 | 40 | CIVIL WORKS | 100001329 | 995454 |  | 18 |  | Steel Reinforcement | MT | 6 |  | INCLUDED | 0 | 0
131 | 7000010873 | 970 | 170 | 10 | FOUNDATION BOLT | 100001674 | 995455 |  | 18 |  | Erection of 28mm dia foundation bolts including nuts, checknuts, washers and packplates. | EA | 168 |  | INCLUDED | 0 | 0
12: Total of Schedule-3; 16=14*15: 0 |  | 0 | 1 | 0 | [5 empty] | 0
| # | In case the bidder leaves the cell for confirmation of the SAC and/or GST rate “blank”, the SAC and corresponding GST rate indicated by the Employer shall be deemed to be the one confirmed by the Bidder.
| Date : | -- | [10 empty] | Printed Name : | 0
| Place : | 0 | [10 empty] | Designation : | 0

## Sch-4
Specification No.: CC-CS/972-SR2/SS-4078/3/G7 | [11 empty] | Schedule - 4
Substation package (SS-60): 400 kV AIS Substation extension package including series bus reactor for a. Under Transmission System for Controlling High loading of Nellore (PG) – Nellore PS 400kV (Quad) D/c line 400kV Nellore (PG) S/s Extn. b. Under Transmission system for controlling high Short Circuit Current level at 400kV Thiruvalam S/s 400kV Thiruvalam S/s Extn. including series bus reactor.
(SCHEDULE OF RATES AND PRICES )
Bidder’s Name and Address (Sole Bidder) : | [10 empty] | To:
Contract Services
Name : | [10 empty] | Power Grid Corporation of India Ltd.,
Address : | [10 empty] | "Saudamini", Plot No.-2
Sector-29,
Gurgaon (Haryana) - 122001
Training Charges :
SI. No. | PR No | Line Item No | Activity Header | PR Activity No | Activity Description | Service Code | SAC (Service Accounting Codes) | Rate of GST applicable ( in %) | Description | Unit | Quantity | Unit Charges | Total Charges
1 | 2 | 3 | 4 | 5 | 6 | 7 | 8 | 9 | 10 | 11 | 12 | 13 | 14=12*13
NOT APPLICABLE
[5 empty] | Total for Training Charges [Total Schedule 4] | [7 empty] | 0
| Date : | -- | [8 empty] | Printed Name : | 0
| Place : | 0 | [8 empty] | Designation : | 0

## Sch-5
Specification No.: CC-CS/972-SR2/SS-4078/3/G7 |  |  |  | Schedule - 5
Substation package (SS-60): 400 kV AIS Substation extension package including series bus reactor for a. Under Transmission System for Controlling High loading of Nellore (PG) – Nellore PS 400kV (Quad) D/c line 400kV Nellore (PG) S/s Extn. b. Under Transmission system for controlling high Short Circuit Current level at 400kV Thiruvalam S/s 400kV Thiruvalam S/s Extn. including series bus reactor.
(SUMMARY OF TAXES & DUTIES )
Bidder’s Name and Address (Sole Bidder) : |  |  | To:
Contract Services
Name : |  |  | Power Grid Corporation of India Ltd.,
Address : |  |  | "Saudamini", Plot No.-2
Sector-29,
Gurgaon (Haryana) - 122001
Sl. No. | Item Nos. |  | Total Price (INR)
1 | TOTAL GST on Goods |  | 0
Total GST for Supply of Goods (inter-alia including Type Test Charges) between the Contractor and the Employer (identified in Schedule 1') which are not included in the Ex-works price as per the provision of the Bidding Documents, as applicable.
2 | TOTAL GST on Services |  | 0
Total GST on Installation Services (indentified in Schedule-3) and Training to be imparted in India (identified in Schedule-4) which are not included in the Installation and Training charges as per the provision of the Bidding Documents, as applicable
| GRAND TOTAL [1+2] |  | 0
Date : | -- | Printed Name : | 0
Place : | 0 | Designation : | 0
Click for Sch-6

## Sch-5 after discount (hidden)
Specification No.: CC-CS/972-SR2/SS-4078/3/G7 |  |  |  | Schedule - 5
Substation package (SS-60): 400 kV AIS Substation extension package including series bus reactor for a. Under Transmission System for Controlling High loading of Nellore (PG) – Nellore PS 400kV (Quad) D/c line 400kV Nellore (PG) S/s Extn. b. Under Transmission system for controlling high Short Circuit Current level at 400kV Thiruvalam S/s 400kV Thiruvalam S/s Extn. including series bus reactor.
(SUMMARY OF TAXES & DUTIES )
Bidder’s Name and Address (Sole Bidder) : |  |  | To:
Contract Services
Name : |  |  | Power Grid Corporation of India Ltd.,
Address : |  |  | "Saudamini", Plot No.-2
Sector-29,
Gurgaon (Haryana) - 122001
Sl. No. | Item Nos. |  | Total Price (INR)
1 | TOTAL GST on Goods |  | 0
Total GST for Supply of Goods (inter-alia including Type Test Charges) between the Contractor and the Employer (identified in Schedule 1') which are not included in the Ex-works price as per the provision of the Bidding Documents, as applicable.
2 | TOTAL GST on Services |  | 0
Total GST on Installation Services (indentified in Schedule-3) and Training to be imparted in India (identified in Schedule-4) which are not included in the Installation and Training charges as per the provision of the Bidding Documents, as applicable
| GRAND TOTAL [1+2] |  | 0
Date : | -- | Printed Name : | 0
Place : | 0 | Designation : | 0
Click for Sch-6

## Sch-6
Specification No.: CC-CS/972-SR2/SS-4078/3/G7 |  |  | Schedule - 6
Substation package (SS-60): 400 kV AIS Substation extension package including series bus reactor for a. Under Transmission System for Controlling High loading of Nellore (PG) – Nellore PS 400kV (Quad) D/c line 400kV Nellore (PG) S/s Extn. b. Under Transmission system for controlling high Short Circuit Current level at 400kV Thiruvalam S/s 400kV Thiruvalam S/s Extn. including series bus reactor.
(GRAND SUMMARY)
Bidder’s Name and Address (Sole Bidder) : |  |  | To:
Contract Services
Name : |  |  | Power Grid Corporation of India Ltd.,
Address : |  |  | "Saudamini", Plot No.-2
Sector-29,
Gurgaon (Haryana) - 122001
Sl. No. | Description |  | Total Price (INR)
1 | TOTAL SCHEDULE NO. 1 |  | 0
Ex-works price of Plant and Equipment including Type Test Charges
2 | TOTAL SCHEDULE NO. 2 |  | 0
Local Transportation, In-transit Insurance, loading and unloading
3 | TOTAL SCHEDULE NO. 3 |  | 0
Installation Charges
4 | TOTAL SCHEDULE NO. 4 |  | Not Applicable
Training Charges
5 | TOTAL SCHEDULE NO. 5 |  | 0
Taxes and Duties
6 | TOTAL SCHEDULE NO. 7 |  | 0
Type Test Charges [Total of this Schedule is included in Schedule - 1 above.]
| GRAND TOTAL [1+2+3+4+5] |  | 0
Date : | -- | Printed Name : | 0
Place : | 0 | Designation : | 0
Click for Sch-7

## Sch-6 After Discount
Specification No.: CC-CS/972-SR2/SS-4078/3/G7 |  |  | Schedule - 6 After Discount
Substation package (SS-60): 400 kV AIS Substation extension package including series bus reactor for a. Under Transmission System for Controlling High loading of Nellore (PG) – Nellore PS 400kV (Quad) D/c line 400kV Nellore (PG) S/s Extn. b. Under Transmission system for controlling high Short Circuit Current level at 400kV Thiruvalam S/s 400kV Thiruvalam S/s Extn. including series bus reactor.
(GRAND SUMMARY)
Bidder’s Name and Address (Sole Bidder) : |  |  | To:
Contract Services
Name : |  |  | Power Grid Corporation of India Ltd.,
Address : |  |  | "Saudamini", Plot No.-2
Sector-29,
Gurgaon (Haryana) - 122001
Sl. No. | Description |  | Total Price (INR)
1 | TOTAL SCHEDULE NO. 1 |  | 0
Ex-works price of Plant and Equipment including Type Test Charges
2 | TOTAL SCHEDULE NO. 2 |  | 0
Local Transportation, In-transit Insurance, loading and unloading
3 | TOTAL SCHEDULE NO. 3 |  | 0
Installation Charges
4 | TOTAL SCHEDULE NO. 4 |  | Not Applicable
Training Charges
5 | TOTAL SCHEDULE NO. 5 |  | 0
Taxes and Duties
6 | TOTAL SCHEDULE NO. 7 |  | 0
Type Test Charges [Total of this Schedule is included in Schedule - 1 above.]
| GRAND TOTAL [1+2+3+4+5] |  | 0
Date : | -- | Printed Name : | 0
Place : | 0 | Designation : | 0

## Sch-7
Specification No.: CC-CS/972-SR2/SS-4078/3/G7 | [12 empty] | Schedule 7
Substation package (SS-60): 400 kV AIS Substation extension package including series bus reactor for a. Under Transmission System for Controlling High loading of Nellore (PG) – Nellore PS 400kV (Quad) D/c line 400kV Nellore (PG) S/s Extn. b. Under Transmission system for controlling high Short Circuit Current level at 400kV Thiruvalam S/s 400kV Thiruvalam S/s Extn. including series bus reactor. | [18 empty] | As per Lum-sum |  | 0%
(SCHEDULE OF RATES AND PRICES ) | [18 empty] | AS per Percent |  | #REF!
[19 empty] | As per lum-sum on Sch-7 |  | 0%
Bidder’s Name and Address (Sole Bidder) : | [9 empty] | To: | [8 empty] | As per Percent on Sch-7 |  | #REF!
[10 empty] | Contract Services | [8 empty] | Total Discount |  | #REF!
Name : | [9 empty] | Power Grid Corporation of India Ltd.,
Address : | [9 empty] | "Saudamini", Plot No.-2
[10 empty] | Sector-29, | [8 empty] | Multipackage Discount |  | 0%
Gurgaon (Haryana) - 122001
Type Test Charges for Type Tests to be conducted:
Sl. No. | PR No | Line Item No | Activity Description | Code | HSN Code | Whether HSN in column ‘ 2 ’ is confirmed. If not indicate applicable the HSN code * | Rate of GST applicable ( in %) | Whether rate of GST in column ‘4’ is confirmed. If not indicate applicable rate of GST * | Description of Test | Unit | Quantity | Unit Charges | Total for Type Test charges |  |  |  |  | 0% |  | Total Test Charges After Discount (Rs.) |  | Dis Alert | Total Test Charges After MPD (Rs.)
1 | 2 | 3 | 4 | 5 | 6 | 7 | 8 | 9 | 10 | 11 | 12 | 13 | 14=12x13 |  |  |  |  | 5%
12%
1: I; 2: 2x12Î©, 420 kV fault limit series reactor |  |  |  |  | 18%
1 | 7000010873 | 590 | TYPE TEST CHARGES | 9000000434 | 998346 |  | 18 |  | TYPE TEST ON AIR CORE REACTOR | LOT | 1 |  | INCLUDED | 0 | 0 |  |  | 28%
9: TOTAL TYPE TEST CHARGES; 14=12x13: 0 |  | 0 | 1 | 0
| Date : | -- | [5 empty] | Printed Name : | 0
| Place : | 0 | [5 empty] | Designation : | 0
| Note : | Bidder should indicate the name of test laboratories where type tests are proposed to be conducted
Specification No.: CC-CS/972-SR2/SS-4078/3/G7
Substation package (SS-60): 400 kV AIS Substation extension package including series bus reactor for a. Under Transmission System for Controlling High loading of Nellore (PG) – Nellore PS 400kV (Quad) D/c line 400kV Nellore (PG) S/s Extn. b. Under Transmission system for controlling high Short Circuit Current level at 400kV Thiruvalam S/s 400kV Thiruvalam S/s Extn. including series bus reactor. | [5 empty] | 0 | 0
(SCHEDULE OF RATES AND PRICES ) | [5 empty] | 0 | 0
Bidder’s Name and Address (Sole Bidder) :
[6 empty] | 0 | 0
Name : | [6 empty] | 0
Address : | [6 empty] | 0
0
0
Sl. No. | [5 empty] | Whether HSN in column ‘ 2 ’ is confirmed. If not indicate applicable the HSN code * | #REF!
#REF! | [5 empty] | #REF! | #REF!
#REF! | [5 empty] | #REF!
#REF! | [5 empty] | #REF! | #REF!
#REF! | [5 empty] | #REF! | #REF!
[6 empty] | #REF! | #REF!
#REF! | [5 empty] | #REF!
#REF! | [5 empty] | #REF!
#REF! | [5 empty] | #REF!
#REF! | [5 empty] | #REF! | #REF!
#REF! | [5 empty] | #REF! | #REF!
#REF! | [5 empty] | #REF! | #REF!
#REF! | [5 empty] | #REF! | #REF!
[6 empty] | #REF! | #REF!
#REF! | [5 empty] | #REF!
#REF! | [5 empty] | #REF! | #REF!
#REF! | [5 empty] | #REF! | #REF!
#REF! | [5 empty] | #REF! | #REF!
#REF! | [5 empty] | #REF! | #REF!
[6 empty] | #REF! | #REF!
#REF! | [5 empty] | #REF!
#REF! | [5 empty] | #REF! | #REF!
#REF! | [5 empty] | #REF! | #REF!
#REF! | [5 empty] | #REF! | #REF!
[6 empty] | #REF! | #REF!
#REF! | [5 empty] | #REF!
#REF! | [5 empty] | #REF! | #REF!
#REF! | [5 empty] | #REF! | #REF!
#REF! | [5 empty] | #REF! | #REF!
[6 empty] | #REF! | #REF!
#REF! | [5 empty] | #REF!
#REF! | [5 empty] | #REF! | #REF!
#REF! | [5 empty] | #REF! | #REF!
#REF! | [5 empty] | #REF! | #REF!
#REF! | [5 empty] | #REF! | #REF!
[6 empty] | #REF! | #REF!
[6 empty] | #REF! | #REF!
#REF! | [5 empty] | #REF!
#REF! | [5 empty] | #REF!
#REF! | [5 empty] | #REF! | #REF!
#REF! | [5 empty] | #REF! | #REF!
#REF! | [5 empty] | #REF! | #REF!
[6 empty] | #REF! | #REF!
[6 empty] | #REF! | #REF!
#REF! | [5 empty] | #REF!
#REF! | [5 empty] | #REF!
#REF! | [5 empty] | #REF! | #REF!
#REF! | [5 empty] | #REF! | #REF!
#REF! | [5 empty] | #REF! | #REF!
#REF! | [5 empty] | #REF! | #REF!
#REF! | [5 empty] | #REF! | #REF!
[6 empty] | #REF! | #REF!
#REF! | [5 empty] | #REF!
#REF! | [5 empty] | #REF! | #REF!
#REF! | [5 empty] | #REF! | #REF!
#REF! | [5 empty] | #REF! | #REF!
#REF! | [5 empty] | #REF! | #REF!
#REF! | [5 empty] | #REF! | #REF!
#REF! | [5 empty] | #REF! | #REF!
[6 empty] | #REF! | #REF!
#REF! | [5 empty] | #REF!
#REF! | [5 empty] | #REF! | #REF!
#REF! | [5 empty] | #REF! | #REF!
#REF! | [5 empty] | #REF! | #REF!
#REF! | [5 empty] | #REF! | #REF!
#REF! | [5 empty] | #REF! | #REF!
#REF! | [5 empty] | #REF! | #REF!
#REF! | [5 empty] | #REF! | #REF!
#REF! | [5 empty] | #REF! | #REF!
#REF! | [5 empty] | #REF! | #REF!
[6 empty] | #REF! | #REF!
#REF! | [5 empty] | #REF!
#REF! | [5 empty] | #REF! | #REF!
#REF! | [5 empty] | #REF! | #REF!
#REF! | [5 empty] | #REF! | #REF!
[6 empty] | #REF! | #REF!
#REF! | [5 empty] | #REF!
#REF! | [5 empty] | #REF! | #REF!
#REF! | [5 empty] | #REF! | #REF!
#REF! | [5 empty] | #REF! | #REF!
[6 empty] | #REF! | #REF!
#REF! | [5 empty] | #REF!
#REF! | [5 empty] | #REF! | #REF!
#REF! | [5 empty] | #REF! | #REF!
[6 empty] | #REF! | #REF!
#REF! | [5 empty] | #REF!
#REF! | [5 empty] | #REF! | #REF!
#REF! | [5 empty] | #REF! | #REF!
#REF! | [5 empty] | #REF! | #REF!
#REF! | [5 empty] | #REF! | #REF!
#REF! | [5 empty] | #REF! | #REF!
#REF! | [5 empty] | #REF! | #REF!
[6 empty] | #REF! | #REF!
#REF! | [5 empty] | #REF!
#REF! | [5 empty] | #REF! | #REF!
#REF! | [5 empty] | #REF! | #REF!
#REF! | [5 empty] | #REF! | #REF!
#REF! | [5 empty] | #REF! | #REF!
#REF! | [5 empty] | #REF!
#REF! | [5 empty] | #REF! | #REF!
#REF! | [5 empty] | #REF! | #REF!
#REF! | [5 empty] | #REF! | #REF!
#REF! | [5 empty] | #REF! | #REF!
[6 empty] | #REF! | #REF!
[6 empty] | #REF! | #REF!
[6 empty] | #REF! | #REF!

## Discount
This letter of discount is optional. Bidder may / may not offer any discount.
Specification No.: CC-CS/972-SR2/SS-4078/3/G7 |  |  |  |  | Letter of Discount | [6 empty] | Schedule 1 | 0
[12 empty] | Schedule 2 | 0
LETTER OF DISCOUNT | [11 empty] | Schedule 3 | 0
To: | [5 empty] | Schedule 7 | 0 | 1 |  |  |  | Schedule 4
Contract Services | [5 empty] | Schedule 1 | 0 | 1 |  |  |  | Schedule 7
Power Grid Corporation of India Ltd., | [5 empty] | Schedule 2 | 0 | 1 |  |  |  | Total | 0
"Saudamini", Plot No.-2 | [5 empty] | Schedule 3 | 0 | 1
Sector-29, (near IFFCO Chowk) | [5 empty] | Total Bid Price | 0 | 1
Gurgaon (Haryana) - 122001
Subject : |  | Substation package (SS-60): 400 kV AIS Substation extension package including series bus reactor for a. Under Transmission System for Controlling High loading of Nellore (PG) – Nellore PS 400kV (Quad) D/c line 400kV Nellore (PG) S/s Extn. b. Under Transmission system for controlling high Short Circuit Current level at 400kV Thiruvalam S/s 400kV Thiruvalam S/s Extn. including series bus reactor.
Dear Sir
With reference to the subject tender, we hereby offer unconditional discount on the prices quoted by us as per details given here below : | [5 empty] | Sch 1 | Sch 2 | Sch 3 | Sch 7 | Final Discount Factor |  | Sch-1 | Sch-2 | Sch-3 | Sch-4 | Sch-7
| 1 | Discount on lum-sum basis on total price quoted by us without Taxes & Duties. [The discount shall be proportionately applicable on all the items of all the Schdules i.e. Sch-1 (without type test charges), Sch-2, Sch-3, Sch-4 & Sch-7] In Rs. |  |  |  | 0 | 0 | 0 | 0 |  |  | #DIV/0! | #DIV/0! | #DIV/0! | #DIV/0! | #DIV/0!
| 2 | Discount on percent basis on total price quoted by us without Taxes & Duties. [The discount shall be proportionately applicable on all the items of all the Schdules i.e. Sch-1 (without type test charges), Sch-2 , Sch-3, Sch-4 & Sch-7] In Percent (%) |  |  |  | 0 | 0 | 0 | 0 |  |  | 0 | 0 | 0 | 0 | 0
| 3 | Discount on lum-sum basis on the Schedules as given below : [The discount shall be proportionately applicable on all the relevent items of the respective Schdules.] In Rs.
|  | Schedule-1 : Ex works prices |  | In Rs. |  | 0 |  |  |  | Schedule-1 : (Direct Only) | 0% | 0 | X | X | X | X
|  | Schedule-2 : Freight & Insurance |  | In Rs. |  |  | 0 |  |  | Schedule-2 : Freight & Insurance | 0% | X | 0 | X | X | X
|  | Schedule-3 : Erection Charges |  | In Rs. |  |  |  | 0 |  | Schedule-3 : Erection Charges | 0% | X | X | 0 | X | X
|  | Schedule-4 : Training Charges |  | In Rs. | Not Applicable |  |  |  | 0 |  |  | X | X | X | Not Applicable | X
|  | Schedule-7 : Type Test Charges |  | In Rs. | [5 empty] | Schedule-6 : Type Test Charges | 0% | X | X | X | X | 0
| 4 | Discount on percent basis on the Schedules as given below : [The discount shall be proportionately applicable on all the relevent items of the respective Schdules.] In Percent (%)
|  | Schedule-1 : Ex works prices |  | In Percent (%) |  | 0 | [5 empty] | 0 | X | X | X | X
|  | Schedule-2 : Freight & Insurance |  | In Percent (%) |  |  | 0 |  |  |  |  | X | 0 | X | X | X
|  | Schedule-3 : Erection Charges |  | In Percent (%) |  |  |  | 0 |  |  |  | X | X | 0 | X | X
|  | Schedule-4 : Training Charges |  | In Percent (%) | Not Applicable |  |  |  | 0 |  |  | X | X | X | #VALUE! | X
|  | Schedule-7 : Type Test Charges |  | In Percent (%) | [7 empty] | X | X | X | X | 0
|  | Discount(s) offered at sl. No. 1 to 4 will get displayed and accounted for automatically in the respective items of the Schedules. |  |  |  | 0 | 0 | 0 | 0
| 5 | We hereby offer Multi-package discount as given below:
Multi-Package Discount(s) offered at sl. No. 5 will not get automatically accounted for in the respective items of the Schedules. The same shall be worked out saparately for evaluation.
Please consider this letter of discount as the integral part of our price bid. | [5 empty] | 0 | 0 | 0 | 0
Thanking you, we remain, | [5 empty] | 1 | 1 | 1 | 1 |  |  | #DIV/0! | #DIV/0! | #DIV/0! | #DIV/0! | #DIV/0!
[6 empty] | 0 | 0 | 0 | 0 |  |  | #DIV/0! | #DIV/0! | #DIV/0! | #DIV/0! | #DIV/0!
Yours faithfully,
For and on behalf of test
Date : |  | -- | Printed Name : | 0
Place : |  | 0 | Designation : | 0
Click for Bid Form
Click for Bid Form

## Octroi (hidden)
Details of Octroi
Sl No. | Description of Items | Amount on which Octroi is applicable | Rate of Octroi | Octroi
(1) | (2) | (3) | (4) | (5) =(3) x (4)
1 |  |  |  | 0
2 |  |  |  | 0
3 |  |  |  | 0
4 |  |  |  | 0
5 |  |  |  | 0
6 |  |  |  | 0
7 |  |  |  | 0
8 |  |  |  | 0
9 |  |  |  | 0
10 |  |  |  | 0
| Total |  |  | 0
Back to Sch 5

## Entry Tax (hidden)
Details of Entry Tax
Sl No. | Description of Items | Amount on which Entry Tax is applicable | Rate of Entry Tax | Entry Tax
(1) | (2) | (3) | (4) | (5) =(3) x (4)
1 |  |  |  | 0
2 |  |  |  | 0
3 |  |  |  | 0
4 |  |  |  | 0
5 |  |  |  | 0
6 |  |  |  | 0
7 |  |  |  | 0
8 |  |  |  | 0
9 |  |  |  | 0
10 |  |  |  | 0
| Total |  |  | 0
Back to Sch 5

## Other Taxes & Duties (hidden)
Details of Other Taxes & Duties
Sl No. | Description of Items | Amount on which Other Taxes & Duties are applicable | Description of Taxes & Duties | Rate of Taxes & Duties | Amount of Taxes & Duties
(1) | (2) | (3) | (4) | (5) | (6) =(3) x (4)
1 |  |  |  |  | 0
2 |  |  |  |  | 0
3 |  |  |  |  | 0
4 |  |  |  |  | 0
5 |  |  |  |  | 0
6 |  |  |  |  | 0
7 |  |  |  |  | 0
8 |  |  |  |  | 0
9 |  |  |  |  | 0
10 |  |  |  |  | 0
| Total |  |  |  | 0
Back to Sch 5

## Bid Form 2nd Envelope
Specification No.: CC-CS/972-SR2/SS-4078/3/G7 |  |  |  |  | Bid Form 2nd Envelope |  |  | Sole Bidder |  |  |  | 1 | st |  | 1 | January
[8 empty] | 0 |  |  |  | 2 | nd |  | 2 | February
BID FORM (Second Envelope) | [11 empty] | 3 | rd |  | 3 | March
[12 empty] | 4 | th |  | 4 | April
Bid Proposal Ref. No. | [11 empty] | 5 | th |  | 5 | May
Date : | -- | [10 empty] | 6 | th | #VALUE! | 6 | June
[12 empty] | 7 | th | #VALUE! | 7 | July
To: | [11 empty] | 8 | th | #VALUE! | 8 | August
[12 empty] | 9 | th | #VALUE! | 9 | September
Power Grid Corporation of India Ltd., | [11 empty] | 10 | th |  | 10 | October
"Saudamini", Plot No.-2 | [11 empty] | 11 | th |  | 11 | November
Sector-29, | [11 empty] | 12 | th |  | 12 | December
Gurgaon (Haryana) - 122001 | [11 empty] | 13 | th
[12 empty] | 14 | th
Name of Contract : |  | Substation package (SS-60): 400 kV AIS Substation extension package including series bus reactor for a. Under Transmission System for Controlling High loading of Nellore (PG) – Nellore PS 400kV (Quad) D/c line 400kV Nellore (PG) S/s Extn. b. Under Transmission system for controlling high Short Circuit Current level at 400kV Thiruvalam S/s 400kV Thiruvalam S/s Extn. including series bus reactor. | [9 empty] | 15 | th
Dear Ladies and/or Gentlemen, | [11 empty] | 16 | th
1 | In continuation of First Envelope of our Bid, we hereby submit the Second Envelope of the Bid, both of which shall be read together and in conjunction with each other, and shall be construed as an integral part of our Bid. Accordingly, we the undersigned, offer to design, manufacture, test, deliver, install and commission (including carrying out Trial Operation, Performance & Guarantee Test as per provision of Technical Specification) under the above-named package in full conformity with the said Bidding Documents for the sum of Rs. 0 (Rs. Zero Only ) or such other sums as may be determined in accordance with the terms and conditions of the Bidding Documents. | [6 empty] | In continuation of First Envelope of our Bid, we hereby submit the Second Envelope of the Bid, both of which shall be read together and in conjunction with each other, and shall be construed as an integral part of our Bid. Accordingly, we the undersigned, offer to design, manufacture, test, deliver, install and commission (including carrying out Trial Operation, Performance & Guarantee Test as per provision of Technical Specification) under the above-named package in full conformity with the said Bidding Documents for the sum of Rs. | or such other sums as may be determined in accordance with the terms and conditions of the Bidding Documents. | 0 | (Rs. Zero Only ) | 17 | th
| The above amounts are in accordance with the price schedules attached herewith and are made part of this bid. | [10 empty] | 18 | th
2 | Price Schedules | [10 empty] | 19 | th
2.1 | In line with the requirements of the Bidding documents, we enclose herewith the following Price Schedules, duly filled - in as per your proforma: | [10 empty] | 20 | th
| Schedule 1 |  | Plant and Equipment (Including Mandatory Spare Parts) to be supplied, including Type Test Charges. | [8 empty] | 21 | st
| Schedule 2 |  | Local Transportation, In-transit Insurance, loading and unloading. | [8 empty] | 22 | th
| Schedule 3 |  | Installation Charges. |  |  |  | Sole Bidder |  |  |  |  | 23 | th
| Schedule 4 |  | Training charges for training to be imparted. | [8 empty] | 24 | th
| Schedule 5 |  | Taxes and Duties | [8 empty] | 25 | th
| Schedule 6 |  | Grand Summary [Schedule 1to 6] | [8 empty] | 26 | th
| Schedule 7 |  | Break-up of Type Test Charges for Type Tests to be conducted | [8 empty] | 27 | th
2.2 | We are aware that the Price Schedules do not generally give a full description of the Work to be performed under each item and we shall be deemed to have read the Technical Specifications and other sections of the Bidding Documents and Drawings to ascertain the full scope of Work included in each item while filling-in the rates and prices. We agree that the entered rates and prices shall be deemed to include for the full scope as aforesaid, including overheads and profit. | [10 empty] | 28 | th
2.3 | We declare that as specified in Clause 11.5, Section –II:ITB, Vol.-I of the Bidding Documents, prices quoted by us in the Price Schedules shall be subject to Price Adjustment during the execution of Contract in accordance with Appendix-2 (Price Adjustment) to the Contract Agreement. | [10 empty] | 29 | th
2.4 | We understand that in the price schedules, where there are errors between the total of the amounts given under the column for the price Breakdown and the amount given under the Total Price, the former shall prevail and the latter will be corrected accordingly. We further understand that where there are discrepancies between amounts stated in figures and amounts stated in words, the amount stated in words shall prevail. Similarly, any discrepancy in the total bid price and that of the summation of Schedule price (price indicated in a Schedule indicating the total of that schedule), the total bid price shall be corrected to reflect the actual summation of the Schedule prices. | [10 empty] | 30 | th
2.5 | We declare that items left blank in the Schedules will be deemed to have been included in other items. The TOTAL for each Schedule and the TOTAL of Grand Summary shall be deemed to be the total price for executing the Facilities and sections thereof in complete accordance with the Contract, whether or not each individual item has been priced. | [10 empty] | 31 | st
3 | We confirm that except as otherwise specifically provided our Bid Prices in this Second Envelope include all taxes, duties, levies and charges as may be assessed on us/our Associate (applicable for Foreign Bidder), our Sub-Contractor/Sub-Vendor or their employees by all municipal, state or national government authorities in connection with the Facilities, in and outside of India.
3.1 | 100% of applicable Taxes and Duties i.e GST, which are payable by the Employer under the Contract, shall be reimbursed by the Employer on production of satisfactory documentary evidence by the Contractor in accordance with the provisions of the Bidding Documents.
3.2 | We further understand that notwithstanding 3.0 above, in case of award on us, you shall also bear and pay/reimburse to us, GST applicable on supplies by us to you, imposed on the Plant & Equipment including Mandatory Spare Parts to be incorporated into the Facilities including Type Test charges for Type test to be conducted in India specified in Schedule No. 1, Installation Services specified in Schedule No. 3 and Charges for Training to be imparted in India specified in Schedule No. 4 of the Price Schedule in this Second Envelope, by the Indian Laws.
3.4 | We confirm that we have also registered/we shall also get registered in the GST Network with a GSTIN , in all the states where the project is located and the states from which we shall make our supply of goods.
4 | # (For Joint Venture only) We, the partners of Joint Venture submitting this bid, do agree and confirm that in case of Award of Contract on the Joint Venture, we shall be jointly and severally liable and responsible for the execution of the Contract in accordance with Contract terms and conditions. |  |  |  |  | 1
5 | We, hereby, declare that only the persons or firms interested in this proposal as principals are named here and that no other persons or firms other than those mentioned herein have any interest in this proposal or in the Contract to be entered into, if the award is made on us, that this proposal is made without any connection with any other person, firm or party likewise submitting a proposal is in all respects for and in good faith, without collusion or fraud.
Thanking you, we remain,
Yours faithfully,
For and on behalf of test
Signature :
Date : | -- |  |  | Printed Name : | 0
Place : | 0 |  |  | Designation : | 0
Common Seal :
Please provide additional information of the Bidder
Business Address :
Country of Incorporation :
State/Province to be indicated :
Name of Principal Officer :
Address of Principal Officer :
Note: Bidders may note that no prescribed proforma has been enclosed for Attachment 2 : Power of Attorney. Bidders may use their own proforma for furnishing the required information with the bid.
* * *
Back to Cover Page

## Contracts-Template (hidden)
Exworks
| Total Ex-Works Price Direct |  |  |  |  | 0
| Total Ex-Works Price Bought Out |  |  |  |  | 0
| Total Ex-Works Price |  |  |  |  | 0
| Total Type Test charges as per Schedule-7 |  |  |  |  | #REF!
| Total Ex-works Price including Type Test charges |  |  |  |  | #REF!
Note : | Specify amount of Excise Duty, Sales Tax/'VAT and other taxes payable on the transaction between the Contractor and the Employer and octroi/entry tax as applicable for destination site/state on all items of supply including bought-out finished items (to be identified in the Contract), which shall be dispatched directly from the sub-vendor’s works to the Employer’s site (sale-in-transit), separately in Schedule-5. Excise Duty, Sales tax and other levies for all the bought-out items are to be included in the EXW Price (Col. No. 5) only and not to be indicated in Schedule-5.
^ | If the item(s) quoted/considered as "Bought-out" in the bid are manufactured at Bidder's works and confirmed to be supplied under “Direct transaction” by the bidder, then the taxes and duties on such items shall be paid/reimbursed by POWERGRID in line with the provisions of Bidding Documents. For this purpose, at the time of award, the Ex-works price (exclusive of taxes & duties) shall be arrived at from the quoted Ex-works price (inclusive of taxes ad duties) by excluding taxes and duties applicable on such items, as on date of Bid opening, in case of supplies from manufacturer proposed in the bid. During contract execution, the taxes and duties on such items shall be paid/reimbursed at actuals, limited to the rates prevailing on date of Bid opening.
Date : | --
Place : |  |  | Printed Name : |  | --
Designation :
FandI
| Total F&I Price |  |  |  |  | (=SUM(I16:I27))
Date : | (='Sch-1'!B43)
Place : | (='Sch-1'!B44) |  | Printed Name : | (='Sch-1'!E44)
|  |  | Designation : | (='Sch-1'!E45)
service
| Total Installaiton Charges | [5 empty] | #REF!
Date : | (='Sch-1'!B43)
Place : | (='Sch-1'!B44) |  | Printed Name : | (='Sch-1'!E44)
|  |  | Designation : | (='Sch-1'!E45)
Training
Date : | (=IF('Sch-1'!B43=0,"", 'Sch-1'!B43)) |  | (="Printed Name : " & IF('Sch-1'!E44=0,"",'Sch-1'!E44))
Place : | (=IF('Sch-1'!B44=0,"", 'Sch-1'!B44)) |  | (="Designation : " & IF('Sch-1'!E45=0,"",'Sch-1'!E45))
Type test
| TOTAL TYPE TEST CHARGES |  |  |  |  | (=SUM(I17:I18))
Date : | (='Sch-1'!B43) | (="Printed Name : " & 'Sch-1'!E44)
Place : | (='Sch-1'!B44) | (="Designation : " & 'Sch-1'!E45)
Note : | Bidder should indicate the name of test laboratories where type tests are proposed to be conducted
Direct
Bought-out

## N to W (hidden)
0
Rs. Zero Only
0
0
0
0
0
0
1 | One
2 | Two
3 | Three
4 | Four
5 | Five
6 | Six
7 | Seven
8 | Eight
9 | Nine
10 | Ten
11 | Eleven
12 | Twelve
13 | Thirteen
14 | Fourteen
15 | Fifteen
16 | Sixteen
17 | Seventeen
18 | Eighteen
19 | Nineteen
20 | Twenty
21 | Twenty One
22 | Twenty Two
23 | Twenty Three
24 | Twenty Four
25 | Twenty Five
26 | Twenty Six
27 | Twenty Seven
28 | Twenty Eight
29 | Twenty Nine
30 | Thirty
31 | Thirty One
32 | Thirty Two
33 | Thirty Three
34 | Thirty Four
35 | Thirty Five
36 | Thirty Six
37 | Thirty Seven
38 | Thirty Eight
39 | Thirty Nine
40 | Forty
41 | Forty One
42 | Forty Two
43 | Forty Three
44 | Forty Four
45 | Forty Five
46 | Forty Six
47 | Forty Seven
48 | Forty Eight
49 | Forty Nine
50 | Fifty
51 | Fifty One
52 | Fifty Two
53 | Fifty Three
54 | Fifty Four
55 | Fifty Five
56 | Fifty Six
57 | Fifty Seven
58 | Fifty Eight
59 | Fifty Nine
60 | Sixty
61 | Sixty One
62 | Sixty Two
63 | Sixty Three
64 | Sixty Four
65 | Sixty Five
66 | Sixty Six
67 | Sixty Seven
68 | Sixty Eight
69 | Sixty Nine
70 | Seventy
71 | Seventy One
72 | Seventy Two
73 | Seventy Three
74 | Seventy Four
75 | Seventy Five
76 | Seventy Six
77 | Seventy Seven
78 | Seventy Eight
79 | Seventy Nine
80 | Eighty
81 | Eighty One
82 | Eighty Two
83 | Eighty Three
84 | Eighty Four
85 | Eighty Five
86 | Eighty Six
87 | Eighty Seven
88 | Eighty Eight
89 | Eighty Nine
90 | Ninety
91 | Ninety One
92 | Ninety Two
93 | Ninety Three
94 | Ninety Four
95 | Ninety Five
96 | Ninety Six
97 | Ninety Seven
98 | Ninety Eight
99 | Ninety Nine
100 | One Hundred