## Basic (hidden)
Package Name | 765kV GIS Substation package SS-148 for (a) Extn. of 765kV Bhuj-II PS associated with Augmentation of transformation capacity at Bhuj-II PS (GIS) and (b) Extn. of 765kV Bhuj-II PS associated with Provision of ICT Augmentation and Bus Reactor at Bhuj-II PS
Direct
Package Code | 765kV GIS Substation package SS-148 | Bought-out
Specification No. | SPEC. NO.: CC/NT/W-GIS/DOM/A02/25/06430
Rev 0

## Cover
Price Schedules | 765kV GIS Substation package SS-148 for (a) Extn. of 765kV Bhuj-II PS associated with Augmentation of transformation capacity at Bhuj-II PS (GIS) and (b) Extn. of 765kV Bhuj-II PS associated with Provision of ICT Augmentation and Bus Reactor at Bhuj-II PS |  | 765kV GIS Substation package SS-148
SPEC. NO.: CC/NT/W-GIS/DOM/A02/25/06430
| 1 | Fill up only green shaded cells in Sch-1, Sch-2, Sch-3, Sch-5, Sch-7 and Bid Form 2nd Envelope.
| 2 | All the cells in Sch-4 & Sch-6 are auto filled, therefore no cell is required to be filled up there.
| 3 | Instructions / error messages, if any, will be displayed automatically after selecting the cell.
| 4 | After filling up all the schedues, save the file, take print out of all the schedules and Bid form and sign & stamp and submit them as hard copy of the 2nd envelope (Price part) of the bid. Also ensure to submit the soft copy of the the same file on CD/ DVD.
पावर ग्रिड कारपोरेशन ऑफ इण्डिया लिमिटेड
(भारत सरकार का उद्यम)
Power Grid Corporation of India Limited
(A Government of India Enterprises)
Click to skip Instructions & Proceed
Click for Detailed General Instructions
General guidelines for filling up the Price Schedules, Sch-1 to Sch-7

## Instructions (hidden)
General Instruction to the Bidders for filling up this workbook of Price Schedules for Package TW13
I | While filling up the worksheets following may please be observed :
| (i) | Fill up only green shaded cells.
| (ii) | Certain data type entries have been restricted, such as Numeric values or limits of numeric values.
| (iii) | Select only the options provided in pull down menus.
| (iv) | Do not link any cell of this work book with any other work book.
| (v) | Do not use copy & paste or cut & paste options for filling up the data.
| (vi) | Do not reformat any of the cell of the work book.
II | This Workbook consists of following worksheets :
Cover :
Opening page of the workbook.
Names of Bidder :
| ● | Select Sole Bidder or JV (Joint Venture) from the pull down menu. Do not leave this cell blank.
| ● | Select nos. of the JV Partners other than the Lead Partner from drop down menu.
| ● | In case of JV partners more than 2, enter details of 3rd & more partners along with details of 2nd partner.
| ● | Fill up names and address of the Sole Bidder and /or Joint Venture.
| ● | Fill up date in dd-mm-yyyy format from drop down menu.
| ● | Click for Sch-1 given at the right top of the worksheet to go to Sch-1.
Sch-1 (Ex-works Prices) :
| ● | Fill up unit rates for all the items in numeric values greater than 0 (zero). If unit rate is left blank, the corresponding item shall be deemed to be included in the total price.
| ● | Corresponding cell for mode of transaction shall be come enable only after filling up the unit rate, therefore first fill up the unit rate and then mode of transaction for the corresponding item.
| ● | Select either Direct or Bought-out from the drop down menu. Do not leave the cell blank the same shall be deemed to be Bought-out if the cell is left blank.
| ● | Total amount shall get calculated automatically.
| ● | Type Test charges shall appear automatically after filling up Sch-7 appropriately.
Sch-2 (Freight & Insurance Charges) :
| ● | Fill up unit rates for all the items in numeric values greater than 0 (zero). If unit rate is left blank, the corresponding item shall be deemed to be included in the total price.
| ● | Total amount shall get calculated automatically.
Sch-3 (Erection Charges) :
| ● | Fill up unit rates for all the items in numeric values greater than 0 (zero). If unit rate is left blank, the corresponding item shall be deemed to be included in the total price.
| ● | Total amount shall get calculated automatically.
Sch-4 (Training Charges) :
| ● | Not applicable, hence no cell is required to be filled up.
Sch-5 (Summary of Taxes and Duties applicable on the Goods) :
| ● | Fill up applicable rate of Excise Duty. The amount of Excise Duty on the items mentioned as Direct in the mode of transaction in Schedule-1 shall be calculated automatically at the rate mentioned by the bidder here.
| ● | Segregate and fill up the amount on which Sales Tax shall be applicable out of Ex-works supply items mentioned as direct in the mode of transaction in Schedule-1. Applicable Excise Duty on this amount will be calculated automatically at the rate mentioned by the bidder. Further, fill up the rate of applicable Sales Tax. Amount of Sales Tax shall be automatically calculated on the amount mentioned by the bidder as subjected to Sales Tax plus applicable Excise Duty at the rate mentioned by the Bidder.
| ● | Difference of total amount quoted by the bidder as Direct Transaction and the amount mentioned by him subjected to Sales Tax shall be considered as the amount on which VAT shall become applicable and the same shall be calculated & displayed automatically. Applicable Excise Duty on this amount at the rate mentioned by the bidder shall also be calculated & displayed automatically. Fill up the rate of applicable VAT. The amount of VAT shall be calculated automatically on the amount considered to be subjected to VAT plus applicable Excise Duty at the rate mentioned by the bidder here.
| ● | Amount as per details filled up by the bidder in the work sheets Entry Tax, Octroi and other Taxes & Duties shall be displayed in this work sheet Sch-5 but will not be added to the grand total and shall be considered as applicable.
| ● | Click at the links to go to the work sheets Entry Tax, Octroi and other Taxes & Duties one by one.
Entry Tax :
| ● | Fill the description, amount and rate of applicable Entry Tax. Total of this worksheet shall be displayed in Sch -5 (Taxes & Duties)
| ● | Click at the link to go back to Sch-5.
OCTROI :
| ● | Fill the description, amount and rate of applicable Octroi. Total of this worksheet shall be displayed in Sch -5 (Taxes & Duties)
| ● | Click at the link to go back to Sch-5.
Other Taxes & Duties :
| ● | Fill the description, amount and rate of applicable Other Taxes & Duties. Total of this worksheet shall be displayed in Sch -5 (Taxes & Duties)
| ● | Click at the link to go back to Sch-5.
Sch -6 :
| ● | Summary of all the Schedules without considering discount (mentioned in the work sheet discount) shall be displayed automatically.
| ● | No cell is required to be filled in by the bidder in this worksheet.
Sch-7 (Type Test Charges) :
| ● | Fill up the rates & location where type tests are proposed.
| ● | Total of this Sch-7 shall automatically appear in Sch-1.
Bid form 2nd Envelope :
| ● | Fill up ref. no. as bidder's ref no. of this letter.
| ● | This letter shall consider the net price as per Sch-6 (After Discount).
| ● | Fill up names & Designation of the representatives of other JV partner(s) if the bidder is JV (Joint Venture) .
| ● | Fill up additional information as required.
* * *
Happy Bidding !
Click to Proceed

## Names of Bidder
765kV GIS Substation package SS-148 for (a) Extn. of 765kV Bhuj-II PS associated with Augmentation of transformation capacity at Bhuj-II PS (GIS) and (b) Extn. of 765kV Bhuj-II PS associated with Provision of ICT Augmentation and Bus Reactor at Bhuj-II PS
SPEC. NO.: CC/NT/W-GIS/DOM/A02/25/06430 |  |  |  | Sole Bidder | 1
|  |  |  | JV (Joint Venture) | 1
Enter following details of the bidder |  |  |  |  | 2
Specify type of Bidder [Select from drop down menu] | Sole Bidder |  | 1 | 0
1
Name of Sole Bidder
Address of Sole Bidder
Name of other Partner - 1
Address of other Partner - 1
Name of other Partner - 2 (more, if any) | …….. …….. …….. …….. …….. ……..
Address of other Partner - 2 (more, if any) | …….. …….. …….. …….. …….. ……..
…….. …….. …….. …….. …….. ……..
…….. …….. …….. …….. …….. ……..
Printed Name
Designation
Date |  | 31
Place
Click for Sch-1

## Sch-1
SPEC. NO.: CC/NT/W-GIS/DOM/A02/25/06430 | [12 empty] | Schedule-1
765kV GIS Substation package SS-148 for (a) Extn. of 765kV Bhuj-II PS associated with Augmentation of transformation capacity at Bhuj-II PS (GIS) and (b) Extn. of 765kV Bhuj-II PS associated with Provision of ICT Augmentation and Bus Reactor at Bhuj-II PS
(SCHEDULE OF RATES AND PRICES)
BIDDER: | [23 empty] | …….. …….. …….. …….. …….. ……..
0 | [9 empty] | To: | [13 empty] | 1
Bidder’s Name and Address (Sole Bidder) : | [9 empty] | Contract Services | [13 empty] | 0
Name : | [9 empty] | Power Grid Corporation of India Ltd., | [13 empty] | 0
Address : | [9 empty] | "Saudamini", Plot No.-2 | [13 empty] | JOINT VENTURE OF 0 & 0 …….. …….. …….. …….. …….. ……..
Sector-29,
Gurgaon (Haryana) - 122001
Plant and Equipment (including Mandatory Spares Parts) to be supplied, including Type Test Charges for Tests to be conducted.
(All Prices are in Indian Rupees)
SI. No. | PR No | PR Line Item No | Activity Description | Material Code | HSN Code | Whether HSN in column ‘6’ is confirmed. If not indicate applicable the HSN code # | Rate of GST applicable ( in %) | Whether rate of GST in column ‘8’ is confirmed. If not indicate applicable rate of GST # | Item Description | Unit | Qty. | Unit Ex-Works Price (excluding GST) | Total Ex-Works Price (excluding GST)
1 | 2 | 3 | 4 | 5 | 6 | 7 | 8 | 9 | 10 | 11 | 12 | 13 | 14 = 12 X 13 | [15 empty] | 91
A | Augmentation at Bhuj-II PS 765kV ICT | [18 empty] | Rounded off UnitPrice | Total Corrected Price (excl. GST) | GST rate | GST @12% | GST @18% | GST @28% | GST amount @12% | GST amount @18% | GST amount @28%
1 | 7000030921 | 10 | GIS Portion-800 kV GIS Equipment | 1000051956 | 85359030 |  | 18 |  | EXTENSION OF 800KV, 4000A, 50KA, SF6 GIS BUS BAR MODULE AS PERSECTION-PROJECT, TECHNICAL SPECIFICATION | SET | 2 |  | INCLUDED | 0 | 0 | 0 | 0 | 0 | 0 | 0 | 0 | 0.18 | 0 | 0.18 | 0 | 0 | 0 | 0
2 | 7000030921 | 20 | GIS Portion-800 kV GIS Equipment | 1000066430 | 85359030 |  | 18 |  | EXTENSION OF 800 KV, 3150A, 50KA, SF6 GIS AUXILIARY BUS MODULE FORSPARE TRANSFORMER AS PER SECTION-PROJECT, TECHNICAL SPECIFICATION | SET | 1 |  | INCLUDED | 0 | 0 | 0 | 0 | 0 | 0 | 0 | 0 | 0.18 | 0 | 0.18 | 0 | 0 | 0 | 0
3 | 7000030921 | 30 | GIS Portion-800 kV GIS Equipment | 1000006148 | 85359030 |  | 18 |  | 800kV, 3150 A, 50 kA, SF6 GIS ICT feederbay module as per Section-Project,Technical specification | SET | 1 |  | INCLUDED | 0 | 0 | 0 | 0 | 0 | 0 | 0 | 0 | 0.18 | 0 | 0.18 | 0 | 0 | 0 | 0
4 | 7000030921 | 40 | GIS Portion-800 kV GIS Equipment | 1000006152 | 85359030 |  | 18 |  | 800 kV, 3150A, 50kA, SF6 GIS Tie baymodule(with PIR) as perSection-Project, Technicalspecification | SET | 1 |  | INCLUDED | 0 | 0 | 0 | 0 | 0 | 0 | 0 | 0 | 0.18 | 0 | 0.18 | 0 | 0 | 0 | 0
5 | 7000030921 | 50 | GIS Portion-800 kV GIS Equipment | 1000006150 | 85359030 |  | 18 |  | 800kV, 3150A ,50kA, GIS Line feeder baymodule (with PIR) as perSection-Project, Technicalspecification | SET | 1 |  | INCLUDED | 0 | 0 | 0 | 0 | 0 | 0 | 0 | 0 | 0.18 | 0 | 0.18 | 0 | 0 | 0 | 0
6 | 7000030921 | 60 | GIS Portion-800 kV GIS Equipment | 1000006151 | 85359030 |  | 18 |  | 800kV, 3150A, 50kA, SF6 GIS SwitchableLine Reactor feeder bay module as perSection-Project, Technicalspecification | SET | 1 |  | INCLUDED | 0 | 0 | 0 | 0 | 0 | 0 | 0 | 0 | 0.18 | 0 | 0.18 | 0 | 0 | 0 | 0
7 | 7000030921 | 70 | GIS Portion-800 kV GIS Equipment | 1000006146 | 85359030 |  | 18 |  | 800 kV, 3150A, 50kA, SF6 GIS Auxiliarybus module for spare line Reactor asper Section-Project, Technicalspecification | SET | 1 |  | INCLUDED | 0 | 0 | 0 | 0 | 0 | 0 | 0 | 0 | 0.18 | 0 | 0.18 | 0 | 0 | 0 | 0
8 | 7000030921 | 80 | GIS Portion-800 kV GIS Equipment | 1000006101 | 85389000 |  | 18 |  | 800kV, 3000/3150 A, 50kA, Single phase, SF6 Gas Insulated Bus Duct (GIB) outside GIS Hall along with associated support structure. | M | 436 |  | INCLUDED | 0 | 0 | 0 | 0 | 0 | 0 | 0 | 0 | 0.18 | 0 | 0.18 | 0 | 0 | 0 | 0
9 | 7000030921 | 130 | GIS Portion-800 kV GIS Equipment | 1000062477 | 85389000 |  | 18 |  | 765KV, 3150A, 50KAFOR 1 SEC, SINGLE PHASE, SF6 TO AIR BUSHINGALONGWITH ASSOCIATED SUPPORT STRUCTURE | SET | 3 |  | INCLUDED | 0 | 0 | 0 | 0 | 0 | 0 | 0 | 0 | 0.18 | 0 | 0.18 | 0 | 0 | 0 | 0
10 | 7000030921 | 90 | GIS Portion-800 kV GIS Equipment | 1000009714 | 85364900 |  | 18 |  | Controlled Switching Device for 765 kV, 3-ph Circuit Breaker | EA | 3 |  | INCLUDED | 0 | 0 | 0 | 0 | 0 | 0 | 0 | 0 | 0.18 | 0 | 0.18 | 0 | 0 | 0 | 0
11 | 7000030921 | 100 | GIS Portion-800 kV GIS Equipment | 1000006163 | 85359030 |  | 18 |  | 800kV, 4000A, 50kA, Single phase, SF6 Gas Insulated Bus Duct (GIB)outside GIS Hall alongwith associated support structure | M | 245 |  | INCLUDED | 0 | 0 | 0 | 0 | 0 | 0 | 0 | 0 | 0.18 | 0 | 0.18 | 0 | 0 | 0 | 0
12 | 7000030921 | 110 | GIS Portion-800 kV GIS Equipment | 1000077950 | 85359030 |  | 18 |  | 800KV, 3-PHASE GIS EXTENSION PIECE (INTERFACE) MODULE SUITABLE FOREXTENDING EXISTING NHVS MAKE GIS MAIN BUS BAR AS PER TECHNICALSPECIFICATION | SET | 2 |  | INCLUDED | 0 | 0 | 0 | 0 | 0 | 0 | 0 | 0 | 0.18 | 0 | 0.18 | 0 | 0 | 0 | 0
13 | 7000030921 | 120 | GIS Portion-800 kV GIS Equipment | 1000077945 | 85359030 |  | 18 |  | 800KV, 1-PHASE GIS EXTENSION PIECE (INTERFACE) MODULE SUITABLE FOREXTENDING EXISTING NHVS MAKE GIS AUXILIARY BUS BAR FOR CONNECTING WITHSPARE ICT UNIT AS PER TECHNICAL SPECIFICATION | SET | 1 |  | INCLUDED | 0 | 0 | 0 | 0 | 0 | 0 | 0 | 0 | 0.18 | 0 | 0.18 | 0 | 0 | 0 | 0
14 | 7000030921 | 140 | EOT CRANE 765kV GIS HALL | 1000024692 | 85389000 |  | 18 |  | EOT Crane for GIS Building for 800kV GIS station | SET | 1 |  | INCLUDED | 0 | 0 | 0 | 0 | 0 | 0 | 0 | 0 | 0.18 | 0 | 0.18 | 0 | 0 | 0 | 0
15 | 7000030921 | 150 | 800 kV AIS Equipment | 1000005791 | 85462040 |  | 18 |  | 765 kV, 1 phase Bus Post Insulator (except for Line Traps) | EA | 6 |  | INCLUDED | 0 | 0 | 0 | 0 | 0 | 0 | 0 | 0 | 0.18 | 0 | 0.18 | 0 | 0 | 0 | 0
16 | 7000030921 | 160 | 800 kV AIS Equipment | 1000020421 | 85354010 |  | 18 |  | 624kV Surge Arrester (1-Phase) | EA | 3 |  | INCLUDED | 0 | 0 | 0 | 0 | 0 | 0 | 0 | 0 | 0.18 | 0 | 0.18 | 0 | 0 | 0 | 0
17 | 7000030921 | 170 | 36 kV Equipment | 1000001998 | 85049010 |  | 18 |  | Current transformer (33kV) for transformer Netural along with supportstructure & terminal connector | SET | 1 |  | INCLUDED | 0 | 0 | 0 | 0 | 0 | 0 | 0 | 0 | 0.18 | 0 | 0.18 | 0 | 0 | 0 | 0
18 | 7000030921 | 180 | GIS PORTION-TESTING & MAINTENANCE EQPT | 1000025329 | 90318000 |  | 18 |  | Portable Partial Discharge measurement test kitwith all necessary accessories,Industrial Grade Laptop and licensedsoftware as per Technicalspecification. | EA | 1 |  | INCLUDED | 0 | 0 | 0 | 0 | 0 | 0 | 0 | 0 | 0.18 | 0 | 0.18 | 0 | 0 | 0 | 0
19 | 7000030921 | 190 | GIS PORTION-TESTING & MAINTENANCE EQPT | 1000025441 | 85389000 |  | 18 |  | SF6 Gas Filling and Evacuation Plant for 800kV GIS station | SET | 1 |  | INCLUDED | 0 | 0 | 0 | 0 | 0 | 0 | 0 | 0 | 0.18 | 0 | 0.18 | 0 | 0 | 0 | 0
20 | 7000030921 | 200 | GIS PORTION-TESTING & MAINTENANCE EQPT | 1000025436 | 90271000 |  | 18 |  | SF6 Gas Leakage Detector | EA | 1 |  | INCLUDED | 0 | 0 | 0 | 0 | 0 | 0 | 0 | 0 | 0.18 | 0 | 0.18 | 0 | 0 | 0 | 0
21 | 7000030921 | 210 | GIS PORTION-TESTING & MAINTENANCE EQPT | 1000032132 | 85389000 |  | 18 |  | SF6 GAS ANALYZER | EA | 1 |  | INCLUDED | 0 | 0 | 0 | 0 | 0 | 0 | 0 | 0 | 0.18 | 0 | 0.18 | 0 | 0 | 0 | 0
22 | 7000030921 | 220 | GIS PORTION-TESTING & MAINTENANCE EQPT | 1000038259 | 84289090 |  | 18 |  | SCISSOR LIFT | EA | 1 |  | INCLUDED | 0 | 0 | 0 | 0 | 0 | 0 | 0 | 0 | 0.18 | 0 | 0.18 | 0 | 0 | 0 | 0
23 | 7000030921 | 230 | CONTROL & RELAY PANEL-765KV | 1000005789 | 85371000 |  | 18 |  | 765kV Transformer Protection Panel (For both HV & MV side)-(withAutomation) | EA | 1 |  | INCLUDED | 0 | 0 | 0 | 0 | 0 | 0 | 0 | 0 | 0.18 | 0 | 0.18 | 0 | 0 | 0 | 0
24 | 7000030921 | 240 | CONTROL & RELAY PANEL-765KV | 1000055448 | 85371000 |  | 18 |  | 765KV CIRCUIT BREAKER RELAY PANEL (WITH AUTOMATION) | EA | 4 |  | INCLUDED | 0 | 0 | 0 | 0 | 0 | 0 | 0 | 0 | 0.18 | 0 | 0.18 | 0 | 0 | 0 | 0
25 | 7000030921 | 250 | SUBSTATION AUTOMATION SYSTEM | 1000005538 | 85371000 |  | 18 |  | Augmentation of Substation automation System for 765kV Switchable LineReactor Bay as per Technical Specification | EA | 1 |  | INCLUDED | 0 | 0 | 0 | 0 | 0 | 0 | 0 | 0 | 0.18 | 0 | 0.18 | 0 | 0 | 0 | 0
26 | 7000030921 | 260 | SUBSTATION AUTOMATION SYSTEM | 1000005537 | 85371000 |  | 18 |  | Augmentation of Substation automation System for 765kV Tie bay as perTechnical Specification | EA | 1 |  | INCLUDED | 0 | 0 | 0 | 0 | 0 | 0 | 0 | 0 | 0.18 | 0 | 0.18 | 0 | 0 | 0 | 0
27 | 7000030921 | 270 | SUBSTATION AUTOMATION SYSTEM | 1000005535 | 85371000 |  | 18 |  | Augmentation of Substation automation system for 765kV Main bay as perTechnical Specification | EA | 2 |  | INCLUDED | 0 | 0 | 0 | 0 | 0 | 0 | 0 | 0 | 0.18 | 0 | 0.18 | 0 | 0 | 0 | 0
28 | 7000030921 | 280 | FIRE PROTECTION SYSTEM | 1000012039 | 84819090 |  | 18 |  | Hydrant system, complete U/G piping and accessories etc. outside thePump House for Fire Protection of 765/400/220kV (Ext) Substation | SET | 1 |  | INCLUDED | 0 | 0 | 0 | 0 | 0 | 0 | 0 | 0 | 0.18 | 0 | 0.18 | 0 | 0 | 0 | 0
29 | 7000030921 | 330 | FIRE PROTECTION SYSTEM | 1000012026 | 84241000 |  | 18 |  | 6Kg dry chemical powered type Portable Fire extinguisher | EA | 5 |  | INCLUDED | 0 | 0 | 0 | 0 | 0 | 0 | 0 | 0 | 0.18 | 0 | 0.18 | 0 | 0 | 0 | 0
30 | 7000030921 | 320 | FIRE PROTECTION SYSTEM | 1000012022 | 84241000 |  | 18 |  | 4.5 kg CO2 type Portable Fire extinguisher | EA | 5 |  | INCLUDED | 0 | 0 | 0 | 0 | 0 | 0 | 0 | 0 | 0.18 | 0 | 0.18 | 0 | 0 | 0 | 0
31 | 7000030921 | 290 | FIRE PROTECTION SYSTEM | 1000012072 | 84248990 |  | 18 |  | HVW spray system, Hydrant system and complete U/G & O/G piping andaccessories etc. out side the pump house for 500 MVA,(765/v3)/(400/v3)/(33) kV, 1 -phase Autotransformer | SET | 3 |  | INCLUDED | 0 | 0 | 0 | 0 | 0 | 0 | 0 | 0 | 0.18 | 0 | 0.18 | 0 | 0 | 0 | 0
32 | 7000030921 | 300 | FIRE PROTECTION SYSTEM | 1000012011 | 85311020 |  | 18 |  | Fire Detection and Alarm System for 765kV GIS Hall | SET | 1 |  | INCLUDED | 0 | 0 | 0 | 0 | 0 | 0 | 0 | 0 | 0.18 | 0 | 0.18 | 0 | 0 | 0 | 0
33 | 7000030921 | 310 | FIRE PROTECTION SYSTEM | 1000049458 | 84818090 |  | 18 |  | FIRE PROTECTION SYSTEM FOR LOCAL RELAY ROOM FOR 800KV GIS | SET | 1 |  | INCLUDED | 0 | 0 | 0 | 0 | 0 | 0 | 0 | 0 | 0.18 | 0 | 0.18 | 0 | 0 | 0 | 0
34 | 7000030921 | 340 | LT SWITCHGEAR | 1000004309 | 85371000 |  | 18 |  | 415V MLDB (Extn.) | SET | 1 |  | INCLUDED | 0 | 0 | 0 | 0 | 0 | 0 | 0 | 0 | 0.18 | 0 | 0.18 | 0 | 0 | 0 | 0
35 | 7000030921 | 350 | LT SWITCHGEAR | 1000004306 | 85371000 |  | 18 |  | 415V Emergency LDB (Extn.) | SET | 1 |  | INCLUDED | 0 | 0 | 0 | 0 | 0 | 0 | 0 | 0 | 0.18 | 0 | 0.18 | 0 | 0 | 0 | 0
36 | 7000030921 | 630 | POWER & CONTROL CABLE | 1000000443 | 85446020 |  | 18 |  | 1.1kV grade Power Cables (PVCinsulated)along withlugs,glands,straight joints &accessories,etc. | LS | 1 |  | INCLUDED | 0 | 0 | 0 | 0 | 0 | 0 | 0 | 0 | 0.18 | 0 | 0.18 | 0 | 0 | 0 | 0
37 | 7000030921 | 640 | POWER & CONTROL CABLE | 1000000442 | 85446020 |  | 18 |  | 1.1kV grade Control Cables (PVCinsulated) along withlugs,glands,straight joints &accessories,etc. | LS | 1 |  | INCLUDED | 0 | 0 | 0 | 0 | 0 | 0 | 0 | 0 | 0.18 | 0 | 0.18 | 0 | 0 | 0 | 0
38 | 7000030921 | 650 | POWER & CONTROL CABLE | 1000000444 | 85446090 |  | 18 |  | 1.1kV grade Power Cables (XLPEinsulated) along withlugs,glands,straight joints &accessories,etc. | LS | 1 |  | INCLUDED | 0 | 0 | 0 | 0 | 0 | 0 | 0 | 0 | 0.18 | 0 | 0.18 | 0 | 0 | 0 | 0
39 | 7000030921 | 360 | AIR CONDITIONING & VENTILATION SYSTEM | 1000027418 | 84151090 |  | 28 |  | Air Conditioning System for Local control room in 800kV GIS Hall | SET | 1 |  | INCLUDED | 0 | 0 | 0 | 0 | 0 | 0 | 0 | 0 | 0.28 | 0 | 0 | 0.28 | 0 | 0 | 0
40 | 7000030921 | 370 | AIR CONDITIONING & VENTILATION SYSTEM | 1000022410 | 84159000 |  | 28 |  | Ventillation system for 765KV GIS Hall | SET | 1 |  | INCLUDED | 0 | 0 | 0 | 0 | 0 | 0 | 0 | 0 | 0.28 | 0 | 0 | 0.28 | 0 | 0 | 0
41 | 7000030921 | 380 | MAIN EARTHMAT | 1000032055 | 72159090 |  | 18 |  | 40 MM MS ROD FOR MAIN EARTHMAT | KM | 2 |  | INCLUDED | 0 | 0 | 0 | 0 | 0 | 0 | 0 | 0 | 0.18 | 0 | 0.18 | 0 | 0 | 0 | 0
42 | 7000030921 | 390 | ERECTION HARDWARE | 1000011353 | 85389000 |  | 18 |  | Erection Hardware for 765kV I type layout for GIS terminationarrangement-Transformer bay as per technical specification | SET | 1 |  | INCLUDED | 0 | 0 | 0 | 0 | 0 | 0 | 0 | 0 | 0.18 | 0 | 0.18 | 0 | 0 | 0 | 0
43 | 7000030921 | 400 | ERECTION HARDWARE | 1000015788 | 85049010 |  | 18 |  | Bus post insulators, spacers, equipmentsupport structures, conductors, Altube, clamp, connectors (including765kV, 400kV, tertiary and neuturalbushing terminal connectors etc) forarrangement of netural formation forTransformer(s), DELTA formation for onebank (each bank comprises of 3 singlephase units of Autotransformers) andmaking connection arrangement toconnect spare unit in place of any unitof the bank without physical shifting | LOT | 1 |  | INCLUDED | 0 | 0 | 0 | 0 | 0 | 0 | 0 | 0 | 0.18 | 0 | 0.18 | 0 | 0 | 0 | 0
44 | 7000030921 | 410 | LIGHTING SYSTEM | 1000038387 | 94051090 |  | 18 |  | LED FLOOD LIGHT LUMINARIESTYPE FL-1 (150W) AS PER TECHNICALSPECIFICATION | EA | 5 |  | INCLUDED | 0 | 0 | 0 | 0 | 0 | 0 | 0 | 0 | 0.18 | 0 | 0.18 | 0 | 0 | 0 | 0
45 | 7000030921 | 420 | LIGHTING SYSTEM | 1000038325 | 94059900 |  | 18 |  | LIGHTING FIXTURE LED LUMINAIRES TYPE FL2 AS PER TECH. SPECIFICATIONS | EA | 5 |  | INCLUDED | 0 | 0 | 0 | 0 | 0 | 0 | 0 | 0 | 0.18 | 0 | 0.18 | 0 | 0 | 0 | 0
46 | 7000030921 | 430 | LIGHTING SYSTEM | 1000038385 | 94059900 |  | 18 |  | FIRE WALL MOUNTED LED LUMINARIE TYPE FL-2 (250W) | EA | 6 |  | INCLUDED | 0 | 0 | 0 | 0 | 0 | 0 | 0 | 0 | 0.18 | 0 | 0.18 | 0 | 0 | 0 | 0
47 | 7000030921 | 440 | LIGHTING SYSTEM | 1000014547 | 85371000 |  | 18 |  | Lighting Panel type ACP-2 as per technical specification | EA | 2 |  | INCLUDED | 0 | 0 | 0 | 0 | 0 | 0 | 0 | 0 | 0.18 | 0 | 0.18 | 0 | 0 | 0 | 0
48 | 7000030921 | 450 | LIGHTING SYSTEM | 1000001894 | 94059900 |  | 18 |  | Outdoor Power Receptacle for oilfiltration unit (250A) | EA | 1 |  | INCLUDED | 0 | 0 | 0 | 0 | 0 | 0 | 0 | 0 | 0.18 | 0 | 0.18 | 0 | 0 | 0 | 0
49 | 7000030921 | 460 | LIGHTING SYSTEM | 1000049467 | 94059900 |  | 18 |  | INDOOR LIGHTNING FOR GIS BUILDING (AS PER TECHNICAL SPECIFICATION) including AHU & Relay Rooms as applicable | SET | 1 |  | INCLUDED | 0 | 0 | 0 | 0 | 0 | 0 | 0 | 0 | 0.18 | 0 | 0.18 | 0 | 0 | 0 | 0
50 | 7000030921 | 680 | VISUAL MONITORING SYSTEM | 1000025861 | 85287390 |  | 18 |  | Visual Monitoring System for Watch & Ward | SET | 1 |  | INCLUDED | 0 | 0 | 0 | 0 | 0 | 0 | 0 | 0 | 0.18 | 0 | 0.18 | 0 | 0 | 0 | 0
51 | 7000030921 | 470 | MANDATORY SPARES-AIS | 1000028372 | 85354010 |  | 18 |  | SPARES FOR 624KV SURGE ARRESTER | LS | 1 |  | INCLUDED | 0 | 0 | 0 | 0 | 0 | 0 | 0 | 0 | 0.18 | 0 | 0.18 | 0 | 0 | 0 | 0
52 | 7000030921 | 480 | MANDATORY SPARES-AIS | 1000019912 | 85371000 |  | 18 |  | Relay & protection Panels (with automation) | LS | 1 |  | INCLUDED | 0 | 0 | 0 | 0 | 0 | 0 | 0 | 0 | 0.18 | 0 | 0.18 | 0 | 0 | 0 | 0
53 | 7000030921 | 490 | MANDATORY SPARES-AIS | 1000019925 | 84819090 |  | 18 |  | Spares for Fire Protection System | LS | 1 |  | INCLUDED | 0 | 0 | 0 | 0 | 0 | 0 | 0 | 0 | 0.18 | 0 | 0.18 | 0 | 0 | 0 | 0
54 | 7000030921 | 660 | MANDATORY SPARES FOR SAS-AIS | 1000062002 | 85371000 |  | 18 |  | BAY CONTROL UNIT (IED) OF MAIN SYSTEM | EA | 1 |  | INCLUDED | 0 | 0 | 0 | 0 | 0 | 0 | 0 | 0 | 0.18 | 0 | 0.18 | 0 | 0 | 0 | 0
55 | 7000030921 | 670 | MANDATORY SPARES FOR SAS-AIS | 1000062004 | 85371000 |  | 18 |  | ETHERNET SWITCH SUITABLE FOR 19Ã‚â‚¬Â RACK MOUNTING WITH 24 FIBER OPTICPORTS | EA | 1 |  | INCLUDED | 0 | 0 | 0 | 0 | 0 | 0 | 0 | 0 | 0.18 | 0 | 0.18 | 0 | 0 | 0 | 0
56 | 7000030921 | 700 | Supply of non standard structure | 1000015954 | 73082011 |  | 18 |  | Fabrication, galvanising and supply of Lattice Structures (MS Steel),to be designed during detailed engineering, for towers, beams andequipment support structure including pack plates / packwashers andgusset plates excluding fasteners and foundation bolts | MT | 23 |  | INCLUDED | 0 | 0 | 0 | 0 | 0 | 0 | 0 | 0 | 0.18 | 0 | 0.18 | 0 | 0 | 0 | 0
57 | 7000030921 | 710 | Supply of non standard structure | 1000015953 | 73082011 |  | 18 |  | Fabrication, galvanising and supply of Lattice Structures (HT Steel),to be designed during detailed engineering, for towers, beams andequipment support structure including pack plates / packwashers andgusset plates excluding fasteners and foundation bolts | MT | 3 |  | INCLUDED | 0 | 0 | 0 | 0 | 0 | 0 | 0 | 0 | 0.18 | 0 | 0.18 | 0 | 0 | 0 | 0
58 | 7000030921 | 720 | Supply of non standard structure | 1000011713 | 73082011 |  | 18 |  | Fabrication, galvanising and supply of fasteners ( nuts, bolts andwashers ) including step bolts for lattice and pipe structures to bedesigned during detailed engineering | MT | 2 |  | INCLUDED | 0 | 0 | 0 | 0 | 0 | 0 | 0 | 0 | 0.18 | 0 | 0.18 | 0 | 0 | 0 | 0
59 | 7000030921 | 730 | Supply of non standard structure | 1000012373 | 73082011 |  | 18 |  | Fabrication, galvanising and supply of foundation bolts including nuts,checknut and washers for lattice and pipe structures to be designedduring detailed engineering | MT | 2 |  | INCLUDED | 0 | 0 | 0 | 0 | 0 | 0 | 0 | 0 | 0.18 | 0 | 0.18 | 0 | 0 | 0 | 0
60 | 7000030921 | 760 | PMUs for 765kV Bhuj-II PS | 1000017518 | 85364900 |  | 18 |  | PMU with GPS Clock (clock can be either internal or external) | EA | 2 |  | INCLUDED | 0 | 0 | 0 | 0 | 0 | 0 | 0 | 0 | 0.18 | 0 | 0.18 | 0 | 0 | 0 | 0
61 | 7000030921 | 770 | PMUs for 765kV Bhuj-II PS | 1000022512 | 90311000 |  | 18 |  | WAMS Hardware - Time System (GPS receiver) | EA | 2 |  | INCLUDED | 0 | 0 | 0 | 0 | 0 | 0 | 0 | 0 | 0.18 | 0 | 0.18 | 0 | 0 | 0 | 0
62 | 7000030921 | 780 | PMUs for 765kV Bhuj-II PS | 1000071061 | 85176290 |  | 18 |  | SUBSTATION GRADE LAYER 2 LAN SWITCH | EA | 2 |  | INCLUDED | 0 | 0 | 0 | 0 | 0 | 0 | 0 | 0 | 0.18 | 0 | 0.18 | 0 | 0 | 0 | 0
63 | 7000030921 | 790 | PMUs for 765kV Bhuj-II PS | 1000071062 | 85176290 |  | 18 |  | SUBSTATION GRADE LAYER 3 LAN SWITCH | EA | 1 |  | INCLUDED | 0 | 0 | 0 | 0 | 0 | 0 | 0 | 0 | 0.18 | 0 | 0.18 | 0 | 0 | 0 | 0
64 | 7000030921 | 800 | PMUs for 765kV Bhuj-II PS | 1000022487 | 85447090 |  | 18 |  | WAMS Miscellaneous - Armored Fibre Optic Cable and associatedtermination (e.g. L2 Switch) for connecting PMU panels located indifferent control room of a station | EA | 1 |  | INCLUDED | 0 | 0 | 0 | 0 | 0 | 0 | 0 | 0 | 0.18 | 0 | 0.18 | 0 | 0 | 0 | 0
65 | 7000030921 | 810 | PMUs for 765kV Bhuj-II PS | 1000030641 | 85389000 |  | 18 |  | LIU - FO PATCH PANEL-12 PORT | EA | 3 |  | INCLUDED | 0 | 0 | 0 | 0 | 0 | 0 | 0 | 0 | 0.18 | 0 | 0.18 | 0 | 0 | 0 | 0
B | Extn. of 765kV Bhuj-II GIS S/S | [12 empty] | 0 | 0 | 0 | 0 | 0 | 0 | 0 | 0 | 0 | 0 | 0 | 0 | 0 | 0 | 0
66 | 7000030925 | 10 | GIS Portion-800 kV GIS Equipment | 1000006148 | 85359030 |  | 18 |  | 800kV, 3150 A, 50 kA, SF6 GIS ICT feederbay module as per Section-Project,Technical specification | SET | 1 |  | INCLUDED | 0 | 0 | 0 | 0 | 0 | 0 | 0 | 0 | 0.18 | 0 | 0.18 | 0 | 0 | 0 | 0
67 | 7000030925 | 20 | GIS Portion-800 kV GIS Equipment | 1000006101 | 85389000 |  | 18 |  | 800kV, 3000/3150 A, 50kA, Single phase, SF6 Gas Insulated Bus Duct (GIB) outside GIS Hall along with associated support structure. | M | 537 |  | INCLUDED | 0 | 0 | 0 | 0 | 0 | 0 | 0 | 0 | 0.18 | 0 | 0.18 | 0 | 0 | 0 | 0
68 | 7000030925 | 80 | GIS Portion-800 kV GIS Equipment | 1000062477 | 85389000 |  | 18 |  | 765KV, 3150A, 50KAFOR 1 SEC, SINGLE PHASE, SF6 TO AIR BUSHINGALONGWITH ASSOCIATED SUPPORT STRUCTURE | SET | 6 |  | INCLUDED | 0 | 0 | 0 | 0 | 0 | 0 | 0 | 0 | 0.18 | 0 | 0.18 | 0 | 0 | 0 | 0
69 | 7000030925 | 30 | GIS Portion-800 kV GIS Equipment | 1000009714 | 85364900 |  | 18 |  | Controlled Switching Device for 765 kV, 3-ph Circuit Breaker | EA | 3 |  | INCLUDED | 0 | 0 | 0 | 0 | 0 | 0 | 0 | 0 | 0.18 | 0 | 0.18 | 0 | 0 | 0 | 0
70 | 7000030925 | 40 | GIS Portion-800 kV GIS Equipment | 1000006108 | 85359030 |  | 18 |  | 800 kV, 3150A, 50kA, SF6 GIS Tie baymodule(without PIR) as perSection-Project, Technicalspecification | SET | 1 |  | INCLUDED | 0 | 0 | 0 | 0 | 0 | 0 | 0 | 0 | 0.18 | 0 | 0.18 | 0 | 0 | 0 | 0
71 | 7000030925 | 50 | GIS Portion-800 kV GIS Equipment | 1000006137 | 85359030 |  | 18 |  | 800kV, 3150A, 50kA, SF6 GIS Bus Reactorfeeder bay module as perSection-Project, Technicalspecification | SET | 1 |  | INCLUDED | 0 | 0 | 0 | 0 | 0 | 0 | 0 | 0 | 0.18 | 0 | 0.18 | 0 | 0 | 0 | 0
72 | 7000030925 | 60 | GIS Portion-800 kV GIS Equipment | 1000059091 | 85359030 |  | 18 |  | 800 KV, 3150A, 50KA, SF6 GIS AUXILIARY BUS MODULE EXTN FOR SPAREREACTOR ASPER SECTION-PROJECT, TECHNICAL SPECIFICATION | SET | 1 |  | INCLUDED | 0 | 0 | 0 | 0 | 0 | 0 | 0 | 0 | 0.18 | 0 | 0.18 | 0 | 0 | 0 | 0
73 | 7000030925 | 70 | GIS Portion-800 kV GIS Equipment | 1000077955 | 85359030 |  | 18 |  | 800KV, 1-PHASE GIS EXTENSION PIECE (INTERFACE) MODULE SUITABLE FOREXTENDING EXISTING NHVS MAKE GIS AUXILIARY BUS BAR FOR CONNECTINGWITH SPARE REACTOR UNIT AS PER TECHNICAL SPECIFICATION | SET | 1 |  | INCLUDED | 0 | 0 | 0 | 0 | 0 | 0 | 0 | 0 | 0.18 | 0 | 0.18 | 0 | 0 | 0 | 0
74 | 7000030925 | 90 | 800 kV AIS Equipment | 1000020421 | 85354010 |  | 18 |  | 624kV Surge Arrester (1-Phase) | EA | 6 |  | INCLUDED | 0 | 0 | 0 | 0 | 0 | 0 | 0 | 0 | 0.18 | 0 | 0.18 | 0 | 0 | 0 | 0
75 | 7000030925 | 100 | 800 kV AIS Equipment | 1000005791 | 85462040 |  | 18 |  | 765 kV, 1 phase Bus Post Insulator (except for Line Traps) | EA | 12 |  | INCLUDED | 0 | 0 | 0 | 0 | 0 | 0 | 0 | 0 | 0.18 | 0 | 0.18 | 0 | 0 | 0 | 0
76 | 7000030925 | 110 | 36 kV Equipment | 1000001998 | 85049010 |  | 18 |  | Current transformer (33kV) for transformer Netural along with supportstructure & terminal connector | SET | 1 |  | INCLUDED | 0 | 0 | 0 | 0 | 0 | 0 | 0 | 0 | 0.18 | 0 | 0.18 | 0 | 0 | 0 | 0
77 | 7000030925 | 120 | CONTROL & RELAY PANEL-765KV | 1000005789 | 85371000 |  | 18 |  | 765kV Transformer Protection Panel (For both HV & MV side)-(withAutomation) | EA | 1 |  | INCLUDED | 0 | 0 | 0 | 0 | 0 | 0 | 0 | 0 | 0.18 | 0 | 0.18 | 0 | 0 | 0 | 0
78 | 7000030925 | 130 | CONTROL & RELAY PANEL-765KV | 1000055448 | 85371000 |  | 18 |  | 765KV CIRCUIT BREAKER RELAY PANEL (WITH AUTOMATION) | EA | 3 |  | INCLUDED | 0 | 0 | 0 | 0 | 0 | 0 | 0 | 0 | 0.18 | 0 | 0.18 | 0 | 0 | 0 | 0
79 | 7000030925 | 140 | CONTROL & RELAY PANEL-765KV | 1000005533 | 85371000 |  | 18 |  | 765kV Reactor Protection Panel (with Automation) | EA | 1 |  | INCLUDED | 0 | 0 | 0 | 0 | 0 | 0 | 0 | 0 | 0.18 | 0 | 0.18 | 0 | 0 | 0 | 0
80 | 7000030925 | 150 | SUBSTATION AUTOMATION SYSTEM | 1000005535 | 85371000 |  | 18 |  | Augmentation of Substation automation system for 765kV Main bay as perTechnical Specification | EA | 2 |  | INCLUDED | 0 | 0 | 0 | 0 | 0 | 0 | 0 | 0 | 0.18 | 0 | 0.18 | 0 | 0 | 0 | 0
81 | 7000030925 | 160 | SUBSTATION AUTOMATION SYSTEM | 1000005537 | 85371000 |  | 18 |  | Augmentation of Substation automation System for 765kV Tie bay as perTechnical Specification | EA | 1 |  | INCLUDED | 0 | 0 | 0 | 0 | 0 | 0 | 0 | 0 | 0.18 | 0 | 0.18 | 0 | 0 | 0 | 0
82 | 7000030925 | 170 | FIRE PROTECTION SYSTEM | 1000055459 | 84248990 |  | 18 |  | HVW SPRAY SYSTEM, HYDRANT SYSTEM AND COMPLETE U/G & O/G PIPING ANDACCESSORIES ETC. OUT SIDE THE PUMP HOUSE FOR 765/Ã‚Ë†Å 3 KV SINGLE PHASEREACTOR | SET | 3 |  | INCLUDED | 0 | 0 | 0 | 0 | 0 | 0 | 0 | 0 | 0.18 | 0 | 0.18 | 0 | 0 | 0 | 0
83 | 7000030925 | 180 | FIRE PROTECTION SYSTEM | 1000012072 | 84248990 |  | 18 |  | HVW spray system, Hydrant system and complete U/G & O/G piping andaccessories etc. out side the pump house for 500 MVA,(765/v3)/(400/v3)/(33) kV, 1 -phase Autotransformer | SET | 3 |  | INCLUDED | 0 | 0 | 0 | 0 | 0 | 0 | 0 | 0 | 0.18 | 0 | 0.18 | 0 | 0 | 0 | 0
84 | 7000030925 | 780 | POWER & CONTROL CABLE | 1000000443 | 85446020 |  | 18 |  | 1.1kV grade Power Cables (PVCinsulated)along withlugs,glands,straight joints &accessories,etc. | LS | 1 |  | INCLUDED | 0 | 0 | 0 | 0 | 0 | 0 | 0 | 0 | 0.18 | 0 | 0.18 | 0 | 0 | 0 | 0
85 | 7000030925 | 790 | POWER & CONTROL CABLE | 1000000442 | 85446020 |  | 18 |  | 1.1kV grade Control Cables (PVCinsulated) along withlugs,glands,straight joints &accessories,etc. | LS | 1 |  | INCLUDED | 0 | 0 | 0 | 0 | 0 | 0 | 0 | 0 | 0.18 | 0 | 0.18 | 0 | 0 | 0 | 0
86 | 7000030925 | 800 | POWER & CONTROL CABLE | 1000000444 | 85446090 |  | 18 |  | 1.1kV grade Power Cables (XLPEinsulated) along withlugs,glands,straight joints &accessories,etc. | LS | 1 |  | INCLUDED | 0 | 0 | 0 | 0 | 0 | 0 | 0 | 0 | 0.18 | 0 | 0.18 | 0 | 0 | 0 | 0
87 | 7000030925 | 190 | MAIN EARTHMAT | 1000032055 | 72159090 |  | 18 |  | 40 MM MS ROD FOR MAIN EARTHMAT | KM | 1.25 |  | INCLUDED | 0 | 0 | 0 | 0 | 0 | 0 | 0 | 0 | 0.18 | 0 | 0.18 | 0 | 0 | 0 | 0
88 | 7000030925 | 200 | ERECTION HARDWARE | 1000015788 | 85049010 |  | 18 |  | Bus post insulators, spacers, equipmentsupport structures, conductors, Altube, clamp, connectors (including765kV, 400kV, tertiary and neuturalbushing terminal connectors etc) forarrangement of netural formation forTransformer(s), DELTA formation for onebank (each bank comprises of 3 singlephase units of Autotransformers) andmaking connection arrangement toconnect spare unit in place of any unitof the bank without physical shifting | LOT | 1 |  | INCLUDED | 0 | 0 | 0 | 0 | 0 | 0 | 0 | 0 | 0.18 | 0 | 0.18 | 0 | 0 | 0 | 0
89 | 7000030925 | 210 | ERECTION HARDWARE | 1000011353 | 85389000 |  | 18 |  | Erection Hardware for 765kV I type layout for GIS terminationarrangement-Transformer bay as per technical specification | SET | 1 |  | INCLUDED | 0 | 0 | 0 | 0 | 0 | 0 | 0 | 0 | 0.18 | 0 | 0.18 | 0 | 0 | 0 | 0
90 | 7000030925 | 220 | ERECTION HARDWARE | 1000015927 | 85049010 |  | 18 |  | Bus post insulators, spacers, equipmentsupport structures, conductor(s), Altube, clamp, connectors including 765KV and neutral bushings terminalconnectors etc for Neutral formationfor one bank (each bank comprise ofthree single phase units of Reactors)and connection to neutral groundingreactor (as applicable) and makingconnection arrangement to connect spareunit in place of any unit of the bankwithout physical shifting. | LOT | 1 |  | INCLUDED | 0 | 0 | 0 | 0 | 0 | 0 | 0 | 0 | 0.18 | 0 | 0.18 | 0 | 0 | 0 | 0
91 | 7000030925 | 230 | ERECTION HARDWARE | 1000011352 | 85389000 |  | 18 |  | Erection Hardware for 765kV I type layout for GIS terminationarrangement-Bus Reactor bay as per technical specification | SET | 1 |  | INCLUDED | 0 | 0 | 0 | 0 | 0 | 0 | 0 | 0 | 0.18 | 0 | 0.18 | 0 | 0 | 0 | 0
92 | 7000030925 | 240 | LIGHTING SYSTEM | 1000038385 | 94059900 |  | 18 |  | FIRE WALL MOUNTED LED LUMINARIE TYPE FL-2 (250W) | EA | 10 |  | INCLUDED | 0 | 0 | 0 | 0 | 0 | 0 | 0 | 0 | 0.18 | 0 | 0.18 | 0 | 0 | 0 | 0
93 | 7000030925 | 250 | LIGHTING SYSTEM | 1000038325 | 94059900 |  | 18 |  | LIGHTING FIXTURE LED LUMINAIRES TYPE FL2 AS PER TECH. SPECIFICATIONS | EA | 10 |  | INCLUDED | 0 | 0 | 0 | 0 | 0 | 0 | 0 | 0 | 0.18 | 0 | 0.18 | 0 | 0 | 0 | 0
94 | 7000030925 | 260 | LIGHTING SYSTEM | 1000038387 | 94051090 |  | 18 |  | LED FLOOD LIGHT LUMINARIESTYPE FL-1 (150W) AS PER TECHNICALSPECIFICATION | EA | 10 |  | INCLUDED | 0 | 0 | 0 | 0 | 0 | 0 | 0 | 0 | 0.18 | 0 | 0.18 | 0 | 0 | 0 | 0
95 | 7000030925 | 270 | LIGHTING SYSTEM | 1000001894 | 94059900 |  | 18 |  | Outdoor Power Receptacle for oilfiltration unit (250A) | EA | 1 |  | INCLUDED | 0 | 0 | 0 | 0 | 0 | 0 | 0 | 0 | 0.18 | 0 | 0.18 | 0 | 0 | 0 | 0
96 | 7000030925 | 280 | LIGHTING SYSTEM | 1000014547 | 85371000 |  | 18 |  | Lighting Panel type ACP-2 as per technical specification | EA | 2 |  | INCLUDED | 0 | 0 | 0 | 0 | 0 | 0 | 0 | 0 | 0.18 | 0 | 0.18 | 0 | 0 | 0 | 0
97 | 7000030925 | 290 | LIGHTING SYSTEM | 1000038392 | 94059900 |  | 18 |  | RP TYPE RECEPTACLE OF 63A AS PER TECHNICAL SPECIFICATION | EA | 2 |  | INCLUDED | 0 | 0 | 0 | 0 | 0 | 0 | 0 | 0 | 0.18 | 0 | 0.18 | 0 | 0 | 0 | 0
98 | 7000030925 | 300 | 765KV MANDATORY SPARE-GIS PORTION | 1000058364 | 85359030 |  | 18 |  | 765KV GIS-SF6 GAS PRESSURE RELIEF DEVICE ASSEMBLY OF EACH TYPE | EA | 1 |  | INCLUDED | 0 | 0 | 0 | 0 | 0 | 0 | 0 | 0 | 0.18 | 0 | 0.18 | 0 | 0 | 0 | 0
99 | 7000030925 | 310 | 765KV MANDATORY SPARE-GIS PORTION | 1000049818 | 85359030 |  | 18 |  | SF6 PRESSURE GAUGE CUM SWITCH /DENSITY MONITORS AND PRESSURESWITCH AS APPLICABLE, OF EACH TYPE-765KV GIS | SET | 2 |  | INCLUDED | 0 | 0 | 0 | 0 | 0 | 0 | 0 | 0 | 0.18 | 0 | 0.18 | 0 | 0 | 0 | 0
100 | 7000030925 | 320 | 765KV MANDATORY SPARE-GIS PORTION | 1000049754 | 85359030 |  | 18 |  | COUPLING DEVICE FOR PRESSURE GAUGE CUM SWITCH FOR CONNECTINGGAS HANDLING PLANT OF EACH TYPE-765KV GIS | SET | 1 |  | INCLUDED | 0 | 0 | 0 | 0 | 0 | 0 | 0 | 0 | 0.18 | 0 | 0.18 | 0 | 0 | 0 | 0
101 | 7000030925 | 330 | 765KV MANDATORY SPARE-GIS PORTION | 1000049763 | 85359030 |  | 18 |  | RUBBER GASKETS, Ã‚â‚¬Å’OÃ‚â‚¬Â RINGS AND SEALS FOR SF6 GAS FOR GISENCLOSURE OF EACH TYPE-765KV GIS | SET | 2 |  | INCLUDED | 0 | 0 | 0 | 0 | 0 | 0 | 0 | 0 | 0.18 | 0 | 0.18 | 0 | 0 | 0 | 0
102 | 7000030925 | 340 | 765KV MANDATORY SPARE-GIS PORTION | 1000058362 | 85359030 |  | 18 |  | 765KV GIS-MOLECULAR FILTER FOR SF6 GAS WITH FILTER BAGS (5 % OF TOTALWEIGHT) | SET | 1 |  | INCLUDED | 0 | 0 | 0 | 0 | 0 | 0 | 0 | 0 | 0.18 | 0 | 0.18 | 0 | 0 | 0 | 0
103 | 7000030925 | 350 | 765KV MANDATORY SPARE-GIS PORTION | 1000049751 | 85359030 |  | 18 |  | CONTROL VALVES FOR SF6 GAS OF EACH TYPE-765KV GIS | SET | 2 |  | INCLUDED | 0 | 0 | 0 | 0 | 0 | 0 | 0 | 0 | 0.18 | 0 | 0.18 | 0 | 0 | 0 | 0
104 | 7000030925 | 360 | 765KV MANDATORY SPARE-GIS PORTION | 1000058363 | 85359030 |  | 18 |  | 765KV GIS-SF6 GAS (5 % OF TOTAL GAS QUANTITY) | LOT | 1 |  | INCLUDED | 0 | 0 | 0 | 0 | 0 | 0 | 0 | 0 | 0.18 | 0 | 0.18 | 0 | 0 | 0 | 0
105 | 7000030925 | 370 | 765KV MANDATORY SPARE-GIS PORTION | 1000049784 | 85359030 |  | 18 |  | LOCKING DEVICE TO KEEP THE DIS-CONNECTORS (ISOLATORS)AND EARTHING/FAST EARTHING SWITCHES IN CLOSE OR OPEN POSITION IN CASEOF REMOVAL OF THE DRIVING MECHANISM-765KV GIS | SET | 2 |  | INCLUDED | 0 | 0 | 0 | 0 | 0 | 0 | 0 | 0 | 0.18 | 0 | 0.18 | 0 | 0 | 0 | 0
106 | 7000030925 | 380 | 765KV MANDATORY SPARE-GIS PORTION | 1000049506 | 85359030 |  | 18 |  | UHF PD SENSORS OF EACH TYPE ALONG WITH BNC CONNECTOR FOR 765KV GIS | EA | 3 |  | INCLUDED | 0 | 0 | 0 | 0 | 0 | 0 | 0 | 0 | 0.18 | 0 | 0.18 | 0 | 0 | 0 | 0
107 | 7000030925 | 390 | 765KV MANDATORY SPARE-GIS PORTION | 1000058366 | 85359030 |  | 18 |  | 765KV GIS-SUPPORT INSULATORS (GAS THROUGH) OF EACH TYPE (COMPLETE WITHMETAL RING ETC.) ALONG WITH ASSOCIATED CONTACTS AND SHIELDS | EA | 3 |  | INCLUDED | 0 | 0 | 0 | 0 | 0 | 0 | 0 | 0 | 0.18 | 0 | 0.18 | 0 | 0 | 0 | 0
108 | 7000030925 | 400 | 765KV MANDATORY SPARE-GIS PORTION | 1000058361 | 85359030 |  | 18 |  | 765KV GIS-GAS BARRIERS OF EACH TYPE (COMPLETE WITH METAL RING ETC.)ALONG WITH ASSOCIATED CONTACTS AND SHIELDS | EA | 3 |  | INCLUDED | 0 | 0 | 0 | 0 | 0 | 0 | 0 | 0 | 0.18 | 0 | 0.18 | 0 | 0 | 0 | 0
109 | 7000030925 | 410 | 765KV MANDATORY SPARE-GIS PORTION | 1000058365 | 85359030 |  | 18 |  | 765KV GIS- 3150A SF6 TO AIR BUSHING COMPLETE IN ALL RESPECT | EA | 1 |  | INCLUDED | 0 | 0 | 0 | 0 | 0 | 0 | 0 | 0 | 0.18 | 0 | 0.18 | 0 | 0 | 0 | 0
110 | 7000030925 | 420 | 765KV MANDATORY SPARE-GIS PORTION | 1000049499 | 85359030 |  | 18 |  | LCC SPARES - AUX. RELAYS, CONTACTORS,PUSH BUTTONS, SWITCHES, LAMPS,ANNUNCIATION WINDOWS, MCB, FUSES,TIMERS, TERMINAL BLOCKS ETC. OF EACHTYPE & RATING-765kV GIS | SET | 1 |  | INCLUDED | 0 | 0 | 0 | 0 | 0 | 0 | 0 | 0 | 0.18 | 0 | 0.18 | 0 | 0 | 0 | 0
111 | 7000030925 | 610 | 765KV MANDATORY SPARE-GIS PORTION | 1000058349 | 85359030 |  | 18 |  | 765KV GIS-ONE POLE OF 3150A CIRCUIT BREAKER WITHOUT PIR WITHINTERRUPTER, MAIN CIRCUIT, ENCLOSURE AND OPERATING MECHANISM COMPLETEIN ALL RESPECT | SET | 1 |  | INCLUDED | 0 | 0 | 0 | 0 | 0 | 0 | 0 | 0 | 0.18 | 0 | 0.18 | 0 | 0 | 0 | 0
112 | 7000030925 | 620 | 765KV MANDATORY SPARE-GIS PORTION | 1000058348 | 85359030 |  | 18 |  | 765KV GIS-ONE POLE OF 3150A CIRCUIT BREAKER WITH PIR WITH INTERRUPTER,MAIN CIRCUIT, ENCLOSURE AND OPERATING MECHANISM COMPLETE IN ALLRESPECT | SET | 1 |  | INCLUDED | 0 | 0 | 0 | 0 | 0 | 0 | 0 | 0 | 0.18 | 0 | 0.18 | 0 | 0 | 0 | 0
113 | 7000030925 | 430 | 765KV MANDATORY SPARE-GIS PORTION | 1000021872 | 85389000 |  | 18 |  | Trip coil assembly with resistor for765kV GIS Circuit Breaker (asapplicable) | SET | 3 |  | INCLUDED | 0 | 0 | 0 | 0 | 0 | 0 | 0 | 0 | 0.18 | 0 | 0.18 | 0 | 0 | 0 | 0
114 | 7000030925 | 440 | 765KV MANDATORY SPARE-GIS PORTION | 1000009207 | 85389000 |  | 18 |  | Closing coil assembly with resistor for765 kV GIS Circuit Breaker (asapplicable) | SET | 3 |  | INCLUDED | 0 | 0 | 0 | 0 | 0 | 0 | 0 | 0 | 0.18 | 0 | 0.18 | 0 | 0 | 0 | 0
115 | 7000030925 | 450 | 765KV MANDATORY SPARE-GIS PORTION | 1000058356 | 85359030 |  | 18 |  | RELAYS, POWER CONTACTORS, PUSH BUTTONS, TIMERS & MCBS ETC. (ASAPPLICABLE) OF EACH TYPE FOR 765KV GIS CIRCUIT BREAKER | SET | 1 |  | INCLUDED | 0 | 0 | 0 | 0 | 0 | 0 | 0 | 0 | 0.18 | 0 | 0.18 | 0 | 0 | 0 | 0
116 | 7000030925 | 460 | 765KV MANDATORY SPARE-GIS PORTION | 1000007068 | 85389000 |  | 18 |  | Auxiliary switch assembly of each type for 765kV GIS Circuit Breaker | SET | 1 |  | INCLUDED | 0 | 0 | 0 | 0 | 0 | 0 | 0 | 0 | 0.18 | 0 | 0.18 | 0 | 0 | 0 | 0
117 | 7000030925 | 470 | 765KV MANDATORY SPARE-GIS PORTION | 1000058355 | 85359030 |  | 18 |  | 765KV GIS CIRCUIT BREAKER-OPERATION COUNTER | EA | 1 |  | INCLUDED | 0 | 0 | 0 | 0 | 0 | 0 | 0 | 0 | 0.18 | 0 | 0.18 | 0 | 0 | 0 | 0
118 | 7000030925 | 480 | 765KV MANDATORY SPARE-GIS PORTION | 1000058357 | 85359030 |  | 18 |  | 765KV GIS CIRCUIT BREAKER-COMPLETE SPRING OPERATING MECHANISMINCLUDING CHARGING MECHANISM ETC. (FOR SPRING OPERATED MECHANISM, IFAPPLICABLE) | SET | 1 |  | INCLUDED | 0 | 0 | 0 | 0 | 0 | 0 | 0 | 0 | 0.18 | 0 | 0.18 | 0 | 0 | 0 | 0
119 | 7000030925 | 490 | 765KV MANDATORY SPARE-GIS PORTION | 1000058375 | 85359030 |  | 18 |  | 765kV GIS- Single phase of 3150Adisconnector switch including maincircuit, enclosure, driving mechanismand support insulator etc., complete inall respect (Note 1- The contractorshall supply spare for disconnectorswitch to ensure one to one replacementof all disconnector switch supplied asmain equipment without any requirementof modification in fittings at site tocover all different types ofdisconnector switch supplied. In case,quantity of supplied dis-connectorswitch types (for one to onereplacement) are more than the quantitymentioned in BPS for spare, thecontractor shall supply theseadditional types of disconnector switchwithout any additional priceimplication to POWERGRID and quantitiesof these additional type ofdisconnector switch are deem to beincluded in the quantities mentioned inBPS for spare disconnector. Note 2 - Incase, Dis-connector Switch (DS) & EarthSwitch (ES) is provided in a sameenclosure with common operatingmechanism, then the module comprisingof Dis-connector & Earth switch insingle enclosure with common operatingmechanism is to be provided under thehead of spare Dis-connector only. Note3- In case, Dis-connector Switch (DS)&Earth Switch (ES) is provided in asame enclosure with separate operatingmechanism, then the module comprisingof Dis-connector & Earth switch insingle enclosure with separateoperating mechanism is to be providedunder the head of spare Dis-connectoronly.) | EA | 2 |  | INCLUDED | 0 | 0 | 0 | 0 | 0 | 0 | 0 | 0 | 0.18 | 0 | 0.18 | 0 | 0 | 0 | 0
120 | 7000030925 | 500 | 765KV MANDATORY SPARE-GIS PORTION | 1000058346 | 85359030 |  | 18 |  | 765KV GIS- SINGLE PHASE MAINTENANCE EARTHING SWITCH INCLUDING MAINCIRCUIT, ENCLOSURE, DRIVING MECHANISM AND SUPPORT INSULATOR ETC.,COMPLETE IN ALL RESPECT (NOTE 1 - IN CASE, DIS-CONNECTOR SWITCH (DS) &EARTH SWITCH (ES) IS PROVIDED IN A SAME ENCLOSURE WITH COMMONOPERATING MECHANISM, THEN THE MODULE COMPRISING OF DIS-CONNECTOR &EARTH SWITCH IN SINGLE ENCLOSURE WITH COMMON OPERATING MECHANISM IS TOBE PROVIDED UNDER THE HEAD OF SPARE DIS-CONNECTOR ONLY. NOTE 2 - INCASE, DIS-CONNECTOR SWITCH (DS) & EARTH SWITCH (ES) IS PROVIDED IN ASAME ENCLOSURE WITH SEPARATE OPERATING MECHANISM, THEN THE MODULECOMPRISING OF DIS-CONNECTOR & EARTH SWITCH IN SINGLE ENCLOSURE WITHSEPARATE OPERATING MECHANISM IS TO BE PROVIDED UNDER THE HEAD OF SPAREDIS-CONNECTOR ONLY.) | EA | 1 |  | INCLUDED | 0 | 0 | 0 | 0 | 0 | 0 | 0 | 0 | 0.18 | 0 | 0.18 | 0 | 0 | 0 | 0
121 | 7000030925 | 630 | 765KV MANDATORY SPARE-GIS PORTION | 1000058342 | 85359030 |  | 18 |  | 765KV GIS - SINGLE PHASE FAST EARTHING SWITCH INCLUDING MAIN CIRCUIT,ENCLOSURE, DRIVING MECHANISM AND SUPPORT INSULATOR ETC., COMPLETE INALL RESPECT (NOTE 1 - IN CASE, DIS-CONNECTOR SWITCH (DS) & EARTHSWITCH (ES) IS PROVIDED IN A SAME ENCLOSURE WITH COMMON OPERATINGMECHANISM, THEN THE MODULE COMPRISING OF DIS-CONNECTOR & EARTH SWITCHIN SINGLE ENCLOSURE WITH COMMON OPERATING MECHANISM IS TO BE PROVIDEDUNDER THE HEAD OF SPARE DIS-CONNECTOR ONLY. NOTE 2 - IN CASE,DIS-CONNECTOR SWITCH (DS) & EARTH SWITCH (ES) IS PROVIDED IN A SAMEENCLOSURE WITH SEPARATE OPERATING MECHANISM, THEN THE MODULECOMPRISING OF DIS-CONNECTOR & EARTH SWITCH IN SINGLE ENCLOSURE WITHSEPARATE OPERATING MECHANISM IS TO BE PROVIDED UNDER THE HEAD OF SPAREDIS-CONNECTOR ONLY.) | EA | 1 |  | INCLUDED | 0 | 0 | 0 | 0 | 0 | 0 | 0 | 0 | 0.18 | 0 | 0.18 | 0 | 0 | 0 | 0
122 | 7000030925 | 510 | 765KV MANDATORY SPARE-GIS PORTION | 1000058337 | 85359030 |  | 18 |  | OPEN/CLOSE CONTACTOR ASSEMBLY, TIMERS, KEY INTERLOCK, INTERLOCKINGCOILS, RELAYS, PUSH BUTTONS, INDICATING LAMPS, POWER CONTACTORS,RESISTORS, FUSES, MCBS & DRIVE CONTROL CARDS ETC. (AS APPLICABLE) ONEOF EACH TYPE FOR ONE COMPLETE MOM BOX FOR 765KV GIS DISCONNECTORSWITCH | SET | 1 |  | INCLUDED | 0 | 0 | 0 | 0 | 0 | 0 | 0 | 0 | 0.18 | 0 | 0.18 | 0 | 0 | 0 | 0
123 | 7000030925 | 520 | 765KV MANDATORY SPARE-GIS PORTION | 1000058344 | 85359030 |  | 18 |  | OPEN/CLOSE CONTACTOR ASSEMBLY, TIMERS, KEY INTERLOCK, INTERLOCKINGCOILS, RELAYS, PUSH BUTTONS, INDICATING LAMPS, POWER CONTACTORS,RESISTORS, FUSES, MCBS & DRIVE CONTROL CARDS ETC. (AS APPLICABLE) ONEOF EACH TYPE FOR ONE COMPLETE MOM BOX FOR 765KV GIS MAINTENANCE EARTHSWITCH | SET | 1 |  | INCLUDED | 0 | 0 | 0 | 0 | 0 | 0 | 0 | 0 | 0.18 | 0 | 0.18 | 0 | 0 | 0 | 0
124 | 7000030925 | 640 | 765KV MANDATORY SPARE-GIS PORTION | 1000058340 | 85359030 |  | 18 |  | OPEN/CLOSE CONTACTOR ASSEMBLY, TIMERS, KEY INTERLOCK, INTERLOCKINGCOILS, RELAYS, PUSH BUTTONS, INDICATING LAMPS, POWER CONTACTORS,RESISTORS, FUSES, MCBS & DRIVE CONTROL CARDS ETC. (AS APPLICABLE) ONEOF EACH TYPE FOR ONE COMPLETE MOM BOX FOR 765KV GIS FAST EARTHINGSWITCH | SET | 1 |  | INCLUDED | 0 | 0 | 0 | 0 | 0 | 0 | 0 | 0 | 0.18 | 0 | 0.18 | 0 | 0 | 0 | 0
125 | 7000030925 | 530 | 765KV MANDATORY SPARE-GIS PORTION | 1000049779 | 85359030 |  | 18 |  | LIMIT SWITCHES AND AUX. SWITCHES FOR ONE COMPLETE MOM BOX FORDISCONNECTOR-765KV GIS | SET | 1 |  | INCLUDED | 0 | 0 | 0 | 0 | 0 | 0 | 0 | 0 | 0.18 | 0 | 0.18 | 0 | 0 | 0 | 0
126 | 7000030925 | 540 | 765KV MANDATORY SPARE-GIS PORTION | 1000049781 | 85359030 |  | 18 |  | LIMIT SWITCHES AND AUX. SWITCHES FOR ONE COMPLETE MOM BOX FORMAINTENANCE EARTHING SWITCH-765KV GIS | SET | 1 |  | INCLUDED | 0 | 0 | 0 | 0 | 0 | 0 | 0 | 0 | 0.18 | 0 | 0.18 | 0 | 0 | 0 | 0
127 | 7000030925 | 550 | 765KV MANDATORY SPARE-GIS PORTION | 1000049780 | 85359030 |  | 18 |  | LIMIT SWITCHES AND AUX. SWITCHES FOR ONE COMPLETE MOM BOX FOR FASTEARTHING SWITCH (IF APPLICABLE)-765KV GIS | SET | 1 |  | INCLUDED | 0 | 0 | 0 | 0 | 0 | 0 | 0 | 0 | 0.18 | 0 | 0.18 | 0 | 0 | 0 | 0
128 | 7000030925 | 560 | 765KV MANDATORY SPARE-GIS PORTION | 1000058338 | 85359030 |  | 18 |  | DRIVE MECHANISM FOR 765KV GIS DISCONNECTOR SWITCH | SET | 1 |  | INCLUDED | 0 | 0 | 0 | 0 | 0 | 0 | 0 | 0 | 0.18 | 0 | 0.18 | 0 | 0 | 0 | 0
129 | 7000030925 | 650 | 765KV MANDATORY SPARE-GIS PORTION | 1000058345 | 85359030 |  | 18 |  | DRIVE MECHANISM FOR 765KV GIS MAINTENANCE EARTH SWITCH | SET | 1 |  | INCLUDED | 0 | 0 | 0 | 0 | 0 | 0 | 0 | 0 | 0.18 | 0 | 0.18 | 0 | 0 | 0 | 0
130 | 7000030925 | 660 | 765KV MANDATORY SPARE-GIS PORTION | 1000058341 | 85359030 |  | 18 |  | DRIVE MECHANISM FOR 765KV GIS FAST EARTHING SWITCH | SET | 1 |  | INCLUDED | 0 | 0 | 0 | 0 | 0 | 0 | 0 | 0 | 0.18 | 0 | 0.18 | 0 | 0 | 0 | 0
131 | 7000030925 | 570 | 765KV MANDATORY SPARE-GIS PORTION | 1000058339 | 85359030 |  | 18 |  | MOTOR FOR DRIVE MECHANISM FOR 765KV GIS DISCONNECTOR SWITCH | EA | 1 |  | INCLUDED | 0 | 0 | 0 | 0 | 0 | 0 | 0 | 0 | 0.18 | 0 | 0.18 | 0 | 0 | 0 | 0
132 | 7000030925 | 580 | 765KV MANDATORY SPARE-GIS PORTION | 1000058347 | 85359030 |  | 18 |  | MOTOR FOR DRIVE MECHANISM FOR 765KVGIS MAINTENANCE EARTH SWITCH | EA | 1 |  | INCLUDED | 0 | 0 | 0 | 0 | 0 | 0 | 0 | 0 | 0.18 | 0 | 0.18 | 0 | 0 | 0 | 0
133 | 7000030925 | 670 | 765KV MANDATORY SPARE-GIS PORTION | 1000058343 | 85359030 |  | 18 |  | MOTOR FOR DRIVE MECHANISM FOR 765KV GIS FAST EARTHING SWITCH | EA | 1 |  | INCLUDED | 0 | 0 | 0 | 0 | 0 | 0 | 0 | 0 | 0.18 | 0 | 0.18 | 0 | 0 | 0 | 0
134 | 7000030925 | 590 | 765KV MANDATORY SPARE-GIS PORTION | 1000058359 | 85359030 |  | 18 |  | 765KV GIS- SINGLE PHASE OF CURRENT TRANSFORMER (3 CORES, TYPE-CTA)WITH ASSOCIATED ENCLOSURE AND PRIMARY CONDUCTOR COMPLETE IN ALLRESPECT | EA | 1 |  | INCLUDED | 0 | 0 | 0 | 0 | 0 | 0 | 0 | 0 | 0.18 | 0 | 0.18 | 0 | 0 | 0 | 0
135 | 7000030925 | 600 | 765KV MANDATORY SPARE-GIS PORTION | 1000058358 | 85359030 |  | 18 |  | 765KV GIS- SINGLE PHASE OF CURRENT TRANSFORMER (2 CORES, TYPE-CTB)WITH ASSOCIATED ENCLOSURE AND PRIMARY CONDUCTOR COMPLETE IN ALLRESPECT | EA | 1 |  | INCLUDED | 0 | 0 | 0 | 0 | 0 | 0 | 0 | 0 | 0.18 | 0 | 0.18 | 0 | 0 | 0 | 0
136 | 7000030925 | 810 | Supply of non standard structure | 1000015954 | 73082011 |  | 18 |  | Fabrication, galvanising and supply of Lattice Structures (MS Steel),to be designed during detailed engineering, for towers, beams andequipment support structure including pack plates / packwashers andgusset plates excluding fasteners and foundation bolts | MT | 46 |  | INCLUDED | 0 | 0 | 0 | 0 | 0 | 0 | 0 | 0 | 0.18 | 0 | 0.18 | 0 | 0 | 0 | 0
137 | 7000030925 | 820 | Supply of non standard structure | 1000015953 | 73082011 |  | 18 |  | Fabrication, galvanising and supply of Lattice Structures (HT Steel),to be designed during detailed engineering, for towers, beams andequipment support structure including pack plates / packwashers andgusset plates excluding fasteners and foundation bolts | MT | 3 |  | INCLUDED | 0 | 0 | 0 | 0 | 0 | 0 | 0 | 0 | 0.18 | 0 | 0.18 | 0 | 0 | 0 | 0
138 | 7000030925 | 830 | Supply of non standard structure | 1000011713 | 73082011 |  | 18 |  | Fabrication, galvanising and supply of fasteners ( nuts, bolts andwashers ) including step bolts for lattice and pipe structures to bedesigned during detailed engineering | MT | 2 |  | INCLUDED | 0 | 0 | 0 | 0 | 0 | 0 | 0 | 0 | 0.18 | 0 | 0.18 | 0 | 0 | 0 | 0
139 | 7000030925 | 840 | Supply of non standard structure | 1000012373 | 73082011 |  | 18 |  | Fabrication, galvanising and supply of foundation bolts including nuts,checknut and washers for lattice and pipe structures to be designedduring detailed engineering | MT | 4 |  | INCLUDED | 0 | 0 | 0 | 0 | 0 | 0 | 0 | 0 | 0.18 | 0 | 0.18 | 0 | 0 | 0 | 0
Total Ex-Works Price | [12 empty] | 0 |  | 0 |  | 0 | 0 | 0 |  | 0 |  |  |  |  | 0 | 0 | 0
Total Type Test charges as per Schedule-7 | [12 empty] | Not Applicable | [7 empty] | Total Corrected Price (excl. GST) |  |  |  |  | GST amount @12% | GST amount @18% | GST amount @28%
Total Ex-Works Price including Type Test charges | [12 empty] | 0
# In case the bidder leaves the cell for confirmation of the HSN code and/or GST rate “blank”, the HSN code and corresponding GST rate indicated by the Employer shall be deemed to be the one confirmed by the Bidder.
| Date | [7 empty] | Printed Name
| Place | [7 empty] | Designation
Click for Sch-2

## Sch-2
SPEC. NO.: CC/NT/W-GIS/DOM/A02/25/06430 | [8 empty] | Schedule - 2
765kV GIS Substation package SS-148 for (a) Extn. of 765kV Bhuj-II PS associated with Augmentation of transformation capacity at Bhuj-II PS (GIS) and (b) Extn. of 765kV Bhuj-II PS associated with Provision of ICT Augmentation and Bus Reactor at Bhuj-II PS
(SCHEDULE OF RATES AND PRICES)
BIDDER:
0 | [6 empty] | To:
Bidder’s Name and Address (Sole Bidder) : | [6 empty] | Contract Services
Name : | [6 empty] | Power Grid Corporation of India Ltd.,
Address : | [6 empty] | "Saudamini", Plot No.-2
Sector-29,
Gurgaon (Haryana) - 122001
Local Transportation, In-transit Insurance, Loading and Unloading
(All Prices are in Indian Rupees)
SI. No. | PR No | PR Line Item No | Activity Description | Material Code | Description | Unit | Quantity | Unit Freight, In-transit Insurance, loading & Unloading Charges | Total Freight, In-transit Insurance, loading & Unloading Charges
1 | 2 | 3 | 4 | 5 | 6 | 7 | 8 | 9 | 10 = 8 X 9
A | Augmentation at Bhuj-II PS 765kV ICT
1 | 7000030921 | 10 | GIS Portion-800 kV GIS Equipment | 1000051956 | EXTENSION OF 800KV, 4000A, 50KA, SF6 GIS BUS BAR MODULE AS PERSECTION-PROJECT, TECHNICAL SPECIFICATION | SET | 2 |  | INCLUDED
2 | 7000030921 | 20 | GIS Portion-800 kV GIS Equipment | 1000066430 | EXTENSION OF 800 KV, 3150A, 50KA, SF6 GIS AUXILIARY BUS MODULE FORSPARE TRANSFORMER AS PER SECTION-PROJECT, TECHNICAL SPECIFICATION | SET | 1 |  | INCLUDED
3 | 7000030921 | 30 | GIS Portion-800 kV GIS Equipment | 1000006148 | 800kV, 3150 A, 50 kA, SF6 GIS ICT feederbay module as per Section-Project,Technical specification | SET | 1 |  | INCLUDED
4 | 7000030921 | 40 | GIS Portion-800 kV GIS Equipment | 1000006152 | 800 kV, 3150A, 50kA, SF6 GIS Tie baymodule(with PIR) as perSection-Project, Technicalspecification | SET | 1 |  | INCLUDED
5 | 7000030921 | 50 | GIS Portion-800 kV GIS Equipment | 1000006150 | 800kV, 3150A ,50kA, GIS Line feeder baymodule (with PIR) as perSection-Project, Technicalspecification | SET | 1 |  | INCLUDED
6 | 7000030921 | 60 | GIS Portion-800 kV GIS Equipment | 1000006151 | 800kV, 3150A, 50kA, SF6 GIS SwitchableLine Reactor feeder bay module as perSection-Project, Technicalspecification | SET | 1 |  | INCLUDED
7 | 7000030921 | 70 | GIS Portion-800 kV GIS Equipment | 1000006146 | 800 kV, 3150A, 50kA, SF6 GIS Auxiliarybus module for spare line Reactor asper Section-Project, Technicalspecification | SET | 1 |  | INCLUDED
8 | 7000030921 | 80 | GIS Portion-800 kV GIS Equipment | 1000006101 | 800kV, 3000/3150 A, 50kA, Single phase, SF6 Gas Insulated Bus Duct (GIB) outside GIS Hall along with associated support structure. | M | 436 |  | INCLUDED
9 | 7000030921 | 130 | GIS Portion-800 kV GIS Equipment | 1000062477 | 765KV, 3150A, 50KAFOR 1 SEC, SINGLE PHASE, SF6 TO AIR BUSHINGALONGWITH ASSOCIATED SUPPORT STRUCTURE | SET | 3 |  | INCLUDED
10 | 7000030921 | 90 | GIS Portion-800 kV GIS Equipment | 1000009714 | Controlled Switching Device for 765 kV, 3-ph Circuit Breaker | EA | 3 |  | INCLUDED
11 | 7000030921 | 100 | GIS Portion-800 kV GIS Equipment | 1000006163 | 800kV, 4000A, 50kA, Single phase, SF6 Gas Insulated Bus Duct (GIB)outside GIS Hall alongwith associated support structure | M | 245 |  | INCLUDED
12 | 7000030921 | 110 | GIS Portion-800 kV GIS Equipment | 1000077950 | 800KV, 3-PHASE GIS EXTENSION PIECE (INTERFACE) MODULE SUITABLE FOREXTENDING EXISTING NHVS MAKE GIS MAIN BUS BAR AS PER TECHNICALSPECIFICATION | SET | 2 |  | INCLUDED
13 | 7000030921 | 120 | GIS Portion-800 kV GIS Equipment | 1000077945 | 800KV, 1-PHASE GIS EXTENSION PIECE (INTERFACE) MODULE SUITABLE FOREXTENDING EXISTING NHVS MAKE GIS AUXILIARY BUS BAR FOR CONNECTING WITHSPARE ICT UNIT AS PER TECHNICAL SPECIFICATION | SET | 1 |  | INCLUDED
14 | 7000030921 | 140 | EOT CRANE 765kV GIS HALL | 1000024692 | EOT Crane for GIS Building for 800kV GIS station | SET | 1 |  | INCLUDED
15 | 7000030921 | 150 | 800 kV AIS Equipment | 1000005791 | 765 kV, 1 phase Bus Post Insulator (except for Line Traps) | EA | 6 |  | INCLUDED
16 | 7000030921 | 160 | 800 kV AIS Equipment | 1000020421 | 624kV Surge Arrester (1-Phase) | EA | 3 |  | INCLUDED
17 | 7000030921 | 170 | 36 kV Equipment | 1000001998 | Current transformer (33kV) for transformer Netural along with supportstructure & terminal connector | SET | 1 |  | INCLUDED
18 | 7000030921 | 180 | GIS PORTION-TESTING & MAINTENANCE EQPT | 1000025329 | Portable Partial Discharge measurement test kitwith all necessary accessories,Industrial Grade Laptop and licensedsoftware as per Technicalspecification. | EA | 1 |  | INCLUDED
19 | 7000030921 | 190 | GIS PORTION-TESTING & MAINTENANCE EQPT | 1000025441 | SF6 Gas Filling and Evacuation Plant for 800kV GIS station | SET | 1 |  | INCLUDED
20 | 7000030921 | 200 | GIS PORTION-TESTING & MAINTENANCE EQPT | 1000025436 | SF6 Gas Leakage Detector | EA | 1 |  | INCLUDED
21 | 7000030921 | 210 | GIS PORTION-TESTING & MAINTENANCE EQPT | 1000032132 | SF6 GAS ANALYZER | EA | 1 |  | INCLUDED
22 | 7000030921 | 220 | GIS PORTION-TESTING & MAINTENANCE EQPT | 1000038259 | SCISSOR LIFT | EA | 1 |  | INCLUDED
23 | 7000030921 | 230 | CONTROL & RELAY PANEL-765KV | 1000005789 | 765kV Transformer Protection Panel (For both HV & MV side)-(withAutomation) | EA | 1 |  | INCLUDED
24 | 7000030921 | 240 | CONTROL & RELAY PANEL-765KV | 1000055448 | 765KV CIRCUIT BREAKER RELAY PANEL (WITH AUTOMATION) | EA | 4 |  | INCLUDED
25 | 7000030921 | 250 | SUBSTATION AUTOMATION SYSTEM | 1000005538 | Augmentation of Substation automation System for 765kV Switchable LineReactor Bay as per Technical Specification | EA | 1 |  | INCLUDED
26 | 7000030921 | 260 | SUBSTATION AUTOMATION SYSTEM | 1000005537 | Augmentation of Substation automation System for 765kV Tie bay as perTechnical Specification | EA | 1 |  | INCLUDED
27 | 7000030921 | 270 | SUBSTATION AUTOMATION SYSTEM | 1000005535 | Augmentation of Substation automation system for 765kV Main bay as perTechnical Specification | EA | 2 |  | INCLUDED
28 | 7000030921 | 280 | FIRE PROTECTION SYSTEM | 1000012039 | Hydrant system, complete U/G piping and accessories etc. outside thePump House for Fire Protection of 765/400/220kV (Ext) Substation | SET | 1 |  | INCLUDED
29 | 7000030921 | 330 | FIRE PROTECTION SYSTEM | 1000012026 | 6Kg dry chemical powered type Portable Fire extinguisher | EA | 5 |  | INCLUDED
30 | 7000030921 | 320 | FIRE PROTECTION SYSTEM | 1000012022 | 4.5 kg CO2 type Portable Fire extinguisher | EA | 5 |  | INCLUDED
31 | 7000030921 | 290 | FIRE PROTECTION SYSTEM | 1000012072 | HVW spray system, Hydrant system and complete U/G & O/G piping andaccessories etc. out side the pump house for 500 MVA,(765/v3)/(400/v3)/(33) kV, 1 -phase Autotransformer | SET | 3 |  | INCLUDED
32 | 7000030921 | 300 | FIRE PROTECTION SYSTEM | 1000012011 | Fire Detection and Alarm System for 765kV GIS Hall | SET | 1 |  | INCLUDED
33 | 7000030921 | 310 | FIRE PROTECTION SYSTEM | 1000049458 | FIRE PROTECTION SYSTEM FOR LOCAL RELAY ROOM FOR 800KV GIS | SET | 1 |  | INCLUDED
34 | 7000030921 | 340 | LT SWITCHGEAR | 1000004309 | 415V MLDB (Extn.) | SET | 1 |  | INCLUDED
35 | 7000030921 | 350 | LT SWITCHGEAR | 1000004306 | 415V Emergency LDB (Extn.) | SET | 1 |  | INCLUDED
36 | 7000030921 | 630 | POWER & CONTROL CABLE | 1000000443 | 1.1kV grade Power Cables (PVCinsulated)along withlugs,glands,straight joints &accessories,etc. | LS | 1 |  | INCLUDED
37 | 7000030921 | 640 | POWER & CONTROL CABLE | 1000000442 | 1.1kV grade Control Cables (PVCinsulated) along withlugs,glands,straight joints &accessories,etc. | LS | 1 |  | INCLUDED
38 | 7000030921 | 650 | POWER & CONTROL CABLE | 1000000444 | 1.1kV grade Power Cables (XLPEinsulated) along withlugs,glands,straight joints &accessories,etc. | LS | 1 |  | INCLUDED
39 | 7000030921 | 360 | AIR CONDITIONING & VENTILATION SYSTEM | 1000027418 | Air Conditioning System for Local control room in 800kV GIS Hall | SET | 1 |  | INCLUDED
40 | 7000030921 | 370 | AIR CONDITIONING & VENTILATION SYSTEM | 1000022410 | Ventillation system for 765KV GIS Hall | SET | 1 |  | INCLUDED
41 | 7000030921 | 380 | MAIN EARTHMAT | 1000032055 | 40 MM MS ROD FOR MAIN EARTHMAT | KM | 2 |  | INCLUDED
42 | 7000030921 | 390 | ERECTION HARDWARE | 1000011353 | Erection Hardware for 765kV I type layout for GIS terminationarrangement-Transformer bay as per technical specification | SET | 1 |  | INCLUDED
43 | 7000030921 | 400 | ERECTION HARDWARE | 1000015788 | Bus post insulators, spacers, equipmentsupport structures, conductors, Altube, clamp, connectors (including765kV, 400kV, tertiary and neuturalbushing terminal connectors etc) forarrangement of netural formation forTransformer(s), DELTA formation for onebank (each bank comprises of 3 singlephase units of Autotransformers) andmaking connection arrangement toconnect spare unit in place of any unitof the bank without physical shifting | LOT | 1 |  | INCLUDED
44 | 7000030921 | 410 | LIGHTING SYSTEM | 1000038387 | LED FLOOD LIGHT LUMINARIESTYPE FL-1 (150W) AS PER TECHNICALSPECIFICATION | EA | 5 |  | INCLUDED
45 | 7000030921 | 420 | LIGHTING SYSTEM | 1000038325 | LIGHTING FIXTURE LED LUMINAIRES TYPE FL2 AS PER TECH. SPECIFICATIONS | EA | 5 |  | INCLUDED
46 | 7000030921 | 430 | LIGHTING SYSTEM | 1000038385 | FIRE WALL MOUNTED LED LUMINARIE TYPE FL-2 (250W) | EA | 6 |  | INCLUDED
47 | 7000030921 | 440 | LIGHTING SYSTEM | 1000014547 | Lighting Panel type ACP-2 as per technical specification | EA | 2 |  | INCLUDED
48 | 7000030921 | 450 | LIGHTING SYSTEM | 1000001894 | Outdoor Power Receptacle for oilfiltration unit (250A) | EA | 1 |  | INCLUDED
49 | 7000030921 | 460 | LIGHTING SYSTEM | 1000049467 | INDOOR LIGHTNING FOR GIS BUILDING (AS PER TECHNICAL SPECIFICATION) including AHU & Relay Rooms as applicable | SET | 1 |  | INCLUDED
50 | 7000030921 | 680 | VISUAL MONITORING SYSTEM | 1000025861 | Visual Monitoring System for Watch & Ward | SET | 1 |  | INCLUDED
51 | 7000030921 | 470 | MANDATORY SPARES-AIS | 1000028372 | SPARES FOR 624KV SURGE ARRESTER | LS | 1 |  | INCLUDED
52 | 7000030921 | 480 | MANDATORY SPARES-AIS | 1000019912 | Relay & protection Panels (with automation) | LS | 1 |  | INCLUDED
53 | 7000030921 | 490 | MANDATORY SPARES-AIS | 1000019925 | Spares for Fire Protection System | LS | 1 |  | INCLUDED
54 | 7000030921 | 660 | MANDATORY SPARES FOR SAS-AIS | 1000062002 | BAY CONTROL UNIT (IED) OF MAIN SYSTEM | EA | 1 |  | INCLUDED
55 | 7000030921 | 670 | MANDATORY SPARES FOR SAS-AIS | 1000062004 | ETHERNET SWITCH SUITABLE FOR 19Ã‚â‚¬Â RACK MOUNTING WITH 24 FIBER OPTICPORTS | EA | 1 |  | INCLUDED
56 | 7000030921 | 700 | Supply of non standard structure | 1000015954 | Fabrication, galvanising and supply of Lattice Structures (MS Steel),to be designed during detailed engineering, for towers, beams andequipment support structure including pack plates / packwashers andgusset plates excluding fasteners and foundation bolts | MT | 23 |  | INCLUDED
57 | 7000030921 | 710 | Supply of non standard structure | 1000015953 | Fabrication, galvanising and supply of Lattice Structures (HT Steel),to be designed during detailed engineering, for towers, beams andequipment support structure including pack plates / packwashers andgusset plates excluding fasteners and foundation bolts | MT | 3 |  | INCLUDED
58 | 7000030921 | 720 | Supply of non standard structure | 1000011713 | Fabrication, galvanising and supply of fasteners ( nuts, bolts andwashers ) including step bolts for lattice and pipe structures to bedesigned during detailed engineering | MT | 2 |  | INCLUDED
59 | 7000030921 | 730 | Supply of non standard structure | 1000012373 | Fabrication, galvanising and supply of foundation bolts including nuts,checknut and washers for lattice and pipe structures to be designedduring detailed engineering | MT | 2 |  | INCLUDED
60 | 7000030921 | 760 | PMUs for 765kV Bhuj-II PS | 1000017518 | PMU with GPS Clock (clock can be either internal or external) | EA | 2 |  | INCLUDED
61 | 7000030921 | 770 | PMUs for 765kV Bhuj-II PS | 1000022512 | WAMS Hardware - Time System (GPS receiver) | EA | 2 |  | INCLUDED
62 | 7000030921 | 780 | PMUs for 765kV Bhuj-II PS | 1000071061 | SUBSTATION GRADE LAYER 2 LAN SWITCH | EA | 2 |  | INCLUDED
63 | 7000030921 | 790 | PMUs for 765kV Bhuj-II PS | 1000071062 | SUBSTATION GRADE LAYER 3 LAN SWITCH | EA | 1 |  | INCLUDED
64 | 7000030921 | 800 | PMUs for 765kV Bhuj-II PS | 1000022487 | WAMS Miscellaneous - Armored Fibre Optic Cable and associatedtermination (e.g. L2 Switch) for connecting PMU panels located indifferent control room of a station | EA | 1 |  | INCLUDED
65 | 7000030921 | 810 | PMUs for 765kV Bhuj-II PS | 1000030641 | LIU - FO PATCH PANEL-12 PORT | EA | 3 |  | INCLUDED
B | Extn. of 765kV Bhuj-II GIS S/S
66 | 7000030925 | 10 | GIS Portion-800 kV GIS Equipment | 1000006148 | 800kV, 3150 A, 50 kA, SF6 GIS ICT feederbay module as per Section-Project,Technical specification | SET | 1 |  | INCLUDED
67 | 7000030925 | 20 | GIS Portion-800 kV GIS Equipment | 1000006101 | 800kV, 3000/3150 A, 50kA, Single phase, SF6 Gas Insulated Bus Duct (GIB) outside GIS Hall along with associated support structure. | M | 537 |  | INCLUDED
68 | 7000030925 | 80 | GIS Portion-800 kV GIS Equipment | 1000062477 | 765KV, 3150A, 50KAFOR 1 SEC, SINGLE PHASE, SF6 TO AIR BUSHINGALONGWITH ASSOCIATED SUPPORT STRUCTURE | SET | 6 |  | INCLUDED
69 | 7000030925 | 30 | GIS Portion-800 kV GIS Equipment | 1000009714 | Controlled Switching Device for 765 kV, 3-ph Circuit Breaker | EA | 3 |  | INCLUDED
70 | 7000030925 | 40 | GIS Portion-800 kV GIS Equipment | 1000006108 | 800 kV, 3150A, 50kA, SF6 GIS Tie baymodule(without PIR) as perSection-Project, Technicalspecification | SET | 1 |  | INCLUDED
71 | 7000030925 | 50 | GIS Portion-800 kV GIS Equipment | 1000006137 | 800kV, 3150A, 50kA, SF6 GIS Bus Reactorfeeder bay module as perSection-Project, Technicalspecification | SET | 1 |  | INCLUDED
72 | 7000030925 | 60 | GIS Portion-800 kV GIS Equipment | 1000059091 | 800 KV, 3150A, 50KA, SF6 GIS AUXILIARY BUS MODULE EXTN FOR SPAREREACTOR ASPER SECTION-PROJECT, TECHNICAL SPECIFICATION | SET | 1 |  | INCLUDED
73 | 7000030925 | 70 | GIS Portion-800 kV GIS Equipment | 1000077955 | 800KV, 1-PHASE GIS EXTENSION PIECE (INTERFACE) MODULE SUITABLE FOREXTENDING EXISTING NHVS MAKE GIS AUXILIARY BUS BAR FOR CONNECTINGWITH SPARE REACTOR UNIT AS PER TECHNICAL SPECIFICATION | SET | 1 |  | INCLUDED
74 | 7000030925 | 90 | 800 kV AIS Equipment | 1000020421 | 624kV Surge Arrester (1-Phase) | EA | 6 |  | INCLUDED
75 | 7000030925 | 100 | 800 kV AIS Equipment | 1000005791 | 765 kV, 1 phase Bus Post Insulator (except for Line Traps) | EA | 12 |  | INCLUDED
76 | 7000030925 | 110 | 36 kV Equipment | 1000001998 | Current transformer (33kV) for transformer Netural along with supportstructure & terminal connector | SET | 1 |  | INCLUDED
77 | 7000030925 | 120 | CONTROL & RELAY PANEL-765KV | 1000005789 | 765kV Transformer Protection Panel (For both HV & MV side)-(withAutomation) | EA | 1 |  | INCLUDED
78 | 7000030925 | 130 | CONTROL & RELAY PANEL-765KV | 1000055448 | 765KV CIRCUIT BREAKER RELAY PANEL (WITH AUTOMATION) | EA | 3 |  | INCLUDED
79 | 7000030925 | 140 | CONTROL & RELAY PANEL-765KV | 1000005533 | 765kV Reactor Protection Panel (with Automation) | EA | 1 |  | INCLUDED
80 | 7000030925 | 150 | SUBSTATION AUTOMATION SYSTEM | 1000005535 | Augmentation of Substation automation system for 765kV Main bay as perTechnical Specification | EA | 2 |  | INCLUDED
81 | 7000030925 | 160 | SUBSTATION AUTOMATION SYSTEM | 1000005537 | Augmentation of Substation automation System for 765kV Tie bay as perTechnical Specification | EA | 1 |  | INCLUDED
82 | 7000030925 | 170 | FIRE PROTECTION SYSTEM | 1000055459 | HVW SPRAY SYSTEM, HYDRANT SYSTEM AND COMPLETE U/G & O/G PIPING ANDACCESSORIES ETC. OUT SIDE THE PUMP HOUSE FOR 765/Ã‚Ë†Å 3 KV SINGLE PHASEREACTOR | SET | 3 |  | INCLUDED
83 | 7000030925 | 180 | FIRE PROTECTION SYSTEM | 1000012072 | HVW spray system, Hydrant system and complete U/G & O/G piping andaccessories etc. out side the pump house for 500 MVA,(765/v3)/(400/v3)/(33) kV, 1 -phase Autotransformer | SET | 3 |  | INCLUDED
84 | 7000030925 | 780 | POWER & CONTROL CABLE | 1000000443 | 1.1kV grade Power Cables (PVCinsulated)along withlugs,glands,straight joints &accessories,etc. | LS | 1 |  | INCLUDED
85 | 7000030925 | 790 | POWER & CONTROL CABLE | 1000000442 | 1.1kV grade Control Cables (PVCinsulated) along withlugs,glands,straight joints &accessories,etc. | LS | 1 |  | INCLUDED
86 | 7000030925 | 800 | POWER & CONTROL CABLE | 1000000444 | 1.1kV grade Power Cables (XLPEinsulated) along withlugs,glands,straight joints &accessories,etc. | LS | 1 |  | INCLUDED
87 | 7000030925 | 190 | MAIN EARTHMAT | 1000032055 | 40 MM MS ROD FOR MAIN EARTHMAT | KM | 1.25 |  | INCLUDED
88 | 7000030925 | 200 | ERECTION HARDWARE | 1000015788 | Bus post insulators, spacers, equipmentsupport structures, conductors, Altube, clamp, connectors (including765kV, 400kV, tertiary and neuturalbushing terminal connectors etc) forarrangement of netural formation forTransformer(s), DELTA formation for onebank (each bank comprises of 3 singlephase units of Autotransformers) andmaking connection arrangement toconnect spare unit in place of any unitof the bank without physical shifting | LOT | 1 |  | INCLUDED
89 | 7000030925 | 210 | ERECTION HARDWARE | 1000011353 | Erection Hardware for 765kV I type layout for GIS terminationarrangement-Transformer bay as per technical specification | SET | 1 |  | INCLUDED
90 | 7000030925 | 220 | ERECTION HARDWARE | 1000015927 | Bus post insulators, spacers, equipmentsupport structures, conductor(s), Altube, clamp, connectors including 765KV and neutral bushings terminalconnectors etc for Neutral formationfor one bank (each bank comprise ofthree single phase units of Reactors)and connection to neutral groundingreactor (as applicable) and makingconnection arrangement to connect spareunit in place of any unit of the bankwithout physical shifting. | LOT | 1 |  | INCLUDED
91 | 7000030925 | 230 | ERECTION HARDWARE | 1000011352 | Erection Hardware for 765kV I type layout for GIS terminationarrangement-Bus Reactor bay as per technical specification | SET | 1 |  | INCLUDED
92 | 7000030925 | 240 | LIGHTING SYSTEM | 1000038385 | FIRE WALL MOUNTED LED LUMINARIE TYPE FL-2 (250W) | EA | 10 |  | INCLUDED
93 | 7000030925 | 250 | LIGHTING SYSTEM | 1000038325 | LIGHTING FIXTURE LED LUMINAIRES TYPE FL2 AS PER TECH. SPECIFICATIONS | EA | 10 |  | INCLUDED
94 | 7000030925 | 260 | LIGHTING SYSTEM | 1000038387 | LED FLOOD LIGHT LUMINARIESTYPE FL-1 (150W) AS PER TECHNICALSPECIFICATION | EA | 10 |  | INCLUDED
95 | 7000030925 | 270 | LIGHTING SYSTEM | 1000001894 | Outdoor Power Receptacle for oilfiltration unit (250A) | EA | 1 |  | INCLUDED
96 | 7000030925 | 280 | LIGHTING SYSTEM | 1000014547 | Lighting Panel type ACP-2 as per technical specification | EA | 2 |  | INCLUDED
97 | 7000030925 | 290 | LIGHTING SYSTEM | 1000038392 | RP TYPE RECEPTACLE OF 63A AS PER TECHNICAL SPECIFICATION | EA | 2 |  | INCLUDED
98 | 7000030925 | 300 | 765KV MANDATORY SPARE-GIS PORTION | 1000058364 | 765KV GIS-SF6 GAS PRESSURE RELIEF DEVICE ASSEMBLY OF EACH TYPE | EA | 1 |  | INCLUDED
99 | 7000030925 | 310 | 765KV MANDATORY SPARE-GIS PORTION | 1000049818 | SF6 PRESSURE GAUGE CUM SWITCH /DENSITY MONITORS AND PRESSURESWITCH AS APPLICABLE, OF EACH TYPE-765KV GIS | SET | 2 |  | INCLUDED
100 | 7000030925 | 320 | 765KV MANDATORY SPARE-GIS PORTION | 1000049754 | COUPLING DEVICE FOR PRESSURE GAUGE CUM SWITCH FOR CONNECTINGGAS HANDLING PLANT OF EACH TYPE-765KV GIS | SET | 1 |  | INCLUDED
101 | 7000030925 | 330 | 765KV MANDATORY SPARE-GIS PORTION | 1000049763 | RUBBER GASKETS, Ã‚â‚¬Å’OÃ‚â‚¬Â RINGS AND SEALS FOR SF6 GAS FOR GISENCLOSURE OF EACH TYPE-765KV GIS | SET | 2 |  | INCLUDED
102 | 7000030925 | 340 | 765KV MANDATORY SPARE-GIS PORTION | 1000058362 | 765KV GIS-MOLECULAR FILTER FOR SF6 GAS WITH FILTER BAGS (5 % OF TOTALWEIGHT) | SET | 1 |  | INCLUDED
103 | 7000030925 | 350 | 765KV MANDATORY SPARE-GIS PORTION | 1000049751 | CONTROL VALVES FOR SF6 GAS OF EACH TYPE-765KV GIS | SET | 2 |  | INCLUDED
104 | 7000030925 | 360 | 765KV MANDATORY SPARE-GIS PORTION | 1000058363 | 765KV GIS-SF6 GAS (5 % OF TOTAL GAS QUANTITY) | LOT | 1 |  | INCLUDED
105 | 7000030925 | 370 | 765KV MANDATORY SPARE-GIS PORTION | 1000049784 | LOCKING DEVICE TO KEEP THE DIS-CONNECTORS (ISOLATORS)AND EARTHING/FAST EARTHING SWITCHES IN CLOSE OR OPEN POSITION IN CASEOF REMOVAL OF THE DRIVING MECHANISM-765KV GIS | SET | 2 |  | INCLUDED
106 | 7000030925 | 380 | 765KV MANDATORY SPARE-GIS PORTION | 1000049506 | UHF PD SENSORS OF EACH TYPE ALONG WITH BNC CONNECTOR FOR 765KV GIS | EA | 3 |  | INCLUDED
107 | 7000030925 | 390 | 765KV MANDATORY SPARE-GIS PORTION | 1000058366 | 765KV GIS-SUPPORT INSULATORS (GAS THROUGH) OF EACH TYPE (COMPLETE WITHMETAL RING ETC.) ALONG WITH ASSOCIATED CONTACTS AND SHIELDS | EA | 3 |  | INCLUDED
108 | 7000030925 | 400 | 765KV MANDATORY SPARE-GIS PORTION | 1000058361 | 765KV GIS-GAS BARRIERS OF EACH TYPE (COMPLETE WITH METAL RING ETC.)ALONG WITH ASSOCIATED CONTACTS AND SHIELDS | EA | 3 |  | INCLUDED
109 | 7000030925 | 410 | 765KV MANDATORY SPARE-GIS PORTION | 1000058365 | 765KV GIS- 3150A SF6 TO AIR BUSHING COMPLETE IN ALL RESPECT | EA | 1 |  | INCLUDED
110 | 7000030925 | 420 | 765KV MANDATORY SPARE-GIS PORTION | 1000049499 | LCC SPARES - AUX. RELAYS, CONTACTORS,PUSH BUTTONS, SWITCHES, LAMPS,ANNUNCIATION WINDOWS, MCB, FUSES,TIMERS, TERMINAL BLOCKS ETC. OF EACHTYPE & RATING-765kV GIS | SET | 1 |  | INCLUDED
111 | 7000030925 | 610 | 765KV MANDATORY SPARE-GIS PORTION | 1000058349 | 765KV GIS-ONE POLE OF 3150A CIRCUIT BREAKER WITHOUT PIR WITHINTERRUPTER, MAIN CIRCUIT, ENCLOSURE AND OPERATING MECHANISM COMPLETEIN ALL RESPECT | SET | 1 |  | INCLUDED
112 | 7000030925 | 620 | 765KV MANDATORY SPARE-GIS PORTION | 1000058348 | 765KV GIS-ONE POLE OF 3150A CIRCUIT BREAKER WITH PIR WITH INTERRUPTER,MAIN CIRCUIT, ENCLOSURE AND OPERATING MECHANISM COMPLETE IN ALLRESPECT | SET | 1 |  | INCLUDED
113 | 7000030925 | 430 | 765KV MANDATORY SPARE-GIS PORTION | 1000021872 | Trip coil assembly with resistor for765kV GIS Circuit Breaker (asapplicable) | SET | 3 |  | INCLUDED
114 | 7000030925 | 440 | 765KV MANDATORY SPARE-GIS PORTION | 1000009207 | Closing coil assembly with resistor for765 kV GIS Circuit Breaker (asapplicable) | SET | 3 |  | INCLUDED
115 | 7000030925 | 450 | 765KV MANDATORY SPARE-GIS PORTION | 1000058356 | RELAYS, POWER CONTACTORS, PUSH BUTTONS, TIMERS & MCBS ETC. (ASAPPLICABLE) OF EACH TYPE FOR 765KV GIS CIRCUIT BREAKER | SET | 1 |  | INCLUDED
116 | 7000030925 | 460 | 765KV MANDATORY SPARE-GIS PORTION | 1000007068 | Auxiliary switch assembly of each type for 765kV GIS Circuit Breaker | SET | 1 |  | INCLUDED
117 | 7000030925 | 470 | 765KV MANDATORY SPARE-GIS PORTION | 1000058355 | 765KV GIS CIRCUIT BREAKER-OPERATION COUNTER | EA | 1 |  | INCLUDED
118 | 7000030925 | 480 | 765KV MANDATORY SPARE-GIS PORTION | 1000058357 | 765KV GIS CIRCUIT BREAKER-COMPLETE SPRING OPERATING MECHANISMINCLUDING CHARGING MECHANISM ETC. (FOR SPRING OPERATED MECHANISM, IFAPPLICABLE) | SET | 1 |  | INCLUDED
119 | 7000030925 | 490 | 765KV MANDATORY SPARE-GIS PORTION | 1000058375 | 765kV GIS- Single phase of 3150Adisconnector switch including maincircuit, enclosure, driving mechanismand support insulator etc., complete inall respect (Note 1- The contractorshall supply spare for disconnectorswitch to ensure one to one replacementof all disconnector switch supplied asmain equipment without any requirementof modification in fittings at site tocover all different types ofdisconnector switch supplied. In case,quantity of supplied dis-connectorswitch types (for one to onereplacement) are more than the quantitymentioned in BPS for spare, thecontractor shall supply theseadditional types of disconnector switchwithout any additional priceimplication to POWERGRID and quantitiesof these additional type ofdisconnector switch are deem to beincluded in the quantities mentioned inBPS for spare disconnector. Note 2 - Incase, Dis-connector Switch (DS) & EarthSwitch (ES) is provided in a sameenclosure with common operatingmechanism, then the module comprisingof Dis-connector & Earth switch insingle enclosure with common operatingmechanism is to be provided under thehead of spare Dis-connector only. Note3- In case, Dis-connector Switch (DS)&Earth Switch (ES) is provided in asame enclosure with separate operatingmechanism, then the module comprisingof Dis-connector & Earth switch insingle enclosure with separateoperating mechanism is to be providedunder the head of spare Dis-connectoronly.) | EA | 2 |  | INCLUDED
120 | 7000030925 | 500 | 765KV MANDATORY SPARE-GIS PORTION | 1000058346 | 765KV GIS- SINGLE PHASE MAINTENANCE EARTHING SWITCH INCLUDING MAINCIRCUIT, ENCLOSURE, DRIVING MECHANISM AND SUPPORT INSULATOR ETC.,COMPLETE IN ALL RESPECT (NOTE 1 - IN CASE, DIS-CONNECTOR SWITCH (DS) &EARTH SWITCH (ES) IS PROVIDED IN A SAME ENCLOSURE WITH COMMONOPERATING MECHANISM, THEN THE MODULE COMPRISING OF DIS-CONNECTOR &EARTH SWITCH IN SINGLE ENCLOSURE WITH COMMON OPERATING MECHANISM IS TOBE PROVIDED UNDER THE HEAD OF SPARE DIS-CONNECTOR ONLY. NOTE 2 - INCASE, DIS-CONNECTOR SWITCH (DS) & EARTH SWITCH (ES) IS PROVIDED IN ASAME ENCLOSURE WITH SEPARATE OPERATING MECHANISM, THEN THE MODULECOMPRISING OF DIS-CONNECTOR & EARTH SWITCH IN SINGLE ENCLOSURE WITHSEPARATE OPERATING MECHANISM IS TO BE PROVIDED UNDER THE HEAD OF SPAREDIS-CONNECTOR ONLY.) | EA | 1 |  | INCLUDED
121 | 7000030925 | 630 | 765KV MANDATORY SPARE-GIS PORTION | 1000058342 | 765KV GIS - SINGLE PHASE FAST EARTHING SWITCH INCLUDING MAIN CIRCUIT,ENCLOSURE, DRIVING MECHANISM AND SUPPORT INSULATOR ETC., COMPLETE INALL RESPECT (NOTE 1 - IN CASE, DIS-CONNECTOR SWITCH (DS) & EARTHSWITCH (ES) IS PROVIDED IN A SAME ENCLOSURE WITH COMMON OPERATINGMECHANISM, THEN THE MODULE COMPRISING OF DIS-CONNECTOR & EARTH SWITCHIN SINGLE ENCLOSURE WITH COMMON OPERATING MECHANISM IS TO BE PROVIDEDUNDER THE HEAD OF SPARE DIS-CONNECTOR ONLY. NOTE 2 - IN CASE,DIS-CONNECTOR SWITCH (DS) & EARTH SWITCH (ES) IS PROVIDED IN A SAMEENCLOSURE WITH SEPARATE OPERATING MECHANISM, THEN THE MODULECOMPRISING OF DIS-CONNECTOR & EARTH SWITCH IN SINGLE ENCLOSURE WITHSEPARATE OPERATING MECHANISM IS TO BE PROVIDED UNDER THE HEAD OF SPAREDIS-CONNECTOR ONLY.) | EA | 1 |  | INCLUDED
122 | 7000030925 | 510 | 765KV MANDATORY SPARE-GIS PORTION | 1000058337 | OPEN/CLOSE CONTACTOR ASSEMBLY, TIMERS, KEY INTERLOCK, INTERLOCKINGCOILS, RELAYS, PUSH BUTTONS, INDICATING LAMPS, POWER CONTACTORS,RESISTORS, FUSES, MCBS & DRIVE CONTROL CARDS ETC. (AS APPLICABLE) ONEOF EACH TYPE FOR ONE COMPLETE MOM BOX FOR 765KV GIS DISCONNECTORSWITCH | SET | 1 |  | INCLUDED
123 | 7000030925 | 520 | 765KV MANDATORY SPARE-GIS PORTION | 1000058344 | OPEN/CLOSE CONTACTOR ASSEMBLY, TIMERS, KEY INTERLOCK, INTERLOCKINGCOILS, RELAYS, PUSH BUTTONS, INDICATING LAMPS, POWER CONTACTORS,RESISTORS, FUSES, MCBS & DRIVE CONTROL CARDS ETC. (AS APPLICABLE) ONEOF EACH TYPE FOR ONE COMPLETE MOM BOX FOR 765KV GIS MAINTENANCE EARTHSWITCH | SET | 1 |  | INCLUDED
124 | 7000030925 | 640 | 765KV MANDATORY SPARE-GIS PORTION | 1000058340 | OPEN/CLOSE CONTACTOR ASSEMBLY, TIMERS, KEY INTERLOCK, INTERLOCKINGCOILS, RELAYS, PUSH BUTTONS, INDICATING LAMPS, POWER CONTACTORS,RESISTORS, FUSES, MCBS & DRIVE CONTROL CARDS ETC. (AS APPLICABLE) ONEOF EACH TYPE FOR ONE COMPLETE MOM BOX FOR 765KV GIS FAST EARTHINGSWITCH | SET | 1 |  | INCLUDED
125 | 7000030925 | 530 | 765KV MANDATORY SPARE-GIS PORTION | 1000049779 | LIMIT SWITCHES AND AUX. SWITCHES FOR ONE COMPLETE MOM BOX FORDISCONNECTOR-765KV GIS | SET | 1 |  | INCLUDED
126 | 7000030925 | 540 | 765KV MANDATORY SPARE-GIS PORTION | 1000049781 | LIMIT SWITCHES AND AUX. SWITCHES FOR ONE COMPLETE MOM BOX FORMAINTENANCE EARTHING SWITCH-765KV GIS | SET | 1 |  | INCLUDED
127 | 7000030925 | 550 | 765KV MANDATORY SPARE-GIS PORTION | 1000049780 | LIMIT SWITCHES AND AUX. SWITCHES FOR ONE COMPLETE MOM BOX FOR FASTEARTHING SWITCH (IF APPLICABLE)-765KV GIS | SET | 1 |  | INCLUDED
128 | 7000030925 | 560 | 765KV MANDATORY SPARE-GIS PORTION | 1000058338 | DRIVE MECHANISM FOR 765KV GIS DISCONNECTOR SWITCH | SET | 1 |  | INCLUDED
129 | 7000030925 | 650 | 765KV MANDATORY SPARE-GIS PORTION | 1000058345 | DRIVE MECHANISM FOR 765KV GIS MAINTENANCE EARTH SWITCH | SET | 1 |  | INCLUDED
130 | 7000030925 | 660 | 765KV MANDATORY SPARE-GIS PORTION | 1000058341 | DRIVE MECHANISM FOR 765KV GIS FAST EARTHING SWITCH | SET | 1 |  | INCLUDED
131 | 7000030925 | 570 | 765KV MANDATORY SPARE-GIS PORTION | 1000058339 | MOTOR FOR DRIVE MECHANISM FOR 765KV GIS DISCONNECTOR SWITCH | EA | 1 |  | INCLUDED
132 | 7000030925 | 580 | 765KV MANDATORY SPARE-GIS PORTION | 1000058347 | MOTOR FOR DRIVE MECHANISM FOR 765KVGIS MAINTENANCE EARTH SWITCH | EA | 1 |  | INCLUDED
133 | 7000030925 | 670 | 765KV MANDATORY SPARE-GIS PORTION | 1000058343 | MOTOR FOR DRIVE MECHANISM FOR 765KV GIS FAST EARTHING SWITCH | EA | 1 |  | INCLUDED
134 | 7000030925 | 590 | 765KV MANDATORY SPARE-GIS PORTION | 1000058359 | 765KV GIS- SINGLE PHASE OF CURRENT TRANSFORMER (3 CORES, TYPE-CTA)WITH ASSOCIATED ENCLOSURE AND PRIMARY CONDUCTOR COMPLETE IN ALLRESPECT | EA | 1 |  | INCLUDED
135 | 7000030925 | 600 | 765KV MANDATORY SPARE-GIS PORTION | 1000058358 | 765KV GIS- SINGLE PHASE OF CURRENT TRANSFORMER (2 CORES, TYPE-CTB)WITH ASSOCIATED ENCLOSURE AND PRIMARY CONDUCTOR COMPLETE IN ALLRESPECT | EA | 1 |  | INCLUDED
136 | 7000030925 | 810 | Supply of non standard structure | 1000015954 | Fabrication, galvanising and supply of Lattice Structures (MS Steel),to be designed during detailed engineering, for towers, beams andequipment support structure including pack plates / packwashers andgusset plates excluding fasteners and foundation bolts | MT | 46 |  | INCLUDED
137 | 7000030925 | 820 | Supply of non standard structure | 1000015953 | Fabrication, galvanising and supply of Lattice Structures (HT Steel),to be designed during detailed engineering, for towers, beams andequipment support structure including pack plates / packwashers andgusset plates excluding fasteners and foundation bolts | MT | 3 |  | INCLUDED
138 | 7000030925 | 830 | Supply of non standard structure | 1000011713 | Fabrication, galvanising and supply of fasteners ( nuts, bolts andwashers ) including step bolts for lattice and pipe structures to bedesigned during detailed engineering | MT | 2 |  | INCLUDED
139 | 7000030925 | 840 | Supply of non standard structure | 1000012373 | Fabrication, galvanising and supply of foundation bolts including nuts,checknut and washers for lattice and pipe structures to be designedduring detailed engineering | MT | 4 |  | INCLUDED
[5 empty] | TOTAL |  |  |  | 0 | 0
Note: Bidders to note that the item description under various schedules are through unique material ID for respective items under SAP ERP System and therefore, identical item description appears in schedule-1(Ex-works) & schedule-2(F&I). However, the prices to be quoted in Price Schedule-2(F&I) shall be towards Local Transportation, In-transit Insurance, loading and unloading only in line with clause ITB 11.4(b).
| Date |  |  |  |  | Printed Name
| Place |  |  |  |  | Designation

## Sch-3
SPEC. NO.: CC/NT/W-GIS/DOM/A02/25/06430 | [14 empty] | Schedule - 3
765kV GIS Substation package SS-148 for (a) Extn. of 765kV Bhuj-II PS associated with Augmentation of transformation capacity at Bhuj-II PS (GIS) and (b) Extn. of 765kV Bhuj-II PS associated with Provision of ICT Augmentation and Bus Reactor at Bhuj-II PS
(SCHEDULE OF RATES AND PRICES )
BIDDER:
0 | [11 empty] | To:
Bidder’s Name and Address (Sole Bidder) : | [11 empty] | Contract Services
Name : | [11 empty] | Power Grid Corporation of India Ltd.,
Address : | [11 empty] | "Saudamini", Plot No.-2
Sector-29,
Gurgaon (Haryana) - 122001
Installation Charges :
SI. No. | PR No | PR Line Item No | Activity Header | PR Activity No | Activity Description | Service Code | SAC (Service Accounting Codes) | Whether SAC in column ‘8’ is confirmed. If not indicate applicable the SAC # | Rate of GST applicable (in %) | Whether rate of GST in column ‘10’ is confirmed. If not indicate applicable rate of GST # | Description | Unit | Quantity | Unit Erection Charges | Total Erection Charges |  | GST Before Discount | Discount | Total Price after discount | GST After Discount
1 | 2 | 3 | 4 | 5 | 6 | 7 | 8 | 9 | 10 | 11 | 12 | 13 | 14 | 15 | 16=14*15
1: A; 2: Augmentation at Bhuj-II PS 765kV ICT | [6 empty] | Rounded off UnitPrice | Total Corrected Price (excl. GST) | GST rate | GST Amount
1 | 7000030921 | 500 | 200 | 10 | Inst. GIS Portion-800 kV GIS Equipment | 100012837 | 998736 |  | 18 |  | Extension of 800kV, 4000A, 50kA, SF6 GIS Bus bar module as per Section-Project, Technical specification | SET | 2 |  | INCLUDED | 0 | 0 | 0 | 0 | 0 | 0 | 0 | 0 | 0.18 | 0
2 | 7000030921 | 500 | 200 | 20 | Inst. GIS Portion-800 kV GIS Equipment | 100040423 | 998736 |  | 18 |  | Extension of 800 kV, 3150A, 50kA, SF6 GIS Auxiliary bus module for spare Transformer as per Section-Project, Technical specification | SET | 1 |  | INCLUDED | 0 | 0 | 0 | 0 | 0 | 0 | 0 | 0 | 0.18 | 0
3 | 7000030921 | 500 | 200 | 30 | Inst. GIS Portion-800 kV GIS Equipment | 100001795 | 998736 |  | 18 |  | 800kV, 3150 A, 50 kA, SF6 GIS ICT feeder bay module as per Section-Project, Technical specification | SET | 1 |  | INCLUDED | 0 | 0 | 0 | 0 | 0 | 0 | 0 | 0 | 0.18 | 0
4 | 7000030921 | 500 | 200 | 40 | Inst. GIS Portion-800 kV GIS Equipment | 100001822 | 998736 |  | 18 |  | 800 kV, 3150A, 50kA, SF6 GIS Tie baymodule(with PIR) as perSection-Project, Technicalspecification | SET | 1 |  | INCLUDED | 0 | 0 | 0 | 0 | 0 | 0 | 0 | 0 | 0.18 | 0
5 | 7000030921 | 500 | 200 | 50 | Inst. GIS Portion-800 kV GIS Equipment | 100001798 | 998736 |  | 18 |  | 800kV, 3150A ,50kA, GIS Line feeder baymodule (with PIR) as perSection-Project, Technicalspecification | SET | 1 |  | INCLUDED | 0 | 0 | 0 | 0 | 0 | 0 | 0 | 0 | 0.18 | 0
6 | 7000030921 | 500 | 200 | 60 | Inst. GIS Portion-800 kV GIS Equipment | 100001801 | 998736 |  | 18 |  | 800kV, 3150A, 50kA, SF6 GIS SwitchableLine Reactor feeder bay module as perSection-Project, Technicalspecification | SET | 1 |  | INCLUDED | 0 | 0 | 0 | 0 | 0 | 0 | 0 | 0 | 0.18 | 0
7 | 7000030921 | 500 | 200 | 70 | Inst. GIS Portion-800 kV GIS Equipment | 100001819 | 998736 |  | 18 |  | 800 kV, 3150A, 50kA, SF6 GIS Auxiliarybus module for spare line Reactor asper Section-Project, Technicalspecification | SET | 1 |  | INCLUDED | 0 | 0 | 0 | 0 | 0 | 0 | 0 | 0 | 0.18 | 0
8 | 7000030921 | 500 | 200 | 80 | Inst. GIS Portion-800 kV GIS Equipment | 100002094 | 998736 |  | 18 |  | 800kV, 3000/3150 A, 50kA, Single phase, SF6 Gas Insulated Bus Duct (GIB) outside GIS Hall along with associated support structure. | M | 436 |  | INCLUDED | 0 | 0 | 0 | 0 | 0 | 0 | 0 | 0 | 0.18 | 0
9 | 7000030921 | 500 | 200 | 100 | Inst. GIS Portion-800 kV GIS Equipment | 100000136 | 998736 |  | 18 |  | Controlled Switching Device for 765 kV, 3-ph Circuit Breaker | EA | 3 |  | INCLUDED | 0 | 0 | 0 | 0 | 0 | 0 | 0 | 0 | 0.18 | 0
10 | 7000030921 | 500 | 200 | 110 | Inst. GIS Portion-800 kV GIS Equipment | 100003632 | 998736 |  | 18 |  | 800kV 4000 Amps, GIS Single phase bus duct | M | 245 |  | INCLUDED | 0 | 0 | 0 | 0 | 0 | 0 | 0 | 0 | 0.18 | 0
11 | 7000030921 | 500 | 200 | 120 | Inst. GIS Portion-800 kV GIS Equipment | 100057301 | 998736 |  | 18 |  | 800kV, 3-Phase GIS Extension Piece (Interface) module suitable for extending existing NHVS make GIS Main Bus Bar as per TechnicalSpecification | SET | 2 |  | INCLUDED | 0 | 0 | 0 | 0 | 0 | 0 | 0 | 0 | 0.18 | 0
12 | 7000030921 | 500 | 200 | 130 | Inst. GIS Portion-800 kV GIS Equipment | 100057313 | 998736 |  | 18 |  | 800kV, 1-Phase GIS Extension Piece (Interface) module suitable for extending existing NHVS make GIS Auxiliary Bus Bar for connectingwith spare ICT unit as per Technical Specification | SET | 1 |  | INCLUDED | 0 | 0 | 0 | 0 | 0 | 0 | 0 | 0 | 0.18 | 0
13 | 7000030921 | 500 | 200 | 90 | Inst. GIS Portion-800 kV GIS Equipment | 100033422 | 998736 |  | 18 |  | 765kV, 3150A, 50kAfor 1 Sec, Single Phase, SF6 to Air Bushing alongwith associated support structure | SET | 3 |  | INCLUDED | 0 | 0 | 0 | 0 | 0 | 0 | 0 | 0 | 0.18 | 0
14 | 7000030921 | 510 | 210 | 10 | Inst. EOT CRANE 765kV GIS HALL | 100000125 | 998736 |  | 18 |  | EOT Crane for GIS Building for 800kV GIS station | SET | 1 |  | INCLUDED | 0 | 0 | 0 | 0 | 0 | 0 | 0 | 0 | 0.18 | 0
15 | 7000030921 | 520 | 220 | 10 | Inst. 800 kV AIS Equipment | 100000183 | 998736 |  | 18 |  | 624kV Surge Arrester (1-Phase) | EA | 3 |  | INCLUDED | 0 | 0 | 0 | 0 | 0 | 0 | 0 | 0 | 0.18 | 0
16 | 7000030921 | 520 | 220 | 20 | Inst. 800 kV AIS Equipment | 100000194 | 998736 |  | 18 |  | Erection of 765 kV, 1-Phase, Bus Post Insulator (except wave Traps) | SET | 6 |  | INCLUDED | 0 | 0 | 0 | 0 | 0 | 0 | 0 | 0 | 0.18 | 0
17 | 7000030921 | 530 | 230 | 10 | Inst. 36 kV Equipment | 100000011 | 998736 |  | 18 |  | Current transformer (33kV) for transformer Netural along with support structure & terminal connector | SET | 1 |  | INCLUDED | 0 | 0 | 0 | 0 | 0 | 0 | 0 | 0 | 0.18 | 0
18 | 7000030921 | 540 | 240 | 10 | Inst. CONTROL & RELAY PANEL-765KV | 100016780 | 998736 |  | 18 |  | 765kV Circuit Breaker Relay Panel (with Automation) | EA | 4 |  | INCLUDED | 0 | 0 | 0 | 0 | 0 | 0 | 0 | 0 | 0.18 | 0
19 | 7000030921 | 540 | 240 | 20 | Inst. CONTROL & RELAY PANEL-765KV | 100000723 | 998736 |  | 18 |  | 765kV Transformer Protection Panel (For both HV & MV side)-(with Automation) | EA | 1 |  | INCLUDED | 0 | 0 | 0 | 0 | 0 | 0 | 0 | 0 | 0.18 | 0
20 | 7000030921 | 540 | 240 | 30 | Inst. CONTROL & RELAY PANEL-765KV | 100000727 | 998736 |  | 18 |  | Augmentation of existing 765kV bus bar protection scheme.(No. of bays as per specification)-(with Automation) | SET | 1 |  | INCLUDED | 0 | 0 | 0 | 0 | 0 | 0 | 0 | 0 | 0.18 | 0
21 | 7000030921 | 550 | 250 | 10 | Inst. SUBSTATION AUTOMATION SYSTEM | 100002068 | 998736 |  | 18 |  | Augmentation of Substation automation system for 765kV Main bay as per Technical Specification | EA | 2 |  | INCLUDED | 0 | 0 | 0 | 0 | 0 | 0 | 0 | 0 | 0.18 | 0
22 | 7000030921 | 550 | 250 | 20 | Inst. SUBSTATION AUTOMATION SYSTEM | 100002074 | 998736 |  | 18 |  | Augmentation of Substation automation System for 765kV Tie bay as per Technical Specification | EA | 1 |  | INCLUDED | 0 | 0 | 0 | 0 | 0 | 0 | 0 | 0 | 0.18 | 0
23 | 7000030921 | 550 | 250 | 30 | Inst. SUBSTATION AUTOMATION SYSTEM | 100002076 | 998736 |  | 18 |  | Augmentation of Substation automation System for 765kV Switchable Line Reactor Bay as per Technical Specification | EA | 1 |  | INCLUDED | 0 | 0 | 0 | 0 | 0 | 0 | 0 | 0 | 0.18 | 0
24 | 7000030921 | 560 | 260 | 10 | Inst. FIRE PROTECTION SYSTEM | 100001870 | 995461 |  | 18 |  | Fire Detection and Alarm System for 765kV GIS Hall | SET | 1 |  | INCLUDED | 0 | 0 | 0 | 0 | 0 | 0 | 0 | 0 | 0.18 | 0
25 | 7000030921 | 560 | 260 | 20 | Inst. FIRE PROTECTION SYSTEM | 100000981 | 998736 |  | 18 |  | HVW spray system, Hydrant system and complete U/G & O/G piping and accessories etc. out side the pump house for 500 MVA,(765/v3)/(400/v3)/(33) kV, 1 -phase Autotransformer | SET | 3 |  | INCLUDED | 0 | 0 | 0 | 0 | 0 | 0 | 0 | 0 | 0.18 | 0
26 | 7000030921 | 560 | 260 | 30 | Inst. FIRE PROTECTION SYSTEM | 100000975 | 995461 |  | 18 |  | 4.5 kg CO2 type Portable Fire extinguisher | EA | 5 |  | INCLUDED | 0 | 0 | 0 | 0 | 0 | 0 | 0 | 0 | 0.18 | 0
27 | 7000030921 | 560 | 260 | 40 | Inst. FIRE PROTECTION SYSTEM | 100000976 | 998736 |  | 18 |  | 6Kg dry chemical powered type Portable Fire extinguisher | EA | 5 |  | INCLUDED | 0 | 0 | 0 | 0 | 0 | 0 | 0 | 0 | 0.18 | 0
28 | 7000030921 | 560 | 260 | 50 | Inst. FIRE PROTECTION SYSTEM | 100001867 | 998736 |  | 18 |  | Hydrant system, complete U/G piping and accessories etc. outside the Pump House for Fire Protection of 765/400/220kV (Ext)Substation | SET | 1 |  | INCLUDED | 0 | 0 | 0 | 0 | 0 | 0 | 0 | 0 | 0.18 | 0
29 | 7000030921 | 560 | 260 | 60 | Inst. FIRE PROTECTION SYSTEM | 100008180 | 998736 |  | 18 |  | Fire Protection System for local relay room for 800kV GIS | SET | 1 |  | INCLUDED | 0 | 0 | 0 | 0 | 0 | 0 | 0 | 0 | 0.18 | 0
30 | 7000030921 | 570 | 270 | 20 | Inst. LT SWITCHGEAR | 100000898 | 998736 |  | 18 |  | 415V MLDB (Extn.) | SET | 1 |  | INCLUDED | 0 | 0 | 0 | 0 | 0 | 0 | 0 | 0 | 0.18 | 0
31 | 7000030921 | 570 | 270 | 30 | Inst. LT SWITCHGEAR | 100000900 | 998736 |  | 18 |  | 415V Emergency LDB (Extn.) | SET | 1 |  | INCLUDED | 0 | 0 | 0 | 0 | 0 | 0 | 0 | 0 | 0.18 | 0
32 | 7000030921 | 580 | 280 | 10 | Inst. POWER & CONTROL CABLE | 100002180 | 998736 |  | 18 |  | 1.1kV grade Power Cables (XLPEinsulated) along withlugs,glands,straight joints &accessories,etc. | LS | 1 |  | INCLUDED | 0 | 0 | 0 | 0 | 0 | 0 | 0 | 0 | 0.18 | 0
33 | 7000030921 | 580 | 280 | 20 | Inst. POWER & CONTROL CABLE | 100002181 | 998736 |  | 18 |  | 1.1kV grade Power Cables (PVCinsulated)along withlugs,glands,straight joints &accessories,etc. | LS | 1 |  | INCLUDED | 0 | 0 | 0 | 0 | 0 | 0 | 0 | 0 | 0.18 | 0
34 | 7000030921 | 580 | 280 | 30 | Inst. POWER & CONTROL CABLE | 100002182 | 998736 |  | 18 |  | 1.1kV grade Control Cables (PVCinsulated) along withlugs,glands,straight joints &accessories,etc. | LS | 1 |  | INCLUDED | 0 | 0 | 0 | 0 | 0 | 0 | 0 | 0 | 0.18 | 0
35 | 7000030921 | 590 | 290 | 10 | Inst. AIR CONDITIONING & VENTILATION SYS | 100002753 | 995463 |  | 18 |  | Airconditioning system-LCR-765kV GIS HALL | LS | 1 |  | INCLUDED | 0 | 0 | 0 | 0 | 0 | 0 | 0 | 0 | 0.18 | 0
36 | 7000030921 | 590 | 290 | 20 | Inst. AIR CONDITIONING & VENTILATION SYS | 100001873 | 995463 |  | 18 |  | Ventillation system for 765KV GIS Hall | SET | 1 |  | INCLUDED | 0 | 0 | 0 | 0 | 0 | 0 | 0 | 0 | 0.18 | 0
37 | 7000030921 | 600 | 300 | 10 | Inst. MAIN EARTHMAT | 100003103 | 998731 |  | 18 |  | 40 mm MS rod for Main Earthmat | KM | 2 |  | INCLUDED | 0 | 0 | 0 | 0 | 0 | 0 | 0 | 0 | 0.18 | 0
38 | 7000030921 | 610 | 310 | 10 | Inst. ERECTION HARDWARE | 100000005 | 998736 |  | 18 |  | Bus post insulators, spacers, equipment support structures, conductors, Al tube, clamp, connectors (including 765kV, 400kV, tertiaryand neutural bushing terminal connectors etc) for arrangement of netural formation for Transformer(s), DELTA formation for one bank(each bank comprises of 3 single phase units of Autotransformers) and making connection arrangement to connect spare unit in placeof any unit of the bank without physical shifting | LOT | 1 |  | INCLUDED | 0 | 0 | 0 | 0 | 0 | 0 | 0 | 0 | 0.18 | 0
39 | 7000030921 | 610 | 310 | 20 | Inst. ERECTION HARDWARE | 100002170 | 998731 |  | 18 |  | Erection Hardware for 765kV I type layout for GIS termination arrangement-Transformer bay as per technical specification | SET | 1 |  | INCLUDED | 0 | 0 | 0 | 0 | 0 | 0 | 0 | 0 | 0.18 | 0
40 | 7000030921 | 620 | 320 | 20 | Inst. LIGHTING SYSTEM | 100004937 | 998731 |  | 18 |  | Fire Wall Mounted LED Luminarie Type FL-2 (250W) | EA | 6 |  | INCLUDED | 0 | 0 | 0 | 0 | 0 | 0 | 0 | 0 | 0.18 | 0
41 | 7000030921 | 620 | 320 | 30 | Inst. LIGHTING SYSTEM | 100004926 | 998731 |  | 18 |  | Lighting Fixture LED Luminaires type FL2 as per tech. specifications | EA | 5 |  | INCLUDED | 0 | 0 | 0 | 0 | 0 | 0 | 0 | 0 | 0.18 | 0
42 | 7000030921 | 620 | 320 | 40 | Inst. LIGHTING SYSTEM | 100004852 | 998731 |  | 18 |  | Lighting Fixture LED Luminaires type FL-1 as per tech. specifications | EA | 5 |  | INCLUDED | 0 | 0 | 0 | 0 | 0 | 0 | 0 | 0 | 0.18 | 0
43 | 7000030921 | 620 | 320 | 50 | Inst. LIGHTING SYSTEM | 100001885 | 998739 |  | 18 |  | Outdoor Power Receptacle for oilfiltration unit (250A) | EA | 1 |  | INCLUDED | 0 | 0 | 0 | 0 | 0 | 0 | 0 | 0 | 0.18 | 0
44 | 7000030921 | 620 | 320 | 60 | Inst. LIGHTING SYSTEM | 100001021 | 995461 |  | 18 |  | Lighting Panel type ACP-2 as per technical specification | EA | 2 |  | INCLUDED | 0 | 0 | 0 | 0 | 0 | 0 | 0 | 0 | 0.18 | 0
45 | 7000030921 | 620 | 320 | 100 | Inst. LIGHTING SYSTEM | 100008185 | 998736 |  | 18 |  | Indoor Lightning for GIS Building (As per Technical specification) including AHU & Relay Rooms as applicable | SET | 1 |  | INCLUDED | 0 | 0 | 0 | 0 | 0 | 0 | 0 | 0 | 0.18 | 0
46 | 7000030921 | 690 | 330 | 10 | Inst. VISUAL MONITORING SYSTEM | 100000869 | 998736 |  | 18 |  | Visual monitoring system for watch & ward | SET | 1 |  | INCLUDED | 0 | 0 | 0 | 0 | 0 | 0 | 0 | 0 | 0.18 | 0
47 | 7000030921 | 740 | 370 | 10 | Erection of non standard structure | 100001210 | 995455 |  | 18 |  | Erection of Lattice Structures (MS Steel), to be designed during detailed engineering, for towers, beams and equipment supportstructure including pack plates / packwashers and gusset plates excluding fasteners and foundation bolts | MT | 23 |  | INCLUDED | 0 | 0 | 0 | 0 | 0 | 0 | 0 | 0 | 0.18 | 0
48 | 7000030921 | 740 | 370 | 20 | Erection of non standard structure | 100001209 | 995455 |  | 18 |  | Erection of Lattice Structures (HT Steel), to be designed during detailed engineering, for towers, beams and equipment supportstructure including pack plates / packwashers and gusset plates excluding fasteners and foundation bolts. | MT | 3 |  | INCLUDED | 0 | 0 | 0 | 0 | 0 | 0 | 0 | 0 | 0.18 | 0
49 | 7000030921 | 740 | 370 | 30 | Erection of non standard structure | 100001680 | 995455 |  | 18 |  | Erection of fasteners ( nuts, bolts and washers ) including step bolts for lattice and pipe structures to be designed duringdetailed engineering | MT | 2 |  | INCLUDED | 0 | 0 | 0 | 0 | 0 | 0 | 0 | 0 | 0.18 | 0
50 | 7000030921 | 740 | 370 | 40 | Erection of non standard structure | 100001681 | 995455 |  | 18 |  | Erection of foundation bolts including nuts, checknut and washers for lattice and pipe structures to be designed during detailedengineering | MT | 2 |  | INCLUDED | 0 | 0 | 0 | 0 | 0 | 0 | 0 | 0 | 0.18 | 0
51 | 7000030921 | 750 | 380 | 10 | civil works | 100004518 | 995433 |  | 18 |  | Excavation in all kind of soil including rock for all leads and lifts, backfilling, disposal of surplus earth within a lead up to2Km as per technical specification. The surplus earth shall be roughly graded . | M3 | 4516 |  | INCLUDED | 0 | 0 | 0 | 0 | 0 | 0 | 0 | 0 | 0.18 | 0
52 | 7000030921 | 750 | 380 | 20 | civil works | 100011662 | 995433 |  | 18 |  | Excavation in hard rock which require blasting (including chemical blasting and rock excavated using specialized tools) for allfoundation works including stacking, measuring, disposal etc.for all leads and lifts as per technical specification. | M3 | 3011 |  | INCLUDED | 0 | 0 | 0 | 0 | 0 | 0 | 0 | 0 | 0.18 | 0
53 | 7000030921 | 750 | 380 | 30 | civil works | 100001325 | 995454 |  | 18 |  | Providing and laying of Plain Cement Concrete (PCC) (1:4:8) | M3 | 327 |  | INCLUDED | 0 | 0 | 0 | 0 | 0 | 0 | 0 | 0 | 0.18 | 0
54 | 7000030921 | 750 | 380 | 40 | civil works | 100001326 | 995454 |  | 18 |  | Providing and laying of Plain Cement Concrete (PCC) (1:2:4) | M3 | 18 |  | INCLUDED | 0 | 0 | 0 | 0 | 0 | 0 | 0 | 0 | 0.18 | 0
55 | 7000030921 | 750 | 380 | 50 | civil works | 100048595 | 995423 |  | 18 |  | Providing & laying non-woven Geo-synthetics fabric of minimum 200 GSM in separration layer between sub garde and stone spreading inswitchyard as per Technical Specification and direction of Engineer-in-Charge. | M2 | 5000 |  | INCLUDED | 0 | 0 | 0 | 0 | 0 | 0 | 0 | 0 | 0.18 | 0
56 | 7000030921 | 750 | 380 | 60 | civil works | 100016607 | 995451 |  | 18 |  | Providing and laying of Reinforced Cement Concrete M30 including pre cast, shuttering, Grouting of pockets & underpinning butexcluding steel reinforcement | M3 | 3516 |  | INCLUDED | 0 | 0 | 0 | 0 | 0 | 0 | 0 | 0 | 0.18 | 0
57 | 7000030921 | 750 | 380 | 70 | civil works | 100016681 | 995454 |  | 18 |  | Reinforcement steel meeting corrosion resistance properties as per IS:1786 and manufacturer specificationâ€‹ | MT | 240 |  | INCLUDED | 0 | 0 | 0 | 0 | 0 | 0 | 0 | 0 | 0.18 | 0
58 | 7000030921 | 750 | 380 | 80 | civil works | 100001331 | 995455 |  | 18 |  | Misc. Structural steel including rails, embedments, edge protection angles, gratings etc. but excluding the reinforcement steel andsteel for lattice and pipe structures. | MT | 73 |  | INCLUDED | 0 | 0 | 0 | 0 | 0 | 0 | 0 | 0 | 0.18 | 0
59 | 7000030921 | 750 | 380 | 90 | civil works | 100001330 | 995428 |  | 18 |  | Stone filling (40 mm size) for transformer/Reactor foundation | M3 | 62 |  | INCLUDED | 0 | 0 | 0 | 0 | 0 | 0 | 0 | 0 | 0.18 | 0
60 | 7000030921 | 750 | 380 | 100 | civil works | 100001714 | 995428 |  | 18 |  | Stone spreading in switchyard excluding PCC | M2 | 4500 |  | INCLUDED | 0 | 0 | 0 | 0 | 0 | 0 | 0 | 0 | 0.18 | 0
61 | 7000030921 | 750 | 380 | 110 | civil works | 100001713 | 995424 |  | 18 |  | Antiweed treatment | M2 | 5000 |  | INCLUDED | 0 | 0 | 0 | 0 | 0 | 0 | 0 | 0 | 0.18 | 0
62 | 7000030921 | 750 | 380 | 120 | civil works | 100001712 | 995428 |  | 18 |  | Removing,cleaning and washing of existing stones and respreading of stones in switchyard excluding PCC | M2 | 500 |  | INCLUDED | 0 | 0 | 0 | 0 | 0 | 0 | 0 | 0 | 0.18 | 0
63 | 7000030921 | 750 | 380 | 130 | civil works | 100054773 | 995454 |  | 18 |  | External finishing/ painting of fire wall with cement wash | M2 | 720 |  | INCLUDED | 0 | 0 | 0 | 0 | 0 | 0 | 0 | 0 | 0.18 | 0
64 | 7000030921 | 750 | 380 | 140 | civil works | 100002911 | 995432 |  | 18 |  | Earthwork in excavation & filling in all types of soil and soft/disintegrated rock in open areas/nallas/channels, to the requiredslopes, shapes, levels, elevations and profile, including trimming of bottom and slopes of excavation, bailing out rain(dewatering), pumping, removal of slush, preparing embankments/marginal banks, loosening, dressing, spreading material in layers notexceeding 200mm, as per direction of Engineer-in-Charge, water flooding, compacting to achieve 95% consolidation at optimum moisturecontent, finishing etc. all complete, for all leads and lifts within leveling boundary, including disposal of surplus earth andstacking of unsuitable material within a lead of 2.0 Km beyond substation boundary, with all labour, material, tools, tackles andequipment, safeguards and incidentals, Royalty,taxes etc. as necessary, as per drawings, specification and directions of theEngineer-in-Charge. Clearing of jungle is included in this item. (Only excavation/cutting will be measured for payment purpose.) | M3 | 18750 |  | INCLUDED | 0 | 0 | 0 | 0 | 0 | 0 | 0 | 0 | 0.18 | 0
65 | 7000030921 | 750 | 380 | 150 | civil works | 100004467 | 995432 |  | 18 |  | Earthwork in Excavation in hard rock including stacking of serviceable material within substation boundary and disposal ofunserviceable material for leads up to 2000 meters beyond the levelling boundary as per TS | M3 | 9375 |  | INCLUDED | 0 | 0 | 0 | 0 | 0 | 0 | 0 | 0 | 0.18 | 0
66 | 7000030921 | 750 | 380 | 160 | civil works | 100002583 | 995432 |  | 18 |  | Supply of earth (excluding rock & boulders) at site including royalty, carriage and filling in specified areas in layers notexceeding 200mm in depth, compacting under optimum moisture condition to achieve 95% of Proctor density, finishing etc. allcomplete, for all leads & lifts, with all labour, material, tools, tackles, equipments, safeguards & incidentals as necessary as perdrawings, specification and direction of the Engineer- in- Charge. | M3 | 100 |  | INCLUDED | 0 | 0 | 0 | 0 | 0 | 0 | 0 | 0 | 0.18 | 0
67 | 7000030921 | 750 | 380 | 170 | civil works | 100001478 | 995454 |  | 18 |  | Cable Trench including all types of crossings, all metallic works and sump pit including concrte and reinforcement steel Section 2-2 | M | 100 |  | INCLUDED | 0 | 0 | 0 | 0 | 0 | 0 | 0 | 0 | 0.18 | 0
68 | 7000030921 | 750 | 380 | 180 | civil works | 100001479 | 995454 |  | 18 |  | Cable Trench including all types of crossings, all metallic works and sump pit including concrte and reinforcement steel Section 3-3 | M | 60 |  | INCLUDED | 0 | 0 | 0 | 0 | 0 | 0 | 0 | 0 | 0.18 | 0
69 | 7000030921 | 750 | 380 | 190 | civil works | 100001480 | 995454 |  | 18 |  | Cable Trench including all types of crossings, all metallic works and sump pit including concrte and reinforcement steel Section 4-4 | M | 30 |  | INCLUDED | 0 | 0 | 0 | 0 | 0 | 0 | 0 | 0 | 0.18 | 0
70 | 7000030921 | 750 | 380 | 200 | civil works | 100007701 | 995462 |  | 18 |  | Supplying and erecting dewatering pumps- 2 HP | EA | 1 |  | INCLUDED | 0 | 0 | 0 | 0 | 0 | 0 | 0 | 0 | 0.18 | 0
71 | 7000030921 | 750 | 380 | 210 | civil works | 100001409 | 995462 |  | 18 |  | Supplying and erecting dewatering pumps-5 HP | EA | 1 |  | INCLUDED | 0 | 0 | 0 | 0 | 0 | 0 | 0 | 0 | 0.18 | 0
72 | 7000030921 | 750 | 380 | 220 | civil works | 100008110 | 995421 |  | 18 |  | 3.75m wide Bitumen road with earthen shoulder including 100 mm dia RCC Hume Pipe @ 100 metre interval as per drawing and TS (as perDSR item no 16.35 and 16.30.1) and including 225 mm thick WBM in three equal layers of 75 mm each as per CPWD specification. | M2 | 750 |  | INCLUDED | 0 | 0 | 0 | 0 | 0 | 0 | 0 | 0 | 0.18 | 0
73 | 7000030921 | 750 | 380 | 230 | civil works | 100001457 | 995421 |  | 18 |  | Construction of rail cum road as per drawing including all item such as excavation,compactions, rolling watering, WBM etc. butexcluding concrete reinforcement and structural steel-Section having four rails for auto transformer. | M2 | 295 |  | INCLUDED | 0 | 0 | 0 | 0 | 0 | 0 | 0 | 0 | 0.18 | 0
74 | 7000030921 | 750 | 380 | 240 | civil works | 100015791 | 995454 |  | 18 |  | All civil works for Drains construction of Section A-A including crossings if any as per technical specification and tender drawingscomplete in all respect with all labour and materials. | M | 200 |  | INCLUDED | 0 | 0 | 0 | 0 | 0 | 0 | 0 | 0 | 0.18 | 0
75 | 7000030921 | 750 | 380 | 250 | civil works | 100015792 | 995454 |  | 18 |  | All civil works for Drains construction of Section B-B including crossings if any as per technical specification and tender drawingscomplete in all respect with all labour and materials. | M | 140 |  | INCLUDED | 0 | 0 | 0 | 0 | 0 | 0 | 0 | 0 | 0.18 | 0
76 | 7000030921 | 750 | 380 | 260 | civil works | 100015793 | 995454 |  | 18 |  | All civil works for Drains construction of Section C-C including crossings if any as per technical specification and tender drawingscomplete in all respect with all labour and materials. | M | 60 |  | INCLUDED | 0 | 0 | 0 | 0 | 0 | 0 | 0 | 0 | 0.18 | 0
77 | 7000030921 | 750 | 380 | 270 | civil works | 100015794 | 995454 |  | 18 |  | All civil works for Drains construction of Section D-D including crossings if any as per technical specification and tender drawingscomplete in all respect with all labour and materials. | M | 30 |  | INCLUDED | 0 | 0 | 0 | 0 | 0 | 0 | 0 | 0 | 0.18 | 0
78 | 7000030921 | 750 | 380 | 280 | civil works | 100001742 | 995414 |  | 18 |  | PEB - 765 kV GIS - Civil Works All civil works as per drawing and specifications complete, including - brickwork, finishing(external and internal), windows etc. However, excavation, PCC, RCC and reinforcement shall be paid separately as per BPS. | M2 | 1216 |  | INCLUDED | 0 | 0 | 0 | 0 | 0 | 0 | 0 | 0 | 0.18 | 0
79 | 7000030921 | 750 | 380 | 290 | civil works | 100004432 | 995416 |  | 18 |  | 765 kV PEB Panel Room for GIS Hall - Civil Works All civil works complete as per TS, including - brickwork, finishing (externaland internal), windows etc. However, excavation, concrete (all types) and reinforcement steel shall be measured and paid separatelyas per respective item of BPS. | M2 | 84 |  | INCLUDED | 0 | 0 | 0 | 0 | 0 | 0 | 0 | 0 | 0.18 | 0
80 | 7000030921 | 750 | 380 | 300 | civil works | 100004428 | 995416 |  | 18 |  | 765 kV PEB AHU Room for GIS Hall - Civil Works All civil works complete as per TS, including - brickwork, finishing (external andinternal), windows etc. However, excavation, concrete (all types) and reinforcement steel shall be measured and paid separately asper respective item of BPS. | M2 | 56 |  | INCLUDED | 0 | 0 | 0 | 0 | 0 | 0 | 0 | 0 | 0.18 | 0
81 | 7000030921 | 750 | 380 | 310 | civil works | 130000761 | 995428 |  | 18 |  | 14.4.2 Providing, laying and fixing following dia RCC pipe NP2 class (light duty) in ground complete with RCC collars, jointingwith cement mortar 1:2 (1 cement : 2 fine sand) including trenching (75 cm deep) and refilling etc as required. : 150 mm dia | M | 50 |  | INCLUDED | 0 | 0 | 0 | 0 | 0 | 0 | 0 | 0 | 0.18 | 0
82 | 7000030921 | 750 | 380 | 320 | civil works | 130000762 | 995428 |  | 18 |  | 14.4.3 Providing, laying and fixing following dia RCC pipe NP2 class (light duty) in ground complete with RCC collars, jointingwith cement mortar 1:2 (1 cement : 2 fine sand) including trenching (75 cm deep) and refilling etc as required. : 250 mm dia | M | 50 |  | INCLUDED | 0 | 0 | 0 | 0 | 0 | 0 | 0 | 0 | 0.18 | 0
83 | 7000030921 | 750 | 380 | 330 | civil works | 100001721 | 995428 |  | 18 |  | Supplying, filling and compacting stone boulders mixed with sand under foundations, roads, cable trenches, drains etc in layers notexceeding 250mm thickness including ramming, watering compacting | M3 | 50 |  | INCLUDED | 0 | 0 | 0 | 0 | 0 | 0 | 0 | 0 | 0.18 | 0
84 | 7000030921 | 750 | 380 | 340 | civil works | 100003295 | 995429 |  | 18 |  | Dismantling of RCC in foundation including disposal of debris and reinforcement bars of dismantled RCC works within substationboundaries as per direction of enginner incahrge | M3 | 10 |  | INCLUDED | 0 | 0 | 0 | 0 | 0 | 0 | 0 | 0 | 0.18 | 0
85 | 7000030921 | 750 | 380 | 350 | civil works | 100001442 | 995456 |  | 18 |  | Dismantling of existing brick drain (300mm widex500mm deep) | M | 20 |  | INCLUDED | 0 | 0 | 0 | 0 | 0 | 0 | 0 | 0 | 0.18 | 0
86 | 7000030921 | 750 | 380 | 360 | civil works | 100004463 | 995456 |  | 18 |  | Random Rubble masonry for Retaining wall with locally available stone in cement sand mortar 1:6 (1 Cement: 6 coarse sand) includinglevelling up with cement concrete 1:6:12 (1 cement : 6 coarse sand : 12 graded stone aggregate 20 mm nominal size), Raised and Cutpointing on exposed surface, weep holes/PVC pipe sleeves of 100 mm dia (medium class) @ 1 metre C/C staggered . The top of theretaining wall to be provided with cement concrete 1:2:4. However items of excavation, concrete (1:2:4) shall be payable underrespective items of BPS | M3 | 100 |  | INCLUDED | 0 | 0 | 0 | 0 | 0 | 0 | 0 | 0 | 0.18 | 0
87 | 7000030921 | 750 | 380 | 370 | civil works | 100039291 | 998335 |  | 18 |  | Preparation of design and all types of drawings for LM. | EA | 1 |  | INCLUDED | 0 | 0 | 0 | 0 | 0 | 0 | 0 | 0 | 0.18 | 0
88 | 7000030921 | 820 | 400 | 10 | PMUs for 765kV Bhuj-II PS | 170000502 | 998713 |  | 18 |  | Service:- Phasor Measurement Unit (PMU) | EA | 2 |  | INCLUDED | 0 | 0 | 0 | 0 | 0 | 0 | 0 | 0 | 0.18 | 0
89 | 7000030921 | 820 | 400 | 20 | PMUs for 765kV Bhuj-II PS | 170000530 | 998734 |  | 18 |  | WAMS TIME SYSTEM(GPS RECEIVER) | EA | 2 |  | INCLUDED | 0 | 0 | 0 | 0 | 0 | 0 | 0 | 0 | 0.18 | 0
90 | 7000030921 | 820 | 400 | 30 | PMUs for 765kV Bhuj-II PS | 170004701 | 998734 |  | 18 |  | SUBSTATION GRADE Layer 2 LAN SWITCH | EA | 2 |  | INCLUDED | 0 | 0 | 0 | 0 | 0 | 0 | 0 | 0 | 0.18 | 0
91 | 7000030921 | 820 | 400 | 40 | PMUs for 765kV Bhuj-II PS | 170004700 | 998734 |  | 18 |  | SUBSTATION GRADE Layer 3 LAN SWITCH | EA | 1 |  | INCLUDED | 0 | 0 | 0 | 0 | 0 | 0 | 0 | 0 | 0.18 | 0
92 | 7000030921 | 820 | 400 | 50 | PMUs for 765kV Bhuj-II PS | 170000504 | 998713 |  | 18 |  | Services:- Armored Fibre Optic Cable and associated termination equipment | LOT | 1 |  | INCLUDED | 0 | 0 | 0 | 0 | 0 | 0 | 0 | 0 | 0.18 | 0
93 | 7000030921 | 820 | 400 | 60 | PMUs for 765kV Bhuj-II PS | 170003449 | 998316 |  | 18 |  | SUPPLY, INSTALLATION, TESTING AND COMMISSIONING OF LIU-FO PATCH PANEL-12 PORT | EA | 3 |  | INCLUDED | 0 | 0 | 0 | 0 | 0 | 0 | 0 | 0 | 0.18 | 0
94 | 7000030921 | 820 | 400 | 70 | PMUs for 765kV Bhuj-II PS | 170000501 | 998734 |  | 18 |  | Integration of PMU with the PDC (Phasor Data Concentrator) of RLDCs and respective SLDCs as required. | LOT | 1 |  | INCLUDED | 0 | 0 | 0 | 0 | 0 | 0 | 0 | 0 | 0.18 | 0
B | Extn. of 765kV Bhuj-II GIS S/S
95 | 7000030925 | 680 | 130 | 10 | Inst. GIS Portion-800 kV GIS Equipment | 100002094 | 998736 |  | 18 |  | 800kV, 3000/3150 A, 50kA, Single phase, SF6 Gas Insulated Bus Duct (GIB) outside GIS Hall along with associated support structure. | M | 537 |  | INCLUDED | 0 | 0 | 0 | 0 | 0 | 0 | 0 | 0 | 0.18 | 0
96 | 7000030925 | 680 | 130 | 40 | Inst. GIS Portion-800 kV GIS Equipment | 100001795 | 998736 |  | 18 |  | 800kV, 3150 A, 50 kA, SF6 GIS ICT feeder bay module as per Section-Project, Technical specification | SET | 1 |  | INCLUDED | 0 | 0 | 0 | 0 | 0 | 0 | 0 | 0 | 0.18 | 0
97 | 7000030925 | 680 | 130 | 50 | Inst. GIS Portion-800 kV GIS Equipment | 100002090 | 998736 |  | 18 |  | 800 kV, 3150A, 50kA, SF6 GIS Tie baymodule(without PIR) as perSection-Project, Technicalspecification | SET | 1 |  | INCLUDED | 0 | 0 | 0 | 0 | 0 | 0 | 0 | 0 | 0.18 | 0
98 | 7000030925 | 680 | 130 | 60 | Inst. GIS Portion-800 kV GIS Equipment | 100001810 | 998736 |  | 18 |  | 800kV, 3150A, 50kA, SF6 GIS Bus Reactorfeeder bay module as perSection-Project, Technicalspecification | SET | 1 |  | INCLUDED | 0 | 0 | 0 | 0 | 0 | 0 | 0 | 0 | 0.18 | 0
99 | 7000030925 | 680 | 130 | 70 | Inst. GIS Portion-800 kV GIS Equipment | 100000136 | 998736 |  | 18 |  | Controlled Switching Device for 765 kV, 3-ph Circuit Breaker | EA | 3 |  | INCLUDED | 0 | 0 | 0 | 0 | 0 | 0 | 0 | 0 | 0.18 | 0
100 | 7000030925 | 680 | 130 | 90 | Inst. GIS Portion-800 kV GIS Equipment | 100023078 | 998736 |  | 18 |  | 800 KV, 3150A, 50KA, SF6 GIS AUXILIARY BUS MODULE EXTN FOR SPARE REACTOR ASPER SECTION-PROJECT, TECHNICAL SPECIFICATION | SET | 1 |  | INCLUDED | 0 | 0 | 0 | 0 | 0 | 0 | 0 | 0 | 0.18 | 0
101 | 7000030925 | 680 | 130 | 100 | Inst. GIS Portion-800 kV GIS Equipment | 100057314 | 998736 |  | 18 |  | 800kV, 1-Phase GIS Extension Piece (Interface) module suitable for extending existing NHVS make GIS Auxiliary Bus Bar forconnecting with spare Reactor unit as per Technical Specification | SET | 1 |  | INCLUDED | 0 | 0 | 0 | 0 | 0 | 0 | 0 | 0 | 0.18 | 0
102 | 7000030925 | 680 | 130 | 80 | Inst. GIS Portion-800 kV GIS Equipment | 100033422 | 998736 |  | 18 |  | 765kV, 3150A, 50kAfor 1 Sec, Single Phase, SF6 to Air Bushing alongwith associated support structure | SET | 6 |  | INCLUDED | 0 | 0 | 0 | 0 | 0 | 0 | 0 | 0 | 0.18 | 0
103 | 7000030925 | 690 | 140 | 10 | Inst. 800 kV AIS Equipment | 100000183 | 998736 |  | 18 |  | 624kV Surge Arrester (1-Phase) | EA | 6 |  | INCLUDED | 0 | 0 | 0 | 0 | 0 | 0 | 0 | 0 | 0.18 | 0
104 | 7000030925 | 690 | 140 | 20 | Inst. 800 kV AIS Equipment | 100000194 | 998736 |  | 18 |  | Erection of 765 kV, 1-Phase, Bus Post Insulator (except wave Traps) | SET | 12 |  | INCLUDED | 0 | 0 | 0 | 0 | 0 | 0 | 0 | 0 | 0.18 | 0
105 | 7000030925 | 700 | 150 | 10 | Inst. 36 kV Equipment | 100000011 | 998736 |  | 18 |  | Current transformer (33kV) for transformer Netural along with support structure & terminal connector | SET | 1 |  | INCLUDED | 0 | 0 | 0 | 0 | 0 | 0 | 0 | 0 | 0.18 | 0
106 | 7000030925 | 710 | 160 | 10 | Inst. CONTROL & RELAY PANEL | 100016780 | 998736 |  | 18 |  | 765kV Circuit Breaker Relay Panel (with Automation) | EA | 3 |  | INCLUDED | 0 | 0 | 0 | 0 | 0 | 0 | 0 | 0 | 0.18 | 0
107 | 7000030925 | 710 | 160 | 20 | Inst. CONTROL & RELAY PANEL | 100000723 | 998736 |  | 18 |  | 765kV Transformer Protection Panel (For both HV & MV side)-(with Automation) | EA | 1 |  | INCLUDED | 0 | 0 | 0 | 0 | 0 | 0 | 0 | 0 | 0.18 | 0
108 | 7000030925 | 710 | 160 | 30 | Inst. CONTROL & RELAY PANEL | 100000727 | 998736 |  | 18 |  | Augmentation of existing 765kV bus bar protection scheme.(No. of bays as per specification)-(with Automation) | SET | 1 |  | INCLUDED | 0 | 0 | 0 | 0 | 0 | 0 | 0 | 0 | 0.18 | 0
109 | 7000030925 | 710 | 160 | 40 | Inst. CONTROL & RELAY PANEL | 100000724 | 998736 |  | 18 |  | 765kV Reactor Protection Panel (with Automation) | EA | 1 |  | INCLUDED | 0 | 0 | 0 | 0 | 0 | 0 | 0 | 0 | 0.18 | 0
110 | 7000030925 | 720 | 170 | 10 | Inst. SUBSTATION AUTOMATION SYSTEM | 100002068 | 998736 |  | 18 |  | Augmentation of Substation automation system for 765kV Main bay as per Technical Specification | EA | 2 |  | INCLUDED | 0 | 0 | 0 | 0 | 0 | 0 | 0 | 0 | 0.18 | 0
111 | 7000030925 | 720 | 170 | 20 | Inst. SUBSTATION AUTOMATION SYSTEM | 100002074 | 998736 |  | 18 |  | Augmentation of Substation automation System for 765kV Tie bay as per Technical Specification | EA | 1 |  | INCLUDED | 0 | 0 | 0 | 0 | 0 | 0 | 0 | 0 | 0.18 | 0
112 | 7000030925 | 730 | 180 | 60 | Inst. FIRE PROTECTION SYSTEM | 100016786 | 998736 |  | 18 |  | HVW spray system, Hydrant system and complete U/G & O/G piping and accessories etc. out side the pump house for 765/âˆš3 kV SinglePhase Reactor | SET | 3 |  | INCLUDED | 0 | 0 | 0 | 0 | 0 | 0 | 0 | 0 | 0.18 | 0
113 | 7000030925 | 730 | 180 | 70 | Inst. FIRE PROTECTION SYSTEM | 100000981 | 998736 |  | 18 |  | HVW spray system, Hydrant system and complete U/G & O/G piping and accessories etc. out side the pump house for 500 MVA,(765/v3)/(400/v3)/(33) kV, 1 -phase Autotransformer | SET | 3 |  | INCLUDED | 0 | 0 | 0 | 0 | 0 | 0 | 0 | 0 | 0.18 | 0
114 | 7000030925 | 740 | 190 | 10 | Inst. POWER & CONTROL CABLE | 100002180 | 998736 |  | 18 |  | 1.1kV grade Power Cables (XLPEinsulated) along withlugs,glands,straight joints &accessories,etc. | LS | 1 |  | INCLUDED | 0 | 0 | 0 | 0 | 0 | 0 | 0 | 0 | 0.18 | 0
115 | 7000030925 | 740 | 190 | 20 | Inst. POWER & CONTROL CABLE | 100002181 | 998736 |  | 18 |  | 1.1kV grade Power Cables (PVCinsulated)along withlugs,glands,straight joints &accessories,etc. | LS | 1 |  | INCLUDED | 0 | 0 | 0 | 0 | 0 | 0 | 0 | 0 | 0.18 | 0
116 | 7000030925 | 740 | 190 | 30 | Inst. POWER & CONTROL CABLE | 100002182 | 998736 |  | 18 |  | 1.1kV grade Control Cables (PVCinsulated) along withlugs,glands,straight joints &accessories,etc. | LS | 1 |  | INCLUDED | 0 | 0 | 0 | 0 | 0 | 0 | 0 | 0 | 0.18 | 0
117 | 7000030925 | 750 | 200 | 10 | Inst. MAIN EARTHMAT | 100003103 | 998731 |  | 18 |  | 40 mm MS rod for Main Earthmat | KM | 1.25 |  | INCLUDED | 0 | 0 | 0 | 0 | 0 | 0 | 0 | 0 | 0.18 | 0
118 | 7000030925 | 760 | 210 | 10 | Inst. ERECTION HARDWARE | 100002171 | 998731 |  | 18 |  | Erection Hardware for 765kV I type layout for GIS termination arrangement-Bus Reactor bay as per technical specification | SET | 1 |  | INCLUDED | 0 | 0 | 0 | 0 | 0 | 0 | 0 | 0 | 0.18 | 0
119 | 7000030925 | 760 | 210 | 20 | Inst. ERECTION HARDWARE | 100001955 | 998736 |  | 18 |  | Bus post insulators, spacers, equipmentsupport structures, conductor(s), Altube, clamp, connectors including 765KV and neutral bushings terminalconnectors etc for Neutral formationfor one bank (comprise of three singlephase units of Reactors) and connectionto neutral grounding reactor (asapplicable) and making connectionarrangement to connect spare unit inplace of any unit of the bank withoutphysical shifting. | LOT | 1 |  | INCLUDED | 0 | 0 | 0 | 0 | 0 | 0 | 0 | 0 | 0.18 | 0
120 | 7000030925 | 760 | 210 | 30 | Inst. ERECTION HARDWARE | 100002170 | 998731 |  | 18 |  | Erection Hardware for 765kV I type layout for GIS termination arrangement-Transformer bay as per technical specification | SET | 1 |  | INCLUDED | 0 | 0 | 0 | 0 | 0 | 0 | 0 | 0 | 0.18 | 0
121 | 7000030925 | 760 | 210 | 40 | Inst. ERECTION HARDWARE | 100000005 | 998736 |  | 18 |  | Bus post insulators, spacers, equipment support structures, conductors, Al tube, clamp, connectors (including 765kV, 400kV, tertiaryand neutural bushing terminal connectors etc) for arrangement of netural formation for Transformer(s), DELTA formation for one bank(each bank comprises of 3 single phase units of Autotransformers) and making connection arrangement to connect spare unit in placeof any unit of the bank without physical shifting | LOT | 1 |  | INCLUDED | 0 | 0 | 0 | 0 | 0 | 0 | 0 | 0 | 0.18 | 0
122 | 7000030925 | 770 | 220 | 10 | Inst. LIGHTING SYSTEM | 100001021 | 995461 |  | 18 |  | Lighting Panel type ACP-2 as per technical specification | EA | 2 |  | INCLUDED | 0 | 0 | 0 | 0 | 0 | 0 | 0 | 0 | 0.18 | 0
123 | 7000030925 | 770 | 220 | 30 | Inst. LIGHTING SYSTEM | 100004937 | 998731 |  | 18 |  | Fire Wall Mounted LED Luminarie Type FL-2 (250W) | EA | 10 |  | INCLUDED | 0 | 0 | 0 | 0 | 0 | 0 | 0 | 0 | 0.18 | 0
124 | 7000030925 | 770 | 220 | 40 | Inst. LIGHTING SYSTEM | 100004852 | 998731 |  | 18 |  | Lighting Fixture LED Luminaires type FL-1 as per tech. specifications | EA | 10 |  | INCLUDED | 0 | 0 | 0 | 0 | 0 | 0 | 0 | 0 | 0.18 | 0
125 | 7000030925 | 770 | 220 | 50 | Inst. LIGHTING SYSTEM | 100001885 | 998739 |  | 18 |  | Outdoor Power Receptacle for oilfiltration unit (250A) | EA | 1 |  | INCLUDED | 0 | 0 | 0 | 0 | 0 | 0 | 0 | 0 | 0.18 | 0
126 | 7000030925 | 770 | 220 | 60 | Inst. LIGHTING SYSTEM | 100004926 | 998731 |  | 18 |  | Lighting Fixture LED Luminaires type FL2 as per tech. specifications | EA | 10 |  | INCLUDED | 0 | 0 | 0 | 0 | 0 | 0 | 0 | 0 | 0.18 | 0
127 | 7000030925 | 770 | 220 | 90 | Inst. LIGHTING SYSTEM | 100004941 | 998731 |  | 18 |  | RP Type Receptacle of 63A as per technical specification | EA | 2 |  | INCLUDED | 0 | 0 | 0 | 0 | 0 | 0 | 0 | 0 | 0.18 | 0
128 | 7000030925 | 850 | 250 | 10 | Erection of non standard structure | 100001210 | 995455 |  | 18 |  | Erection of Lattice Structures (MS Steel), to be designed during detailed engineering, for towers, beams and equipment supportstructure including pack plates / packwashers and gusset plates excluding fasteners and foundation bolts | MT | 46 |  | INCLUDED | 0 | 0 | 0 | 0 | 0 | 0 | 0 | 0 | 0.18 | 0
129 | 7000030925 | 850 | 250 | 20 | Erection of non standard structure | 100001209 | 995455 |  | 18 |  | Erection of Lattice Structures (HT Steel), to be designed during detailed engineering, for towers, beams and equipment supportstructure including pack plates / packwashers and gusset plates excluding fasteners and foundation bolts. | MT | 3 |  | INCLUDED | 0 | 0 | 0 | 0 | 0 | 0 | 0 | 0 | 0.18 | 0
130 | 7000030925 | 850 | 250 | 30 | Erection of non standard structure | 100001680 | 995455 |  | 18 |  | Erection of fasteners ( nuts, bolts and washers ) including step bolts for lattice and pipe structures to be designed duringdetailed engineering | MT | 2 |  | INCLUDED | 0 | 0 | 0 | 0 | 0 | 0 | 0 | 0 | 0.18 | 0
131 | 7000030925 | 850 | 250 | 40 | Erection of non standard structure | 100001681 | 995455 |  | 18 |  | Erection of foundation bolts including nuts, checknut and washers for lattice and pipe structures to be designed during detailedengineering | MT | 4 |  | INCLUDED | 0 | 0 | 0 | 0 | 0 | 0 | 0 | 0 | 0.18 | 0
132 | 7000030925 | 860 | 260 | 10 | civil works | 100004518 | 995433 |  | 18 |  | Excavation in all kind of soil including rock for all leads and lifts, backfilling, disposal of surplus earth within a lead up to2Km as per technical specification. The surplus earth shall be roughly graded . | M3 | 4165 |  | INCLUDED | 0 | 0 | 0 | 0 | 0 | 0 | 0 | 0 | 0.18 | 0
133 | 7000030925 | 860 | 260 | 20 | civil works | 100011662 | 995433 |  | 18 |  | Excavation in hard rock which require blasting (including chemical blasting and rock excavated using specialized tools) for allfoundation works including stacking, measuring, disposal etc.for all leads and lifts as per technical specification. | M3 | 2776 |  | INCLUDED | 0 | 0 | 0 | 0 | 0 | 0 | 0 | 0 | 0.18 | 0
134 | 7000030925 | 860 | 260 | 30 | civil works | 100001325 | 995454 |  | 18 |  | Providing and laying of Plain Cement Concrete (PCC) (1:4:8) | M3 | 331 |  | INCLUDED | 0 | 0 | 0 | 0 | 0 | 0 | 0 | 0 | 0.18 | 0
135 | 7000030925 | 860 | 260 | 40 | civil works | 100001326 | 995454 |  | 18 |  | Providing and laying of Plain Cement Concrete (PCC) (1:2:4) | M3 | 17 |  | INCLUDED | 0 | 0 | 0 | 0 | 0 | 0 | 0 | 0 | 0.18 | 0
136 | 7000030925 | 860 | 260 | 50 | civil works | 100048595 | 995423 |  | 18 |  | Providing & laying non-woven Geo-synthetics fabric of minimum 200 GSM in separration layer between sub garde and stone spreading inswitchyard as per Technical Specification and direction of Engineer-in-Charge. | M2 | 6650 |  | INCLUDED | 0 | 0 | 0 | 0 | 0 | 0 | 0 | 0 | 0.18 | 0
137 | 7000030925 | 860 | 260 | 60 | civil works | 100016607 | 995451 |  | 18 |  | Providing and laying of Reinforced Cement Concrete M30 including pre cast, shuttering, Grouting of pockets & underpinning butexcluding steel reinforcement | M3 | 2575 |  | INCLUDED | 0 | 0 | 0 | 0 | 0 | 0 | 0 | 0 | 0.18 | 0
138 | 7000030925 | 860 | 260 | 70 | civil works | 100016681 | 995454 |  | 18 |  | Reinforcement steel meeting corrosion resistance properties as per IS:1786 and manufacturer specificationâ€‹ | MT | 184 |  | INCLUDED | 0 | 0 | 0 | 0 | 0 | 0 | 0 | 0 | 0.18 | 0
139 | 7000030925 | 860 | 260 | 80 | civil works | 100001331 | 995455 |  | 18 |  | Misc. Structural steel including rails, embedments, edge protection angles, gratings etc. but excluding the reinforcement steel andsteel for lattice and pipe structures. | MT | 105 |  | INCLUDED | 0 | 0 | 0 | 0 | 0 | 0 | 0 | 0 | 0.18 | 0
140 | 7000030925 | 860 | 260 | 90 | civil works | 100001330 | 995428 |  | 18 |  | Stone filling (40 mm size) for transformer/Reactor foundation | M3 | 105 |  | INCLUDED | 0 | 0 | 0 | 0 | 0 | 0 | 0 | 0 | 0.18 | 0
141 | 7000030925 | 860 | 260 | 100 | civil works | 100001714 | 995428 |  | 18 |  | Stone spreading in switchyard excluding PCC | M2 | 6150 |  | INCLUDED | 0 | 0 | 0 | 0 | 0 | 0 | 0 | 0 | 0.18 | 0
142 | 7000030925 | 860 | 260 | 110 | civil works | 100001713 | 995424 |  | 18 |  | Antiweed treatment | M2 | 6650 |  | INCLUDED | 0 | 0 | 0 | 0 | 0 | 0 | 0 | 0 | 0.18 | 0
143 | 7000030925 | 860 | 260 | 120 | civil works | 100001712 | 995428 |  | 18 |  | Removing,cleaning and washing of existing stones and respreading of stones in switchyard excluding PCC | M2 | 500 |  | INCLUDED | 0 | 0 | 0 | 0 | 0 | 0 | 0 | 0 | 0.18 | 0
144 | 7000030925 | 860 | 260 | 130 | civil works | 100054773 | 995454 |  | 18 |  | External finishing/ painting of fire wall with cement wash | M2 | 1200 |  | INCLUDED | 0 | 0 | 0 | 0 | 0 | 0 | 0 | 0 | 0.18 | 0
145 | 7000030925 | 860 | 260 | 140 | civil works | 100002911 | 995432 |  | 18 |  | Earthwork in excavation & filling in all types of soil and soft/disintegrated rock in open areas/nallas/channels, to the requiredslopes, shapes, levels, elevations and profile, including trimming of bottom and slopes of excavation, bailing out rain(dewatering), pumping, removal of slush, preparing embankments/marginal banks, loosening, dressing, spreading material in layers notexceeding 200mm, as per direction of Engineer-in-Charge, water flooding, compacting to achieve 95% consolidation at optimum moisturecontent, finishing etc. all complete, for all leads and lifts within leveling boundary, including disposal of surplus earth andstacking of unsuitable material within a lead of 2.0 Km beyond substation boundary, with all labour, material, tools, tackles andequipment, safeguards and incidentals, Royalty,taxes etc. as necessary, as per drawings, specification and directions of theEngineer-in-Charge. Clearing of jungle is included in this item. (Only excavation/cutting will be measured for payment purpose.) | M3 | 25625 |  | INCLUDED | 0 | 0 | 0 | 0 | 0 | 0 | 0 | 0 | 0.18 | 0
146 | 7000030925 | 860 | 260 | 150 | civil works | 100004467 | 995432 |  | 18 |  | Earthwork in Excavation in hard rock including stacking of serviceable material within substation boundary and disposal ofunserviceable material for leads up to 2000 meters beyond the levelling boundary as per TS | M3 | 12813 |  | INCLUDED | 0 | 0 | 0 | 0 | 0 | 0 | 0 | 0 | 0.18 | 0
147 | 7000030925 | 860 | 260 | 160 | civil works | 100002583 | 995432 |  | 18 |  | Supply of earth (excluding rock & boulders) at site including royalty, carriage and filling in specified areas in layers notexceeding 200mm in depth, compacting under optimum moisture condition to achieve 95% of Proctor density, finishing etc. allcomplete, for all leads & lifts, with all labour, material, tools, tackles, equipments, safeguards & incidentals as necessary as perdrawings, specification and direction of the Engineer- in- Charge. | M3 | 100 |  | INCLUDED | 0 | 0 | 0 | 0 | 0 | 0 | 0 | 0 | 0.18 | 0
148 | 7000030925 | 860 | 260 | 170 | civil works | 100001478 | 995454 |  | 18 |  | Cable Trench including all types of crossings, all metallic works and sump pit including concrte and reinforcement steel Section 2-2 | M | 50 |  | INCLUDED | 0 | 0 | 0 | 0 | 0 | 0 | 0 | 0 | 0.18 | 0
149 | 7000030925 | 860 | 260 | 180 | civil works | 100001479 | 995454 |  | 18 |  | Cable Trench including all types of crossings, all metallic works and sump pit including concrte and reinforcement steel Section 3-3 | M | 180 |  | INCLUDED | 0 | 0 | 0 | 0 | 0 | 0 | 0 | 0 | 0.18 | 0
150 | 7000030925 | 860 | 260 | 190 | civil works | 100001480 | 995454 |  | 18 |  | Cable Trench including all types of crossings, all metallic works and sump pit including concrte and reinforcement steel Section 4-4 | M | 30 |  | INCLUDED | 0 | 0 | 0 | 0 | 0 | 0 | 0 | 0 | 0.18 | 0
151 | 7000030925 | 860 | 260 | 200 | civil works | 100007701 | 995462 |  | 18 |  | Supplying and erecting dewatering pumps- 2 HP | EA | 1 |  | INCLUDED | 0 | 0 | 0 | 0 | 0 | 0 | 0 | 0 | 0.18 | 0
152 | 7000030925 | 860 | 260 | 210 | civil works | 100001409 | 995462 |  | 18 |  | Supplying and erecting dewatering pumps-5 HP | EA | 1 |  | INCLUDED | 0 | 0 | 0 | 0 | 0 | 0 | 0 | 0 | 0.18 | 0
153 | 7000030925 | 860 | 260 | 220 | civil works | 100008110 | 995421 |  | 18 |  | 3.75m wide Bitumen road with earthen shoulder including 100 mm dia RCC Hume Pipe @ 100 metre interval as per drawing and TS (as perDSR item no 16.35 and 16.30.1) and including 225 mm thick WBM in three equal layers of 75 mm each as per CPWD specification. | M2 | 469 |  | INCLUDED | 0 | 0 | 0 | 0 | 0 | 0 | 0 | 0 | 0.18 | 0
154 | 7000030925 | 860 | 260 | 230 | civil works | 100001457 | 995421 |  | 18 |  | Construction of rail cum road as per drawing including all item such as excavation,compactions, rolling watering, WBM etc. butexcluding concrete reinforcement and structural steel-Section having four rails for auto transformer. | M2 | 295 |  | INCLUDED | 0 | 0 | 0 | 0 | 0 | 0 | 0 | 0 | 0.18 | 0
155 | 7000030925 | 860 | 260 | 240 | civil works | 100001458 | 995421 |  | 18 |  | Construction of rail cum road as per drawing including all item such as excavation,compactions, rolling watering, WBM etc. butexcluding concrete reinforcement and structural steel-Section having two rails for Reactor. | M2 | 203 |  | INCLUDED | 0 | 0 | 0 | 0 | 0 | 0 | 0 | 0 | 0.18 | 0
156 | 7000030925 | 860 | 260 | 250 | civil works | 100015791 | 995454 |  | 18 |  | All civil works for Drains construction of Section A-A including crossings if any as per technical specification and tender drawingscomplete in all respect with all labour and materials. | M | 125 |  | INCLUDED | 0 | 0 | 0 | 0 | 0 | 0 | 0 | 0 | 0.18 | 0
157 | 7000030925 | 860 | 260 | 260 | civil works | 100015792 | 995454 |  | 18 |  | All civil works for Drains construction of Section B-B including crossings if any as per technical specification and tender drawingscomplete in all respect with all labour and materials. | M | 88 |  | INCLUDED | 0 | 0 | 0 | 0 | 0 | 0 | 0 | 0 | 0.18 | 0
158 | 7000030925 | 860 | 260 | 270 | civil works | 100015793 | 995454 |  | 18 |  | All civil works for Drains construction of Section C-C including crossings if any as per technical specification and tender drawingscomplete in all respect with all labour and materials. | M | 50 |  | INCLUDED | 0 | 0 | 0 | 0 | 0 | 0 | 0 | 0 | 0.18 | 0
159 | 7000030925 | 860 | 260 | 280 | civil works | 100015794 | 995454 |  | 18 |  | All civil works for Drains construction of Section D-D including crossings if any as per technical specification and tender drawingscomplete in all respect with all labour and materials. | M | 30 |  | INCLUDED | 0 | 0 | 0 | 0 | 0 | 0 | 0 | 0 | 0.18 | 0
160 | 7000030925 | 860 | 260 | 290 | civil works | 130000761 | 995428 |  | 18 |  | 14.4.2 Providing, laying and fixing following dia RCC pipe NP2 class (light duty) in ground complete with RCC collars, jointingwith cement mortar 1:2 (1 cement : 2 fine sand) including trenching (75 cm deep) and refilling etc as required. : 150 mm dia | M | 100 |  | INCLUDED | 0 | 0 | 0 | 0 | 0 | 0 | 0 | 0 | 0.18 | 0
161 | 7000030925 | 860 | 260 | 300 | civil works | 130000762 | 995428 |  | 18 |  | 14.4.3 Providing, laying and fixing following dia RCC pipe NP2 class (light duty) in ground complete with RCC collars, jointingwith cement mortar 1:2 (1 cement : 2 fine sand) including trenching (75 cm deep) and refilling etc as required. : 250 mm dia | M | 100 |  | INCLUDED | 0 | 0 | 0 | 0 | 0 | 0 | 0 | 0 | 0.18 | 0
162 | 7000030925 | 860 | 260 | 310 | civil works | 100001721 | 995428 |  | 18 |  | Supplying, filling and compacting stone boulders mixed with sand under foundations, roads, cable trenches, drains etc in layers notexceeding 250mm thickness including ramming, watering compacting | M3 | 100 |  | INCLUDED | 0 | 0 | 0 | 0 | 0 | 0 | 0 | 0 | 0.18 | 0
163 | 7000030925 | 860 | 260 | 320 | civil works | 100003295 | 995429 |  | 18 |  | Dismantling of RCC in foundation including disposal of debris and reinforcement bars of dismantled RCC works within substationboundaries as per direction of enginner incahrge | M3 | 10 |  | INCLUDED | 0 | 0 | 0 | 0 | 0 | 0 | 0 | 0 | 0.18 | 0
164 | 7000030925 | 860 | 260 | 330 | civil works | 100001442 | 995456 |  | 18 |  | Dismantling of existing brick drain (300mm widex500mm deep) | M | 25 |  | INCLUDED | 0 | 0 | 0 | 0 | 0 | 0 | 0 | 0 | 0.18 | 0
165 | 7000030925 | 860 | 260 | 340 | civil works | 100004463 | 995456 |  | 18 |  | Random Rubble masonry for Retaining wall with locally available stone in cement sand mortar 1:6 (1 Cement: 6 coarse sand) includinglevelling up with cement concrete 1:6:12 (1 cement : 6 coarse sand : 12 graded stone aggregate 20 mm nominal size), Raised and Cutpointing on exposed surface, weep holes/PVC pipe sleeves of 100 mm dia (medium class) @ 1 metre C/C staggered . The top of theretaining wall to be provided with cement concrete 1:2:4. However items of excavation, concrete (1:2:4) shall be payable underrespective items of BPS | M3 | 100 |  | INCLUDED | 0 | 0 | 0 | 0 | 0 | 0 | 0 | 0 | 0.18 | 0
2: Total; 16=14*15: 0 |  | 0 |  |  | 0 | 0 |  | 0 |  | 0
[23 empty] | Total Corrected Price (excl. GST) |  | GST Amount
# | In case the bidder leaves the cell for confirmation of the SAC and/or GST rate “blank”, the SAC and corresponding GST rate indicated by the Employer shall be deemed to be the one confirmed by the Bidder.
| Date | [10 empty] | Printed Name
| Place | [10 empty] | Designation
0

## Sch-4
SPEC. NO.: CC/NT/W-GIS/DOM/A02/25/06430 | [14 empty] | Schedule - 4
765kV GIS Substation package SS-148 for (a) Extn. of 765kV Bhuj-II PS associated with Augmentation of transformation capacity at Bhuj-II PS (GIS) and (b) Extn. of 765kV Bhuj-II PS associated with Provision of ICT Augmentation and Bus Reactor at Bhuj-II PS
(SCHEDULE OF RATES AND PRICES )
BIDDER:
0 | [12 empty] | To:
Bidder’s Name and Address (Sole Bidder) : | [12 empty] | Contract Services
Name : | [12 empty] | Power Grid Corporation of India Ltd.,
Address : | [12 empty] | "Saudamini", Plot No.-2
Sector-29,
Gurgaon (Haryana) - 122001
Training Charges :
SI. No. | PR No | Line Item No | Activity Header | PR Activity No | Activity Description | Service Code | SAC (Service Accounting Codes) | Whether SAC in column ‘…’ is confirmed. If not indicate applicable the SAC # | Rate of GST applicable ( in %) | Whether rate of GST in column ‘---’ is confirmed. If not indicate applicable rate of GST # | Description | Unit | Quantity | Unit Charges | Total Charges
1 | 2 | 3 | 4 | 5 | 6 | 7 | 8 | 9 | 10 | 11 | 12 | 13 | 14 | 15 | 16=14*15
NOT APPLICABLE
NOTE: To and fro charges and accommodation for the Instructor (Trainer) and Training material for the Trainees shall be included in the prices quoted by the bidder.
# In case the bidder leaves the cell for confirmation of the SAC and/or GST rate “blank” “blank”, the SAC and corresponding GST rate indicated by the Employer shall be deemed to be the one confirmed by the Bidder
Date
| Place | [9 empty] | Printed Name
Designation

## Sch-5
SPEC. NO.: CC/NT/W-GIS/DOM/A02/25/06430 |  |  |  | Schedule - 5
765kV GIS Substation package SS-148 for (a) Extn. of 765kV Bhuj-II PS associated with Augmentation of transformation capacity at Bhuj-II PS (GIS) and (b) Extn. of 765kV Bhuj-II PS associated with Provision of ICT Augmentation and Bus Reactor at Bhuj-II PS
(SUMMARY OF TAXES & DUTIES APPLICABLE ON PLANT & EQUIPMENT)
BIDDER:
0 |  |  | To:
Bidder’s Name and Address (Sole Bidder) : |  |  | Contract Services
Name : |  |  | Power Grid Corporation of India Ltd.,
Address : |  |  | "Saudamini", Plot No.-2
Sector-29,
Gurgaon (Haryana) - 122001
Sl. No. | Item Nos. |  | Total Price (INR) |  | After Discount |  | After MPDiscount
1 | TOTAL GST on Goods |  | 0 |  | Excise Duty | #REF! | Excise Duty | #REF!
Total GST for Supply of Goods (inter-alia including Type Test Charges) between the Contractor and the Employer (identified in Schedule 1') which are not included in the Ex-works price as per the provision of the Bidding Documents, as applicable.
2 | TOTAL GST on Services |  | 0 |  | Sales Tax | 0 | Sales Tax | 0
| Total GST on Installation Services (indentified in Schedule-3) and Training to be imparted in India (identified in Schedule-4) which are not included in the Installation and Training charges as per the provision of the Bidding Documents, as applicable |  |  |  | #REF! | 0 | #REF! | 0
| GRAND TOTAL [1+2] |  | 0
Date : |  | Printed Name :
Place : |  | Designation :
Click for Sch-6

## Sch-5 after discount (hidden)
SPEC. NO.: CC/NT/W-GIS/DOM/A02/25/06430 |  |  |  | Schedule - 5
765kV GIS Substation package SS-148 for (a) Extn. of 765kV Bhuj-II PS associated with Augmentation of transformation capacity at Bhuj-II PS (GIS) and (b) Extn. of 765kV Bhuj-II PS associated with Provision of ICT Augmentation and Bus Reactor at Bhuj-II PS
(SUMMARY OF TAXES & DUTIES APPLICABLE ON PLANT & EQUIPMENT)
BIDDER:
0 |  |  | To:
Bidder’s Name and Address (Sole Bidder) : |  |  | Contract Services
Name : |  |  | Power Grid Corporation of India Ltd.,
Address : |  |  | "Saudamini", Plot No.-2
Sector-29,
Gurgaon (Haryana) - 122001
Sl. No. | Item Nos. |  | Total Price (INR)
1 | TOTAL GST on Goods |  | 0
Total GST for Supply of Goods (inter-alia including Type Test Charges) between the Contractor and the Employer (identified in Schedule 1') which are not included in the Ex-works price as per the provision of the Bidding Documents, as applicable.
2 | TOTAL GST on Services |  | 0
Total GST on Installation Services (indentified in Schedule-3) and Training to be imparted in India (identified in Schedule-4) which are not included in the Installation and Training charges as per the provision of the Bidding Documents, as applicable
| GRAND TOTAL [1+2] |  | 0
Date : |  | Printed Name :
Place : |  | Designation :
Click for Sch-6

## Sch-6
SPEC. NO.: CC/NT/W-GIS/DOM/A02/25/06430 |  |  | Schedule - 6
765kV GIS Substation package SS-148 for (a) Extn. of 765kV Bhuj-II PS associated with Augmentation of transformation capacity at Bhuj-II PS (GIS) and (b) Extn. of 765kV Bhuj-II PS associated with Provision of ICT Augmentation and Bus Reactor at Bhuj-II PS
(GRAND SUMMARY)
BIDDER:
0 |  |  | To:
Bidder’s Name and Address (Sole Bidder) : |  |  | Contract Services
Name : |  |  | Power Grid Corporation of India Ltd.,
Address : |  |  | "Saudamini", Plot No.-2
Sector-29,
Gurgaon (Haryana) - 122001
Sl. No. | Description |  | Total Price (INR)
1 | TOTAL SCHEDULE NO. 1 |  | 0
Ex-works price of Plant and Equipment including Type Test Charges
2 | TOTAL SCHEDULE NO. 2 |  | 0
Local Transportation, In-transit Insurance, loading and unloading
3 | TOTAL SCHEDULE NO. 3 |  | 0
Installation Charges
4 | TOTAL SCHEDULE NO. 4 |  | Not Applicable
Training Charges
5 | TOTAL SCHEDULE NO. 5 |  | 0
Taxes and Duties
6 | TOTAL SCHEDULE NO. 7 |  | Not Applicable
Type Test Charges [Total of this Schedule is included in Schedule - 1 above.]
GRAND TOTAL [1+2+3+5]
0
Date : |  | Printed Name :
Place : |  | Designation :
Click for Sch-7

## Sch-6 After Discount (hidden)
SPEC. NO.: CC/NT/W-GIS/DOM/A02/25/06430 |  |  | Schedule - 6 After Discount
765kV GIS Substation package SS-148 for (a) Extn. of 765kV Bhuj-II PS associated with Augmentation of transformation capacity at Bhuj-II PS (GIS) and (b) Extn. of 765kV Bhuj-II PS associated with Provision of ICT Augmentation and Bus Reactor at Bhuj-II PS
(GRAND SUMMARY)
#REF! |  |  | To:
Bidder’s Name and Address (Sole Bidder) : |  |  | Contract Services
Name : |  |  | Power Grid Corporation of India Ltd.,
Address : |  |  | "Saudamini", Plot No.-2
Sector-29,
Gurgaon (Haryana) - 122001
Sl. No. | Description |  | Total Price (INR)
1 | TOTAL SCHEDULE NO. 1
Ex-works price of Plant and Equipment including Type Test Charges
2 | TOTAL SCHEDULE NO. 2
Local Transportation, Insurance and other Incidental Services
3 | TOTAL SCHEDULE NO. 3
Installation Charges
4 | TOTAL SCHEDULE NO. 4
Training Charges
5 | TOTAL SCHEDULE NO. 5
Taxes and Duties
6 | TOTAL SCHEDULE NO. 7
Type Test Charges [Total of this Schedule is included in Schedule - 1 above.]
GRAND TOTAL [1+2+3+4+5]
Date : |  | Printed Name :
Place : |  | Designation :
Click for Sch-7

## Sch-6 (After Discount)
SPEC. NO.: CC/NT/W-GIS/DOM/A02/25/06430 |  |  | Schedule - 6
765kV GIS Substation package SS-148 for (a) Extn. of 765kV Bhuj-II PS associated with Augmentation of transformation capacity at Bhuj-II PS (GIS) and (b) Extn. of 765kV Bhuj-II PS associated with Provision of ICT Augmentation and Bus Reactor at Bhuj-II PS
(GRAND SUMMARY)
BIDDER:
0 |  |  | To:
Bidder’s Name and Address (Sole Bidder) : |  |  | Contract Services
Name : |  |  | Power Grid Corporation of India Ltd.,
Address : |  |  | "Saudamini", Plot No.-2
Sector-29,
Gurgaon (Haryana) - 122001
Sl. No. | Description |  | Total Price (INR) | From Sch-6 | Discount Factors
1 | TOTAL SCHEDULE NO. 1 |  | 0 | 0 | 0
Ex-works price of Plant and Equipment including Type Test Charges
2 | TOTAL SCHEDULE NO. 2 |  | 0 | 0 | 0
Local Transportation, In-transit Insurance, loading and unloading
3 | TOTAL SCHEDULE NO. 3 |  | 0 | 0 | 0
Installation Charges
4 | TOTAL SCHEDULE NO. 4 |  | Not Applicable
Training Charges
5 | TOTAL SCHEDULE NO. 5 |  | 0
Taxes and Duties
6 | TOTAL SCHEDULE NO. 7 |  | Not Applicable
Type Test Charges [Total of this Schedule is included in Schedule - 1 above.]
GRAND TOTAL [1+2+3+5]
0
Date : |  | Printed Name :
Place : |  | Designation :
Click for Sch-7

## Sch-7
SPEC. NO.: CC/NT/W-GIS/DOM/A02/25/06430 | [11 empty] | Schedule 7
765kV GIS Substation package SS-148 for (a) Extn. of 765kV Bhuj-II PS associated with Augmentation of transformation capacity at Bhuj-II PS (GIS) and (b) Extn. of 765kV Bhuj-II PS associated with Provision of ICT Augmentation and Bus Reactor at Bhuj-II PS | [12 empty] | As per Lum-sum |  | 0
(SCHEDULE OF RATES AND PRICES ) | [12 empty] | AS per Percent |  | #REF!
BIDDER:
0
| Bidder’s Name and Address (Sole Bidder) : | [8 empty] | To:
| Name : | [8 empty] | Contract Services
| Address : | [8 empty] | Power Grid Corporation of India Ltd.,
"Saudamini", Plot No.-2
Sector-29,
Gurgaon (Haryana) - 122001
Type tests on Earthwire, Hardwar Fittings & accessories of conductor & earthwire:
SL. NO. | PR No | Line Item No | Code | HSN of the Equipment /item for which type test is to be conducted | Whether HSN in column ‘---’ is confirmed. If not indicate applicable the HSN code # | Rate of GST applicable ( in %) | Whether rate of GST in column ‘---’ is confirmed. If not indicate applicable rate of GST # | Description of Test | Unit | Quantity | Unit Test Charge | Total Test Charges (Rs.) |  | Total Test Charges After Discount (Rs.) |  | Dis Alert | Total Test Charges After MPD (Rs.)
NOT APPLICABLE
| Date | [5 empty] | Printed Name
| Place | [5 empty] | Designation
SPEC. NO.: CC/NT/W-GIS/DOM/A02/25/06430
765kV GIS Substation package SS-148 for (a) Extn. of 765kV Bhuj-II PS associated with Augmentation of transformation capacity at Bhuj-II PS (GIS) and (b) Extn. of 765kV Bhuj-II PS associated with Provision of ICT Augmentation and Bus Reactor at Bhuj-II PS | [7 empty] | 0 | 0
(SCHEDULE OF RATES AND PRICES ) | [7 empty] | 0 | 0
#REF!
#REF! | [7 empty] | #REF! | #REF!
#REF! | [7 empty] | #REF! | #REF!
#REF! | [7 empty] | #REF! | #REF!
[8 empty] | #REF! | #REF!
[8 empty] | 0 | 0
SL. NO. | [7 empty] | Description of Test | #REF!
#REF! | [7 empty] | #REF! | #REF!
#REF! | [7 empty] | #REF!
#REF! | [7 empty] | #REF! | #REF!
#REF! | [7 empty] | #REF! | #REF!
[8 empty] | #REF! | #REF!
#REF! | [7 empty] | #REF!
#REF! | [7 empty] | #REF!
#REF! | [7 empty] | #REF!
#REF! | [7 empty] | #REF! | #REF!
#REF! | [7 empty] | #REF! | #REF!
#REF! | [7 empty] | #REF! | #REF!
#REF! | [7 empty] | #REF! | #REF!
[8 empty] | #REF! | #REF!
#REF! | [7 empty] | #REF!
#REF! | [7 empty] | #REF! | #REF!
#REF! | [7 empty] | #REF! | #REF!
#REF! | [7 empty] | #REF! | #REF!
#REF! | [7 empty] | #REF! | #REF!
[8 empty] | #REF! | #REF!
#REF! | [7 empty] | #REF!
#REF! | [7 empty] | #REF! | #REF!
#REF! | [7 empty] | #REF! | #REF!
#REF! | [7 empty] | #REF! | #REF!
[8 empty] | #REF! | #REF!
#REF! | [7 empty] | #REF!
#REF! | [7 empty] | #REF! | #REF!
#REF! | [7 empty] | #REF! | #REF!
#REF! | [7 empty] | #REF! | #REF!
[8 empty] | #REF! | #REF!
#REF! | [7 empty] | #REF!
#REF! | [7 empty] | #REF! | #REF!
#REF! | [7 empty] | #REF! | #REF!
#REF! | [7 empty] | #REF! | #REF!
#REF! | [7 empty] | #REF! | #REF!
[8 empty] | #REF! | #REF!
[8 empty] | #REF! | #REF!
#REF! | [7 empty] | #REF!
#REF! | [7 empty] | #REF!
#REF! | [7 empty] | #REF! | #REF!
#REF! | [7 empty] | #REF! | #REF!
#REF! | [7 empty] | #REF! | #REF!
[8 empty] | #REF! | #REF!
[8 empty] | #REF! | #REF!
#REF! | [7 empty] | #REF!
#REF! | [7 empty] | #REF!
#REF! | [7 empty] | #REF! | #REF!
#REF! | [7 empty] | #REF! | #REF!
#REF! | [7 empty] | #REF! | #REF!
#REF! | [7 empty] | #REF! | #REF!
#REF! | [7 empty] | #REF! | #REF!
[8 empty] | #REF! | #REF!
#REF! | [7 empty] | #REF!
#REF! | [7 empty] | #REF! | #REF!
#REF! | [7 empty] | #REF! | #REF!
#REF! | [7 empty] | #REF! | #REF!
#REF! | [7 empty] | #REF! | #REF!
#REF! | [7 empty] | #REF! | #REF!
#REF! | [7 empty] | #REF! | #REF!
[8 empty] | #REF! | #REF!
#REF! | [7 empty] | #REF!
#REF! | [7 empty] | #REF! | #REF!
#REF! | [7 empty] | #REF! | #REF!
#REF! | [7 empty] | #REF! | #REF!
#REF! | [7 empty] | #REF! | #REF!
#REF! | [7 empty] | #REF! | #REF!
#REF! | [7 empty] | #REF! | #REF!
#REF! | [7 empty] | #REF! | #REF!
#REF! | [7 empty] | #REF! | #REF!
#REF! | [7 empty] | #REF! | #REF!
[8 empty] | #REF! | #REF!
#REF! | [7 empty] | #REF!
#REF! | [7 empty] | #REF! | #REF!
#REF! | [7 empty] | #REF! | #REF!
#REF! | [7 empty] | #REF! | #REF!
[8 empty] | #REF! | #REF!
#REF! | [7 empty] | #REF!
#REF! | [7 empty] | #REF! | #REF!
#REF! | [7 empty] | #REF! | #REF!
#REF! | [7 empty] | #REF! | #REF!
[8 empty] | #REF! | #REF!
#REF! | [7 empty] | #REF!
#REF! | [7 empty] | #REF! | #REF!
#REF! | [7 empty] | #REF! | #REF!
[8 empty] | #REF! | #REF!
#REF! | [7 empty] | #REF!
#REF! | [7 empty] | #REF! | #REF!
#REF! | [7 empty] | #REF! | #REF!
#REF! | [7 empty] | #REF! | #REF!
#REF! | [7 empty] | #REF! | #REF!
#REF! | [7 empty] | #REF! | #REF!
#REF! | [7 empty] | #REF! | #REF!
[8 empty] | #REF! | #REF!
#REF! | [7 empty] | #REF!
#REF! | [7 empty] | #REF! | #REF!
#REF! | [7 empty] | #REF! | #REF!
#REF! | [7 empty] | #REF! | #REF!
#REF! | [7 empty] | #REF! | #REF!
#REF! | [7 empty] | #REF!
#REF! | [7 empty] | #REF! | #REF!
#REF! | [7 empty] | #REF! | #REF!
#REF! | [7 empty] | #REF! | #REF!
#REF! | [7 empty] | #REF! | #REF!
[8 empty] | #REF! | #REF!
[8 empty] | #REF! | #REF!
[8 empty] | #REF! | #REF!

## Discount
SPEC. NO.: CC/NT/W-GIS/DOM/A02/25/06430 |  |  |  |  | Letter of Discount
LETTER OF DISCOUNT
To:
Contract Services | [6 empty] | Schedule 1 | 0
Power Grid Corporation of India Ltd., | [6 empty] | Schedule 2 | 0
"Saudamini", Plot No.-2 | [6 empty] | Schedule 3 | 0
Sector-29, (near IFFCO Chowk) | [6 empty] | Total | 0
Gurgaon (Haryana) - 122001
Subject : |  | 765kV GIS Substation package SS-148 for (a) Extn. of 765kV Bhuj-II PS associated with Augmentation of transformation capacity at Bhuj-II PS (GIS) and (b) Extn. of 765kV Bhuj-II PS associated with Provision of ICT Augmentation and Bus Reactor at Bhuj-II PS
Dear Sir
With reference to the subject tender, we hereby offer unconditional discount on the prices quoted by us as per details given here below : | [5 empty] | Sch-1 | Sch-2 | Sch-3
| 1 | Discount on lum-sum basis on total price quoted by us without GST. [The discount shall be proportionately applicable on all the items of all the Schdules i.e. Sch-1 (without type test charges), Sch-2, Sch-3, Sch-4 & Sch-7] In Rs. |  |  |  | 0 | 0 | 0
| 2 | Discount on percent basis on total price quoted by us without GST. [The discount shall be applicable on all the items of all the Schdules i.e. Sch-1 (without type test charges), Sch-2 , Sch-3, Sch-4 & Sch-7] In Percent (%) |  |  |  | 0 | 0 | 0
| 3 | Discount on lum-sum basis on the Schedules as given below : [The discount shall be proportionately applicable on all the relevent items of the respective Schdules.] In Rs.
|  | Schedule-1 : Ex works prices |  | In Rs. |  | 0
|  | Schedule-2 : Local Transportation, In-transit Insurance, loading and unloading |  | In Rs. |  |  | 0
|  | Schedule-3 : Installation Charges |  | In Rs. |  |  |  | 0
|  | Schedule-4 : Training Charges |  | In Rs.
|  | Schedule-7 : Type Test Charges |  | In Rs.
| 4 | Discount on percent basis on the Schedules as given below : [The discount shall be applicable on all the relevent items of the respective Schdules.] In Percent (%)
|  | Schedule-1 : Ex works prices |  | In Percent (%) |  | 0
|  | Schedule-2 : Local Transportation, In-transit Insurance, loading and unloading |  | In Percent (%) |  |  | 0
|  | Schedule-3 : Installation Charges |  | In Percent (%) |  |  |  | 0
|  | Schedule-4 : Training Charges |  | In Percent (%)
|  | Schedule-7 : Type Test Charges |  | In Percent (%)
Discount(s) offered at sl. No. 1 to 4 will get displayed and accounted for automatically in the respective items of the Schedules.
| 5 | We hereby offer Multi-package discount as given below:
[6 empty] | 0 | 0 | 0 | 0 | 0
|  | Multi-Package Discount(s) offered at sl. No. 5 will not get automatically accounted for in the respective items of the Schedules. The same shall be worked out saparately for evaluation. |  |  |  | #DIV/0! | #DIV/0! | #DIV/0! | #DIV/0! | #REF!
[Discount will not be calculated authometrically. However, the same shall be considered during evaluation.]
Please consider this letter of discount as the integral part of our price bid.
Thanking you, we remain, | [5 empty] | 0 | 0 | 0
[5 empty] | Yours faithfully, | 0 | 0 | 0 | Discount Factors
For and on behalf of
Date : |  |  | Printed Name : | 0
Place : |  |  | Designation : | 0

## Octroi (hidden)
Details of Octroi
Sl No. | Description of Items | Amount on which Octroi is applicable | Rate of Octroi | Octroi
(1) | (2) | (3) | (4) | (5) =(3) x (4)
1 |  |  |  | 0
2 |  |  |  | 0
3 |  |  |  | 0
4 |  |  |  | 0
5 |  |  |  | 0
6 |  |  |  | 0
7 |  |  |  | 0
8 |  |  |  | 0
9 |  |  |  | 0
10 |  |  |  | 0
| Total |  |  | 0
Back to Sch 5

## Entry Tax (hidden)
Details of Entry Tax
Sl No. | Description of Items | Amount on which Entry Tax is applicable | Rate of Entry Tax | Entry Tax
(1) | (2) | (3) | (4) | (5) =(3) x (4)
1 |  |  |  | 0
2 |  |  |  | 0
3 |  |  |  | 0
4 |  |  |  | 0
5 |  |  |  | 0
6 |  |  |  | 0
7 |  |  |  | 0
8 |  |  |  | 0
9 |  |  |  | 0
10 |  |  |  | 0
| Total |  |  | 0
Back to Sch 5

## Other Taxes & Duties (hidden)
Details of Other Taxes & Duties
Sl No. | Description of Items | Amount on which Other Taxes & Duties are applicable | Description of Taxes & Duties | Rate of Taxes & Duties | Amount of Taxes & Duties
(1) | (2) | (3) | (4) | (5) | (6) =(3) x (4)
1 |  |  |  |  | 0
2 |  |  |  |  | 0
3 |  |  |  |  | 0
4 |  |  |  |  | 0
5 |  |  |  |  | 0
6 |  |  |  |  | 0
7 |  |  |  |  | 0
8 |  |  |  |  | 0
9 |  |  |  |  | 0
10 |  |  |  |  | 0
| Total |  |  |  | 0
Back to Sch 5

## Bid Form 2nd Envelope
SPEC. NO.: CC/NT/W-GIS/DOM/A02/25/06430 |  |  |  |  | Bid Form 2nd Envelope |  |  |  | Sole Bidder | 1 | st |  | 1 | January
[9 empty] | 0 | 2 | nd |  | 2 | February
BID FORM (Second Envelope) | [9 empty] | 3 | rd |  | 3 | March
[10 empty] | 4 | th |  | 4 | April
Bid Proposal Ref. No. | [9 empty] | 5 | th |  | 5 | May
Date : | [9 empty] | 6 | th | #VALUE! | 6 | June
[10 empty] | 7 | th | #VALUE! | 7 | July
To: | [9 empty] | 8 | th | #VALUE! | 8 | August
0 | [9 empty] | 9 | th | #VALUE! | 9 | September
Power Grid Corporation of India Ltd., | [9 empty] | 10 | th |  | 10 | October
"Saudamini", Plot No.-2 | [9 empty] | 11 | th |  | 11 | November
Sector-29, | [9 empty] | 12 | th |  | 12 | December
Gurgaon (Haryana) - 122001 | [9 empty] | 13 | th
[10 empty] | 14 | th
Name of Contract : |  | 765kV GIS Substation package SS-148 for (a) Extn. of 765kV Bhuj-II PS associated with Augmentation of transformation capacity at Bhuj-II PS (GIS) and (b) Extn. of 765kV Bhuj-II PS associated with Provision of ICT Augmentation and Bus Reactor at Bhuj-II PS | [7 empty] | 15 | th
Dear Ladies and/or Gentlemen, | [9 empty] | 16 | th
1 | In continuation of First Envelope of our Bid, we hereby submit the Second Envelope of the Bid, both of which shall be read together and in conjunction with each other, and shall be construed as an integral part of our Bid. Accordingly, we the undersigned, offer to design, manufacture, test, deliver, install and commission (including carrying out Trial Operation, Performance & Guarantee Test as per provision of Technical Specification) under the above-named package in full conformity with the said Bidding Documents for the sum of Rs. 0/- () or such other sums as may be determined in accordance with the terms and conditions of the Bidding Documents |  |  |  |  | In continuation of First Envelope of our Bid, we hereby submit the Second Envelope of the Bid, both of which shall be read together and in conjunction with each other, and shall be construed as an integral part of our Bid. Accordingly, we the undersigned, offer to design, manufacture, test, deliver, install and commission (including carrying out Trial Operation, Performance & Guarantee Test as per provision of Technical Specification) under the above-named package in full conformity with the said Bidding Documents for the sum of Rs. |  |  |  | 17 | th
[6 empty] | 0 | /- (
)
| The above amounts are in accordance with the price schedules attached herewith and are made part of this bid. |  |  |  |  | or such other sums as may be determined in accordance with the terms and conditions of the Bidding Documents |  |  |  | 18 | th
2 | Price Schedules | [8 empty] | 19 | th
2.1 | In line with the requirements of the Bidding documents, we enclose herewith the following Price Schedules, duly filled - in as per your proforma: | [8 empty] | 20 | th
| Schedule 1 |  | Plant and Equipment (Including Mandatory Spare Parts) to be supplied, including Type Test Charges. | [6 empty] | 21 | st
| Schedule 2 |  | Local Transportation, In-transit Insurance, loading and unloading | [6 empty] | 22 | th
| Schedule 3 |  | Installation Charges. |  |  | Sole Bidder |  |  |  | 23 | th
| Schedule 4 |  | Training charges for training to be imparted. | [6 empty] | 24 | th
| Schedule 5 |  | Taxes and Duties not included in Schedule 1 | [6 empty] | 25 | th
| Schedule 6 |  | Grand Summary [Schedule 1to 5] | [6 empty] | 26 | th
| Schedule 7 |  | Break-up of Type Test Charges for Type Tests to be conducted | [6 empty] | 27 | th
2.2 | We are aware that the Price Schedules do not generally give a full description of the Work to be performed under each item and we shall be deemed to have read the Technical Specifications and other sections of the Bidding Documents and Drawings to ascertain the full scope of Work included in each item while filling-in the rates and prices. We agree that the entered rates and prices shall be deemed to include for the full scope as aforesaid, including overheads and profit. | [8 empty] | 28 | th
2.3 | We declare that as specified in Clause 11.5, Section –II:ITB, Vol.-I of the Bidding Documents, prices quoted by us in the Price Schedules shall be subject to Price Adjustment during the execution of Contract in accordance with Appendix-2 (Price Adjustment) to the Contract Agreement. | [8 empty] | 29 | th
2.4 | We understand that in the price schedules, where there are errors between the total of the amounts given under the column for the price Breakdown and the amount given under the Total Price, the former shall prevail and the latter will be corrected accordingly. We further understand that where there are discrepancies between amounts stated in figures and amounts stated in words, the amount stated in words shall prevail. Similarly, any discrepancy in the total bid price and that of the summation of Schedule price (price indicated in a Schedule indicating the total of that schedule), the total bid price shall be corrected to reflect the actual summation of the Schedule prices. | [8 empty] | 30 | th
2.5 | We declare that items left blank in the Schedules will be deemed to have been included in other items. The TOTAL for each Schedule and the TOTAL of Grand Summary shall be deemed to be the total price for executing the Facilities and sections thereof in complete accordance with the Contract, whether or not each individual item has been priced. | [8 empty] | 31 | st
3 | We confirm that except as otherwise specifically provided our Bid Prices in this Second Envelope include all taxes, duties, levies and charges as may be assessed on us/our Associate (applicable for Foreign Bidder), our Sub-Contractor/Sub-Vendor or their employees by all municipal, state or national government authorities in connection with the Facilities, in and outside of India.
3.1 | 100% of applicable Taxes and Duties i.e GST which are payable by the Employer under the Contract, shall be reimbursed by the Employer on production of satisfactory documentary evidence by the Contractor in accordance with the provisions of the Bidding Documents
3.2 | We further understand that notwithstanding 3.0 above, in case of award on us, you shall also bear and pay/reimburse to us, GST applicable on supplies by us to you, imposed on the Plant & Equipment including Mandatory Spare Parts to be incorporated into the Facilities including Type Test charges for Type test to be conducted in India specified in Schedule No. 1, Installation Services specified in Schedule No. 3 and Charges for Training to be imparted in India specified in Schedule No. 4 of the Price Schedule in this Second Envelope, by the Indian Laws.
3.3 | We confirm that we have also registered/we shall also get registered in the GST Network with a GSTIN in all the states where the project is located and the states from which we shall make our supply of goods.
4 | # (For Joint Venture only) We, the partners of Joint Venture submitting this bid, do agree and confirm that in case of Award of Contract on the Joint Venture, we shall be jointly and severally liable and responsible for the execution of the Contract in accordance with Contract terms and conditions.
5 | We, hereby, declare that only the persons or firms interested in this proposal as principals are named here and that no other persons or firms other than those mentioned herein have any interest in this proposal or in the Contract to be entered into, if the award is made on us, that this proposal is made without any connection with any other person, firm or party likewise submitting a proposal is in all respects for and in good faith, without collusion or fraud.
Thanking you, we remain,
Yours faithfully,
For and on behalf of test
Signature :
Date : |  |  |  | Printed Name : | 0
Place : |  |  |  | Designation : | 0
Common Seal :
Please provide additional information of the Bidder
Business Address :
Country of Incorporation :
State/Province to be indicated :
Name of Principal Officer :
Address of Principal Officer :
Note: Bidders may note that no prescribed proforma has been enclosed for Attachment 2 : Power of Attorney. Bidders may use their own proforma for furnishing the required information with the bid.
* * *
Back to Cover Page

## QC (hidden)
STATEMENT OF QUOTED / CORRECTED PRICES
ALL FIGURES ARE IN INDIAN RUPEES
BIDDER
SL. | PRICE COMPONENT | QUOTED PRICE | CORRECTED PRICE
1 | Price of Plant and Equipment (including Mandatory Spares Parts) to be supplied [Schedule-1] | 0 |  | 0
2 | Local Transportation, In-transit Insurance, loading and unloading charges [Schedule-2] | 0 |  | 0
3 | Installation Charges [Schedule-3] | 0 |  | 0
4 | Type Test Charges [Schedule-7] | Not Applicable |  | Not Applicable
5 | Total Bid Price excluding GST (1+2+3+4) | 0 |  | 0
6 | Discount | NIL |  | NIL
7 | Total Bid Price excluding GST (1+2+3+4) | 0 |  | 0
8 | Taxes & Duties:
| GST on Supply of Goods @5% | 0 |  | 0 | total GST on supply | 291545315.52
| GST on Supply of Goods @12% | 0 |  | 0
| GST on Supply of Goods @12% | 0 |  | 0
| GST on Supply of Goods @18% |  |  | 0
| GST on Supply of Goods @28% |  |  | 0
| GST on Supply of Installation Services @ 18% | 0 |  | 0
| GST on Type Test Charges | Not Applicable |  | Not Applicable
9 | Total Taxes & Duties | 0 |  | 0
10 | Total Bid Price (including Taxes & Duties) | 0 |  | 0
Note-1: | It may be mentioned that KEC in Schedule-1 & 3 of their bid, have confirmed/deemed confirmed HSN/SAC code. Also, KEC have confirmed/ deemed confirmed rate of GST for all the items/services in Schedule-1 & 3. Hence the GST tax rate as quoted by KEC has been considered to arrive at their total evaluated bid price, in line with the provisions of the Bidding Documents.
Note-2: | It may be mentioned that KEC in Schedule-3 of their bid, have quoted unit prices in more than 2 place of decimals. Accordingly, to work out the total corrected price, unit rates quoted by KEC are rounded off to 2 place of decimals.
765kV Transformer Package TR-35 associated with (i) Transmission Network Expansion in Gujarat to increase its ATC from ISTS: Part B; (ii) Transmission Network Expansion in Gujarat to increase its ATC from ISTS: Part C; and (iii) Transmission Network Expansion in Gujarat associated with integration of RE projects from Khavda potential RE Zone; Spec. No.: 5002002164/TRANSFORMER/DOM/A04-CC CS -5
Annexure-E9

## Contracts-Template (hidden)
Exworks
| Total Ex-Works Price Direct |  |  |  |  | 0
| Total Ex-Works Price Bought Out |  |  |  |  | 0
| Total Ex-Works Price |  |  |  |  | 0
| Total Type Test charges as per Schedule-7 |  |  |  |  | #REF!
| Total Ex-works Price including Type Test charges |  |  |  |  | #REF!
Note : | Specify amount of Excise Duty, Sales Tax/'VAT and other taxes payable on the transaction between the Contractor and the Employer and octroi/entry tax as applicable for destination site/state on all items of supply including bought-out finished items (to be identified in the Contract), which shall be dispatched directly from the sub-vendor’s works to the Employer’s site (sale-in-transit), separately in Schedule-5. Excise Duty, Sales tax and other levies for all the bought-out items are to be included in the EXW Price (Col. No. 5) only and not to be indicated in Schedule-5.
^ | If the item(s) quoted/considered as "Bought-out" in the bid are manufactured at Bidder's works and confirmed to be supplied under “Direct transaction” by the bidder, then the taxes and duties on such items shall be paid/reimbursed by POWERGRID in line with the provisions of Bidding Documents. For this purpose, at the time of award, the Ex-works price (exclusive of taxes & duties) shall be arrived at from the quoted Ex-works price (inclusive of taxes ad duties) by excluding taxes and duties applicable on such items, as on date of Bid opening, in case of supplies from manufacturer proposed in the bid. During contract execution, the taxes and duties on such items shall be paid/reimbursed at actuals, limited to the rates prevailing on date of Bid opening.
Date : | --
Place : |  |  | Printed Name : |  | --
Designation :
FandI
| Total F&I Price |  |  |  |  | (=SUM(I16:I27))
Date : | (='Sch-1'!B43)
Place : | (='Sch-1'!B44) |  | Printed Name : | (='Sch-1'!E44)
|  |  | Designation : | (='Sch-1'!E45)
service
| Total Installaiton Charges | [5 empty] | #REF!
Date : | (='Sch-1'!B43)
Place : | (='Sch-1'!B44) |  | Printed Name : | (='Sch-1'!E44)
|  |  | Designation : | (='Sch-1'!E45)
Training
Date : | (=IF('Sch-1'!B43=0,"", 'Sch-1'!B43)) |  | (="Printed Name : " & IF('Sch-1'!E44=0,"",'Sch-1'!E44))
Place : | (=IF('Sch-1'!B44=0,"", 'Sch-1'!B44)) |  | (="Designation : " & IF('Sch-1'!E45=0,"",'Sch-1'!E45))
Type test
| TOTAL TYPE TEST CHARGES |  |  |  |  | (=SUM(I17:I18))
Date : | (='Sch-1'!B43) | (="Printed Name : " & 'Sch-1'!E44)
Place : | (='Sch-1'!B44) | (="Designation : " & 'Sch-1'!E45)
Note : | Bidder should indicate the name of test laboratories where type tests are proposed to be conducted
Direct
Bought-out

## N-W (Cr.) (hidden)
#REF! |  |  | 0 |  | #REF! |  |  | 0 |  |  | #REF!
#REF!
INR
#REF! |  |  |  |  | #REF! | [5 empty] | #N/A
#N/A
#REF! | #REF! |  | 0 |  | #REF! | #REF! |  | 0
#REF! | #REF! | #REF! | 0 |  | #REF! | #REF! | #REF! | 0
#REF! | #REF! | #REF! | 0 |  | #REF! | #REF! | #REF! | 0 |  | #REF! | 0 | 0 | 0 | 0 | #REF! | plus
#REF! | #REF! | #REF! | 0 |  | #REF! | #REF! | #REF! | 0 |  | #REF! | 0 | 0 | 0 | 1 | #REF!
#REF! | #REF! | #REF! | 0 |  | #REF! | #REF! | #REF! | 0 |  | #REF! | 0 | 0 | 1 | 0 | #REF!
#REF! | #REF! | #REF! | 0 |  | #REF! | #REF! | #REF! | 0 |  | #REF! | 0 | 0 | 1 | 1 | #REF!
[10 empty] | #REF! | 0 | 1 | 0 | 0 | #REF!
1 | One |  | 1 | One | 1 | One |  | 1 | One | #REF! | 0 | 1 | 0 | 1 | #REF!
2 | Two |  | 2 | Two | 2 | Two |  | 2 | Two | #REF! | 0 | 1 | 1 | 0 | #REF!
3 | Three |  | 3 | Three | 3 | Three |  | 3 | Three | #REF! | 0 | 1 | 1 | 1 | #REF!
4 | Four |  | 4 | Four | 4 | Four |  | 4 | Four | #REF! | 1 | 0 | 0 | 0 | #REF!
5 | Five |  | 5 | Five | 5 | Five |  | 5 | Five | #REF! | 1 | 0 | 0 | 1 | #REF!
6 | Six |  | 6 | Six | 6 | Six |  | 6 | Six | #REF! | 1 | 0 | 1 | 0 | #REF!
7 | Seven |  | 7 | Seven | 7 | Seven |  | 7 | Seven | #REF! | 1 | 0 | 1 | 1 | #REF!
8 | Eight |  | 8 | Eight | 8 | Eight |  | 8 | Eight | #REF! | 1 | 1 | 0 | 0 | #REF!
9 | Nine |  | 9 | Nine | 9 | Nine |  | 9 | Nine | #REF! | 1 | 1 | 0 | 1 | #REF!
10 | Ten |  | 10 | Ten | 10 | Ten |  | 10 | Ten | #REF! | 1 | 1 | 1 | 0 | #REF!
11 | Eleven |  | 11 | Eleven | 11 | Eleven |  | 11 | Eleven | #REF! | 1 | 1 | 1 | 1 | #REF!
12 | Twelve |  | 12 | Twelve | 12 | Twelve |  | 12 | Twelve
13 | Thirteen |  | 13 | Thirteen | 13 | Thirteen |  | 13 | Thirteen
14 | Fourteen |  | 14 | Fourteen | 14 | Fourteen |  | 14 | Fourteen
15 | Fifteen |  | 15 | Fifteen | 15 | Fifteen |  | 15 | Fifteen
16 | Sixteen |  | 16 | Sixteen | 16 | Sixteen |  | 16 | Sixteen | #REF! | 0 | 0 | 0 | 0 | #REF! | +
17 | Seventeen |  | 17 | Seventeen | 17 | Seventeen |  | 17 | Seventeen | #REF! | 0 | 0 | 0 | 1 | #REF! | /- +
18 | Eighteen |  | 18 | Eighteen | 18 | Eighteen |  | 18 | Eighteen | #REF! | 0 | 0 | 1 | 0 | #REF! | /-
19 | Nineteen |  | 19 | Nineteen | 19 | Nineteen |  | 19 | Nineteen | #REF! | 0 | 0 | 1 | 1 | #REF!
20 | Twenty |  | 20 | Twenty | 20 | Twenty |  | 20 | Twenty | #REF! | 0 | 1 | 0 | 0 | #REF!
21 | Twenty One |  | 21 | Twenty One | 21 | Twenty One |  | 21 | Twenty One | #REF! | 0 | 1 | 0 | 1 | #REF!
22 | Twenty Two |  | 22 | Twenty Two | 22 | Twenty Two |  | 22 | Twenty Two | #REF! | 0 | 1 | 1 | 0 | #REF!
23 | Twenty Three |  | 23 | Twenty Three | 23 | Twenty Three |  | 23 | Twenty Three | #REF! | 0 | 1 | 1 | 1 | #REF!
24 | Twenty Four |  | 24 | Twenty Four | 24 | Twenty Four |  | 24 | Twenty Four | #REF! | 1 | 0 | 0 | 0 | #REF!
25 | Twenty Five |  | 25 | Twenty Five | 25 | Twenty Five |  | 25 | Twenty Five | #REF! | 1 | 0 | 0 | 1 | #REF!
26 | Twenty Six |  | 26 | Twenty Six | 26 | Twenty Six |  | 26 | Twenty Six | #REF! | 1 | 0 | 1 | 0 | #REF!
27 | Twenty Seven |  | 27 | Twenty Seven | 27 | Twenty Seven |  | 27 | Twenty Seven | #REF! | 1 | 0 | 1 | 1 | #REF!
28 | Twenty Eight |  | 28 | Twenty Eight | 28 | Twenty Eight |  | 28 | Twenty Eight | #REF! | 1 | 1 | 0 | 0 | #REF!
29 | Twenty Nine |  | 29 | Twenty Nine | 29 | Twenty Nine |  | 29 | Twenty Nine | #REF! | 1 | 1 | 0 | 1 | #REF!
30 | Thirty |  | 30 | Thirty | 30 | Thirty |  | 30 | Thirty | #REF! | 1 | 1 | 1 | 0 | #REF!
31 | Thirty One |  | 31 | Thirty One | 31 | Thirty One |  | 31 | Thirty One | #REF! | 1 | 1 | 1 | 1 | #REF!
32 | Thirty Two |  | 32 | Thirty Two | 32 | Thirty Two |  | 32 | Thirty Two
33 | Thirty Three |  | 33 | Thirty Three | 33 | Thirty Three |  | 33 | Thirty Three
34 | Thirty Four |  | 34 | Thirty Four | 34 | Thirty Four |  | 34 | Thirty Four
35 | Thirty Fivr |  | 35 | Thirty Fivr | 35 | Thirty Fivr |  | 35 | Thirty Fivr
36 | Thirty Six |  | 36 | Thirty Six | 36 | Thirty Six |  | 36 | Thirty Six
37 | Thirty Seven |  | 37 | Thirty Seven | 37 | Thirty Seven |  | 37 | Thirty Seven
38 | Thirty Eight |  | 38 | Thirty Eight | 38 | Thirty Eight |  | 38 | Thirty Eight
39 | Thirty Nine |  | 39 | Thirty Nine | 39 | Thirty Nine |  | 39 | Thirty Nine
40 | Forty |  | 40 | Forty | 40 | Forty |  | 40 | Forty
41 | Forty One |  | 41 | Forty One | 41 | Forty One |  | 41 | Forty One
42 | Forty Two |  | 42 | Forty Two | 42 | Forty Two |  | 42 | Forty Two
43 | Forty Three |  | 43 | Forty Three | 43 | Forty Three |  | 43 | Forty Three
44 | Forty Four |  | 44 | Forty Four | 44 | Forty Four |  | 44 | Forty Four
45 | Forty Five |  | 45 | Forty Five | 45 | Forty Five |  | 45 | Forty Five
46 | Forty Six |  | 46 | Forty Six | 46 | Forty Six |  | 46 | Forty Six
47 | Forty Seven |  | 47 | Forty Seven | 47 | Forty Seven |  | 47 | Forty Seven
48 | Forty Eight |  | 48 | Forty Eight | 48 | Forty Eight |  | 48 | Forty Eight
49 | Forty Nine |  | 49 | Forty Nine | 49 | Forty Nine |  | 49 | Forty Nine
50 | Fifty |  | 50 | Fifty | 50 | Fifty |  | 50 | Fifty
51 | Fifty One |  | 51 | Fifty One | 51 | Fifty One |  | 51 | Fifty One
52 | Fifty Two |  | 52 | Fifty Two | 52 | Fifty Two |  | 52 | Fifty Two
53 | Fifty Three |  | 53 | Fifty Three | 53 | Fifty Three |  | 53 | Fifty Three
54 | Fifty Four |  | 54 | Fifty Four | 54 | Fifty Four |  | 54 | Fifty Four
55 | Fifty Five |  | 55 | Fifty Five | 55 | Fifty Five |  | 55 | Fifty Five
56 | Fifty Six |  | 56 | Fifty Six | 56 | Fifty Six |  | 56 | Fifty Six
57 | Fifty Seven |  | 57 | Fifty Seven | 57 | Fifty Seven |  | 57 | Fifty Seven
58 | Fifty Eight |  | 58 | Fifty Eight | 58 | Fifty Eight |  | 58 | Fifty Eight
59 | Fifty Nine |  | 59 | Fifty Nine | 59 | Fifty Nine |  | 59 | Fifty Nine
60 | Sixty |  | 60 | Sixty | 60 | Sixty |  | 60 | Sixty
61 | Sixty One |  | 61 | Sixty One | 61 | Sixty One |  | 61 | Sixty One
62 | Sixty Two |  | 62 | Sixty Two | 62 | Sixty Two |  | 62 | Sixty Two
63 | Sixty Three |  | 63 | Sixty Three | 63 | Sixty Three |  | 63 | Sixty Three
64 | Sixty Four |  | 64 | Sixty Four | 64 | Sixty Four |  | 64 | Sixty Four
65 | Sixty Five |  | 65 | Sixty Five | 65 | Sixty Five |  | 65 | Sixty Five
66 | Sixty Six |  | 66 | Sixty Six | 66 | Sixty Six |  | 66 | Sixty Six
67 | Sixty Seven |  | 67 | Sixty Seven | 67 | Sixty Seven |  | 67 | Sixty Seven
68 | Sixty Eight |  | 68 | Sixty Eight | 68 | Sixty Eight |  | 68 | Sixty Eight
69 | Sixty Nine |  | 69 | Sixty Nine | 69 | Sixty Nine |  | 69 | Sixty Nine
70 | Seventy |  | 70 | Seventy | 70 | Seventy |  | 70 | Seventy
71 | Seventy One |  | 71 | Seventy One | 71 | Seventy One |  | 71 | Seventy One
72 | Seventy Two |  | 72 | Seventy Two | 72 | Seventy Two |  | 72 | Seventy Two
73 | Seventy Three |  | 73 | Seventy Three | 73 | Seventy Three |  | 73 | Seventy Three
74 | Seventy Four |  | 74 | Seventy Four | 74 | Seventy Four |  | 74 | Seventy Four
75 | Seventy Five |  | 75 | Seventy Five | 75 | Seventy Five |  | 75 | Seventy Five
76 | Seventy Six |  | 76 | Seventy Six | 76 | Seventy Six |  | 76 | Seventy Six
77 | Seventy Seven |  | 77 | Seventy Seven | 77 | Seventy Seven |  | 77 | Seventy Seven
78 | Seventy Eight |  | 78 | Seventy Eight | 78 | Seventy Eight |  | 78 | Seventy Eight
79 | Seventy Nine |  | 79 | Seventy Nine | 79 | Seventy Nine |  | 79 | Seventy Nine
80 | Eighty |  | 80 | Eighty | 80 | Eighty |  | 80 | Eighty
81 | Eighty One |  | 81 | Eighty One | 81 | Eighty One |  | 81 | Eighty One
82 | Eighty Two |  | 82 | Eighty Two | 82 | Eighty Two |  | 82 | Eighty Two
83 | Eighty Three |  | 83 | Eighty Three | 83 | Eighty Three |  | 83 | Eighty Three
84 | Eighty Four |  | 84 | Eighty Four | 84 | Eighty Four |  | 84 | Eighty Four
85 | Eighty Five |  | 85 | Eighty Five | 85 | Eighty Five |  | 85 | Eighty Five
86 | Eighty Six |  | 86 | Eighty Six | 86 | Eighty Six |  | 86 | Eighty Six
87 | Eighty Seven |  | 87 | Eighty Seven | 87 | Eighty Seven |  | 87 | Eighty Seven
88 | Eighty Eight |  | 88 | Eighty Eight | 88 | Eighty Eight |  | 88 | Eighty Eight
89 | Eighty Nine |  | 89 | Eighty Nine | 89 | Eighty Nine |  | 89 | Eighty Nine
90 | Ninety |  | 90 | Ninety | 90 | Ninety |  | 90 | Ninety
91 | Ninety One |  | 91 | Ninety One | 91 | Ninety One |  | 91 | Ninety One
92 | Ninety Two |  | 92 | Ninety Two | 92 | Ninety Two |  | 92 | Ninety Two
93 | Ninety Three |  | 93 | Ninety Three | 93 | Ninety Three |  | 93 | Ninety Three
94 | Ninety Four |  | 94 | Ninety Four | 94 | Ninety Four |  | 94 | Ninety Four
95 | Ninety Five |  | 95 | Ninety Five | 95 | Ninety Five |  | 95 | Ninety Five
96 | Ninety Six |  | 96 | Ninety Six | 96 | Ninety Six |  | 96 | Ninety Six
97 | Ninety Seven |  | 97 | Ninety Seven | 97 | Ninety Seven |  | 97 | Ninety Seven
98 | Ninety Eight |  | 98 | Ninety Eight | 98 | Ninety Eight |  | 98 | Ninety Eight
99 | Ninety Nine |  | 99 | Ninety Nine | 99 | Ninety Nine |  | 99 | Ninety Nine
100 | One Hundred |  | 100 | One Hundred | 100 | One Hundred |  | 100 | One Hundred
BG VALUE:
#REF!
#REF!
#REF! | #REF!
#REF! | #REF! | #REF!
#REF! | #REF! | #REF!
#REF! | #REF! | #REF!
#REF! | #REF! | #REF!
#REF! | #REF! | #REF!
1 | One
2 | Two
3 | Three
4 | Four
5 | Five
6 | Six
7 | Seven
8 | Eight
9 | Nine
10 | Ten
11 | Eleven
12 | Twelve
13 | Thirteen
14 | Fourteen
15 | Fifteen
16 | Sixteen
17 | Seventeen
18 | Eighteen
19 | Nineteen
20 | Twenty
21 | Twenty One
22 | Twenty Two
23 | Twenty Three
24 | Twenty Four
25 | Twenty Five
26 | Twenty Six
27 | Twenty Seven
28 | Twenty Eight
29 | Twenty Nine
30 | Thirty
31 | Thirty One
32 | Thirty Two
33 | Thirty Three
34 | Thirty Four
35 | Thirty Fivr
36 | Thirty Six
37 | Thirty Seven
38 | Thirty Eight
39 | Thirty Nine
40 | Forty
41 | Forty One
42 | Forty Two
43 | Forty Three
44 | Forty Four
45 | Forty Five
46 | Forty Six
47 | Forty Seven
48 | Forty Eight
49 | Forty Nine
50 | Fifty
51 | Fifty One
52 | Fifty Two
53 | Fifty Three
54 | Fifty Four
55 | Fifty Five
56 | Fifty Six
57 | Fifty Seven
58 | Fifty Eight
59 | Fifty Nine
60 | Sixty
61 | Sixty One
62 | Sixty Two
63 | Sixty Three
64 | Sixty Four
65 | Sixty Five
66 | Sixty Six
67 | Sixty Seven
68 | Sixty Eight
69 | Sixty Nine
70 | Seventy
71 | Seventy One
72 | Seventy Two
73 | Seventy Three
74 | Seventy Four
75 | Seventy Five
76 | Seventy Six
77 | Seventy Seven
78 | Seventy Eight
79 | Seventy Nine
80 | Eighty
81 | Eighty One
82 | Eighty Two
83 | Eighty Three
84 | Eighty Four
85 | Eighty Five
86 | Eighty Six
87 | Eighty Seven
88 | Eighty Eight
89 | Eighty Nine
90 | Ninety
91 | Ninety One
92 | Ninety Two
93 | Ninety Three
94 | Ninety Four
95 | Ninety Five
96 | Ninety Six
97 | Ninety Seven
98 | Ninety Eight
99 | Ninety Nine
100 | One Hundred