## Basic (hidden)
Package Name | GIS Substation Package SS-90: for (i) Extn. of 765/400kV Nizamabad GIS substation including 765kV Bus ducts, Bushings, 400kV GIS bays etc. under Augmentation of Transformation Capacity in Southern Region; (ii) (a) Extn. of 400/230kV Tuticorin-II GIS S/S for installation of 4th ICT & (b) Extn. of 400/230kV Tuticorin-II GIS S/S for installation of 5th ICT under Transmission System for Tirunelveli and Tuticorin Wind Energy Zone (Tamil Nadu) (5OOMW) and (iii) Extn. of 400kV Nizamabad GIS substation under Consultancy services to TSTRANSCO.
Direct
Package Code | SS90 | Bought-out
Specification No. | 5002002107/GIS-EXCLUDING/DOM/A00 - CC CS -1
ORIGINAL

## Cover
Price Schedules | GIS Substation Package SS-90: for (i) Extn. of 765/400kV Nizamabad GIS substation including 765kV Bus ducts, Bushings, 400kV GIS bays etc. under Augmentation of Transformation Capacity in Southern Region; (ii) (a) Extn. of 400/230kV Tuticorin-II GIS S/S for installation of 4th ICT & (b) Extn. of 400/230kV Tuticorin-II GIS S/S for installation of 5th ICT under Transmission System for Tirunelveli and Tuticorin Wind Energy Zone (Tamil Nadu) (5OOMW) and (iii) Extn. of 400kV Nizamabad GIS substation under Consultancy services to TSTRANSCO. |  | SS90
5002002107/GIS-EXCLUDING/DOM/A00 - CC CS -1
| 1 | Fill up only green shaded cells in Sch-1, Sch-2, Sch-3, Sch-5, Sch-7 and Bid Form 2nd Envelope.
| 2 | All the cells in Sch-4 & Sch-6 are auto filled, therefore no cell is required to be filled up there.
| 3 | Instructions / error messages, if any, will be displayed automatically after selecting the cell.
| 4 | After filling up all the schedues, save the file, take print out of all the schedules and Bid form and sign & stamp and submit them as hard copy of the 2nd envelope (Price part) of the bid. Also ensure to submit the soft copy of the the same file on CD/ DVD.
पावर ग्रिड कारपोरेशन ऑफ इण्डिया लिमिटेड
(भारत सरकार का उद्यम)
Power Grid Corporation of India Limited
(A Government of India Enterprises)
Click to skip Instructions & Proceed
Click for Detailed General Instructions
General guidelines for filling up the Price Schedules, Sch-1 to Sch-7

## Instructions (hidden)
General Instruction to the Bidders for filling up this workbook of Price Schedules for Package TW13
I | While filling up the worksheets following may please be observed :
| (i) | Fill up only green shaded cells.
| (ii) | Certain data type entries have been restricted, such as Numeric values or limits of numeric values.
| (iii) | Select only the options provided in pull down menus.
| (iv) | Do not link any cell of this work book with any other work book.
| (v) | Do not use copy & paste or cut & paste options for filling up the data.
| (vi) | Do not reformat any of the cell of the work book.
II | This Workbook consists of following worksheets :
Cover :
Opening page of the workbook.
Names of Bidder :
| ● | Select Sole Bidder or JV (Joint Venture) from the pull down menu. Do not leave this cell blank.
| ● | Select nos. of the JV Partners other than the Lead Partner from drop down menu.
| ● | In case of JV partners more than 2, enter details of 3rd & more partners along with details of 2nd partner.
| ● | Fill up names and address of the Sole Bidder and /or Joint Venture.
| ● | Fill up date in dd-mm-yyyy format from drop down menu.
| ● | Click for Sch-1 given at the right top of the worksheet to go to Sch-1.
Sch-1 (Ex-works Prices) :
| ● | Fill up unit rates for all the items in numeric values greater than 0 (zero). If unit rate is left blank, the corresponding item shall be deemed to be included in the total price.
| ● | Corresponding cell for mode of transaction shall be come enable only after filling up the unit rate, therefore first fill up the unit rate and then mode of transaction for the corresponding item.
| ● | Select either Direct or Bought-out from the drop down menu. Do not leave the cell blank the same shall be deemed to be Bought-out if the cell is left blank.
| ● | Total amount shall get calculated automatically.
| ● | Type Test charges shall appear automatically after filling up Sch-7 appropriately.
Sch-2 (Freight & Insurance Charges) :
| ● | Fill up unit rates for all the items in numeric values greater than 0 (zero). If unit rate is left blank, the corresponding item shall be deemed to be included in the total price.
| ● | Total amount shall get calculated automatically.
Sch-3 (Erection Charges) :
| ● | Fill up unit rates for all the items in numeric values greater than 0 (zero). If unit rate is left blank, the corresponding item shall be deemed to be included in the total price.
| ● | Total amount shall get calculated automatically.
Sch-4 (Training Charges) :
| ● | Not applicable, hence no cell is required to be filled up.
Sch-5 (Summary of Taxes and Duties applicable on the Goods) :
| ● | Fill up applicable rate of Excise Duty. The amount of Excise Duty on the items mentioned as Direct in the mode of transaction in Schedule-1 shall be calculated automatically at the rate mentioned by the bidder here.
| ● | Segregate and fill up the amount on which Sales Tax shall be applicable out of Ex-works supply items mentioned as direct in the mode of transaction in Schedule-1. Applicable Excise Duty on this amount will be calculated automatically at the rate mentioned by the bidder. Further, fill up the rate of applicable Sales Tax. Amount of Sales Tax shall be automatically calculated on the amount mentioned by the bidder as subjected to Sales Tax plus applicable Excise Duty at the rate mentioned by the Bidder.
| ● | Difference of total amount quoted by the bidder as Direct Transaction and the amount mentioned by him subjected to Sales Tax shall be considered as the amount on which VAT shall become applicable and the same shall be calculated & displayed automatically. Applicable Excise Duty on this amount at the rate mentioned by the bidder shall also be calculated & displayed automatically. Fill up the rate of applicable VAT. The amount of VAT shall be calculated automatically on the amount considered to be subjected to VAT plus applicable Excise Duty at the rate mentioned by the bidder here.
| ● | Amount as per details filled up by the bidder in the work sheets Entry Tax, Octroi and other Taxes & Duties shall be displayed in this work sheet Sch-5 but will not be added to the grand total and shall be considered as applicable.
| ● | Click at the links to go to the work sheets Entry Tax, Octroi and other Taxes & Duties one by one.
Entry Tax :
| ● | Fill the description, amount and rate of applicable Entry Tax. Total of this worksheet shall be displayed in Sch -5 (Taxes & Duties)
| ● | Click at the link to go back to Sch-5.
OCTROI :
| ● | Fill the description, amount and rate of applicable Octroi. Total of this worksheet shall be displayed in Sch -5 (Taxes & Duties)
| ● | Click at the link to go back to Sch-5.
Other Taxes & Duties :
| ● | Fill the description, amount and rate of applicable Other Taxes & Duties. Total of this worksheet shall be displayed in Sch -5 (Taxes & Duties)
| ● | Click at the link to go back to Sch-5.
Sch -6 :
| ● | Summary of all the Schedules without considering discount (mentioned in the work sheet discount) shall be displayed automatically.
| ● | No cell is required to be filled in by the bidder in this worksheet.
Sch-7 (Type Test Charges) :
| ● | Fill up the rates & location where type tests are proposed.
| ● | Total of this Sch-7 shall automatically appear in Sch-1.
Bid form 2nd Envelope :
| ● | Fill up ref. no. as bidder's ref no. of this letter.
| ● | This letter shall consider the net price as per Sch-6 (After Discount).
| ● | Fill up names & Designation of the representatives of other JV partner(s) if the bidder is JV (Joint Venture) .
| ● | Fill up additional information as required.
* * *
Happy Bidding !
Click to Proceed

## Names of Bidder
GIS Substation Package SS-90: for (i) Extn. of 765/400kV Nizamabad GIS substation including 765kV Bus ducts, Bushings, 400kV GIS bays etc. under Augmentation of Transformation Capacity in Southern Region; (ii) (a) Extn. of 400/230kV Tuticorin-II GIS S/S for installation of 4th ICT & (b) Extn. of 400/230kV Tuticorin-II GIS S/S for installation of 5th ICT under Transmission System for Tirunelveli and Tuticorin Wind Energy Zone (Tamil Nadu) (5OOMW) and (iii) Extn. of 400kV Nizamabad GIS substation under Consultancy services to TSTRANSCO.
5002002107/GIS-EXCLUDING/DOM/A00 - CC CS -1 |  |  |  | Sole Bidder | 1
|  |  |  | JV (Joint Venture) | Other Partner
Enter following details of the bidder
Specify type of Bidder [Select from drop down menu] | Sole Bidder |  | 1 | 0
Other Partner
Name of Sole Bidder
Address of Sole Bidder
Name of other Partner - 1
Address of other Partner - 1
Name of other Partner - 2 (more, if any) | …….. …….. …….. …….. …….. ……..
Address of other Partner - 2 (more, if any) | …….. …….. …….. …….. …….. ……..
…….. …….. …….. …….. …….. ……..
…….. …….. …….. …….. …….. ……..
Printed Name
Designation
Date |  | 31
Place
Click for Sch-1

## Sch-1
5002002107/GIS-EXCLUDING/DOM/A00 - CC CS -1 | [12 empty] | Schedule-1(revised)
GIS Substation Package SS-90: for (i) Extn. of 765/400kV Nizamabad GIS substation including 765kV Bus ducts, Bushings, 400kV GIS bays etc. under Augmentation of Transformation Capacity in Southern Region; (ii) (a) Extn. of 400/230kV Tuticorin-II GIS S/S for installation of 4th ICT & (b) Extn. of 400/230kV Tuticorin-II GIS S/S for installation of 5th ICT under Transmission System for Tirunelveli and Tuticorin Wind Energy Zone (Tamil Nadu) (5OOMW) and (iii) Extn. of 400kV Nizamabad GIS substation under Consultancy services to TSTRANSCO.
(SCHEDULE OF RATES AND PRICES)
BIDDER:
0 | [9 empty] | To: | [9 empty] | 1
Bidder’s Name and Address (Sole Bidder) : | [9 empty] | Contract Services | [9 empty] | 0
Name : | [9 empty] | Power Grid Corporation of India Ltd., | [9 empty] | 0
Address : | [9 empty] | "Saudamini", Plot No.-2 | [9 empty] | JOINT VENTURE OF 0 & 0
Sector-29,
Gurgaon (Haryana) - 122001
Plant and Equipment (including Mandatory Spares Parts) to be supplied, including Type Test Charges for Tests to be conducted.
(All Prices are in Indian Rupees)
SI. No. | PR No | PR Line Item No | Activity Description | Material Code | HSN Code | Whether HSN in column ‘6’ is confirmed. If not, indicate applicable the HSN code # | Rate of GST applicable ( in %) | Whether rate of GST in column ‘8’ is confirmed. If not, indicate applicable rate of GST # | Item Description | Unit | Qty. | Unit Ex-Works Price (excluding GST) | Total Ex-Works Price (excluding GST)
1 | 2 | 3 | 4 | 5 | 6 | 7 | 8 | 9 | 10 | 11 | 12 | 13 | 14 = 12 X 13 | [7 empty] | 91
I | 4 nos. of 400kV GIS bays at Nizamabad ss
1 | 7000016313 | 10 | 400 KV GIS | 1000004533 | 85359030 |  | 18 |  | 420kV, 4000 A, 63 kA, SF6 GIS Bus barmodule as per Section-Project,Technical specification | SET | 2 |  | INCLUDED | 0 | 0 | 0 | 0 | 0 | 0
2 | 7000016313 | 20 | 400 KV GIS | 1000004634 | 85359030 |  | 18 |  | 420 kV, 3150 A, 63 kA, SF6 GIS Linefeeder bay module(with PIR) as perSection-Project, Technicalspecification | SET | 2 |  | INCLUDED | 0 | 0 | 0 | 0 | 0 | 0
3 | 7000016313 | 30 | 400 KV GIS | 1000004638 | 85359030 |  | 18 |  | 420 kV, 3150 A, 63 kA, SF6 GIS Linefeeder bay module(without PIR) as perSection-Project, Technicalspecification | SET | 2 |  | INCLUDED | 0 | 0 | 0 | 0 | 0 | 0
4 | 7000016313 | 40 | 400 KV GIS | 1000004635 | 85359030 |  | 18 |  | 420kV, 3150 A, 63 kA, SF6 GIS Tie baymodule(with PIR) as perSection-Project, Technicalspecification | SET | 2 |  | INCLUDED | 0 | 0 | 0 | 0 | 0 | 0
5 | 7000016313 | 50 | 400 KV GIS | 1000004287 | 85389000 |  | 18 |  | 420kV, 3000A, 63kA, Single phase, SF6Gas Insulated Bus Duct (GIB) outsideGIS Hall alongwith associated supportstructure | M | 1000 |  | INCLUDED | 0 | 0 | 0 | 0 | 0 | 0
6 | 7000016313 | 60 | 400 KV GIS | 1000032699 | 85389000 |  | 18 |  | 3150A, 63KA, 1SEC SINGLE PHASE 420KV SF6 TO AIR BUSHING | EA | 12 |  | INCLUDED | 0 | 0 | 0 | 0 | 0 | 0
7 | 7000016313 | 80 | 400 KV AIS | 1000020419 | 85354010 |  | 18 |  | 336kV Surge Arrester (1-phase) | EA | 6 |  | INCLUDED | 0 | 0 | 0 | 0 | 0 | 0
8 | 7000016313 | 90 | 400 KV AIS | 1000004401 | 85462040 |  | 18 |  | 420 kV, 1 phase Bus Post Insulator (except for Line Traps) | EA | 10 |  | INCLUDED | 0 | 0 | 0 | 0 | 0 | 0
9 | 7000016313 | 100 | 400 KV AIS | 1000004535 | 85359090 |  | 18 |  | 420 kV, 4400 pF Capacitive Voltage Transformer (1-Phase) | EA | 6 |  | INCLUDED | 0 | 0 | 0 | 0 | 0 | 0
10 | 7000016313 | 120 | ERECTION HARDWARE | 1000011336 | 72169990 |  | 18 |  | Erection Hardware for 400kV I type layout for GIS terminationarrangement-Line bay as per technical specification | SET | 2 |  | INCLUDED | 0 | 0 | 0 | 0 | 0 | 0
11 | 7000016313 | 130 | ERECTION HARDWARE | 1000055984 | 72169990 |  | 18 |  | 400KV TENSION INSULATOR STRING AND ASSOCIATED HARDWARE FITTINGSWITHOUT TURN BUCKLE SUITABLE FOR QUAD CONDUCTOR | EA | 6 |  | INCLUDED | 0 | 0 | 0 | 0 | 0 | 0
12 | 7000016313 | 140 | ERECTION HARDWARE | 1000055991 | 72169990 |  | 18 |  | 400KV TENSION INSULATOR STRING AND ASSOCIATED HARDWARE FITTINGSWITH TURN BUCKLE SUITABLE FOR QUAD CONDUCTOR | EA | 12 |  | INCLUDED | 0 | 0 | 0 | 0 | 0 | 0
13 | 7000016313 | 150 | ERECTION HARDWARE | 1000055988 | 72169990 |  | 18 |  | 400KV SUSPENSION INSULATOR STRING AND ASSOCIATED HARDWARE FITTINGSWITH THROUGH CLAMP SUITABLE FOR QUAD CONDUCTOR | EA | 6 |  | INCLUDED | 0 | 0 | 0 | 0 | 0 | 0
14 | 7000016313 | 170 | 400 KV CONTROL & RELAY PANEL | 1000002165 | 85371000 |  | 18 |  | 400kV Circuit Breaker Relay Panel with Auto Reclose (with Automation) | EA | 6 |  | INCLUDED | 0 | 0 | 0 | 0 | 0 | 0
15 | 7000016313 | 180 | 400 KV CONTROL & RELAY PANEL | 1000003398 | 85371000 |  | 18 |  | 400kV Line Protection Panel (with Automation) | EA | 2 |  | INCLUDED | 0 | 0 | 0 | 0 | 0 | 0
16 | 7000016313 | 190 | 400 KV CONTROL & RELAY PANEL | 1000002146 | 85371000 |  | 18 |  | Augmentation of existing 400kV bus bar protection scheme.(No. of baysas per specification)-(with Automation) | SET | 2 |  | INCLUDED | 0 | 0 | 0 | 0 | 0 | 0
17 | 7000016313 | 210 | 400 KV SAS | 1000003409 | 85371000 |  | 18 |  | Augmentation of Substation automation System for 400kV Main bay as perTechnical Specification | EA | 4 |  | INCLUDED | 0 | 0 | 0 | 0 | 0 | 0
18 | 7000016313 | 220 | 400 KV SAS | 1000003411 | 85371000 |  | 18 |  | Augmentation of Substation automation System for 400kV Tie bay as perTechnical Specification | EA | 2 |  | INCLUDED | 0 | 0 | 0 | 0 | 0 | 0
19 | 7000016313 | 240 | FIRE PROTECTION SYSTEM | 1000012010 | 85311020 |  | 18 |  | Fire Detection and Alarm System for 400kV GIS Hall | SET | 1 |  | INCLUDED | 0 | 0 | 0 | 0 | 0 | 0
20 | 7000016313 | 250 | FIRE PROTECTION SYSTEM | 1000032698 | 85311020 |  | 18 |  | FIRE PROTECTION SYSTEM-400KVGIS HALL EXENSION | SET | 1 |  | INCLUDED | 0 | 0 | 0 | 0 | 0 | 0
21 | 7000016313 | 260 | FIRE PROTECTION SYSTEM | 1000028771 | 84241000 |  | 18 |  | PORTABLE FIRE EXTINGUISHER-DCP TYPE 4.5/5 KG | EA | 2 |  | INCLUDED | 0 | 0 | 0 | 0 | 0 | 0
22 | 7000016313 | 270 | FIRE PROTECTION SYSTEM | 1000012022 | 84241000 |  | 18 |  | 4.5 kg CO2 type Portable Fire extinguisher | EA | 2 |  | INCLUDED | 0 | 0 | 0 | 0 | 0 | 0
23 | 7000016313 | 290 | ILLUMINATION SYSTEM | 1000038039 | 94051090 |  | 18 |  | LIGHTING FIXTURE LED LUMINAIRES TYPE FL-1 AS PER TECH. SPECIFICATIONS | EA | 10 |  | INCLUDED | 0 | 0 | 0 | 0 | 0 | 0
24 | 7000016313 | 300 | ILLUMINATION SYSTEM | 1000038325 | 94059900 |  | 18 |  | LIGHTING FIXTURE LED LUMINAIRES TYPE FL2 AS PER TECH. SPECIFICATIONS | EA | 10 |  | INCLUDED | 0 | 0 | 0 | 0 | 0 | 0
25 | 7000016313 | 310 | ILLUMINATION SYSTEM | 1000003362 | 94059900 |  | 18 |  | 400 kV GIS Hall Extension Lighting excluding Conduit | SET | 1 |  | INCLUDED | 0 | 0 | 0 | 0 | 0 | 0
26 | 7000016313 | 320 | ILLUMINATION SYSTEM | 1000038392 | 94059900 |  | 18 |  | RP TYPE RECEPTACLE OF 63A AS PER TECHNICAL SPECIFICATION | EA | 1 |  | INCLUDED | 0 | 0 | 0 | 0 | 0 | 0
27 | 7000016313 | 330 | ILLUMINATION SYSTEM | 1000038391 | 94059900 |  | 18 |  | RO TYPE RECEPTACLE OF 20A AS PER TECHNICAL SPECIFICATION | EA | 1 |  | INCLUDED | 0 | 0 | 0 | 0 | 0 | 0
28 | 7000016313 | 340 | ILLUMINATION SYSTEM | 1000014547 | 85371000 |  | 18 |  | Lighting Panel type ACP-2 as per technical specification | EA | 1 |  | INCLUDED | 0 | 0 | 0 | 0 | 0 | 0
29 | 7000016313 | 350 | ILLUMINATION SYSTEM | 1000017485 | 94059900 |  | 18 |  | Lighting panel SLP for Street Lighting | EA | 1 |  | INCLUDED | 0 | 0 | 0 | 0 | 0 | 0
30 | 7000016313 | 370 | STEEL STRUCTURE | 1000020193 | 73045930 |  | 18 |  | Fabrication, galvanising and supply of Standard Pipe Structure - 400kV CVT including nuts, bolts, all type of washers, packplates, stepbolts and gusset plates excluding foundation bolts | EA | 6 |  | INCLUDED | 0 | 0 | 0 | 0 | 0 | 0
31 | 7000016313 | 380 | STEEL STRUCTURE | 1000020195 | 73045930 |  | 18 |  | Fabrication, galvanising and supply ofStandard Pipe Structure - 400 kV,1-Phase, SA including nuts, bolts,all type of washers, packplates, stepbolts and gusset plates excludingfoundation bolts | EA | 6 |  | INCLUDED | 0 | 0 | 0 | 0 | 0 | 0
32 | 7000016313 | 390 | STEEL STRUCTURE | 1000020196 | 73045930 |  | 18 |  | Fabrication, galvanising and supply ofStd Pipe Structure - 400 kV, 1-Phase,BPI, (Excluding Wave Trap), includingnuts, bolts, all type of washers,packplates, step bolts and gussetplates excluding foundation bolts | EA | 10 |  | INCLUDED | 0 | 0 | 0 | 0 | 0 | 0
33 | 7000016313 | 400 | STEEL STRUCTURE | 1000020124 | 73082011 |  | 18 |  | Fabrication, galvanising and supply of Standard 400 kV Tower TBincluding nuts, bolts, all type of washers, packplates, step bolts andgusset plates excluding foundation bolts | EA | 2 |  | INCLUDED | 0 | 0 | 0 | 0 | 0 | 0
34 | 7000016313 | 410 | STEEL STRUCTURE | 1000020138 | 73082011 |  | 18 |  | Fabrication, galvanising and supply of Standard 400 kV Tower TVincluding nuts, bolts, all type of washers, packplates, step bolts andgusset plates excluding foundation bolts | EA | 2 |  | INCLUDED | 0 | 0 | 0 | 0 | 0 | 0
35 | 7000016313 | 420 | STEEL STRUCTURE | 1000020118 | 73082011 |  | 18 |  | Fabrication, galvanising and supply of Standard 400 kV Gantry G1including nuts, bolts, all type of washers, packplates, step bolts andgusset plates excluding foundation bolts | EA | 6 |  | INCLUDED | 0 | 0 | 0 | 0 | 0 | 0
36 | 7000016313 | 430 | STEEL STRUCTURE | 1000017568 | 73045930 |  | 18 |  | Standard Pipe Structure for 400kV BPI for WT (1- phase) | EA | 3 |  | INCLUDED | 0 | 0 | 0 | 0 | 0 | 0
37 | 7000016313 | 450 | 1.1 KV POWER & CONTROL CABLE (KM) | 1000031933 | 85446020 |  | 18 |  | 1.1KV GRADE 2CX16 SQMM (PVC) POWER CABLE | KM | 0.5 |  | INCLUDED | 0 | 0 | 0 | 0 | 0 | 0
38 | 7000016313 | 460 | 1.1 KV POWER & CONTROL CABLE (KM) | 1000031953 | 85446020 |  | 18 |  | 1.1KV GRADE 3.5CX35 SQMM (PVC) POWER CABLE | KM | 0.5 |  | INCLUDED | 0 | 0 | 0 | 0 | 0 | 0
39 | 7000016313 | 470 | 1.1 KV POWER & CONTROL CABLE (KM) | 1000031976 | 85446020 |  | 18 |  | 1.1KV GRADE 4CX16 SQMM (PVC) POWER CABLE | KM | 6 |  | INCLUDED | 0 | 0 | 0 | 0 | 0 | 0
40 | 7000016313 | 480 | 1.1 KV POWER & CONTROL CABLE (KM) | 1000031993 | 85446020 |  | 18 |  | 1.1KV GRADE 7CX2.5 SQMM CONTROL CABLE | KM | 1.5 |  | INCLUDED | 0 | 0 | 0 | 0 | 0 | 0
41 | 7000016313 | 490 | 1.1 KV POWER & CONTROL CABLE (KM) | 1000031987 | 85446020 |  | 18 |  | 1.1KV GRADE 5CX2.5 SQMM CONTROL CABLE | KM | 2.5 |  | INCLUDED | 0 | 0 | 0 | 0 | 0 | 0
42 | 7000016313 | 500 | 1.1 KV POWER & CONTROL CABLE (KM) | 1000031927 | 85446020 |  | 18 |  | 1.1KV GRADE 27CX2.5 SQMM CONTROL CABLE | KM | 1.5 |  | INCLUDED | 0 | 0 | 0 | 0 | 0 | 0
43 | 7000016313 | 510 | 1.1 KV POWER & CONTROL CABLE (KM) | 1000031887 | 85446020 |  | 18 |  | 1.1KV GRADE 10CX2.5 SQMM CONTROL CABLE | KM | 1.5 |  | INCLUDED | 0 | 0 | 0 | 0 | 0 | 0
44 | 7000016313 | 520 | 1.1 KV POWER & CONTROL CABLE (KM) | 1000031908 | 85446020 |  | 18 |  | 1.1KV GRADE 19CX2.5 SQMM CONTROL CABLE | KM | 1.5 |  | INCLUDED | 0 | 0 | 0 | 0 | 0 | 0
45 | 7000016313 | 530 | 1.1 KV POWER & CONTROL CABLE (KM) | 1000031936 | 85446020 |  | 18 |  | 1.1KV GRADE 2CX2.5 SQMM CONTROL CABLE | KM | 1.5 |  | INCLUDED | 0 | 0 | 0 | 0 | 0 | 0
46 | 7000016313 | 550 | AIR CONDITIONING & VENTILATION SYSTEM | 1000022409 | 84159000 |  | 28 |  | Ventillation system for 400kV GIS Hall Ext | SET | 1 |  | INCLUDED | 0 | 0 | 0 | 0 | 0 | 0
47 | 7000016313 | 560 | AIR CONDITIONING & VENTILATION SYSTEM | 1000013502 | 84158210 |  | 28 |  | High wall type split AC unit of 2 TR capacity | EA | 3 |  | INCLUDED | 0 | 0 | 0 | 0 | 0 | 0
48 | 7000016313 | 580 | Foundation Bolts - Supply | 1000012369 | 73082011 |  | 18 |  | Fabrication, galvanising and supply of 56mm dia foundation boltsincluding nuts, checknuts, washers and packplates | EA | 56 |  | INCLUDED | 0 | 0 | 0 | 0 | 0 | 0
49 | 7000016313 | 590 | Foundation Bolts - Supply | 1000012366 | 73082011 |  | 18 |  | Fabrication, galvanising and supply of 28mm dia foundation boltsincluding nuts, checknuts, washers and packplates. | EA | 124 |  | INCLUDED | 0 | 0 | 0 | 0 | 0 | 0
50 | 7000016313 | 610 | PLCC Equipment | 1000004290 | 85176210 |  | 18 |  | 400kV,3150A,0.5mH ,63kA Line Trap | EA | 2 |  | INCLUDED | 0 | 0 | 0 | 0 | 0 | 0
51 | 7000016313 | 620 | PLCC Equipment | 1000010014 | 85176210 |  | 18 |  | Coupling device for PLCC | SET | 2 |  | INCLUDED | 0 | 0 | 0 | 0 | 0 | 0
52 | 7000016313 | 630 | PLCC Equipment | 1000017887 | 85176210 |  | 18 |  | Analog Protection Coupler for PLCC | EA | 2 |  | INCLUDED | 0 | 0 | 0 | 0 | 0 | 0
53 | 7000016313 | 640 | PLCC Equipment | 1000010638 | 85176210 |  | 18 |  | Digital Protection Coupler | EA | 2 |  | INCLUDED | 0 | 0 | 0 | 0 | 0 | 0
54 | 7000016313 | 650 | PLCC Equipment | 1000028380 | 85176210 |  | 18 |  | CARRIER EQUIPMENT ANALOG TYPE (FOR SPEECH+DATA & SPEECH+PROTECTION) | EA | 2 |  | INCLUDED | 0 | 0 | 0 | 0 | 0 | 0
55 | 7000016313 | 710 | AUGMENTATION OF VMS | 1000025861 | 85287390 |  | 18 |  | Visual Monitoring System for Watch & Ward | SET | 1 |  | INCLUDED | 0 | 0 | 0 | 0 | 0 | 0
56 | 7000016313 | 730 | BoQ of Comm Equip Supply for NizamabadSS | 1000032124 | 85176260 |  | 18 |  | SDH EQUIPMENT (STM-4 MADM UPTO 3 MSP PROTECTED DIRECTIONS)-BASEEQUIPMENT (COMMON CARDS, CROSS CONNECT/CONTROL CARDS, OPTICAL BASECARDS, POWER SUPPLY CARDS, POWER CABLING, OTHER HARDWARE ANDACCESSORIES INCLUDING SUB RACKS, PATCH CORD, DDF ETC FULLY EQUIPEDEXCLUDING OPTICAL INTERFACE & TRIBUTARY CARDS | EA | 1 |  | INCLUDED | 0 | 0 | 0 | 0 | 0 | 0
57 | 7000016313 | 740 | BoQ of Comm Equip Supply for NizamabadSS | 1000023721 | 85176260 |  | 18 |  | SFP S4.1 | EA | 4 |  | INCLUDED | 0 | 0 | 0 | 0 | 0 | 0
58 | 7000016313 | 750 | BoQ of Comm Equip Supply for NizamabadSS | 1000031406 | 85176290 |  | 18 |  | OPTICAL INTERFACE CARD (TO SUPPORT MINIMUM 150 KMS) FOR STM-4 | EA | 2 |  | INCLUDED | 0 | 0 | 0 | 0 | 0 | 0
59 | 7000016313 | 760 | BoQ of Comm Equip Supply for NizamabadSS | 1000031374 | 85176290 |  | 18 |  | TRIBUTARY INTERFACE- E1 INTERFACE (MINIMUM 16 NOS.) | SET | 2 |  | INCLUDED | 0 | 0 | 0 | 0 | 0 | 0
60 | 7000016313 | 770 | BoQ of Comm Equip Supply for NizamabadSS | 1000031379 | 85176290 |  | 18 |  | TRIBUTARY CARDS-ETHERNET INTERFACES 10/100 MBPS WITH LAYER -2SWITCHING (MINIMUM 4 INTERFACES PER CARD) | EA | 2 |  | INCLUDED | 0 | 0 | 0 | 0 | 0 | 0
61 | 7000016313 | 780 | BoQ of Comm Equip Supply for NizamabadSS | 1000026228 | 85176290 |  | 18 |  | Equipment Cabinets For SDH | EA | 1 |  | INCLUDED | 0 | 0 | 0 | 0 | 0 | 0
62 | 7000016313 | 790 | BoQ of Comm Equip Supply for NizamabadSS | 1000028495 | 84715000 |  | 18 |  | NMS- CRAFT TERMINAL-HARDWARE | EA | 1 |  | INCLUDED | 0 | 0 | 0 | 0 | 0 | 0
63 | 7000016313 | 800 | BoQ of Comm Equip Supply for NizamabadSS | 1000028265 | 85238020 |  | 18 |  | Software for Craft Terminal | EA | 1 |  | INCLUDED | 0 | 0 | 0 | 0 | 0 | 0
64 | 7000016313 | 810 | BoQ of Comm Equip Supply for NizamabadSS | 1000034998 | 85171890 |  | 18 |  | VOIP TELEPHONE INSTRUMENT WITH ONE COMMON SWITCH (MIN. 8 PORT) | EA | 1 |  | INCLUDED | 0 | 0 | 0 | 0 | 0 | 0
65 | 7000016313 | 820 | BoQ of Comm Equip Supply for NizamabadSS | 1000030942 | 85447090 |  | 18 |  | 24F (DWSM) APPROACH FIBRE OPTIC CABLE INCLUDING ALL INSTALLATIONHARDWARE SET | KM | 1 |  | INCLUDED | 0 | 0 | 0 | 0 | 0 | 0
66 | 7000016313 | 840 | Comm Equip BoQ Spares at Nizamabad | 1000032124 | 85176260 |  | 18 |  | SDH EQUIPMENT (STM-4 MADM UPTO 3 MSP PROTECTED DIRECTIONS)-BASEEQUIPMENT (COMMON CARDS, CROSS CONNECT/CONTROL CARDS, OPTICAL BASECARDS, POWER SUPPLY CARDS, POWER CABLING, OTHER HARDWARE ANDACCESSORIES INCLUDING SUB RACKS, PATCH CORD, DDF ETC FULLY EQUIPEDEXCLUDING OPTICAL INTERFACE & TRIBUTARY CARDS | EA | 1 |  | INCLUDED | 0 | 0 | 0 | 0 | 0 | 0
67 | 7000016313 | 850 | Comm Equip BoQ Spares at Nizamabad | 1000023721 | 85176260 |  | 18 |  | SFP S4.1 | EA | 1 |  | INCLUDED | 0 | 0 | 0 | 0 | 0 | 0
68 | 7000016313 | 860 | Comm Equip BoQ Spares at Nizamabad | 1000031406 | 85176290 |  | 18 |  | OPTICAL INTERFACE CARD (TO SUPPORT MINIMUM 150 KMS) FOR STM-4 | EA | 1 |  | INCLUDED | 0 | 0 | 0 | 0 | 0 | 0
69 | 7000016313 | 870 | Comm Equip BoQ Spares at Nizamabad | 1000031374 | 85176290 |  | 18 |  | TRIBUTARY INTERFACE- E1 INTERFACE (MINIMUM 16 NOS.) | SET | 1 |  | INCLUDED | 0 | 0 | 0 | 0 | 0 | 0
70 | 7000016313 | 880 | Comm Equip BoQ Spares at Nizamabad | 1000031379 | 85176290 |  | 18 |  | TRIBUTARY CARDS-ETHERNET INTERFACES 10/100 MBPS WITH LAYER -2SWITCHING (MINIMUM 4 INTERFACES PER CARD) | EA | 1 |  | INCLUDED | 0 | 0 | 0 | 0 | 0 | 0
71 | 7000016313 | 890 | Comm Equip BoQ Spares at Nizamabad | 1000034998 | 85171890 |  | 18 |  | VOIP TELEPHONE INSTRUMENT WITH ONE COMMON SWITCH (MIN. 8 PORT) | EA | 1 |  | INCLUDED | 0 | 0 | 0 | 0 | 0 | 0
72 | 7000016313 | 900 | Comm Equip BoQ Spares at Nizamabad | 1000031398 | 85171890 |  | 18 |  | PRE CONNECTORIZED OPTICAL FIBER PATCH CORDS(10 MTRS) â€“ PACK OF SIXPATCH CORDS | SET | 1 |  | INCLUDED | 0 | 0 | 0 | 0 | 0 | 0
73 | 7000016313 | 910 | Comm Equip BoQ Spares at Nizamabad | 1000030942 | 85447090 |  | 18 |  | 24F (DWSM) APPROACH FIBRE OPTIC CABLE INCLUDING ALL INSTALLATIONHARDWARE SET | KM | 1 |  | INCLUDED | 0 | 0 | 0 | 0 | 0 | 0
74 | 7000016313 | 920 | Comm Equip BoQ Supply for chandulapur | 1000031406 | 85176290 |  | 18 |  | OPTICAL INTERFACE CARD (TO SUPPORT MINIMUM 150 KMS) FOR STM-4 | EA | 2 |  | INCLUDED | 0 | 0 | 0 | 0 | 0 | 0
75 | 7000016313 | 940 | BoQ of PMU for Nizamabad SS- Supply | 1000017518 | 85364900 |  | 18 |  | PMU with GPS Clock (clock can be either internal or external) | EA | 2 |  | INCLUDED | 0 | 0 | 0 | 0 | 0 | 0
76 | 7000016313 | 950 | BoQ of PMU for Nizamabad SS- Supply | 1000022512 | 90311000 |  | 18 |  | WAMS Hardware - Time System (GPS receiver) | EA | 2 |  | INCLUDED | 0 | 0 | 0 | 0 | 0 | 0
77 | 7000016313 | 960 | BoQ of PMU for Nizamabad SS- Supply | 1000022510 | 85176290 |  | 18 |  | WAMS Hardware - Substation Grade Layer-3 LAN Switches with minimum 4 x10/100 Mbps Ethernet ports and 2 x 1 Gbps Ethernet ports | EA | 3 |  | INCLUDED | 0 | 0 | 0 | 0 | 0 | 0
78 | 7000016313 | 970 | BoQ of PMU for Nizamabad SS- Supply | 1000022487 | 85447090 |  | 18 |  | WAMS Miscellaneous - Armored Fibre Optic Cable and associatedtermination (e.g. L2 Switch) for connecting PMU panels located indifferent control room of a station | EA | 1 |  | INCLUDED | 0 | 0 | 0 | 0 | 0 | 0
79 | 7000016313 | 990 | BoQ of PMU for Chandlapur- Supply | 1000017518 | 85364900 |  | 18 |  | PMU with GPS Clock (clock can be either internal or external) | EA | 2 |  | INCLUDED | 0 | 0 | 0 | 0 | 0 | 0
80 | 7000016313 | 1000 | BoQ of PMU for Chandlapur- Supply | 1000022512 | 90311000 |  | 18 |  | WAMS Hardware - Time System (GPS receiver) | EA | 2 |  | INCLUDED | 0 | 0 | 0 | 0 | 0 | 0
81 | 7000016313 | 1010 | BoQ of PMU for Chandlapur- Supply | 1000022510 | 85176290 |  | 18 |  | WAMS Hardware - Substation Grade Layer-3 LAN Switches with minimum 4 x10/100 Mbps Ethernet ports and 2 x 1 Gbps Ethernet ports | EA | 3 |  | INCLUDED | 0 | 0 | 0 | 0 | 0 | 0
82 | 7000016313 | 1020 | BoQ of PMU for Chandlapur- Supply | 1000022487 | 85447090 |  | 18 |  | WAMS Miscellaneous - Armored Fibre Optic Cable and associatedtermination (e.g. L2 Switch) for connecting PMU panels located indifferent control room of a station | EA | 1 |  | INCLUDED | 0 | 0 | 0 | 0 | 0 | 0
83 | 7000016314 | 30 | MANDATORY SPARES -AIS | 1000020419 | 85354010 |  | 18 |  | 336kV Surge Arrester (1-phase) | EA | 1 |  | INCLUDED | 0 | 0 | 0 | 0 | 0 | 0
84 | 7000016314 | 40 | MANDATORY SPARES -AIS | 1000020440 | 85359090 |  | 18 |  | Surge monitor (1-Phase) | EA | 5 |  | INCLUDED | 0 | 0 | 0 | 0 | 0 | 0
85 | 7000016314 | 50 | MANDATORY SPARES -AIS | 1000004535 | 85359090 |  | 18 |  | 420 kV, 4400 pF Capacitive Voltage Transformer (1-Phase) | EA | 1 |  | INCLUDED | 0 | 0 | 0 | 0 | 0 | 0
86 | 7000016314 | 60 | MANDATORY SPARES -C&R | 1000015978 | 85371000 |  | 18 |  | Numerical distance relay (Main-I) withinbuilt DR and fault locator,OV prot.,software | SET | 1 |  | INCLUDED | 0 | 0 | 0 | 0 | 0 | 0
87 | 7000016314 | 70 | MANDATORY SPARES -C&R | 1000028496 | 85371000 |  | 18 |  | NUMERICAL DISTANCE RELAY (MAIN II) WITH INBUILT DR AND FAULTLOCATOR,OV PROT., SOFTWARE | SET | 1 |  | INCLUDED | 0 | 0 | 0 | 0 | 0 | 0
88 | 7000016314 | 80 | MANDATORY SPARES -C&R | 1000007634 | 85371000 |  | 18 |  | Bay Unit module for Bus Bar Protection | EA | 1 |  | INCLUDED | 0 | 0 | 0 | 0 | 0 | 0
89 | 7000016314 | 90 | MANDATORY SPARES -C&R | 1000017773 | 85371000 |  | 18 |  | Power Supply module of each type for B/B Protection | SET | 1 |  | INCLUDED | 0 | 0 | 0 | 0 | 0 | 0
90 | 7000016314 | 100 | MANDATORY SPARES -SAS | 1000007627 | 85389000 |  | 18 |  | Bay control unit (IED) of each type | EA | 1 |  | INCLUDED | 0 | 0 | 0 | 0 | 0 | 0
91 | 7000016314 | 110 | MANDATORY SPARES -SAS | 1000011151 | 85389000 |  | 18 |  | Ethernet switch of each type | SET | 1 |  | INCLUDED | 0 | 0 | 0 | 0 | 0 | 0
92 | 7000016314 | 120 | MANDATORY SPARES -FIRE PROTECTION SYSTEM | 1000010577 | 84818090 |  | 18 |  | Deluge valve (1 No. of each size) | SET | 1 |  | INCLUDED | 0 | 0 | 0 | 0 | 0 | 0
93 | 7000016314 | 130 | MANDATORY SPARES -PLCC | 1000009029 | 85176210 |  | 18 |  | Set of Cards/prints for carrier terminal | SET | 1 |  | INCLUDED | 0 | 0 | 0 | 0 | 0 | 0
94 | 7000016314 | 140 | MANDATORY SPARES -PLCC | 1000009028 | 85176210 |  | 18 |  | Set of Cards/prints for Protection coupler | SET | 1 |  | INCLUDED | 0 | 0 | 0 | 0 | 0 | 0
95 | 7000016314 | 150 | MANDATORY SPARES -PLCC | 1000032684 | 85176210 |  | 18 |  | SPARE-DIGITAL PROTECTION COUPLER | LS | 1 |  | INCLUDED | 0 | 0 | 0 | 0 | 0 | 0
96 | 7000016314 | 160 | MANDATORY SPARES-GIS-400 | 1000058332 | 85359030 |  | 18 |  | 400KV GIS-SF6 GAS PRESSURE RELIEF DEVICE ASSEMBLY OF EACH TYPE | EA | 1 |  | INCLUDED | 0 | 0 | 0 | 0 | 0 | 0
97 | 7000016314 | 170 | MANDATORY SPARES-GIS-400 | 1000049817 | 85359030 |  | 18 |  | SF6 PRESSURE GAUGE CUM SWITCH /DENSITY MONITORS AND PRESSURESWITCH AS APPLICABLE, OF EACH TYPE-400KV GIS | SET | 2 |  | INCLUDED | 0 | 0 | 0 | 0 | 0 | 0
98 | 7000016314 | 180 | MANDATORY SPARES-GIS-400 | 1000049753 | 85359030 |  | 18 |  | COUPLING DEVICE FOR PRESSURE GAUGE CUM SWITCH FOR CONNECTINGGAS HANDLING PLANT OF EACH TYPE-400KV GIS | SET | 1 |  | INCLUDED | 0 | 0 | 0 | 0 | 0 | 0
99 | 7000016314 | 190 | MANDATORY SPARES-GIS-400 | 1000049762 | 85359030 |  | 18 |  | RUBBER GASKETS, Ã‚â‚¬Å’OÃ‚â‚¬Â RINGS AND SEALS FOR SF6 GAS FOR GISENCLOSURE OF EACH TYPE-400KV GIS | SET | 2 |  | INCLUDED | 0 | 0 | 0 | 0 | 0 | 0
100 | 7000016314 | 200 | MANDATORY SPARES-GIS-400 | 1000058330 | 85359030 |  | 18 |  | 400KV GIS-MOLECULAR FILTER FOR SF6 GAS WITH FILTER BAGS (5 % OF TOTALWEIGHT) | SET | 1 |  | INCLUDED | 0 | 0 | 0 | 0 | 0 | 0
101 | 7000016314 | 210 | MANDATORY SPARES-GIS-400 | 1000049750 | 85359030 |  | 18 |  | CONTROL VALVES FOR SF6 GAS OF EACH TYPE-400KV GIS | SET | 2 |  | INCLUDED | 0 | 0 | 0 | 0 | 0 | 0
102 | 7000016314 | 220 | MANDATORY SPARES-GIS-400 | 1000058331 | 85359030 |  | 18 |  | 400KV GIS-SF6 GAS (5 % OF TOTAL GAS QUANTITY) | LOT | 1 |  | INCLUDED | 0 | 0 | 0 | 0 | 0 | 0
103 | 7000016314 | 230 | MANDATORY SPARES-GIS-400 | 1000049783 | 85359030 |  | 18 |  | LOCKING DEVICE TO KEEP THE DIS-CONNECTORS (ISOLATORS)AND EARTHING/FAST EARTHING SWITCHES IN CLOSE OR OPEN POSITION IN CASEOF REMOVAL OF THE DRIVING MECHANISM-400KV GIS | SET | 2 |  | INCLUDED | 0 | 0 | 0 | 0 | 0 | 0
104 | 7000016314 | 240 | MANDATORY SPARES-GIS-400 | 1000049505 | 85359030 |  | 18 |  | UHF PD SENSORS OF EACH TYPE ALONG WITH BNC CONNECTOR FOR 420KV GIS | EA | 3 |  | INCLUDED | 0 | 0 | 0 | 0 | 0 | 0
105 | 7000016314 | 250 | MANDATORY SPARES-GIS-400 | 1000058334 | 85359030 |  | 18 |  | 400KV GIS-SUPPORT INSULATORS (GAS THROUGH) OF EACH TYPE (COMPLETE WITHMETAL RING ETC.) ALONG WITH ASSOCIATED CONTACTS AND SHIELDS | EA | 3 |  | INCLUDED | 0 | 0 | 0 | 0 | 0 | 0
106 | 7000016314 | 260 | MANDATORY SPARES-GIS-400 | 1000058329 | 85359030 |  | 18 |  | 400KV GIS-GAS BARRIERS OF EACH TYPE (COMPLETE WITH METAL RING ETC.)ALONG WITH ASSOCIATED CONTACTS AND SHIELDS | EA | 3 |  | INCLUDED | 0 | 0 | 0 | 0 | 0 | 0
107 | 7000016314 | 270 | MANDATORY SPARES-GIS-400 | 1000058333 | 85359030 |  | 18 |  | 400KV GIS- 3150A SF6 TO AIR BUSHING COMPLETE IN ALL RESPECT | EA | 1 |  | INCLUDED | 0 | 0 | 0 | 0 | 0 | 0
108 | 7000016314 | 280 | MANDATORY SPARES-GIS-400 | 1000049498 | 85359030 |  | 18 |  | LCC SPARES - AUX. RELAYS, CONTACTORS,PUSH BUTTONS, SWITCHES,LAMPS,ANNUNCIATION WINDOWS, MCB, FUSES,TIMERS, TERMINAL BLOCKS ETC. OF EACHTYPE & RATING-400kV GIS | SET | 1 |  | INCLUDED | 0 | 0 | 0 | 0 | 0 | 0
109 | 7000016314 | 290 | MANDATORY SPARES-GIS-400 | 1000058317 | 85359030 |  | 18 |  | 400KV GIS-ONE POLE OF 3150A CIRCUIT BREAKER WITHOUT PIR WITHINTERRUPTER, MAIN CIRCUIT, ENCLOSURE AND OPERATING MECHANISM COMPLETEIN ALL RESPECT | SET | 1 |  | INCLUDED | 0 | 0 | 0 | 0 | 0 | 0
110 | 7000016314 | 300 | MANDATORY SPARES-GIS-400 | 1000058316 | 85359030 |  | 18 |  | 400KV GIS-ONE POLE OF 3150A CIRCUIT BREAKER WITH PIR WITH INTERRUPTER,MAIN CIRCUIT, ENCLOSURE AND OPERATING MECHANISM COMPLETE IN ALLRESPECT | SET | 1 |  | INCLUDED | 0 | 0 | 0 | 0 | 0 | 0
111 | 7000016314 | 310 | MANDATORY SPARES-GIS-400 | 1000021873 | 85389000 |  | 18 |  | Trip coil assembly with resistor for420kV GIS Circuit Breaker (asapplicable) | SET | 3 |  | INCLUDED | 0 | 0 | 0 | 0 | 0 | 0
112 | 7000016314 | 320 | MANDATORY SPARES-GIS-400 | 1000009208 | 85389000 |  | 18 |  | Closing coil assembly with resistor for420kV GIS Circuit Breaker (asapplicable) | SET | 3 |  | INCLUDED | 0 | 0 | 0 | 0 | 0 | 0
113 | 7000016314 | 330 | MANDATORY SPARES-GIS-400 | 1000058324 | 85359030 |  | 18 |  | RELAYS, POWER CONTACTORS, PUSH BUTTONS, TIMERS & MCBS ETC. (ASAPPLICABLE) OF EACH TYPE FOR 400KV GIS CIRCUIT BREAKER | SET | 1 |  | INCLUDED | 0 | 0 | 0 | 0 | 0 | 0
114 | 7000016314 | 340 | MANDATORY SPARES-GIS-400 | 1000007067 | 85389000 |  | 18 |  | Auxiliary switch assembly of each type for 420kV GIS Circuit Breaker | SET | 1 |  | INCLUDED | 0 | 0 | 0 | 0 | 0 | 0
115 | 7000016314 | 350 | MANDATORY SPARES-GIS-400 | 1000058323 | 85359030 |  | 18 |  | 400KV GIS CIRCUIT BREAKER-OPERATION COUNTER | EA | 1 |  | INCLUDED | 0 | 0 | 0 | 0 | 0 | 0
116 | 7000016314 | 360 | MANDATORY SPARES-GIS-400 | 1000058320 | 85359030 |  | 18 |  | 400KV GIS CIRCUIT BREAKER-HYDRAULIC OPERATING MECHANISM WITH DRIVEMOTOR (FOR HYDRAULIC OPERATED MECHANISM, IF APPLICABLE) | SET | 1 |  | INCLUDED | 0 | 0 | 0 | 0 | 0 | 0
117 | 7000016314 | 370 | MANDATORY SPARES-GIS-400 | 1000049759 | 85359030 |  | 18 |  | HYDRAULIC FILTER OF EACH TYPE (FOR HYDRAULIC OPERATED MECHANISM, IFPPLICABLE)-400KV GIS CIRCUIT BREKAER | SET | 1 |  | INCLUDED | 0 | 0 | 0 | 0 | 0 | 0
118 | 7000016314 | 380 | MANDATORY SPARES-GIS-400 | 1000058319 | 85359030 |  | 18 |  | 400KV GIS CIRCUIT BREAKER- HOSE PIPE OF EACH TYPE (AS APPLICABLE) (FORHYDRAULIC OPERATED MECHANISM, IF APPLICABLE) | SET | 1 |  | INCLUDED | 0 | 0 | 0 | 0 | 0 | 0
119 | 7000016314 | 390 | MANDATORY SPARES-GIS-400 | 1000058322 | 85359030 |  | 18 |  | 400KV GIS CIRCUIT BREAKER - N2 ACCUMULATOR (FOR HYDRAULIC OPERATEDMECHANISM, IF APPLICABLE) | SET | 1 |  | INCLUDED | 0 | 0 | 0 | 0 | 0 | 0
120 | 7000016314 | 400 | MANDATORY SPARES-GIS-400 | 1000049835 | 85359030 |  | 18 |  | VALVES OF EACH TYPE (FOR HYDRAULIC OPERATED MECHANISM, IFAPPLICABLE)-400KV GIS CIRCUIT BREKAER | SET | 1 |  | INCLUDED | 0 | 0 | 0 | 0 | 0 | 0
121 | 7000016314 | 410 | MANDATORY SPARES-GIS-400 | 1000049795 | 85359030 |  | 18 |  | PIPE LENGTH (COPPER & STEEL) OF EACH SIZE & TYPE (FOR HYDRAULICOPERATED MECHANISM, IF APPLICABLE)-400KV GIS CIRCUIT BREKAER | SET | 1 |  | INCLUDED | 0 | 0 | 0 | 0 | 0 | 0
122 | 7000016314 | 420 | MANDATORY SPARES-GIS-400 | 1000049808 | 85359030 |  | 18 |  | PRESSURE SWITCHES OF EACH TYPE (FOR HYDRAULIC OPERATED MECHANISM, IFAPPLICABLE)-400KV GIS CIRCUIT BREKAER | SET | 1 |  | INCLUDED | 0 | 0 | 0 | 0 | 0 | 0
123 | 7000016314 | 430 | MANDATORY SPARES-GIS-400 | 1000049805 | 85359030 |  | 18 |  | PRESSURE GAUGE WITH COUPLING DEVICE OF EACH TYPE (FOR HYDRAULICOPERATED MECHANISM, IF APPLICABLE)-400KV GIS CIRCUIT BREKAER | SET | 1 |  | INCLUDED | 0 | 0 | 0 | 0 | 0 | 0
124 | 7000016314 | 440 | MANDATORY SPARES-GIS-400 | 1000058321 | 85359030 |  | 18 |  | 400KV GIS CIRCUIT BREAKER-HYDRAULIC OIL (5% OF TOTAL OIL QUANTITY)(FOR HYDRAULIC OPERATED MECHANISM, IF APPLICABLE) | SET | 1 |  | INCLUDED | 0 | 0 | 0 | 0 | 0 | 0
125 | 7000016314 | 450 | MANDATORY SPARES-GIS-400 | 1000049799 | 85359030 |  | 18 |  | PRESSURE RELIEF DEVICE OF EACH TYPE (FOR HYDRAULIC OPERATED MECHANISM,IF APPLICABLE)-400KV GIS CIRCUIT BREKAER | SET | 1 |  | INCLUDED | 0 | 0 | 0 | 0 | 0 | 0
126 | 7000016314 | 460 | MANDATORY SPARES-GIS-400 | 1000058325 | 85359030 |  | 18 |  | 400KV GIS CIRCUIT BREAKER-COMPLETE SPRING OPERATING MECHANISMINCLUDING CHARGING MECHANISM ETC. (FOR SPRING OPERATED MECHANISM, IFAPPLICABLE) | SET | 1 |  | INCLUDED | 0 | 0 | 0 | 0 | 0 | 0
127 | 7000016314 | 470 | MANDATORY SPARES-GIS-400 | 1000058318 | 85359030 |  | 18 |  | 400KV GIS CIRCUIT BREAKER- COMPLETE HYDRAULIC-SPRING OPERATINGMECHANISM INCLUDING CHARGING MECHANISM ETC. (FOR HYDRAULIC-SPRINGOPERATED MECHANISM, IF APPLICABLE) | SET | 1 |  | INCLUDED | 0 | 0 | 0 | 0 | 0 | 0
128 | 7000016314 | 480 | MANDATORY SPARES-GIS-400 | 1000049495 | 85359030 |  | 18 |  | PRESSURE SWITCHES OF EACH TYPE FOR420KV GIS CIRCUIT BREAKER (ForHydraulic-Spring Operated Mechanism, ifapplicable) | SET | 1 |  | INCLUDED | 0 | 0 | 0 | 0 | 0 | 0
129 | 7000016314 | 490 | MANDATORY SPARES-GIS-400 | 1000049802 | 85359030 |  | 18 |  | PRESSURE GAUGE WITH COUPLING DEVICE OF EACH TYPE (FOR HYDRAULIC-SPRINGOPERATED MECHANISM, IF APPLICABLE)-400KV GIS CIRCUIT BREKAER | SET | 1 |  | INCLUDED | 0 | 0 | 0 | 0 | 0 | 0
130 | 7000016314 | 500 | MANDATORY SPARES-GIS-400 | 1000058374 | 85359030 |  | 18 |  | 400kV GIS- Single phase of 3150Adisconnector switch including maincircuit, enclosure, driving mechanismand support insulator etc., complete inall respect (Note 1- The contractorshall supply spare for disconnectorswitch to ensure one to one replacementof all disconnector switch supplied asmain equipment without any requirementof modification in fittings at site tocover all different types ofdisconnector switch supplied. In case,quantity of supplied dis-connectorswitch types (for one to onereplacement) are more than the quantitymentioned in BPS for spare, thecontractor shall supply theseadditional types of disconnector switchwithout any additional priceimplication to POWERGRID and quantitiesof these additional type ofdisconnector switch are deem to beincluded in the quantities mentioned inBPS for spare disconnector. Note 2 - Incase, Dis-connector Switch (DS) & EarthSwitch (ES) is provided in a sameenclosure with common operatingmechanism, then the module comprisingof Dis-connector & Earth switch insingle enclosure with common operatingmechanism is to be provided under thehead of spare Dis-connector only. Note3- In case, Dis-connector Switch (DS)&Earth Switch (ES) is provided in asame enclosure with separate operatingmechanism, then the module comprisingof Dis-connector & Earth switch insingle enclosure with separateoperating mechanism is to be providedunder the head of spare Dis-connectoronly.) | EA | 2 |  | INCLUDED | 0 | 0 | 0 | 0 | 0 | 0
131 | 7000016314 | 510 | MANDATORY SPARES-GIS-400 | 1000058314 | 85359030 |  | 18 |  | 400KV GIS- SINGLE PHASE MAINTENANCE EARTHING SWITCH INCLUDING MAINCIRCUIT, ENCLOSURE, DRIVING MECHANISM AND SUPPORT INSULATOR ETC.,COMPLETE IN ALL RESPECT (NOTE 1 - IN CASE, DIS-CONNECTOR SWITCH (DS) &EARTH SWITCH (ES) IS PROVIDED IN A SAME ENCLOSURE WITH COMMONOPERATING MECHANISM, THEN THE MODULE COMPRISING OF DIS-CONNECTOR &EARTH SWITCH IN SINGLE ENCLOSURE WITH COMMON OPERATING MECHANISM IS TOBE PROVIDED UNDER THE HEAD OF SPARE DIS-CONNECTOR ONLY. NOTE 2 - INCASE, DIS-CONNECTOR SWITCH (DS) & EARTH SWITCH (ES) IS PROVIDED IN ASAME ENCLOSURE WITH SEPARATE OPERATING MECHANISM, THEN THE MODULECOMPRISING OF DIS-CONNECTOR & EARTH SWITCH IN SINGLE ENCLOSURE WITHSEPARATE OPERATING MECHANISM IS TO BE PROVIDED UNDER THE HEAD OF SPAREDIS-CONNECTOR ONLY.) | EA | 1 |  | INCLUDED | 0 | 0 | 0 | 0 | 0 | 0
132 | 7000016314 | 520 | MANDATORY SPARES-GIS-400 | 1000058310 | 85359030 |  | 18 |  | 400KV GIS - SINGLE PHASE FAST EARTHING SWITCH INCLUDING MAIN CIRCUIT,ENCLOSURE, DRIVING MECHANISM AND SUPPORT INSULATOR ETC., COMPLETE INALL RESPECT (NOTE 1 - IN CASE, DIS-CONNECTOR SWITCH (DS) & EARTHSWITCH (ES) IS PROVIDED IN A SAME ENCLOSURE WITH COMMON OPERATINGMECHANISM, THEN THE MODULE COMPRISING OF DIS-CONNECTOR & EARTH SWITCHIN SINGLE ENCLOSURE WITH COMMON OPERATING MECHANISM IS TO BE PROVIDEDUNDER THE HEAD OF SPARE DIS-CONNECTOR ONLY. NOTE 2 - IN CASE,DIS-CONNECTOR SWITCH (DS) & EARTH SWITCH (ES) IS PROVIDED IN A SAMEENCLOSURE WITH SEPARATE OPERATING MECHANISM, THEN THE MODULECOMPRISING OF DIS-CONNECTOR & EARTH SWITCH IN SINGLE ENCLOSURE WITHSEPARATE OPERATING MECHANISM IS TO BE PROVIDED UNDER THE HEAD OF SPAREDIS-CONNECTOR ONLY.) | EA | 1 |  | INCLUDED | 0 | 0 | 0 | 0 | 0 | 0
133 | 7000016314 | 530 | MANDATORY SPARES-GIS-400 | 1000058305 | 85359030 |  | 18 |  | OPEN/CLOSE CONTACTOR ASSEMBLY, TIMERS, KEY INTERLOCK, INTERLOCKINGCOILS, RELAYS, PUSH BUTTONS, INDICATING LAMPS, POWER CONTACTORS,RESISTORS, FUSES, MCBS & DRIVE CONTROL CARDS ETC. (AS APPLICABLE) ONEOF EACH TYPE FOR ONE COMPLETE MOM BOX FOR 400KV GIS DISCONNECTORSWITCH | SET | 1 |  | INCLUDED | 0 | 0 | 0 | 0 | 0 | 0
134 | 7000016314 | 540 | MANDATORY SPARES-GIS-400 | 1000058312 | 85359030 |  | 18 |  | OPEN/CLOSE CONTACTOR ASSEMBLY, TIMERS, KEY INTERLOCK, INTERLOCKINGCOILS, RELAYS, PUSH BUTTONS, INDICATING LAMPS, POWER CONTACTORS,RESISTORS, FUSES, MCBS & DRIVE CONTROL CARDS ETC. (AS APPLICABLE) ONEOF EACH TYPE FOR ONE COMPLETE MOM BOX FOR 400KV GIS MAINTENANCE EARTHSWITCH | SET | 1 |  | INCLUDED | 0 | 0 | 0 | 0 | 0 | 0
135 | 7000016314 | 550 | MANDATORY SPARES-GIS-400 | 1000058308 | 85359030 |  | 18 |  | OPEN/CLOSE CONTACTOR ASSEMBLY, TIMERS, KEY INTERLOCK, INTERLOCKINGCOILS, RELAYS, PUSH BUTTONS, INDICATING LAMPS, POWER CONTACTORS,RESISTORS, FUSES, MCBS & DRIVE CONTROL CARDS ETC. (AS APPLICABLE) ONEOF EACH TYPE FOR ONE COMPLETE MOM BOX FOR 400KV GIS FAST EARTHINGSWITCH | SET | 1 |  | INCLUDED | 0 | 0 | 0 | 0 | 0 | 0
136 | 7000016314 | 560 | MANDATORY SPARES-GIS-400 | 1000049776 | 85359030 |  | 18 |  | LIMIT SWITCHES AND AUX. SWITCHES FOR ONE COMPLETE MOM BOX FORDISCONNECTOR-400KV GIS | SET | 1 |  | INCLUDED | 0 | 0 | 0 | 0 | 0 | 0
137 | 7000016314 | 570 | MANDATORY SPARES-GIS-400 | 1000049778 | 85359030 |  | 18 |  | LIMIT SWITCHES AND AUX. SWITCHES FOR ONE COMPLETE MOM BOX FORMAINTENANCE EARTHING SWITCH-400KV GIS | SET | 1 |  | INCLUDED | 0 | 0 | 0 | 0 | 0 | 0
138 | 7000016314 | 580 | MANDATORY SPARES-GIS-400 | 1000049777 | 85359030 |  | 18 |  | LIMIT SWITCHES AND AUX. SWITCHES FOR ONE COMPLETE MOM BOX FOR FASTEARTHING SWITCH (IF APPLICABLE)-400KV GIS | SET | 1 |  | INCLUDED | 0 | 0 | 0 | 0 | 0 | 0
139 | 7000016314 | 590 | MANDATORY SPARES-GIS-400 | 1000058306 | 85359030 |  | 18 |  | DRIVE MECHANISM FOR 400KV GIS DISCONNECTOR SWITCH | SET | 1 |  | INCLUDED | 0 | 0 | 0 | 0 | 0 | 0
140 | 7000016314 | 600 | MANDATORY SPARES-GIS-400 | 1000058313 | 85359030 |  | 18 |  | DRIVE MECHANISM FOR 400KV GIS MAINTENANCE EARTH SWITCH | SET | 1 |  | INCLUDED | 0 | 0 | 0 | 0 | 0 | 0
141 | 7000016314 | 610 | MANDATORY SPARES-GIS-400 | 1000058309 | 85359030 |  | 18 |  | DRIVE MECHANISM FOR 400KV GIS FAST EARTHING SWITCH | SET | 1 |  | INCLUDED | 0 | 0 | 0 | 0 | 0 | 0
142 | 7000016314 | 620 | MANDATORY SPARES-GIS-400 | 1000058307 | 85359030 |  | 18 |  | MOTOR FOR DRIVE MECHANISM FOR 400KV GIS DISCONNECTOR SWITCH | EA | 1 |  | INCLUDED | 0 | 0 | 0 | 0 | 0 | 0
143 | 7000016314 | 630 | MANDATORY SPARES-GIS-400 | 1000058315 | 85359030 |  | 18 |  | MOTOR FOR DRIVE MECHANISM FOR 400KVGIS MAINTENANCE EARTH SWITCH | EA | 1 |  | INCLUDED | 0 | 0 | 0 | 0 | 0 | 0
144 | 7000016314 | 640 | MANDATORY SPARES-GIS-400 | 1000058311 | 85359030 |  | 18 |  | MOTOR FOR DRIVE MECHANISM FOR 400KV GIS FAST EARTHING SWITCH | EA | 1 |  | INCLUDED | 0 | 0 | 0 | 0 | 0 | 0
145 | 7000016314 | 650 | MANDATORY SPARES-GIS-400 | 1000058327 | 85359030 |  | 18 |  | 400KV GIS- SINGLE PHASE OF CURRENT TRANSFORMER (3 CORES, TYPE-CTA)WITH ASSOCIATED ENCLOSURE AND PRIMARY CONDUCTOR COMPLETE IN ALLRESPECT | EA | 1 |  | INCLUDED | 0 | 0 | 0 | 0 | 0 | 0
146 | 7000016314 | 660 | MANDATORY SPARES-GIS-400 | 1000058326 | 85359030 |  | 18 |  | 400KV GIS- SINGLE PHASE OF CURRENT TRANSFORMER (2 CORES, TYPE-CTB)WITH ASSOCIATED ENCLOSURE AND PRIMARY CONDUCTOR COMPLETE IN ALLRESPECT | EA | 1 |  | INCLUDED | 0 | 0 | 0 | 0 | 0 | 0
II | Bay works for 4th ICT at TuticorinII GIS | [12 empty] | 0 | 0 | 0 | 0 | 0 | 0
1 | 7000010057 | 1310 | 400kV GIS EQUIPMENTS | 1000032802 | 85359030 |  | 18 |  | 420KV, 4000A,63KA GIS BUSBAR MODULE EXTENSION | SET | 2 |  | INCLUDED | 0 | 0 | 0 | 0 | 0 | 0
2 | 7000010057 | 1320 | 400kV GIS EQUIPMENTS | 1000004637 | 85359030 |  | 18 |  | 420kV, 3150 A, 63 kA, SF6 GIS ICT feederbay module as per Section-Project,Technical specification | SET | 1 |  | INCLUDED | 0 | 0 | 0 | 0 | 0 | 0
3 | 7000010057 | 1330 | 400kV GIS EQUIPMENTS | 1000032699 | 85389000 |  | 18 |  | 3150A, 63KA, 1SEC SINGLE PHASE 420KV SF6 TO AIR BUSHING | EA | 6 |  | INCLUDED | 0 | 0 | 0 | 0 | 0 | 0
4 | 7000010057 | 1340 | 400kV GIS EQUIPMENTS | 1000004287 | 85389000 |  | 18 |  | 420kV, 3000A, 63kA, Single phase, SF6Gas Insulated Bus Duct (GIB) outsideGIS Hall alongwith associated supportstructure | M | 400 |  | INCLUDED | 0 | 0 | 0 | 0 | 0 | 0
5 | 7000010057 | 1350 | 400kV GIS EQUIPMENTS | 1000004634 | 85359030 |  | 18 |  | 420 kV, 3150 A, 63 kA, SF6 GIS Linefeeder bay module(with PIR) as perSection-Project, Technicalspecification | SET | 1 |  | INCLUDED | 0 | 0 | 0 | 0 | 0 | 0
6 | 7000010057 | 1360 | 400kV GIS EQUIPMENTS | 1000004635 | 85359030 |  | 18 |  | 420kV, 3150 A, 63 kA, SF6 GIS Tie baymodule(with PIR) as perSection-Project, Technicalspecification | SET | 1 |  | INCLUDED | 0 | 0 | 0 | 0 | 0 | 0
7 | 7000010057 | 1370 | 400kV GIS EQUIPMENTS | 1000025329 | 90318000 |  | 18 |  | Portable Partial Discharge measurement test kitwith all necessary accessories,Industrial Grade Laptop and licensedsoftware as per Technicalspecification. | EA | 1 |  | INCLUDED | 0 | 0 | 0 | 0 | 0 | 0
8 | 7000010057 | 1380 | 220GIS EQUIPMENTS | 1000045815 | 85389000 |  | 18 |  | 245KV, 1600 A, DM TYPE SF6 MTS/HYBRID GIS ICT/LINEFEEDER BAYSWITCHGEAR ASSEMBLY AS PER SECTION-PROJECT, TECHNICAL SPECIFICATION | EA | 1 |  | INCLUDED | 0 | 0 | 0 | 0 | 0 | 0
9 | 7000010057 | 1390 | 220GIS EQUIPMENTS | 1000045816 | 85389000 |  | 18 |  | 245KV, 3000 A, DM TYPE SF6 MTS/HYBRID GIS BUS COUPLER BAYSWITCHGEAR ASSEMBLY AS PER SECTION-PROJECT, TECHNICAL SPECIFICATION | EA | 1 |  | INCLUDED | 0 | 0 | 0 | 0 | 0 | 0
10 | 7000010057 | 1400 | 220GIS EQUIPMENTS | 1000045817 | 85389000 |  | 18 |  | 245KV, 3000 A, DM TYPE SF6 MTS/HYBRID GIS BUS SECTIONALIZER BAY SWITCHGEAR ASSEMBLY AS PER SECTION-PROJECT, TECHNICALSPECIFICATION | EA | 2 |  | INCLUDED | 0 | 0 | 0 | 0 | 0 | 0
11 | 7000010057 | 1410 | 400kV AIS Equipments | 1000020419 | 85354010 |  | 18 |  | 336kV Surge Arrester (1-phase) | EA | 3 |  | INCLUDED | 0 | 0 | 0 | 0 | 0 | 0
12 | 7000010057 | 1420 | 400kV AIS Equipments | 1000004401 | 85462040 |  | 18 |  | 420 kV, 1 phase Bus Post Insulator (except for Line Traps) | EA | 3 |  | INCLUDED | 0 | 0 | 0 | 0 | 0 | 0
13 | 7000010057 | 1440 | 220KV AIS EQUIPMENT | 1000001695 | 85462040 |  | 18 |  | 245 kV, 1 phase Bus Post Insulator (except for Line Traps) | EA | 40 |  | INCLUDED | 0 | 0 | 0 | 0 | 0 | 0
14 | 7000010057 | 1430 | 220KV AIS EQUIPMENT | 1000020417 | 85354010 |  | 18 |  | 216kV Surge Arrester (1-phase) | EA | 3 |  | INCLUDED | 0 | 0 | 0 | 0 | 0 | 0
15 | 7000010057 | 1450 | 220KV AIS EQUIPMENT | 1000001772 | 85359090 |  | 18 |  | 245 kV, 4400pf Capacitive Voltage Transformer (1- Phase) | EA | 6 |  | INCLUDED | 0 | 0 | 0 | 0 | 0 | 0
16 | 7000010057 | 1460 | ERECTION HARDWARE | 1000011334 | 72169990 |  | 18 |  | Erection Hardware for 400kV I type layout for GIS terminationarrangement-Transformer bay as per technical specification | SET | 1 |  | INCLUDED | 0 | 0 | 0 | 0 | 0 | 0
17 | 7000010057 | 1470 | ERECTION HARDWARE | 1000011252 | 72169990 |  | 18 |  | Erection Hardware for 220kV DM-type layout for GIS terminationarrangement-Transformer bay as per technical specification | SET | 1 |  | INCLUDED | 0 | 0 | 0 | 0 | 0 | 0
18 | 7000010057 | 1480 | ERECTION HARDWARE | 1000033100 | 72169990 |  | 18 |  | ERECTION HARDWARE FOR 220KV LAYOUT (DOUBLE MAIN SCHEME)-BUS COUPLERBAY AS PER TECHNICAL SPECIFICATION | SET | 1 |  | INCLUDED | 0 | 0 | 0 | 0 | 0 | 0
19 | 7000010057 | 1490 | ERECTION HARDWARE | 1000011266 | 72169990 |  | 18 |  | Erection Hardware for 220kV layout (Single Main Scheme)-Bus sectionbay as per technical specification | SET | 2 |  | INCLUDED | 0 | 0 | 0 | 0 | 0 | 0
20 | 7000010057 | 1500 | ERECTION HARDWARE | 1000055973 | 72169990 |  | 18 |  | 220KV SUSPENSION INSULATOR STRING AND ASSOCIATED HARDWARE FITTINGSWITH DROP CLAMP SUITABLE FOR QUAD CONDUCTOR | EA | 6 |  | INCLUDED | 0 | 0 | 0 | 0 | 0 | 0
21 | 7000010057 | 1510 | ERECTION HARDWARE | 1000055975 | 72169990 |  | 18 |  | 220KV SUSPENSION INSULATOR STRING AND ASSOCIATED HARDWARE FITTINGSWITH DROP CLAMP SUITABLE FOR TWIN CONDUCTOR | EA | 6 |  | INCLUDED | 0 | 0 | 0 | 0 | 0 | 0
22 | 7000010057 | 1520 | ERECTION HARDWARE | 1000055980 | 72169990 |  | 18 |  | 220KV TENSION INSULATOR STRING AND ASSOCIATED HARDWARE FITTINGSWITHOUT TURN BUCKLE SUITABLE FOR TWIN CONDUCTOR | EA | 3 |  | INCLUDED | 0 | 0 | 0 | 0 | 0 | 0
23 | 7000010057 | 1530 | ERECTION HARDWARE | 1000055983 | 72169990 |  | 18 |  | 220KV TENSION INSULATOR STRING AND ASSOCIATED HARDWARE FITTINGS WITHTURN BUCKLE SUITABLE FOR TWIN CONDUCTOR | EA | 3 |  | INCLUDED | 0 | 0 | 0 | 0 | 0 | 0
24 | 7000010057 | 1540 | RELAY PANELS | 1000001168 | 85371000 |  | 18 |  | 220kV Circuit Breaker Relay Panel without Auto Reclose (withAutomation) | EA | 4 |  | INCLUDED | 0 | 0 | 0 | 0 | 0 | 0
25 | 7000010057 | 1550 | RELAY PANELS | 1000002163 | 85371000 |  | 18 |  | 400kV Circuit Breaker Relay Panel without Auto Reclose (withAutomation) | EA | 1 |  | INCLUDED | 0 | 0 | 0 | 0 | 0 | 0
26 | 7000010057 | 1560 | RELAY PANELS | 1000004274 | 85371000 |  | 18 |  | 400kV Transformer Protection Panel (For both HV & MV side)-(withAutomation) | EA | 1 |  | INCLUDED | 0 | 0 | 0 | 0 | 0 | 0
27 | 7000010057 | 1570 | RELAY PANELS | 1000002165 | 85371000 |  | 18 |  | 400kV Circuit Breaker Relay Panel with Auto Reclose (with Automation) | EA | 2 |  | INCLUDED | 0 | 0 | 0 | 0 | 0 | 0
28 | 7000010057 | 1580 | RELAY PANELS | 1000025391 | 82032000 |  | 18 |  | Relay Test kit | EA | 1 |  | INCLUDED | 0 | 0 | 0 | 0 | 0 | 0
29 | 7000010057 | 1590 | RELAY PANELS | 1000001166 | 85371000 |  | 18 |  | 220kV Bus Bar Protection Panel (Single)-(with Automation) | SET | 1 |  | INCLUDED | 0 | 0 | 0 | 0 | 0 | 0
30 | 7000010057 | 1600 | SAS | 1000001333 | 85371000 |  | 18 |  | Augmentation of Substation automation System for 220kV bay as perTechnical Specification | EA | 4 |  | INCLUDED | 0 | 0 | 0 | 0 | 0 | 0
31 | 7000010057 | 1610 | SAS | 1000003409 | 85371000 |  | 18 |  | Augmentation of Substation automation System for 400kV Main bay as perTechnical Specification | EA | 2 |  | INCLUDED | 0 | 0 | 0 | 0 | 0 | 0
32 | 7000010057 | 1620 | SAS | 1000003411 | 85371000 |  | 18 |  | Augmentation of Substation automation System for 400kV Tie bay as perTechnical Specification | EA | 1 |  | INCLUDED | 0 | 0 | 0 | 0 | 0 | 0
33 | 7000010057 | 1630 | FIRE PROTECTION SYSTEM | 1000012069 | 84248990 |  | 18 |  | HVW spray system, Hydrant system and complete U/G & O/G piping andaccessories etc. out side the pump house for 500MVA , 400KV/220/33kV, 3-phase Autotransformer | SET | 1 |  | INCLUDED | 0 | 0 | 0 | 0 | 0 | 0
34 | 7000010057 | 1640 | FIRE PROTECTION SYSTEM | 1000012018 | 85311020 |  | 18 |  | Fire Detection and Alarm System for Switchyard Panel Room of 6 mlength | SET | 1 |  | INCLUDED | 0 | 0 | 0 | 0 | 0 | 0
35 | 7000010057 | 1650 | FIRE PROTECTION SYSTEM | 1000012022 | 84241000 |  | 18 |  | 4.5 kg CO2 type Portable Fire extinguisher | EA | 1 |  | INCLUDED | 0 | 0 | 0 | 0 | 0 | 0
36 | 7000010057 | 1660 | ILLUMINATION SYSTEM | 1000014547 | 85371000 |  | 18 |  | Lighting Panel type ACP-2 as per technical specification | EA | 1 |  | INCLUDED | 0 | 0 | 0 | 0 | 0 | 0
37 | 7000010057 | 1670 | ILLUMINATION SYSTEM | 1000020262 | 85371000 |  | 18 |  | Sub Lighting panel (outdoor) type SLP (Switchyard and Street Lighting) | EA | 2 |  | INCLUDED | 0 | 0 | 0 | 0 | 0 | 0
38 | 7000010057 | 1680 | ILLUMINATION SYSTEM | 1000038039 | 94051090 |  | 18 |  | LIGHTING FIXTURE LED LUMINAIRES TYPE FL-1 AS PER TECH. SPECIFICATIONS | EA | 10 |  | INCLUDED | 0 | 0 | 0 | 0 | 0 | 0
39 | 7000010057 | 1690 | ILLUMINATION SYSTEM | 1000038325 | 94059900 |  | 18 |  | LIGHTING FIXTURE LED LUMINAIRES TYPE FL2 AS PER TECH. SPECIFICATIONS | EA | 8 |  | INCLUDED | 0 | 0 | 0 | 0 | 0 | 0
40 | 7000010057 | 1700 | ILLUMINATION SYSTEM | 1000013795 | 94059900 |  | 18 |  | Illumination System for switchyard panel room of 6 m length | LS | 1 |  | INCLUDED | 0 | 0 | 0 | 0 | 0 | 0
41 | 7000010057 | 1710 | ILLUMINATION SYSTEM | 1000001894 | 94059900 |  | 18 |  | Outdoor Power Receptacle for oilfiltration unit (250A) | EA | 1 |  | INCLUDED | 0 | 0 | 0 | 0 | 0 | 0
42 | 7000010057 | 1720 | CABLES(KM) | 1000031953 | 85446020 |  | 18 |  | 1.1KV GRADE 3.5CX35 SQMM (PVC) POWER CABLE | KM | 0.1 |  | INCLUDED | 0 | 0 | 0 | 0 | 0 | 0
43 | 7000010057 | 1800 | CABLES(KM) | 1000031951 | 85446090 |  | 18 |  | 1.1KV GRADE 3.5CX300 SQMM (XLPE) POWER CABLE | KM | 1 |  | INCLUDED | 0 | 0 | 0 | 0 | 0 | 0
44 | 7000010057 | 1730 | CABLES(KM) | 1000031976 | 85446020 |  | 18 |  | 1.1KV GRADE 4CX16 SQMM (PVC) POWER CABLE | KM | 4.5 |  | INCLUDED | 0 | 0 | 0 | 0 | 0 | 0
45 | 7000010057 | 1740 | CABLES(KM) | 1000031985 | 85446020 |  | 18 |  | 1.1KV GRADE 4CX6 SQMM (PVC) POWER CABLE | KM | 3 |  | INCLUDED | 0 | 0 | 0 | 0 | 0 | 0
46 | 7000010057 | 1750 | CABLES(KM) | 1000031943 | 85446020 |  | 18 |  | 1.1KV GRADE 2CX6 SQMM (PVC) POWER CABLE | KM | 1 |  | INCLUDED | 0 | 0 | 0 | 0 | 0 | 0
47 | 7000010057 | 1760 | CABLES(KM) | 1000031987 | 85446020 |  | 18 |  | 1.1KV GRADE 5CX2.5 SQMM CONTROL CABLE | KM | 9.5 |  | INCLUDED | 0 | 0 | 0 | 0 | 0 | 0
48 | 7000010057 | 1770 | CABLES(KM) | 1000031887 | 85446020 |  | 18 |  | 1.1KV GRADE 10CX2.5 SQMM CONTROL CABLE | KM | 8 |  | INCLUDED | 0 | 0 | 0 | 0 | 0 | 0
49 | 7000010057 | 1780 | CABLES(KM) | 1000056264 | 85446020 |  | 18 |  | 1.1KV GRADE 19CX1.5 SQMM CONTROL CABLE | KM | 8 |  | INCLUDED | 0 | 0 | 0 | 0 | 0 | 0
50 | 7000010057 | 1790 | CABLES(KM) | 1000056265 | 85446020 |  | 18 |  | 1.1KV GRADE 27CX1.5 SQMM CONTROL CABLE | KM | 5.5 |  | INCLUDED | 0 | 0 | 0 | 0 | 0 | 0
51 | 7000010057 | 1810 | STRUCTURES | 1000020190 | 73045930 |  | 18 |  | Fabrication, galvanising and supply of Standard Pipe Structure - 220kV SA including nuts, bolts, all type of washers, packplates, stepbolts and gusset plates excluding foundation bolts | EA | 3 |  | INCLUDED | 0 | 0 | 0 | 0 | 0 | 0
52 | 7000010057 | 1820 | STRUCTURES | 1000017562 | 73045930 |  | 18 |  | Standard Pipe Structure for 220kV BPI (excluding wave trap) | EA | 28 |  | INCLUDED | 0 | 0 | 0 | 0 | 0 | 0
53 | 7000010057 | 1830 | STRUCTURES | 1000020195 | 73045930 |  | 18 |  | Fabrication, galvanising and supply ofStandard Pipe Structure - 400 kV,1-Phase, SA including nuts, bolts,all type of washers, packplates, stepbolts and gusset plates excludingfoundation bolts | EA | 3 |  | INCLUDED | 0 | 0 | 0 | 0 | 0 | 0
54 | 7000010057 | 1840 | STRUCTURES | 1000020196 | 73045930 |  | 18 |  | Fabrication, galvanising and supply ofStd Pipe Structure - 400 kV, 1-Phase,BPI, (Excluding Wave Trap), includingnuts, bolts, all type of washers,packplates, step bolts and gussetplates excluding foundation bolts | EA | 3 |  | INCLUDED | 0 | 0 | 0 | 0 | 0 | 0
55 | 7000010057 | 1850 | STRUCTURES | 1000030005 | 73082011 |  | 18 |  | Lightening Mast(LM)-40m complete with foundation bolts/nuts platformsetc. | EA | 1 |  | INCLUDED | 0 | 0 | 0 | 0 | 0 | 0
56 | 7000010057 | 1860 | STRUCTURES | 1000020088 | 73082011 |  | 18 |  | Fabrication, galvanising and supply of Standard 220 kV Gantry BG1including nuts, bolts, all type of washers, packplates, step bolts andgusset plates excluding foundation bolts | EA | 2 |  | INCLUDED | 0 | 0 | 0 | 0 | 0 | 0
57 | 7000010057 | 1870 | STRUCTURES | 1000020109 | 73082011 |  | 18 |  | Fabrication, galvanising and supply of Standard 220 kV Tower CTGincluding nuts, bolts, all type of washers, packplates, step bolts andgusset plates excluding foundation bolts | EA | 4 |  | INCLUDED | 0 | 0 | 0 | 0 | 0 | 0
58 | 7000010057 | 1880 | STRUCTURES | 1000017565 | 73045930 |  | 18 |  | Fabrication, galvanising and supply of Std Pipe Structure - 220 kV highBPI including nuts, bolts, all type of washers, packplates, step boltsand gusset plates excluding foundation bolts | EA | 12 |  | INCLUDED | 0 | 0 | 0 | 0 | 0 | 0
59 | 7000010057 | 1890 | STRUCTURES | 1000020188 | 73045930 |  | 18 |  | Fabrication, galvanising and supply of Standard Pipe Structure - 220kV CVT including nuts, bolts, all type of washers, packplates, stepbolts and gusset plates excluding foundation bolts | EA | 6 |  | INCLUDED | 0 | 0 | 0 | 0 | 0 | 0
60 | 7000010057 | 2080 | VMS | 1000030433 | 85287390 |  | 18 |  | COLOR IP CAMERA, WITH PAN, TILT AND ZOOM FACILITIES, ALONGWITH ALLREQUIRED ITEMS, ACCESSORIES, LINE INTERFACE UNITS, FIBER PATCH CORDS,POWER SUPPLY UNITS, JUNCTION BOXES, CABLES, FIBER OPTIC CABLES, ETC.,AND INCLUDING INTEGRATION IN EXISTING HARDWARE AND SOFTWARE FORAUGMENTATION OF VISUAL MONITORING SYSTEM AS PER TECHNICALSPECIFICATION. | SET | 1 |  | INCLUDED | 0 | 0 | 0 | 0 | 0 | 0
61 | 7000010057 | 2100 | AC SPR | 1000006284 | 84151090 |  | 28 |  | Air conditioning system for Switchyard Panel Room of 6m length | SET | 1 |  | INCLUDED | 0 | 0 | 0 | 0 | 0 | 0
62 | 7000010057 | 2130 | Supply of Foundation Bolts | 1000012366 | 73082011 |  | 18 |  | Fabrication, galvanising and supply of 28mm dia foundation boltsincluding nuts, checknuts, washers and packplates. | EA | 284 |  | INCLUDED | 0 | 0 | 0 | 0 | 0 | 0
63 | 7000010057 | 2140 | Supply of Foundation Bolts | 1000012369 | 73082011 |  | 18 |  | Fabrication, galvanising and supply of 56mm dia foundation boltsincluding nuts, checknuts, washers and packplates | EA | 16 |  | INCLUDED | 0 | 0 | 0 | 0 | 0 | 0
64 | 7000016409 | 10 | MANDATORY SPARES -AIS | 1000020419 | 85354010 |  | 18 |  | 336kV Surge Arrester (1-phase) | EA | 1 |  | INCLUDED | 0 | 0 | 0 | 0 | 0 | 0
65 | 7000016409 | 20 | MANDATORY SPARES -AIS | 1000020440 | 85359090 |  | 18 |  | Surge monitor (1-Phase) | EA | 10 |  | INCLUDED | 0 | 0 | 0 | 0 | 0 | 0
66 | 7000016409 | 30 | MANDATORY SPARES -AIS | 1000020417 | 85354010 |  | 18 |  | 216kV Surge Arrester (1-phase) | EA | 1 |  | INCLUDED | 0 | 0 | 0 | 0 | 0 | 0
67 | 7000016409 | 40 | MANDATORY SPARES -AIS | 1000001772 | 85359090 |  | 18 |  | 245 kV, 4400pf Capacitive Voltage Transformer (1- Phase) | EA | 1 |  | INCLUDED | 0 | 0 | 0 | 0 | 0 | 0
68 | 7000016409 | 50 | MANDATORY SPARES -C&R | 1000021791 | 85371000 |  | 18 |  | Transformer differential protection relay | EA | 1 |  | INCLUDED | 0 | 0 | 0 | 0 | 0 | 0
69 | 7000016409 | 60 | MANDATORY SPARES -C&R | 1000018532 | 85371000 |  | 18 |  | Restricted earthfault relay type with non-linear resistor andassociated software in case of numerical relay | EA | 1 |  | INCLUDED | 0 | 0 | 0 | 0 | 0 | 0
70 | 7000016409 | 80 | MANDATORY SPARES -C&R | 1000007634 | 85371000 |  | 18 |  | Bay Unit module for Bus Bar Protection | EA | 1 |  | INCLUDED | 0 | 0 | 0 | 0 | 0 | 0
71 | 7000016409 | 90 | MANDATORY SPARES -C&R | 1000017773 | 85371000 |  | 18 |  | Power Supply module of each type for B/B Protection | SET | 1 |  | INCLUDED | 0 | 0 | 0 | 0 | 0 | 0
72 | 7000016409 | 100 | MANDATORY SPARES -C&R | 1000030545 | 85371000 |  | 18 |  | Direction O/C & E/F relay (if stand alone) | EA | 1 |  | INCLUDED | 0 | 0 | 0 | 0 | 0 | 0
73 | 7000016409 | 120 | MANDATORY SPARES -SAS | 1000007627 | 85389000 |  | 18 |  | Bay control unit (IED) of each type | EA | 1 |  | INCLUDED | 0 | 0 | 0 | 0 | 0 | 0
74 | 7000016409 | 130 | MANDATORY SPARES -SAS | 1000011151 | 85389000 |  | 18 |  | Ethernet switch of each type | SET | 1 |  | INCLUDED | 0 | 0 | 0 | 0 | 0 | 0
75 | 7000016409 | 110 | MANDATORY SPARES -FIRE PROTECTION SYSTEM | 1000010577 | 84818090 |  | 18 |  | Deluge valve (1 No. of each size) | SET | 1 |  | INCLUDED | 0 | 0 | 0 | 0 | 0 | 0
76 | 7000010057 | 2970 | MANDATORY SPARES-GIS-400 | 1000058332 | 85359030 |  | 18 |  | 400KV GIS-SF6 GAS PRESSURE RELIEF DEVICE ASSEMBLY OF EACH TYPE | EA | 1 |  | INCLUDED | 0 | 0 | 0 | 0 | 0 | 0
77 | 7000010057 | 2980 | MANDATORY SPARES-GIS-400 | 1000049817 | 85359030 |  | 18 |  | SF6 PRESSURE GAUGE CUM SWITCH /DENSITY MONITORS AND PRESSURESWITCH AS APPLICABLE, OF EACH TYPE-400KV GIS | SET | 2 |  | INCLUDED | 0 | 0 | 0 | 0 | 0 | 0
78 | 7000010057 | 2990 | MANDATORY SPARES-GIS-400 | 1000049753 | 85359030 |  | 18 |  | COUPLING DEVICE FOR PRESSURE GAUGE CUM SWITCH FOR CONNECTINGGAS HANDLING PLANT OF EACH TYPE-400KV GIS | SET | 1 |  | INCLUDED | 0 | 0 | 0 | 0 | 0 | 0
79 | 7000010057 | 3000 | MANDATORY SPARES-GIS-400 | 1000049762 | 85359030 |  | 18 |  | RUBBER GASKETS, Ã‚â‚¬Å’OÃ‚â‚¬Â RINGS AND SEALS FOR SF6 GAS FOR GISENCLOSURE OF EACH TYPE-400KV GIS | SET | 2 |  | INCLUDED | 0 | 0 | 0 | 0 | 0 | 0
80 | 7000010057 | 3010 | MANDATORY SPARES-GIS-400 | 1000058330 | 85359030 |  | 18 |  | 400KV GIS-MOLECULAR FILTER FOR SF6 GAS WITH FILTER BAGS (5 % OF TOTALWEIGHT) | SET | 1 |  | INCLUDED | 0 | 0 | 0 | 0 | 0 | 0
81 | 7000010057 | 3020 | MANDATORY SPARES-GIS-400 | 1000049750 | 85359030 |  | 18 |  | CONTROL VALVES FOR SF6 GAS OF EACH TYPE-400KV GIS | SET | 2 |  | INCLUDED | 0 | 0 | 0 | 0 | 0 | 0
82 | 7000010057 | 3030 | MANDATORY SPARES-GIS-400 | 1000058331 | 85359030 |  | 18 |  | 400KV GIS-SF6 GAS (5 % OF TOTAL GAS QUANTITY) | LOT | 1 |  | INCLUDED | 0 | 0 | 0 | 0 | 0 | 0
83 | 7000010057 | 3040 | MANDATORY SPARES-GIS-400 | 1000049783 | 85359030 |  | 18 |  | LOCKING DEVICE TO KEEP THE DIS-CONNECTORS (ISOLATORS)AND EARTHING/FAST EARTHING SWITCHES IN CLOSE OR OPEN POSITION IN CASEOF REMOVAL OF THE DRIVING MECHANISM-400KV GIS | SET | 2 |  | INCLUDED | 0 | 0 | 0 | 0 | 0 | 0
84 | 7000010057 | 3050 | MANDATORY SPARES-GIS-400 | 1000049505 | 85359030 |  | 18 |  | UHF PD SENSORS OF EACH TYPE ALONG WITH BNC CONNECTOR FOR 420KV GIS | EA | 3 |  | INCLUDED | 0 | 0 | 0 | 0 | 0 | 0
85 | 7000010057 | 3060 | MANDATORY SPARES-GIS-400 | 1000058334 | 85359030 |  | 18 |  | 400KV GIS-SUPPORT INSULATORS (GAS THROUGH) OF EACH TYPE (COMPLETE WITHMETAL RING ETC.) ALONG WITH ASSOCIATED CONTACTS AND SHIELDS | EA | 3 |  | INCLUDED | 0 | 0 | 0 | 0 | 0 | 0
86 | 7000010057 | 3070 | MANDATORY SPARES-GIS-400 | 1000058329 | 85359030 |  | 18 |  | 400KV GIS-GAS BARRIERS OF EACH TYPE (COMPLETE WITH METAL RING ETC.)ALONG WITH ASSOCIATED CONTACTS AND SHIELDS | EA | 3 |  | INCLUDED | 0 | 0 | 0 | 0 | 0 | 0
87 | 7000010057 | 3080 | MANDATORY SPARES-GIS-400 | 1000058333 | 85359030 |  | 18 |  | 400KV GIS- 3150A SF6 TO AIR BUSHING COMPLETE IN ALL RESPECT | EA | 1 |  | INCLUDED | 0 | 0 | 0 | 0 | 0 | 0
88 | 7000010057 | 3090 | MANDATORY SPARES-GIS-400 | 1000049498 | 85359030 |  | 18 |  | LCC SPARES - AUX. RELAYS, CONTACTORS,PUSH BUTTONS, SWITCHES,LAMPS,ANNUNCIATION WINDOWS, MCB, FUSES,TIMERS, TERMINAL BLOCKS ETC. OF EACHTYPE & RATING-400kV GIS | SET | 1 |  | INCLUDED | 0 | 0 | 0 | 0 | 0 | 0
89 | 7000010057 | 3100 | MANDATORY SPARES-GIS-400 | 1000058317 | 85359030 |  | 18 |  | 400KV GIS-ONE POLE OF 3150A CIRCUIT BREAKER WITHOUT PIR WITHINTERRUPTER, MAIN CIRCUIT, ENCLOSURE AND OPERATING MECHANISM COMPLETEIN ALL RESPECT | SET | 1 |  | INCLUDED | 0 | 0 | 0 | 0 | 0 | 0
90 | 7000010057 | 3110 | MANDATORY SPARES-GIS-400 | 1000058316 | 85359030 |  | 18 |  | 400KV GIS-ONE POLE OF 3150A CIRCUIT BREAKER WITH PIR WITH INTERRUPTER,MAIN CIRCUIT, ENCLOSURE AND OPERATING MECHANISM COMPLETE IN ALLRESPECT | SET | 1 |  | INCLUDED | 0 | 0 | 0 | 0 | 0 | 0
91 | 7000010057 | 3120 | MANDATORY SPARES-GIS-400 | 1000021873 | 85389000 |  | 18 |  | Trip coil assembly with resistor for420kV GIS Circuit Breaker (asapplicable) | SET | 3 |  | INCLUDED | 0 | 0 | 0 | 0 | 0 | 0
92 | 7000010057 | 3130 | MANDATORY SPARES-GIS-400 | 1000009208 | 85389000 |  | 18 |  | Closing coil assembly with resistor for420kV GIS Circuit Breaker (asapplicable) | SET | 3 |  | INCLUDED | 0 | 0 | 0 | 0 | 0 | 0
93 | 7000010057 | 3140 | MANDATORY SPARES-GIS-400 | 1000058324 | 85359030 |  | 18 |  | RELAYS, POWER CONTACTORS, PUSH BUTTONS, TIMERS & MCBS ETC. (ASAPPLICABLE) OF EACH TYPE FOR 400KV GIS CIRCUIT BREAKER | SET | 1 |  | INCLUDED | 0 | 0 | 0 | 0 | 0 | 0
94 | 7000010057 | 3150 | MANDATORY SPARES-GIS-400 | 1000007067 | 85389000 |  | 18 |  | Auxiliary switch assembly of each type for 420kV GIS Circuit Breaker | SET | 1 |  | INCLUDED | 0 | 0 | 0 | 0 | 0 | 0
95 | 7000010057 | 3160 | MANDATORY SPARES-GIS-400 | 1000058323 | 85359030 |  | 18 |  | 400KV GIS CIRCUIT BREAKER-OPERATION COUNTER | EA | 1 |  | INCLUDED | 0 | 0 | 0 | 0 | 0 | 0
96 | 7000010057 | 3170 | MANDATORY SPARES-GIS-400 | 1000058320 | 85359030 |  | 18 |  | 400KV GIS CIRCUIT BREAKER-HYDRAULIC OPERATING MECHANISM WITH DRIVEMOTOR (FOR HYDRAULIC OPERATED MECHANISM, IF APPLICABLE) | SET | 1 |  | INCLUDED | 0 | 0 | 0 | 0 | 0 | 0
97 | 7000010057 | 3180 | MANDATORY SPARES-GIS-400 | 1000049759 | 85359030 |  | 18 |  | HYDRAULIC FILTER OF EACH TYPE (FOR HYDRAULIC OPERATED MECHANISM, IFPPLICABLE)-400KV GIS CIRCUIT BREKAER | SET | 1 |  | INCLUDED | 0 | 0 | 0 | 0 | 0 | 0
98 | 7000010057 | 3190 | MANDATORY SPARES-GIS-400 | 1000058319 | 85359030 |  | 18 |  | 400KV GIS CIRCUIT BREAKER- HOSE PIPE OF EACH TYPE (AS APPLICABLE) (FORHYDRAULIC OPERATED MECHANISM, IF APPLICABLE) | SET | 1 |  | INCLUDED | 0 | 0 | 0 | 0 | 0 | 0
99 | 7000010057 | 3200 | MANDATORY SPARES-GIS-400 | 1000058322 | 85359030 |  | 18 |  | 400KV GIS CIRCUIT BREAKER - N2 ACCUMULATOR (FOR HYDRAULIC OPERATEDMECHANISM, IF APPLICABLE) | SET | 1 |  | INCLUDED | 0 | 0 | 0 | 0 | 0 | 0
100 | 7000010057 | 3210 | MANDATORY SPARES-GIS-400 | 1000049835 | 85359030 |  | 18 |  | VALVES OF EACH TYPE (FOR HYDRAULIC OPERATED MECHANISM, IFAPPLICABLE)-400KV GIS CIRCUIT BREKAER | SET | 1 |  | INCLUDED | 0 | 0 | 0 | 0 | 0 | 0
101 | 7000010057 | 3220 | MANDATORY SPARES-GIS-400 | 1000049795 | 85359030 |  | 18 |  | PIPE LENGTH (COPPER & STEEL) OF EACH SIZE & TYPE (FOR HYDRAULICOPERATED MECHANISM, IF APPLICABLE)-400KV GIS CIRCUIT BREKAER | SET | 1 |  | INCLUDED | 0 | 0 | 0 | 0 | 0 | 0
102 | 7000010057 | 3230 | MANDATORY SPARES-GIS-400 | 1000049808 | 85359030 |  | 18 |  | PRESSURE SWITCHES OF EACH TYPE (FOR HYDRAULIC OPERATED MECHANISM, IFAPPLICABLE)-400KV GIS CIRCUIT BREKAER | SET | 1 |  | INCLUDED | 0 | 0 | 0 | 0 | 0 | 0
103 | 7000010057 | 3240 | MANDATORY SPARES-GIS-400 | 1000049805 | 85359030 |  | 18 |  | PRESSURE GAUGE WITH COUPLING DEVICE OF EACH TYPE (FOR HYDRAULICOPERATED MECHANISM, IF APPLICABLE)-400KV GIS CIRCUIT BREKAER | SET | 1 |  | INCLUDED | 0 | 0 | 0 | 0 | 0 | 0
104 | 7000010057 | 3250 | MANDATORY SPARES-GIS-400 | 1000058321 | 85359030 |  | 18 |  | 400KV GIS CIRCUIT BREAKER-HYDRAULIC OIL (5% OF TOTAL OIL QUANTITY)(FOR HYDRAULIC OPERATED MECHANISM, IF APPLICABLE) | SET | 1 |  | INCLUDED | 0 | 0 | 0 | 0 | 0 | 0
105 | 7000010057 | 3260 | MANDATORY SPARES-GIS-400 | 1000049799 | 85359030 |  | 18 |  | PRESSURE RELIEF DEVICE OF EACH TYPE (FOR HYDRAULIC OPERATED MECHANISM,IF APPLICABLE)-400KV GIS CIRCUIT BREKAER | SET | 1 |  | INCLUDED | 0 | 0 | 0 | 0 | 0 | 0
106 | 7000010057 | 3270 | MANDATORY SPARES-GIS-400 | 1000058325 | 85359030 |  | 18 |  | 400KV GIS CIRCUIT BREAKER-COMPLETE SPRING OPERATING MECHANISMINCLUDING CHARGING MECHANISM ETC. (FOR SPRING OPERATED MECHANISM, IFAPPLICABLE) | SET | 1 |  | INCLUDED | 0 | 0 | 0 | 0 | 0 | 0
107 | 7000010057 | 3280 | MANDATORY SPARES-GIS-400 | 1000058318 | 85359030 |  | 18 |  | 400KV GIS CIRCUIT BREAKER- COMPLETE HYDRAULIC-SPRING OPERATINGMECHANISM INCLUDING CHARGING MECHANISM ETC. (FOR HYDRAULIC-SPRINGOPERATED MECHANISM, IF APPLICABLE) | SET | 1 |  | INCLUDED | 0 | 0 | 0 | 0 | 0 | 0
108 | 7000010057 | 3290 | MANDATORY SPARES-GIS-400 | 1000049495 | 85359030 |  | 18 |  | PRESSURE SWITCHES OF EACH TYPE FOR420KV GIS CIRCUIT BREAKER (ForHydraulic-Spring Operated Mechanism, ifapplicable) | SET | 1 |  | INCLUDED | 0 | 0 | 0 | 0 | 0 | 0
109 | 7000010057 | 3300 | MANDATORY SPARES-GIS-400 | 1000049802 | 85359030 |  | 18 |  | PRESSURE GAUGE WITH COUPLING DEVICE OF EACH TYPE (FOR HYDRAULIC-SPRINGOPERATED MECHANISM, IF APPLICABLE)-400KV GIS CIRCUIT BREKAER | SET | 1 |  | INCLUDED | 0 | 0 | 0 | 0 | 0 | 0
110 | 7000010057 | 3310 | MANDATORY SPARES-GIS-400 | 1000058374 | 85359030 |  | 18 |  | 400kV GIS- Single phase of 3150Adisconnector switch including maincircuit, enclosure, driving mechanismand support insulator etc., complete inall respect (Note 1- The contractorshall supply spare for disconnectorswitch to ensure one to one replacementof all disconnector switch supplied asmain equipment without any requirementof modification in fittings at site tocover all different types ofdisconnector switch supplied. In case,quantity of supplied dis-connectorswitch types (for one to onereplacement) are more than the quantitymentioned in BPS for spare, thecontractor shall supply theseadditional types of disconnector switchwithout any additional priceimplication to POWERGRID and quantitiesof these additional type ofdisconnector switch are deem to beincluded in the quantities mentioned inBPS for spare disconnector. Note 2 - Incase, Dis-connector Switch (DS) & EarthSwitch (ES) is provided in a sameenclosure with common operatingmechanism, then the module comprisingof Dis-connector & Earth switch insingle enclosure with common operatingmechanism is to be provided under thehead of spare Dis-connector only. Note3- In case, Dis-connector Switch (DS)&Earth Switch (ES) is provided in asame enclosure with separate operatingmechanism, then the module comprisingof Dis-connector & Earth switch insingle enclosure with separateoperating mechanism is to be providedunder the head of spare Dis-connectoronly.) | EA | 2 |  | INCLUDED | 0 | 0 | 0 | 0 | 0 | 0
111 | 7000010057 | 3320 | MANDATORY SPARES-GIS-400 | 1000058314 | 85359030 |  | 18 |  | 400KV GIS- SINGLE PHASE MAINTENANCE EARTHING SWITCH INCLUDING MAINCIRCUIT, ENCLOSURE, DRIVING MECHANISM AND SUPPORT INSULATOR ETC.,COMPLETE IN ALL RESPECT (NOTE 1 - IN CASE, DIS-CONNECTOR SWITCH (DS) &EARTH SWITCH (ES) IS PROVIDED IN A SAME ENCLOSURE WITH COMMONOPERATING MECHANISM, THEN THE MODULE COMPRISING OF DIS-CONNECTOR &EARTH SWITCH IN SINGLE ENCLOSURE WITH COMMON OPERATING MECHANISM IS TOBE PROVIDED UNDER THE HEAD OF SPARE DIS-CONNECTOR ONLY. NOTE 2 - INCASE, DIS-CONNECTOR SWITCH (DS) & EARTH SWITCH (ES) IS PROVIDED IN ASAME ENCLOSURE WITH SEPARATE OPERATING MECHANISM, THEN THE MODULECOMPRISING OF DIS-CONNECTOR & EARTH SWITCH IN SINGLE ENCLOSURE WITHSEPARATE OPERATING MECHANISM IS TO BE PROVIDED UNDER THE HEAD OF SPAREDIS-CONNECTOR ONLY.) | EA | 1 |  | INCLUDED | 0 | 0 | 0 | 0 | 0 | 0
112 | 7000010057 | 3330 | MANDATORY SPARES-GIS-400 | 1000058310 | 85359030 |  | 18 |  | 400KV GIS - SINGLE PHASE FAST EARTHING SWITCH INCLUDING MAIN CIRCUIT,ENCLOSURE, DRIVING MECHANISM AND SUPPORT INSULATOR ETC., COMPLETE INALL RESPECT (NOTE 1 - IN CASE, DIS-CONNECTOR SWITCH (DS) & EARTHSWITCH (ES) IS PROVIDED IN A SAME ENCLOSURE WITH COMMON OPERATINGMECHANISM, THEN THE MODULE COMPRISING OF DIS-CONNECTOR & EARTH SWITCHIN SINGLE ENCLOSURE WITH COMMON OPERATING MECHANISM IS TO BE PROVIDEDUNDER THE HEAD OF SPARE DIS-CONNECTOR ONLY. NOTE 2 - IN CASE,DIS-CONNECTOR SWITCH (DS) & EARTH SWITCH (ES) IS PROVIDED IN A SAMEENCLOSURE WITH SEPARATE OPERATING MECHANISM, THEN THE MODULECOMPRISING OF DIS-CONNECTOR & EARTH SWITCH IN SINGLE ENCLOSURE WITHSEPARATE OPERATING MECHANISM IS TO BE PROVIDED UNDER THE HEAD OF SPAREDIS-CONNECTOR ONLY.) | EA | 1 |  | INCLUDED | 0 | 0 | 0 | 0 | 0 | 0
113 | 7000010057 | 3340 | MANDATORY SPARES-GIS-400 | 1000058305 | 85359030 |  | 18 |  | OPEN/CLOSE CONTACTOR ASSEMBLY, TIMERS, KEY INTERLOCK, INTERLOCKINGCOILS, RELAYS, PUSH BUTTONS, INDICATING LAMPS, POWER CONTACTORS,RESISTORS, FUSES, MCBS & DRIVE CONTROL CARDS ETC. (AS APPLICABLE) ONEOF EACH TYPE FOR ONE COMPLETE MOM BOX FOR 400KV GIS DISCONNECTORSWITCH | SET | 1 |  | INCLUDED | 0 | 0 | 0 | 0 | 0 | 0
114 | 7000010057 | 3350 | MANDATORY SPARES-GIS-400 | 1000058312 | 85359030 |  | 18 |  | OPEN/CLOSE CONTACTOR ASSEMBLY, TIMERS, KEY INTERLOCK, INTERLOCKINGCOILS, RELAYS, PUSH BUTTONS, INDICATING LAMPS, POWER CONTACTORS,RESISTORS, FUSES, MCBS & DRIVE CONTROL CARDS ETC. (AS APPLICABLE) ONEOF EACH TYPE FOR ONE COMPLETE MOM BOX FOR 400KV GIS MAINTENANCE EARTHSWITCH | SET | 1 |  | INCLUDED | 0 | 0 | 0 | 0 | 0 | 0
115 | 7000010057 | 3360 | MANDATORY SPARES-GIS-400 | 1000058308 | 85359030 |  | 18 |  | OPEN/CLOSE CONTACTOR ASSEMBLY, TIMERS, KEY INTERLOCK, INTERLOCKINGCOILS, RELAYS, PUSH BUTTONS, INDICATING LAMPS, POWER CONTACTORS,RESISTORS, FUSES, MCBS & DRIVE CONTROL CARDS ETC. (AS APPLICABLE) ONEOF EACH TYPE FOR ONE COMPLETE MOM BOX FOR 400KV GIS FAST EARTHINGSWITCH | SET | 1 |  | INCLUDED | 0 | 0 | 0 | 0 | 0 | 0
116 | 7000010057 | 3370 | MANDATORY SPARES-GIS-400 | 1000049776 | 85359030 |  | 18 |  | LIMIT SWITCHES AND AUX. SWITCHES FOR ONE COMPLETE MOM BOX FORDISCONNECTOR-400KV GIS | SET | 1 |  | INCLUDED | 0 | 0 | 0 | 0 | 0 | 0
117 | 7000010057 | 3380 | MANDATORY SPARES-GIS-400 | 1000049778 | 85359030 |  | 18 |  | LIMIT SWITCHES AND AUX. SWITCHES FOR ONE COMPLETE MOM BOX FORMAINTENANCE EARTHING SWITCH-400KV GIS | SET | 1 |  | INCLUDED | 0 | 0 | 0 | 0 | 0 | 0
118 | 7000010057 | 3390 | MANDATORY SPARES-GIS-400 | 1000049777 | 85359030 |  | 18 |  | LIMIT SWITCHES AND AUX. SWITCHES FOR ONE COMPLETE MOM BOX FOR FASTEARTHING SWITCH (IF APPLICABLE)-400KV GIS | SET | 1 |  | INCLUDED | 0 | 0 | 0 | 0 | 0 | 0
119 | 7000010057 | 3400 | MANDATORY SPARES-GIS-400 | 1000058306 | 85359030 |  | 18 |  | DRIVE MECHANISM FOR 400KV GIS DISCONNECTOR SWITCH | SET | 1 |  | INCLUDED | 0 | 0 | 0 | 0 | 0 | 0
120 | 7000010057 | 3410 | MANDATORY SPARES-GIS-400 | 1000058313 | 85359030 |  | 18 |  | DRIVE MECHANISM FOR 400KV GIS MAINTENANCE EARTH SWITCH | SET | 1 |  | INCLUDED | 0 | 0 | 0 | 0 | 0 | 0
121 | 7000010057 | 3420 | MANDATORY SPARES-GIS-400 | 1000058309 | 85359030 |  | 18 |  | DRIVE MECHANISM FOR 400KV GIS FAST EARTHING SWITCH | SET | 1 |  | INCLUDED | 0 | 0 | 0 | 0 | 0 | 0
122 | 7000010057 | 3430 | MANDATORY SPARES-GIS-400 | 1000058307 | 85359030 |  | 18 |  | MOTOR FOR DRIVE MECHANISM FOR 400KV GIS DISCONNECTOR SWITCH | EA | 1 |  | INCLUDED | 0 | 0 | 0 | 0 | 0 | 0
123 | 7000010057 | 3440 | MANDATORY SPARES-GIS-400 | 1000058315 | 85359030 |  | 18 |  | MOTOR FOR DRIVE MECHANISM FOR 400KVGIS MAINTENANCE EARTH SWITCH | EA | 1 |  | INCLUDED | 0 | 0 | 0 | 0 | 0 | 0
124 | 7000010057 | 3450 | MANDATORY SPARES-GIS-400 | 1000058311 | 85359030 |  | 18 |  | MOTOR FOR DRIVE MECHANISM FOR 400KV GIS FAST EARTHING SWITCH | EA | 1 |  | INCLUDED | 0 | 0 | 0 | 0 | 0 | 0
125 | 7000010057 | 3460 | MANDATORY SPARES-GIS-400 | 1000058327 | 85359030 |  | 18 |  | 400KV GIS- SINGLE PHASE OF CURRENT TRANSFORMER (3 CORES, TYPE-CTA)WITH ASSOCIATED ENCLOSURE AND PRIMARY CONDUCTOR COMPLETE IN ALLRESPECT | EA | 1 |  | INCLUDED | 0 | 0 | 0 | 0 | 0 | 0
126 | 7000010057 | 3470 | MANDATORY SPARES-GIS-400 | 1000058326 | 85359030 |  | 18 |  | 400KV GIS- SINGLE PHASE OF CURRENT TRANSFORMER (2 CORES, TYPE-CTB)WITH ASSOCIATED ENCLOSURE AND PRIMARY CONDUCTOR COMPLETE IN ALLRESPECT | EA | 1 |  | INCLUDED | 0 | 0 | 0 | 0 | 0 | 0
127 | 7000010057 | 3480 | MANDATORY SPARES-GIS-220 | 1000058300 | 85359030 |  | 18 |  | 220KV GIS-SF6 GAS PRESSURE RELIEF DEVICE ASSEMBLY OF EACH TYPE | EA | 1 |  | INCLUDED | 0 | 0 | 0 | 0 | 0 | 0
128 | 7000010057 | 3490 | MANDATORY SPARES-GIS-220 | 1000049816 | 85359030 |  | 18 |  | SF6 PRESSURE GAUGE CUM SWITCH /DENSITY MONITORS AND PRESSURESWITCH AS APPLICABLE, OF EACH TYPE-220KV GIS | SET | 2 |  | INCLUDED | 0 | 0 | 0 | 0 | 0 | 0
129 | 7000010057 | 3500 | MANDATORY SPARES-GIS-220 | 1000049752 | 85359030 |  | 18 |  | COUPLING DEVICE FOR PRESSURE GAUGE CUM SWITCH FOR CONNECTINGGAS HANDLING PLANT OF EACH TYPE-220KV GIS | SET | 1 |  | INCLUDED | 0 | 0 | 0 | 0 | 0 | 0
130 | 7000010057 | 3510 | MANDATORY SPARES-GIS-220 | 1000049761 | 85359030 |  | 18 |  | RUBBER GASKETS, Ã‚â‚¬Å’OÃ‚â‚¬Â RINGS AND SEALS FOR SF6 GAS FOR GISENCLOSURE OF EACH TYPE-220KV GIS | SET | 2 |  | INCLUDED | 0 | 0 | 0 | 0 | 0 | 0
131 | 7000010057 | 3520 | MANDATORY SPARES-GIS-220 | 1000058298 | 85359030 |  | 18 |  | 220KV GIS-MOLECULAR FILTER FOR SF6 GAS WITH FILTER BAGS (5 % OF TOTALWEIGHT) | SET | 1 |  | INCLUDED | 0 | 0 | 0 | 0 | 0 | 0
132 | 7000010057 | 3530 | MANDATORY SPARES-GIS-220 | 1000049749 | 85359030 |  | 18 |  | CONTROL VALVES FOR SF6 GAS OF EACH TYPE-220KV GIS | SET | 2 |  | INCLUDED | 0 | 0 | 0 | 0 | 0 | 0
133 | 7000010057 | 3540 | MANDATORY SPARES-GIS-220 | 1000058299 | 85359030 |  | 18 |  | 220KV GIS-SF6 GAS (5 % OF TOTAL GAS QUANTITY) | LOT | 1 |  | INCLUDED | 0 | 0 | 0 | 0 | 0 | 0
134 | 7000010057 | 3550 | MANDATORY SPARES-GIS-220 | 1000049782 | 85359030 |  | 18 |  | LOCKING DEVICE TO KEEP THE DIS-CONNECTORS (ISOLATORS)AND EARTHING/FAST EARTHING SWITCHES (AS APPLICABLE) IN CLOSE OR OPENPOSITION IN CASE OF REMOVAL OF THE DRIVING MECHANISM-220KV GIS | SET | 2 |  | INCLUDED | 0 | 0 | 0 | 0 | 0 | 0
135 | 7000010057 | 3560 | MANDATORY SPARES-GIS-220 | 1000049504 | 85359030 |  | 18 |  | UHF PD SENSORS OF EACH TYPE ALONG WITH BNC CONNECTOR FOR 245KV GIS | EA | 3 |  | INCLUDED | 0 | 0 | 0 | 0 | 0 | 0
136 | 7000010057 | 3570 | MANDATORY SPARES-GIS-220 | 1000058302 | 85359030 |  | 18 |  | 220KV GIS-SUPPORT INSULATORS (GAS THROUGH) OF EACH TYPE (COMPLETE WITHMETAL RING ETC.) ALONG WITH ASSOCIATED CONTACTS AND SHIELDS | EA | 3 |  | INCLUDED | 0 | 0 | 0 | 0 | 0 | 0
137 | 7000010057 | 3580 | MANDATORY SPARES-GIS-220 | 1000058297 | 85359030 |  | 18 |  | 220KV GIS-GAS BARRIERS OF EACH TYPE (COMPLETE WITH METAL RING ETC.)ALONG WITH ASSOCIATED CONTACTS AND SHIELDS | EA | 3 |  | INCLUDED | 0 | 0 | 0 | 0 | 0 | 0
138 | 7000010057 | 3590 | MANDATORY SPARES-GIS-220 | 1000058301 | 85359030 |  | 18 |  | 220KV GIS- 1600A SF6 TO AIR BUSHING COMPLETE IN ALL RESPECT | EA | 1 |  | INCLUDED | 0 | 0 | 0 | 0 | 0 | 0
139 | 7000010057 | 3600 | MANDATORY SPARES-GIS-220 | 1000059203 | 85389000 |  | 18 |  | 220KV GIS- 3000A SF6 TO AIR BUSHING COMPLETE IN ALL RESPECT | EA | 1 |  | INCLUDED | 0 | 0 | 0 | 0 | 0 | 0
140 | 7000010057 | 3610 | MANDATORY SPARES-GIS-220 | 1000049497 | 85359030 |  | 18 |  | LCC SPARES - AUX. RELAYS, CONTACTORS,PUSH BUTTONS, SWITCHES, LAMPS,ANNUNCIATION WINDOWS, MCB, FUSES,TIMERS, TERMINAL BLOCKS ETC. OF EACHTYPE & RATING-220kV GIS | SET | 1 |  | INCLUDED | 0 | 0 | 0 | 0 | 0 | 0
141 | 7000010057 | 3620 | MANDATORY SPARES-GIS-220 | 1000058284 | 85359030 |  | 18 |  | 220KV GIS-ONE POLE OF 1600A CIRCUIT BREAKER WITH INTERRUPTER, MAINCIRCUIT, ENCLOSURE AND OPERATING MECHANISM COMPLETE IN ALL RESPECT | SET | 1 |  | INCLUDED | 0 | 0 | 0 | 0 | 0 | 0
142 | 7000010057 | 3630 | MANDATORY SPARES-GIS-220 | 1000058285 | 85359030 |  | 18 |  | 220KV GIS-ONE POLE OF 3000A CIRCUIT BREAKER WITH INTERRUPTER, MAINCIRCUIT, ENCLOSURE AND OPERATING MECHANISM COMPLETE IN ALL RESPECT | SET | 1 |  | INCLUDED | 0 | 0 | 0 | 0 | 0 | 0
143 | 7000010057 | 3640 | MANDATORY SPARES-GIS-220 | 1000021871 | 85389000 |  | 18 |  | Trip coil assembly with resistor for245kV GIS Circuit Breaker (asapplicable) | SET | 3 |  | INCLUDED | 0 | 0 | 0 | 0 | 0 | 0
144 | 7000010057 | 3650 | MANDATORY SPARES-GIS-220 | 1000009185 | 85389000 |  | 18 |  | Closing coil assembly with resistor for245kV GIS Circuit Breaker (asapplicable) | SET | 3 |  | INCLUDED | 0 | 0 | 0 | 0 | 0 | 0
145 | 7000010057 | 3660 | MANDATORY SPARES-GIS-220 | 1000058292 | 85359030 |  | 18 |  | RELAYS, POWER CONTACTORS, PUSH BUTTONS, TIMERS & MCBS ETC. (ASAPPLICABLE) OF EACH TYPE FOR 220KV GIS CIRCUIT BREAKER | SET | 1 |  | INCLUDED | 0 | 0 | 0 | 0 | 0 | 0
146 | 7000010057 | 3670 | MANDATORY SPARES-GIS-220 | 1000007066 | 85389000 |  | 18 |  | Auxiliary switch assembly of each type for 245kV GIS Circuit Breaker | SET | 1 |  | INCLUDED | 0 | 0 | 0 | 0 | 0 | 0
147 | 7000010057 | 3680 | MANDATORY SPARES-GIS-220 | 1000058291 | 85359030 |  | 18 |  | 220KV GIS CIRCUIT BREAKER-OPERATION COUNTER | EA | 1 |  | INCLUDED | 0 | 0 | 0 | 0 | 0 | 0
148 | 7000010057 | 3690 | MANDATORY SPARES-GIS-220 | 1000058288 | 85359030 |  | 18 |  | 220KV GIS CIRCUIT BREAKER-HYDRAULIC OPERATING MECHANISM WITH DRIVEMOTOR (FOR HYDRAULIC OPERATED MECHANISM, IF APPLICABLE) | SET | 1 |  | INCLUDED | 0 | 0 | 0 | 0 | 0 | 0
149 | 7000010057 | 3700 | MANDATORY SPARES-GIS-220 | 1000049758 | 85359030 |  | 18 |  | HYDRAULIC FILTER OF EACH TYPE (FOR HYDRAULIC OPERATED MECHANISM, IFPPLICABLE)-220KV GIS CIRCUIT BREKAER | SET | 1 |  | INCLUDED | 0 | 0 | 0 | 0 | 0 | 0
150 | 7000010057 | 3710 | MANDATORY SPARES-GIS-220 | 1000058272 | 85359030 |  | 18 |  | 220KV GIS CIRCUIT BREAKER- HOSE PIPE OF EACH TYPE (AS APPLICABLE) (FORHYDRAULIC OPERATED MECHANISM, IF APPLICABLE) | SET | 1 |  | INCLUDED | 0 | 0 | 0 | 0 | 0 | 0
151 | 7000010057 | 3720 | MANDATORY SPARES-GIS-220 | 1000058290 | 85359030 |  | 18 |  | 220KV GIS CIRCUIT BREAKER - N2 ACCUMULATOR (FOR HYDRAULIC OPERATEDMECHANISM, IF APPLICABLE) | SET | 1 |  | INCLUDED | 0 | 0 | 0 | 0 | 0 | 0
152 | 7000010057 | 3730 | MANDATORY SPARES-GIS-220 | 1000049834 | 85359030 |  | 18 |  | VALVES OF EACH TYPE (FOR HYDRAULIC OPERATED MECHANISM, IFAPPLICABLE)-220KV GIS CIRCUIT BREKAER | SET | 1 |  | INCLUDED | 0 | 0 | 0 | 0 | 0 | 0
153 | 7000010057 | 3740 | MANDATORY SPARES-GIS-220 | 1000049794 | 85359030 |  | 18 |  | PIPE LENGTH (COPPER & STEEL) OF EACH SIZE & TYPE (FOR HYDRAULICOPERATED MECHANISM, IF APPLICABLE)-220KV GIS CIRCUIT BREKAER | SET | 1 |  | INCLUDED | 0 | 0 | 0 | 0 | 0 | 0
154 | 7000010057 | 3750 | MANDATORY SPARES-GIS-220 | 1000049807 | 85359030 |  | 18 |  | PRESSURE SWITCHES OF EACH TYPE (FOR HYDRAULIC OPERATED MECHANISM, IFAPPLICABLE)-220KV GIS CIRCUIT BREKAER | SET | 1 |  | INCLUDED | 0 | 0 | 0 | 0 | 0 | 0
155 | 7000010057 | 3760 | MANDATORY SPARES-GIS-220 | 1000049804 | 85359030 |  | 18 |  | PRESSURE GAUGE WITH COUPLING DEVICE OF EACH TYPE (FOR HYDRAULICOPERATED MECHANISM, IF APPLICABLE)-220KV GIS CIRCUIT BREKAER | SET | 1 |  | INCLUDED | 0 | 0 | 0 | 0 | 0 | 0
156 | 7000010057 | 3770 | MANDATORY SPARES-GIS-220 | 1000058289 | 85359030 |  | 18 |  | 220KV GIS CIRCUIT BREAKER-HYDRAULIC OIL (5% OF TOTAL OIL QUANTITY)(FOR HYDRAULIC OPERATED MECHANISM, IF APPLICABLE) | SET | 1 |  | INCLUDED | 0 | 0 | 0 | 0 | 0 | 0
157 | 7000010057 | 3780 | MANDATORY SPARES-GIS-220 | 1000049798 | 85359030 |  | 18 |  | PRESSURE RELIEF DEVICE OF EACH TYPE (FOR HYDRAULIC OPERATED MECHANISM,IF APPLICABLE)-220KV GIS CIRCUIT BREKAER | SET | 1 |  | INCLUDED | 0 | 0 | 0 | 0 | 0 | 0
158 | 7000010057 | 3790 | MANDATORY SPARES-GIS-220 | 1000058293 | 85359030 |  | 18 |  | 220KV GIS CIRCUIT BREAKER-COMPLETE SPRING OPERATING MECHANISMINCLUDING CHARGING MECHANISM ETC. (FOR SPRING OPERATED MECHANISM, IFAPPLICABLE) | SET | 1 |  | INCLUDED | 0 | 0 | 0 | 0 | 0 | 0
159 | 7000010057 | 3800 | MANDATORY SPARES-GIS-220 | 1000058287 | 85359030 |  | 18 |  | 220KV GIS CIRCUIT BREAKER- COMPLETE HYDRAULIC-SPRING OPERATINGMECHANISM INCLUDING CHARGING MECHANISM ETC. (FOR HYDRAULIC-SPRINGOPERATED MECHANISM, IF APPLICABLE) | SET | 1 |  | INCLUDED | 0 | 0 | 0 | 0 | 0 | 0
160 | 7000010057 | 3810 | MANDATORY SPARES-GIS-220 | 1000049797 | 85359030 |  | 18 |  | PRESSURE SWITCHES OF EACH TYPE (FOR HYDRAULIC-SPRING OPERATEDMECHANISM, IF APPLICABLE)-220KV GIS CIRCUIT BREAKER | SET | 1 |  | INCLUDED | 0 | 0 | 0 | 0 | 0 | 0
161 | 7000010057 | 3820 | MANDATORY SPARES-GIS-220 | 1000049801 | 85359030 |  | 18 |  | PRESSURE GAUGE WITH COUPLING DEVICE OF EACH TYPE (FOR HYDRAULIC-SPRINGOPERATED MECHANISM, IF APPLICABLE)-220KV GIS CIRCUIT BREKAER | SET | 1 |  | INCLUDED | 0 | 0 | 0 | 0 | 0 | 0
162 | 7000010057 | 3830 | MANDATORY SPARES-GIS-220 | 1000058371 | 85359030 |  | 18 |  | 220kV GIS- Three phase of 1600Adisconnector switch including maincircuit, enclosure, driving mechanismand support insulator etc., complete inall respect (Note 1- The contractorshall supply spare for disconnectorswitch to ensure one to one replacementof all disconnector switch supplied asmain equipment without any requirementof modification in fittings at site tocover all different types ofdisconnector switch supplied. In case,quantity of supplied dis-connectorswitch types (for one to onereplacement) are more than the quantitymentioned in BPS for spare, thecontractor shall supply theseadditional types of disconnector switchwithout any additional priceimplication to POWERGRID and quantitiesof these additional type ofdisconnector switch are deem to beincluded in the quantities mentioned inBPS for spare disconnector. Note 2 - Incase, Dis-connector Switch (DS) & EarthSwitch (ES) is provided in a sameenclosure with common operatingmechanism, then the module comprisingof Dis-connector & Earth switch insingle enclosure with common operatingmechanism is to be provided under thehead of spare Dis-connector only. Note3- In case, Dis-connector Switch (DS)&Earth Switch (ES) is provided in asame enclosure with separate operatingmechanism, then the module comprisingof Dis-connector & Earth switch insingle enclosure with separateoperating mechanism is to be providedunder the head of spare Dis-connectoronly.) | EA | 2 |  | INCLUDED | 0 | 0 | 0 | 0 | 0 | 0
163 | 7000010057 | 3840 | MANDATORY SPARES-GIS-220 | 1000058373 | 85359030 |  | 18 |  | 220kV GIS- Three phase of 3000Adisconnector switch including maincircuit, enclosure, driving mechanismand support insulator etc., complete inall respect (Note 1- The contractorshall supply spare for disconnectorswitch to ensure one to one replacementof all disconnector switch supplied asmain equipment without any requirementof modification in fittings at site tocover all different types ofdisconnector switch supplied. In case,quantity of supplied dis-connectorswitch types (for one to onereplacement) are more than the quantitymentioned in BPS for spare, thecontractor shall supply theseadditional types of disconnector switchwithout any additional priceimplication to POWERGRID and quantitiesof these additional type ofdisconnector switch are deem to beincluded in the quantities mentioned inBPS for spare disconnector. Note 2 - Incase, Dis-connector Switch (DS) & EarthSwitch (ES) is provided in a sameenclosure with common operatingmechanism, then the module comprisingof Dis-connector & Earth switch insingle enclosure with common operatingmechanism is to be provided under thehead of spare Dis-connector only. Note3- In case, Dis-connector Switch (DS)&Earth Switch (ES) is provided in asame enclosure with separate operatingmechanism, then the module comprisingof Dis-connector & Earth switch insingle enclosure with separateoperating mechanism is to be providedunder the head of spare Dis-connectoronly.) | EA | 1 |  | INCLUDED | 0 | 0 | 0 | 0 | 0 | 0
164 | 7000010057 | 3850 | MANDATORY SPARES-GIS-220 | 1000058282 | 85359030 |  | 18 |  | 220KV GIS- THREE PHASE MAINTENANCE EARTHING SWITCH INCLUDING MAINCIRCUIT, ENCLOSURE, DRIVING MECHANISM AND SUPPORT INSULATOR ETC.,COMPLETE IN ALL RESPECT (NOTE 1 - IN CASE, DIS-CONNECTOR SWITCH (DS) &EARTH SWITCH (ES) IS PROVIDED IN A SAME ENCLOSURE WITH COMMONOPERATING MECHANISM, THEN THE MODULE COMPRISING OF DIS-CONNECTOR &EARTH SWITCH IN SINGLE ENCLOSURE WITH COMMON OPERATING MECHANISM IS TOBE PROVIDED UNDER THE HEAD OF SPARE DIS-CONNECTOR ONLY. NOTE 2 - INCASE, DIS-CONNECTOR SWITCH (DS) & EARTH SWITCH (ES) IS PROVIDED IN ASAME ENCLOSURE WITH SEPARATE OPERATING MECHANISM, THEN THE MODULECOMPRISING OF DIS-CONNECTOR & EARTH SWITCH IN SINGLE ENCLOSURE WITHSEPARATE OPERATING MECHANISM IS TO BE PROVIDED UNDER THE HEAD OF SPAREDIS-CONNECTOR ONLY.) | EA | 1 |  | INCLUDED | 0 | 0 | 0 | 0 | 0 | 0
165 | 7000010057 | 3860 | MANDATORY SPARES-GIS-220 | 1000058278 | 85359030 |  | 18 |  | 220KV GIS - THREE PHASE FAST EARTHING SWITCH INCLUDING MAIN CIRCUIT,ENCLOSURE, DRIVING MECHANISM AND SUPPORT INSULATOR ETC., COMPLETE INALL RESPECT (NOTE 1 - IN CASE, DIS-CONNECTOR SWITCH (DS) & EARTHSWITCH (ES) IS PROVIDED IN A SAME ENCLOSURE WITH COMMON OPERATINGMECHANISM, THEN THE MODULE COMPRISING OF DIS-CONNECTOR & EARTH SWITCHIN SINGLE ENCLOSURE WITH COMMON OPERATING MECHANISM IS TO BE PROVIDEDUNDER THE HEAD OF SPARE DIS-CONNECTOR ONLY. NOTE 2 - IN CASE,DIS-CONNECTOR SWITCH (DS) & EARTH SWITCH (ES) IS PROVIDED IN A SAMEENCLOSURE WITH SEPARATE OPERATING MECHANISM, THEN THE MODULECOMPRISING OF DIS-CONNECTOR & EARTH SWITCH IN SINGLE ENCLOSURE WITHSEPARATE OPERATING MECHANISM IS TO BE PROVIDED UNDER THE HEAD OF SPAREDIS-CONNECTOR ONLY.) | EA | 1 |  | INCLUDED | 0 | 0 | 0 | 0 | 0 | 0
166 | 7000010057 | 3870 | MANDATORY SPARES-GIS-220 | 1000058273 | 85359030 |  | 18 |  | OPEN/CLOSE CONTACTOR ASSEMBLY, TIMERS, KEY INTERLOCK, INTERLOCKINGCOILS, RELAYS, PUSH BUTTONS, INDICATING LAMPS, POWER CONTACTORS,RESISTORS, FUSES, MCBS & DRIVE CONTROL CARDS ETC. (AS APPLICABLE) ONEOF EACH TYPE FOR ONE COMPLETE MOM BOX FOR 220KV GIS DISCONNECTORSWITCH | SET | 1 |  | INCLUDED | 0 | 0 | 0 | 0 | 0 | 0
167 | 7000010057 | 3880 | MANDATORY SPARES-GIS-220 | 1000058280 | 85359030 |  | 18 |  | OPEN/CLOSE CONTACTOR ASSEMBLY, TIMERS, KEY INTERLOCK, INTERLOCKINGCOILS, RELAYS, PUSH BUTTONS, INDICATING LAMPS, POWER CONTACTORS,RESISTORS, FUSES, MCBS & DRIVE CONTROL CARDS ETC. (AS APPLICABLE) ONEOF EACH TYPE FOR ONE COMPLETE MOM BOX FOR 220KV GIS MAINTENANCE EARTHSWITCH | SET | 1 |  | INCLUDED | 0 | 0 | 0 | 0 | 0 | 0
168 | 7000010057 | 3890 | MANDATORY SPARES-GIS-220 | 1000058276 | 85359030 |  | 18 |  | OPEN/CLOSE CONTACTOR ASSEMBLY, TIMERS, KEY INTERLOCK, INTERLOCKINGCOILS, RELAYS, PUSH BUTTONS, INDICATING LAMPS, POWER CONTACTORS,RESISTORS, FUSES, MCBS & DRIVE CONTROL CARDS ETC. (AS APPLICABLE) ONEOF EACH TYPE FOR ONE COMPLETE MOM BOX FOR 220KV GIS FAST EARTHINGSWITCH | SET | 1 |  | INCLUDED | 0 | 0 | 0 | 0 | 0 | 0
169 | 7000010057 | 3900 | MANDATORY SPARES-GIS-220 | 1000049773 | 85359030 |  | 18 |  | LIMIT SWITCHES AND AUX. SWITCHES FOR ONE COMPLETE MOM BOX FORDISCONNECTOR-220KV GIS | SET | 1 |  | INCLUDED | 0 | 0 | 0 | 0 | 0 | 0
170 | 7000010057 | 3910 | MANDATORY SPARES-GIS-220 | 1000049775 | 85359030 |  | 18 |  | LIMIT SWITCHES AND AUX. SWITCHES FOR ONE COMPLETE MOM BOX FORMAINTENANCE EARTHING SWITCH-220KV GIS | SET | 1 |  | INCLUDED | 0 | 0 | 0 | 0 | 0 | 0
171 | 7000010057 | 3920 | MANDATORY SPARES-GIS-220 | 1000049774 | 85359030 |  | 18 |  | LIMIT SWITCHES AND AUX. SWITCHES FOR ONE COMPLETE MOM BOX FOR FASTEARTHING SWITCH (IF APPLICABLE)-220KV GIS | SET | 1 |  | INCLUDED | 0 | 0 | 0 | 0 | 0 | 0
172 | 7000010057 | 3930 | MANDATORY SPARES-GIS-220 | 1000058274 | 85359030 |  | 18 |  | DRIVE MECHANISM FOR 220KV GIS DISCONNECTOR SWITCH | SET | 1 |  | INCLUDED | 0 | 0 | 0 | 0 | 0 | 0
173 | 7000010057 | 3940 | MANDATORY SPARES-GIS-220 | 1000058281 | 85359030 |  | 18 |  | DRIVE MECHANISM FOR 220KV GIS MAINTENANCE EARTH SWITCH | SET | 1 |  | INCLUDED | 0 | 0 | 0 | 0 | 0 | 0
174 | 7000010057 | 3950 | MANDATORY SPARES-GIS-220 | 1000058277 | 85359030 |  | 18 |  | DRIVE MECHANISM FOR 220KV GIS FAST EARTHING SWITCH | SET | 1 |  | INCLUDED | 0 | 0 | 0 | 0 | 0 | 0
175 | 7000010057 | 3960 | MANDATORY SPARES-GIS-220 | 1000058275 | 85359030 |  | 18 |  | MOTOR FOR DRIVE MECHANISM FOR 220KV GIS DISCONNECTOR SWITCH | EA | 1 |  | INCLUDED | 0 | 0 | 0 | 0 | 0 | 0
176 | 7000010057 | 3970 | MANDATORY SPARES-GIS-220 | 1000058283 | 85359030 |  | 18 |  | MOTOR FOR DRIVE MECHANISM FOR 220KVGIS MAINTENANCE EARTH SWITCH | EA | 1 |  | INCLUDED | 0 | 0 | 0 | 0 | 0 | 0
177 | 7000010057 | 3980 | MANDATORY SPARES-GIS-220 | 1000058279 | 85359030 |  | 18 |  | MOTOR FOR DRIVE MECHANISM FOR 220KV GIS FAST EARTHING SWITCH | EA | 1 |  | INCLUDED | 0 | 0 | 0 | 0 | 0 | 0
178 | 7000010057 | 3990 | MANDATORY SPARES-GIS-220 | 1000058294 | 85359030 |  | 18 |  | 220KV GIS- SINGLE PHASE OF CURRENT TRANSFORMER (4 CORES) WITHASSOCIATED ENCLOSURE AND PRIMARY CONDUCTOR COMPLETE IN ALL RESPECT | EA | 2 |  | INCLUDED | 0 | 0 | 0 | 0 | 0 | 0
III | Bay works for 5th ICT at TuticorinII GIS | [12 empty] | 0 | 0 | 0 | 0 | 0 | 0
1 | 7000010057 | 2160 | 400kV GIS EQUIPMENTS | 1000032802 | 85359030 |  | 18 |  | 420KV, 4000A,63KA GIS BUSBAR MODULE EXTENSION | SET | 2 |  | INCLUDED | 0 | 0 | 0 | 0 | 0 | 0
2 | 7000010057 | 2170 | 400kV GIS EQUIPMENTS | 1000004637 | 85359030 |  | 18 |  | 420kV, 3150 A, 63 kA, SF6 GIS ICT feederbay module as per Section-Project,Technical specification | SET | 1 |  | INCLUDED | 0 | 0 | 0 | 0 | 0 | 0
3 | 7000010057 | 2180 | 400kV GIS EQUIPMENTS | 1000032699 | 85389000 |  | 18 |  | 3150A, 63KA, 1SEC SINGLE PHASE 420KV SF6 TO AIR BUSHING | EA | 6 |  | INCLUDED | 0 | 0 | 0 | 0 | 0 | 0
4 | 7000010057 | 2190 | 400kV GIS EQUIPMENTS | 1000004287 | 85389000 |  | 18 |  | 420kV, 3000A, 63kA, Single phase, SF6Gas Insulated Bus Duct (GIB) outsideGIS Hall alongwith associated supportstructure | M | 300 |  | INCLUDED | 0 | 0 | 0 | 0 | 0 | 0
5 | 7000010057 | 2200 | 400kV GIS EQUIPMENTS | 1000004634 | 85359030 |  | 18 |  | 420 kV, 3150 A, 63 kA, SF6 GIS Linefeeder bay module(with PIR) as perSection-Project, Technicalspecification | SET | 1 |  | INCLUDED | 0 | 0 | 0 | 0 | 0 | 0
6 | 7000010057 | 2210 | 400kV GIS EQUIPMENTS | 1000004635 | 85359030 |  | 18 |  | 420kV, 3150 A, 63 kA, SF6 GIS Tie baymodule(with PIR) as perSection-Project, Technicalspecification | SET | 1 |  | INCLUDED | 0 | 0 | 0 | 0 | 0 | 0
7 | 7000010057 | 2220 | 220GIS EQUIPMENTS | 1000045815 | 85389000 |  | 18 |  | 245KV, 1600 A, DM TYPE SF6 MTS/HYBRID GIS ICT/LINEFEEDER BAYSWITCHGEAR ASSEMBLY AS PER SECTION-PROJECT, TECHNICAL SPECIFICATION | EA | 1 |  | INCLUDED | 0 | 0 | 0 | 0 | 0 | 0
8 | 7000010057 | 2230 | 400kV AIS Equipments | 1000020419 | 85354010 |  | 18 |  | 336kV Surge Arrester (1-phase) | EA | 3 |  | INCLUDED | 0 | 0 | 0 | 0 | 0 | 0
9 | 7000010057 | 2240 | 400kV AIS Equipments | 1000004401 | 85462040 |  | 18 |  | 420 kV, 1 phase Bus Post Insulator (except for Line Traps) | EA | 3 |  | INCLUDED | 0 | 0 | 0 | 0 | 0 | 0
10 | 7000010057 | 2250 | 220KV AIS EQUIPMENT | 1000020417 | 85354010 |  | 18 |  | 216kV Surge Arrester (1-phase) | EA | 3 |  | INCLUDED | 0 | 0 | 0 | 0 | 0 | 0
11 | 7000010057 | 2260 | 220KV AIS EQUIPMENT | 1000001695 | 85462040 |  | 18 |  | 245 kV, 1 phase Bus Post Insulator (except for Line Traps) | EA | 27 |  | INCLUDED | 0 | 0 | 0 | 0 | 0 | 0
12 | 7000010057 | 2270 | ERECTION HARDWARE | 1000011334 | 72169990 |  | 18 |  | Erection Hardware for 400kV I type layout for GIS terminationarrangement-Transformer bay as per technical specification | SET | 1 |  | INCLUDED | 0 | 0 | 0 | 0 | 0 | 0
13 | 7000010057 | 2280 | ERECTION HARDWARE | 1000011252 | 72169990 |  | 18 |  | Erection Hardware for 220kV DM-type layout for GIS terminationarrangement-Transformer bay as per technical specification | SET | 1 |  | INCLUDED | 0 | 0 | 0 | 0 | 0 | 0
14 | 7000010057 | 2290 | ERECTION HARDWARE | 1000055975 | 72169990 |  | 18 |  | 220KV SUSPENSION INSULATOR STRING AND ASSOCIATED HARDWARE FITTINGSWITH DROP CLAMP SUITABLE FOR TWIN CONDUCTOR | EA | 6 |  | INCLUDED | 0 | 0 | 0 | 0 | 0 | 0
15 | 7000010057 | 2300 | ERECTION HARDWARE | 1000055980 | 72169990 |  | 18 |  | 220KV TENSION INSULATOR STRING AND ASSOCIATED HARDWARE FITTINGSWITHOUT TURN BUCKLE SUITABLE FOR TWIN CONDUCTOR | EA | 3 |  | INCLUDED | 0 | 0 | 0 | 0 | 0 | 0
16 | 7000010057 | 2310 | ERECTION HARDWARE | 1000055983 | 72169990 |  | 18 |  | 220KV TENSION INSULATOR STRING AND ASSOCIATED HARDWARE FITTINGS WITHTURN BUCKLE SUITABLE FOR TWIN CONDUCTOR | EA | 3 |  | INCLUDED | 0 | 0 | 0 | 0 | 0 | 0
17 | 7000010057 | 2320 | RELAY PANELS | 1000001168 | 85371000 |  | 18 |  | 220kV Circuit Breaker Relay Panel without Auto Reclose (withAutomation) | EA | 1 |  | INCLUDED | 0 | 0 | 0 | 0 | 0 | 0
18 | 7000010057 | 2330 | RELAY PANELS | 1000002163 | 85371000 |  | 18 |  | 400kV Circuit Breaker Relay Panel without Auto Reclose (withAutomation) | EA | 1 |  | INCLUDED | 0 | 0 | 0 | 0 | 0 | 0
19 | 7000010057 | 2340 | RELAY PANELS | 1000004274 | 85371000 |  | 18 |  | 400kV Transformer Protection Panel (For both HV & MV side)-(withAutomation) | EA | 1 |  | INCLUDED | 0 | 0 | 0 | 0 | 0 | 0
20 | 7000010057 | 2350 | RELAY PANELS | 1000002165 | 85371000 |  | 18 |  | 400kV Circuit Breaker Relay Panel with Auto Reclose (with Automation) | EA | 2 |  | INCLUDED | 0 | 0 | 0 | 0 | 0 | 0
21 | 7000010057 | 2360 | SAS | 1000001333 | 85371000 |  | 18 |  | Augmentation of Substation automation System for 220kV bay as perTechnical Specification | EA | 1 |  | INCLUDED | 0 | 0 | 0 | 0 | 0 | 0
22 | 7000010057 | 2370 | SAS | 1000003409 | 85371000 |  | 18 |  | Augmentation of Substation automation System for 400kV Main bay as perTechnical Specification | EA | 2 |  | INCLUDED | 0 | 0 | 0 | 0 | 0 | 0
23 | 7000010057 | 2380 | SAS | 1000003411 | 85371000 |  | 18 |  | Augmentation of Substation automation System for 400kV Tie bay as perTechnical Specification | EA | 1 |  | INCLUDED | 0 | 0 | 0 | 0 | 0 | 0
24 | 7000010057 | 2390 | FIRE PROTECTION SYSTEM | 1000012069 | 84248990 |  | 18 |  | HVW spray system, Hydrant system and complete U/G & O/G piping andaccessories etc. out side the pump house for 500MVA , 400KV/220/33kV, 3-phase Autotransformer | SET | 1 |  | INCLUDED | 0 | 0 | 0 | 0 | 0 | 0
25 | 7000010057 | 2400 | FIRE PROTECTION SYSTEM | 1000012010 | 85311020 |  | 18 |  | Fire Detection and Alarm System for 400kV GIS Hall | SET | 1 |  | INCLUDED | 0 | 0 | 0 | 0 | 0 | 0
26 | 7000010057 | 2410 | FIRE PROTECTION SYSTEM | 1000032698 | 85311020 |  | 18 |  | FIRE PROTECTION SYSTEM-400KVGIS HALL EXENSION | SET | 1 |  | INCLUDED | 0 | 0 | 0 | 0 | 0 | 0
27 | 7000010057 | 2420 | FIRE PROTECTION SYSTEM | 1000028771 | 84241000 |  | 18 |  | PORTABLE FIRE EXTINGUISHER-DCP TYPE 4.5/5 KG | EA | 2 |  | INCLUDED | 0 | 0 | 0 | 0 | 0 | 0
28 | 7000010057 | 2430 | FIRE PROTECTION SYSTEM | 1000012022 | 84241000 |  | 18 |  | 4.5 kg CO2 type Portable Fire extinguisher | EA | 2 |  | INCLUDED | 0 | 0 | 0 | 0 | 0 | 0
29 | 7000010057 | 2440 | ILLUMINATION SYSTEM | 1000038039 | 94051090 |  | 18 |  | LIGHTING FIXTURE LED LUMINAIRES TYPE FL-1 AS PER TECH. SPECIFICATIONS | EA | 5 |  | INCLUDED | 0 | 0 | 0 | 0 | 0 | 0
30 | 7000010057 | 2450 | ILLUMINATION SYSTEM | 1000038325 | 94059900 |  | 18 |  | LIGHTING FIXTURE LED LUMINAIRES TYPE FL2 AS PER TECH. SPECIFICATIONS | EA | 8 |  | INCLUDED | 0 | 0 | 0 | 0 | 0 | 0
31 | 7000010057 | 2460 | ILLUMINATION SYSTEM | 1000003362 | 94059900 |  | 18 |  | 400 kV GIS Hall Extension Lighting excluding Conduit | SET | 1 |  | INCLUDED | 0 | 0 | 0 | 0 | 0 | 0
32 | 7000010057 | 2470 | ILLUMINATION SYSTEM | 1000038392 | 94059900 |  | 18 |  | RP TYPE RECEPTACLE OF 63A AS PER TECHNICAL SPECIFICATION | EA | 1 |  | INCLUDED | 0 | 0 | 0 | 0 | 0 | 0
33 | 7000010057 | 2480 | ILLUMINATION SYSTEM | 1000038391 | 94059900 |  | 18 |  | RO TYPE RECEPTACLE OF 20A AS PER TECHNICAL SPECIFICATION | EA | 1 |  | INCLUDED | 0 | 0 | 0 | 0 | 0 | 0
34 | 7000010057 | 2490 | CABLES(KM) | 1000031976 | 85446020 |  | 18 |  | 1.1KV GRADE 4CX16 SQMM (PVC) POWER CABLE | KM | 1.6 |  | INCLUDED | 0 | 0 | 0 | 0 | 0 | 0
35 | 7000010057 | 2500 | CABLES(KM) | 1000031985 | 85446020 |  | 18 |  | 1.1KV GRADE 4CX6 SQMM (PVC) POWER CABLE | KM | 1.5 |  | INCLUDED | 0 | 0 | 0 | 0 | 0 | 0
36 | 7000010057 | 2510 | CABLES(KM) | 1000031943 | 85446020 |  | 18 |  | 1.1KV GRADE 2CX6 SQMM (PVC) POWER CABLE | KM | 0.2 |  | INCLUDED | 0 | 0 | 0 | 0 | 0 | 0
37 | 7000010057 | 2520 | CABLES(KM) | 1000031987 | 85446020 |  | 18 |  | 1.1KV GRADE 5CX2.5 SQMM CONTROL CABLE | KM | 7.5 |  | INCLUDED | 0 | 0 | 0 | 0 | 0 | 0
38 | 7000010057 | 2530 | CABLES(KM) | 1000031887 | 85446020 |  | 18 |  | 1.1KV GRADE 10CX2.5 SQMM CONTROL CABLE | KM | 5.5 |  | INCLUDED | 0 | 0 | 0 | 0 | 0 | 0
39 | 7000010057 | 2540 | CABLES(KM) | 1000056264 | 85446020 |  | 18 |  | 1.1KV GRADE 19CX1.5 SQMM CONTROL CABLE | KM | 4 |  | INCLUDED | 0 | 0 | 0 | 0 | 0 | 0
40 | 7000010057 | 2550 | CABLES(KM) | 1000056265 | 85446020 |  | 18 |  | 1.1KV GRADE 27CX1.5 SQMM CONTROL CABLE | KM | 2 |  | INCLUDED | 0 | 0 | 0 | 0 | 0 | 0
41 | 7000010057 | 2560 | STRUCTURES | 1000020190 | 73045930 |  | 18 |  | Fabrication, galvanising and supply of Standard Pipe Structure - 220kV SA including nuts, bolts, all type of washers, packplates, stepbolts and gusset plates excluding foundation bolts | EA | 3 |  | INCLUDED | 0 | 0 | 0 | 0 | 0 | 0
42 | 7000010057 | 2570 | STRUCTURES | 1000017562 | 73045930 |  | 18 |  | Standard Pipe Structure for 220kV BPI (excluding wave trap) | EA | 15 |  | INCLUDED | 0 | 0 | 0 | 0 | 0 | 0
43 | 7000010057 | 2580 | STRUCTURES | 1000020195 | 73045930 |  | 18 |  | Fabrication, galvanising and supply ofStandard Pipe Structure - 400 kV,1-Phase, SA including nuts, bolts,all type of washers, packplates, stepbolts and gusset plates excludingfoundation bolts | EA | 3 |  | INCLUDED | 0 | 0 | 0 | 0 | 0 | 0
44 | 7000010057 | 2590 | STRUCTURES | 1000020196 | 73045930 |  | 18 |  | Fabrication, galvanising and supply ofStd Pipe Structure - 400 kV, 1-Phase,BPI, (Excluding Wave Trap), includingnuts, bolts, all type of washers,packplates, step bolts and gussetplates excluding foundation bolts | EA | 3 |  | INCLUDED | 0 | 0 | 0 | 0 | 0 | 0
45 | 7000010057 | 2600 | STRUCTURES | 1000020088 | 73082011 |  | 18 |  | Fabrication, galvanising and supply of Standard 220 kV Gantry BG1including nuts, bolts, all type of washers, packplates, step bolts andgusset plates excluding foundation bolts | EA | 2 |  | INCLUDED | 0 | 0 | 0 | 0 | 0 | 0
46 | 7000010057 | 2610 | STRUCTURES | 1000020109 | 73082011 |  | 18 |  | Fabrication, galvanising and supply of Standard 220 kV Tower CTGincluding nuts, bolts, all type of washers, packplates, step bolts andgusset plates excluding foundation bolts | EA | 4 |  | INCLUDED | 0 | 0 | 0 | 0 | 0 | 0
47 | 7000010057 | 2620 | STRUCTURES | 1000017565 | 73045930 |  | 18 |  | Fabrication, galvanising and supply of Std Pipe Structure - 220 kV highBPI including nuts, bolts, all type of washers, packplates, step boltsand gusset plates excluding foundation bolts | EA | 12 |  | INCLUDED | 0 | 0 | 0 | 0 | 0 | 0
48 | 7000010057 | 2730 | VMS | 1000025861 | 85287390 |  | 18 |  | Visual Monitoring System for Watch & Ward | SET | 1 |  | INCLUDED | 0 | 0 | 0 | 0 | 0 | 0
49 | 7000010057 | 2760 | VENTILLATION | 1000022409 | 84159000 |  | 28 |  | Ventillation system for 400kV GIS Hall Ext | SET | 1 |  | INCLUDED | 0 | 0 | 0 | 0 | 0 | 0
50 | 7000010057 | 2780 | Foundation Bolts - Supply | 1000012366 | 73082011 |  | 18 |  | Fabrication, galvanising and supply of 28mm dia foundation boltsincluding nuts, checknuts, washers and packplates. | EA | 232 |  | INCLUDED | 0 | 0 | 0 | 0 | 0 | 0
IV | ICT BAY WORK AT NIZAMABAD SS | [12 empty] | 0 | 0 | 0 | 0 | 0 | 0
1 | 7000016312 | 10 | 800 KV GIS | 1000031065 | 85389000 |  | 18 |  | 765KV, 3150A,40KA SF6/AIR BUSHING FOR CONNECTING GIS TO AIS ALONGWITHSUPPORT STRUCTURE (SINGLE PHASE) | EA | 3 |  | INCLUDED | 0 | 0 | 0 | 0 | 0 | 0
2 | 7000016312 | 20 | 800 KV GIS | 1000049215 | 85359030 |  | 18 |  | 800KV, 3150A, 40KA, SINGLE PHASE, SF6 GAS INSULATED BUS DUCT (GIB)OUTSIDE GIS HALL ALONGWITH ASSOCIATED SUPPORT STRUCTURE | RM | 550 |  | INCLUDED | 0 | 0 | 0 | 0 | 0 | 0
3 | 7000016312 | 40 | 400 KV GIS | 1000004533 | 85359030 |  | 18 |  | 420kV, 4000 A, 63 kA, SF6 GIS Bus barmodule as per Section-Project,Technical specification | SET | 2 |  | INCLUDED | 0 | 0 | 0 | 0 | 0 | 0
4 | 7000016312 | 50 | 400 KV GIS | 1000004634 | 85359030 |  | 18 |  | 420 kV, 3150 A, 63 kA, SF6 GIS Linefeeder bay module(with PIR) as perSection-Project, Technicalspecification | SET | 1 |  | INCLUDED | 0 | 0 | 0 | 0 | 0 | 0
5 | 7000016312 | 60 | 400 KV GIS | 1000004637 | 85359030 |  | 18 |  | 420kV, 3150 A, 63 kA, SF6 GIS ICT feederbay module as per Section-Project,Technical specification | SET | 1 |  | INCLUDED | 0 | 0 | 0 | 0 | 0 | 0
6 | 7000016312 | 70 | 400 KV GIS | 1000004619 | 85359030 |  | 18 |  | 420kV, 3150 A, 63 kA, SF6 GIS AuxiliaryBus module for Spare Transformer as perSection-Project, Technicalspecification | SET | 1 |  | INCLUDED | 0 | 0 | 0 | 0 | 0 | 0
7 | 7000016312 | 80 | 400 KV GIS | 1000004635 | 85359030 |  | 18 |  | 420kV, 3150 A, 63 kA, SF6 GIS Tie baymodule(with PIR) as perSection-Project, Technicalspecification | SET | 1 |  | INCLUDED | 0 | 0 | 0 | 0 | 0 | 0
8 | 7000016312 | 90 | 400 KV GIS | 1000032699 | 85389000 |  | 18 |  | 3150A, 63KA, 1SEC SINGLE PHASE 420KV SF6 TO AIR BUSHING | EA | 6 |  | INCLUDED | 0 | 0 | 0 | 0 | 0 | 0
9 | 7000016312 | 100 | 400 KV GIS | 1000004287 | 85389000 |  | 18 |  | 420kV, 3000A, 63kA, Single phase, SF6Gas Insulated Bus Duct (GIB) outsideGIS Hall alongwith associated supportstructure | M | 550 |  | INCLUDED | 0 | 0 | 0 | 0 | 0 | 0
10 | 7000016312 | 120 | 400 KV & 33 kV AIS | 1000009713 | 85389000 |  | 18 |  | Controlled Switching Device for 420 kV, 3-ph Circuit Breaker | EA | 2 |  | INCLUDED | 0 | 0 | 0 | 0 | 0 | 0
11 | 7000016312 | 130 | 400 KV & 33 kV AIS | 1000020419 | 85354010 |  | 18 |  | 336kV Surge Arrester (1-phase) | EA | 3 |  | INCLUDED | 0 | 0 | 0 | 0 | 0 | 0
12 | 7000016312 | 140 | 400 KV & 33 kV AIS | 1000004401 | 85462040 |  | 18 |  | 420 kV, 1 phase Bus Post Insulator (except for Line Traps) | EA | 6 |  | INCLUDED | 0 | 0 | 0 | 0 | 0 | 0
13 | 7000016312 | 150 | 400 KV & 33 kV AIS | 1000001998 | 85049010 |  | 18 |  | Current transformer (33kV) for transformer Netural along with supportstructure & terminal connector | SET | 1 |  | INCLUDED | 0 | 0 | 0 | 0 | 0 | 0
14 | 7000016312 | 170 | 765 KV AIS | 1000020421 | 85354010 |  | 18 |  | 624kV Surge Arrester (1-Phase) | EA | 3 |  | INCLUDED | 0 | 0 | 0 | 0 | 0 | 0
15 | 7000016312 | 180 | 765 KV AIS | 1000005791 | 85462040 |  | 18 |  | 765 kV, 1 phase Bus Post Insulator (except for Line Traps) | EA | 9 |  | INCLUDED | 0 | 0 | 0 | 0 | 0 | 0
16 | 7000016312 | 200 | ERECTION HARDWARE | 1000015788 | 85049010 |  | 18 |  | Bus post insulators, spacers, equipmentsupport structures, conductors, Altube, clamp, connectors (including765kV, 400kV, tertiary and neuturalbushing terminal connectors etc) forarrangement of netural formation forTransformer(s), DELTA formation for onebank (each bank comprises of 3 singlephase units of Autotransformers) andmaking connection arrangement toconnect spare unit in place of any unitof the bank without physical shifting | LOT | 1 |  | INCLUDED | 0 | 0 | 0 | 0 | 0 | 0
17 | 7000016312 | 210 | ERECTION HARDWARE | 1000011334 | 72169990 |  | 18 |  | Erection Hardware for 400kV I type layout for GIS terminationarrangement-Transformer bay as per technical specification | SET | 1 |  | INCLUDED | 0 | 0 | 0 | 0 | 0 | 0
18 | 7000016312 | 220 | ERECTION HARDWARE | 1000011353 | 85389000 |  | 18 |  | Erection Hardware for 765kV I type layout for GIS terminationarrangement-Transformer bay as per technical specification | SET | 1 |  | INCLUDED | 0 | 0 | 0 | 0 | 0 | 0
19 | 7000016312 | 240 | 765 KV CONTROL & RELAY PANEL | 1000005789 | 85371000 |  | 18 |  | 765kV Transformer Protection Panel (For both HV & MV side)-(withAutomation) | EA | 1 |  | INCLUDED | 0 | 0 | 0 | 0 | 0 | 0
20 | 7000016312 | 260 | 400 KV CONTROL & RELAY PANEL | 1000002165 | 85371000 |  | 18 |  | 400kV Circuit Breaker Relay Panel with Auto Reclose (with Automation) | EA | 2 |  | INCLUDED | 0 | 0 | 0 | 0 | 0 | 0
21 | 7000016312 | 270 | 400 KV CONTROL & RELAY PANEL | 1000002163 | 85371000 |  | 18 |  | 400kV Circuit Breaker Relay Panel without Auto Reclose (withAutomation) | EA | 1 |  | INCLUDED | 0 | 0 | 0 | 0 | 0 | 0
22 | 7000016312 | 280 | 400 KV CONTROL & RELAY PANEL | 1000002146 | 85371000 |  | 18 |  | Augmentation of existing 400kV bus bar protection scheme.(No. of baysas per specification)-(with Automation) | SET | 2 |  | INCLUDED | 0 | 0 | 0 | 0 | 0 | 0
23 | 7000016312 | 300 | 400 KV SAS AUGMENTATION | 1000003409 | 85371000 |  | 18 |  | Augmentation of Substation automation System for 400kV Main bay as perTechnical Specification | EA | 2 |  | INCLUDED | 0 | 0 | 0 | 0 | 0 | 0
24 | 7000016312 | 310 | 400 KV SAS AUGMENTATION | 1000003411 | 85371000 |  | 18 |  | Augmentation of Substation automation System for 400kV Tie bay as perTechnical Specification | EA | 1 |  | INCLUDED | 0 | 0 | 0 | 0 | 0 | 0
25 | 7000016312 | 330 | FIRE PROTECTION SYSTEM | 1000012072 | 84248990 |  | 18 |  | HVW spray system, Hydrant system and complete U/G & O/G piping andaccessories etc. out side the pump house for 500 MVA,(765/v3)/(400/v3)/(33) kV, 1 -phase Autotransformer | SET | 3 |  | INCLUDED | 0 | 0 | 0 | 0 | 0 | 0
26 | 7000016312 | 350 | ILLUMINATION SYSTEM | 1000038387 | 94051090 |  | 18 |  | LED FLOOD LIGHT LUMINARIESTYPE FL-1 (150W) AS PER TECHNICALSPECIFICATION | EA | 10 |  | INCLUDED | 0 | 0 | 0 | 0 | 0 | 0
27 | 7000016312 | 360 | ILLUMINATION SYSTEM | 1000038325 | 94059900 |  | 18 |  | LIGHTING FIXTURE LED LUMINAIRES TYPE FL2 AS PER TECH. SPECIFICATIONS | EA | 10 |  | INCLUDED | 0 | 0 | 0 | 0 | 0 | 0
28 | 7000016312 | 370 | ILLUMINATION SYSTEM | 1000038385 | 94059900 |  | 18 |  | FIRE WALL MOUNTED LED LUMINARIE TYPE FL-2 (250W) | EA | 10 |  | INCLUDED | 0 | 0 | 0 | 0 | 0 | 0
29 | 7000016312 | 380 | ILLUMINATION SYSTEM | 1000001894 | 94059900 |  | 18 |  | Outdoor Power Receptacle for oilfiltration unit (250A) | EA | 1 |  | INCLUDED | 0 | 0 | 0 | 0 | 0 | 0
30 | 7000016312 | 390 | ILLUMINATION SYSTEM | 1000014547 | 85371000 |  | 18 |  | Lighting Panel type ACP-2 as per technical specification | EA | 2 |  | INCLUDED | 0 | 0 | 0 | 0 | 0 | 0
31 | 7000016312 | 400 | ILLUMINATION SYSTEM | 1000017485 | 94059900 |  | 18 |  | Lighting panel SLP for Street Lighting | EA | 2 |  | INCLUDED | 0 | 0 | 0 | 0 | 0 | 0
32 | 7000016312 | 420 | STEEL STRUCTURE | 1000020091 | 73082011 |  | 18 |  | Fabrication, galvanising and supply of Std LM (50m) includingnuts, bolts, all type of washers, packplates, step bolts and gussetplates excluding foundation bolts | EA | 1 |  | INCLUDED | 0 | 0 | 0 | 0 | 0 | 0
33 | 7000016312 | 430 | STEEL STRUCTURE | 1000020195 | 73045930 |  | 18 |  | Fabrication, galvanising and supply ofStandard Pipe Structure - 400 kV,1-Phase, SA including nuts, bolts,all type of washers, packplates, stepbolts and gusset plates excludingfoundation bolts | EA | 3 |  | INCLUDED | 0 | 0 | 0 | 0 | 0 | 0
34 | 7000016312 | 440 | STEEL STRUCTURE | 1000020196 | 73045930 |  | 18 |  | Fabrication, galvanising and supply ofStd Pipe Structure - 400 kV, 1-Phase,BPI, (Excluding Wave Trap), includingnuts, bolts, all type of washers,packplates, step bolts and gussetplates excluding foundation bolts | EA | 6 |  | INCLUDED | 0 | 0 | 0 | 0 | 0 | 0
35 | 7000016312 | 450 | STEEL STRUCTURE | 1000020174 | 73082011 |  | 18 |  | Fabrication, galvanising and supply ofStd 765 kV Support Structure for1-Phase BPI including nuts, bolts, alltype of washers, packplates, step boltsand gusset plates excluding foundationbolts | EA | 9 |  | INCLUDED | 0 | 0 | 0 | 0 | 0 | 0
36 | 7000016312 | 460 | STEEL STRUCTURE | 1000020178 | 73082011 |  | 18 |  | Fabrication, galvanising and supply ofStd 765 kV Support Structure for1-Phase LA including nuts, bolts, alltype of washers, packplates, step boltsand gusset plates excluding foundationbolts | EA | 3 |  | INCLUDED | 0 | 0 | 0 | 0 | 0 | 0
37 | 7000016312 | 480 | MAIN EARTHMAT | 1000032055 | 72159090 |  | 18 |  | 40 MM MS ROD FOR MAIN EARTHMAT | KM | 3.5 |  | INCLUDED | 0 | 0 | 0 | 0 | 0 | 0
38 | 7000016312 | 560 | 1.1 KV POWER & CONTROL CABLE (KM) | 1000031951 | 85446090 |  | 18 |  | 1.1KV GRADE 3.5CX300 SQMM (XLPE) POWER CABLE | KM | 0.5 |  | INCLUDED | 0 | 0 | 0 | 0 | 0 | 0
39 | 7000016312 | 570 | 1.1 KV POWER & CONTROL CABLE (KM) | 1000031943 | 85446020 |  | 18 |  | 1.1KV GRADE 2CX6 SQMM (PVC) POWER CABLE | KM | 0.5 |  | INCLUDED | 0 | 0 | 0 | 0 | 0 | 0
40 | 7000016312 | 580 | 1.1 KV POWER & CONTROL CABLE (KM) | 1000031976 | 85446020 |  | 18 |  | 1.1KV GRADE 4CX16 SQMM (PVC) POWER CABLE | KM | 2.8 |  | INCLUDED | 0 | 0 | 0 | 0 | 0 | 0
41 | 7000016312 | 590 | 1.1 KV POWER & CONTROL CABLE (KM) | 1000031887 | 85446020 |  | 18 |  | 1.1KV GRADE 10CX2.5 SQMM CONTROL CABLE | KM | 1.3 |  | INCLUDED | 0 | 0 | 0 | 0 | 0 | 0
42 | 7000016312 | 600 | 1.1 KV POWER & CONTROL CABLE (KM) | 1000031908 | 85446020 |  | 18 |  | 1.1KV GRADE 19CX2.5 SQMM CONTROL CABLE | KM | 1 |  | INCLUDED | 0 | 0 | 0 | 0 | 0 | 0
43 | 7000016312 | 610 | 1.1 KV POWER & CONTROL CABLE (KM) | 1000031927 | 85446020 |  | 18 |  | 1.1KV GRADE 27CX2.5 SQMM CONTROL CABLE | KM | 1 |  | INCLUDED | 0 | 0 | 0 | 0 | 0 | 0
44 | 7000016312 | 620 | 1.1 KV POWER & CONTROL CABLE (KM) | 1000031936 | 85446020 |  | 18 |  | 1.1KV GRADE 2CX2.5 SQMM CONTROL CABLE | KM | 1.15 |  | INCLUDED | 0 | 0 | 0 | 0 | 0 | 0
45 | 7000016312 | 630 | 1.1 KV POWER & CONTROL CABLE (KM) | 1000031987 | 85446020 |  | 18 |  | 1.1KV GRADE 5CX2.5 SQMM CONTROL CABLE | KM | 2.05 |  | INCLUDED | 0 | 0 | 0 | 0 | 0 | 0
46 | 7000016312 | 640 | 1.1 KV POWER & CONTROL CABLE (KM) | 1000031993 | 85446020 |  | 18 |  | 1.1KV GRADE 7CX2.5 SQMM CONTROL CABLE | KM | 1.3 |  | INCLUDED | 0 | 0 | 0 | 0 | 0 | 0
47 | 7000016312 | 660 | TESTING & MAINTENENCE EQP | 1000025329 | 90318000 |  | 18 |  | Portable Partial Discharge measurement test kitwith all necessary accessories,Industrial Grade Laptop and licensedsoftware as per Technicalspecification. | EA | 1 |  | INCLUDED | 0 | 0 | 0 | 0 | 0 | 0
48 | 7000016312 | 670 | Supply-Fdn Bolts, Fastners, Lattice Str | 1000012366 | 73082011 |  | 18 |  | Fabrication, galvanising and supply of 28mm dia foundation boltsincluding nuts, checknuts, washers and packplates. | EA | 36 |  | INCLUDED | 0 | 0 | 0 | 0 | 0 | 0
49 | 7000016312 | 680 | Supply-Fdn Bolts, Fastners, Lattice Str | 1000012367 | 73082011 |  | 18 |  | Fabrication, galvanising and supply of 32mm dia foundation boltsincluding nuts, checknuts, washers and packplates | EA | 144 |  | INCLUDED | 0 | 0 | 0 | 0 | 0 | 0
50 | 7000016312 | 690 | Supply-Fdn Bolts, Fastners, Lattice Str | 1000012369 | 73082011 |  | 18 |  | Fabrication, galvanising and supply of 56mm dia foundation boltsincluding nuts, checknuts, washers and packplates | EA | 16 |  | INCLUDED | 0 | 0 | 0 | 0 | 0 | 0
51 | 7000016312 | 700 | Supply-Fdn Bolts, Fastners, Lattice Str | 1000015954 | 73082011 |  | 18 |  | Fabrication, galvanising and supply of Lattice Structures (MS Steel),to be designed during detailed engineering, for towers, beams andequipment support structure including pack plates / packwashers andgusset plates excluding fasteners and foundation bolts | MT | 14 |  | INCLUDED | 0 | 0 | 0 | 0 | 0 | 0
52 | 7000016312 | 710 | Supply-Fdn Bolts, Fastners, Lattice Str | 1000011713 | 73082011 |  | 18 |  | Fabrication, galvanising and supply of fasteners ( nuts, bolts andwashers ) including step bolts for lattice and pipe structures to bedesigned during detailed engineering | MT | 2 |  | INCLUDED | 0 | 0 | 0 | 0 | 0 | 0
53 | 7000016312 | 720 | Supply-Fdn Bolts, Fastners, Lattice Str | 1000012373 | 73082011 |  | 18 |  | Fabrication, galvanising and supply of foundation bolts including nuts,checknut and washers for lattice and pipe structures to be designedduring detailed engineering | MT | 3.5 |  | INCLUDED | 0 | 0 | 0 | 0 | 0 | 0
54 | 7000016312 | 740 | AUGMENTATION OF VMS | 1000030433 | 85287390 |  | 18 |  | COLOR IP CAMERA, WITH PAN, TILT AND ZOOM FACILITIES, ALONGWITH ALLREQUIRED ITEMS, ACCESSORIES, LINE INTERFACE UNITS, FIBER PATCH CORDS,POWER SUPPLY UNITS, JUNCTION BOXES, CABLES, FIBER OPTIC CABLES, ETC.,AND INCLUDING INTEGRATION IN EXISTING HARDWARE AND SOFTWARE FORAUGMENTATION OF VISUAL MONITORING SYSTEM AS PER TECHNICALSPECIFICATION. | SET | 1 |  | INCLUDED | 0 | 0 | 0 | 0 | 0 | 0
55 | 7000016312 | 760 | MANDATORY SPARES -AIS | 1000020419 | 85354010 |  | 18 |  | 336kV Surge Arrester (1-phase) | EA | 1 |  | INCLUDED | 0 | 0 | 0 | 0 | 0 | 0
56 | 7000016312 | 770 | MANDATORY SPARES -AIS | 1000020440 | 85359090 |  | 18 |  | Surge monitor (1-Phase) | EA | 5 |  | INCLUDED | 0 | 0 | 0 | 0 | 0 | 0
57 | 7000016312 | 780 | MANDATORY SPARES -AIS | 1000020421 | 85354010 |  | 18 |  | 624kV Surge Arrester (1-Phase) | EA | 1 |  | INCLUDED | 0 | 0 | 0 | 0 | 0 | 0
58 | 7000016312 | 790 | MANDATORY SPARES -AIS | 1000020441 | 85359090 |  | 18 |  | Surge monitor for 624 kV Surge Arrester (1-Phase) | EA | 5 |  | INCLUDED | 0 | 0 | 0 | 0 | 0 | 0
59 | 7000016312 | 800 | MANDATORY SPARES -C&R | 1000021791 | 85371000 |  | 18 |  | Transformer differential protection relay | EA | 1 |  | INCLUDED | 0 | 0 | 0 | 0 | 0 | 0
60 | 7000016312 | 810 | MANDATORY SPARES -C&R | 1000018532 | 85371000 |  | 18 |  | Restricted earthfault relay type with non-linear resistor andassociated software in case of numerical relay | EA | 1 |  | INCLUDED | 0 | 0 | 0 | 0 | 0 | 0
61 | 7000016312 | 820 | MANDATORY SPARES -C&R | 1000030545 | 85371000 |  | 18 |  | Direction O/C & E/F relay (if stand alone) | EA | 1 |  | INCLUDED | 0 | 0 | 0 | 0 | 0 | 0
62 | 7000016312 | 830 | MANDATORY SPARES -C&R | 1000007634 | 85371000 |  | 18 |  | Bay Unit module for Bus Bar Protection | EA | 1 |  | INCLUDED | 0 | 0 | 0 | 0 | 0 | 0
63 | 7000016312 | 840 | MANDATORY SPARES -C&R | 1000017773 | 85371000 |  | 18 |  | Power Supply module of each type for B/B Protection | SET | 1 |  | INCLUDED | 0 | 0 | 0 | 0 | 0 | 0
64 | 7000016312 | 850 | MANDATORY SPARES -SAS | 1000007627 | 85389000 |  | 18 |  | Bay control unit (IED) of each type | EA | 1 |  | INCLUDED | 0 | 0 | 0 | 0 | 0 | 0
65 | 7000016312 | 860 | MANDATORY SPARES -SAS | 1000011151 | 85389000 |  | 18 |  | Ethernet switch of each type | SET | 1 |  | INCLUDED | 0 | 0 | 0 | 0 | 0 | 0
66 | 7000016312 | 870 | MANDATORY SPARES -FIRE PROTECTION SYSTEM | 1000010577 | 84818090 |  | 18 |  | Deluge valve (1 No. of each size) | SET | 1 |  | INCLUDED | 0 | 0 | 0 | 0 | 0 | 0
67 | 7000016312 | 880 | MANDATORY SPARES-GIS-765 | 1000058364 | 85359030 |  | 18 |  | 765KV GIS-SF6 GAS PRESSURE RELIEF DEVICE ASSEMBLY OF EACH TYPE | EA | 1 |  | INCLUDED | 0 | 0 | 0 | 0 | 0 | 0
68 | 7000016312 | 890 | MANDATORY SPARES-GIS-765 | 1000049818 | 85359030 |  | 18 |  | SF6 PRESSURE GAUGE CUM SWITCH /DENSITY MONITORS AND PRESSURESWITCH AS APPLICABLE, OF EACH TYPE-765KV GIS | SET | 2 |  | INCLUDED | 0 | 0 | 0 | 0 | 0 | 0
69 | 7000016312 | 900 | MANDATORY SPARES-GIS-765 | 1000049754 | 85359030 |  | 18 |  | COUPLING DEVICE FOR PRESSURE GAUGE CUM SWITCH FOR CONNECTINGGAS HANDLING PLANT OF EACH TYPE-765KV GIS | SET | 1 |  | INCLUDED | 0 | 0 | 0 | 0 | 0 | 0
70 | 7000016312 | 910 | MANDATORY SPARES-GIS-765 | 1000049763 | 85359030 |  | 18 |  | RUBBER GASKETS, Ã‚â‚¬Å’OÃ‚â‚¬Â RINGS AND SEALS FOR SF6 GAS FOR GISENCLOSURE OF EACH TYPE-765KV GIS | SET | 2 |  | INCLUDED | 0 | 0 | 0 | 0 | 0 | 0
71 | 7000016312 | 920 | MANDATORY SPARES-GIS-765 | 1000058362 | 85359030 |  | 18 |  | 765KV GIS-MOLECULAR FILTER FOR SF6 GAS WITH FILTER BAGS (5 % OF TOTALWEIGHT) | SET | 1 |  | INCLUDED | 0 | 0 | 0 | 0 | 0 | 0
72 | 7000016312 | 930 | MANDATORY SPARES-GIS-765 | 1000049751 | 85359030 |  | 18 |  | CONTROL VALVES FOR SF6 GAS OF EACH TYPE-765KV GIS | SET | 2 |  | INCLUDED | 0 | 0 | 0 | 0 | 0 | 0
73 | 7000016312 | 940 | MANDATORY SPARES-GIS-765 | 1000058363 | 85359030 |  | 18 |  | 765KV GIS-SF6 GAS (5 % OF TOTAL GAS QUANTITY) | LOT | 1 |  | INCLUDED | 0 | 0 | 0 | 0 | 0 | 0
74 | 7000016312 | 950 | MANDATORY SPARES-GIS-765 | 1000049506 | 85359030 |  | 18 |  | UHF PD SENSORS OF EACH TYPE ALONG WITH BNC CONNECTOR FOR 765KV GIS | EA | 3 |  | INCLUDED | 0 | 0 | 0 | 0 | 0 | 0
75 | 7000016312 | 960 | MANDATORY SPARES-GIS-765 | 1000058366 | 85359030 |  | 18 |  | 765KV GIS-SUPPORT INSULATORS (GAS THROUGH) OF EACH TYPE (COMPLETE WITHMETAL RING ETC.) ALONG WITH ASSOCIATED CONTACTS AND SHIELDS | EA | 3 |  | INCLUDED | 0 | 0 | 0 | 0 | 0 | 0
76 | 7000016312 | 970 | MANDATORY SPARES-GIS-765 | 1000058361 | 85359030 |  | 18 |  | 765KV GIS-GAS BARRIERS OF EACH TYPE (COMPLETE WITH METAL RING ETC.)ALONG WITH ASSOCIATED CONTACTS AND SHIELDS | EA | 3 |  | INCLUDED | 0 | 0 | 0 | 0 | 0 | 0
77 | 7000016312 | 980 | MANDATORY SPARES-GIS-765 | 1000058365 | 85359030 |  | 18 |  | 765KV GIS- 3150A SF6 TO AIR BUSHING COMPLETE IN ALL RESPECT | EA | 1 |  | INCLUDED | 0 | 0 | 0 | 0 | 0 | 0
78 | 7000016312 | 990 | MANDATORY SPARES-GIS-400 | 1000058332 | 85359030 |  | 18 |  | 400KV GIS-SF6 GAS PRESSURE RELIEF DEVICE ASSEMBLY OF EACH TYPE | EA | 1 |  | INCLUDED | 0 | 0 | 0 | 0 | 0 | 0
79 | 7000016312 | 1000 | MANDATORY SPARES-GIS-400 | 1000049817 | 85359030 |  | 18 |  | SF6 PRESSURE GAUGE CUM SWITCH /DENSITY MONITORS AND PRESSURESWITCH AS APPLICABLE, OF EACH TYPE-400KV GIS | SET | 2 |  | INCLUDED | 0 | 0 | 0 | 0 | 0 | 0
80 | 7000016312 | 1010 | MANDATORY SPARES-GIS-400 | 1000049753 | 85359030 |  | 18 |  | COUPLING DEVICE FOR PRESSURE GAUGE CUM SWITCH FOR CONNECTINGGAS HANDLING PLANT OF EACH TYPE-400KV GIS | SET | 1 |  | INCLUDED | 0 | 0 | 0 | 0 | 0 | 0
81 | 7000016312 | 1020 | MANDATORY SPARES-GIS-400 | 1000049762 | 85359030 |  | 18 |  | RUBBER GASKETS, Ã‚â‚¬Å’OÃ‚â‚¬Â RINGS AND SEALS FOR SF6 GAS FOR GISENCLOSURE OF EACH TYPE-400KV GIS | SET | 2 |  | INCLUDED | 0 | 0 | 0 | 0 | 0 | 0
82 | 7000016312 | 1030 | MANDATORY SPARES-GIS-400 | 1000058330 | 85359030 |  | 18 |  | 400KV GIS-MOLECULAR FILTER FOR SF6 GAS WITH FILTER BAGS (5 % OF TOTALWEIGHT) | SET | 1 |  | INCLUDED | 0 | 0 | 0 | 0 | 0 | 0
83 | 7000016312 | 1040 | MANDATORY SPARES-GIS-400 | 1000049750 | 85359030 |  | 18 |  | CONTROL VALVES FOR SF6 GAS OF EACH TYPE-400KV GIS | SET | 2 |  | INCLUDED | 0 | 0 | 0 | 0 | 0 | 0
84 | 7000016312 | 1050 | MANDATORY SPARES-GIS-400 | 1000058331 | 85359030 |  | 18 |  | 400KV GIS-SF6 GAS (5 % OF TOTAL GAS QUANTITY) | LOT | 1 |  | INCLUDED | 0 | 0 | 0 | 0 | 0 | 0
85 | 7000016312 | 1060 | MANDATORY SPARES-GIS-400 | 1000049783 | 85359030 |  | 18 |  | LOCKING DEVICE TO KEEP THE DIS-CONNECTORS (ISOLATORS)AND EARTHING/FAST EARTHING SWITCHES IN CLOSE OR OPEN POSITION IN CASEOF REMOVAL OF THE DRIVING MECHANISM-400KV GIS | SET | 2 |  | INCLUDED | 0 | 0 | 0 | 0 | 0 | 0
86 | 7000016312 | 1070 | MANDATORY SPARES-GIS-400 | 1000049505 | 85359030 |  | 18 |  | UHF PD SENSORS OF EACH TYPE ALONG WITH BNC CONNECTOR FOR 420KV GIS | EA | 3 |  | INCLUDED | 0 | 0 | 0 | 0 | 0 | 0
87 | 7000016312 | 1080 | MANDATORY SPARES-GIS-400 | 1000058334 | 85359030 |  | 18 |  | 400KV GIS-SUPPORT INSULATORS (GAS THROUGH) OF EACH TYPE (COMPLETE WITHMETAL RING ETC.) ALONG WITH ASSOCIATED CONTACTS AND SHIELDS | EA | 3 |  | INCLUDED | 0 | 0 | 0 | 0 | 0 | 0
88 | 7000016312 | 1090 | MANDATORY SPARES-GIS-400 | 1000058329 | 85359030 |  | 18 |  | 400KV GIS-GAS BARRIERS OF EACH TYPE (COMPLETE WITH METAL RING ETC.)ALONG WITH ASSOCIATED CONTACTS AND SHIELDS | EA | 3 |  | INCLUDED | 0 | 0 | 0 | 0 | 0 | 0
89 | 7000016312 | 1100 | MANDATORY SPARES-GIS-400 | 1000058333 | 85359030 |  | 18 |  | 400KV GIS- 3150A SF6 TO AIR BUSHING COMPLETE IN ALL RESPECT | EA | 1 |  | INCLUDED | 0 | 0 | 0 | 0 | 0 | 0
90 | 7000016312 | 1110 | MANDATORY SPARES-GIS-400 | 1000049498 | 85359030 |  | 18 |  | LCC SPARES - AUX. RELAYS, CONTACTORS,PUSH BUTTONS, SWITCHES,LAMPS,ANNUNCIATION WINDOWS, MCB, FUSES,TIMERS, TERMINAL BLOCKS ETC. OF EACHTYPE & RATING-400kV GIS | SET | 1 |  | INCLUDED | 0 | 0 | 0 | 0 | 0 | 0
91 | 7000016312 | 1120 | MANDATORY SPARES-GIS-400 | 1000058317 | 85359030 |  | 18 |  | 400KV GIS-ONE POLE OF 3150A CIRCUIT BREAKER WITHOUT PIR WITHINTERRUPTER, MAIN CIRCUIT, ENCLOSURE AND OPERATING MECHANISM COMPLETEIN ALL RESPECT | SET | 1 |  | INCLUDED | 0 | 0 | 0 | 0 | 0 | 0
92 | 7000016312 | 1130 | MANDATORY SPARES-GIS-400 | 1000058316 | 85359030 |  | 18 |  | 400KV GIS-ONE POLE OF 3150A CIRCUIT BREAKER WITH PIR WITH INTERRUPTER,MAIN CIRCUIT, ENCLOSURE AND OPERATING MECHANISM COMPLETE IN ALLRESPECT | SET | 1 |  | INCLUDED | 0 | 0 | 0 | 0 | 0 | 0
93 | 7000016312 | 1140 | MANDATORY SPARES-GIS-400 | 1000021873 | 85389000 |  | 18 |  | Trip coil assembly with resistor for420kV GIS Circuit Breaker (asapplicable) | SET | 3 |  | INCLUDED | 0 | 0 | 0 | 0 | 0 | 0
94 | 7000016312 | 1150 | MANDATORY SPARES-GIS-400 | 1000009208 | 85389000 |  | 18 |  | Closing coil assembly with resistor for420kV GIS Circuit Breaker (asapplicable) | SET | 3 |  | INCLUDED | 0 | 0 | 0 | 0 | 0 | 0
95 | 7000016312 | 1160 | MANDATORY SPARES-GIS-400 | 1000058324 | 85359030 |  | 18 |  | RELAYS, POWER CONTACTORS, PUSH BUTTONS, TIMERS & MCBS ETC. (ASAPPLICABLE) OF EACH TYPE FOR 400KV GIS CIRCUIT BREAKER | SET | 1 |  | INCLUDED | 0 | 0 | 0 | 0 | 0 | 0
96 | 7000016312 | 1170 | MANDATORY SPARES-GIS-400 | 1000007067 | 85389000 |  | 18 |  | Auxiliary switch assembly of each type for 420kV GIS Circuit Breaker | SET | 1 |  | INCLUDED | 0 | 0 | 0 | 0 | 0 | 0
97 | 7000016312 | 1180 | MANDATORY SPARES-GIS-400 | 1000058323 | 85359030 |  | 18 |  | 400KV GIS CIRCUIT BREAKER-OPERATION COUNTER | EA | 1 |  | INCLUDED | 0 | 0 | 0 | 0 | 0 | 0
98 | 7000016312 | 1190 | MANDATORY SPARES-GIS-400 | 1000058320 | 85359030 |  | 18 |  | 400KV GIS CIRCUIT BREAKER-HYDRAULIC OPERATING MECHANISM WITH DRIVEMOTOR (FOR HYDRAULIC OPERATED MECHANISM, IF APPLICABLE) | SET | 1 |  | INCLUDED | 0 | 0 | 0 | 0 | 0 | 0
99 | 7000016312 | 1200 | MANDATORY SPARES-GIS-400 | 1000049759 | 85359030 |  | 18 |  | HYDRAULIC FILTER OF EACH TYPE (FOR HYDRAULIC OPERATED MECHANISM, IFPPLICABLE)-400KV GIS CIRCUIT BREKAER | SET | 1 |  | INCLUDED | 0 | 0 | 0 | 0 | 0 | 0
100 | 7000016312 | 1210 | MANDATORY SPARES-GIS-400 | 1000058319 | 85359030 |  | 18 |  | 400KV GIS CIRCUIT BREAKER- HOSE PIPE OF EACH TYPE (AS APPLICABLE) (FORHYDRAULIC OPERATED MECHANISM, IF APPLICABLE) | SET | 1 |  | INCLUDED | 0 | 0 | 0 | 0 | 0 | 0
101 | 7000016312 | 1220 | MANDATORY SPARES-GIS-400 | 1000058322 | 85359030 |  | 18 |  | 400KV GIS CIRCUIT BREAKER - N2 ACCUMULATOR (FOR HYDRAULIC OPERATEDMECHANISM, IF APPLICABLE) | SET | 1 |  | INCLUDED | 0 | 0 | 0 | 0 | 0 | 0
102 | 7000016312 | 1230 | MANDATORY SPARES-GIS-400 | 1000049835 | 85359030 |  | 18 |  | VALVES OF EACH TYPE (FOR HYDRAULIC OPERATED MECHANISM, IFAPPLICABLE)-400KV GIS CIRCUIT BREKAER | SET | 1 |  | INCLUDED | 0 | 0 | 0 | 0 | 0 | 0
103 | 7000016312 | 1240 | MANDATORY SPARES-GIS-400 | 1000049795 | 85359030 |  | 18 |  | PIPE LENGTH (COPPER & STEEL) OF EACH SIZE & TYPE (FOR HYDRAULICOPERATED MECHANISM, IF APPLICABLE)-400KV GIS CIRCUIT BREKAER | SET | 1 |  | INCLUDED | 0 | 0 | 0 | 0 | 0 | 0
104 | 7000016312 | 1250 | MANDATORY SPARES-GIS-400 | 1000049808 | 85359030 |  | 18 |  | PRESSURE SWITCHES OF EACH TYPE (FOR HYDRAULIC OPERATED MECHANISM, IFAPPLICABLE)-400KV GIS CIRCUIT BREKAER | SET | 1 |  | INCLUDED | 0 | 0 | 0 | 0 | 0 | 0
105 | 7000016312 | 1260 | MANDATORY SPARES-GIS-400 | 1000049805 | 85359030 |  | 18 |  | PRESSURE GAUGE WITH COUPLING DEVICE OF EACH TYPE (FOR HYDRAULICOPERATED MECHANISM, IF APPLICABLE)-400KV GIS CIRCUIT BREKAER | SET | 1 |  | INCLUDED | 0 | 0 | 0 | 0 | 0 | 0
106 | 7000016312 | 1270 | MANDATORY SPARES-GIS-400 | 1000058321 | 85359030 |  | 18 |  | 400KV GIS CIRCUIT BREAKER-HYDRAULIC OIL (5% OF TOTAL OIL QUANTITY)(FOR HYDRAULIC OPERATED MECHANISM, IF APPLICABLE) | SET | 1 |  | INCLUDED | 0 | 0 | 0 | 0 | 0 | 0
107 | 7000016312 | 1280 | MANDATORY SPARES-GIS-400 | 1000049799 | 85359030 |  | 18 |  | PRESSURE RELIEF DEVICE OF EACH TYPE (FOR HYDRAULIC OPERATED MECHANISM,IF APPLICABLE)-400KV GIS CIRCUIT BREKAER | SET | 1 |  | INCLUDED | 0 | 0 | 0 | 0 | 0 | 0
108 | 7000016312 | 1290 | MANDATORY SPARES-GIS-400 | 1000058325 | 85359030 |  | 18 |  | 400KV GIS CIRCUIT BREAKER-COMPLETE SPRING OPERATING MECHANISMINCLUDING CHARGING MECHANISM ETC. (FOR SPRING OPERATED MECHANISM, IFAPPLICABLE) | SET | 1 |  | INCLUDED | 0 | 0 | 0 | 0 | 0 | 0
109 | 7000016312 | 1300 | MANDATORY SPARES-GIS-400 | 1000058318 | 85359030 |  | 18 |  | 400KV GIS CIRCUIT BREAKER- COMPLETE HYDRAULIC-SPRING OPERATINGMECHANISM INCLUDING CHARGING MECHANISM ETC. (FOR HYDRAULIC-SPRINGOPERATED MECHANISM, IF APPLICABLE) | SET | 1 |  | INCLUDED | 0 | 0 | 0 | 0 | 0 | 0
110 | 7000016312 | 1310 | MANDATORY SPARES-GIS-400 | 1000049495 | 85359030 |  | 18 |  | PRESSURE SWITCHES OF EACH TYPE FOR420KV GIS CIRCUIT BREAKER (ForHydraulic-Spring Operated Mechanism, ifapplicable) | SET | 1 |  | INCLUDED | 0 | 0 | 0 | 0 | 0 | 0
111 | 7000016312 | 1320 | MANDATORY SPARES-GIS-400 | 1000049802 | 85359030 |  | 18 |  | PRESSURE GAUGE WITH COUPLING DEVICE OF EACH TYPE (FOR HYDRAULIC-SPRINGOPERATED MECHANISM, IF APPLICABLE)-400KV GIS CIRCUIT BREKAER | SET | 1 |  | INCLUDED | 0 | 0 | 0 | 0 | 0 | 0
112 | 7000016312 | 1330 | MANDATORY SPARES-GIS-400 | 1000058374 | 85359030 |  | 18 |  | 400kV GIS- Single phase of 3150Adisconnector switch including maincircuit, enclosure, driving mechanismand support insulator etc., complete inall respect (Note 1- The contractorshall supply spare for disconnectorswitch to ensure one to one replacementof all disconnector switch supplied asmain equipment without any requirementof modification in fittings at site tocover all different types ofdisconnector switch supplied. In case,quantity of supplied dis-connectorswitch types (for one to onereplacement) are more than the quantitymentioned in BPS for spare, thecontractor shall supply theseadditional types of disconnector switchwithout any additional priceimplication to POWERGRID and quantitiesof these additional type ofdisconnector switch are deem to beincluded in the quantities mentioned inBPS for spare disconnector. Note 2 - Incase, Dis-connector Switch (DS) & EarthSwitch (ES) is provided in a sameenclosure with common operatingmechanism, then the module comprisingof Dis-connector & Earth switch insingle enclosure with common operatingmechanism is to be provided under thehead of spare Dis-connector only. Note3- In case, Dis-connector Switch (DS)&Earth Switch (ES) is provided in asame enclosure with separate operatingmechanism, then the module comprisingof Dis-connector & Earth switch insingle enclosure with separateoperating mechanism is to be providedunder the head of spare Dis-connectoronly.) | EA | 2 |  | INCLUDED | 0 | 0 | 0 | 0 | 0 | 0
113 | 7000016312 | 1340 | MANDATORY SPARES-GIS-400 | 1000058314 | 85359030 |  | 18 |  | 400KV GIS- SINGLE PHASE MAINTENANCE EARTHING SWITCH INCLUDING MAINCIRCUIT, ENCLOSURE, DRIVING MECHANISM AND SUPPORT INSULATOR ETC.,COMPLETE IN ALL RESPECT (NOTE 1 - IN CASE, DIS-CONNECTOR SWITCH (DS) &EARTH SWITCH (ES) IS PROVIDED IN A SAME ENCLOSURE WITH COMMONOPERATING MECHANISM, THEN THE MODULE COMPRISING OF DIS-CONNECTOR &EARTH SWITCH IN SINGLE ENCLOSURE WITH COMMON OPERATING MECHANISM IS TOBE PROVIDED UNDER THE HEAD OF SPARE DIS-CONNECTOR ONLY. NOTE 2 - INCASE, DIS-CONNECTOR SWITCH (DS) & EARTH SWITCH (ES) IS PROVIDED IN ASAME ENCLOSURE WITH SEPARATE OPERATING MECHANISM, THEN THE MODULECOMPRISING OF DIS-CONNECTOR & EARTH SWITCH IN SINGLE ENCLOSURE WITHSEPARATE OPERATING MECHANISM IS TO BE PROVIDED UNDER THE HEAD OF SPAREDIS-CONNECTOR ONLY.) | EA | 1 |  | INCLUDED | 0 | 0 | 0 | 0 | 0 | 0
114 | 7000016312 | 1350 | MANDATORY SPARES-GIS-400 | 1000058310 | 85359030 |  | 18 |  | 400KV GIS - SINGLE PHASE FAST EARTHING SWITCH INCLUDING MAIN CIRCUIT,ENCLOSURE, DRIVING MECHANISM AND SUPPORT INSULATOR ETC., COMPLETE INALL RESPECT (NOTE 1 - IN CASE, DIS-CONNECTOR SWITCH (DS) & EARTHSWITCH (ES) IS PROVIDED IN A SAME ENCLOSURE WITH COMMON OPERATINGMECHANISM, THEN THE MODULE COMPRISING OF DIS-CONNECTOR & EARTH SWITCHIN SINGLE ENCLOSURE WITH COMMON OPERATING MECHANISM IS TO BE PROVIDEDUNDER THE HEAD OF SPARE DIS-CONNECTOR ONLY. NOTE 2 - IN CASE,DIS-CONNECTOR SWITCH (DS) & EARTH SWITCH (ES) IS PROVIDED IN A SAMEENCLOSURE WITH SEPARATE OPERATING MECHANISM, THEN THE MODULECOMPRISING OF DIS-CONNECTOR & EARTH SWITCH IN SINGLE ENCLOSURE WITHSEPARATE OPERATING MECHANISM IS TO BE PROVIDED UNDER THE HEAD OF SPAREDIS-CONNECTOR ONLY.) | EA | 1 |  | INCLUDED | 0 | 0 | 0 | 0 | 0 | 0
115 | 7000016312 | 1360 | MANDATORY SPARES-GIS-400 | 1000058305 | 85359030 |  | 18 |  | OPEN/CLOSE CONTACTOR ASSEMBLY, TIMERS, KEY INTERLOCK, INTERLOCKINGCOILS, RELAYS, PUSH BUTTONS, INDICATING LAMPS, POWER CONTACTORS,RESISTORS, FUSES, MCBS & DRIVE CONTROL CARDS ETC. (AS APPLICABLE) ONEOF EACH TYPE FOR ONE COMPLETE MOM BOX FOR 400KV GIS DISCONNECTORSWITCH | SET | 1 |  | INCLUDED | 0 | 0 | 0 | 0 | 0 | 0
116 | 7000016312 | 1370 | MANDATORY SPARES-GIS-400 | 1000058312 | 85359030 |  | 18 |  | OPEN/CLOSE CONTACTOR ASSEMBLY, TIMERS, KEY INTERLOCK, INTERLOCKINGCOILS, RELAYS, PUSH BUTTONS, INDICATING LAMPS, POWER CONTACTORS,RESISTORS, FUSES, MCBS & DRIVE CONTROL CARDS ETC. (AS APPLICABLE) ONEOF EACH TYPE FOR ONE COMPLETE MOM BOX FOR 400KV GIS MAINTENANCE EARTHSWITCH | SET | 1 |  | INCLUDED | 0 | 0 | 0 | 0 | 0 | 0
117 | 7000016312 | 1380 | MANDATORY SPARES-GIS-400 | 1000058308 | 85359030 |  | 18 |  | OPEN/CLOSE CONTACTOR ASSEMBLY, TIMERS, KEY INTERLOCK, INTERLOCKINGCOILS, RELAYS, PUSH BUTTONS, INDICATING LAMPS, POWER CONTACTORS,RESISTORS, FUSES, MCBS & DRIVE CONTROL CARDS ETC. (AS APPLICABLE) ONEOF EACH TYPE FOR ONE COMPLETE MOM BOX FOR 400KV GIS FAST EARTHINGSWITCH | SET | 1 |  | INCLUDED | 0 | 0 | 0 | 0 | 0 | 0
118 | 7000016312 | 1390 | MANDATORY SPARES-GIS-400 | 1000049776 | 85359030 |  | 18 |  | LIMIT SWITCHES AND AUX. SWITCHES FOR ONE COMPLETE MOM BOX FORDISCONNECTOR-400KV GIS | SET | 1 |  | INCLUDED | 0 | 0 | 0 | 0 | 0 | 0
119 | 7000016312 | 1400 | MANDATORY SPARES-GIS-400 | 1000049778 | 85359030 |  | 18 |  | LIMIT SWITCHES AND AUX. SWITCHES FOR ONE COMPLETE MOM BOX FORMAINTENANCE EARTHING SWITCH-400KV GIS | SET | 1 |  | INCLUDED | 0 | 0 | 0 | 0 | 0 | 0
120 | 7000016312 | 1410 | MANDATORY SPARES-GIS-400 | 1000049777 | 85359030 |  | 18 |  | LIMIT SWITCHES AND AUX. SWITCHES FOR ONE COMPLETE MOM BOX FOR FASTEARTHING SWITCH (IF APPLICABLE)-400KV GIS | SET | 1 |  | INCLUDED | 0 | 0 | 0 | 0 | 0 | 0
121 | 7000016312 | 1420 | MANDATORY SPARES-GIS-400 | 1000058306 | 85359030 |  | 18 |  | DRIVE MECHANISM FOR 400KV GIS DISCONNECTOR SWITCH | SET | 1 |  | INCLUDED | 0 | 0 | 0 | 0 | 0 | 0
122 | 7000016312 | 1430 | MANDATORY SPARES-GIS-400 | 1000058313 | 85359030 |  | 18 |  | DRIVE MECHANISM FOR 400KV GIS MAINTENANCE EARTH SWITCH | SET | 1 |  | INCLUDED | 0 | 0 | 0 | 0 | 0 | 0
123 | 7000016312 | 1440 | MANDATORY SPARES-GIS-400 | 1000058309 | 85359030 |  | 18 |  | DRIVE MECHANISM FOR 400KV GIS FAST EARTHING SWITCH | SET | 1 |  | INCLUDED | 0 | 0 | 0 | 0 | 0 | 0
124 | 7000016312 | 1450 | MANDATORY SPARES-GIS-400 | 1000058307 | 85359030 |  | 18 |  | MOTOR FOR DRIVE MECHANISM FOR 400KV GIS DISCONNECTOR SWITCH | EA | 1 |  | INCLUDED | 0 | 0 | 0 | 0 | 0 | 0
125 | 7000016312 | 1460 | MANDATORY SPARES-GIS-400 | 1000058315 | 85359030 |  | 18 |  | MOTOR FOR DRIVE MECHANISM FOR 400KVGIS MAINTENANCE EARTH SWITCH | EA | 1 |  | INCLUDED | 0 | 0 | 0 | 0 | 0 | 0
126 | 7000016312 | 1470 | MANDATORY SPARES-GIS-400 | 1000058311 | 85359030 |  | 18 |  | MOTOR FOR DRIVE MECHANISM FOR 400KV GIS FAST EARTHING SWITCH | EA | 1 |  | INCLUDED | 0 | 0 | 0 | 0 | 0 | 0
127 | 7000016312 | 1480 | MANDATORY SPARES-GIS-400 | 1000058327 | 85359030 |  | 18 |  | 400KV GIS- SINGLE PHASE OF CURRENT TRANSFORMER (3 CORES, TYPE-CTA)WITH ASSOCIATED ENCLOSURE AND PRIMARY CONDUCTOR COMPLETE IN ALLRESPECT | EA | 1 |  | INCLUDED | 0 | 0 | 0 | 0 | 0 | 0
128 | 7000016312 | 1490 | MANDATORY SPARES-GIS-400 | 1000058326 | 85359030 |  | 18 |  | 400KV GIS- SINGLE PHASE OF CURRENT TRANSFORMER (2 CORES, TYPE-CTB)WITH ASSOCIATED ENCLOSURE AND PRIMARY CONDUCTOR COMPLETE IN ALLRESPECT | EA | 1 |  | INCLUDED | 0 | 0 | 0 | 0 | 0 | 0
Total Ex-Works Price | [12 empty] | 0 |  | 0 |  | 0 | 0 | 0
Total Type Test charges as per Schedule-7 | [12 empty] | 0
Total Ex-Works Price including Type Test charges | [12 empty] | 0
# In case the bidder leaves the cell for confirmation of the HSN code and/or GST rate “blank”, the HSN code and corresponding GST rate indicated by the Employer shall be deemed to be the one confirmed by the Bidder.
| Date | [7 empty] | Printed Name
| Place | [7 empty] | Designation
Click for Sch-2

## Sch-2
5002002107/GIS-EXCLUDING/DOM/A00 - CC CS -1 | [8 empty] | Schedule - 2 (revised)
GIS Substation Package SS-90: for (i) Extn. of 765/400kV Nizamabad GIS substation including 765kV Bus ducts, Bushings, 400kV GIS bays etc. under Augmentation of Transformation Capacity in Southern Region; (ii) (a) Extn. of 400/230kV Tuticorin-II GIS S/S for installation of 4th ICT & (b) Extn. of 400/230kV Tuticorin-II GIS S/S for installation of 5th ICT under Transmission System for Tirunelveli and Tuticorin Wind Energy Zone (Tamil Nadu) (5OOMW) and (iii) Extn. of 400kV Nizamabad GIS substation under Consultancy services to TSTRANSCO.
(SCHEDULE OF RATES AND PRICES)
BIDDER:
0 | [6 empty] | To:
Bidder’s Name and Address (Sole Bidder) : | [6 empty] | Contract Services
Name : | [6 empty] | Power Grid Corporation of India Ltd.,
Address : | [6 empty] | "Saudamini", Plot No.-2
Sector-29,
Gurgaon (Haryana) - 122001
Local Transportation, In-transit Insurance, Loading and Unloading
(All Prices are in Indian Rupees)
SI. No. | PR No | PR Line Item No | Activity Description | Material Code | Description | Unit | Quantity | Unit Freight, In-transit Insurance, loading & Unloading Charges | Total Freight, In-transit Insurance, loading & Unloading Charges
1 | 2 | 3 | 4 | 5 | 6 | 7 | 8 | 9 | 10 = 8 X 9
I | 4 nos. of 400kV GIS bays at Nizamabad ss
1 | 7000016313 | 10 | 400 KV GIS | 1000004533 | 420kV, 4000 A, 63 kA, SF6 GIS Bus barmodule as per Section-Project,Technical specification | SET | 2 |  | INCLUDED
2 | 7000016313 | 20 | 400 KV GIS | 1000004634 | 420 kV, 3150 A, 63 kA, SF6 GIS Linefeeder bay module(with PIR) as perSection-Project, Technicalspecification | SET | 2 |  | INCLUDED
3 | 7000016313 | 30 | 400 KV GIS | 1000004638 | 420 kV, 3150 A, 63 kA, SF6 GIS Linefeeder bay module(without PIR) as perSection-Project, Technicalspecification | SET | 2 |  | INCLUDED
4 | 7000016313 | 40 | 400 KV GIS | 1000004635 | 420kV, 3150 A, 63 kA, SF6 GIS Tie baymodule(with PIR) as perSection-Project, Technicalspecification | SET | 2 |  | INCLUDED
5 | 7000016313 | 50 | 400 KV GIS | 1000004287 | 420kV, 3000A, 63kA, Single phase, SF6Gas Insulated Bus Duct (GIB) outsideGIS Hall alongwith associated supportstructure | M | 1000 |  | INCLUDED
6 | 7000016313 | 60 | 400 KV GIS | 1000032699 | 3150A, 63KA, 1SEC SINGLE PHASE 420KV SF6 TO AIR BUSHING | EA | 12 |  | INCLUDED
7 | 7000016313 | 80 | 400 KV AIS | 1000020419 | 336kV Surge Arrester (1-phase) | EA | 6 |  | INCLUDED
8 | 7000016313 | 90 | 400 KV AIS | 1000004401 | 420 kV, 1 phase Bus Post Insulator (except for Line Traps) | EA | 10 |  | INCLUDED
9 | 7000016313 | 100 | 400 KV AIS | 1000004535 | 420 kV, 4400 pF Capacitive Voltage Transformer (1-Phase) | EA | 6 |  | INCLUDED
10 | 7000016313 | 120 | ERECTION HARDWARE | 1000011336 | Erection Hardware for 400kV I type layout for GIS terminationarrangement-Line bay as per technical specification | SET | 2 |  | INCLUDED
11 | 7000016313 | 130 | ERECTION HARDWARE | 1000055984 | 400KV TENSION INSULATOR STRING AND ASSOCIATED HARDWARE FITTINGSWITHOUT TURN BUCKLE SUITABLE FOR QUAD CONDUCTOR | EA | 6 |  | INCLUDED
12 | 7000016313 | 140 | ERECTION HARDWARE | 1000055991 | 400KV TENSION INSULATOR STRING AND ASSOCIATED HARDWARE FITTINGSWITH TURN BUCKLE SUITABLE FOR QUAD CONDUCTOR | EA | 12 |  | INCLUDED
13 | 7000016313 | 150 | ERECTION HARDWARE | 1000055988 | 400KV SUSPENSION INSULATOR STRING AND ASSOCIATED HARDWARE FITTINGSWITH THROUGH CLAMP SUITABLE FOR QUAD CONDUCTOR | EA | 6 |  | INCLUDED
14 | 7000016313 | 170 | 400 KV CONTROL & RELAY PANEL | 1000002165 | 400kV Circuit Breaker Relay Panel with Auto Reclose (with Automation) | EA | 6 |  | INCLUDED
15 | 7000016313 | 180 | 400 KV CONTROL & RELAY PANEL | 1000003398 | 400kV Line Protection Panel (with Automation) | EA | 2 |  | INCLUDED
16 | 7000016313 | 190 | 400 KV CONTROL & RELAY PANEL | 1000002146 | Augmentation of existing 400kV bus bar protection scheme.(No. of baysas per specification)-(with Automation) | SET | 2 |  | INCLUDED
17 | 7000016313 | 210 | 400 KV SAS | 1000003409 | Augmentation of Substation automation System for 400kV Main bay as perTechnical Specification | EA | 4 |  | INCLUDED
18 | 7000016313 | 220 | 400 KV SAS | 1000003411 | Augmentation of Substation automation System for 400kV Tie bay as perTechnical Specification | EA | 2 |  | INCLUDED
19 | 7000016313 | 240 | FIRE PROTECTION SYSTEM | 1000012010 | Fire Detection and Alarm System for 400kV GIS Hall | SET | 1 |  | INCLUDED
20 | 7000016313 | 250 | FIRE PROTECTION SYSTEM | 1000032698 | FIRE PROTECTION SYSTEM-400KVGIS HALL EXENSION | SET | 1 |  | INCLUDED
21 | 7000016313 | 260 | FIRE PROTECTION SYSTEM | 1000028771 | PORTABLE FIRE EXTINGUISHER-DCP TYPE 4.5/5 KG | EA | 2 |  | INCLUDED
22 | 7000016313 | 270 | FIRE PROTECTION SYSTEM | 1000012022 | 4.5 kg CO2 type Portable Fire extinguisher | EA | 2 |  | INCLUDED
23 | 7000016313 | 290 | ILLUMINATION SYSTEM | 1000038039 | LIGHTING FIXTURE LED LUMINAIRES TYPE FL-1 AS PER TECH. SPECIFICATIONS | EA | 10 |  | INCLUDED
24 | 7000016313 | 300 | ILLUMINATION SYSTEM | 1000038325 | LIGHTING FIXTURE LED LUMINAIRES TYPE FL2 AS PER TECH. SPECIFICATIONS | EA | 10 |  | INCLUDED
25 | 7000016313 | 310 | ILLUMINATION SYSTEM | 1000003362 | 400 kV GIS Hall Extension Lighting excluding Conduit | SET | 1 |  | INCLUDED
26 | 7000016313 | 320 | ILLUMINATION SYSTEM | 1000038392 | RP TYPE RECEPTACLE OF 63A AS PER TECHNICAL SPECIFICATION | EA | 1 |  | INCLUDED
27 | 7000016313 | 330 | ILLUMINATION SYSTEM | 1000038391 | RO TYPE RECEPTACLE OF 20A AS PER TECHNICAL SPECIFICATION | EA | 1 |  | INCLUDED
28 | 7000016313 | 340 | ILLUMINATION SYSTEM | 1000014547 | Lighting Panel type ACP-2 as per technical specification | EA | 1 |  | INCLUDED
29 | 7000016313 | 350 | ILLUMINATION SYSTEM | 1000017485 | Lighting panel SLP for Street Lighting | EA | 1 |  | INCLUDED
30 | 7000016313 | 370 | STEEL STRUCTURE | 1000020193 | Fabrication, galvanising and supply of Standard Pipe Structure - 400kV CVT including nuts, bolts, all type of washers, packplates, stepbolts and gusset plates excluding foundation bolts | EA | 6 |  | INCLUDED
31 | 7000016313 | 380 | STEEL STRUCTURE | 1000020195 | Fabrication, galvanising and supply ofStandard Pipe Structure - 400 kV,1-Phase, SA including nuts, bolts,all type of washers, packplates, stepbolts and gusset plates excludingfoundation bolts | EA | 6 |  | INCLUDED
32 | 7000016313 | 390 | STEEL STRUCTURE | 1000020196 | Fabrication, galvanising and supply ofStd Pipe Structure - 400 kV, 1-Phase,BPI, (Excluding Wave Trap), includingnuts, bolts, all type of washers,packplates, step bolts and gussetplates excluding foundation bolts | EA | 10 |  | INCLUDED
33 | 7000016313 | 400 | STEEL STRUCTURE | 1000020124 | Fabrication, galvanising and supply of Standard 400 kV Tower TBincluding nuts, bolts, all type of washers, packplates, step bolts andgusset plates excluding foundation bolts | EA | 2 |  | INCLUDED
34 | 7000016313 | 410 | STEEL STRUCTURE | 1000020138 | Fabrication, galvanising and supply of Standard 400 kV Tower TVincluding nuts, bolts, all type of washers, packplates, step bolts andgusset plates excluding foundation bolts | EA | 2 |  | INCLUDED
35 | 7000016313 | 420 | STEEL STRUCTURE | 1000020118 | Fabrication, galvanising and supply of Standard 400 kV Gantry G1including nuts, bolts, all type of washers, packplates, step bolts andgusset plates excluding foundation bolts | EA | 6 |  | INCLUDED
36 | 7000016313 | 430 | STEEL STRUCTURE | 1000017568 | Standard Pipe Structure for 400kV BPI for WT (1- phase) | EA | 3 |  | INCLUDED
37 | 7000016313 | 450 | 1.1 KV POWER & CONTROL CABLE (KM) | 1000031933 | 1.1KV GRADE 2CX16 SQMM (PVC) POWER CABLE | KM | 0.5 |  | INCLUDED
38 | 7000016313 | 460 | 1.1 KV POWER & CONTROL CABLE (KM) | 1000031953 | 1.1KV GRADE 3.5CX35 SQMM (PVC) POWER CABLE | KM | 0.5 |  | INCLUDED
39 | 7000016313 | 470 | 1.1 KV POWER & CONTROL CABLE (KM) | 1000031976 | 1.1KV GRADE 4CX16 SQMM (PVC) POWER CABLE | KM | 6 |  | INCLUDED
40 | 7000016313 | 480 | 1.1 KV POWER & CONTROL CABLE (KM) | 1000031993 | 1.1KV GRADE 7CX2.5 SQMM CONTROL CABLE | KM | 1.5 |  | INCLUDED
41 | 7000016313 | 490 | 1.1 KV POWER & CONTROL CABLE (KM) | 1000031987 | 1.1KV GRADE 5CX2.5 SQMM CONTROL CABLE | KM | 2.5 |  | INCLUDED
42 | 7000016313 | 500 | 1.1 KV POWER & CONTROL CABLE (KM) | 1000031927 | 1.1KV GRADE 27CX2.5 SQMM CONTROL CABLE | KM | 1.5 |  | INCLUDED
43 | 7000016313 | 510 | 1.1 KV POWER & CONTROL CABLE (KM) | 1000031887 | 1.1KV GRADE 10CX2.5 SQMM CONTROL CABLE | KM | 1.5 |  | INCLUDED
44 | 7000016313 | 520 | 1.1 KV POWER & CONTROL CABLE (KM) | 1000031908 | 1.1KV GRADE 19CX2.5 SQMM CONTROL CABLE | KM | 1.5 |  | INCLUDED
45 | 7000016313 | 530 | 1.1 KV POWER & CONTROL CABLE (KM) | 1000031936 | 1.1KV GRADE 2CX2.5 SQMM CONTROL CABLE | KM | 1.5 |  | INCLUDED
46 | 7000016313 | 550 | AIR CONDITIONING & VENTILATION SYSTEM | 1000022409 | Ventillation system for 400kV GIS Hall Ext | SET | 1 |  | INCLUDED
47 | 7000016313 | 560 | AIR CONDITIONING & VENTILATION SYSTEM | 1000013502 | High wall type split AC unit of 2 TR capacity | EA | 3 |  | INCLUDED
48 | 7000016313 | 580 | Foundation Bolts - Supply | 1000012369 | Fabrication, galvanising and supply of 56mm dia foundation boltsincluding nuts, checknuts, washers and packplates | EA | 56 |  | INCLUDED
49 | 7000016313 | 590 | Foundation Bolts - Supply | 1000012366 | Fabrication, galvanising and supply of 28mm dia foundation boltsincluding nuts, checknuts, washers and packplates. | EA | 124 |  | INCLUDED
50 | 7000016313 | 610 | PLCC Equipment | 1000004290 | 400kV,3150A,0.5mH ,63kA Line Trap | EA | 2 |  | INCLUDED
51 | 7000016313 | 620 | PLCC Equipment | 1000010014 | Coupling device for PLCC | SET | 2 |  | INCLUDED
52 | 7000016313 | 630 | PLCC Equipment | 1000017887 | Analog Protection Coupler for PLCC | EA | 2 |  | INCLUDED
53 | 7000016313 | 640 | PLCC Equipment | 1000010638 | Digital Protection Coupler | EA | 2 |  | INCLUDED
54 | 7000016313 | 650 | PLCC Equipment | 1000028380 | CARRIER EQUIPMENT ANALOG TYPE (FOR SPEECH+DATA & SPEECH+PROTECTION) | EA | 2 |  | INCLUDED
55 | 7000016313 | 710 | AUGMENTATION OF VMS | 1000025861 | Visual Monitoring System for Watch & Ward | SET | 1 |  | INCLUDED
56 | 7000016313 | 730 | BoQ of Comm Equip Supply for NizamabadSS | 1000032124 | SDH EQUIPMENT (STM-4 MADM UPTO 3 MSP PROTECTED DIRECTIONS)-BASEEQUIPMENT (COMMON CARDS, CROSS CONNECT/CONTROL CARDS, OPTICAL BASECARDS, POWER SUPPLY CARDS, POWER CABLING, OTHER HARDWARE ANDACCESSORIES INCLUDING SUB RACKS, PATCH CORD, DDF ETC FULLY EQUIPEDEXCLUDING OPTICAL INTERFACE & TRIBUTARY CARDS | EA | 1 |  | INCLUDED
57 | 7000016313 | 740 | BoQ of Comm Equip Supply for NizamabadSS | 1000023721 | SFP S4.1 | EA | 4 |  | INCLUDED
58 | 7000016313 | 750 | BoQ of Comm Equip Supply for NizamabadSS | 1000031406 | OPTICAL INTERFACE CARD (TO SUPPORT MINIMUM 150 KMS) FOR STM-4 | EA | 2 |  | INCLUDED
59 | 7000016313 | 760 | BoQ of Comm Equip Supply for NizamabadSS | 1000031374 | TRIBUTARY INTERFACE- E1 INTERFACE (MINIMUM 16 NOS.) | SET | 2 |  | INCLUDED
60 | 7000016313 | 770 | BoQ of Comm Equip Supply for NizamabadSS | 1000031379 | TRIBUTARY CARDS-ETHERNET INTERFACES 10/100 MBPS WITH LAYER -2SWITCHING (MINIMUM 4 INTERFACES PER CARD) | EA | 2 |  | INCLUDED
61 | 7000016313 | 780 | BoQ of Comm Equip Supply for NizamabadSS | 1000026228 | Equipment Cabinets For SDH | EA | 1 |  | INCLUDED
62 | 7000016313 | 790 | BoQ of Comm Equip Supply for NizamabadSS | 1000028495 | NMS- CRAFT TERMINAL-HARDWARE | EA | 1 |  | INCLUDED
63 | 7000016313 | 800 | BoQ of Comm Equip Supply for NizamabadSS | 1000028265 | Software for Craft Terminal | EA | 1 |  | INCLUDED
64 | 7000016313 | 810 | BoQ of Comm Equip Supply for NizamabadSS | 1000034998 | VOIP TELEPHONE INSTRUMENT WITH ONE COMMON SWITCH (MIN. 8 PORT) | EA | 1 |  | INCLUDED
65 | 7000016313 | 820 | BoQ of Comm Equip Supply for NizamabadSS | 1000030942 | 24F (DWSM) APPROACH FIBRE OPTIC CABLE INCLUDING ALL INSTALLATIONHARDWARE SET | KM | 1 |  | INCLUDED
66 | 7000016313 | 840 | Comm Equip BoQ Spares at Nizamabad | 1000032124 | SDH EQUIPMENT (STM-4 MADM UPTO 3 MSP PROTECTED DIRECTIONS)-BASEEQUIPMENT (COMMON CARDS, CROSS CONNECT/CONTROL CARDS, OPTICAL BASECARDS, POWER SUPPLY CARDS, POWER CABLING, OTHER HARDWARE ANDACCESSORIES INCLUDING SUB RACKS, PATCH CORD, DDF ETC FULLY EQUIPEDEXCLUDING OPTICAL INTERFACE & TRIBUTARY CARDS | EA | 1 |  | INCLUDED
67 | 7000016313 | 850 | Comm Equip BoQ Spares at Nizamabad | 1000023721 | SFP S4.1 | EA | 1 |  | INCLUDED
68 | 7000016313 | 860 | Comm Equip BoQ Spares at Nizamabad | 1000031406 | OPTICAL INTERFACE CARD (TO SUPPORT MINIMUM 150 KMS) FOR STM-4 | EA | 1 |  | INCLUDED
69 | 7000016313 | 870 | Comm Equip BoQ Spares at Nizamabad | 1000031374 | TRIBUTARY INTERFACE- E1 INTERFACE (MINIMUM 16 NOS.) | SET | 1 |  | INCLUDED
70 | 7000016313 | 880 | Comm Equip BoQ Spares at Nizamabad | 1000031379 | TRIBUTARY CARDS-ETHERNET INTERFACES 10/100 MBPS WITH LAYER -2SWITCHING (MINIMUM 4 INTERFACES PER CARD) | EA | 1 |  | INCLUDED
71 | 7000016313 | 890 | Comm Equip BoQ Spares at Nizamabad | 1000034998 | VOIP TELEPHONE INSTRUMENT WITH ONE COMMON SWITCH (MIN. 8 PORT) | EA | 1 |  | INCLUDED
72 | 7000016313 | 900 | Comm Equip BoQ Spares at Nizamabad | 1000031398 | PRE CONNECTORIZED OPTICAL FIBER PATCH CORDS(10 MTRS) â€“ PACK OF SIXPATCH CORDS | SET | 1 |  | INCLUDED
73 | 7000016313 | 910 | Comm Equip BoQ Spares at Nizamabad | 1000030942 | 24F (DWSM) APPROACH FIBRE OPTIC CABLE INCLUDING ALL INSTALLATIONHARDWARE SET | KM | 1 |  | INCLUDED
74 | 7000016313 | 920 | Comm Equip BoQ Supply for chandulapur | 1000031406 | OPTICAL INTERFACE CARD (TO SUPPORT MINIMUM 150 KMS) FOR STM-4 | EA | 2 |  | INCLUDED
75 | 7000016313 | 940 | BoQ of PMU for Nizamabad SS- Supply | 1000017518 | PMU with GPS Clock (clock can be either internal or external) | EA | 2 |  | INCLUDED
76 | 7000016313 | 950 | BoQ of PMU for Nizamabad SS- Supply | 1000022512 | WAMS Hardware - Time System (GPS receiver) | EA | 2 |  | INCLUDED
77 | 7000016313 | 960 | BoQ of PMU for Nizamabad SS- Supply | 1000022510 | WAMS Hardware - Substation Grade Layer-3 LAN Switches with minimum 4 x10/100 Mbps Ethernet ports and 2 x 1 Gbps Ethernet ports | EA | 3 |  | INCLUDED
78 | 7000016313 | 970 | BoQ of PMU for Nizamabad SS- Supply | 1000022487 | WAMS Miscellaneous - Armored Fibre Optic Cable and associatedtermination (e.g. L2 Switch) for connecting PMU panels located indifferent control room of a station | EA | 1 |  | INCLUDED
79 | 7000016313 | 990 | BoQ of PMU for Chandlapur- Supply | 1000017518 | PMU with GPS Clock (clock can be either internal or external) | EA | 2 |  | INCLUDED
80 | 7000016313 | 1000 | BoQ of PMU for Chandlapur- Supply | 1000022512 | WAMS Hardware - Time System (GPS receiver) | EA | 2 |  | INCLUDED
81 | 7000016313 | 1010 | BoQ of PMU for Chandlapur- Supply | 1000022510 | WAMS Hardware - Substation Grade Layer-3 LAN Switches with minimum 4 x10/100 Mbps Ethernet ports and 2 x 1 Gbps Ethernet ports | EA | 3 |  | INCLUDED
82 | 7000016313 | 1020 | BoQ of PMU for Chandlapur- Supply | 1000022487 | WAMS Miscellaneous - Armored Fibre Optic Cable and associatedtermination (e.g. L2 Switch) for connecting PMU panels located indifferent control room of a station | EA | 1 |  | INCLUDED
83 | 7000016314 | 30 | MANDATORY SPARES -AIS | 1000020419 | 336kV Surge Arrester (1-phase) | EA | 1 |  | INCLUDED
84 | 7000016314 | 40 | MANDATORY SPARES -AIS | 1000020440 | Surge monitor (1-Phase) | EA | 5 |  | INCLUDED
85 | 7000016314 | 50 | MANDATORY SPARES -AIS | 1000004535 | 420 kV, 4400 pF Capacitive Voltage Transformer (1-Phase) | EA | 1 |  | INCLUDED
86 | 7000016314 | 60 | MANDATORY SPARES -C&R | 1000015978 | Numerical distance relay (Main-I) withinbuilt DR and fault locator,OV prot.,software | SET | 1 |  | INCLUDED
87 | 7000016314 | 70 | MANDATORY SPARES -C&R | 1000028496 | NUMERICAL DISTANCE RELAY (MAIN II) WITH INBUILT DR AND FAULTLOCATOR,OV PROT., SOFTWARE | SET | 1 |  | INCLUDED
88 | 7000016314 | 80 | MANDATORY SPARES -C&R | 1000007634 | Bay Unit module for Bus Bar Protection | EA | 1 |  | INCLUDED
89 | 7000016314 | 90 | MANDATORY SPARES -C&R | 1000017773 | Power Supply module of each type for B/B Protection | SET | 1 |  | INCLUDED
90 | 7000016314 | 100 | MANDATORY SPARES -SAS | 1000007627 | Bay control unit (IED) of each type | EA | 1 |  | INCLUDED
91 | 7000016314 | 110 | MANDATORY SPARES -SAS | 1000011151 | Ethernet switch of each type | SET | 1 |  | INCLUDED
92 | 7000016314 | 120 | MANDATORY SPARES -FIRE PROTECTION SYSTEM | 1000010577 | Deluge valve (1 No. of each size) | SET | 1 |  | INCLUDED
93 | 7000016314 | 130 | MANDATORY SPARES -PLCC | 1000009029 | Set of Cards/prints for carrier terminal | SET | 1 |  | INCLUDED
94 | 7000016314 | 140 | MANDATORY SPARES -PLCC | 1000009028 | Set of Cards/prints for Protection coupler | SET | 1 |  | INCLUDED
95 | 7000016314 | 150 | MANDATORY SPARES -PLCC | 1000032684 | SPARE-DIGITAL PROTECTION COUPLER | LS | 1 |  | INCLUDED
96 | 7000016314 | 160 | MANDATORY SPARES-GIS-400 | 1000058332 | 400KV GIS-SF6 GAS PRESSURE RELIEF DEVICE ASSEMBLY OF EACH TYPE | EA | 1 |  | INCLUDED
97 | 7000016314 | 170 | MANDATORY SPARES-GIS-400 | 1000049817 | SF6 PRESSURE GAUGE CUM SWITCH /DENSITY MONITORS AND PRESSURESWITCH AS APPLICABLE, OF EACH TYPE-400KV GIS | SET | 2 |  | INCLUDED
98 | 7000016314 | 180 | MANDATORY SPARES-GIS-400 | 1000049753 | COUPLING DEVICE FOR PRESSURE GAUGE CUM SWITCH FOR CONNECTINGGAS HANDLING PLANT OF EACH TYPE-400KV GIS | SET | 1 |  | INCLUDED
99 | 7000016314 | 190 | MANDATORY SPARES-GIS-400 | 1000049762 | RUBBER GASKETS, Ã‚â‚¬Å’OÃ‚â‚¬Â RINGS AND SEALS FOR SF6 GAS FOR GISENCLOSURE OF EACH TYPE-400KV GIS | SET | 2 |  | INCLUDED
100 | 7000016314 | 200 | MANDATORY SPARES-GIS-400 | 1000058330 | 400KV GIS-MOLECULAR FILTER FOR SF6 GAS WITH FILTER BAGS (5 % OF TOTALWEIGHT) | SET | 1 |  | INCLUDED
101 | 7000016314 | 210 | MANDATORY SPARES-GIS-400 | 1000049750 | CONTROL VALVES FOR SF6 GAS OF EACH TYPE-400KV GIS | SET | 2 |  | INCLUDED
102 | 7000016314 | 220 | MANDATORY SPARES-GIS-400 | 1000058331 | 400KV GIS-SF6 GAS (5 % OF TOTAL GAS QUANTITY) | LOT | 1 |  | INCLUDED
103 | 7000016314 | 230 | MANDATORY SPARES-GIS-400 | 1000049783 | LOCKING DEVICE TO KEEP THE DIS-CONNECTORS (ISOLATORS)AND EARTHING/FAST EARTHING SWITCHES IN CLOSE OR OPEN POSITION IN CASEOF REMOVAL OF THE DRIVING MECHANISM-400KV GIS | SET | 2 |  | INCLUDED
104 | 7000016314 | 240 | MANDATORY SPARES-GIS-400 | 1000049505 | UHF PD SENSORS OF EACH TYPE ALONG WITH BNC CONNECTOR FOR 420KV GIS | EA | 3 |  | INCLUDED
105 | 7000016314 | 250 | MANDATORY SPARES-GIS-400 | 1000058334 | 400KV GIS-SUPPORT INSULATORS (GAS THROUGH) OF EACH TYPE (COMPLETE WITHMETAL RING ETC.) ALONG WITH ASSOCIATED CONTACTS AND SHIELDS | EA | 3 |  | INCLUDED
106 | 7000016314 | 260 | MANDATORY SPARES-GIS-400 | 1000058329 | 400KV GIS-GAS BARRIERS OF EACH TYPE (COMPLETE WITH METAL RING ETC.)ALONG WITH ASSOCIATED CONTACTS AND SHIELDS | EA | 3 |  | INCLUDED
107 | 7000016314 | 270 | MANDATORY SPARES-GIS-400 | 1000058333 | 400KV GIS- 3150A SF6 TO AIR BUSHING COMPLETE IN ALL RESPECT | EA | 1 |  | INCLUDED
108 | 7000016314 | 280 | MANDATORY SPARES-GIS-400 | 1000049498 | LCC SPARES - AUX. RELAYS, CONTACTORS,PUSH BUTTONS, SWITCHES,LAMPS,ANNUNCIATION WINDOWS, MCB, FUSES,TIMERS, TERMINAL BLOCKS ETC. OF EACHTYPE & RATING-400kV GIS | SET | 1 |  | INCLUDED
109 | 7000016314 | 290 | MANDATORY SPARES-GIS-400 | 1000058317 | 400KV GIS-ONE POLE OF 3150A CIRCUIT BREAKER WITHOUT PIR WITHINTERRUPTER, MAIN CIRCUIT, ENCLOSURE AND OPERATING MECHANISM COMPLETEIN ALL RESPECT | SET | 1 |  | INCLUDED
110 | 7000016314 | 300 | MANDATORY SPARES-GIS-400 | 1000058316 | 400KV GIS-ONE POLE OF 3150A CIRCUIT BREAKER WITH PIR WITH INTERRUPTER,MAIN CIRCUIT, ENCLOSURE AND OPERATING MECHANISM COMPLETE IN ALLRESPECT | SET | 1 |  | INCLUDED
111 | 7000016314 | 310 | MANDATORY SPARES-GIS-400 | 1000021873 | Trip coil assembly with resistor for420kV GIS Circuit Breaker (asapplicable) | SET | 3 |  | INCLUDED
112 | 7000016314 | 320 | MANDATORY SPARES-GIS-400 | 1000009208 | Closing coil assembly with resistor for420kV GIS Circuit Breaker (asapplicable) | SET | 3 |  | INCLUDED
113 | 7000016314 | 330 | MANDATORY SPARES-GIS-400 | 1000058324 | RELAYS, POWER CONTACTORS, PUSH BUTTONS, TIMERS & MCBS ETC. (ASAPPLICABLE) OF EACH TYPE FOR 400KV GIS CIRCUIT BREAKER | SET | 1 |  | INCLUDED
114 | 7000016314 | 340 | MANDATORY SPARES-GIS-400 | 1000007067 | Auxiliary switch assembly of each type for 420kV GIS Circuit Breaker | SET | 1 |  | INCLUDED
115 | 7000016314 | 350 | MANDATORY SPARES-GIS-400 | 1000058323 | 400KV GIS CIRCUIT BREAKER-OPERATION COUNTER | EA | 1 |  | INCLUDED
116 | 7000016314 | 360 | MANDATORY SPARES-GIS-400 | 1000058320 | 400KV GIS CIRCUIT BREAKER-HYDRAULIC OPERATING MECHANISM WITH DRIVEMOTOR (FOR HYDRAULIC OPERATED MECHANISM, IF APPLICABLE) | SET | 1 |  | INCLUDED
117 | 7000016314 | 370 | MANDATORY SPARES-GIS-400 | 1000049759 | HYDRAULIC FILTER OF EACH TYPE (FOR HYDRAULIC OPERATED MECHANISM, IFPPLICABLE)-400KV GIS CIRCUIT BREKAER | SET | 1 |  | INCLUDED
118 | 7000016314 | 380 | MANDATORY SPARES-GIS-400 | 1000058319 | 400KV GIS CIRCUIT BREAKER- HOSE PIPE OF EACH TYPE (AS APPLICABLE) (FORHYDRAULIC OPERATED MECHANISM, IF APPLICABLE) | SET | 1 |  | INCLUDED
119 | 7000016314 | 390 | MANDATORY SPARES-GIS-400 | 1000058322 | 400KV GIS CIRCUIT BREAKER - N2 ACCUMULATOR (FOR HYDRAULIC OPERATEDMECHANISM, IF APPLICABLE) | SET | 1 |  | INCLUDED
120 | 7000016314 | 400 | MANDATORY SPARES-GIS-400 | 1000049835 | VALVES OF EACH TYPE (FOR HYDRAULIC OPERATED MECHANISM, IFAPPLICABLE)-400KV GIS CIRCUIT BREKAER | SET | 1 |  | INCLUDED
121 | 7000016314 | 410 | MANDATORY SPARES-GIS-400 | 1000049795 | PIPE LENGTH (COPPER & STEEL) OF EACH SIZE & TYPE (FOR HYDRAULICOPERATED MECHANISM, IF APPLICABLE)-400KV GIS CIRCUIT BREKAER | SET | 1 |  | INCLUDED
122 | 7000016314 | 420 | MANDATORY SPARES-GIS-400 | 1000049808 | PRESSURE SWITCHES OF EACH TYPE (FOR HYDRAULIC OPERATED MECHANISM, IFAPPLICABLE)-400KV GIS CIRCUIT BREKAER | SET | 1 |  | INCLUDED
123 | 7000016314 | 430 | MANDATORY SPARES-GIS-400 | 1000049805 | PRESSURE GAUGE WITH COUPLING DEVICE OF EACH TYPE (FOR HYDRAULICOPERATED MECHANISM, IF APPLICABLE)-400KV GIS CIRCUIT BREKAER | SET | 1 |  | INCLUDED
124 | 7000016314 | 440 | MANDATORY SPARES-GIS-400 | 1000058321 | 400KV GIS CIRCUIT BREAKER-HYDRAULIC OIL (5% OF TOTAL OIL QUANTITY)(FOR HYDRAULIC OPERATED MECHANISM, IF APPLICABLE) | SET | 1 |  | INCLUDED
125 | 7000016314 | 450 | MANDATORY SPARES-GIS-400 | 1000049799 | PRESSURE RELIEF DEVICE OF EACH TYPE (FOR HYDRAULIC OPERATED MECHANISM,IF APPLICABLE)-400KV GIS CIRCUIT BREKAER | SET | 1 |  | INCLUDED
126 | 7000016314 | 460 | MANDATORY SPARES-GIS-400 | 1000058325 | 400KV GIS CIRCUIT BREAKER-COMPLETE SPRING OPERATING MECHANISMINCLUDING CHARGING MECHANISM ETC. (FOR SPRING OPERATED MECHANISM, IFAPPLICABLE) | SET | 1 |  | INCLUDED
127 | 7000016314 | 470 | MANDATORY SPARES-GIS-400 | 1000058318 | 400KV GIS CIRCUIT BREAKER- COMPLETE HYDRAULIC-SPRING OPERATINGMECHANISM INCLUDING CHARGING MECHANISM ETC. (FOR HYDRAULIC-SPRINGOPERATED MECHANISM, IF APPLICABLE) | SET | 1 |  | INCLUDED
128 | 7000016314 | 480 | MANDATORY SPARES-GIS-400 | 1000049495 | PRESSURE SWITCHES OF EACH TYPE FOR420KV GIS CIRCUIT BREAKER (ForHydraulic-Spring Operated Mechanism, ifapplicable) | SET | 1 |  | INCLUDED
129 | 7000016314 | 490 | MANDATORY SPARES-GIS-400 | 1000049802 | PRESSURE GAUGE WITH COUPLING DEVICE OF EACH TYPE (FOR HYDRAULIC-SPRINGOPERATED MECHANISM, IF APPLICABLE)-400KV GIS CIRCUIT BREKAER | SET | 1 |  | INCLUDED
130 | 7000016314 | 500 | MANDATORY SPARES-GIS-400 | 1000058374 | 400kV GIS- Single phase of 3150Adisconnector switch including maincircuit, enclosure, driving mechanismand support insulator etc., complete inall respect (Note 1- The contractorshall supply spare for disconnectorswitch to ensure one to one replacementof all disconnector switch supplied asmain equipment without any requirementof modification in fittings at site tocover all different types ofdisconnector switch supplied. In case,quantity of supplied dis-connectorswitch types (for one to onereplacement) are more than the quantitymentioned in BPS for spare, thecontractor shall supply theseadditional types of disconnector switchwithout any additional priceimplication to POWERGRID and quantitiesof these additional type ofdisconnector switch are deem to beincluded in the quantities mentioned inBPS for spare disconnector. Note 2 - Incase, Dis-connector Switch (DS) & EarthSwitch (ES) is provided in a sameenclosure with common operatingmechanism, then the module comprisingof Dis-connector & Earth switch insingle enclosure with common operatingmechanism is to be provided under thehead of spare Dis-connector only. Note3- In case, Dis-connector Switch (DS)&Earth Switch (ES) is provided in asame enclosure with separate operatingmechanism, then the module comprisingof Dis-connector & Earth switch insingle enclosure with separateoperating mechanism is to be providedunder the head of spare Dis-connectoronly.) | EA | 2 |  | INCLUDED
131 | 7000016314 | 510 | MANDATORY SPARES-GIS-400 | 1000058314 | 400KV GIS- SINGLE PHASE MAINTENANCE EARTHING SWITCH INCLUDING MAINCIRCUIT, ENCLOSURE, DRIVING MECHANISM AND SUPPORT INSULATOR ETC.,COMPLETE IN ALL RESPECT (NOTE 1 - IN CASE, DIS-CONNECTOR SWITCH (DS) &EARTH SWITCH (ES) IS PROVIDED IN A SAME ENCLOSURE WITH COMMONOPERATING MECHANISM, THEN THE MODULE COMPRISING OF DIS-CONNECTOR &EARTH SWITCH IN SINGLE ENCLOSURE WITH COMMON OPERATING MECHANISM IS TOBE PROVIDED UNDER THE HEAD OF SPARE DIS-CONNECTOR ONLY. NOTE 2 - INCASE, DIS-CONNECTOR SWITCH (DS) & EARTH SWITCH (ES) IS PROVIDED IN ASAME ENCLOSURE WITH SEPARATE OPERATING MECHANISM, THEN THE MODULECOMPRISING OF DIS-CONNECTOR & EARTH SWITCH IN SINGLE ENCLOSURE WITHSEPARATE OPERATING MECHANISM IS TO BE PROVIDED UNDER THE HEAD OF SPAREDIS-CONNECTOR ONLY.) | EA | 1 |  | INCLUDED
132 | 7000016314 | 520 | MANDATORY SPARES-GIS-400 | 1000058310 | 400KV GIS - SINGLE PHASE FAST EARTHING SWITCH INCLUDING MAIN CIRCUIT,ENCLOSURE, DRIVING MECHANISM AND SUPPORT INSULATOR ETC., COMPLETE INALL RESPECT (NOTE 1 - IN CASE, DIS-CONNECTOR SWITCH (DS) & EARTHSWITCH (ES) IS PROVIDED IN A SAME ENCLOSURE WITH COMMON OPERATINGMECHANISM, THEN THE MODULE COMPRISING OF DIS-CONNECTOR & EARTH SWITCHIN SINGLE ENCLOSURE WITH COMMON OPERATING MECHANISM IS TO BE PROVIDEDUNDER THE HEAD OF SPARE DIS-CONNECTOR ONLY. NOTE 2 - IN CASE,DIS-CONNECTOR SWITCH (DS) & EARTH SWITCH (ES) IS PROVIDED IN A SAMEENCLOSURE WITH SEPARATE OPERATING MECHANISM, THEN THE MODULECOMPRISING OF DIS-CONNECTOR & EARTH SWITCH IN SINGLE ENCLOSURE WITHSEPARATE OPERATING MECHANISM IS TO BE PROVIDED UNDER THE HEAD OF SPAREDIS-CONNECTOR ONLY.) | EA | 1 |  | INCLUDED
133 | 7000016314 | 530 | MANDATORY SPARES-GIS-400 | 1000058305 | OPEN/CLOSE CONTACTOR ASSEMBLY, TIMERS, KEY INTERLOCK, INTERLOCKINGCOILS, RELAYS, PUSH BUTTONS, INDICATING LAMPS, POWER CONTACTORS,RESISTORS, FUSES, MCBS & DRIVE CONTROL CARDS ETC. (AS APPLICABLE) ONEOF EACH TYPE FOR ONE COMPLETE MOM BOX FOR 400KV GIS DISCONNECTORSWITCH | SET | 1 |  | INCLUDED
134 | 7000016314 | 540 | MANDATORY SPARES-GIS-400 | 1000058312 | OPEN/CLOSE CONTACTOR ASSEMBLY, TIMERS, KEY INTERLOCK, INTERLOCKINGCOILS, RELAYS, PUSH BUTTONS, INDICATING LAMPS, POWER CONTACTORS,RESISTORS, FUSES, MCBS & DRIVE CONTROL CARDS ETC. (AS APPLICABLE) ONEOF EACH TYPE FOR ONE COMPLETE MOM BOX FOR 400KV GIS MAINTENANCE EARTHSWITCH | SET | 1 |  | INCLUDED
135 | 7000016314 | 550 | MANDATORY SPARES-GIS-400 | 1000058308 | OPEN/CLOSE CONTACTOR ASSEMBLY, TIMERS, KEY INTERLOCK, INTERLOCKINGCOILS, RELAYS, PUSH BUTTONS, INDICATING LAMPS, POWER CONTACTORS,RESISTORS, FUSES, MCBS & DRIVE CONTROL CARDS ETC. (AS APPLICABLE) ONEOF EACH TYPE FOR ONE COMPLETE MOM BOX FOR 400KV GIS FAST EARTHINGSWITCH | SET | 1 |  | INCLUDED
136 | 7000016314 | 560 | MANDATORY SPARES-GIS-400 | 1000049776 | LIMIT SWITCHES AND AUX. SWITCHES FOR ONE COMPLETE MOM BOX FORDISCONNECTOR-400KV GIS | SET | 1 |  | INCLUDED
137 | 7000016314 | 570 | MANDATORY SPARES-GIS-400 | 1000049778 | LIMIT SWITCHES AND AUX. SWITCHES FOR ONE COMPLETE MOM BOX FORMAINTENANCE EARTHING SWITCH-400KV GIS | SET | 1 |  | INCLUDED
138 | 7000016314 | 580 | MANDATORY SPARES-GIS-400 | 1000049777 | LIMIT SWITCHES AND AUX. SWITCHES FOR ONE COMPLETE MOM BOX FOR FASTEARTHING SWITCH (IF APPLICABLE)-400KV GIS | SET | 1 |  | INCLUDED
139 | 7000016314 | 590 | MANDATORY SPARES-GIS-400 | 1000058306 | DRIVE MECHANISM FOR 400KV GIS DISCONNECTOR SWITCH | SET | 1 |  | INCLUDED
140 | 7000016314 | 600 | MANDATORY SPARES-GIS-400 | 1000058313 | DRIVE MECHANISM FOR 400KV GIS MAINTENANCE EARTH SWITCH | SET | 1 |  | INCLUDED
141 | 7000016314 | 610 | MANDATORY SPARES-GIS-400 | 1000058309 | DRIVE MECHANISM FOR 400KV GIS FAST EARTHING SWITCH | SET | 1 |  | INCLUDED
142 | 7000016314 | 620 | MANDATORY SPARES-GIS-400 | 1000058307 | MOTOR FOR DRIVE MECHANISM FOR 400KV GIS DISCONNECTOR SWITCH | EA | 1 |  | INCLUDED
143 | 7000016314 | 630 | MANDATORY SPARES-GIS-400 | 1000058315 | MOTOR FOR DRIVE MECHANISM FOR 400KVGIS MAINTENANCE EARTH SWITCH | EA | 1 |  | INCLUDED
144 | 7000016314 | 640 | MANDATORY SPARES-GIS-400 | 1000058311 | MOTOR FOR DRIVE MECHANISM FOR 400KV GIS FAST EARTHING SWITCH | EA | 1 |  | INCLUDED
145 | 7000016314 | 650 | MANDATORY SPARES-GIS-400 | 1000058327 | 400KV GIS- SINGLE PHASE OF CURRENT TRANSFORMER (3 CORES, TYPE-CTA)WITH ASSOCIATED ENCLOSURE AND PRIMARY CONDUCTOR COMPLETE IN ALLRESPECT | EA | 1 |  | INCLUDED
146 | 7000016314 | 660 | MANDATORY SPARES-GIS-400 | 1000058326 | 400KV GIS- SINGLE PHASE OF CURRENT TRANSFORMER (2 CORES, TYPE-CTB)WITH ASSOCIATED ENCLOSURE AND PRIMARY CONDUCTOR COMPLETE IN ALLRESPECT | EA | 1 |  | INCLUDED
II | Bay works for 4th ICT at TuticorinII GIS
1 | 7000010057 | 1310 | 400kV GIS EQUIPMENTS | 1000032802 | 420KV, 4000A,63KA GIS BUSBAR MODULE EXTENSION | SET | 2 |  | INCLUDED
2 | 7000010057 | 1320 | 400kV GIS EQUIPMENTS | 1000004637 | 420kV, 3150 A, 63 kA, SF6 GIS ICT feederbay module as per Section-Project,Technical specification | SET | 1 |  | INCLUDED
3 | 7000010057 | 1330 | 400kV GIS EQUIPMENTS | 1000032699 | 3150A, 63KA, 1SEC SINGLE PHASE 420KV SF6 TO AIR BUSHING | EA | 6 |  | INCLUDED
4 | 7000010057 | 1340 | 400kV GIS EQUIPMENTS | 1000004287 | 420kV, 3000A, 63kA, Single phase, SF6Gas Insulated Bus Duct (GIB) outsideGIS Hall alongwith associated supportstructure | M | 400 |  | INCLUDED
5 | 7000010057 | 1350 | 400kV GIS EQUIPMENTS | 1000004634 | 420 kV, 3150 A, 63 kA, SF6 GIS Linefeeder bay module(with PIR) as perSection-Project, Technicalspecification | SET | 1 |  | INCLUDED
6 | 7000010057 | 1360 | 400kV GIS EQUIPMENTS | 1000004635 | 420kV, 3150 A, 63 kA, SF6 GIS Tie baymodule(with PIR) as perSection-Project, Technicalspecification | SET | 1 |  | INCLUDED
7 | 7000010057 | 1370 | 400kV GIS EQUIPMENTS | 1000025329 | Portable Partial Discharge measurement test kitwith all necessary accessories,Industrial Grade Laptop and licensedsoftware as per Technicalspecification. | EA | 1 |  | INCLUDED
8 | 7000010057 | 1380 | 220GIS EQUIPMENTS | 1000045815 | 245KV, 1600 A, DM TYPE SF6 MTS/HYBRID GIS ICT/LINEFEEDER BAYSWITCHGEAR ASSEMBLY AS PER SECTION-PROJECT, TECHNICAL SPECIFICATION | EA | 1 |  | INCLUDED
9 | 7000010057 | 1390 | 220GIS EQUIPMENTS | 1000045816 | 245KV, 3000 A, DM TYPE SF6 MTS/HYBRID GIS BUS COUPLER BAYSWITCHGEAR ASSEMBLY AS PER SECTION-PROJECT, TECHNICAL SPECIFICATION | EA | 1 |  | INCLUDED
10 | 7000010057 | 1400 | 220GIS EQUIPMENTS | 1000045817 | 245KV, 3000 A, DM TYPE SF6 MTS/HYBRID GIS BUS SECTIONALIZER BAY SWITCHGEAR ASSEMBLY AS PER SECTION-PROJECT, TECHNICALSPECIFICATION | EA | 2 |  | INCLUDED
11 | 7000010057 | 1410 | 400kV AIS Equipments | 1000020419 | 336kV Surge Arrester (1-phase) | EA | 3 |  | INCLUDED
12 | 7000010057 | 1420 | 400kV AIS Equipments | 1000004401 | 420 kV, 1 phase Bus Post Insulator (except for Line Traps) | EA | 3 |  | INCLUDED
13 | 7000010057 | 1440 | 220KV AIS EQUIPMENT | 1000001695 | 245 kV, 1 phase Bus Post Insulator (except for Line Traps) | EA | 40 |  | INCLUDED
14 | 7000010057 | 1430 | 220KV AIS EQUIPMENT | 1000020417 | 216kV Surge Arrester (1-phase) | EA | 3 |  | INCLUDED
15 | 7000010057 | 1450 | 220KV AIS EQUIPMENT | 1000001772 | 245 kV, 4400pf Capacitive Voltage Transformer (1- Phase) | EA | 6 |  | INCLUDED
16 | 7000010057 | 1460 | ERECTION HARDWARE | 1000011334 | Erection Hardware for 400kV I type layout for GIS terminationarrangement-Transformer bay as per technical specification | SET | 1 |  | INCLUDED
17 | 7000010057 | 1470 | ERECTION HARDWARE | 1000011252 | Erection Hardware for 220kV DM-type layout for GIS terminationarrangement-Transformer bay as per technical specification | SET | 1 |  | INCLUDED
18 | 7000010057 | 1480 | ERECTION HARDWARE | 1000033100 | ERECTION HARDWARE FOR 220KV LAYOUT (DOUBLE MAIN SCHEME)-BUS COUPLERBAY AS PER TECHNICAL SPECIFICATION | SET | 1 |  | INCLUDED
19 | 7000010057 | 1490 | ERECTION HARDWARE | 1000011266 | Erection Hardware for 220kV layout (Single Main Scheme)-Bus sectionbay as per technical specification | SET | 2 |  | INCLUDED
20 | 7000010057 | 1500 | ERECTION HARDWARE | 1000055973 | 220KV SUSPENSION INSULATOR STRING AND ASSOCIATED HARDWARE FITTINGSWITH DROP CLAMP SUITABLE FOR QUAD CONDUCTOR | EA | 6 |  | INCLUDED
21 | 7000010057 | 1510 | ERECTION HARDWARE | 1000055975 | 220KV SUSPENSION INSULATOR STRING AND ASSOCIATED HARDWARE FITTINGSWITH DROP CLAMP SUITABLE FOR TWIN CONDUCTOR | EA | 6 |  | INCLUDED
22 | 7000010057 | 1520 | ERECTION HARDWARE | 1000055980 | 220KV TENSION INSULATOR STRING AND ASSOCIATED HARDWARE FITTINGSWITHOUT TURN BUCKLE SUITABLE FOR TWIN CONDUCTOR | EA | 3 |  | INCLUDED
23 | 7000010057 | 1530 | ERECTION HARDWARE | 1000055983 | 220KV TENSION INSULATOR STRING AND ASSOCIATED HARDWARE FITTINGS WITHTURN BUCKLE SUITABLE FOR TWIN CONDUCTOR | EA | 3 |  | INCLUDED
24 | 7000010057 | 1540 | RELAY PANELS | 1000001168 | 220kV Circuit Breaker Relay Panel without Auto Reclose (withAutomation) | EA | 4 |  | INCLUDED
25 | 7000010057 | 1550 | RELAY PANELS | 1000002163 | 400kV Circuit Breaker Relay Panel without Auto Reclose (withAutomation) | EA | 1 |  | INCLUDED
26 | 7000010057 | 1560 | RELAY PANELS | 1000004274 | 400kV Transformer Protection Panel (For both HV & MV side)-(withAutomation) | EA | 1 |  | INCLUDED
27 | 7000010057 | 1570 | RELAY PANELS | 1000002165 | 400kV Circuit Breaker Relay Panel with Auto Reclose (with Automation) | EA | 2 |  | INCLUDED
28 | 7000010057 | 1580 | RELAY PANELS | 1000025391 | Relay Test kit | EA | 1 |  | INCLUDED
29 | 7000010057 | 1590 | RELAY PANELS | 1000001166 | 220kV Bus Bar Protection Panel (Single)-(with Automation) | SET | 1 |  | INCLUDED
30 | 7000010057 | 1600 | SAS | 1000001333 | Augmentation of Substation automation System for 220kV bay as perTechnical Specification | EA | 4 |  | INCLUDED
31 | 7000010057 | 1610 | SAS | 1000003409 | Augmentation of Substation automation System for 400kV Main bay as perTechnical Specification | EA | 2 |  | INCLUDED
32 | 7000010057 | 1620 | SAS | 1000003411 | Augmentation of Substation automation System for 400kV Tie bay as perTechnical Specification | EA | 1 |  | INCLUDED
33 | 7000010057 | 1630 | FIRE PROTECTION SYSTEM | 1000012069 | HVW spray system, Hydrant system and complete U/G & O/G piping andaccessories etc. out side the pump house for 500MVA , 400KV/220/33kV, 3-phase Autotransformer | SET | 1 |  | INCLUDED
34 | 7000010057 | 1640 | FIRE PROTECTION SYSTEM | 1000012018 | Fire Detection and Alarm System for Switchyard Panel Room of 6 mlength | SET | 1 |  | INCLUDED
35 | 7000010057 | 1650 | FIRE PROTECTION SYSTEM | 1000012022 | 4.5 kg CO2 type Portable Fire extinguisher | EA | 1 |  | INCLUDED
36 | 7000010057 | 1660 | ILLUMINATION SYSTEM | 1000014547 | Lighting Panel type ACP-2 as per technical specification | EA | 1 |  | INCLUDED
37 | 7000010057 | 1670 | ILLUMINATION SYSTEM | 1000020262 | Sub Lighting panel (outdoor) type SLP (Switchyard and Street Lighting) | EA | 2 |  | INCLUDED
38 | 7000010057 | 1680 | ILLUMINATION SYSTEM | 1000038039 | LIGHTING FIXTURE LED LUMINAIRES TYPE FL-1 AS PER TECH. SPECIFICATIONS | EA | 10 |  | INCLUDED
39 | 7000010057 | 1690 | ILLUMINATION SYSTEM | 1000038325 | LIGHTING FIXTURE LED LUMINAIRES TYPE FL2 AS PER TECH. SPECIFICATIONS | EA | 8 |  | INCLUDED
40 | 7000010057 | 1700 | ILLUMINATION SYSTEM | 1000013795 | Illumination System for switchyard panel room of 6 m length | LS | 1 |  | INCLUDED
41 | 7000010057 | 1710 | ILLUMINATION SYSTEM | 1000001894 | Outdoor Power Receptacle for oilfiltration unit (250A) | EA | 1 |  | INCLUDED
42 | 7000010057 | 1720 | CABLES(KM) | 1000031953 | 1.1KV GRADE 3.5CX35 SQMM (PVC) POWER CABLE | KM | 0.1 |  | INCLUDED
43 | 7000010057 | 1800 | CABLES(KM) | 1000031951 | 1.1KV GRADE 3.5CX300 SQMM (XLPE) POWER CABLE | KM | 1 |  | INCLUDED
44 | 7000010057 | 1730 | CABLES(KM) | 1000031976 | 1.1KV GRADE 4CX16 SQMM (PVC) POWER CABLE | KM | 4.5 |  | INCLUDED
45 | 7000010057 | 1740 | CABLES(KM) | 1000031985 | 1.1KV GRADE 4CX6 SQMM (PVC) POWER CABLE | KM | 3 |  | INCLUDED
46 | 7000010057 | 1750 | CABLES(KM) | 1000031943 | 1.1KV GRADE 2CX6 SQMM (PVC) POWER CABLE | KM | 1 |  | INCLUDED
47 | 7000010057 | 1760 | CABLES(KM) | 1000031987 | 1.1KV GRADE 5CX2.5 SQMM CONTROL CABLE | KM | 9.5 |  | INCLUDED
48 | 7000010057 | 1770 | CABLES(KM) | 1000031887 | 1.1KV GRADE 10CX2.5 SQMM CONTROL CABLE | KM | 8 |  | INCLUDED
49 | 7000010057 | 1780 | CABLES(KM) | 1000056264 | 1.1KV GRADE 19CX1.5 SQMM CONTROL CABLE | KM | 8 |  | INCLUDED
50 | 7000010057 | 1790 | CABLES(KM) | 1000056265 | 1.1KV GRADE 27CX1.5 SQMM CONTROL CABLE | KM | 5.5 |  | INCLUDED
51 | 7000010057 | 1810 | STRUCTURES | 1000020190 | Fabrication, galvanising and supply of Standard Pipe Structure - 220kV SA including nuts, bolts, all type of washers, packplates, stepbolts and gusset plates excluding foundation bolts | EA | 3 |  | INCLUDED
52 | 7000010057 | 1820 | STRUCTURES | 1000017562 | Standard Pipe Structure for 220kV BPI (excluding wave trap) | EA | 28 |  | INCLUDED
53 | 7000010057 | 1830 | STRUCTURES | 1000020195 | Fabrication, galvanising and supply ofStandard Pipe Structure - 400 kV,1-Phase, SA including nuts, bolts,all type of washers, packplates, stepbolts and gusset plates excludingfoundation bolts | EA | 3 |  | INCLUDED
54 | 7000010057 | 1840 | STRUCTURES | 1000020196 | Fabrication, galvanising and supply ofStd Pipe Structure - 400 kV, 1-Phase,BPI, (Excluding Wave Trap), includingnuts, bolts, all type of washers,packplates, step bolts and gussetplates excluding foundation bolts | EA | 3 |  | INCLUDED
55 | 7000010057 | 1850 | STRUCTURES | 1000030005 | Lightening Mast(LM)-40m complete with foundation bolts/nuts platformsetc. | EA | 1 |  | INCLUDED
56 | 7000010057 | 1860 | STRUCTURES | 1000020088 | Fabrication, galvanising and supply of Standard 220 kV Gantry BG1including nuts, bolts, all type of washers, packplates, step bolts andgusset plates excluding foundation bolts | EA | 2 |  | INCLUDED
57 | 7000010057 | 1870 | STRUCTURES | 1000020109 | Fabrication, galvanising and supply of Standard 220 kV Tower CTGincluding nuts, bolts, all type of washers, packplates, step bolts andgusset plates excluding foundation bolts | EA | 4 |  | INCLUDED
58 | 7000010057 | 1880 | STRUCTURES | 1000017565 | Fabrication, galvanising and supply of Std Pipe Structure - 220 kV highBPI including nuts, bolts, all type of washers, packplates, step boltsand gusset plates excluding foundation bolts | EA | 12 |  | INCLUDED
59 | 7000010057 | 1890 | STRUCTURES | 1000020188 | Fabrication, galvanising and supply of Standard Pipe Structure - 220kV CVT including nuts, bolts, all type of washers, packplates, stepbolts and gusset plates excluding foundation bolts | EA | 6 |  | INCLUDED
60 | 7000010057 | 2080 | VMS | 1000030433 | COLOR IP CAMERA, WITH PAN, TILT AND ZOOM FACILITIES, ALONGWITH ALLREQUIRED ITEMS, ACCESSORIES, LINE INTERFACE UNITS, FIBER PATCH CORDS,POWER SUPPLY UNITS, JUNCTION BOXES, CABLES, FIBER OPTIC CABLES, ETC.,AND INCLUDING INTEGRATION IN EXISTING HARDWARE AND SOFTWARE FORAUGMENTATION OF VISUAL MONITORING SYSTEM AS PER TECHNICALSPECIFICATION. | SET | 1 |  | INCLUDED
61 | 7000010057 | 2100 | AC SPR | 1000006284 | Air conditioning system for Switchyard Panel Room of 6m length | SET | 1 |  | INCLUDED
62 | 7000010057 | 2130 | Supply of Foundation Bolts | 1000012366 | Fabrication, galvanising and supply of 28mm dia foundation boltsincluding nuts, checknuts, washers and packplates. | EA | 284 |  | INCLUDED
63 | 7000010057 | 2140 | Supply of Foundation Bolts | 1000012369 | Fabrication, galvanising and supply of 56mm dia foundation boltsincluding nuts, checknuts, washers and packplates | EA | 16 |  | INCLUDED
64 | 7000016409 | 10 | MANDATORY SPARES -AIS | 1000020419 | 336kV Surge Arrester (1-phase) | EA | 1 |  | INCLUDED
65 | 7000016409 | 20 | MANDATORY SPARES -AIS | 1000020440 | Surge monitor (1-Phase) | EA | 10 |  | INCLUDED
66 | 7000016409 | 30 | MANDATORY SPARES -AIS | 1000020417 | 216kV Surge Arrester (1-phase) | EA | 1 |  | INCLUDED
67 | 7000016409 | 40 | MANDATORY SPARES -AIS | 1000001772 | 245 kV, 4400pf Capacitive Voltage Transformer (1- Phase) | EA | 1 |  | INCLUDED
68 | 7000016409 | 50 | MANDATORY SPARES -C&R | 1000021791 | Transformer differential protection relay | EA | 1 |  | INCLUDED
69 | 7000016409 | 60 | MANDATORY SPARES -C&R | 1000018532 | Restricted earthfault relay type with non-linear resistor andassociated software in case of numerical relay | EA | 1 |  | INCLUDED
70 | 7000016409 | 80 | MANDATORY SPARES -C&R | 1000007634 | Bay Unit module for Bus Bar Protection | EA | 1 |  | INCLUDED
71 | 7000016409 | 90 | MANDATORY SPARES -C&R | 1000017773 | Power Supply module of each type for B/B Protection | SET | 1 |  | INCLUDED
72 | 7000016409 | 100 | MANDATORY SPARES -C&R | 1000030545 | Direction O/C & E/F relay (if stand alone) | EA | 1 |  | INCLUDED
73 | 7000016409 | 120 | MANDATORY SPARES -SAS | 1000007627 | Bay control unit (IED) of each type | EA | 1 |  | INCLUDED
74 | 7000016409 | 130 | MANDATORY SPARES -SAS | 1000011151 | Ethernet switch of each type | SET | 1 |  | INCLUDED
75 | 7000016409 | 110 | MANDATORY SPARES -FIRE PROTECTION SYSTEM | 1000010577 | Deluge valve (1 No. of each size) | SET | 1 |  | INCLUDED
76 | 7000010057 | 2970 | MANDATORY SPARES-GIS-400 | 1000058332 | 400KV GIS-SF6 GAS PRESSURE RELIEF DEVICE ASSEMBLY OF EACH TYPE | EA | 1 |  | INCLUDED
77 | 7000010057 | 2980 | MANDATORY SPARES-GIS-400 | 1000049817 | SF6 PRESSURE GAUGE CUM SWITCH /DENSITY MONITORS AND PRESSURESWITCH AS APPLICABLE, OF EACH TYPE-400KV GIS | SET | 2 |  | INCLUDED
78 | 7000010057 | 2990 | MANDATORY SPARES-GIS-400 | 1000049753 | COUPLING DEVICE FOR PRESSURE GAUGE CUM SWITCH FOR CONNECTINGGAS HANDLING PLANT OF EACH TYPE-400KV GIS | SET | 1 |  | INCLUDED
79 | 7000010057 | 3000 | MANDATORY SPARES-GIS-400 | 1000049762 | RUBBER GASKETS, Ã‚â‚¬Å’OÃ‚â‚¬Â RINGS AND SEALS FOR SF6 GAS FOR GISENCLOSURE OF EACH TYPE-400KV GIS | SET | 2 |  | INCLUDED
80 | 7000010057 | 3010 | MANDATORY SPARES-GIS-400 | 1000058330 | 400KV GIS-MOLECULAR FILTER FOR SF6 GAS WITH FILTER BAGS (5 % OF TOTALWEIGHT) | SET | 1 |  | INCLUDED
81 | 7000010057 | 3020 | MANDATORY SPARES-GIS-400 | 1000049750 | CONTROL VALVES FOR SF6 GAS OF EACH TYPE-400KV GIS | SET | 2 |  | INCLUDED
82 | 7000010057 | 3030 | MANDATORY SPARES-GIS-400 | 1000058331 | 400KV GIS-SF6 GAS (5 % OF TOTAL GAS QUANTITY) | LOT | 1 |  | INCLUDED
83 | 7000010057 | 3040 | MANDATORY SPARES-GIS-400 | 1000049783 | LOCKING DEVICE TO KEEP THE DIS-CONNECTORS (ISOLATORS)AND EARTHING/FAST EARTHING SWITCHES IN CLOSE OR OPEN POSITION IN CASEOF REMOVAL OF THE DRIVING MECHANISM-400KV GIS | SET | 2 |  | INCLUDED
84 | 7000010057 | 3050 | MANDATORY SPARES-GIS-400 | 1000049505 | UHF PD SENSORS OF EACH TYPE ALONG WITH BNC CONNECTOR FOR 420KV GIS | EA | 3 |  | INCLUDED
85 | 7000010057 | 3060 | MANDATORY SPARES-GIS-400 | 1000058334 | 400KV GIS-SUPPORT INSULATORS (GAS THROUGH) OF EACH TYPE (COMPLETE WITHMETAL RING ETC.) ALONG WITH ASSOCIATED CONTACTS AND SHIELDS | EA | 3 |  | INCLUDED
86 | 7000010057 | 3070 | MANDATORY SPARES-GIS-400 | 1000058329 | 400KV GIS-GAS BARRIERS OF EACH TYPE (COMPLETE WITH METAL RING ETC.)ALONG WITH ASSOCIATED CONTACTS AND SHIELDS | EA | 3 |  | INCLUDED
87 | 7000010057 | 3080 | MANDATORY SPARES-GIS-400 | 1000058333 | 400KV GIS- 3150A SF6 TO AIR BUSHING COMPLETE IN ALL RESPECT | EA | 1 |  | INCLUDED
88 | 7000010057 | 3090 | MANDATORY SPARES-GIS-400 | 1000049498 | LCC SPARES - AUX. RELAYS, CONTACTORS,PUSH BUTTONS, SWITCHES,LAMPS,ANNUNCIATION WINDOWS, MCB, FUSES,TIMERS, TERMINAL BLOCKS ETC. OF EACHTYPE & RATING-400kV GIS | SET | 1 |  | INCLUDED
89 | 7000010057 | 3100 | MANDATORY SPARES-GIS-400 | 1000058317 | 400KV GIS-ONE POLE OF 3150A CIRCUIT BREAKER WITHOUT PIR WITHINTERRUPTER, MAIN CIRCUIT, ENCLOSURE AND OPERATING MECHANISM COMPLETEIN ALL RESPECT | SET | 1 |  | INCLUDED
90 | 7000010057 | 3110 | MANDATORY SPARES-GIS-400 | 1000058316 | 400KV GIS-ONE POLE OF 3150A CIRCUIT BREAKER WITH PIR WITH INTERRUPTER,MAIN CIRCUIT, ENCLOSURE AND OPERATING MECHANISM COMPLETE IN ALLRESPECT | SET | 1 |  | INCLUDED
91 | 7000010057 | 3120 | MANDATORY SPARES-GIS-400 | 1000021873 | Trip coil assembly with resistor for420kV GIS Circuit Breaker (asapplicable) | SET | 3 |  | INCLUDED
92 | 7000010057 | 3130 | MANDATORY SPARES-GIS-400 | 1000009208 | Closing coil assembly with resistor for420kV GIS Circuit Breaker (asapplicable) | SET | 3 |  | INCLUDED
93 | 7000010057 | 3140 | MANDATORY SPARES-GIS-400 | 1000058324 | RELAYS, POWER CONTACTORS, PUSH BUTTONS, TIMERS & MCBS ETC. (ASAPPLICABLE) OF EACH TYPE FOR 400KV GIS CIRCUIT BREAKER | SET | 1 |  | INCLUDED
94 | 7000010057 | 3150 | MANDATORY SPARES-GIS-400 | 1000007067 | Auxiliary switch assembly of each type for 420kV GIS Circuit Breaker | SET | 1 |  | INCLUDED
95 | 7000010057 | 3160 | MANDATORY SPARES-GIS-400 | 1000058323 | 400KV GIS CIRCUIT BREAKER-OPERATION COUNTER | EA | 1 |  | INCLUDED
96 | 7000010057 | 3170 | MANDATORY SPARES-GIS-400 | 1000058320 | 400KV GIS CIRCUIT BREAKER-HYDRAULIC OPERATING MECHANISM WITH DRIVEMOTOR (FOR HYDRAULIC OPERATED MECHANISM, IF APPLICABLE) | SET | 1 |  | INCLUDED
97 | 7000010057 | 3180 | MANDATORY SPARES-GIS-400 | 1000049759 | HYDRAULIC FILTER OF EACH TYPE (FOR HYDRAULIC OPERATED MECHANISM, IFPPLICABLE)-400KV GIS CIRCUIT BREKAER | SET | 1 |  | INCLUDED
98 | 7000010057 | 3190 | MANDATORY SPARES-GIS-400 | 1000058319 | 400KV GIS CIRCUIT BREAKER- HOSE PIPE OF EACH TYPE (AS APPLICABLE) (FORHYDRAULIC OPERATED MECHANISM, IF APPLICABLE) | SET | 1 |  | INCLUDED
99 | 7000010057 | 3200 | MANDATORY SPARES-GIS-400 | 1000058322 | 400KV GIS CIRCUIT BREAKER - N2 ACCUMULATOR (FOR HYDRAULIC OPERATEDMECHANISM, IF APPLICABLE) | SET | 1 |  | INCLUDED
100 | 7000010057 | 3210 | MANDATORY SPARES-GIS-400 | 1000049835 | VALVES OF EACH TYPE (FOR HYDRAULIC OPERATED MECHANISM, IFAPPLICABLE)-400KV GIS CIRCUIT BREKAER | SET | 1 |  | INCLUDED
101 | 7000010057 | 3220 | MANDATORY SPARES-GIS-400 | 1000049795 | PIPE LENGTH (COPPER & STEEL) OF EACH SIZE & TYPE (FOR HYDRAULICOPERATED MECHANISM, IF APPLICABLE)-400KV GIS CIRCUIT BREKAER | SET | 1 |  | INCLUDED
102 | 7000010057 | 3230 | MANDATORY SPARES-GIS-400 | 1000049808 | PRESSURE SWITCHES OF EACH TYPE (FOR HYDRAULIC OPERATED MECHANISM, IFAPPLICABLE)-400KV GIS CIRCUIT BREKAER | SET | 1 |  | INCLUDED
103 | 7000010057 | 3240 | MANDATORY SPARES-GIS-400 | 1000049805 | PRESSURE GAUGE WITH COUPLING DEVICE OF EACH TYPE (FOR HYDRAULICOPERATED MECHANISM, IF APPLICABLE)-400KV GIS CIRCUIT BREKAER | SET | 1 |  | INCLUDED
104 | 7000010057 | 3250 | MANDATORY SPARES-GIS-400 | 1000058321 | 400KV GIS CIRCUIT BREAKER-HYDRAULIC OIL (5% OF TOTAL OIL QUANTITY)(FOR HYDRAULIC OPERATED MECHANISM, IF APPLICABLE) | SET | 1 |  | INCLUDED
105 | 7000010057 | 3260 | MANDATORY SPARES-GIS-400 | 1000049799 | PRESSURE RELIEF DEVICE OF EACH TYPE (FOR HYDRAULIC OPERATED MECHANISM,IF APPLICABLE)-400KV GIS CIRCUIT BREKAER | SET | 1 |  | INCLUDED
106 | 7000010057 | 3270 | MANDATORY SPARES-GIS-400 | 1000058325 | 400KV GIS CIRCUIT BREAKER-COMPLETE SPRING OPERATING MECHANISMINCLUDING CHARGING MECHANISM ETC. (FOR SPRING OPERATED MECHANISM, IFAPPLICABLE) | SET | 1 |  | INCLUDED
107 | 7000010057 | 3280 | MANDATORY SPARES-GIS-400 | 1000058318 | 400KV GIS CIRCUIT BREAKER- COMPLETE HYDRAULIC-SPRING OPERATINGMECHANISM INCLUDING CHARGING MECHANISM ETC. (FOR HYDRAULIC-SPRINGOPERATED MECHANISM, IF APPLICABLE) | SET | 1 |  | INCLUDED
108 | 7000010057 | 3290 | MANDATORY SPARES-GIS-400 | 1000049495 | PRESSURE SWITCHES OF EACH TYPE FOR420KV GIS CIRCUIT BREAKER (ForHydraulic-Spring Operated Mechanism, ifapplicable) | SET | 1 |  | INCLUDED
109 | 7000010057 | 3300 | MANDATORY SPARES-GIS-400 | 1000049802 | PRESSURE GAUGE WITH COUPLING DEVICE OF EACH TYPE (FOR HYDRAULIC-SPRINGOPERATED MECHANISM, IF APPLICABLE)-400KV GIS CIRCUIT BREKAER | SET | 1 |  | INCLUDED
110 | 7000010057 | 3310 | MANDATORY SPARES-GIS-400 | 1000058374 | 400kV GIS- Single phase of 3150Adisconnector switch including maincircuit, enclosure, driving mechanismand support insulator etc., complete inall respect (Note 1- The contractorshall supply spare for disconnectorswitch to ensure one to one replacementof all disconnector switch supplied asmain equipment without any requirementof modification in fittings at site tocover all different types ofdisconnector switch supplied. In case,quantity of supplied dis-connectorswitch types (for one to onereplacement) are more than the quantitymentioned in BPS for spare, thecontractor shall supply theseadditional types of disconnector switchwithout any additional priceimplication to POWERGRID and quantitiesof these additional type ofdisconnector switch are deem to beincluded in the quantities mentioned inBPS for spare disconnector. Note 2 - Incase, Dis-connector Switch (DS) & EarthSwitch (ES) is provided in a sameenclosure with common operatingmechanism, then the module comprisingof Dis-connector & Earth switch insingle enclosure with common operatingmechanism is to be provided under thehead of spare Dis-connector only. Note3- In case, Dis-connector Switch (DS)&Earth Switch (ES) is provided in asame enclosure with separate operatingmechanism, then the module comprisingof Dis-connector & Earth switch insingle enclosure with separateoperating mechanism is to be providedunder the head of spare Dis-connectoronly.) | EA | 2 |  | INCLUDED
111 | 7000010057 | 3320 | MANDATORY SPARES-GIS-400 | 1000058314 | 400KV GIS- SINGLE PHASE MAINTENANCE EARTHING SWITCH INCLUDING MAINCIRCUIT, ENCLOSURE, DRIVING MECHANISM AND SUPPORT INSULATOR ETC.,COMPLETE IN ALL RESPECT (NOTE 1 - IN CASE, DIS-CONNECTOR SWITCH (DS) &EARTH SWITCH (ES) IS PROVIDED IN A SAME ENCLOSURE WITH COMMONOPERATING MECHANISM, THEN THE MODULE COMPRISING OF DIS-CONNECTOR &EARTH SWITCH IN SINGLE ENCLOSURE WITH COMMON OPERATING MECHANISM IS TOBE PROVIDED UNDER THE HEAD OF SPARE DIS-CONNECTOR ONLY. NOTE 2 - INCASE, DIS-CONNECTOR SWITCH (DS) & EARTH SWITCH (ES) IS PROVIDED IN ASAME ENCLOSURE WITH SEPARATE OPERATING MECHANISM, THEN THE MODULECOMPRISING OF DIS-CONNECTOR & EARTH SWITCH IN SINGLE ENCLOSURE WITHSEPARATE OPERATING MECHANISM IS TO BE PROVIDED UNDER THE HEAD OF SPAREDIS-CONNECTOR ONLY.) | EA | 1 |  | INCLUDED
112 | 7000010057 | 3330 | MANDATORY SPARES-GIS-400 | 1000058310 | 400KV GIS - SINGLE PHASE FAST EARTHING SWITCH INCLUDING MAIN CIRCUIT,ENCLOSURE, DRIVING MECHANISM AND SUPPORT INSULATOR ETC., COMPLETE INALL RESPECT (NOTE 1 - IN CASE, DIS-CONNECTOR SWITCH (DS) & EARTHSWITCH (ES) IS PROVIDED IN A SAME ENCLOSURE WITH COMMON OPERATINGMECHANISM, THEN THE MODULE COMPRISING OF DIS-CONNECTOR & EARTH SWITCHIN SINGLE ENCLOSURE WITH COMMON OPERATING MECHANISM IS TO BE PROVIDEDUNDER THE HEAD OF SPARE DIS-CONNECTOR ONLY. NOTE 2 - IN CASE,DIS-CONNECTOR SWITCH (DS) & EARTH SWITCH (ES) IS PROVIDED IN A SAMEENCLOSURE WITH SEPARATE OPERATING MECHANISM, THEN THE MODULECOMPRISING OF DIS-CONNECTOR & EARTH SWITCH IN SINGLE ENCLOSURE WITHSEPARATE OPERATING MECHANISM IS TO BE PROVIDED UNDER THE HEAD OF SPAREDIS-CONNECTOR ONLY.) | EA | 1 |  | INCLUDED
113 | 7000010057 | 3340 | MANDATORY SPARES-GIS-400 | 1000058305 | OPEN/CLOSE CONTACTOR ASSEMBLY, TIMERS, KEY INTERLOCK, INTERLOCKINGCOILS, RELAYS, PUSH BUTTONS, INDICATING LAMPS, POWER CONTACTORS,RESISTORS, FUSES, MCBS & DRIVE CONTROL CARDS ETC. (AS APPLICABLE) ONEOF EACH TYPE FOR ONE COMPLETE MOM BOX FOR 400KV GIS DISCONNECTORSWITCH | SET | 1 |  | INCLUDED
114 | 7000010057 | 3350 | MANDATORY SPARES-GIS-400 | 1000058312 | OPEN/CLOSE CONTACTOR ASSEMBLY, TIMERS, KEY INTERLOCK, INTERLOCKINGCOILS, RELAYS, PUSH BUTTONS, INDICATING LAMPS, POWER CONTACTORS,RESISTORS, FUSES, MCBS & DRIVE CONTROL CARDS ETC. (AS APPLICABLE) ONEOF EACH TYPE FOR ONE COMPLETE MOM BOX FOR 400KV GIS MAINTENANCE EARTHSWITCH | SET | 1 |  | INCLUDED
115 | 7000010057 | 3360 | MANDATORY SPARES-GIS-400 | 1000058308 | OPEN/CLOSE CONTACTOR ASSEMBLY, TIMERS, KEY INTERLOCK, INTERLOCKINGCOILS, RELAYS, PUSH BUTTONS, INDICATING LAMPS, POWER CONTACTORS,RESISTORS, FUSES, MCBS & DRIVE CONTROL CARDS ETC. (AS APPLICABLE) ONEOF EACH TYPE FOR ONE COMPLETE MOM BOX FOR 400KV GIS FAST EARTHINGSWITCH | SET | 1 |  | INCLUDED
116 | 7000010057 | 3370 | MANDATORY SPARES-GIS-400 | 1000049776 | LIMIT SWITCHES AND AUX. SWITCHES FOR ONE COMPLETE MOM BOX FORDISCONNECTOR-400KV GIS | SET | 1 |  | INCLUDED
117 | 7000010057 | 3380 | MANDATORY SPARES-GIS-400 | 1000049778 | LIMIT SWITCHES AND AUX. SWITCHES FOR ONE COMPLETE MOM BOX FORMAINTENANCE EARTHING SWITCH-400KV GIS | SET | 1 |  | INCLUDED
118 | 7000010057 | 3390 | MANDATORY SPARES-GIS-400 | 1000049777 | LIMIT SWITCHES AND AUX. SWITCHES FOR ONE COMPLETE MOM BOX FOR FASTEARTHING SWITCH (IF APPLICABLE)-400KV GIS | SET | 1 |  | INCLUDED
119 | 7000010057 | 3400 | MANDATORY SPARES-GIS-400 | 1000058306 | DRIVE MECHANISM FOR 400KV GIS DISCONNECTOR SWITCH | SET | 1 |  | INCLUDED
120 | 7000010057 | 3410 | MANDATORY SPARES-GIS-400 | 1000058313 | DRIVE MECHANISM FOR 400KV GIS MAINTENANCE EARTH SWITCH | SET | 1 |  | INCLUDED
121 | 7000010057 | 3420 | MANDATORY SPARES-GIS-400 | 1000058309 | DRIVE MECHANISM FOR 400KV GIS FAST EARTHING SWITCH | SET | 1 |  | INCLUDED
122 | 7000010057 | 3430 | MANDATORY SPARES-GIS-400 | 1000058307 | MOTOR FOR DRIVE MECHANISM FOR 400KV GIS DISCONNECTOR SWITCH | EA | 1 |  | INCLUDED
123 | 7000010057 | 3440 | MANDATORY SPARES-GIS-400 | 1000058315 | MOTOR FOR DRIVE MECHANISM FOR 400KVGIS MAINTENANCE EARTH SWITCH | EA | 1 |  | INCLUDED
124 | 7000010057 | 3450 | MANDATORY SPARES-GIS-400 | 1000058311 | MOTOR FOR DRIVE MECHANISM FOR 400KV GIS FAST EARTHING SWITCH | EA | 1 |  | INCLUDED
125 | 7000010057 | 3460 | MANDATORY SPARES-GIS-400 | 1000058327 | 400KV GIS- SINGLE PHASE OF CURRENT TRANSFORMER (3 CORES, TYPE-CTA)WITH ASSOCIATED ENCLOSURE AND PRIMARY CONDUCTOR COMPLETE IN ALLRESPECT | EA | 1 |  | INCLUDED
126 | 7000010057 | 3470 | MANDATORY SPARES-GIS-400 | 1000058326 | 400KV GIS- SINGLE PHASE OF CURRENT TRANSFORMER (2 CORES, TYPE-CTB)WITH ASSOCIATED ENCLOSURE AND PRIMARY CONDUCTOR COMPLETE IN ALLRESPECT | EA | 1 |  | INCLUDED
127 | 7000010057 | 3480 | MANDATORY SPARES-GIS-220 | 1000058300 | 220KV GIS-SF6 GAS PRESSURE RELIEF DEVICE ASSEMBLY OF EACH TYPE | EA | 1 |  | INCLUDED
128 | 7000010057 | 3490 | MANDATORY SPARES-GIS-220 | 1000049816 | SF6 PRESSURE GAUGE CUM SWITCH /DENSITY MONITORS AND PRESSURESWITCH AS APPLICABLE, OF EACH TYPE-220KV GIS | SET | 2 |  | INCLUDED
129 | 7000010057 | 3500 | MANDATORY SPARES-GIS-220 | 1000049752 | COUPLING DEVICE FOR PRESSURE GAUGE CUM SWITCH FOR CONNECTINGGAS HANDLING PLANT OF EACH TYPE-220KV GIS | SET | 1 |  | INCLUDED
130 | 7000010057 | 3510 | MANDATORY SPARES-GIS-220 | 1000049761 | RUBBER GASKETS, Ã‚â‚¬Å’OÃ‚â‚¬Â RINGS AND SEALS FOR SF6 GAS FOR GISENCLOSURE OF EACH TYPE-220KV GIS | SET | 2 |  | INCLUDED
131 | 7000010057 | 3520 | MANDATORY SPARES-GIS-220 | 1000058298 | 220KV GIS-MOLECULAR FILTER FOR SF6 GAS WITH FILTER BAGS (5 % OF TOTALWEIGHT) | SET | 1 |  | INCLUDED
132 | 7000010057 | 3530 | MANDATORY SPARES-GIS-220 | 1000049749 | CONTROL VALVES FOR SF6 GAS OF EACH TYPE-220KV GIS | SET | 2 |  | INCLUDED
133 | 7000010057 | 3540 | MANDATORY SPARES-GIS-220 | 1000058299 | 220KV GIS-SF6 GAS (5 % OF TOTAL GAS QUANTITY) | LOT | 1 |  | INCLUDED
134 | 7000010057 | 3550 | MANDATORY SPARES-GIS-220 | 1000049782 | LOCKING DEVICE TO KEEP THE DIS-CONNECTORS (ISOLATORS)AND EARTHING/FAST EARTHING SWITCHES (AS APPLICABLE) IN CLOSE OR OPENPOSITION IN CASE OF REMOVAL OF THE DRIVING MECHANISM-220KV GIS | SET | 2 |  | INCLUDED
135 | 7000010057 | 3560 | MANDATORY SPARES-GIS-220 | 1000049504 | UHF PD SENSORS OF EACH TYPE ALONG WITH BNC CONNECTOR FOR 245KV GIS | EA | 3 |  | INCLUDED
136 | 7000010057 | 3570 | MANDATORY SPARES-GIS-220 | 1000058302 | 220KV GIS-SUPPORT INSULATORS (GAS THROUGH) OF EACH TYPE (COMPLETE WITHMETAL RING ETC.) ALONG WITH ASSOCIATED CONTACTS AND SHIELDS | EA | 3 |  | INCLUDED
137 | 7000010057 | 3580 | MANDATORY SPARES-GIS-220 | 1000058297 | 220KV GIS-GAS BARRIERS OF EACH TYPE (COMPLETE WITH METAL RING ETC.)ALONG WITH ASSOCIATED CONTACTS AND SHIELDS | EA | 3 |  | INCLUDED
138 | 7000010057 | 3590 | MANDATORY SPARES-GIS-220 | 1000058301 | 220KV GIS- 1600A SF6 TO AIR BUSHING COMPLETE IN ALL RESPECT | EA | 1 |  | INCLUDED
139 | 7000010057 | 3600 | MANDATORY SPARES-GIS-220 | 1000059203 | 220KV GIS- 3000A SF6 TO AIR BUSHING COMPLETE IN ALL RESPECT | EA | 1 |  | INCLUDED
140 | 7000010057 | 3610 | MANDATORY SPARES-GIS-220 | 1000049497 | LCC SPARES - AUX. RELAYS, CONTACTORS,PUSH BUTTONS, SWITCHES, LAMPS,ANNUNCIATION WINDOWS, MCB, FUSES,TIMERS, TERMINAL BLOCKS ETC. OF EACHTYPE & RATING-220kV GIS | SET | 1 |  | INCLUDED
141 | 7000010057 | 3620 | MANDATORY SPARES-GIS-220 | 1000058284 | 220KV GIS-ONE POLE OF 1600A CIRCUIT BREAKER WITH INTERRUPTER, MAINCIRCUIT, ENCLOSURE AND OPERATING MECHANISM COMPLETE IN ALL RESPECT | SET | 1 |  | INCLUDED
142 | 7000010057 | 3630 | MANDATORY SPARES-GIS-220 | 1000058285 | 220KV GIS-ONE POLE OF 3000A CIRCUIT BREAKER WITH INTERRUPTER, MAINCIRCUIT, ENCLOSURE AND OPERATING MECHANISM COMPLETE IN ALL RESPECT | SET | 1 |  | INCLUDED
143 | 7000010057 | 3640 | MANDATORY SPARES-GIS-220 | 1000021871 | Trip coil assembly with resistor for245kV GIS Circuit Breaker (asapplicable) | SET | 3 |  | INCLUDED
144 | 7000010057 | 3650 | MANDATORY SPARES-GIS-220 | 1000009185 | Closing coil assembly with resistor for245kV GIS Circuit Breaker (asapplicable) | SET | 3 |  | INCLUDED
145 | 7000010057 | 3660 | MANDATORY SPARES-GIS-220 | 1000058292 | RELAYS, POWER CONTACTORS, PUSH BUTTONS, TIMERS & MCBS ETC. (ASAPPLICABLE) OF EACH TYPE FOR 220KV GIS CIRCUIT BREAKER | SET | 1 |  | INCLUDED
146 | 7000010057 | 3670 | MANDATORY SPARES-GIS-220 | 1000007066 | Auxiliary switch assembly of each type for 245kV GIS Circuit Breaker | SET | 1 |  | INCLUDED
147 | 7000010057 | 3680 | MANDATORY SPARES-GIS-220 | 1000058291 | 220KV GIS CIRCUIT BREAKER-OPERATION COUNTER | EA | 1 |  | INCLUDED
148 | 7000010057 | 3690 | MANDATORY SPARES-GIS-220 | 1000058288 | 220KV GIS CIRCUIT BREAKER-HYDRAULIC OPERATING MECHANISM WITH DRIVEMOTOR (FOR HYDRAULIC OPERATED MECHANISM, IF APPLICABLE) | SET | 1 |  | INCLUDED
149 | 7000010057 | 3700 | MANDATORY SPARES-GIS-220 | 1000049758 | HYDRAULIC FILTER OF EACH TYPE (FOR HYDRAULIC OPERATED MECHANISM, IFPPLICABLE)-220KV GIS CIRCUIT BREKAER | SET | 1 |  | INCLUDED
150 | 7000010057 | 3710 | MANDATORY SPARES-GIS-220 | 1000058272 | 220KV GIS CIRCUIT BREAKER- HOSE PIPE OF EACH TYPE (AS APPLICABLE) (FORHYDRAULIC OPERATED MECHANISM, IF APPLICABLE) | SET | 1 |  | INCLUDED
151 | 7000010057 | 3720 | MANDATORY SPARES-GIS-220 | 1000058290 | 220KV GIS CIRCUIT BREAKER - N2 ACCUMULATOR (FOR HYDRAULIC OPERATEDMECHANISM, IF APPLICABLE) | SET | 1 |  | INCLUDED
152 | 7000010057 | 3730 | MANDATORY SPARES-GIS-220 | 1000049834 | VALVES OF EACH TYPE (FOR HYDRAULIC OPERATED MECHANISM, IFAPPLICABLE)-220KV GIS CIRCUIT BREKAER | SET | 1 |  | INCLUDED
153 | 7000010057 | 3740 | MANDATORY SPARES-GIS-220 | 1000049794 | PIPE LENGTH (COPPER & STEEL) OF EACH SIZE & TYPE (FOR HYDRAULICOPERATED MECHANISM, IF APPLICABLE)-220KV GIS CIRCUIT BREKAER | SET | 1 |  | INCLUDED
154 | 7000010057 | 3750 | MANDATORY SPARES-GIS-220 | 1000049807 | PRESSURE SWITCHES OF EACH TYPE (FOR HYDRAULIC OPERATED MECHANISM, IFAPPLICABLE)-220KV GIS CIRCUIT BREKAER | SET | 1 |  | INCLUDED
155 | 7000010057 | 3760 | MANDATORY SPARES-GIS-220 | 1000049804 | PRESSURE GAUGE WITH COUPLING DEVICE OF EACH TYPE (FOR HYDRAULICOPERATED MECHANISM, IF APPLICABLE)-220KV GIS CIRCUIT BREKAER | SET | 1 |  | INCLUDED
156 | 7000010057 | 3770 | MANDATORY SPARES-GIS-220 | 1000058289 | 220KV GIS CIRCUIT BREAKER-HYDRAULIC OIL (5% OF TOTAL OIL QUANTITY)(FOR HYDRAULIC OPERATED MECHANISM, IF APPLICABLE) | SET | 1 |  | INCLUDED
157 | 7000010057 | 3780 | MANDATORY SPARES-GIS-220 | 1000049798 | PRESSURE RELIEF DEVICE OF EACH TYPE (FOR HYDRAULIC OPERATED MECHANISM,IF APPLICABLE)-220KV GIS CIRCUIT BREKAER | SET | 1 |  | INCLUDED
158 | 7000010057 | 3790 | MANDATORY SPARES-GIS-220 | 1000058293 | 220KV GIS CIRCUIT BREAKER-COMPLETE SPRING OPERATING MECHANISMINCLUDING CHARGING MECHANISM ETC. (FOR SPRING OPERATED MECHANISM, IFAPPLICABLE) | SET | 1 |  | INCLUDED
159 | 7000010057 | 3800 | MANDATORY SPARES-GIS-220 | 1000058287 | 220KV GIS CIRCUIT BREAKER- COMPLETE HYDRAULIC-SPRING OPERATINGMECHANISM INCLUDING CHARGING MECHANISM ETC. (FOR HYDRAULIC-SPRINGOPERATED MECHANISM, IF APPLICABLE) | SET | 1 |  | INCLUDED
160 | 7000010057 | 3810 | MANDATORY SPARES-GIS-220 | 1000049797 | PRESSURE SWITCHES OF EACH TYPE (FOR HYDRAULIC-SPRING OPERATEDMECHANISM, IF APPLICABLE)-220KV GIS CIRCUIT BREAKER | SET | 1 |  | INCLUDED
161 | 7000010057 | 3820 | MANDATORY SPARES-GIS-220 | 1000049801 | PRESSURE GAUGE WITH COUPLING DEVICE OF EACH TYPE (FOR HYDRAULIC-SPRINGOPERATED MECHANISM, IF APPLICABLE)-220KV GIS CIRCUIT BREKAER | SET | 1 |  | INCLUDED
162 | 7000010057 | 3830 | MANDATORY SPARES-GIS-220 | 1000058371 | 220kV GIS- Three phase of 1600Adisconnector switch including maincircuit, enclosure, driving mechanismand support insulator etc., complete inall respect (Note 1- The contractorshall supply spare for disconnectorswitch to ensure one to one replacementof all disconnector switch supplied asmain equipment without any requirementof modification in fittings at site tocover all different types ofdisconnector switch supplied. In case,quantity of supplied dis-connectorswitch types (for one to onereplacement) are more than the quantitymentioned in BPS for spare, thecontractor shall supply theseadditional types of disconnector switchwithout any additional priceimplication to POWERGRID and quantitiesof these additional type ofdisconnector switch are deem to beincluded in the quantities mentioned inBPS for spare disconnector. Note 2 - Incase, Dis-connector Switch (DS) & EarthSwitch (ES) is provided in a sameenclosure with common operatingmechanism, then the module comprisingof Dis-connector & Earth switch insingle enclosure with common operatingmechanism is to be provided under thehead of spare Dis-connector only. Note3- In case, Dis-connector Switch (DS)&Earth Switch (ES) is provided in asame enclosure with separate operatingmechanism, then the module comprisingof Dis-connector & Earth switch insingle enclosure with separateoperating mechanism is to be providedunder the head of spare Dis-connectoronly.) | EA | 2 |  | INCLUDED
163 | 7000010057 | 3840 | MANDATORY SPARES-GIS-220 | 1000058373 | 220kV GIS- Three phase of 3000Adisconnector switch including maincircuit, enclosure, driving mechanismand support insulator etc., complete inall respect (Note 1- The contractorshall supply spare for disconnectorswitch to ensure one to one replacementof all disconnector switch supplied asmain equipment without any requirementof modification in fittings at site tocover all different types ofdisconnector switch supplied. In case,quantity of supplied dis-connectorswitch types (for one to onereplacement) are more than the quantitymentioned in BPS for spare, thecontractor shall supply theseadditional types of disconnector switchwithout any additional priceimplication to POWERGRID and quantitiesof these additional type ofdisconnector switch are deem to beincluded in the quantities mentioned inBPS for spare disconnector. Note 2 - Incase, Dis-connector Switch (DS) & EarthSwitch (ES) is provided in a sameenclosure with common operatingmechanism, then the module comprisingof Dis-connector & Earth switch insingle enclosure with common operatingmechanism is to be provided under thehead of spare Dis-connector only. Note3- In case, Dis-connector Switch (DS)&Earth Switch (ES) is provided in asame enclosure with separate operatingmechanism, then the module comprisingof Dis-connector & Earth switch insingle enclosure with separateoperating mechanism is to be providedunder the head of spare Dis-connectoronly.) | EA | 1 |  | INCLUDED
164 | 7000010057 | 3850 | MANDATORY SPARES-GIS-220 | 1000058282 | 220KV GIS- THREE PHASE MAINTENANCE EARTHING SWITCH INCLUDING MAINCIRCUIT, ENCLOSURE, DRIVING MECHANISM AND SUPPORT INSULATOR ETC.,COMPLETE IN ALL RESPECT (NOTE 1 - IN CASE, DIS-CONNECTOR SWITCH (DS) &EARTH SWITCH (ES) IS PROVIDED IN A SAME ENCLOSURE WITH COMMONOPERATING MECHANISM, THEN THE MODULE COMPRISING OF DIS-CONNECTOR &EARTH SWITCH IN SINGLE ENCLOSURE WITH COMMON OPERATING MECHANISM IS TOBE PROVIDED UNDER THE HEAD OF SPARE DIS-CONNECTOR ONLY. NOTE 2 - INCASE, DIS-CONNECTOR SWITCH (DS) & EARTH SWITCH (ES) IS PROVIDED IN ASAME ENCLOSURE WITH SEPARATE OPERATING MECHANISM, THEN THE MODULECOMPRISING OF DIS-CONNECTOR & EARTH SWITCH IN SINGLE ENCLOSURE WITHSEPARATE OPERATING MECHANISM IS TO BE PROVIDED UNDER THE HEAD OF SPAREDIS-CONNECTOR ONLY.) | EA | 1 |  | INCLUDED
165 | 7000010057 | 3860 | MANDATORY SPARES-GIS-220 | 1000058278 | 220KV GIS - THREE PHASE FAST EARTHING SWITCH INCLUDING MAIN CIRCUIT,ENCLOSURE, DRIVING MECHANISM AND SUPPORT INSULATOR ETC., COMPLETE INALL RESPECT (NOTE 1 - IN CASE, DIS-CONNECTOR SWITCH (DS) & EARTHSWITCH (ES) IS PROVIDED IN A SAME ENCLOSURE WITH COMMON OPERATINGMECHANISM, THEN THE MODULE COMPRISING OF DIS-CONNECTOR & EARTH SWITCHIN SINGLE ENCLOSURE WITH COMMON OPERATING MECHANISM IS TO BE PROVIDEDUNDER THE HEAD OF SPARE DIS-CONNECTOR ONLY. NOTE 2 - IN CASE,DIS-CONNECTOR SWITCH (DS) & EARTH SWITCH (ES) IS PROVIDED IN A SAMEENCLOSURE WITH SEPARATE OPERATING MECHANISM, THEN THE MODULECOMPRISING OF DIS-CONNECTOR & EARTH SWITCH IN SINGLE ENCLOSURE WITHSEPARATE OPERATING MECHANISM IS TO BE PROVIDED UNDER THE HEAD OF SPAREDIS-CONNECTOR ONLY.) | EA | 1 |  | INCLUDED
166 | 7000010057 | 3870 | MANDATORY SPARES-GIS-220 | 1000058273 | OPEN/CLOSE CONTACTOR ASSEMBLY, TIMERS, KEY INTERLOCK, INTERLOCKINGCOILS, RELAYS, PUSH BUTTONS, INDICATING LAMPS, POWER CONTACTORS,RESISTORS, FUSES, MCBS & DRIVE CONTROL CARDS ETC. (AS APPLICABLE) ONEOF EACH TYPE FOR ONE COMPLETE MOM BOX FOR 220KV GIS DISCONNECTORSWITCH | SET | 1 |  | INCLUDED
167 | 7000010057 | 3880 | MANDATORY SPARES-GIS-220 | 1000058280 | OPEN/CLOSE CONTACTOR ASSEMBLY, TIMERS, KEY INTERLOCK, INTERLOCKINGCOILS, RELAYS, PUSH BUTTONS, INDICATING LAMPS, POWER CONTACTORS,RESISTORS, FUSES, MCBS & DRIVE CONTROL CARDS ETC. (AS APPLICABLE) ONEOF EACH TYPE FOR ONE COMPLETE MOM BOX FOR 220KV GIS MAINTENANCE EARTHSWITCH | SET | 1 |  | INCLUDED
168 | 7000010057 | 3890 | MANDATORY SPARES-GIS-220 | 1000058276 | OPEN/CLOSE CONTACTOR ASSEMBLY, TIMERS, KEY INTERLOCK, INTERLOCKINGCOILS, RELAYS, PUSH BUTTONS, INDICATING LAMPS, POWER CONTACTORS,RESISTORS, FUSES, MCBS & DRIVE CONTROL CARDS ETC. (AS APPLICABLE) ONEOF EACH TYPE FOR ONE COMPLETE MOM BOX FOR 220KV GIS FAST EARTHINGSWITCH | SET | 1 |  | INCLUDED
169 | 7000010057 | 3900 | MANDATORY SPARES-GIS-220 | 1000049773 | LIMIT SWITCHES AND AUX. SWITCHES FOR ONE COMPLETE MOM BOX FORDISCONNECTOR-220KV GIS | SET | 1 |  | INCLUDED
170 | 7000010057 | 3910 | MANDATORY SPARES-GIS-220 | 1000049775 | LIMIT SWITCHES AND AUX. SWITCHES FOR ONE COMPLETE MOM BOX FORMAINTENANCE EARTHING SWITCH-220KV GIS | SET | 1 |  | INCLUDED
171 | 7000010057 | 3920 | MANDATORY SPARES-GIS-220 | 1000049774 | LIMIT SWITCHES AND AUX. SWITCHES FOR ONE COMPLETE MOM BOX FOR FASTEARTHING SWITCH (IF APPLICABLE)-220KV GIS | SET | 1 |  | INCLUDED
172 | 7000010057 | 3930 | MANDATORY SPARES-GIS-220 | 1000058274 | DRIVE MECHANISM FOR 220KV GIS DISCONNECTOR SWITCH | SET | 1 |  | INCLUDED
173 | 7000010057 | 3940 | MANDATORY SPARES-GIS-220 | 1000058281 | DRIVE MECHANISM FOR 220KV GIS MAINTENANCE EARTH SWITCH | SET | 1 |  | INCLUDED
174 | 7000010057 | 3950 | MANDATORY SPARES-GIS-220 | 1000058277 | DRIVE MECHANISM FOR 220KV GIS FAST EARTHING SWITCH | SET | 1 |  | INCLUDED
175 | 7000010057 | 3960 | MANDATORY SPARES-GIS-220 | 1000058275 | MOTOR FOR DRIVE MECHANISM FOR 220KV GIS DISCONNECTOR SWITCH | EA | 1 |  | INCLUDED
176 | 7000010057 | 3970 | MANDATORY SPARES-GIS-220 | 1000058283 | MOTOR FOR DRIVE MECHANISM FOR 220KVGIS MAINTENANCE EARTH SWITCH | EA | 1 |  | INCLUDED
177 | 7000010057 | 3980 | MANDATORY SPARES-GIS-220 | 1000058279 | MOTOR FOR DRIVE MECHANISM FOR 220KV GIS FAST EARTHING SWITCH | EA | 1 |  | INCLUDED
178 | 7000010057 | 3990 | MANDATORY SPARES-GIS-220 | 1000058294 | 220KV GIS- SINGLE PHASE OF CURRENT TRANSFORMER (4 CORES) WITHASSOCIATED ENCLOSURE AND PRIMARY CONDUCTOR COMPLETE IN ALL RESPECT | EA | 2 |  | INCLUDED
III | Bay works for 5th ICT at TuticorinII GIS
1 | 7000010057 | 2160 | 400kV GIS EQUIPMENTS | 1000032802 | 420KV, 4000A,63KA GIS BUSBAR MODULE EXTENSION | SET | 2 |  | INCLUDED
2 | 7000010057 | 2170 | 400kV GIS EQUIPMENTS | 1000004637 | 420kV, 3150 A, 63 kA, SF6 GIS ICT feederbay module as per Section-Project,Technical specification | SET | 1 |  | INCLUDED
3 | 7000010057 | 2180 | 400kV GIS EQUIPMENTS | 1000032699 | 3150A, 63KA, 1SEC SINGLE PHASE 420KV SF6 TO AIR BUSHING | EA | 6 |  | INCLUDED
4 | 7000010057 | 2190 | 400kV GIS EQUIPMENTS | 1000004287 | 420kV, 3000A, 63kA, Single phase, SF6Gas Insulated Bus Duct (GIB) outsideGIS Hall alongwith associated supportstructure | M | 300 |  | INCLUDED
5 | 7000010057 | 2200 | 400kV GIS EQUIPMENTS | 1000004634 | 420 kV, 3150 A, 63 kA, SF6 GIS Linefeeder bay module(with PIR) as perSection-Project, Technicalspecification | SET | 1 |  | INCLUDED
6 | 7000010057 | 2210 | 400kV GIS EQUIPMENTS | 1000004635 | 420kV, 3150 A, 63 kA, SF6 GIS Tie baymodule(with PIR) as perSection-Project, Technicalspecification | SET | 1 |  | INCLUDED
7 | 7000010057 | 2220 | 220GIS EQUIPMENTS | 1000045815 | 245KV, 1600 A, DM TYPE SF6 MTS/HYBRID GIS ICT/LINEFEEDER BAYSWITCHGEAR ASSEMBLY AS PER SECTION-PROJECT, TECHNICAL SPECIFICATION | EA | 1 |  | INCLUDED
8 | 7000010057 | 2230 | 400kV AIS Equipments | 1000020419 | 336kV Surge Arrester (1-phase) | EA | 3 |  | INCLUDED
9 | 7000010057 | 2240 | 400kV AIS Equipments | 1000004401 | 420 kV, 1 phase Bus Post Insulator (except for Line Traps) | EA | 3 |  | INCLUDED
10 | 7000010057 | 2250 | 220KV AIS EQUIPMENT | 1000020417 | 216kV Surge Arrester (1-phase) | EA | 3 |  | INCLUDED
11 | 7000010057 | 2260 | 220KV AIS EQUIPMENT | 1000001695 | 245 kV, 1 phase Bus Post Insulator (except for Line Traps) | EA | 27 |  | INCLUDED
12 | 7000010057 | 2270 | ERECTION HARDWARE | 1000011334 | Erection Hardware for 400kV I type layout for GIS terminationarrangement-Transformer bay as per technical specification | SET | 1 |  | INCLUDED
13 | 7000010057 | 2280 | ERECTION HARDWARE | 1000011252 | Erection Hardware for 220kV DM-type layout for GIS terminationarrangement-Transformer bay as per technical specification | SET | 1 |  | INCLUDED
14 | 7000010057 | 2290 | ERECTION HARDWARE | 1000055975 | 220KV SUSPENSION INSULATOR STRING AND ASSOCIATED HARDWARE FITTINGSWITH DROP CLAMP SUITABLE FOR TWIN CONDUCTOR | EA | 6 |  | INCLUDED
15 | 7000010057 | 2300 | ERECTION HARDWARE | 1000055980 | 220KV TENSION INSULATOR STRING AND ASSOCIATED HARDWARE FITTINGSWITHOUT TURN BUCKLE SUITABLE FOR TWIN CONDUCTOR | EA | 3 |  | INCLUDED
16 | 7000010057 | 2310 | ERECTION HARDWARE | 1000055983 | 220KV TENSION INSULATOR STRING AND ASSOCIATED HARDWARE FITTINGS WITHTURN BUCKLE SUITABLE FOR TWIN CONDUCTOR | EA | 3 |  | INCLUDED
17 | 7000010057 | 2320 | RELAY PANELS | 1000001168 | 220kV Circuit Breaker Relay Panel without Auto Reclose (withAutomation) | EA | 1 |  | INCLUDED
18 | 7000010057 | 2330 | RELAY PANELS | 1000002163 | 400kV Circuit Breaker Relay Panel without Auto Reclose (withAutomation) | EA | 1 |  | INCLUDED
19 | 7000010057 | 2340 | RELAY PANELS | 1000004274 | 400kV Transformer Protection Panel (For both HV & MV side)-(withAutomation) | EA | 1 |  | INCLUDED
20 | 7000010057 | 2350 | RELAY PANELS | 1000002165 | 400kV Circuit Breaker Relay Panel with Auto Reclose (with Automation) | EA | 2 |  | INCLUDED
21 | 7000010057 | 2360 | SAS | 1000001333 | Augmentation of Substation automation System for 220kV bay as perTechnical Specification | EA | 1 |  | INCLUDED
22 | 7000010057 | 2370 | SAS | 1000003409 | Augmentation of Substation automation System for 400kV Main bay as perTechnical Specification | EA | 2 |  | INCLUDED
23 | 7000010057 | 2380 | SAS | 1000003411 | Augmentation of Substation automation System for 400kV Tie bay as perTechnical Specification | EA | 1 |  | INCLUDED
24 | 7000010057 | 2390 | FIRE PROTECTION SYSTEM | 1000012069 | HVW spray system, Hydrant system and complete U/G & O/G piping andaccessories etc. out side the pump house for 500MVA , 400KV/220/33kV, 3-phase Autotransformer | SET | 1 |  | INCLUDED
25 | 7000010057 | 2400 | FIRE PROTECTION SYSTEM | 1000012010 | Fire Detection and Alarm System for 400kV GIS Hall | SET | 1 |  | INCLUDED
26 | 7000010057 | 2410 | FIRE PROTECTION SYSTEM | 1000032698 | FIRE PROTECTION SYSTEM-400KVGIS HALL EXENSION | SET | 1 |  | INCLUDED
27 | 7000010057 | 2420 | FIRE PROTECTION SYSTEM | 1000028771 | PORTABLE FIRE EXTINGUISHER-DCP TYPE 4.5/5 KG | EA | 2 |  | INCLUDED
28 | 7000010057 | 2430 | FIRE PROTECTION SYSTEM | 1000012022 | 4.5 kg CO2 type Portable Fire extinguisher | EA | 2 |  | INCLUDED
29 | 7000010057 | 2440 | ILLUMINATION SYSTEM | 1000038039 | LIGHTING FIXTURE LED LUMINAIRES TYPE FL-1 AS PER TECH. SPECIFICATIONS | EA | 5 |  | INCLUDED
30 | 7000010057 | 2450 | ILLUMINATION SYSTEM | 1000038325 | LIGHTING FIXTURE LED LUMINAIRES TYPE FL2 AS PER TECH. SPECIFICATIONS | EA | 8 |  | INCLUDED
31 | 7000010057 | 2460 | ILLUMINATION SYSTEM | 1000003362 | 400 kV GIS Hall Extension Lighting excluding Conduit | SET | 1 |  | INCLUDED
32 | 7000010057 | 2470 | ILLUMINATION SYSTEM | 1000038392 | RP TYPE RECEPTACLE OF 63A AS PER TECHNICAL SPECIFICATION | EA | 1 |  | INCLUDED
33 | 7000010057 | 2480 | ILLUMINATION SYSTEM | 1000038391 | RO TYPE RECEPTACLE OF 20A AS PER TECHNICAL SPECIFICATION | EA | 1 |  | INCLUDED
34 | 7000010057 | 2490 | CABLES(KM) | 1000031976 | 1.1KV GRADE 4CX16 SQMM (PVC) POWER CABLE | KM | 1.6 |  | INCLUDED
35 | 7000010057 | 2500 | CABLES(KM) | 1000031985 | 1.1KV GRADE 4CX6 SQMM (PVC) POWER CABLE | KM | 1.5 |  | INCLUDED
36 | 7000010057 | 2510 | CABLES(KM) | 1000031943 | 1.1KV GRADE 2CX6 SQMM (PVC) POWER CABLE | KM | 0.2 |  | INCLUDED
37 | 7000010057 | 2520 | CABLES(KM) | 1000031987 | 1.1KV GRADE 5CX2.5 SQMM CONTROL CABLE | KM | 7.5 |  | INCLUDED
38 | 7000010057 | 2530 | CABLES(KM) | 1000031887 | 1.1KV GRADE 10CX2.5 SQMM CONTROL CABLE | KM | 5.5 |  | INCLUDED
39 | 7000010057 | 2540 | CABLES(KM) | 1000056264 | 1.1KV GRADE 19CX1.5 SQMM CONTROL CABLE | KM | 4 |  | INCLUDED
40 | 7000010057 | 2550 | CABLES(KM) | 1000056265 | 1.1KV GRADE 27CX1.5 SQMM CONTROL CABLE | KM | 2 |  | INCLUDED
41 | 7000010057 | 2560 | STRUCTURES | 1000020190 | Fabrication, galvanising and supply of Standard Pipe Structure - 220kV SA including nuts, bolts, all type of washers, packplates, stepbolts and gusset plates excluding foundation bolts | EA | 3 |  | INCLUDED
42 | 7000010057 | 2570 | STRUCTURES | 1000017562 | Standard Pipe Structure for 220kV BPI (excluding wave trap) | EA | 15 |  | INCLUDED
43 | 7000010057 | 2580 | STRUCTURES | 1000020195 | Fabrication, galvanising and supply ofStandard Pipe Structure - 400 kV,1-Phase, SA including nuts, bolts,all type of washers, packplates, stepbolts and gusset plates excludingfoundation bolts | EA | 3 |  | INCLUDED
44 | 7000010057 | 2590 | STRUCTURES | 1000020196 | Fabrication, galvanising and supply ofStd Pipe Structure - 400 kV, 1-Phase,BPI, (Excluding Wave Trap), includingnuts, bolts, all type of washers,packplates, step bolts and gussetplates excluding foundation bolts | EA | 3 |  | INCLUDED
45 | 7000010057 | 2600 | STRUCTURES | 1000020088 | Fabrication, galvanising and supply of Standard 220 kV Gantry BG1including nuts, bolts, all type of washers, packplates, step bolts andgusset plates excluding foundation bolts | EA | 2 |  | INCLUDED
46 | 7000010057 | 2610 | STRUCTURES | 1000020109 | Fabrication, galvanising and supply of Standard 220 kV Tower CTGincluding nuts, bolts, all type of washers, packplates, step bolts andgusset plates excluding foundation bolts | EA | 4 |  | INCLUDED
47 | 7000010057 | 2620 | STRUCTURES | 1000017565 | Fabrication, galvanising and supply of Std Pipe Structure - 220 kV highBPI including nuts, bolts, all type of washers, packplates, step boltsand gusset plates excluding foundation bolts | EA | 12 |  | INCLUDED
48 | 7000010057 | 2730 | VMS | 1000025861 | Visual Monitoring System for Watch & Ward | SET | 1 |  | INCLUDED
49 | 7000010057 | 2760 | VENTILLATION | 1000022409 | Ventillation system for 400kV GIS Hall Ext | SET | 1 |  | INCLUDED
50 | 7000010057 | 2780 | Foundation Bolts - Supply | 1000012366 | Fabrication, galvanising and supply of 28mm dia foundation boltsincluding nuts, checknuts, washers and packplates. | EA | 232 |  | INCLUDED
IV | ICT BAY WORK AT NIZAMABAD SS
1 | 7000016312 | 10 | 800 KV GIS | 1000031065 | 765KV, 3150A,40KA SF6/AIR BUSHING FOR CONNECTING GIS TO AIS ALONGWITHSUPPORT STRUCTURE (SINGLE PHASE) | EA | 3 |  | INCLUDED
2 | 7000016312 | 20 | 800 KV GIS | 1000049215 | 800KV, 3150A, 40KA, SINGLE PHASE, SF6 GAS INSULATED BUS DUCT (GIB)OUTSIDE GIS HALL ALONGWITH ASSOCIATED SUPPORT STRUCTURE | RM | 550 |  | INCLUDED
3 | 7000016312 | 40 | 400 KV GIS | 1000004533 | 420kV, 4000 A, 63 kA, SF6 GIS Bus barmodule as per Section-Project,Technical specification | SET | 2 |  | INCLUDED
4 | 7000016312 | 50 | 400 KV GIS | 1000004634 | 420 kV, 3150 A, 63 kA, SF6 GIS Linefeeder bay module(with PIR) as perSection-Project, Technicalspecification | SET | 1 |  | INCLUDED
5 | 7000016312 | 60 | 400 KV GIS | 1000004637 | 420kV, 3150 A, 63 kA, SF6 GIS ICT feederbay module as per Section-Project,Technical specification | SET | 1 |  | INCLUDED
6 | 7000016312 | 70 | 400 KV GIS | 1000004619 | 420kV, 3150 A, 63 kA, SF6 GIS AuxiliaryBus module for Spare Transformer as perSection-Project, Technicalspecification | SET | 1 |  | INCLUDED
7 | 7000016312 | 80 | 400 KV GIS | 1000004635 | 420kV, 3150 A, 63 kA, SF6 GIS Tie baymodule(with PIR) as perSection-Project, Technicalspecification | SET | 1 |  | INCLUDED
8 | 7000016312 | 90 | 400 KV GIS | 1000032699 | 3150A, 63KA, 1SEC SINGLE PHASE 420KV SF6 TO AIR BUSHING | EA | 6 |  | INCLUDED
9 | 7000016312 | 100 | 400 KV GIS | 1000004287 | 420kV, 3000A, 63kA, Single phase, SF6Gas Insulated Bus Duct (GIB) outsideGIS Hall alongwith associated supportstructure | M | 550 |  | INCLUDED
10 | 7000016312 | 120 | 400 KV & 33 kV AIS | 1000009713 | Controlled Switching Device for 420 kV, 3-ph Circuit Breaker | EA | 2 |  | INCLUDED
11 | 7000016312 | 130 | 400 KV & 33 kV AIS | 1000020419 | 336kV Surge Arrester (1-phase) | EA | 3 |  | INCLUDED
12 | 7000016312 | 140 | 400 KV & 33 kV AIS | 1000004401 | 420 kV, 1 phase Bus Post Insulator (except for Line Traps) | EA | 6 |  | INCLUDED
13 | 7000016312 | 150 | 400 KV & 33 kV AIS | 1000001998 | Current transformer (33kV) for transformer Netural along with supportstructure & terminal connector | SET | 1 |  | INCLUDED
14 | 7000016312 | 170 | 765 KV AIS | 1000020421 | 624kV Surge Arrester (1-Phase) | EA | 3 |  | INCLUDED
15 | 7000016312 | 180 | 765 KV AIS | 1000005791 | 765 kV, 1 phase Bus Post Insulator (except for Line Traps) | EA | 9 |  | INCLUDED
16 | 7000016312 | 200 | ERECTION HARDWARE | 1000015788 | Bus post insulators, spacers, equipmentsupport structures, conductors, Altube, clamp, connectors (including765kV, 400kV, tertiary and neuturalbushing terminal connectors etc) forarrangement of netural formation forTransformer(s), DELTA formation for onebank (each bank comprises of 3 singlephase units of Autotransformers) andmaking connection arrangement toconnect spare unit in place of any unitof the bank without physical shifting | LOT | 1 |  | INCLUDED
17 | 7000016312 | 210 | ERECTION HARDWARE | 1000011334 | Erection Hardware for 400kV I type layout for GIS terminationarrangement-Transformer bay as per technical specification | SET | 1 |  | INCLUDED
18 | 7000016312 | 220 | ERECTION HARDWARE | 1000011353 | Erection Hardware for 765kV I type layout for GIS terminationarrangement-Transformer bay as per technical specification | SET | 1 |  | INCLUDED
19 | 7000016312 | 240 | 765 KV CONTROL & RELAY PANEL | 1000005789 | 765kV Transformer Protection Panel (For both HV & MV side)-(withAutomation) | EA | 1 |  | INCLUDED
20 | 7000016312 | 260 | 400 KV CONTROL & RELAY PANEL | 1000002165 | 400kV Circuit Breaker Relay Panel with Auto Reclose (with Automation) | EA | 2 |  | INCLUDED
21 | 7000016312 | 270 | 400 KV CONTROL & RELAY PANEL | 1000002163 | 400kV Circuit Breaker Relay Panel without Auto Reclose (withAutomation) | EA | 1 |  | INCLUDED
22 | 7000016312 | 280 | 400 KV CONTROL & RELAY PANEL | 1000002146 | Augmentation of existing 400kV bus bar protection scheme.(No. of baysas per specification)-(with Automation) | SET | 2 |  | INCLUDED
23 | 7000016312 | 300 | 400 KV SAS AUGMENTATION | 1000003409 | Augmentation of Substation automation System for 400kV Main bay as perTechnical Specification | EA | 2 |  | INCLUDED
24 | 7000016312 | 310 | 400 KV SAS AUGMENTATION | 1000003411 | Augmentation of Substation automation System for 400kV Tie bay as perTechnical Specification | EA | 1 |  | INCLUDED
25 | 7000016312 | 330 | FIRE PROTECTION SYSTEM | 1000012072 | HVW spray system, Hydrant system and complete U/G & O/G piping andaccessories etc. out side the pump house for 500 MVA,(765/v3)/(400/v3)/(33) kV, 1 -phase Autotransformer | SET | 3 |  | INCLUDED
26 | 7000016312 | 350 | ILLUMINATION SYSTEM | 1000038387 | LED FLOOD LIGHT LUMINARIESTYPE FL-1 (150W) AS PER TECHNICALSPECIFICATION | EA | 10 |  | INCLUDED
27 | 7000016312 | 360 | ILLUMINATION SYSTEM | 1000038325 | LIGHTING FIXTURE LED LUMINAIRES TYPE FL2 AS PER TECH. SPECIFICATIONS | EA | 10 |  | INCLUDED
28 | 7000016312 | 370 | ILLUMINATION SYSTEM | 1000038385 | FIRE WALL MOUNTED LED LUMINARIE TYPE FL-2 (250W) | EA | 10 |  | INCLUDED
29 | 7000016312 | 380 | ILLUMINATION SYSTEM | 1000001894 | Outdoor Power Receptacle for oilfiltration unit (250A) | EA | 1 |  | INCLUDED
30 | 7000016312 | 390 | ILLUMINATION SYSTEM | 1000014547 | Lighting Panel type ACP-2 as per technical specification | EA | 2 |  | INCLUDED
31 | 7000016312 | 400 | ILLUMINATION SYSTEM | 1000017485 | Lighting panel SLP for Street Lighting | EA | 2 |  | INCLUDED
32 | 7000016312 | 420 | STEEL STRUCTURE | 1000020091 | Fabrication, galvanising and supply of Std LM (50m) includingnuts, bolts, all type of washers, packplates, step bolts and gussetplates excluding foundation bolts | EA | 1 |  | INCLUDED
33 | 7000016312 | 430 | STEEL STRUCTURE | 1000020195 | Fabrication, galvanising and supply ofStandard Pipe Structure - 400 kV,1-Phase, SA including nuts, bolts,all type of washers, packplates, stepbolts and gusset plates excludingfoundation bolts | EA | 3 |  | INCLUDED
34 | 7000016312 | 440 | STEEL STRUCTURE | 1000020196 | Fabrication, galvanising and supply ofStd Pipe Structure - 400 kV, 1-Phase,BPI, (Excluding Wave Trap), includingnuts, bolts, all type of washers,packplates, step bolts and gussetplates excluding foundation bolts | EA | 6 |  | INCLUDED
35 | 7000016312 | 450 | STEEL STRUCTURE | 1000020174 | Fabrication, galvanising and supply ofStd 765 kV Support Structure for1-Phase BPI including nuts, bolts, alltype of washers, packplates, step boltsand gusset plates excluding foundationbolts | EA | 9 |  | INCLUDED
36 | 7000016312 | 460 | STEEL STRUCTURE | 1000020178 | Fabrication, galvanising and supply ofStd 765 kV Support Structure for1-Phase LA including nuts, bolts, alltype of washers, packplates, step boltsand gusset plates excluding foundationbolts | EA | 3 |  | INCLUDED
37 | 7000016312 | 480 | MAIN EARTHMAT | 1000032055 | 40 MM MS ROD FOR MAIN EARTHMAT | KM | 3.5 |  | INCLUDED
38 | 7000016312 | 560 | 1.1 KV POWER & CONTROL CABLE (KM) | 1000031951 | 1.1KV GRADE 3.5CX300 SQMM (XLPE) POWER CABLE | KM | 0.5 |  | INCLUDED
39 | 7000016312 | 570 | 1.1 KV POWER & CONTROL CABLE (KM) | 1000031943 | 1.1KV GRADE 2CX6 SQMM (PVC) POWER CABLE | KM | 0.5 |  | INCLUDED
40 | 7000016312 | 580 | 1.1 KV POWER & CONTROL CABLE (KM) | 1000031976 | 1.1KV GRADE 4CX16 SQMM (PVC) POWER CABLE | KM | 2.8 |  | INCLUDED
41 | 7000016312 | 590 | 1.1 KV POWER & CONTROL CABLE (KM) | 1000031887 | 1.1KV GRADE 10CX2.5 SQMM CONTROL CABLE | KM | 1.3 |  | INCLUDED
42 | 7000016312 | 600 | 1.1 KV POWER & CONTROL CABLE (KM) | 1000031908 | 1.1KV GRADE 19CX2.5 SQMM CONTROL CABLE | KM | 1 |  | INCLUDED
43 | 7000016312 | 610 | 1.1 KV POWER & CONTROL CABLE (KM) | 1000031927 | 1.1KV GRADE 27CX2.5 SQMM CONTROL CABLE | KM | 1 |  | INCLUDED
44 | 7000016312 | 620 | 1.1 KV POWER & CONTROL CABLE (KM) | 1000031936 | 1.1KV GRADE 2CX2.5 SQMM CONTROL CABLE | KM | 1.15 |  | INCLUDED
45 | 7000016312 | 630 | 1.1 KV POWER & CONTROL CABLE (KM) | 1000031987 | 1.1KV GRADE 5CX2.5 SQMM CONTROL CABLE | KM | 2.05 |  | INCLUDED
46 | 7000016312 | 640 | 1.1 KV POWER & CONTROL CABLE (KM) | 1000031993 | 1.1KV GRADE 7CX2.5 SQMM CONTROL CABLE | KM | 1.3 |  | INCLUDED
47 | 7000016312 | 660 | TESTING & MAINTENENCE EQP | 1000025329 | Portable Partial Discharge measurement test kitwith all necessary accessories,Industrial Grade Laptop and licensedsoftware as per Technicalspecification. | EA | 1 |  | INCLUDED
48 | 7000016312 | 670 | Supply-Fdn Bolts, Fastners, Lattice Str | 1000012366 | Fabrication, galvanising and supply of 28mm dia foundation boltsincluding nuts, checknuts, washers and packplates. | EA | 36 |  | INCLUDED
49 | 7000016312 | 680 | Supply-Fdn Bolts, Fastners, Lattice Str | 1000012367 | Fabrication, galvanising and supply of 32mm dia foundation boltsincluding nuts, checknuts, washers and packplates | EA | 144 |  | INCLUDED
50 | 7000016312 | 690 | Supply-Fdn Bolts, Fastners, Lattice Str | 1000012369 | Fabrication, galvanising and supply of 56mm dia foundation boltsincluding nuts, checknuts, washers and packplates | EA | 16 |  | INCLUDED
51 | 7000016312 | 700 | Supply-Fdn Bolts, Fastners, Lattice Str | 1000015954 | Fabrication, galvanising and supply of Lattice Structures (MS Steel),to be designed during detailed engineering, for towers, beams andequipment support structure including pack plates / packwashers andgusset plates excluding fasteners and foundation bolts | MT | 14 |  | INCLUDED
52 | 7000016312 | 710 | Supply-Fdn Bolts, Fastners, Lattice Str | 1000011713 | Fabrication, galvanising and supply of fasteners ( nuts, bolts andwashers ) including step bolts for lattice and pipe structures to bedesigned during detailed engineering | MT | 2 |  | INCLUDED
53 | 7000016312 | 720 | Supply-Fdn Bolts, Fastners, Lattice Str | 1000012373 | Fabrication, galvanising and supply of foundation bolts including nuts,checknut and washers for lattice and pipe structures to be designedduring detailed engineering | MT | 3.5 |  | INCLUDED
54 | 7000016312 | 740 | AUGMENTATION OF VMS | 1000030433 | COLOR IP CAMERA, WITH PAN, TILT AND ZOOM FACILITIES, ALONGWITH ALLREQUIRED ITEMS, ACCESSORIES, LINE INTERFACE UNITS, FIBER PATCH CORDS,POWER SUPPLY UNITS, JUNCTION BOXES, CABLES, FIBER OPTIC CABLES, ETC.,AND INCLUDING INTEGRATION IN EXISTING HARDWARE AND SOFTWARE FORAUGMENTATION OF VISUAL MONITORING SYSTEM AS PER TECHNICALSPECIFICATION. | SET | 1 |  | INCLUDED
55 | 7000016312 | 760 | MANDATORY SPARES -AIS | 1000020419 | 336kV Surge Arrester (1-phase) | EA | 1 |  | INCLUDED
56 | 7000016312 | 770 | MANDATORY SPARES -AIS | 1000020440 | Surge monitor (1-Phase) | EA | 5 |  | INCLUDED
57 | 7000016312 | 780 | MANDATORY SPARES -AIS | 1000020421 | 624kV Surge Arrester (1-Phase) | EA | 1 |  | INCLUDED
58 | 7000016312 | 790 | MANDATORY SPARES -AIS | 1000020441 | Surge monitor for 624 kV Surge Arrester (1-Phase) | EA | 5 |  | INCLUDED
59 | 7000016312 | 800 | MANDATORY SPARES -C&R | 1000021791 | Transformer differential protection relay | EA | 1 |  | INCLUDED
60 | 7000016312 | 810 | MANDATORY SPARES -C&R | 1000018532 | Restricted earthfault relay type with non-linear resistor andassociated software in case of numerical relay | EA | 1 |  | INCLUDED
61 | 7000016312 | 820 | MANDATORY SPARES -C&R | 1000030545 | Direction O/C & E/F relay (if stand alone) | EA | 1 |  | INCLUDED
62 | 7000016312 | 830 | MANDATORY SPARES -C&R | 1000007634 | Bay Unit module for Bus Bar Protection | EA | 1 |  | INCLUDED
63 | 7000016312 | 840 | MANDATORY SPARES -C&R | 1000017773 | Power Supply module of each type for B/B Protection | SET | 1 |  | INCLUDED
64 | 7000016312 | 850 | MANDATORY SPARES -SAS | 1000007627 | Bay control unit (IED) of each type | EA | 1 |  | INCLUDED
65 | 7000016312 | 860 | MANDATORY SPARES -SAS | 1000011151 | Ethernet switch of each type | SET | 1 |  | INCLUDED
66 | 7000016312 | 870 | MANDATORY SPARES -FIRE PROTECTION SYSTEM | 1000010577 | Deluge valve (1 No. of each size) | SET | 1 |  | INCLUDED
67 | 7000016312 | 880 | MANDATORY SPARES-GIS-765 | 1000058364 | 765KV GIS-SF6 GAS PRESSURE RELIEF DEVICE ASSEMBLY OF EACH TYPE | EA | 1 |  | INCLUDED
68 | 7000016312 | 890 | MANDATORY SPARES-GIS-765 | 1000049818 | SF6 PRESSURE GAUGE CUM SWITCH /DENSITY MONITORS AND PRESSURESWITCH AS APPLICABLE, OF EACH TYPE-765KV GIS | SET | 2 |  | INCLUDED
69 | 7000016312 | 900 | MANDATORY SPARES-GIS-765 | 1000049754 | COUPLING DEVICE FOR PRESSURE GAUGE CUM SWITCH FOR CONNECTINGGAS HANDLING PLANT OF EACH TYPE-765KV GIS | SET | 1 |  | INCLUDED
70 | 7000016312 | 910 | MANDATORY SPARES-GIS-765 | 1000049763 | RUBBER GASKETS, Ã‚â‚¬Å’OÃ‚â‚¬Â RINGS AND SEALS FOR SF6 GAS FOR GISENCLOSURE OF EACH TYPE-765KV GIS | SET | 2 |  | INCLUDED
71 | 7000016312 | 920 | MANDATORY SPARES-GIS-765 | 1000058362 | 765KV GIS-MOLECULAR FILTER FOR SF6 GAS WITH FILTER BAGS (5 % OF TOTALWEIGHT) | SET | 1 |  | INCLUDED
72 | 7000016312 | 930 | MANDATORY SPARES-GIS-765 | 1000049751 | CONTROL VALVES FOR SF6 GAS OF EACH TYPE-765KV GIS | SET | 2 |  | INCLUDED
73 | 7000016312 | 940 | MANDATORY SPARES-GIS-765 | 1000058363 | 765KV GIS-SF6 GAS (5 % OF TOTAL GAS QUANTITY) | LOT | 1 |  | INCLUDED
74 | 7000016312 | 950 | MANDATORY SPARES-GIS-765 | 1000049506 | UHF PD SENSORS OF EACH TYPE ALONG WITH BNC CONNECTOR FOR 765KV GIS | EA | 3 |  | INCLUDED
75 | 7000016312 | 960 | MANDATORY SPARES-GIS-765 | 1000058366 | 765KV GIS-SUPPORT INSULATORS (GAS THROUGH) OF EACH TYPE (COMPLETE WITHMETAL RING ETC.) ALONG WITH ASSOCIATED CONTACTS AND SHIELDS | EA | 3 |  | INCLUDED
76 | 7000016312 | 970 | MANDATORY SPARES-GIS-765 | 1000058361 | 765KV GIS-GAS BARRIERS OF EACH TYPE (COMPLETE WITH METAL RING ETC.)ALONG WITH ASSOCIATED CONTACTS AND SHIELDS | EA | 3 |  | INCLUDED
77 | 7000016312 | 980 | MANDATORY SPARES-GIS-765 | 1000058365 | 765KV GIS- 3150A SF6 TO AIR BUSHING COMPLETE IN ALL RESPECT | EA | 1 |  | INCLUDED
78 | 7000016312 | 990 | MANDATORY SPARES-GIS-400 | 1000058332 | 400KV GIS-SF6 GAS PRESSURE RELIEF DEVICE ASSEMBLY OF EACH TYPE | EA | 1 |  | INCLUDED
79 | 7000016312 | 1000 | MANDATORY SPARES-GIS-400 | 1000049817 | SF6 PRESSURE GAUGE CUM SWITCH /DENSITY MONITORS AND PRESSURESWITCH AS APPLICABLE, OF EACH TYPE-400KV GIS | SET | 2 |  | INCLUDED
80 | 7000016312 | 1010 | MANDATORY SPARES-GIS-400 | 1000049753 | COUPLING DEVICE FOR PRESSURE GAUGE CUM SWITCH FOR CONNECTINGGAS HANDLING PLANT OF EACH TYPE-400KV GIS | SET | 1 |  | INCLUDED
81 | 7000016312 | 1020 | MANDATORY SPARES-GIS-400 | 1000049762 | RUBBER GASKETS, Ã‚â‚¬Å’OÃ‚â‚¬Â RINGS AND SEALS FOR SF6 GAS FOR GISENCLOSURE OF EACH TYPE-400KV GIS | SET | 2 |  | INCLUDED
82 | 7000016312 | 1030 | MANDATORY SPARES-GIS-400 | 1000058330 | 400KV GIS-MOLECULAR FILTER FOR SF6 GAS WITH FILTER BAGS (5 % OF TOTALWEIGHT) | SET | 1 |  | INCLUDED
83 | 7000016312 | 1040 | MANDATORY SPARES-GIS-400 | 1000049750 | CONTROL VALVES FOR SF6 GAS OF EACH TYPE-400KV GIS | SET | 2 |  | INCLUDED
84 | 7000016312 | 1050 | MANDATORY SPARES-GIS-400 | 1000058331 | 400KV GIS-SF6 GAS (5 % OF TOTAL GAS QUANTITY) | LOT | 1 |  | INCLUDED
85 | 7000016312 | 1060 | MANDATORY SPARES-GIS-400 | 1000049783 | LOCKING DEVICE TO KEEP THE DIS-CONNECTORS (ISOLATORS)AND EARTHING/FAST EARTHING SWITCHES IN CLOSE OR OPEN POSITION IN CASEOF REMOVAL OF THE DRIVING MECHANISM-400KV GIS | SET | 2 |  | INCLUDED
86 | 7000016312 | 1070 | MANDATORY SPARES-GIS-400 | 1000049505 | UHF PD SENSORS OF EACH TYPE ALONG WITH BNC CONNECTOR FOR 420KV GIS | EA | 3 |  | INCLUDED
87 | 7000016312 | 1080 | MANDATORY SPARES-GIS-400 | 1000058334 | 400KV GIS-SUPPORT INSULATORS (GAS THROUGH) OF EACH TYPE (COMPLETE WITHMETAL RING ETC.) ALONG WITH ASSOCIATED CONTACTS AND SHIELDS | EA | 3 |  | INCLUDED
88 | 7000016312 | 1090 | MANDATORY SPARES-GIS-400 | 1000058329 | 400KV GIS-GAS BARRIERS OF EACH TYPE (COMPLETE WITH METAL RING ETC.)ALONG WITH ASSOCIATED CONTACTS AND SHIELDS | EA | 3 |  | INCLUDED
89 | 7000016312 | 1100 | MANDATORY SPARES-GIS-400 | 1000058333 | 400KV GIS- 3150A SF6 TO AIR BUSHING COMPLETE IN ALL RESPECT | EA | 1 |  | INCLUDED
90 | 7000016312 | 1110 | MANDATORY SPARES-GIS-400 | 1000049498 | LCC SPARES - AUX. RELAYS, CONTACTORS,PUSH BUTTONS, SWITCHES,LAMPS,ANNUNCIATION WINDOWS, MCB, FUSES,TIMERS, TERMINAL BLOCKS ETC. OF EACHTYPE & RATING-400kV GIS | SET | 1 |  | INCLUDED
91 | 7000016312 | 1120 | MANDATORY SPARES-GIS-400 | 1000058317 | 400KV GIS-ONE POLE OF 3150A CIRCUIT BREAKER WITHOUT PIR WITHINTERRUPTER, MAIN CIRCUIT, ENCLOSURE AND OPERATING MECHANISM COMPLETEIN ALL RESPECT | SET | 1 |  | INCLUDED
92 | 7000016312 | 1130 | MANDATORY SPARES-GIS-400 | 1000058316 | 400KV GIS-ONE POLE OF 3150A CIRCUIT BREAKER WITH PIR WITH INTERRUPTER,MAIN CIRCUIT, ENCLOSURE AND OPERATING MECHANISM COMPLETE IN ALLRESPECT | SET | 1 |  | INCLUDED
93 | 7000016312 | 1140 | MANDATORY SPARES-GIS-400 | 1000021873 | Trip coil assembly with resistor for420kV GIS Circuit Breaker (asapplicable) | SET | 3 |  | INCLUDED
94 | 7000016312 | 1150 | MANDATORY SPARES-GIS-400 | 1000009208 | Closing coil assembly with resistor for420kV GIS Circuit Breaker (asapplicable) | SET | 3 |  | INCLUDED
95 | 7000016312 | 1160 | MANDATORY SPARES-GIS-400 | 1000058324 | RELAYS, POWER CONTACTORS, PUSH BUTTONS, TIMERS & MCBS ETC. (ASAPPLICABLE) OF EACH TYPE FOR 400KV GIS CIRCUIT BREAKER | SET | 1 |  | INCLUDED
96 | 7000016312 | 1170 | MANDATORY SPARES-GIS-400 | 1000007067 | Auxiliary switch assembly of each type for 420kV GIS Circuit Breaker | SET | 1 |  | INCLUDED
97 | 7000016312 | 1180 | MANDATORY SPARES-GIS-400 | 1000058323 | 400KV GIS CIRCUIT BREAKER-OPERATION COUNTER | EA | 1 |  | INCLUDED
98 | 7000016312 | 1190 | MANDATORY SPARES-GIS-400 | 1000058320 | 400KV GIS CIRCUIT BREAKER-HYDRAULIC OPERATING MECHANISM WITH DRIVEMOTOR (FOR HYDRAULIC OPERATED MECHANISM, IF APPLICABLE) | SET | 1 |  | INCLUDED
99 | 7000016312 | 1200 | MANDATORY SPARES-GIS-400 | 1000049759 | HYDRAULIC FILTER OF EACH TYPE (FOR HYDRAULIC OPERATED MECHANISM, IFPPLICABLE)-400KV GIS CIRCUIT BREKAER | SET | 1 |  | INCLUDED
100 | 7000016312 | 1210 | MANDATORY SPARES-GIS-400 | 1000058319 | 400KV GIS CIRCUIT BREAKER- HOSE PIPE OF EACH TYPE (AS APPLICABLE) (FORHYDRAULIC OPERATED MECHANISM, IF APPLICABLE) | SET | 1 |  | INCLUDED
101 | 7000016312 | 1220 | MANDATORY SPARES-GIS-400 | 1000058322 | 400KV GIS CIRCUIT BREAKER - N2 ACCUMULATOR (FOR HYDRAULIC OPERATEDMECHANISM, IF APPLICABLE) | SET | 1 |  | INCLUDED
102 | 7000016312 | 1230 | MANDATORY SPARES-GIS-400 | 1000049835 | VALVES OF EACH TYPE (FOR HYDRAULIC OPERATED MECHANISM, IFAPPLICABLE)-400KV GIS CIRCUIT BREKAER | SET | 1 |  | INCLUDED
103 | 7000016312 | 1240 | MANDATORY SPARES-GIS-400 | 1000049795 | PIPE LENGTH (COPPER & STEEL) OF EACH SIZE & TYPE (FOR HYDRAULICOPERATED MECHANISM, IF APPLICABLE)-400KV GIS CIRCUIT BREKAER | SET | 1 |  | INCLUDED
104 | 7000016312 | 1250 | MANDATORY SPARES-GIS-400 | 1000049808 | PRESSURE SWITCHES OF EACH TYPE (FOR HYDRAULIC OPERATED MECHANISM, IFAPPLICABLE)-400KV GIS CIRCUIT BREKAER | SET | 1 |  | INCLUDED
105 | 7000016312 | 1260 | MANDATORY SPARES-GIS-400 | 1000049805 | PRESSURE GAUGE WITH COUPLING DEVICE OF EACH TYPE (FOR HYDRAULICOPERATED MECHANISM, IF APPLICABLE)-400KV GIS CIRCUIT BREKAER | SET | 1 |  | INCLUDED
106 | 7000016312 | 1270 | MANDATORY SPARES-GIS-400 | 1000058321 | 400KV GIS CIRCUIT BREAKER-HYDRAULIC OIL (5% OF TOTAL OIL QUANTITY)(FOR HYDRAULIC OPERATED MECHANISM, IF APPLICABLE) | SET | 1 |  | INCLUDED
107 | 7000016312 | 1280 | MANDATORY SPARES-GIS-400 | 1000049799 | PRESSURE RELIEF DEVICE OF EACH TYPE (FOR HYDRAULIC OPERATED MECHANISM,IF APPLICABLE)-400KV GIS CIRCUIT BREKAER | SET | 1 |  | INCLUDED
108 | 7000016312 | 1290 | MANDATORY SPARES-GIS-400 | 1000058325 | 400KV GIS CIRCUIT BREAKER-COMPLETE SPRING OPERATING MECHANISMINCLUDING CHARGING MECHANISM ETC. (FOR SPRING OPERATED MECHANISM, IFAPPLICABLE) | SET | 1 |  | INCLUDED
109 | 7000016312 | 1300 | MANDATORY SPARES-GIS-400 | 1000058318 | 400KV GIS CIRCUIT BREAKER- COMPLETE HYDRAULIC-SPRING OPERATINGMECHANISM INCLUDING CHARGING MECHANISM ETC. (FOR HYDRAULIC-SPRINGOPERATED MECHANISM, IF APPLICABLE) | SET | 1 |  | INCLUDED
110 | 7000016312 | 1310 | MANDATORY SPARES-GIS-400 | 1000049495 | PRESSURE SWITCHES OF EACH TYPE FOR420KV GIS CIRCUIT BREAKER (ForHydraulic-Spring Operated Mechanism, ifapplicable) | SET | 1 |  | INCLUDED
111 | 7000016312 | 1320 | MANDATORY SPARES-GIS-400 | 1000049802 | PRESSURE GAUGE WITH COUPLING DEVICE OF EACH TYPE (FOR HYDRAULIC-SPRINGOPERATED MECHANISM, IF APPLICABLE)-400KV GIS CIRCUIT BREKAER | SET | 1 |  | INCLUDED
112 | 7000016312 | 1330 | MANDATORY SPARES-GIS-400 | 1000058374 | 400kV GIS- Single phase of 3150Adisconnector switch including maincircuit, enclosure, driving mechanismand support insulator etc., complete inall respect (Note 1- The contractorshall supply spare for disconnectorswitch to ensure one to one replacementof all disconnector switch supplied asmain equipment without any requirementof modification in fittings at site tocover all different types ofdisconnector switch supplied. In case,quantity of supplied dis-connectorswitch types (for one to onereplacement) are more than the quantitymentioned in BPS for spare, thecontractor shall supply theseadditional types of disconnector switchwithout any additional priceimplication to POWERGRID and quantitiesof these additional type ofdisconnector switch are deem to beincluded in the quantities mentioned inBPS for spare disconnector. Note 2 - Incase, Dis-connector Switch (DS) & EarthSwitch (ES) is provided in a sameenclosure with common operatingmechanism, then the module comprisingof Dis-connector & Earth switch insingle enclosure with common operatingmechanism is to be provided under thehead of spare Dis-connector only. Note3- In case, Dis-connector Switch (DS)&Earth Switch (ES) is provided in asame enclosure with separate operatingmechanism, then the module comprisingof Dis-connector & Earth switch insingle enclosure with separateoperating mechanism is to be providedunder the head of spare Dis-connectoronly.) | EA | 2 |  | INCLUDED
113 | 7000016312 | 1340 | MANDATORY SPARES-GIS-400 | 1000058314 | 400KV GIS- SINGLE PHASE MAINTENANCE EARTHING SWITCH INCLUDING MAINCIRCUIT, ENCLOSURE, DRIVING MECHANISM AND SUPPORT INSULATOR ETC.,COMPLETE IN ALL RESPECT (NOTE 1 - IN CASE, DIS-CONNECTOR SWITCH (DS) &EARTH SWITCH (ES) IS PROVIDED IN A SAME ENCLOSURE WITH COMMONOPERATING MECHANISM, THEN THE MODULE COMPRISING OF DIS-CONNECTOR &EARTH SWITCH IN SINGLE ENCLOSURE WITH COMMON OPERATING MECHANISM IS TOBE PROVIDED UNDER THE HEAD OF SPARE DIS-CONNECTOR ONLY. NOTE 2 - INCASE, DIS-CONNECTOR SWITCH (DS) & EARTH SWITCH (ES) IS PROVIDED IN ASAME ENCLOSURE WITH SEPARATE OPERATING MECHANISM, THEN THE MODULECOMPRISING OF DIS-CONNECTOR & EARTH SWITCH IN SINGLE ENCLOSURE WITHSEPARATE OPERATING MECHANISM IS TO BE PROVIDED UNDER THE HEAD OF SPAREDIS-CONNECTOR ONLY.) | EA | 1 |  | INCLUDED
114 | 7000016312 | 1350 | MANDATORY SPARES-GIS-400 | 1000058310 | 400KV GIS - SINGLE PHASE FAST EARTHING SWITCH INCLUDING MAIN CIRCUIT,ENCLOSURE, DRIVING MECHANISM AND SUPPORT INSULATOR ETC., COMPLETE INALL RESPECT (NOTE 1 - IN CASE, DIS-CONNECTOR SWITCH (DS) & EARTHSWITCH (ES) IS PROVIDED IN A SAME ENCLOSURE WITH COMMON OPERATINGMECHANISM, THEN THE MODULE COMPRISING OF DIS-CONNECTOR & EARTH SWITCHIN SINGLE ENCLOSURE WITH COMMON OPERATING MECHANISM IS TO BE PROVIDEDUNDER THE HEAD OF SPARE DIS-CONNECTOR ONLY. NOTE 2 - IN CASE,DIS-CONNECTOR SWITCH (DS) & EARTH SWITCH (ES) IS PROVIDED IN A SAMEENCLOSURE WITH SEPARATE OPERATING MECHANISM, THEN THE MODULECOMPRISING OF DIS-CONNECTOR & EARTH SWITCH IN SINGLE ENCLOSURE WITHSEPARATE OPERATING MECHANISM IS TO BE PROVIDED UNDER THE HEAD OF SPAREDIS-CONNECTOR ONLY.) | EA | 1 |  | INCLUDED
115 | 7000016312 | 1360 | MANDATORY SPARES-GIS-400 | 1000058305 | OPEN/CLOSE CONTACTOR ASSEMBLY, TIMERS, KEY INTERLOCK, INTERLOCKINGCOILS, RELAYS, PUSH BUTTONS, INDICATING LAMPS, POWER CONTACTORS,RESISTORS, FUSES, MCBS & DRIVE CONTROL CARDS ETC. (AS APPLICABLE) ONEOF EACH TYPE FOR ONE COMPLETE MOM BOX FOR 400KV GIS DISCONNECTORSWITCH | SET | 1 |  | INCLUDED
116 | 7000016312 | 1370 | MANDATORY SPARES-GIS-400 | 1000058312 | OPEN/CLOSE CONTACTOR ASSEMBLY, TIMERS, KEY INTERLOCK, INTERLOCKINGCOILS, RELAYS, PUSH BUTTONS, INDICATING LAMPS, POWER CONTACTORS,RESISTORS, FUSES, MCBS & DRIVE CONTROL CARDS ETC. (AS APPLICABLE) ONEOF EACH TYPE FOR ONE COMPLETE MOM BOX FOR 400KV GIS MAINTENANCE EARTHSWITCH | SET | 1 |  | INCLUDED
117 | 7000016312 | 1380 | MANDATORY SPARES-GIS-400 | 1000058308 | OPEN/CLOSE CONTACTOR ASSEMBLY, TIMERS, KEY INTERLOCK, INTERLOCKINGCOILS, RELAYS, PUSH BUTTONS, INDICATING LAMPS, POWER CONTACTORS,RESISTORS, FUSES, MCBS & DRIVE CONTROL CARDS ETC. (AS APPLICABLE) ONEOF EACH TYPE FOR ONE COMPLETE MOM BOX FOR 400KV GIS FAST EARTHINGSWITCH | SET | 1 |  | INCLUDED
118 | 7000016312 | 1390 | MANDATORY SPARES-GIS-400 | 1000049776 | LIMIT SWITCHES AND AUX. SWITCHES FOR ONE COMPLETE MOM BOX FORDISCONNECTOR-400KV GIS | SET | 1 |  | INCLUDED
119 | 7000016312 | 1400 | MANDATORY SPARES-GIS-400 | 1000049778 | LIMIT SWITCHES AND AUX. SWITCHES FOR ONE COMPLETE MOM BOX FORMAINTENANCE EARTHING SWITCH-400KV GIS | SET | 1 |  | INCLUDED
120 | 7000016312 | 1410 | MANDATORY SPARES-GIS-400 | 1000049777 | LIMIT SWITCHES AND AUX. SWITCHES FOR ONE COMPLETE MOM BOX FOR FASTEARTHING SWITCH (IF APPLICABLE)-400KV GIS | SET | 1 |  | INCLUDED
121 | 7000016312 | 1420 | MANDATORY SPARES-GIS-400 | 1000058306 | DRIVE MECHANISM FOR 400KV GIS DISCONNECTOR SWITCH | SET | 1 |  | INCLUDED
122 | 7000016312 | 1430 | MANDATORY SPARES-GIS-400 | 1000058313 | DRIVE MECHANISM FOR 400KV GIS MAINTENANCE EARTH SWITCH | SET | 1 |  | INCLUDED
123 | 7000016312 | 1440 | MANDATORY SPARES-GIS-400 | 1000058309 | DRIVE MECHANISM FOR 400KV GIS FAST EARTHING SWITCH | SET | 1 |  | INCLUDED
124 | 7000016312 | 1450 | MANDATORY SPARES-GIS-400 | 1000058307 | MOTOR FOR DRIVE MECHANISM FOR 400KV GIS DISCONNECTOR SWITCH | EA | 1 |  | INCLUDED
125 | 7000016312 | 1460 | MANDATORY SPARES-GIS-400 | 1000058315 | MOTOR FOR DRIVE MECHANISM FOR 400KVGIS MAINTENANCE EARTH SWITCH | EA | 1 |  | INCLUDED
126 | 7000016312 | 1470 | MANDATORY SPARES-GIS-400 | 1000058311 | MOTOR FOR DRIVE MECHANISM FOR 400KV GIS FAST EARTHING SWITCH | EA | 1 |  | INCLUDED
127 | 7000016312 | 1480 | MANDATORY SPARES-GIS-400 | 1000058327 | 400KV GIS- SINGLE PHASE OF CURRENT TRANSFORMER (3 CORES, TYPE-CTA)WITH ASSOCIATED ENCLOSURE AND PRIMARY CONDUCTOR COMPLETE IN ALLRESPECT | EA | 1 |  | INCLUDED
128 | 7000016312 | 1490 | MANDATORY SPARES-GIS-400 | 1000058326 | 400KV GIS- SINGLE PHASE OF CURRENT TRANSFORMER (2 CORES, TYPE-CTB)WITH ASSOCIATED ENCLOSURE AND PRIMARY CONDUCTOR COMPLETE IN ALLRESPECT | EA | 1 |  | INCLUDED
| TOTAL | [7 empty] | 0
Note: Bidders to note that the item description under various schedules are through unique material ID for respective items under SAP ERP System and therefore, identical item description appears in schedule-1(Ex-works) & schedule-2(F&I). However, the prices to be quoted in Price Schedule-2(F&I) shall be towards Local Transportation, In-transit Insurance, loading and unloading only in line with clause ITB 11.4(b).
| Date |  |  |  |  | Printed Name
| Place |  |  |  |  | Designation

## Sch-3
5002002107/GIS-EXCLUDING/DOM/A00 - CC CS -1 | [14 empty] | Schedule - 3
GIS Substation Package SS-90: for (i) Extn. of 765/400kV Nizamabad GIS substation including 765kV Bus ducts, Bushings, 400kV GIS bays etc. under Augmentation of Transformation Capacity in Southern Region; (ii) (a) Extn. of 400/230kV Tuticorin-II GIS S/S for installation of 4th ICT & (b) Extn. of 400/230kV Tuticorin-II GIS S/S for installation of 5th ICT under Transmission System for Tirunelveli and Tuticorin Wind Energy Zone (Tamil Nadu) (5OOMW) and (iii) Extn. of 400kV Nizamabad GIS substation under Consultancy services to TSTRANSCO.
(SCHEDULE OF RATES AND PRICES )
BIDDER:
0 | [11 empty] | To:
Bidder’s Name and Address (Sole Bidder) : | [11 empty] | Contract Services
Name : | [11 empty] | Power Grid Corporation of India Ltd.,
Address : | [11 empty] | "Saudamini", Plot No.-2
Sector-29,
Gurgaon (Haryana) - 122001
Installation Charges :
SI. No. | PR No | PR Line Item No | Activity Header | PR Activity No | Activity Description | Service Code | SAC (Service Accounting Codes) | Whether SAC in column ‘8’ is confirmed. If not, indicate applicable the SAC # | Rate of GST applicable ( in %) | Whether rate of GST in column ‘10’ is confirmed. If not indicate applicable rate of GST # | Description | Unit | Quantity | Unit Erection Charges | Total Erection Charges |  | GST Before Discount | Discount | Total Price after discount | GST After Discount
1 | 2 | 3 | 4 | 5 | 6 | 7 | 8 | 9 | 10 | 11 | 12 | 13 | 14 | 15 | 16=14*15
I | 4 nos. of 400kV GIS bays at Nizamabad ss
1 | 7000016313 | 70 | 20 | 10 | 400 KV GIS | 100000234 | 998736 |  | 18 |  | 420kV, 4000 A, 63 kA, 3-phase SF6 GIS bus bar | SET | 2 |  | INCLUDED | 0 | 0 | 0 | 0 | 0 | 0
2 | 7000016313 | 70 | 20 | 20 | 400 KV GIS | 100001832 | 998736 |  | 18 |  | 420 kV, 3150 A, 63 kA, SF6 GIS Line feeder bay module(with PIR) as per Section-Project, Technical specification | SET | 2 |  | INCLUDED | 0 | 0 | 0 | 0 | 0 | 0
3 | 7000016313 | 70 | 20 | 30 | 400 KV GIS | 100002099 | 998736 |  | 18 |  | 420 kV, 3150 A, 63 kA, SF6 GIS Line feeder bay module(without PIR) as per Section-Project, Technical specification | SET | 2 |  | INCLUDED | 0 | 0 | 0 | 0 | 0 | 0
4 | 7000016313 | 70 | 20 | 40 | 400 KV GIS | 100002135 | 998736 |  | 18 |  | 420 kV, 3150 A, 63 kA, SF6 GIS Line feeder bay module(with PIR) as per Section-Project, Technical specification | SET | 2 |  | INCLUDED | 0 | 0 | 0 | 0 | 0 | 0
5 | 7000016313 | 70 | 20 | 50 | 400 KV GIS | 100002140 | 998736 |  | 18 |  | 420kV, 3000A/3150, 63kA, Single phase, SF6 Gas Insulated Bus Duct (GIB) outsideGIS Hall along with associated support structure | M | 1000 |  | INCLUDED | 0 | 0 | 0 | 0 | 0 | 0
6 | 7000016313 | 70 | 20 | 60 | 400 KV GIS | 100002392 | 998736 |  | 18 |  | 420kV, SF6 to Air Bushing alongwithassociated support structure for 3150A,63 kA for 1 sec. Single Phase | EA | 12 |  | INCLUDED | 0 | 0 | 0 | 0 | 0 | 0
7 | 7000016313 | 110 | 40 | 10 | 400 KV AIS | 100000328 | 998736 |  | 18 |  | 336kV Surge Arrester (1-phase) | EA | 6 |  | INCLUDED | 0 | 0 | 0 | 0 | 0 | 0
8 | 7000016313 | 110 | 40 | 20 | 400 KV AIS | 100005443 | 998734 |  | 18 |  | 420KV, 1-PHASE BUS POST INSULATORS | EA | 10 |  | INCLUDED | 0 | 0 | 0 | 0 | 0 | 0
9 | 7000016313 | 110 | 40 | 30 | 400 KV AIS | 100000275 | 998736 |  | 18 |  | 420 kV, 4400 pF Capacitive Voltage Transformer (1-Phase) | EA | 6 |  | INCLUDED | 0 | 0 | 0 | 0 | 0 | 0
10 | 7000016313 | 160 | 60 | 10 | ERECTION HARDWARE | 100001852 | 998731 |  | 18 |  | Erection Hardware for 400kV I type layout for GIS termination arrangement-Line bay as per technical specification | SET | 2 |  | INCLUDED | 0 | 0 | 0 | 0 | 0 | 0
11 | 7000016313 | 160 | 60 | 20 | ERECTION HARDWARE | 100017127 | 998731 |  | 18 |  | 400KV TENSION INSULATOR STRING AND ASSOCIATED HARDWARE FITTINGS WITHOUT TURN BUCKLE SUITABLE FOR QUAD CONDUCTOR | EA | 6 |  | INCLUDED | 0 | 0 | 0 | 0 | 0 | 0
12 | 7000016313 | 160 | 60 | 30 | ERECTION HARDWARE | 100017126 | 998731 |  | 18 |  | 400KV TENSION INSULATOR STRING AND ASSOCIATED HARDWARE FITTINGS WITH TURN BUCKLE SUITABLE FOR QUAD CONDUCTOR | EA | 12 |  | INCLUDED | 0 | 0 | 0 | 0 | 0 | 0
13 | 7000016313 | 160 | 60 | 40 | ERECTION HARDWARE | 100017132 | 998731 |  | 18 |  | 400KV SUSPENSION INSULATOR STRING AND ASSOCIATED HARDWARE FITTINGS WITH THROUGH CLAMP SUITABLE FOR QUAD CONDUCTOR | EA | 6 |  | INCLUDED | 0 | 0 | 0 | 0 | 0 | 0
14 | 7000016313 | 200 | 80 | 10 | 400 KV CONTROL & RELAY PANEL | 100000728 | 998736 |  | 18 |  | 400kV Circuit Breaker Relay Panel with Auto Reclose (with Automation) | EA | 6 |  | INCLUDED | 0 | 0 | 0 | 0 | 0 | 0
15 | 7000016313 | 200 | 80 | 20 | 400 KV CONTROL & RELAY PANEL | 100000730 | 998736 |  | 18 |  | 400kV Line Protection Panel (with Automation) | EA | 2 |  | INCLUDED | 0 | 0 | 0 | 0 | 0 | 0
16 | 7000016313 | 200 | 80 | 30 | 400 KV CONTROL & RELAY PANEL | 100000735 | 998736 |  | 18 |  | Augmentation of existing 400kV bus bar protection scheme.(No. of bays as per specification)-(with Automation) | SET | 2 |  | INCLUDED | 0 | 0 | 0 | 0 | 0 | 0
17 | 7000016313 | 230 | 100 | 10 | 400 KV SAS | 100002069 | 998736 |  | 18 |  | Augmentation of Substation automation System for 400kV Main bay as per Technical Specification | EA | 4 |  | INCLUDED | 0 | 0 | 0 | 0 | 0 | 0
18 | 7000016313 | 230 | 100 | 20 | 400 KV SAS | 100002075 | 998736 |  | 18 |  | Augmentation of Substation automation System for 400kV Tie bay as per Technical Specification | EA | 2 |  | INCLUDED | 0 | 0 | 0 | 0 | 0 | 0
19 | 7000016313 | 280 | 120 | 10 | FIRE PROTECTION SYSTEM | 100000975 | 995461 |  | 18 |  | 4.5 kg CO2 type Portable Fire extinguisher | EA | 2 |  | INCLUDED | 0 | 0 | 0 | 0 | 0 | 0
20 | 7000016313 | 280 | 120 | 20 | FIRE PROTECTION SYSTEM | 100002059 | 995461 |  | 18 |  | Fire Detection and Alarm System for 400kV GIS Hall | SET | 1 |  | INCLUDED | 0 | 0 | 0 | 0 | 0 | 0
21 | 7000016313 | 280 | 120 | 30 | FIRE PROTECTION SYSTEM | 100003513 | 998736 |  | 18 |  | FIRE PROTECTION SYSTEM-400KVGIS HALL EXENSION | SET | 1 |  | INCLUDED | 0 | 0 | 0 | 0 | 0 | 0
22 | 7000016313 | 280 | 120 | 50 | FIRE PROTECTION SYSTEM | 100000976 | 998736 |  | 18 |  | 6Kg dry chemical powered type Portable Fire extinguisher | EA | 2 |  | INCLUDED | 0 | 0 | 0 | 0 | 0 | 0
23 | 7000016313 | 360 | 140 | 10 | ILLUMINATION SYSTEM | 100004852 | 998731 |  | 18 |  | Lighting Fixture LED Luminaires type FL-1 as per tech. specifications | EA | 10 |  | INCLUDED | 0 | 0 | 0 | 0 | 0 | 0
24 | 7000016313 | 360 | 140 | 20 | ILLUMINATION SYSTEM | 100004926 | 998731 |  | 18 |  | Lighting Fixture LED Luminaires type FL2 as per tech. specifications | EA | 10 |  | INCLUDED | 0 | 0 | 0 | 0 | 0 | 0
25 | 7000016313 | 360 | 140 | 30 | ILLUMINATION SYSTEM | 100001092 | 998739 |  | 18 |  | 400 kV GIS Hall Extension Lighting excluding Conduit | LOT | 1 |  | INCLUDED | 0 | 0 | 0 | 0 | 0 | 0
26 | 7000016313 | 360 | 140 | 40 | ILLUMINATION SYSTEM | 100004940 | 998731 |  | 18 |  | RO Type Receptacle of 20A as per technical specification | EA | 1 |  | INCLUDED | 0 | 0 | 0 | 0 | 0 | 0
27 | 7000016313 | 360 | 140 | 50 | ILLUMINATION SYSTEM | 100004941 | 998731 |  | 18 |  | RP Type Receptacle of 63A as per technical specification | EA | 1 |  | INCLUDED | 0 | 0 | 0 | 0 | 0 | 0
28 | 7000016313 | 360 | 140 | 60 | ILLUMINATION SYSTEM | 100001021 | 995461 |  | 18 |  | Lighting Panel type ACP-2 as per technical specification | EA | 1 |  | INCLUDED | 0 | 0 | 0 | 0 | 0 | 0
29 | 7000016313 | 360 | 140 | 70 | ILLUMINATION SYSTEM | 100001024 | 998731 |  | 18 |  | Sub Lighting panel (outdoor) type SLP (Switchyard and Street Lighting) | EA | 1 |  | INCLUDED | 0 | 0 | 0 | 0 | 0 | 0
30 | 7000016313 | 440 | 160 | 10 | STEEL STRUCTURE | 100001213 | 995455 |  | 18 |  | Erection of Pipe Structure - 400 kV 1-Phase CVT including nuts, bolts, all type of washers, packplates, step bolts and gusset platesexcluding foundation bolts | EA | 6 |  | INCLUDED | 0 | 0 | 0 | 0 | 0 | 0
31 | 7000016313 | 440 | 160 | 20 | STEEL STRUCTURE | 100001216 | 995455 |  | 18 |  | Erection of Pipe Structure - 400 kV 1-Phase SA including nuts, bolts, all type of washers, packplates, step bolts and gusset platesexcluding foundation bolts | EA | 6 |  | INCLUDED | 0 | 0 | 0 | 0 | 0 | 0
32 | 7000016313 | 440 | 160 | 30 | STEEL STRUCTURE | 100001217 | 995455 |  | 18 |  | Erection of Pipe Structure - 400 kV, 1-Phase, BPI, (Excluding Wave Trap), including nuts, bolts, all type of washers,packplates, step bolts and gusset plates excluding foundation bolts | EA | 10 |  | INCLUDED | 0 | 0 | 0 | 0 | 0 | 0
33 | 7000016313 | 440 | 160 | 40 | STEEL STRUCTURE | 100001152 | 995455 |  | 18 |  | Erection of Std 400 kV Tower TB including nuts, bolts, all type of washers, packplates, step bolts and gusset plates excludingfoundation bolts | EA | 2 |  | INCLUDED | 0 | 0 | 0 | 0 | 0 | 0
34 | 7000016313 | 440 | 160 | 50 | STEEL STRUCTURE | 100001166 | 995455 |  | 18 |  | Erection of Std 400 kV Tower TV including nuts, bolts, all type of washers, packplates, step bolts and gusset plates excludingfoundation bolts | EA | 2 |  | INCLUDED | 0 | 0 | 0 | 0 | 0 | 0
35 | 7000016313 | 440 | 160 | 60 | STEEL STRUCTURE | 100001171 | 995455 |  | 18 |  | Erection of Std 400 kV Gantry G1 including nuts, bolts, all type of washers, packplates, step bolts and gusset plates excludingfoundation bolts | EA | 6 |  | INCLUDED | 0 | 0 | 0 | 0 | 0 | 0
36 | 7000016313 | 440 | 160 | 70 | STEEL STRUCTURE | 100013758 | 995455 |  | 18 |  | Erection of Pipe Structure - 400kV BPI for WT (1-phase) including nuts, bolts, all type of washers, packplates, step bolts andgusset plates excluding foundation bolts | EA | 3 |  | INCLUDED | 0 | 0 | 0 | 0 | 0 | 0
37 | 7000016313 | 540 | 180 | 10 | 1.1 KV POWER & CONTROL CABLE(SERVICE) | 100002181 | 998736 |  | 18 |  | 1.1kV grade Power Cables (PVCinsulated)along withlugs,glands,straight joints &accessories,etc. | LS | 1 |  | INCLUDED | 0 | 0 | 0 | 0 | 0 | 0
38 | 7000016313 | 540 | 180 | 20 | 1.1 KV POWER & CONTROL CABLE(SERVICE) | 100002182 | 998736 |  | 18 |  | 1.1kV grade Control Cables (PVCinsulated) along withlugs,glands,straight joints &accessories,etc. | LS | 1 |  | INCLUDED | 0 | 0 | 0 | 0 | 0 | 0
39 | 7000016313 | 570 | 200 | 10 | AIR CONDITIONING & VENTILATION SYSTEM | 100001878 | 995463 |  | 18 |  | Ventillation system for 400kV GIS Hall Ext | SET | 1 |  | INCLUDED | 0 | 0 | 0 | 0 | 0 | 0
40 | 7000016313 | 570 | 200 | 20 | AIR CONDITIONING & VENTILATION SYSTEM | 100000960 | 995463 |  | 18 |  | High wall type split AC unit of 2 TR capacity | EA | 3 |  | INCLUDED | 0 | 0 | 0 | 0 | 0 | 0
41 | 7000016313 | 600 | 220 | 10 | Civil Works | 100004518 | 995433 |  | 18 |  | Excavation in all kind of soil including rock for all leads and lifts, backfilling, disposal of surplus earth within a lead up to2Km as per technical specification. The surplus earth shall be roughly graded . | M3 | 4067 |  | INCLUDED | 0 | 0 | 0 | 0 | 0 | 0
42 | 7000016313 | 600 | 220 | 20 | Civil Works | 100001325 | 995454 |  | 18 |  | Providing and laying of Plain Cement Concrete (PCC) (1:4:8) | M3 | 197 |  | INCLUDED | 0 | 0 | 0 | 0 | 0 | 0
43 | 7000016313 | 600 | 220 | 30 | Civil Works | 100001326 | 995454 |  | 18 |  | Providing and laying of Plain Cement Concrete (PCC) (1:2:4) | M3 | 154 |  | INCLUDED | 0 | 0 | 0 | 0 | 0 | 0
44 | 7000016313 | 600 | 220 | 40 | Civil Works | 100001328 | 995454 |  | 18 |  | Providing and laying Plain Cement Concrete 1:5:10 (1 cement : 5 sand : 10 brick aggregate) | M3 | 322 |  | INCLUDED | 0 | 0 | 0 | 0 | 0 | 0
45 | 7000016313 | 600 | 220 | 50 | Civil Works | 100001327 | 995454 |  | 18 |  | Providing and laying of Reinforced Cement Concrete M25 mix including pre cast, shuttering, Grouting of pockets & underpinning butexcluding steel reinforcement | M3 | 1210 |  | INCLUDED | 0 | 0 | 0 | 0 | 0 | 0
46 | 7000016313 | 600 | 220 | 60 | Civil Works | 100001329 | 995454 |  | 18 |  | Steel Reinforcement | MT | 96 |  | INCLUDED | 0 | 0 | 0 | 0 | 0 | 0
47 | 7000016313 | 600 | 220 | 70 | Civil Works | 100001331 | 995455 |  | 18 |  | Misc. Structural steel including rails, embedments, edge protection angles, gratings etc. but excluding the reinforcement steel andsteel for lattice and pipe structures. | MT | 6 |  | INCLUDED | 0 | 0 | 0 | 0 | 0 | 0
48 | 7000016313 | 600 | 220 | 80 | Civil Works | 100001376 | 995428 |  | 18 |  | Removing,cleaning and washing of existing stones and respreading of stones in switchyard after doing anti-weed treatment excludingPCC | M2 | 4200 |  | INCLUDED | 0 | 0 | 0 | 0 | 0 | 0
49 | 7000016313 | 600 | 220 | 90 | Civil Works | 100001454 | 995429 |  | 18 |  | Demolishing RCC work including stacking of steel bars and disposal of unserviceable material. | M3 | 60 |  | INCLUDED | 0 | 0 | 0 | 0 | 0 | 0
50 | 7000016313 | 600 | 220 | 100 | Civil Works | 100001674 | 995455 |  | 18 |  | Erection of 28mm dia foundation bolts including nuts, checknuts, washers and packplates. | EA | 124 |  | INCLUDED | 0 | 0 | 0 | 0 | 0 | 0
51 | 7000016313 | 600 | 220 | 110 | Civil Works | 100001677 | 995455 |  | 18 |  | Erection of 56mm dia foundation bolts including nuts, checknuts, washers and packplates | EA | 56 |  | INCLUDED | 0 | 0 | 0 | 0 | 0 | 0
52 | 7000016313 | 600 | 220 | 120 | Civil Works | 100004431 | 995416 |  | 18 |  | 400 kV PEB Panel Room for GIS Hall - Civil Works All civil works complete as per TS, including - brickwork, finishing (externaland internal), windows etc. However, excavation, concrete (all types) and reinforcement steel shall be measured and paid separatelyas per respective item of BPS. | M2 | 38.5 |  | INCLUDED | 0 | 0 | 0 | 0 | 0 | 0
53 | 7000016313 | 600 | 220 | 130 | Civil Works | 100004427 | 995416 |  | 18 |  | 400 kV PEB AHU Room for GIS Hall - Civil Works All civil works complete as per TS, including - brickwork, finishing (external andinternal), windows etc. However, excavation, concrete (all types) and reinforcement steel shall be measured and paid separately asper respective item of BPS. | M2 | 30 |  | INCLUDED | 0 | 0 | 0 | 0 | 0 | 0
54 | 7000016313 | 600 | 220 | 140 | Civil Works | 100001747 | 995414 |  | 18 |  | PEB - Ext of 400 kV GIS - Civil Works. All civil works as per drawing and specifications complete, including - brickwork, finishing(external and internal), windows etc. However, excavation, PCC, RCC and reinforcement shall be paid separately as per BPS. | M2 | 245 |  | INCLUDED | 0 | 0 | 0 | 0 | 0 | 0
55 | 7000016313 | 660 | 240 | 10 | PLCC Equipment | 100002042 | 998734 |  | 18 |  | 400kV,3150A,0.5mH ,63kA Line Trap | EA | 2 |  | INCLUDED | 0 | 0 | 0 | 0 | 0 | 0
56 | 7000016313 | 660 | 240 | 20 | PLCC Equipment | 100000886 | 998734 |  | 18 |  | Coupling device for PLCC | EA | 2 |  | INCLUDED | 0 | 0 | 0 | 0 | 0 | 0
57 | 7000016313 | 660 | 240 | 50 | PLCC Equipment | 100000890 | 998734 |  | 18 |  | Protection Coupler (Analog) | EA | 2 |  | INCLUDED | 0 | 0 | 0 | 0 | 0 | 0
58 | 7000016313 | 660 | 240 | 60 | PLCC Equipment | 100000891 | 998734 |  | 18 |  | Digital Protection Coupler | EA | 2 |  | INCLUDED | 0 | 0 | 0 | 0 | 0 | 0
59 | 7000016313 | 660 | 240 | 70 | PLCC Equipment | 100000888 | 998734 |  | 18 |  | Carrier Equipment Analog type (for Speech+Data & Speech+Protection) | EA | 2 |  | INCLUDED | 0 | 0 | 0 | 0 | 0 | 0
60 | 7000016313 | 720 | 320 | 20 | AUGMENTATION OF VMS | 100000869 | 998736 |  | 18 |  | Visual monitoring system for watch & ward | SET | 1 |  | INCLUDED | 0 | 0 | 0 | 0 | 0 | 0
61 | 7000016313 | 830 | 340 | 140 | Install of Comm Equip at Nizamabad SS | 100002856 | 998734 |  | 18 |  | SDH Equipment (STM-4 MADM upto 3 MSP protected directions)-Common cards, Cross-connect/control cards, Optical base card, Powersupply cards, power cabling, other hardware & accessories (each). | SET | 1 |  | INCLUDED | 0 | 0 | 0 | 0 | 0 | 0
62 | 7000016313 | 830 | 340 | 150 | Install of Comm Equip at Nizamabad SS | 170000427 | 998734 |  | 18 |  | Optical Interface Cards/SFP# -S4.1 SDH Equipment -STM-4 | EA | 4 |  | INCLUDED | 0 | 0 | 0 | 0 | 0 | 0
63 | 7000016313 | 830 | 340 | 160 | Install of Comm Equip at Nizamabad SS | 100002817 | 998734 |  | 18 |  | Optical Interface Card (to support minimum 150 kms) for STM-4 | EA | 2 |  | INCLUDED | 0 | 0 | 0 | 0 | 0 | 0
64 | 7000016313 | 830 | 340 | 170 | Install of Comm Equip at Nizamabad SS | 100002825 | 998734 |  | 18 |  | Tributary interface- E1 interface (Minimum 16 nos.) | SET | 2 |  | INCLUDED | 0 | 0 | 0 | 0 | 0 | 0
65 | 7000016313 | 830 | 340 | 180 | Install of Comm Equip at Nizamabad SS | 100002827 | 998734 |  | 18 |  | Tributary Cards-Ethernet Interfaces 10/100 Mbps with Layer -2 Switching (minimum 4 interfaces per card) | EA | 2 |  | INCLUDED | 0 | 0 | 0 | 0 | 0 | 0
66 | 7000016313 | 830 | 340 | 190 | Install of Comm Equip at Nizamabad SS | 170000375 | 998734 |  | 18 |  | Equipment Cabinets-For SDH Equipments | EA | 1 |  | INCLUDED | 0 | 0 | 0 | 0 | 0 | 0
67 | 7000016313 | 830 | 340 | 200 | Install of Comm Equip at Nizamabad SS | 170000376 | 998734 |  | 18 |  | NMS-Craft Terminal-Hardware | EA | 1 |  | INCLUDED | 0 | 0 | 0 | 0 | 0 | 0
68 | 7000016313 | 830 | 340 | 210 | Install of Comm Equip at Nizamabad SS | 170000377 | 998734 |  | 18 |  | NMS-Craft Terminal-Software | EA | 1 |  | INCLUDED | 0 | 0 | 0 | 0 | 0 | 0
69 | 7000016313 | 830 | 340 | 220 | Install of Comm Equip at Nizamabad SS | 170000551 | 998336 |  | 18 |  | VOIP telephone instrument with one common switch (min. 8 port) | EA | 1 |  | INCLUDED | 0 | 0 | 0 | 0 | 0 | 0
70 | 7000016313 | 830 | 340 | 230 | Install of Comm Equip at Nizamabad SS | 100002882 | 998336 |  | 18 |  | Fibre Optic Approach cabling: Including installation hardware like ties/clips/cleats, conduits, ducts, supports, fittings,accessories etc.: 24 Fibre | KM | 1 |  | INCLUDED | 0 | 0 | 0 | 0 | 0 | 0
71 | 7000016313 | 830 | 340 | 240 | Install of Comm Equip at Nizamabad SS | 170000356 | 998336 |  | 18 |  | Fibre Optic Distribution Panel (FODP): Indoor Type: FC Coupling and mounted on ETSI 19" rack or slimline rack: Type 2 (96 Fibre) | EA | 1 |  | INCLUDED | 0 | 0 | 0 | 0 | 0 | 0
72 | 7000016313 | 930 | 370 | 10 | Install of Comm Equip at Chandulapur SS | 100002817 | 998734 |  | 18 |  | Optical Interface Card (to support minimum 150 kms) for STM-4 | EA | 2 |  | INCLUDED | 0 | 0 | 0 | 0 | 0 | 0
73 | 7000016313 | 980 | 390 | 10 | BoQ of PMU for Nizamabad SS- Services | 170000502 | 998713 |  | 18 |  | Service:- Phasor Measurement Unit (PMU) | EA | 2 |  | INCLUDED | 0 | 0 | 0 | 0 | 0 | 0
74 | 7000016313 | 980 | 390 | 20 | BoQ of PMU for Nizamabad SS- Services | 170000530 | 998734 |  | 18 |  | WAMS TIME SYSTEM(GPS RECEIVER) | EA | 2 |  | INCLUDED | 0 | 0 | 0 | 0 | 0 | 0
75 | 7000016313 | 980 | 390 | 30 | BoQ of PMU for Nizamabad SS- Services | 170000503 | 998713 |  | 18 |  | Installation of Substation Grade Layer-3 LAN Switches as per Technical Specification | EA | 3 |  | INCLUDED | 0 | 0 | 0 | 0 | 0 | 0
76 | 7000016313 | 980 | 390 | 40 | BoQ of PMU for Nizamabad SS- Services | 170000504 | 998713 |  | 18 |  | Services:- Armored Fibre Optic Cable and associated termination equipment | LOT | 1 |  | INCLUDED | 0 | 0 | 0 | 0 | 0 | 0
77 | 7000016313 | 980 | 390 | 50 | BoQ of PMU for Nizamabad SS- Services | 170000501 | 998734 |  | 18 |  | Integration of PMU with the PDC (Phasor Data Concentrator) of RLDCs and respective SLDCs as required. | LOT | 1 |  | INCLUDED | 0 | 0 | 0 | 0 | 0 | 0
78 | 7000016313 | 1030 | 410 | 10 | BoQ of PMU for Chandlapur- Services | 170000502 | 998713 |  | 18 |  | Service:- Phasor Measurement Unit (PMU) | EA | 2 |  | INCLUDED | 0 | 0 | 0 | 0 | 0 | 0
79 | 7000016313 | 1030 | 410 | 20 | BoQ of PMU for Chandlapur- Services | 170000530 | 998734 |  | 18 |  | WAMS TIME SYSTEM(GPS RECEIVER) | EA | 2 |  | INCLUDED | 0 | 0 | 0 | 0 | 0 | 0
80 | 7000016313 | 1030 | 410 | 30 | BoQ of PMU for Chandlapur- Services | 170000503 | 998713 |  | 18 |  | Installation of Substation Grade Layer-3 LAN Switches as per Technical Specification | EA | 3 |  | INCLUDED | 0 | 0 | 0 | 0 | 0 | 0
81 | 7000016313 | 1030 | 410 | 40 | BoQ of PMU for Chandlapur- Services | 170000504 | 998713 |  | 18 |  | Services:- Armored Fibre Optic Cable and associated termination equipment | LOT | 1 |  | INCLUDED | 0 | 0 | 0 | 0 | 0 | 0
82 | 7000016313 | 1030 | 410 | 50 | BoQ of PMU for Chandlapur- Services | 170000501 | 998734 |  | 18 |  | Integration of PMU with the PDC (Phasor Data Concentrator) of RLDCs and respective SLDCs as required. | LOT | 1 |  | INCLUDED | 0 | 0 | 0 | 0 | 0 | 0
II | Bay works for 4th ICT at TuticorinII GIS | [14 empty] | 0 | 0 | 0 | 0 | 0 | 0
83 | 7000010057 | 1900 | 140 | 10 | 400GIS EQUIPMENTS INSTALLATION | 100003557 | 998736 |  | 18 |  | Extension of 420kV , 4000 A, 63 kA3 -phase SF6 GIS bus bar | SET | 2 |  | INCLUDED | 0 | 0 | 0 | 0 | 0 | 0
84 | 7000010057 | 1900 | 140 | 20 | 400GIS EQUIPMENTS INSTALLATION | 100001826 | 998736 |  | 18 |  | 420kV, 3150 A, 63 kA, SF6 GIS ICT feeder bay module as per Section-Project, Technical specification | SET | 1 |  | INCLUDED | 0 | 0 | 0 | 0 | 0 | 0
85 | 7000010057 | 1900 | 140 | 30 | 400GIS EQUIPMENTS INSTALLATION | 100002392 | 998736 |  | 18 |  | 420kV, SF6 to Air Bushing alongwithassociated support structure for 3150A,63 kA for 1 sec. Single Phase | EA | 6 |  | INCLUDED | 0 | 0 | 0 | 0 | 0 | 0
86 | 7000010057 | 1900 | 140 | 40 | 400GIS EQUIPMENTS INSTALLATION | 100002140 | 998736 |  | 18 |  | 420kV, 3000A/3150, 63kA, Single phase, SF6 Gas Insulated Bus Duct (GIB) outsideGIS Hall along with associated support structure | M | 400 |  | INCLUDED | 0 | 0 | 0 | 0 | 0 | 0
87 | 7000010057 | 1900 | 140 | 50 | 400GIS EQUIPMENTS INSTALLATION | 100001843 | 998736 |  | 18 |  | 420kV, 3150 A, 63 kA, SF6 GIS Tie bay module(with PIR) as per Section-Project, Technical specification | SET | 1 |  | INCLUDED | 0 | 0 | 0 | 0 | 0 | 0
88 | 7000010057 | 1900 | 140 | 60 | 400GIS EQUIPMENTS INSTALLATION | 100001832 | 998736 |  | 18 |  | 420 kV, 3150 A, 63 kA, SF6 GIS Line feeder bay module(with PIR) as per Section-Project, Technical specification | SET | 1 |  | INCLUDED | 0 | 0 | 0 | 0 | 0 | 0
89 | 7000010057 | 1910 | 150 | 10 | 400AIS EQUIPMENTS INSTALLATION | 100000328 | 998736 |  | 18 |  | 336kV Surge Arrester (1-phase) | EA | 3 |  | INCLUDED | 0 | 0 | 0 | 0 | 0 | 0
90 | 7000010057 | 1910 | 150 | 20 | 400AIS EQUIPMENTS INSTALLATION | 100000340 | 998736 |  | 18 |  | 420 kV Bus Post Insulator (Except for wave traps) | EA | 3 |  | INCLUDED | 0 | 0 | 0 | 0 | 0 | 0
91 | 7000010057 | 1920 | 160 | 10 | ERECTION HARDWARE INSTALLATION | 100002188 | 998731 |  | 18 |  | Erection Hardware for 400kV I type layout for GIS termination arrangement-Transformer bay as per technical specification | SET | 1 |  | INCLUDED | 0 | 0 | 0 | 0 | 0 | 0
92 | 7000010057 | 1920 | 160 | 20 | ERECTION HARDWARE INSTALLATION | 100002306 | 998731 |  | 18 |  | Erection Hardware for 220kV DM type layout-Transformer bay as per technical specification | SET | 1 |  | INCLUDED | 0 | 0 | 0 | 0 | 0 | 0
93 | 7000010057 | 1920 | 160 | 30 | ERECTION HARDWARE INSTALLATION | 100003725 | 998731 |  | 18 |  | Erection Hardware for 220kV layout (Double Main Scheme)-Bus Coupler bay as per technical specification | SET | 1 |  | INCLUDED | 0 | 0 | 0 | 0 | 0 | 0
94 | 7000010057 | 1920 | 160 | 50 | ERECTION HARDWARE INSTALLATION | 100000509 | 998731 |  | 18 |  | Erection Hardware for 220kV layout (Single Main Scheme as per SLD)-Bus section bay as per specification | SET | 2 |  | INCLUDED | 0 | 0 | 0 | 0 | 0 | 0
95 | 7000010057 | 1920 | 160 | 60 | ERECTION HARDWARE INSTALLATION | 100017123 | 998731 |  | 18 |  | 220KV SUSPENSION INSULATOR STRING AND ASSOCIATED HARDWARE FITTINGS WITH DROP CLAMP SUITABLE FOR QUAD CONDUCTOR | EA | 6 |  | INCLUDED | 0 | 0 | 0 | 0 | 0 | 0
96 | 7000010057 | 1920 | 160 | 70 | ERECTION HARDWARE INSTALLATION | 100017122 | 998731 |  | 18 |  | 220KV SUSPENSION INSULATOR STRING AND ASSOCIATED HARDWARE FITTINGS WITH DROP CLAMP SUITABLE FOR TWIN CONDUCTOR | EA | 6 |  | INCLUDED | 0 | 0 | 0 | 0 | 0 | 0
97 | 7000010057 | 1920 | 160 | 80 | ERECTION HARDWARE INSTALLATION | 100017118 | 998731 |  | 18 |  | 220KV TENSION INSULATOR STRING AND ASSOCIATED HARDWARE FITTINGS WITHOUT TURN BUCKLE SUITABLE FOR TWIN CONDUCTOR | EA | 3 |  | INCLUDED | 0 | 0 | 0 | 0 | 0 | 0
98 | 7000010057 | 1920 | 160 | 90 | ERECTION HARDWARE INSTALLATION | 100017117 | 998731 |  | 18 |  | 220KV TENSION INSULATOR STRING AND ASSOCIATED HARDWARE FITTINGS WITH TURN BUCKLE SUITABLE FOR TWIN CONDUCTOR | EA | 3 |  | INCLUDED | 0 | 0 | 0 | 0 | 0 | 0
99 | 7000010057 | 1930 | 170 | 10 | RELAY PANELS INSTALLATION | 100000737 | 998736 |  | 18 |  | 220kV Circuit Breaker Relay Panel without Auto Reclose (with Automation) | EA | 4 |  | INCLUDED | 0 | 0 | 0 | 0 | 0 | 0
100 | 7000010057 | 1930 | 170 | 20 | RELAY PANELS INSTALLATION | 100000731 | 998736 |  | 18 |  | 400kV Transformer Protection Panel (For both HV & MV side)-(with Automation) | EA | 1 |  | INCLUDED | 0 | 0 | 0 | 0 | 0 | 0
101 | 7000010057 | 1930 | 170 | 30 | RELAY PANELS INSTALLATION | 100000729 | 998736 |  | 18 |  | 400kV Circuit Breaker Relay Panel without Auto Reclose (with Automation) | EA | 1 |  | INCLUDED | 0 | 0 | 0 | 0 | 0 | 0
102 | 7000010057 | 1930 | 170 | 40 | RELAY PANELS INSTALLATION | 100000735 | 998736 |  | 18 |  | Augmentation of existing 400kV bus bar protection scheme.(No. of bays as per specification)-(with Automation) | SET | 1 |  | INCLUDED | 0 | 0 | 0 | 0 | 0 | 0
103 | 7000010057 | 1930 | 170 | 50 | RELAY PANELS INSTALLATION | 100000728 | 998736 |  | 18 |  | 400kV Circuit Breaker Relay Panel with Auto Reclose (with Automation) | EA | 2 |  | INCLUDED | 0 | 0 | 0 | 0 | 0 | 0
104 | 7000010057 | 1930 | 170 | 60 | RELAY PANELS INSTALLATION | 100000741 | 998736 |  | 18 |  | 220kV Bus Bar Protection Panel (Single)-(with Automation) | SET | 1 |  | INCLUDED | 0 | 0 | 0 | 0 | 0 | 0
105 | 7000010057 | 1940 | 180 | 10 | SAS INSTALLATION | 100002070 | 998736 |  | 18 |  | Augmentation of Substation automation System for 220kV bay as per Technical Specification | EA | 4 |  | INCLUDED | 0 | 0 | 0 | 0 | 0 | 0
106 | 7000010057 | 1940 | 180 | 20 | SAS INSTALLATION | 100002069 | 998736 |  | 18 |  | Augmentation of Substation automation System for 400kV Main bay as per Technical Specification | EA | 2 |  | INCLUDED | 0 | 0 | 0 | 0 | 0 | 0
107 | 7000010057 | 1940 | 180 | 30 | SAS INSTALLATION | 100002075 | 998736 |  | 18 |  | Augmentation of Substation automation System for 400kV Tie bay as per Technical Specification | EA | 1 |  | INCLUDED | 0 | 0 | 0 | 0 | 0 | 0
108 | 7000010057 | 1950 | 190 | 10 | ILLUMINATION SYSTEM INSTALLATION | 100001021 | 995461 |  | 18 |  | Lighting Panel type ACP-2 as per technical specification | EA | 1 |  | INCLUDED | 0 | 0 | 0 | 0 | 0 | 0
109 | 7000010057 | 1950 | 190 | 20 | ILLUMINATION SYSTEM INSTALLATION | 100001024 | 998731 |  | 18 |  | Sub Lighting panel (outdoor) type SLP (Switchyard and Street Lighting) | EA | 2 |  | INCLUDED | 0 | 0 | 0 | 0 | 0 | 0
110 | 7000010057 | 1950 | 190 | 30 | ILLUMINATION SYSTEM INSTALLATION | 100004852 | 998731 |  | 18 |  | Lighting Fixture LED Luminaires type FL-1 as per tech. specifications | EA | 10 |  | INCLUDED | 0 | 0 | 0 | 0 | 0 | 0
111 | 7000010057 | 1950 | 190 | 40 | ILLUMINATION SYSTEM INSTALLATION | 100004926 | 998731 |  | 18 |  | Lighting Fixture LED Luminaires type FL2 as per tech. specifications | EA | 8 |  | INCLUDED | 0 | 0 | 0 | 0 | 0 | 0
112 | 7000010057 | 1950 | 190 | 50 | ILLUMINATION SYSTEM INSTALLATION | 100001116 | 998739 |  | 18 |  | Illumination System for switchyard panel room of 6 m length | SET | 1 |  | INCLUDED | 0 | 0 | 0 | 0 | 0 | 0
113 | 7000010057 | 1950 | 190 | 60 | ILLUMINATION SYSTEM INSTALLATION | 100001885 | 998739 |  | 18 |  | Outdoor Power Receptacle for oilfiltration unit (250A) | EA | 1 |  | INCLUDED | 0 | 0 | 0 | 0 | 0 | 0
114 | 7000010057 | 1960 | 210 | 10 | POWER & CONTROL CABLES | 100002181 | 998736 |  | 18 |  | 1.1kV grade Power Cables (PVCinsulated)along withlugs,glands,straight joints &accessories,etc. | LS | 1 |  | INCLUDED | 0 | 0 | 0 | 0 | 0 | 0
115 | 7000010057 | 1960 | 210 | 20 | POWER & CONTROL CABLES | 100002182 | 998736 |  | 18 |  | 1.1kV grade Control Cables (PVCinsulated) along withlugs,glands,straight joints &accessories,etc. | LS | 1 |  | INCLUDED | 0 | 0 | 0 | 0 | 0 | 0
116 | 7000010057 | 1960 | 210 | 30 | POWER & CONTROL CABLES | 100002180 | 998736 |  | 18 |  | 1.1kV grade Power Cables (XLPEinsulated) along withlugs,glands,straight joints &accessories,etc. | LS | 1 |  | INCLUDED | 0 | 0 | 0 | 0 | 0 | 0
117 | 7000010057 | 1970 | 220 | 10 | STRUCTURE INSTALLATION | 100001224 | 995455 |  | 18 |  | Erection of Pipe Structure - 220 kV 1-Phase SA including nuts, bolts, all type of washers, packplates, step bolts and gusset platesexcluding foundation bolts | EA | 3 |  | INCLUDED | 0 | 0 | 0 | 0 | 0 | 0
118 | 7000010057 | 1970 | 220 | 20 | STRUCTURE INSTALLATION | 100001225 | 995455 |  | 18 |  | Erection of Pipe Structure - 220 kV 1-Phase BPI including nuts, bolts, all type of washers, packplates, step bolts and gusset platesexcluding foundation bolts | EA | 28 |  | INCLUDED | 0 | 0 | 0 | 0 | 0 | 0
119 | 7000010057 | 1970 | 220 | 30 | STRUCTURE INSTALLATION | 100001217 | 995455 |  | 18 |  | Erection of Pipe Structure - 400 kV, 1-Phase, BPI, (Excluding Wave Trap), including nuts, bolts, all type of washers,packplates, step bolts and gusset plates excluding foundation bolts | EA | 3 |  | INCLUDED | 0 | 0 | 0 | 0 | 0 | 0
120 | 7000010057 | 1970 | 220 | 40 | STRUCTURE INSTALLATION | 100001216 | 995455 |  | 18 |  | Erection of Pipe Structure - 400 kV 1-Phase SA including nuts, bolts, all type of washers, packplates, step bolts and gusset platesexcluding foundation bolts | EA | 3 |  | INCLUDED | 0 | 0 | 0 | 0 | 0 | 0
121 | 7000010057 | 1970 | 220 | 50 | STRUCTURE INSTALLATION | 100001668 | 995455 |  | 18 |  | Erection of Std LM (40m) including nuts, bolts, all type of washers, packplates, step bolts and gusset plates excluding foundationbolts | EA | 1 |  | INCLUDED | 0 | 0 | 0 | 0 | 0 | 0
122 | 7000010057 | 1970 | 220 | 80 | STRUCTURE INSTALLATION | 100001205 | 995455 |  | 18 |  | Erection of Std 220 kV Gantry BG1 including nuts, bolts, all type of washers, packplates, step bolts and gusset plates excludingfoundation bolts | EA | 2 |  | INCLUDED | 0 | 0 | 0 | 0 | 0 | 0
123 | 7000010057 | 1970 | 220 | 90 | STRUCTURE INSTALLATION | 100001198 | 995455 |  | 18 |  | Erection of Std 220 kV Tower CTG including nuts, bolts, all type of washers, packplates, step bolts and gusset plates excludingfoundation bolts | EA | 4 |  | INCLUDED | 0 | 0 | 0 | 0 | 0 | 0
124 | 7000010057 | 1970 | 220 | 110 | STRUCTURE INSTALLATION | 100001221 | 995455 |  | 18 |  | Erection of Pipe Structure - 220 kV 1-Phase CVT including nuts, bolts, all type of washers, packplates, step bolts and gusset platesexcluding foundation bolts | EA | 6 |  | INCLUDED | 0 | 0 | 0 | 0 | 0 | 0
125 | 7000010057 | 1970 | 220 | 120 | STRUCTURE INSTALLATION | 100001226 | 995455 |  | 18 |  | Erection of Pipe Structure - 220 kV 1-Phase High BPI including nuts, bolts, all type of washers, packplates, step bolts and gussetplates excluding foundation bolts | EA | 12 |  | INCLUDED | 0 | 0 | 0 | 0 | 0 | 0
126 | 7000010057 | 1980 | 270 | 10 | 220KV AIS EQUIPMENTS INSTALLATION | 100000484 | 998736 |  | 18 |  | 216kV Surge Arrester (1-phase) | EA | 3 |  | INCLUDED | 0 | 0 | 0 | 0 | 0 | 0
127 | 7000010057 | 1980 | 270 | 20 | 220KV AIS EQUIPMENTS INSTALLATION | 100001907 | 998736 |  | 18 |  | 245 kV,1 phase Bus Post Insulator (except for Line Traps) | EA | 40 |  | INCLUDED | 0 | 0 | 0 | 0 | 0 | 0
128 | 7000010057 | 1980 | 270 | 30 | 220KV AIS EQUIPMENTS INSTALLATION | 100000448 | 998736 |  | 18 |  | 245 kV, 4400pf Capacitive Voltage Transformer (1- Phase) | EA | 6 |  | INCLUDED | 0 | 0 | 0 | 0 | 0 | 0
129 | 7000010057 | 2070 | 340 | 10 | Service: Fire protection system | 100000983 | 998736 |  | 18 |  | HVW spray system, Hydrant system and complete U/G & O/G piping and accessories etc. out side the pump house for 500MVA ,400KV/220/33 kV, 3-phase Autotransformer | SET | 1 |  | INCLUDED | 0 | 0 | 0 | 0 | 0 | 0
130 | 7000010057 | 2070 | 340 | 20 | Service: Fire protection system | 100002062 | 995461 |  | 18 |  | Fire Detection and Alarm System for Switchyard Panel Room of 6 m length | SET | 1 |  | INCLUDED | 0 | 0 | 0 | 0 | 0 | 0
131 | 7000010057 | 2070 | 340 | 30 | Service: Fire protection system | 100000975 | 995461 |  | 18 |  | 4.5 kg CO2 type Portable Fire extinguisher | EA | 1 |  | INCLUDED | 0 | 0 | 0 | 0 | 0 | 0
132 | 7000010057 | 2090 | 410 | 10 | INSTALLATION OF VMS | 100002500 | 998731 |  | 18 |  | Color IP camera, with PAN, TILT and ZOOM facilities, alongwith all required Items, Accessories, Line Interface units, Fiber patchcords, Power supply units, Junction Boxes, Cables, Fiber Optic Cables, etc., and including Integration in existing Hardware andSoftware for Augmentation of Visual Monitoring System as per technical specification. | SET | 1 |  | INCLUDED | 0 | 0 | 0 | 0 | 0 | 0
133 | 7000010057 | 2110 | 450 | 10 | AC SPR | 100001882 | 995463 |  | 18 |  | Air conditioning system for Switchyard Panel Room of 6m length | SET | 1 |  | INCLUDED | 0 | 0 | 0 | 0 | 0 | 0
134 | 7000010057 | 2120 | 460 | 10 | 245kV GIS equipment | 100007282 | 998736 |  | 18 |  | 245kV, 1600 A, DM Type SF6 MTS/HYBRID GIS ICT/LINEfeeder baySwitchgear Assembly as per Section-Project, Technical specification . | EA | 1 |  | INCLUDED | 0 | 0 | 0 | 0 | 0 | 0
135 | 7000010057 | 2120 | 460 | 20 | 245kV GIS equipment | 100007283 | 998736 |  | 18 |  | 245kV, 3000 A, DM Type SF6 MTS/HYBRID GIS Bus Coupler baySwitchgear Assembly as per Section-Project, Technical specification . | EA | 1 |  | INCLUDED | 0 | 0 | 0 | 0 | 0 | 0
136 | 7000010057 | 2120 | 460 | 30 | 245kV GIS equipment | 100007284 | 998736 |  | 18 |  | 245kV, 3000 A, DM Type SF6 MTS/HYBRID GIS Bus Bus Sectionalizer baySwitchgear Assembly as per Section-Project, Technicalspecification . | EA | 2 |  | INCLUDED | 0 | 0 | 0 | 0 | 0 | 0
137 | 7000010057 | 2150 | 480 | 10 | CIVIL WORKS | 100004518 | 995433 |  | 18 |  | Excavation in all kind of soil including rock for all leads and lifts, backfilling, disposal of surplus earth within a lead up to2Km as per technical specification. The surplus earth shall be roughly graded . | M3 | 3330 |  | INCLUDED | 0 | 0 | 0 | 0 | 0 | 0
138 | 7000010057 | 2150 | 480 | 20 | CIVIL WORKS | 100001325 | 995454 |  | 18 |  | Providing and laying of Plain Cement Concrete (PCC) (1:4:8) | M3 | 147 |  | INCLUDED | 0 | 0 | 0 | 0 | 0 | 0
139 | 7000010057 | 2150 | 480 | 30 | CIVIL WORKS | 100001326 | 995454 |  | 18 |  | Providing and laying of Plain Cement Concrete (PCC) (1:2:4) | M3 | 36 |  | INCLUDED | 0 | 0 | 0 | 0 | 0 | 0
140 | 7000010057 | 2150 | 480 | 40 | CIVIL WORKS | 100001328 | 995454 |  | 18 |  | Providing and laying Plain Cement Concrete 1:5:10 (1 cement : 5 sand : 10 brick aggregate) | M3 | 498 |  | INCLUDED | 0 | 0 | 0 | 0 | 0 | 0
141 | 7000010057 | 2150 | 480 | 50 | CIVIL WORKS | 100016607 | 995451 |  | 18 |  | Providing and laying of Reinforced Cement Concrete M30 including pre cast, shuttering, Grouting of pockets & underpinning butexcluding steel reinforcement | M3 | 1059 |  | INCLUDED | 0 | 0 | 0 | 0 | 0 | 0
142 | 7000010057 | 2150 | 480 | 60 | CIVIL WORKS | 100001329 | 995454 |  | 18 |  | Steel Reinforcement | MT | 50 |  | INCLUDED | 0 | 0 | 0 | 0 | 0 | 0
143 | 7000010057 | 2150 | 480 | 70 | CIVIL WORKS | 100001331 | 995455 |  | 18 |  | Misc. Structural steel including rails, embedments, edge protection angles, gratings etc. but excluding the reinforcement steel andsteel for lattice and pipe structures. | MT | 29 |  | INCLUDED | 0 | 0 | 0 | 0 | 0 | 0
144 | 7000010057 | 2150 | 480 | 80 | CIVIL WORKS | 100001714 | 995428 |  | 18 |  | Stone spreading in switchyard excluding PCC | M2 | 4500 |  | INCLUDED | 0 | 0 | 0 | 0 | 0 | 0
145 | 7000010057 | 2150 | 480 | 90 | CIVIL WORKS | 100001713 | 995424 |  | 18 |  | Antiweed treatment | M2 | 4500 |  | INCLUDED | 0 | 0 | 0 | 0 | 0 | 0
146 | 7000010057 | 2150 | 480 | 100 | CIVIL WORKS | 100001376 | 995428 |  | 18 |  | Removing,cleaning and washing of existing stones and respreading of stones in switchyard after doing anti-weed treatment excludingPCC | M2 | 2000 |  | INCLUDED | 0 | 0 | 0 | 0 | 0 | 0
147 | 7000010057 | 2150 | 480 | 110 | CIVIL WORKS | 100001330 | 995428 |  | 18 |  | Stone filling (40 mm size) for transformer/Reactor foundation | M3 | 19 |  | INCLUDED | 0 | 0 | 0 | 0 | 0 | 0
148 | 7000010057 | 2150 | 480 | 120 | CIVIL WORKS | 100002580 | 995421 |  | 18 |  | Construction of rail cum road as per drawing including all item such as excavation,compactions, rolling watering, WBM etc. butexcluding concrete reinforcement and structural steel-Section having four rails | M2 | 123 |  | INCLUDED | 0 | 0 | 0 | 0 | 0 | 0
149 | 7000010057 | 2150 | 480 | 130 | CIVIL WORKS | 100003114 | 995454 |  | 18 |  | External finishing / painting of fire wall (water proofing cement paint) (DSR 13.44.1) | M2 | 200 |  | INCLUDED | 0 | 0 | 0 | 0 | 0 | 0
150 | 7000010057 | 2150 | 480 | 140 | CIVIL WORKS | 100001735 | 995462 |  | 18 |  | RCC culverts and cable trench crossings including supplying and laying hume pipe 250mm dia of grade (NP-3) excluding concrete as perspecification. | M | 80 |  | INCLUDED | 0 | 0 | 0 | 0 | 0 | 0
151 | 7000010057 | 2150 | 480 | 150 | CIVIL WORKS | 100001737 | 995462 |  | 18 |  | RCC culverts and cable trench crossings including supplying and laying hume pipe 450mm dia of grade (NP-3) excluding concrete as perspecification. | M | 50 |  | INCLUDED | 0 | 0 | 0 | 0 | 0 | 0
152 | 7000010057 | 2150 | 480 | 160 | CIVIL WORKS | 100001454 | 995429 |  | 18 |  | Demolishing RCC work including stacking of steel bars and disposal of unserviceable material. | M3 | 5 |  | INCLUDED | 0 | 0 | 0 | 0 | 0 | 0
153 | 7000010057 | 2150 | 480 | 170 | CIVIL WORKS | 100001720 | 995428 |  | 18 |  | Supplying, filling and compacting CNS material as per specification under floors, foundations, roads, cable trenches, drains etc inlayers not exceeding 200 mm thickness | M3 | 441 |  | INCLUDED | 0 | 0 | 0 | 0 | 0 | 0
154 | 7000010057 | 2150 | 480 | 180 | CIVIL WORKS | 100001721 | 995428 |  | 18 |  | Supplying, filling and compacting stone boulders mixed with sand under foundations, roads, cable trenches, drains etc in layers notexceeding 250mm thickness including ramming, watering compacting | M3 | 61 |  | INCLUDED | 0 | 0 | 0 | 0 | 0 | 0
155 | 7000010057 | 2150 | 480 | 190 | CIVIL WORKS | 100001674 | 995455 |  | 18 |  | Erection of 28mm dia foundation bolts including nuts, checknuts, washers and packplates. | EA | 284 |  | INCLUDED | 0 | 0 | 0 | 0 | 0 | 0
156 | 7000010057 | 2150 | 480 | 200 | CIVIL WORKS | 100001677 | 995455 |  | 18 |  | Erection of 56mm dia foundation bolts including nuts, checknuts, washers and packplates | EA | 16 |  | INCLUDED | 0 | 0 | 0 | 0 | 0 | 0
III | Bay works for 5th ICT at TuticorinII GIS | [14 empty] | 0 | 0 | 0 | 0 | 0 | 0
157 | 7000010057 | 2630 | 140 | 10 | 400GIS EQUIPMENTS INSTALLATION | 100003557 | 998736 |  | 18 |  | Extension of 420kV , 4000 A, 63 kA3 -phase SF6 GIS bus bar | SET | 2 |  | INCLUDED | 0 | 0 | 0 | 0 | 0 | 0
158 | 7000010057 | 2630 | 140 | 20 | 400GIS EQUIPMENTS INSTALLATION | 100001826 | 998736 |  | 18 |  | 420kV, 3150 A, 63 kA, SF6 GIS ICT feeder bay module as per Section-Project, Technical specification | SET | 1 |  | INCLUDED | 0 | 0 | 0 | 0 | 0 | 0
159 | 7000010057 | 2630 | 140 | 30 | 400GIS EQUIPMENTS INSTALLATION | 100002392 | 998736 |  | 18 |  | 420kV, SF6 to Air Bushing alongwithassociated support structure for 3150A,63 kA for 1 sec. Single Phase | EA | 6 |  | INCLUDED | 0 | 0 | 0 | 0 | 0 | 0
160 | 7000010057 | 2630 | 140 | 40 | 400GIS EQUIPMENTS INSTALLATION | 100002140 | 998736 |  | 18 |  | 420kV, 3000A/3150, 63kA, Single phase, SF6 Gas Insulated Bus Duct (GIB) outsideGIS Hall along with associated support structure | M | 300 |  | INCLUDED | 0 | 0 | 0 | 0 | 0 | 0
161 | 7000010057 | 2630 | 140 | 50 | 400GIS EQUIPMENTS INSTALLATION | 100001843 | 998736 |  | 18 |  | 420kV, 3150 A, 63 kA, SF6 GIS Tie bay module(with PIR) as per Section-Project, Technical specification | SET | 1 |  | INCLUDED | 0 | 0 | 0 | 0 | 0 | 0
162 | 7000010057 | 2630 | 140 | 60 | 400GIS EQUIPMENTS INSTALLATION | 100001832 | 998736 |  | 18 |  | 420 kV, 3150 A, 63 kA, SF6 GIS Line feeder bay module(with PIR) as per Section-Project, Technical specification | SET | 1 |  | INCLUDED | 0 | 0 | 0 | 0 | 0 | 0
163 | 7000010057 | 2640 | 150 | 10 | 400AIS EQUIPMENTS INSTALLATION | 100000328 | 998736 |  | 18 |  | 336kV Surge Arrester (1-phase) | EA | 3 |  | INCLUDED | 0 | 0 | 0 | 0 | 0 | 0
164 | 7000010057 | 2640 | 150 | 20 | 400AIS EQUIPMENTS INSTALLATION | 100000340 | 998736 |  | 18 |  | 420 kV Bus Post Insulator (Except for wave traps) | EA | 3 |  | INCLUDED | 0 | 0 | 0 | 0 | 0 | 0
165 | 7000010057 | 2650 | 160 | 10 | ERECTION HARDWARE INSTALLATION | 100002188 | 998731 |  | 18 |  | Erection Hardware for 400kV I type layout for GIS termination arrangement-Transformer bay as per technical specification | SET | 1 |  | INCLUDED | 0 | 0 | 0 | 0 | 0 | 0
166 | 7000010057 | 2650 | 160 | 20 | ERECTION HARDWARE INSTALLATION | 100002306 | 998731 |  | 18 |  | Erection Hardware for 220kV DM type layout-Transformer bay as per technical specification | SET | 1 |  | INCLUDED | 0 | 0 | 0 | 0 | 0 | 0
167 | 7000010057 | 2650 | 160 | 60 | ERECTION HARDWARE INSTALLATION | 100017122 | 998731 |  | 18 |  | 220KV SUSPENSION INSULATOR STRING AND ASSOCIATED HARDWARE FITTINGS WITH DROP CLAMP SUITABLE FOR TWIN CONDUCTOR | EA | 6 |  | INCLUDED | 0 | 0 | 0 | 0 | 0 | 0
168 | 7000010057 | 2650 | 160 | 70 | ERECTION HARDWARE INSTALLATION | 100017118 | 998731 |  | 18 |  | 220KV TENSION INSULATOR STRING AND ASSOCIATED HARDWARE FITTINGS WITHOUT TURN BUCKLE SUITABLE FOR TWIN CONDUCTOR | EA | 3 |  | INCLUDED | 0 | 0 | 0 | 0 | 0 | 0
169 | 7000010057 | 2650 | 160 | 80 | ERECTION HARDWARE INSTALLATION | 100017117 | 998731 |  | 18 |  | 220KV TENSION INSULATOR STRING AND ASSOCIATED HARDWARE FITTINGS WITH TURN BUCKLE SUITABLE FOR TWIN CONDUCTOR | EA | 3 |  | INCLUDED | 0 | 0 | 0 | 0 | 0 | 0
170 | 7000010057 | 2660 | 170 | 10 | RELAY PANELS INSTALLATION | 100000737 | 998736 |  | 18 |  | 220kV Circuit Breaker Relay Panel without Auto Reclose (with Automation) | EA | 1 |  | INCLUDED | 0 | 0 | 0 | 0 | 0 | 0
171 | 7000010057 | 2660 | 170 | 20 | RELAY PANELS INSTALLATION | 100000731 | 998736 |  | 18 |  | 400kV Transformer Protection Panel (For both HV & MV side)-(with Automation) | EA | 1 |  | INCLUDED | 0 | 0 | 0 | 0 | 0 | 0
172 | 7000010057 | 2660 | 170 | 30 | RELAY PANELS INSTALLATION | 100000729 | 998736 |  | 18 |  | 400kV Circuit Breaker Relay Panel without Auto Reclose (with Automation) | EA | 1 |  | INCLUDED | 0 | 0 | 0 | 0 | 0 | 0
173 | 7000010057 | 2660 | 170 | 40 | RELAY PANELS INSTALLATION | 100000735 | 998736 |  | 18 |  | Augmentation of existing 400kV bus bar protection scheme.(No. of bays as per specification)-(with Automation) | SET | 1 |  | INCLUDED | 0 | 0 | 0 | 0 | 0 | 0
174 | 7000010057 | 2660 | 170 | 50 | RELAY PANELS INSTALLATION | 100000728 | 998736 |  | 18 |  | 400kV Circuit Breaker Relay Panel with Auto Reclose (with Automation) | EA | 2 |  | INCLUDED | 0 | 0 | 0 | 0 | 0 | 0
175 | 7000010057 | 2660 | 170 | 70 | RELAY PANELS INSTALLATION | 100000743 | 998736 |  | 18 |  | Augmentation of existing 220kV bus bar protection scheme.(No. of bays as per specification)-(with Automation) | SET | 1 |  | INCLUDED | 0 | 0 | 0 | 0 | 0 | 0
176 | 7000010057 | 2670 | 180 | 10 | SAS INSTALLATION | 100002070 | 998736 |  | 18 |  | Augmentation of Substation automation System for 220kV bay as per Technical Specification | EA | 1 |  | INCLUDED | 0 | 0 | 0 | 0 | 0 | 0
177 | 7000010057 | 2670 | 180 | 20 | SAS INSTALLATION | 100002069 | 998736 |  | 18 |  | Augmentation of Substation automation System for 400kV Main bay as per Technical Specification | EA | 2 |  | INCLUDED | 0 | 0 | 0 | 0 | 0 | 0
178 | 7000010057 | 2670 | 180 | 30 | SAS INSTALLATION | 100002075 | 998736 |  | 18 |  | Augmentation of Substation automation System for 400kV Tie bay as per Technical Specification | EA | 1 |  | INCLUDED | 0 | 0 | 0 | 0 | 0 | 0
179 | 7000010057 | 2680 | 190 | 30 | ILLUMINATION SYSTEM INSTALLATION | 100004852 | 998731 |  | 18 |  | Lighting Fixture LED Luminaires type FL-1 as per tech. specifications | EA | 5 |  | INCLUDED | 0 | 0 | 0 | 0 | 0 | 0
180 | 7000010057 | 2680 | 190 | 40 | ILLUMINATION SYSTEM INSTALLATION | 100004926 | 998731 |  | 18 |  | Lighting Fixture LED Luminaires type FL2 as per tech. specifications | EA | 8 |  | INCLUDED | 0 | 0 | 0 | 0 | 0 | 0
181 | 7000010057 | 2680 | 190 | 60 | ILLUMINATION SYSTEM INSTALLATION | 100001092 | 998739 |  | 18 |  | 400 kV GIS Hall Extension Lighting excluding Conduit | LOT | 1 |  | INCLUDED | 0 | 0 | 0 | 0 | 0 | 0
182 | 7000010057 | 2680 | 190 | 70 | ILLUMINATION SYSTEM INSTALLATION | 100004940 | 998731 |  | 18 |  | RO Type Receptacle of 20A as per technical specification | EA | 1 |  | INCLUDED | 0 | 0 | 0 | 0 | 0 | 0
183 | 7000010057 | 2680 | 190 | 80 | ILLUMINATION SYSTEM INSTALLATION | 100004941 | 998731 |  | 18 |  | RP Type Receptacle of 63A as per technical specification | EA | 1 |  | INCLUDED | 0 | 0 | 0 | 0 | 0 | 0
184 | 7000010057 | 2690 | 210 | 10 | POWER & CONTROL CABLES | 100002181 | 998736 |  | 18 |  | 1.1kV grade Power Cables (PVCinsulated)along withlugs,glands,straight joints &accessories,etc. | LS | 1 |  | INCLUDED | 0 | 0 | 0 | 0 | 0 | 0
185 | 7000010057 | 2690 | 210 | 20 | POWER & CONTROL CABLES | 100002182 | 998736 |  | 18 |  | 1.1kV grade Control Cables (PVCinsulated) along withlugs,glands,straight joints &accessories,etc. | LS | 1 |  | INCLUDED | 0 | 0 | 0 | 0 | 0 | 0
186 | 7000010057 | 2700 | 220 | 10 | STRUCTURE INSTALLATION | 100001224 | 995455 |  | 18 |  | Erection of Pipe Structure - 220 kV 1-Phase SA including nuts, bolts, all type of washers, packplates, step bolts and gusset platesexcluding foundation bolts | EA | 3 |  | INCLUDED | 0 | 0 | 0 | 0 | 0 | 0
187 | 7000010057 | 2700 | 220 | 20 | STRUCTURE INSTALLATION | 100001225 | 995455 |  | 18 |  | Erection of Pipe Structure - 220 kV 1-Phase BPI including nuts, bolts, all type of washers, packplates, step bolts and gusset platesexcluding foundation bolts | EA | 15 |  | INCLUDED | 0 | 0 | 0 | 0 | 0 | 0
188 | 7000010057 | 2700 | 220 | 30 | STRUCTURE INSTALLATION | 100001217 | 995455 |  | 18 |  | Erection of Pipe Structure - 400 kV, 1-Phase, BPI, (Excluding Wave Trap), including nuts, bolts, all type of washers,packplates, step bolts and gusset plates excluding foundation bolts | EA | 3 |  | INCLUDED | 0 | 0 | 0 | 0 | 0 | 0
189 | 7000010057 | 2700 | 220 | 40 | STRUCTURE INSTALLATION | 100001216 | 995455 |  | 18 |  | Erection of Pipe Structure - 400 kV 1-Phase SA including nuts, bolts, all type of washers, packplates, step bolts and gusset platesexcluding foundation bolts | EA | 3 |  | INCLUDED | 0 | 0 | 0 | 0 | 0 | 0
190 | 7000010057 | 2700 | 220 | 60 | STRUCTURE INSTALLATION | 100001205 | 995455 |  | 18 |  | Erection of Std 220 kV Gantry BG1 including nuts, bolts, all type of washers, packplates, step bolts and gusset plates excludingfoundation bolts | EA | 2 |  | INCLUDED | 0 | 0 | 0 | 0 | 0 | 0
191 | 7000010057 | 2700 | 220 | 70 | STRUCTURE INSTALLATION | 100001198 | 995455 |  | 18 |  | Erection of Std 220 kV Tower CTG including nuts, bolts, all type of washers, packplates, step bolts and gusset plates excludingfoundation bolts | EA | 4 |  | INCLUDED | 0 | 0 | 0 | 0 | 0 | 0
192 | 7000010057 | 2700 | 220 | 90 | STRUCTURE INSTALLATION | 100001226 | 995455 |  | 18 |  | Erection of Pipe Structure - 220 kV 1-Phase High BPI including nuts, bolts, all type of washers, packplates, step bolts and gussetplates excluding foundation bolts | EA | 12 |  | INCLUDED | 0 | 0 | 0 | 0 | 0 | 0
193 | 7000010057 | 2710 | 270 | 10 | 220KV AIS EQUIPMENTS INSTALLATION | 100000484 | 998736 |  | 18 |  | 216kV Surge Arrester (1-phase) | EA | 3 |  | INCLUDED | 0 | 0 | 0 | 0 | 0 | 0
194 | 7000010057 | 2710 | 270 | 20 | 220KV AIS EQUIPMENTS INSTALLATION | 100001907 | 998736 |  | 18 |  | 245 kV,1 phase Bus Post Insulator (except for Line Traps) | EA | 27 |  | INCLUDED | 0 | 0 | 0 | 0 | 0 | 0
195 | 7000010057 | 2720 | 340 | 10 | Service: Fire protection system | 100000983 | 998736 |  | 18 |  | HVW spray system, Hydrant system and complete U/G & O/G piping and accessories etc. out side the pump house for 500MVA ,400KV/220/33 kV, 3-phase Autotransformer | SET | 1 |  | INCLUDED | 0 | 0 | 0 | 0 | 0 | 0
196 | 7000010057 | 2720 | 340 | 30 | Service: Fire protection system | 100000975 | 995461 |  | 18 |  | 4.5 kg CO2 type Portable Fire extinguisher | EA | 1 |  | INCLUDED | 0 | 0 | 0 | 0 | 0 | 0
197 | 7000010057 | 2720 | 340 | 40 | Service: Fire protection system | 100002059 | 995461 |  | 18 |  | Fire Detection and Alarm System for 400kV GIS Hall | SET | 1 |  | INCLUDED | 0 | 0 | 0 | 0 | 0 | 0
198 | 7000010057 | 2720 | 340 | 50 | Service: Fire protection system | 100003513 | 998736 |  | 18 |  | FIRE PROTECTION SYSTEM-400KVGIS HALL EXENSION | SET | 1 |  | INCLUDED | 0 | 0 | 0 | 0 | 0 | 0
199 | 7000010057 | 2720 | 340 | 60 | Service: Fire protection system | 100000977 | 998736 |  | 18 |  | 5kg CO2 type Portable Fire Extinguisher | EA | 1 |  | INCLUDED | 0 | 0 | 0 | 0 | 0 | 0
200 | 7000010057 | 2740 | 410 | 20 | INSTALLATION OF VMS | 100000869 | 998736 |  | 18 |  | Visual monitoring system for watch & ward | SET | 1 |  | INCLUDED | 0 | 0 | 0 | 0 | 0 | 0
201 | 7000010057 | 2750 | 460 | 10 | 245kV GIS equipment | 100007282 | 998736 |  | 18 |  | 245kV, 1600 A, DM Type SF6 MTS/HYBRID GIS ICT/LINEfeeder baySwitchgear Assembly as per Section-Project, Technical specification . | EA | 1 |  | INCLUDED | 0 | 0 | 0 | 0 | 0 | 0
202 | 7000010057 | 2770 | 480 | 10 | VENTILLATION | 100001878 | 995463 |  | 18 |  | Ventillation system for 400kV GIS Hall Ext | SET | 1 |  | INCLUDED | 0 | 0 | 0 | 0 | 0 | 0
203 | 7000010057 | 2790 | 500 | 10 | Civil Works | 100004518 | 995433 |  | 18 |  | Excavation in all kind of soil including rock for all leads and lifts, backfilling, disposal of surplus earth within a lead up to2Km as per technical specification. The surplus earth shall be roughly graded . | M3 | 3850 |  | INCLUDED | 0 | 0 | 0 | 0 | 0 | 0
204 | 7000010057 | 2790 | 500 | 20 | Civil Works | 100001325 | 995454 |  | 18 |  | Providing and laying of Plain Cement Concrete (PCC) (1:4:8) | M3 | 154 |  | INCLUDED | 0 | 0 | 0 | 0 | 0 | 0
205 | 7000010057 | 2790 | 500 | 30 | Civil Works | 100001326 | 995454 |  | 18 |  | Providing and laying of Plain Cement Concrete (PCC) (1:2:4) | M3 | 12 |  | INCLUDED | 0 | 0 | 0 | 0 | 0 | 0
206 | 7000010057 | 2790 | 500 | 40 | Civil Works | 100001328 | 995454 |  | 18 |  | Providing and laying Plain Cement Concrete 1:5:10 (1 cement : 5 sand : 10 brick aggregate) | M3 | 459 |  | INCLUDED | 0 | 0 | 0 | 0 | 0 | 0
207 | 7000010057 | 2790 | 500 | 50 | Civil Works | 100016607 | 995451 |  | 18 |  | Providing and laying of Reinforced Cement Concrete M30 including pre cast, shuttering, Grouting of pockets & underpinning butexcluding steel reinforcement | M3 | 1649 |  | INCLUDED | 0 | 0 | 0 | 0 | 0 | 0
208 | 7000010057 | 2790 | 500 | 60 | Civil Works | 100001329 | 995454 |  | 18 |  | Steel Reinforcement | MT | 95 |  | INCLUDED | 0 | 0 | 0 | 0 | 0 | 0
209 | 7000010057 | 2790 | 500 | 70 | Civil Works | 100001331 | 995455 |  | 18 |  | Misc. Structural steel including rails, embedments, edge protection angles, gratings etc. but excluding the reinforcement steel andsteel for lattice and pipe structures. | MT | 17 |  | INCLUDED | 0 | 0 | 0 | 0 | 0 | 0
210 | 7000010057 | 2790 | 500 | 80 | Civil Works | 100001714 | 995428 |  | 18 |  | Stone spreading in switchyard excluding PCC | M2 | 4500 |  | INCLUDED | 0 | 0 | 0 | 0 | 0 | 0
211 | 7000010057 | 2790 | 500 | 90 | Civil Works | 100001713 | 995424 |  | 18 |  | Antiweed treatment | M2 | 4500 |  | INCLUDED | 0 | 0 | 0 | 0 | 0 | 0
212 | 7000010057 | 2790 | 500 | 100 | Civil Works | 100001376 | 995428 |  | 18 |  | Removing,cleaning and washing of existing stones and respreading of stones in switchyard after doing anti-weed treatment excludingPCC | M2 | 1500 |  | INCLUDED | 0 | 0 | 0 | 0 | 0 | 0
213 | 7000010057 | 2790 | 500 | 110 | Civil Works | 100001330 | 995428 |  | 18 |  | Stone filling (40 mm size) for transformer/Reactor foundation | M3 | 19 |  | INCLUDED | 0 | 0 | 0 | 0 | 0 | 0
214 | 7000010057 | 2790 | 500 | 120 | Civil Works | 100002580 | 995421 |  | 18 |  | Construction of rail cum road as per drawing including all item such as excavation,compactions, rolling watering, WBM etc. butexcluding concrete reinforcement and structural steel-Section having four rails | M2 | 123 |  | INCLUDED | 0 | 0 | 0 | 0 | 0 | 0
215 | 7000010057 | 2790 | 500 | 130 | Civil Works | 100003114 | 995454 |  | 18 |  | External finishing / painting of fire wall (water proofing cement paint) (DSR 13.44.1) | M2 | 200 |  | INCLUDED | 0 | 0 | 0 | 0 | 0 | 0
216 | 7000010057 | 2790 | 500 | 140 | Civil Works | 100001735 | 995462 |  | 18 |  | RCC culverts and cable trench crossings including supplying and laying hume pipe 250mm dia of grade (NP-3) excluding concrete as perspecification. | M | 40 |  | INCLUDED | 0 | 0 | 0 | 0 | 0 | 0
217 | 7000010057 | 2790 | 500 | 150 | Civil Works | 100001737 | 995462 |  | 18 |  | RCC culverts and cable trench crossings including supplying and laying hume pipe 450mm dia of grade (NP-3) excluding concrete as perspecification. | M | 30 |  | INCLUDED | 0 | 0 | 0 | 0 | 0 | 0
218 | 7000010057 | 2790 | 500 | 160 | Civil Works | 100001454 | 995429 |  | 18 |  | Demolishing RCC work including stacking of steel bars and disposal of unserviceable material. | M3 | 20 |  | INCLUDED | 0 | 0 | 0 | 0 | 0 | 0
219 | 7000010057 | 2790 | 500 | 170 | Civil Works | 100001720 | 995428 |  | 18 |  | Supplying, filling and compacting CNS material as per specification under floors, foundations, roads, cable trenches, drains etc inlayers not exceeding 200 mm thickness | M3 | 462 |  | INCLUDED | 0 | 0 | 0 | 0 | 0 | 0
220 | 7000010057 | 2790 | 500 | 180 | Civil Works | 100001721 | 995428 |  | 18 |  | Supplying, filling and compacting stone boulders mixed with sand under foundations, roads, cable trenches, drains etc in layers notexceeding 250mm thickness including ramming, watering compacting | M3 | 17 |  | INCLUDED | 0 | 0 | 0 | 0 | 0 | 0
221 | 7000010057 | 2790 | 500 | 210 | Civil Works | 100001674 | 995455 |  | 18 |  | Erection of 28mm dia foundation bolts including nuts, checknuts, washers and packplates. | EA | 232 |  | INCLUDED | 0 | 0 | 0 | 0 | 0 | 0
222 | 7000010057 | 2790 | 500 | 230 | Civil Works | 100001747 | 995414 |  | 18 |  | PEB - Ext of 400 kV GIS - Civil Works. All civil works as per drawing and specifications complete, including - brickwork, finishing(external and internal), windows etc. However, excavation, PCC, RCC and reinforcement shall be paid separately as per BPS. | M2 | 700 |  | INCLUDED | 0 | 0 | 0 | 0 | 0 | 0
223 | 7000010057 | 2790 | 500 | 240 | Civil Works | 100004427 | 995416 |  | 18 |  | 400 kV PEB AHU Room for GIS Hall - Civil Works All civil works complete as per TS, including - brickwork, finishing (external andinternal), windows etc. However, excavation, concrete (all types) and reinforcement steel shall be measured and paid separately asper respective item of BPS. | M2 | 45 |  | INCLUDED | 0 | 0 | 0 | 0 | 0 | 0
IV | ICT BAY WORK AT NIZAMABAD SS | [14 empty] | 0 | 0 | 0 | 0 | 0 | 0
224 | 7000016312 | 30 | 20 | 20 | 800 KV GIS | 100002732 | 998736 |  | 18 |  | 765kV, 3150A,40kA SF6/Air Bushing for Connecting GIS to AIS alongwith support structure (Single Phase) | EA | 3 |  | INCLUDED | 0 | 0 | 0 | 0 | 0 | 0
225 | 7000016312 | 30 | 20 | 30 | 800 KV GIS | 100008108 | 998736 |  | 18 |  | 800kV, 3150A, 40kA, Single phase, SF6 Gas Insulated Bus Duct (GIB) outside GIS Hall alongwith associated support structure | RM | 550 |  | INCLUDED | 0 | 0 | 0 | 0 | 0 | 0
226 | 7000016312 | 110 | 40 | 10 | 400 KV GIS | 100000234 | 998736 |  | 18 |  | 420kV, 4000 A, 63 kA, 3-phase SF6 GIS bus bar | SET | 2 |  | INCLUDED | 0 | 0 | 0 | 0 | 0 | 0
227 | 7000016312 | 110 | 40 | 20 | 400 KV GIS | 100001832 | 998736 |  | 18 |  | 420 kV, 3150 A, 63 kA, SF6 GIS Line feeder bay module(with PIR) as per Section-Project, Technical specification | SET | 1 |  | INCLUDED | 0 | 0 | 0 | 0 | 0 | 0
228 | 7000016312 | 110 | 40 | 30 | 400 KV GIS | 100001826 | 998736 |  | 18 |  | 420kV, 3150 A, 63 kA, SF6 GIS ICT feeder bay module as per Section-Project, Technical specification | SET | 1 |  | INCLUDED | 0 | 0 | 0 | 0 | 0 | 0
229 | 7000016312 | 110 | 40 | 40 | 400 KV GIS | 100002105 | 998736 |  | 18 |  | 420kV, 3150 A, 63 kA, SF6 GIS Auxiliary Bus module for Spare Transformer as per Section-Project, Technical specification | SET | 1 |  | INCLUDED | 0 | 0 | 0 | 0 | 0 | 0
230 | 7000016312 | 110 | 40 | 50 | 400 KV GIS | 100002135 | 998736 |  | 18 |  | 420 kV, 3150 A, 63 kA, SF6 GIS Line feeder bay module(with PIR) as per Section-Project, Technical specification | SET | 1 |  | INCLUDED | 0 | 0 | 0 | 0 | 0 | 0
231 | 7000016312 | 110 | 40 | 60 | 400 KV GIS | 100002140 | 998736 |  | 18 |  | 420kV, 3000A/3150, 63kA, Single phase, SF6 Gas Insulated Bus Duct (GIB) outsideGIS Hall along with associated support structure | M | 550 |  | INCLUDED | 0 | 0 | 0 | 0 | 0 | 0
232 | 7000016312 | 110 | 40 | 70 | 400 KV GIS | 100002392 | 998736 |  | 18 |  | 420kV, SF6 to Air Bushing alongwithassociated support structure for 3150A,63 kA for 1 sec. Single Phase | EA | 6 |  | INCLUDED | 0 | 0 | 0 | 0 | 0 | 0
233 | 7000016312 | 160 | 60 | 10 | 400 KV & 33 kV AIS | 100000268 | 998736 |  | 18 |  | Controlled Switching Device for 420 kV, 3-ph Circuit Breaker | EA | 2 |  | INCLUDED | 0 | 0 | 0 | 0 | 0 | 0
234 | 7000016312 | 160 | 60 | 20 | 400 KV & 33 kV AIS | 100000328 | 998736 |  | 18 |  | 336kV Surge Arrester (1-phase) | EA | 3 |  | INCLUDED | 0 | 0 | 0 | 0 | 0 | 0
235 | 7000016312 | 160 | 60 | 30 | 400 KV & 33 kV AIS | 100005443 | 998734 |  | 18 |  | 420KV, 1-PHASE BUS POST INSULATORS | EA | 6 |  | INCLUDED | 0 | 0 | 0 | 0 | 0 | 0
236 | 7000016312 | 160 | 60 | 40 | 400 KV & 33 kV AIS | 100000011 | 998736 |  | 18 |  | Current transformer (33kV) for transformer Netural along with support structure & terminal connector | SET | 1 |  | INCLUDED | 0 | 0 | 0 | 0 | 0 | 0
237 | 7000016312 | 190 | 80 | 10 | 765 KV AIS | 100000183 | 998736 |  | 18 |  | 624kV Surge Arrester (1-Phase) | EA | 3 |  | INCLUDED | 0 | 0 | 0 | 0 | 0 | 0
238 | 7000016312 | 190 | 80 | 20 | 765 KV AIS | 100000194 | 998736 |  | 18 |  | Erection of 765 kV, 1-Phase, Bus Post Insulator (except wave Traps) | SET | 9 |  | INCLUDED | 0 | 0 | 0 | 0 | 0 | 0
239 | 7000016312 | 230 | 100 | 10 | ERECTION HARDWARE | 100000005 | 998736 |  | 18 |  | Bus post insulators, spacers, equipment support structures, conductors, Al tube, clamp, connectors (including 765kV, 400kV, tertiaryand neutural bushing terminal connectors etc) for arrangement of netural formation for Transformer(s), DELTA formation for one bank(each bank comprises of 3 single phase units of Autotransformers) and making connection arrangement to connect spare unit in placeof any unit of the bank without physical shifting | LOT | 1 |  | INCLUDED | 0 | 0 | 0 | 0 | 0 | 0
240 | 7000016312 | 230 | 100 | 20 | ERECTION HARDWARE | 100002188 | 998731 |  | 18 |  | Erection Hardware for 400kV I type layout for GIS termination arrangement-Transformer bay as per technical specification | SET | 1 |  | INCLUDED | 0 | 0 | 0 | 0 | 0 | 0
241 | 7000016312 | 230 | 100 | 30 | ERECTION HARDWARE | 100002170 | 998731 |  | 18 |  | Erection Hardware for 765kV I type layout for GIS termination arrangement-Transformer bay as per technical specification | SET | 1 |  | INCLUDED | 0 | 0 | 0 | 0 | 0 | 0
242 | 7000016312 | 250 | 120 | 10 | 765 KV CONTROL & RELAY PANEL | 100000723 | 998736 |  | 18 |  | 765kV Transformer Protection Panel (For both HV & MV side)-(with Automation) | EA | 1 |  | INCLUDED | 0 | 0 | 0 | 0 | 0 | 0
243 | 7000016312 | 290 | 140 | 10 | 400 KV CONTROL & RELAY PANEL | 100000728 | 998736 |  | 18 |  | 400kV Circuit Breaker Relay Panel with Auto Reclose (with Automation) | EA | 2 |  | INCLUDED | 0 | 0 | 0 | 0 | 0 | 0
244 | 7000016312 | 290 | 140 | 20 | 400 KV CONTROL & RELAY PANEL | 100000729 | 998736 |  | 18 |  | 400kV Circuit Breaker Relay Panel without Auto Reclose (with Automation) | EA | 1 |  | INCLUDED | 0 | 0 | 0 | 0 | 0 | 0
245 | 7000016312 | 290 | 140 | 30 | 400 KV CONTROL & RELAY PANEL | 100000735 | 998736 |  | 18 |  | Augmentation of existing 400kV bus bar protection scheme.(No. of bays as per specification)-(with Automation) | SET | 2 |  | INCLUDED | 0 | 0 | 0 | 0 | 0 | 0
246 | 7000016312 | 320 | 180 | 10 | 400 KV SAS AUGMENTATION | 100002069 | 998736 |  | 18 |  | Augmentation of Substation automation System for 400kV Main bay as per Technical Specification | EA | 2 |  | INCLUDED | 0 | 0 | 0 | 0 | 0 | 0
247 | 7000016312 | 320 | 180 | 20 | 400 KV SAS AUGMENTATION | 100002075 | 998736 |  | 18 |  | Augmentation of Substation automation System for 400kV Tie bay as per Technical Specification | EA | 1 |  | INCLUDED | 0 | 0 | 0 | 0 | 0 | 0
248 | 7000016312 | 340 | 200 | 10 | FIRE PROTECTION SYSTEM | 100000981 | 998736 |  | 18 |  | HVW spray system, Hydrant system and complete U/G & O/G piping and accessories etc. out side the pump house for 500 MVA,(765/v3)/(400/v3)/(33) kV, 1 -phase Autotransformer | SET | 3 |  | INCLUDED | 0 | 0 | 0 | 0 | 0 | 0
249 | 7000016312 | 410 | 220 | 10 | ILLUMINATION SYSTEM | 100004852 | 998731 |  | 18 |  | Lighting Fixture LED Luminaires type FL-1 as per tech. specifications | EA | 10 |  | INCLUDED | 0 | 0 | 0 | 0 | 0 | 0
250 | 7000016312 | 410 | 220 | 20 | ILLUMINATION SYSTEM | 100004926 | 998731 |  | 18 |  | Lighting Fixture LED Luminaires type FL2 as per tech. specifications | EA | 10 |  | INCLUDED | 0 | 0 | 0 | 0 | 0 | 0
251 | 7000016312 | 410 | 220 | 30 | ILLUMINATION SYSTEM | 100004937 | 998731 |  | 18 |  | Fire Wall Mounted LED Luminarie Type FL-2 (250W) | EA | 10 |  | INCLUDED | 0 | 0 | 0 | 0 | 0 | 0
252 | 7000016312 | 410 | 220 | 40 | ILLUMINATION SYSTEM | 100001885 | 998739 |  | 18 |  | Outdoor Power Receptacle for oilfiltration unit (250A) | EA | 1 |  | INCLUDED | 0 | 0 | 0 | 0 | 0 | 0
253 | 7000016312 | 410 | 220 | 50 | ILLUMINATION SYSTEM | 100001021 | 995461 |  | 18 |  | Lighting Panel type ACP-2 as per technical specification | EA | 2 |  | INCLUDED | 0 | 0 | 0 | 0 | 0 | 0
254 | 7000016312 | 410 | 220 | 60 | ILLUMINATION SYSTEM | 100001024 | 998731 |  | 18 |  | Sub Lighting panel (outdoor) type SLP (Switchyard and Street Lighting) | EA | 2 |  | INCLUDED | 0 | 0 | 0 | 0 | 0 | 0
255 | 7000016312 | 470 | 240 | 50 | STEEL STRUCTURE | 100001208 | 995455 |  | 18 |  | Lightening Mast(LM)-50m complete with foundation bolts/nuts platforms etc. | EA | 1 |  | INCLUDED | 0 | 0 | 0 | 0 | 0 | 0
256 | 7000016312 | 470 | 240 | 60 | STEEL STRUCTURE | 100001217 | 995455 |  | 18 |  | Erection of Pipe Structure - 400 kV, 1-Phase, BPI, (Excluding Wave Trap), including nuts, bolts, all type of washers,packplates, step bolts and gusset plates excluding foundation bolts | EA | 6 |  | INCLUDED | 0 | 0 | 0 | 0 | 0 | 0
257 | 7000016312 | 470 | 240 | 70 | STEEL STRUCTURE | 100001216 | 995455 |  | 18 |  | Erection of Pipe Structure - 400 kV 1-Phase SA including nuts, bolts, all type of washers, packplates, step bolts and gusset platesexcluding foundation bolts | EA | 3 |  | INCLUDED | 0 | 0 | 0 | 0 | 0 | 0
258 | 7000016312 | 470 | 240 | 80 | STEEL STRUCTURE | 100001659 | 995455 |  | 18 |  | Erection of Std 765 kV Support Structure 1-Phase BPI including nuts, bolts, all type of washers, packplates, step bolts and gussetplates excluding foundation bolts | EA | 9 |  | INCLUDED | 0 | 0 | 0 | 0 | 0 | 0
259 | 7000016312 | 470 | 240 | 90 | STEEL STRUCTURE | 100001663 | 995455 |  | 18 |  | Erection of Std 765 kV Support Structure 1-Phase LA including nuts, bolts, all type of washers, packplates, step bolts and gussetplates excluding foundation bolts | EA | 3 |  | INCLUDED | 0 | 0 | 0 | 0 | 0 | 0
260 | 7000016312 | 490 | 260 | 10 | MAIN EARTHMAT | 100003103 | 998731 |  | 18 |  | 40 mm MS rod for Main Earthmat | KM | 3.5 |  | INCLUDED | 0 | 0 | 0 | 0 | 0 | 0
261 | 7000016312 | 650 | 300 | 10 | 1.1 KV POWER & CONTROL CABLE (SERVICE) | 100002181 | 998736 |  | 18 |  | 1.1kV grade Power Cables (PVCinsulated)along withlugs,glands,straight joints &accessories,etc. | LS | 1 |  | INCLUDED | 0 | 0 | 0 | 0 | 0 | 0
262 | 7000016312 | 650 | 300 | 20 | 1.1 KV POWER & CONTROL CABLE (SERVICE) | 100002182 | 998736 |  | 18 |  | 1.1kV grade Control Cables (PVCinsulated) along withlugs,glands,straight joints &accessories,etc. | LS | 1 |  | INCLUDED | 0 | 0 | 0 | 0 | 0 | 0
263 | 7000016312 | 650 | 300 | 40 | 1.1 KV POWER & CONTROL CABLE (SERVICE) | 100002180 | 998736 |  | 18 |  | 1.1kV grade Power Cables (XLPEinsulated) along withlugs,glands,straight joints &accessories,etc. | LS | 1 |  | INCLUDED | 0 | 0 | 0 | 0 | 0 | 0
264 | 7000016312 | 730 | 330 | 10 | Civil Works | 100004518 | 995433 |  | 18 |  | Excavation in all kind of soil including rock for all leads and lifts, backfilling, disposal of surplus earth within a lead up to2Km as per technical specification. The surplus earth shall be roughly graded . | M3 | 6344 |  | INCLUDED | 0 | 0 | 0 | 0 | 0 | 0
265 | 7000016312 | 730 | 330 | 20 | Civil Works | 100001325 | 995454 |  | 18 |  | Providing and laying of Plain Cement Concrete (PCC) (1:4:8) | M3 | 239 |  | INCLUDED | 0 | 0 | 0 | 0 | 0 | 0
266 | 7000016312 | 730 | 330 | 30 | Civil Works | 100001326 | 995454 |  | 18 |  | Providing and laying of Plain Cement Concrete (PCC) (1:2:4) | M3 | 254 |  | INCLUDED | 0 | 0 | 0 | 0 | 0 | 0
267 | 7000016312 | 730 | 330 | 40 | Civil Works | 100001328 | 995454 |  | 18 |  | Providing and laying Plain Cement Concrete 1:5:10 (1 cement : 5 sand : 10 brick aggregate) | M3 | 2739 |  | INCLUDED | 0 | 0 | 0 | 0 | 0 | 0
268 | 7000016312 | 730 | 330 | 50 | Civil Works | 100001327 | 995454 |  | 18 |  | Providing and laying of Reinforced Cement Concrete M25 mix including pre cast, shuttering, Grouting of pockets & underpinning butexcluding steel reinforcement | M3 | 1913 |  | INCLUDED | 0 | 0 | 0 | 0 | 0 | 0
269 | 7000016312 | 730 | 330 | 70 | Civil Works | 100001329 | 995454 |  | 18 |  | Steel Reinforcement | MT | 125 |  | INCLUDED | 0 | 0 | 0 | 0 | 0 | 0
270 | 7000016312 | 730 | 330 | 80 | Civil Works | 100001331 | 995455 |  | 18 |  | Misc. Structural steel including rails, embedments, edge protection angles, gratings etc. but excluding the reinforcement steel andsteel for lattice and pipe structures. | MT | 53 |  | INCLUDED | 0 | 0 | 0 | 0 | 0 | 0
271 | 7000016312 | 730 | 330 | 90 | Civil Works | 100001714 | 995428 |  | 18 |  | Stone spreading in switchyard excluding PCC | M2 | 28800 |  | INCLUDED | 0 | 0 | 0 | 0 | 0 | 0
272 | 7000016312 | 730 | 330 | 100 | Civil Works | 100001713 | 995424 |  | 18 |  | Antiweed treatment | M2 | 28800 |  | INCLUDED | 0 | 0 | 0 | 0 | 0 | 0
273 | 7000016312 | 730 | 330 | 110 | Civil Works | 100001376 | 995428 |  | 18 |  | Removing,cleaning and washing of existing stones and respreading of stones in switchyard after doing anti-weed treatment excludingPCC | M2 | 7000 |  | INCLUDED | 0 | 0 | 0 | 0 | 0 | 0
274 | 7000016312 | 730 | 330 | 120 | Civil Works | 100001330 | 995428 |  | 18 |  | Stone filling (40 mm size) for transformer/Reactor foundation | M3 | 62 |  | INCLUDED | 0 | 0 | 0 | 0 | 0 | 0
275 | 7000016312 | 730 | 330 | 130 | Civil Works | 100002580 | 995421 |  | 18 |  | Construction of rail cum road as per drawing including all item such as excavation,compactions, rolling watering, WBM etc. butexcluding concrete reinforcement and structural steel-Section having four rails | M2 | 258 |  | INCLUDED | 0 | 0 | 0 | 0 | 0 | 0
276 | 7000016312 | 730 | 330 | 140 | Civil Works | 100003114 | 995454 |  | 18 |  | External finishing / painting of fire wall (water proofing cement paint) (DSR 13.44.1) | M2 | 600 |  | INCLUDED | 0 | 0 | 0 | 0 | 0 | 0
277 | 7000016312 | 730 | 330 | 150 | Civil Works | 100001391 | 995477 |  | 18 |  | New chain Link Fencing excluding concrete | M | 200 |  | INCLUDED | 0 | 0 | 0 | 0 | 0 | 0
278 | 7000016312 | 730 | 330 | 160 | Civil Works | 100004505 | 995429 |  | 18 |  | Dismantling & Re-erection of existing fence including providing, adding and welding additional length of pipe or angle as perexisting fence including repainting with red oxide/synthetic enamel paint and brick work etc complete matching with existing fence.Nothing extra shall be paid in this account. All type of concrete shall be measured and paid under relavent item. | M | 450 |  | INCLUDED | 0 | 0 | 0 | 0 | 0 | 0
279 | 7000016312 | 730 | 330 | 170 | Civil Works | 100001210 | 995455 |  | 18 |  | Erection of Lattice Structures (MS Steel), to be designed during detailed engineering, for towers, beams and equipment supportstructure including pack plates / packwashers and gusset plates excluding fasteners and foundation bolts | MT | 14 |  | INCLUDED | 0 | 0 | 0 | 0 | 0 | 0
280 | 7000016312 | 730 | 330 | 180 | Civil Works | 100001680 | 995455 |  | 18 |  | Erection of fasteners ( nuts, bolts and washers ) including step bolts for lattice and pipe structures to be designed duringdetailed engineering | MT | 2 |  | INCLUDED | 0 | 0 | 0 | 0 | 0 | 0
281 | 7000016312 | 730 | 330 | 190 | Civil Works | 100001681 | 995455 |  | 18 |  | Erection of foundation bolts including nuts, checknut and washers for lattice and pipe structures to be designed during detailedengineering | MT | 3.5 |  | INCLUDED | 0 | 0 | 0 | 0 | 0 | 0
282 | 7000016312 | 730 | 330 | 200 | Civil Works | 100001674 | 995455 |  | 18 |  | Erection of 28mm dia foundation bolts including nuts, checknuts, washers and packplates. | EA | 36 |  | INCLUDED | 0 | 0 | 0 | 0 | 0 | 0
283 | 7000016312 | 730 | 330 | 210 | Civil Works | 100001675 | 995455 |  | 18 |  | Erection of 32mm dia foundation bolts including nuts, checknuts, washers and packplates | EA | 144 |  | INCLUDED | 0 | 0 | 0 | 0 | 0 | 0
284 | 7000016312 | 730 | 330 | 220 | Civil Works | 100001677 | 995455 |  | 18 |  | Erection of 56mm dia foundation bolts including nuts, checknuts, washers and packplates | EA | 16 |  | INCLUDED | 0 | 0 | 0 | 0 | 0 | 0
285 | 7000016312 | 730 | 330 | 230 | Civil Works | 130000761 | 995428 |  | 18 |  | 14.4.2 Providing, laying and fixing following dia RCC pipe NP2 class (light duty) in ground complete with RCC collars, jointingwith cement mortar 1:2 (1 cement : 2 fine sand) including trenching (75 cm deep) and refilling etc as required. : 150 mm dia | M | 260 |  | INCLUDED | 0 | 0 | 0 | 0 | 0 | 0
286 | 7000016312 | 730 | 330 | 240 | Civil Works | 130000762 | 995428 |  | 18 |  | 14.4.3 Providing, laying and fixing following dia RCC pipe NP2 class (light duty) in ground complete with RCC collars, jointingwith cement mortar 1:2 (1 cement : 2 fine sand) including trenching (75 cm deep) and refilling etc as required. : 250 mm dia | M | 280 |  | INCLUDED | 0 | 0 | 0 | 0 | 0 | 0
287 | 7000016312 | 730 | 330 | 250 | Civil Works | 100004471 | 995429 |  | 18 |  | Dismantling and Re-erection of of existing Gate including transportation and stacking of dismantled material at specified locationwithin substation boundary, as per direction of site incharge | EA | 5 |  | INCLUDED | 0 | 0 | 0 | 0 | 0 | 0
288 | 7000016312 | 730 | 330 | 260 | Civil Works | 100001409 | 995462 |  | 18 |  | Supplying and erecting dewatering pumps-5 HP | EA | 1 |  | INCLUDED | 0 | 0 | 0 | 0 | 0 | 0
289 | 7000016312 | 750 | 400 | 10 | AUGMENTATION OF VMS | 100002500 | 998731 |  | 18 |  | Color IP camera, with PAN, TILT and ZOOM facilities, alongwith all required Items, Accessories, Line Interface units, Fiber patchcords, Power supply units, Junction Boxes, Cables, Fiber Optic Cables, etc., and including Integration in existing Hardware andSoftware for Augmentation of Visual Monitoring System as per technical specification. | SET | 1 |  | INCLUDED | 0 | 0 | 0 | 0 | 0 | 0
| Total | [13 empty] | 0 |  | 0 |  |  | 0 | 0
# | In case the bidder leaves the cell for confirmation of the SAC and/or GST rate “blank”, the SAC and corresponding GST rate indicated by the Employer shall be deemed to be the one confirmed by the Bidder.
| Date | [10 empty] | Printed Name
| Place | [10 empty] | Designation
0

## Sch-4
5002002107/GIS-EXCLUDING/DOM/A00 - CC CS -1 | [14 empty] | Schedule - 4
GIS Substation Package SS-90: for (i) Extn. of 765/400kV Nizamabad GIS substation including 765kV Bus ducts, Bushings, 400kV GIS bays etc. under Augmentation of Transformation Capacity in Southern Region; (ii) (a) Extn. of 400/230kV Tuticorin-II GIS S/S for installation of 4th ICT & (b) Extn. of 400/230kV Tuticorin-II GIS S/S for installation of 5th ICT under Transmission System for Tirunelveli and Tuticorin Wind Energy Zone (Tamil Nadu) (5OOMW) and (iii) Extn. of 400kV Nizamabad GIS substation under Consultancy services to TSTRANSCO.
(SCHEDULE OF RATES AND PRICES )
BIDDER:
0 | [12 empty] | To:
Bidder’s Name and Address (Sole Bidder) : | [12 empty] | Contract Services
Name : | [12 empty] | Power Grid Corporation of India Ltd.,
Address : | [12 empty] | "Saudamini", Plot No.-2
Sector-29,
Gurgaon (Haryana) - 122001
Training Charges :
SI. No. | PR No | Line Item No | Activity Header | PR Activity No | Activity Description | Service Code | SAC (Service Accounting Codes) | Whether SAC in column ‘…’ is confirmed. If not indicate applicable the SAC # | Rate of GST applicable ( in %) | Whether rate of GST in column ‘---’ is confirmed. If not indicate applicable rate of GST # | Description | Unit | Quantity | Unit Charges | Total Charges
1 | 2 | 3 | 4 | 5 | 6 | 7 | 8 | 9 | 10 | 11 | 12 | 13 | 14 | 15 | 16=14*15
NOT APPLICABLE
NOTE: To and fro charges and accommodation for the Instructor (Trainer) and Training material for the Trainees shall be included in the prices quoted by the bidder.
# In case the bidder leaves the cell for confirmation of the SAC and/or GST rate “blank” “blank”, the SAC and corresponding GST rate indicated by the Employer shall be deemed to be the one confirmed by the Bidder
Date
| Place | [9 empty] | Printed Name
Designation

## Sch-5
5002002107/GIS-EXCLUDING/DOM/A00 - CC CS -1 |  |  |  | Schedule - 5
GIS Substation Package SS-90: for (i) Extn. of 765/400kV Nizamabad GIS substation including 765kV Bus ducts, Bushings, 400kV GIS bays etc. under Augmentation of Transformation Capacity in Southern Region; (ii) (a) Extn. of 400/230kV Tuticorin-II GIS S/S for installation of 4th ICT & (b) Extn. of 400/230kV Tuticorin-II GIS S/S for installation of 5th ICT under Transmission System for Tirunelveli and Tuticorin Wind Energy Zone (Tamil Nadu) (5OOMW) and (iii) Extn. of 400kV Nizamabad GIS substation under Consultancy services to TSTRANSCO.
(SUMMARY OF TAXES & DUTIES APPLICABLE ON PLANT & EQUIPMENT)
BIDDER:
0 |  |  | To:
Bidder’s Name and Address (Sole Bidder) : |  |  | Contract Services
Name : |  |  | Power Grid Corporation of India Ltd.,
Address : |  |  | "Saudamini", Plot No.-2
Sector-29,
Gurgaon (Haryana) - 122001
Sl. No. | Item Nos. |  | Total Price (INR) |  | After Discount |  | After MPDiscount
1 | TOTAL GST on Goods |  | 0 |  | Excise Duty | #REF! | Excise Duty | #REF!
Total GST for Supply of Goods (inter-alia including Type Test Charges) between the Contractor and the Employer (identified in Schedule 1') which are not included in the Ex-works price as per the provision of the Bidding Documents, as applicable.
2 | TOTAL GST on Services |  | 0 |  | Sales Tax | 0 | Sales Tax | 0
| Total GST on Installation Services (indentified in Schedule-3) and Training to be imparted in India (identified in Schedule-4) which are not included in the Installation and Training charges as per the provision of the Bidding Documents, as applicable |  |  |  | #REF! | 0 | #REF! | 0
| GRAND TOTAL [1+2] |  | 0
Date : |  | Printed Name :
Place : |  | Designation :
Click for Sch-6

## Sch-5 after discount
5002002107/GIS-EXCLUDING/DOM/A00 - CC CS -1 |  |  |  | Schedule - 5 (after discount)
GIS Substation Package SS-90: for (i) Extn. of 765/400kV Nizamabad GIS substation including 765kV Bus ducts, Bushings, 400kV GIS bays etc. under Augmentation of Transformation Capacity in Southern Region; (ii) (a) Extn. of 400/230kV Tuticorin-II GIS S/S for installation of 4th ICT & (b) Extn. of 400/230kV Tuticorin-II GIS S/S for installation of 5th ICT under Transmission System for Tirunelveli and Tuticorin Wind Energy Zone (Tamil Nadu) (5OOMW) and (iii) Extn. of 400kV Nizamabad GIS substation under Consultancy services to TSTRANSCO.
(SUMMARY OF TAXES & DUTIES APPLICABLE ON PLANT & EQUIPMENT)
BIDDER:
0 |  |  | To:
Bidder’s Name and Address (Sole Bidder) : |  |  | Contract Services
Name : |  |  | Power Grid Corporation of India Ltd.,
Address : |  |  | "Saudamini", Plot No.-2
Sector-29,
Gurgaon (Haryana) - 122001
Sl. No. | Item Nos. |  | Total Price (INR)
1 | TOTAL GST on Goods |  | 0
Total GST for Supply of Goods (inter-alia including Type Test Charges) between the Contractor and the Employer (identified in Schedule 1') which are not included in the Ex-works price as per the provision of the Bidding Documents, as applicable.
2 | TOTAL GST on Services |  | 0
Total GST on Installation Services (indentified in Schedule-3) and Training to be imparted in India (identified in Schedule-4) which are not included in the Installation and Training charges as per the provision of the Bidding Documents, as applicable
| GRAND TOTAL [1+2] |  | 0
Date : |  | Printed Name :
Place : |  | Designation :
Click for Sch-6

## Sch-6
5002002107/GIS-EXCLUDING/DOM/A00 - CC CS -1 |  |  | Schedule - 6
GIS Substation Package SS-90: for (i) Extn. of 765/400kV Nizamabad GIS substation including 765kV Bus ducts, Bushings, 400kV GIS bays etc. under Augmentation of Transformation Capacity in Southern Region; (ii) (a) Extn. of 400/230kV Tuticorin-II GIS S/S for installation of 4th ICT & (b) Extn. of 400/230kV Tuticorin-II GIS S/S for installation of 5th ICT under Transmission System for Tirunelveli and Tuticorin Wind Energy Zone (Tamil Nadu) (5OOMW) and (iii) Extn. of 400kV Nizamabad GIS substation under Consultancy services to TSTRANSCO.
(GRAND SUMMARY)
BIDDER:
0 |  |  | To:
Bidder’s Name and Address (Sole Bidder) : |  |  | Contract Services
Name : |  |  | Power Grid Corporation of India Ltd.,
Address : |  |  | "Saudamini", Plot No.-2
Sector-29,
Gurgaon (Haryana) - 122001
Sl. No. | Description |  | Total Price (INR)
1 | TOTAL SCHEDULE NO. 1 |  | 0
Ex-works price of Plant and Equipment including Type Test Charges
2 | TOTAL SCHEDULE NO. 2 |  | 0
Local Transportation, In-transit Insurance, loading and unloading
3 | TOTAL SCHEDULE NO. 3 |  | 0
Installation Charges
4 | TOTAL SCHEDULE NO. 4 |  | Not Applicable
Training Charges
5 | TOTAL SCHEDULE NO. 5 |  | 0
Taxes and Duties
6 | TOTAL SCHEDULE NO. 7 |  | Not Applicable
Type Test Charges [Total of this Schedule is included in Schedule - 1 above.]
GRAND TOTAL [1+2+3+5]
0
Date : |  | Printed Name :
Place : |  | Designation :
Click for Sch-7

## Sch-6 After Discount (hidden)
5002002107/GIS-EXCLUDING/DOM/A00 - CC CS -1 |  |  | Schedule - 6 After Discount
GIS Substation Package SS-90: for (i) Extn. of 765/400kV Nizamabad GIS substation including 765kV Bus ducts, Bushings, 400kV GIS bays etc. under Augmentation of Transformation Capacity in Southern Region; (ii) (a) Extn. of 400/230kV Tuticorin-II GIS S/S for installation of 4th ICT & (b) Extn. of 400/230kV Tuticorin-II GIS S/S for installation of 5th ICT under Transmission System for Tirunelveli and Tuticorin Wind Energy Zone (Tamil Nadu) (5OOMW) and (iii) Extn. of 400kV Nizamabad GIS substation under Consultancy services to TSTRANSCO.
(GRAND SUMMARY)
#REF! |  |  | To:
Bidder’s Name and Address (Sole Bidder) : |  |  | Contract Services
Name : |  |  | Power Grid Corporation of India Ltd.,
Address : |  |  | "Saudamini", Plot No.-2
Sector-29,
Gurgaon (Haryana) - 122001
Sl. No. | Description |  | Total Price (INR)
1 | TOTAL SCHEDULE NO. 1
Ex-works price of Plant and Equipment including Type Test Charges
2 | TOTAL SCHEDULE NO. 2
Local Transportation, Insurance and other Incidental Services
3 | TOTAL SCHEDULE NO. 3
Installation Charges
4 | TOTAL SCHEDULE NO. 4
Training Charges
5 | TOTAL SCHEDULE NO. 5
Taxes and Duties
6 | TOTAL SCHEDULE NO. 7
Type Test Charges [Total of this Schedule is included in Schedule - 1 above.]
GRAND TOTAL [1+2+3+4+5]
Date : |  | Printed Name :
Place : |  | Designation :
Click for Sch-7

## Sch-6 (After Discount)
5002002107/GIS-EXCLUDING/DOM/A00 - CC CS -1 |  |  | Schedule - 6 (after discount)
GIS Substation Package SS-90: for (i) Extn. of 765/400kV Nizamabad GIS substation including 765kV Bus ducts, Bushings, 400kV GIS bays etc. under Augmentation of Transformation Capacity in Southern Region; (ii) (a) Extn. of 400/230kV Tuticorin-II GIS S/S for installation of 4th ICT & (b) Extn. of 400/230kV Tuticorin-II GIS S/S for installation of 5th ICT under Transmission System for Tirunelveli and Tuticorin Wind Energy Zone (Tamil Nadu) (5OOMW) and (iii) Extn. of 400kV Nizamabad GIS substation under Consultancy services to TSTRANSCO.
(GRAND SUMMARY)
BIDDER:
0 |  |  | To:
Bidder’s Name and Address (Sole Bidder) : |  |  | Contract Services
Name : |  |  | Power Grid Corporation of India Ltd.,
Address : |  |  | "Saudamini", Plot No.-2
Sector-29,
Gurgaon (Haryana) - 122001
Sl. No. | Description |  | Total Price (INR) | From Sch-6 | Discount Factors
1 | TOTAL SCHEDULE NO. 1 |  | 0 | 0 | 0
Ex-works price of Plant and Equipment including Type Test Charges
2 | TOTAL SCHEDULE NO. 2 |  | 0 | 0 | 0
Local Transportation, In-transit Insurance, loading and unloading
3 | TOTAL SCHEDULE NO. 3 |  | 0 | 0 | 0
Installation Charges
4 | TOTAL SCHEDULE NO. 4 |  | Not Applicable
Training Charges
5 | TOTAL SCHEDULE NO. 5 |  | 0
Taxes and Duties
6 | TOTAL SCHEDULE NO. 7 |  | Not Applicable
Type Test Charges [Total of this Schedule is included in Schedule - 1 above.]
GRAND TOTAL [1+2+3+5]
0
Date : |  | Printed Name :
Place : |  | Designation :
Click for Sch-7

## Sch-7
5002002107/GIS-EXCLUDING/DOM/A00 - CC CS -1 | [11 empty] | Schedule 7
GIS Substation Package SS-90: for (i) Extn. of 765/400kV Nizamabad GIS substation including 765kV Bus ducts, Bushings, 400kV GIS bays etc. under Augmentation of Transformation Capacity in Southern Region; (ii) (a) Extn. of 400/230kV Tuticorin-II GIS S/S for installation of 4th ICT & (b) Extn. of 400/230kV Tuticorin-II GIS S/S for installation of 5th ICT under Transmission System for Tirunelveli and Tuticorin Wind Energy Zone (Tamil Nadu) (5OOMW) and (iii) Extn. of 400kV Nizamabad GIS substation under Consultancy services to TSTRANSCO. | [12 empty] | As per Lum-sum |  | 0
(SCHEDULE OF RATES AND PRICES ) | [12 empty] | AS per Percent |  | #REF!
BIDDER:
0
| Bidder’s Name and Address (Sole Bidder) : | [8 empty] | To:
| Name : | [8 empty] | Contract Services
| Address : | [8 empty] | Power Grid Corporation of India Ltd.,
"Saudamini", Plot No.-2
Sector-29,
Gurgaon (Haryana) - 122001
Type tests on Earthwire, Hardwar Fittings & accessories of conductor & earthwire:
SL. NO. | PR No | Line Item No | Code | HSN of the Equipment /item for which type test is to be conducted | Whether HSN in column ‘---’ is confirmed. If not indicate applicable the HSN code # | Rate of GST applicable ( in %) | Whether rate of GST in column ‘---’ is confirmed. If not indicate applicable rate of GST # | Description of Test | Unit | Quantity | Unit Test Charge | Total Test Charges (Rs.) |  | Total Test Charges After Discount (Rs.) |  | Dis Alert | Total Test Charges After MPD (Rs.)
NOT APPLICABLE
| Date | [5 empty] | Printed Name
| Place | [5 empty] | Designation
5002002107/GIS-EXCLUDING/DOM/A00 - CC CS -1
GIS Substation Package SS-90: for (i) Extn. of 765/400kV Nizamabad GIS substation including 765kV Bus ducts, Bushings, 400kV GIS bays etc. under Augmentation of Transformation Capacity in Southern Region; (ii) (a) Extn. of 400/230kV Tuticorin-II GIS S/S for installation of 4th ICT & (b) Extn. of 400/230kV Tuticorin-II GIS S/S for installation of 5th ICT under Transmission System for Tirunelveli and Tuticorin Wind Energy Zone (Tamil Nadu) (5OOMW) and (iii) Extn. of 400kV Nizamabad GIS substation under Consultancy services to TSTRANSCO. | [7 empty] | 0 | 0
(SCHEDULE OF RATES AND PRICES ) | [7 empty] | 0 | 0
#REF!
#REF! | [7 empty] | #REF! | #REF!
#REF! | [7 empty] | #REF! | #REF!
#REF! | [7 empty] | #REF! | #REF!
[8 empty] | #REF! | #REF!
[8 empty] | 0 | 0
SL. NO. | [7 empty] | Description of Test | #REF!
#REF! | [7 empty] | #REF! | #REF!
#REF! | [7 empty] | #REF!
#REF! | [7 empty] | #REF! | #REF!
#REF! | [7 empty] | #REF! | #REF!
[8 empty] | #REF! | #REF!
#REF! | [7 empty] | #REF!
#REF! | [7 empty] | #REF!
#REF! | [7 empty] | #REF!
#REF! | [7 empty] | #REF! | #REF!
#REF! | [7 empty] | #REF! | #REF!
#REF! | [7 empty] | #REF! | #REF!
#REF! | [7 empty] | #REF! | #REF!
[8 empty] | #REF! | #REF!
#REF! | [7 empty] | #REF!
#REF! | [7 empty] | #REF! | #REF!
#REF! | [7 empty] | #REF! | #REF!
#REF! | [7 empty] | #REF! | #REF!
#REF! | [7 empty] | #REF! | #REF!
[8 empty] | #REF! | #REF!
#REF! | [7 empty] | #REF!
#REF! | [7 empty] | #REF! | #REF!
#REF! | [7 empty] | #REF! | #REF!
#REF! | [7 empty] | #REF! | #REF!
[8 empty] | #REF! | #REF!
#REF! | [7 empty] | #REF!
#REF! | [7 empty] | #REF! | #REF!
#REF! | [7 empty] | #REF! | #REF!
#REF! | [7 empty] | #REF! | #REF!
[8 empty] | #REF! | #REF!
#REF! | [7 empty] | #REF!
#REF! | [7 empty] | #REF! | #REF!
#REF! | [7 empty] | #REF! | #REF!
#REF! | [7 empty] | #REF! | #REF!
#REF! | [7 empty] | #REF! | #REF!
[8 empty] | #REF! | #REF!
[8 empty] | #REF! | #REF!
#REF! | [7 empty] | #REF!
#REF! | [7 empty] | #REF!
#REF! | [7 empty] | #REF! | #REF!
#REF! | [7 empty] | #REF! | #REF!
#REF! | [7 empty] | #REF! | #REF!
[8 empty] | #REF! | #REF!
[8 empty] | #REF! | #REF!
#REF! | [7 empty] | #REF!
#REF! | [7 empty] | #REF!
#REF! | [7 empty] | #REF! | #REF!
#REF! | [7 empty] | #REF! | #REF!
#REF! | [7 empty] | #REF! | #REF!
#REF! | [7 empty] | #REF! | #REF!
#REF! | [7 empty] | #REF! | #REF!
[8 empty] | #REF! | #REF!
#REF! | [7 empty] | #REF!
#REF! | [7 empty] | #REF! | #REF!
#REF! | [7 empty] | #REF! | #REF!
#REF! | [7 empty] | #REF! | #REF!
#REF! | [7 empty] | #REF! | #REF!
#REF! | [7 empty] | #REF! | #REF!
#REF! | [7 empty] | #REF! | #REF!
[8 empty] | #REF! | #REF!
#REF! | [7 empty] | #REF!
#REF! | [7 empty] | #REF! | #REF!
#REF! | [7 empty] | #REF! | #REF!
#REF! | [7 empty] | #REF! | #REF!
#REF! | [7 empty] | #REF! | #REF!
#REF! | [7 empty] | #REF! | #REF!
#REF! | [7 empty] | #REF! | #REF!
#REF! | [7 empty] | #REF! | #REF!
#REF! | [7 empty] | #REF! | #REF!
#REF! | [7 empty] | #REF! | #REF!
[8 empty] | #REF! | #REF!
#REF! | [7 empty] | #REF!
#REF! | [7 empty] | #REF! | #REF!
#REF! | [7 empty] | #REF! | #REF!
#REF! | [7 empty] | #REF! | #REF!
[8 empty] | #REF! | #REF!
#REF! | [7 empty] | #REF!
#REF! | [7 empty] | #REF! | #REF!
#REF! | [7 empty] | #REF! | #REF!
#REF! | [7 empty] | #REF! | #REF!
[8 empty] | #REF! | #REF!
#REF! | [7 empty] | #REF!
#REF! | [7 empty] | #REF! | #REF!
#REF! | [7 empty] | #REF! | #REF!
[8 empty] | #REF! | #REF!
#REF! | [7 empty] | #REF!
#REF! | [7 empty] | #REF! | #REF!
#REF! | [7 empty] | #REF! | #REF!
#REF! | [7 empty] | #REF! | #REF!
#REF! | [7 empty] | #REF! | #REF!
#REF! | [7 empty] | #REF! | #REF!
#REF! | [7 empty] | #REF! | #REF!
[8 empty] | #REF! | #REF!
#REF! | [7 empty] | #REF!
#REF! | [7 empty] | #REF! | #REF!
#REF! | [7 empty] | #REF! | #REF!
#REF! | [7 empty] | #REF! | #REF!
#REF! | [7 empty] | #REF! | #REF!
#REF! | [7 empty] | #REF!
#REF! | [7 empty] | #REF! | #REF!
#REF! | [7 empty] | #REF! | #REF!
#REF! | [7 empty] | #REF! | #REF!
#REF! | [7 empty] | #REF! | #REF!
[8 empty] | #REF! | #REF!
[8 empty] | #REF! | #REF!
[8 empty] | #REF! | #REF!

## Discount
This letter of discount is optional. Bidder may / may not offer any discount.
5002002107/GIS-EXCLUDING/DOM/A00 - CC CS -1 |  |  |  |  | Letter of Discount
LETTER OF DISCOUNT
To:
Contract Services | [6 empty] | Schedule 1 | 0
Power Grid Corporation of India Ltd., | [6 empty] | Schedule 2 | 0
"Saudamini", Plot No.-2 | [6 empty] | Schedule 3 | 0
Sector-29, (near IFFCO Chowk) | [6 empty] | Total | 0
Gurgaon (Haryana) - 122001
Subject : |  | GIS Substation Package SS-90: for (i) Extn. of 765/400kV Nizamabad GIS substation including 765kV Bus ducts, Bushings, 400kV GIS bays etc. under Augmentation of Transformation Capacity in Southern Region; (ii) (a) Extn. of 400/230kV Tuticorin-II GIS S/S for installation of 4th ICT & (b) Extn. of 400/230kV Tuticorin-II GIS S/S for installation of 5th ICT under Transmission System for Tirunelveli and Tuticorin Wind Energy Zone (Tamil Nadu) (5OOMW) and (iii) Extn. of 400kV Nizamabad GIS substation under Consultancy services to TSTRANSCO.
Dear Sir
With reference to the subject tender, we hereby offer unconditional discount on the prices quoted by us as per details given here below : | [5 empty] | Sch-1 | Sch-2 | Sch-3
| 1 | Discount on lum-sum basis on total price quoted by us without GST. [The discount shall be proportionately applicable on all the items of all the Schdules i.e. Sch-1 (without type test charges), Sch-2, Sch-3, Sch-4 & Sch-7] In Rs. |  |  |  | 0 | 0 | 0
| 2 | Discount on percent basis on total price quoted by us without GST. [The discount shall be proportionately applicable on all the items of all the Schdules i.e. Sch-1 (without type test charges), Sch-2 , Sch-3, Sch-4 & Sch-7] In Percent (%) |  |  |  | 0 | 0 | 0
| 3 | Discount on lum-sum basis on the Schedules as given below : [The discount shall be proportionately applicable on all the relevent items of the respective Schdules.] In Rs.
|  | Schedule-1 : Ex works prices |  | In Rs. |  | 0
|  | Schedule-2 : Local Transportation, In-transit Insurance, loading and unloading |  | In Rs. |  |  | 0
|  | Schedule-3 : Installation Charges |  | In Rs. |  |  |  | 0
|  | Schedule-4 : Training Charges |  | In Rs.
|  | Schedule-7 : Type Test Charges |  | In Rs.
| 4 | Discount on percent basis on the Schedules as given below : [The discount shall be proportionately applicable on all the relevent items of the respective Schdules.] In Percent (%)
|  | Schedule-1 : Ex works prices |  | In Percent (%) |  | 0
|  | Schedule-2 : Local Transportation, In-transit Insurance, loading and unloading |  | In Percent (%) |  |  | 0
|  | Schedule-3 : Installation Charges |  | In Percent (%) |  |  |  | 0
|  | Schedule-4 : Training Charges |  | In Percent (%)
|  | Schedule-7 : Type Test Charges |  | In Percent (%)
Discount(s) offered at sl. No. 1 to 4 will get displayed and accounted for automatically in the respective items of the Schedules.
| 5 | We hereby offer Multi-package discount as given below:
[6 empty] | 0 | 0 | 0 | 0 | 0
|  | Multi-Package Discount(s) offered at sl. No. 5 will not get automatically accounted for in the respective items of the Schedules. The same shall be worked out saparately for evaluation. |  |  |  | #DIV/0! | #DIV/0! | #DIV/0! | #DIV/0! | #REF!
[Discount will not be calculated authometrically. However, the same shall be considered during evaluation.]
Please consider this letter of discount as the integral part of our price bid.
Thanking you, we remain, | [5 empty] | 0 | 0 | 0
[5 empty] | Yours faithfully, | 0 | 0 | 0 | Discount Factors
For and on behalf of
Date : |  |  | Printed Name : | 0
Place : |  |  | Designation : | 0

## Octroi (hidden)
Details of Octroi
Sl No. | Description of Items | Amount on which Octroi is applicable | Rate of Octroi | Octroi
(1) | (2) | (3) | (4) | (5) =(3) x (4)
1 |  |  |  | 0
2 |  |  |  | 0
3 |  |  |  | 0
4 |  |  |  | 0
5 |  |  |  | 0
6 |  |  |  | 0
7 |  |  |  | 0
8 |  |  |  | 0
9 |  |  |  | 0
10 |  |  |  | 0
| Total |  |  | 0
Back to Sch 5

## Entry Tax (hidden)
Details of Entry Tax
Sl No. | Description of Items | Amount on which Entry Tax is applicable | Rate of Entry Tax | Entry Tax
(1) | (2) | (3) | (4) | (5) =(3) x (4)
1 |  |  |  | 0
2 |  |  |  | 0
3 |  |  |  | 0
4 |  |  |  | 0
5 |  |  |  | 0
6 |  |  |  | 0
7 |  |  |  | 0
8 |  |  |  | 0
9 |  |  |  | 0
10 |  |  |  | 0
| Total |  |  | 0
Back to Sch 5

## Other Taxes & Duties (hidden)
Details of Other Taxes & Duties
Sl No. | Description of Items | Amount on which Other Taxes & Duties are applicable | Description of Taxes & Duties | Rate of Taxes & Duties | Amount of Taxes & Duties
(1) | (2) | (3) | (4) | (5) | (6) =(3) x (4)
1 |  |  |  |  | 0
2 |  |  |  |  | 0
3 |  |  |  |  | 0
4 |  |  |  |  | 0
5 |  |  |  |  | 0
6 |  |  |  |  | 0
7 |  |  |  |  | 0
8 |  |  |  |  | 0
9 |  |  |  |  | 0
10 |  |  |  |  | 0
| Total |  |  |  | 0
Back to Sch 5

## Bid Form 2nd Envelope
5002002107/GIS-EXCLUDING/DOM/A00 - CC CS -1 |  |  |  |  | Bid Form 2nd Envelope |  |  |  | Sole Bidder | 1 | st |  | 1 | January
[9 empty] | 0 | 2 | nd |  | 2 | February
BID FORM (Second Envelope) | [9 empty] | 3 | rd |  | 3 | March
[10 empty] | 4 | th |  | 4 | April
Bid Proposal Ref. No. | [9 empty] | 5 | th |  | 5 | May
Date : | [9 empty] | 6 | th | #VALUE! | 6 | June
[10 empty] | 7 | th | #VALUE! | 7 | July
To: | [9 empty] | 8 | th | #VALUE! | 8 | August
0 | [9 empty] | 9 | th | #VALUE! | 9 | September
Power Grid Corporation of India Ltd., | [9 empty] | 10 | th |  | 10 | October
"Saudamini", Plot No.-2 | [9 empty] | 11 | th |  | 11 | November
Sector-29, | [9 empty] | 12 | th |  | 12 | December
Gurgaon (Haryana) - 122001 | [9 empty] | 13 | th
[10 empty] | 14 | th
Name of Contract : |  | GIS Substation Package SS-90: for (i) Extn. of 765/400kV Nizamabad GIS substation including 765kV Bus ducts, Bushings, 400kV GIS bays etc. under Augmentation of Transformation Capacity in Southern Region; (ii) (a) Extn. of 400/230kV Tuticorin-II GIS S/S for installation of 4th ICT & (b) Extn. of 400/230kV Tuticorin-II GIS S/S for installation of 5th ICT under Transmission System for Tirunelveli and Tuticorin Wind Energy Zone (Tamil Nadu) (5OOMW) and (iii) Extn. of 400kV Nizamabad GIS substation under Consultancy services to TSTRANSCO. | [7 empty] | 15 | th
Dear Ladies and/or Gentlemen, | [9 empty] | 16 | th
1 | In continuation of First Envelope of our Bid, we hereby submit the Second Envelope of the Bid, both of which shall be read together and in conjunction with each other, and shall be construed as an integral part of our Bid. Accordingly, we the undersigned, offer to design, manufacture, test, deliver, install and commission (including carrying out Trial Operation, Performance & Guarantee Test as per provision of Technical Specification) under the above-named package in full conformity with the said Bidding Documents for the sum of Rs. 0/- () or such other sums as may be determined in accordance with the terms and conditions of the Bidding Documents |  |  |  |  | In continuation of First Envelope of our Bid, we hereby submit the Second Envelope of the Bid, both of which shall be read together and in conjunction with each other, and shall be construed as an integral part of our Bid. Accordingly, we the undersigned, offer to design, manufacture, test, deliver, install and commission (including carrying out Trial Operation, Performance & Guarantee Test as per provision of Technical Specification) under the above-named package in full conformity with the said Bidding Documents for the sum of Rs. |  |  |  | 17 | th
[6 empty] | 0 | /- (
)
| The above amounts are in accordance with the price schedules attached herewith and are made part of this bid. |  |  |  |  | or such other sums as may be determined in accordance with the terms and conditions of the Bidding Documents |  |  |  | 18 | th
2 | Price Schedules | [8 empty] | 19 | th
2.1 | In line with the requirements of the Bidding documents, we enclose herewith the following Price Schedules, duly filled - in as per your proforma: | [8 empty] | 20 | th
| Schedule 1 |  | Plant and Equipment (Including Mandatory Spare Parts) to be supplied, including Type Test Charges. | [6 empty] | 21 | st
| Schedule 2 |  | Local Transportation, In-transit Insurance, loading and unloading | [6 empty] | 22 | th
| Schedule 3 |  | Installation Charges. |  |  | Sole Bidder |  |  |  | 23 | th
| Schedule 4 |  | Training charges for training to be imparted. | [6 empty] | 24 | th
| Schedule 5 |  | Taxes and Duties not included in Schedule 1 | [6 empty] | 25 | th
| Schedule 6 |  | Grand Summary [Schedule 1to 5] | [6 empty] | 26 | th
| Schedule 7 |  | Break-up of Type Test Charges for Type Tests to be conducted | [6 empty] | 27 | th
2.2 | We are aware that the Price Schedules do not generally give a full description of the Work to be performed under each item and we shall be deemed to have read the Technical Specifications and other sections of the Bidding Documents and Drawings to ascertain the full scope of Work included in each item while filling-in the rates and prices. We agree that the entered rates and prices shall be deemed to include for the full scope as aforesaid, including overheads and profit. | [8 empty] | 28 | th
2.3 | We declare that as specified in Clause 11.5, Section –II:ITB, Vol.-I of the Bidding Documents, prices quoted by us in the Price Schedules shall be subject to Price Adjustment during the execution of Contract in accordance with Appendix-2 (Price Adjustment) to the Contract Agreement. | [8 empty] | 29 | th
2.4 | We understand that in the price schedules, where there are errors between the total of the amounts given under the column for the price Breakdown and the amount given under the Total Price, the former shall prevail and the latter will be corrected accordingly. We further understand that where there are discrepancies between amounts stated in figures and amounts stated in words, the amount stated in words shall prevail. Similarly, any discrepancy in the total bid price and that of the summation of Schedule price (price indicated in a Schedule indicating the total of that schedule), the total bid price shall be corrected to reflect the actual summation of the Schedule prices. | [8 empty] | 30 | th
2.5 | We declare that items left blank in the Schedules will be deemed to have been included in other items. The TOTAL for each Schedule and the TOTAL of Grand Summary shall be deemed to be the total price for executing the Facilities and sections thereof in complete accordance with the Contract, whether or not each individual item has been priced. | [8 empty] | 31 | st
3 | We confirm that except as otherwise specifically provided our Bid Prices in this Second Envelope include all taxes, duties, levies and charges as may be assessed on us/our Associate (applicable for Foreign Bidder), our Sub-Contractor/Sub-Vendor or their employees by all municipal, state or national government authorities in connection with the Facilities, in and outside of India.
3.1 | 100% of applicable Taxes and Duties i.e GST which are payable by the Employer under the Contract, shall be reimbursed by the Employer on production of satisfactory documentary evidence by the Contractor in accordance with the provisions of the Bidding Documents
3.2 | We further understand that notwithstanding 3.0 above, in case of award on us, you shall also bear and pay/reimburse to us, GST applicable on supplies by us to you, imposed on the Plant & Equipment including Mandatory Spare Parts to be incorporated into the Facilities including Type Test charges for Type test to be conducted in India specified in Schedule No. 1, Installation Services specified in Schedule No. 3 and Charges for Training to be imparted in India specified in Schedule No. 4 of the Price Schedule in this Second Envelope, by the Indian Laws.
3.3 | We confirm that we have also registered/we shall also get registered in the GST Network with a GSTIN in all the states where the project is located and the states from which we shall make our supply of goods.
4 | # (For Joint Venture only) We, the partners of Joint Venture submitting this bid, do agree and confirm that in case of Award of Contract on the Joint Venture, we shall be jointly and severally liable and responsible for the execution of the Contract in accordance with Contract terms and conditions.
5 | We, hereby, declare that only the persons or firms interested in this proposal as principals are named here and that no other persons or firms other than those mentioned herein have any interest in this proposal or in the Contract to be entered into, if the award is made on us, that this proposal is made without any connection with any other person, firm or party likewise submitting a proposal is in all respects for and in good faith, without collusion or fraud.
Thanking you, we remain,
Yours faithfully,
For and on behalf of test
Signature :
Date : |  |  |  | Printed Name : | 0
Place : |  |  |  | Designation : | 0
Common Seal :
Please provide additional information of the Bidder
Business Address :
Country of Incorporation :
State/Province to be indicated :
Name of Principal Officer :
Address of Principal Officer :
Note: Bidders may note that no prescribed proforma has been enclosed for Attachment 2 : Power of Attorney. Bidders may use their own proforma for furnishing the required information with the bid.
* * *
Back to Cover Page

## Contracts-Template (hidden)
Exworks
| Total Ex-Works Price Direct |  |  |  |  | 0
| Total Ex-Works Price Bought Out |  |  |  |  | 0
| Total Ex-Works Price |  |  |  |  | 0
| Total Type Test charges as per Schedule-7 |  |  |  |  | #REF!
| Total Ex-works Price including Type Test charges |  |  |  |  | #REF!
Note : | Specify amount of Excise Duty, Sales Tax/'VAT and other taxes payable on the transaction between the Contractor and the Employer and octroi/entry tax as applicable for destination site/state on all items of supply including bought-out finished items (to be identified in the Contract), which shall be dispatched directly from the sub-vendor’s works to the Employer’s site (sale-in-transit), separately in Schedule-5. Excise Duty, Sales tax and other levies for all the bought-out items are to be included in the EXW Price (Col. No. 5) only and not to be indicated in Schedule-5.
^ | If the item(s) quoted/considered as "Bought-out" in the bid are manufactured at Bidder's works and confirmed to be supplied under “Direct transaction” by the bidder, then the taxes and duties on such items shall be paid/reimbursed by POWERGRID in line with the provisions of Bidding Documents. For this purpose, at the time of award, the Ex-works price (exclusive of taxes & duties) shall be arrived at from the quoted Ex-works price (inclusive of taxes ad duties) by excluding taxes and duties applicable on such items, as on date of Bid opening, in case of supplies from manufacturer proposed in the bid. During contract execution, the taxes and duties on such items shall be paid/reimbursed at actuals, limited to the rates prevailing on date of Bid opening.
Date : | --
Place : |  |  | Printed Name : |  | --
Designation :
FandI
| Total F&I Price |  |  |  |  | (=SUM(I16:I27))
Date : | (='Sch-1'!B43)
Place : | (='Sch-1'!B44) |  | Printed Name : | (='Sch-1'!E44)
|  |  | Designation : | (='Sch-1'!E45)
service
| Total Installaiton Charges | [5 empty] | #REF!
Date : | (='Sch-1'!B43)
Place : | (='Sch-1'!B44) |  | Printed Name : | (='Sch-1'!E44)
|  |  | Designation : | (='Sch-1'!E45)
Training
Date : | (=IF('Sch-1'!B43=0,"", 'Sch-1'!B43)) |  | (="Printed Name : " & IF('Sch-1'!E44=0,"",'Sch-1'!E44))
Place : | (=IF('Sch-1'!B44=0,"", 'Sch-1'!B44)) |  | (="Designation : " & IF('Sch-1'!E45=0,"",'Sch-1'!E45))
Type test
| TOTAL TYPE TEST CHARGES |  |  |  |  | (=SUM(I17:I18))
Date : | (='Sch-1'!B43) | (="Printed Name : " & 'Sch-1'!E44)
Place : | (='Sch-1'!B44) | (="Designation : " & 'Sch-1'!E45)
Note : | Bidder should indicate the name of test laboratories where type tests are proposed to be conducted
Direct
Bought-out

## N-W (Cr.) (hidden)
#REF! |  |  | 0 |  | #REF! |  |  | 0 |  |  | #REF!
#REF!
INR
#REF! |  |  |  |  | #REF! | [5 empty] | #N/A
#N/A
#REF! | #REF! |  | 0 |  | #REF! | #REF! |  | 0
#REF! | #REF! | #REF! | 0 |  | #REF! | #REF! | #REF! | 0
#REF! | #REF! | #REF! | 0 |  | #REF! | #REF! | #REF! | 0 |  | #REF! | 0 | 0 | 0 | 0 | #REF! | plus
#REF! | #REF! | #REF! | 0 |  | #REF! | #REF! | #REF! | 0 |  | #REF! | 0 | 0 | 0 | 1 | #REF!
#REF! | #REF! | #REF! | 0 |  | #REF! | #REF! | #REF! | 0 |  | #REF! | 0 | 0 | 1 | 0 | #REF!
#REF! | #REF! | #REF! | 0 |  | #REF! | #REF! | #REF! | 0 |  | #REF! | 0 | 0 | 1 | 1 | #REF!
[10 empty] | #REF! | 0 | 1 | 0 | 0 | #REF!
1 | One |  | 1 | One | 1 | One |  | 1 | One | #REF! | 0 | 1 | 0 | 1 | #REF!
2 | Two |  | 2 | Two | 2 | Two |  | 2 | Two | #REF! | 0 | 1 | 1 | 0 | #REF!
3 | Three |  | 3 | Three | 3 | Three |  | 3 | Three | #REF! | 0 | 1 | 1 | 1 | #REF!
4 | Four |  | 4 | Four | 4 | Four |  | 4 | Four | #REF! | 1 | 0 | 0 | 0 | #REF!
5 | Five |  | 5 | Five | 5 | Five |  | 5 | Five | #REF! | 1 | 0 | 0 | 1 | #REF!
6 | Six |  | 6 | Six | 6 | Six |  | 6 | Six | #REF! | 1 | 0 | 1 | 0 | #REF!
7 | Seven |  | 7 | Seven | 7 | Seven |  | 7 | Seven | #REF! | 1 | 0 | 1 | 1 | #REF!
8 | Eight |  | 8 | Eight | 8 | Eight |  | 8 | Eight | #REF! | 1 | 1 | 0 | 0 | #REF!
9 | Nine |  | 9 | Nine | 9 | Nine |  | 9 | Nine | #REF! | 1 | 1 | 0 | 1 | #REF!
10 | Ten |  | 10 | Ten | 10 | Ten |  | 10 | Ten | #REF! | 1 | 1 | 1 | 0 | #REF!
11 | Eleven |  | 11 | Eleven | 11 | Eleven |  | 11 | Eleven | #REF! | 1 | 1 | 1 | 1 | #REF!
12 | Twelve |  | 12 | Twelve | 12 | Twelve |  | 12 | Twelve
13 | Thirteen |  | 13 | Thirteen | 13 | Thirteen |  | 13 | Thirteen
14 | Fourteen |  | 14 | Fourteen | 14 | Fourteen |  | 14 | Fourteen
15 | Fifteen |  | 15 | Fifteen | 15 | Fifteen |  | 15 | Fifteen
16 | Sixteen |  | 16 | Sixteen | 16 | Sixteen |  | 16 | Sixteen | #REF! | 0 | 0 | 0 | 0 | #REF! | +
17 | Seventeen |  | 17 | Seventeen | 17 | Seventeen |  | 17 | Seventeen | #REF! | 0 | 0 | 0 | 1 | #REF! | /- +
18 | Eighteen |  | 18 | Eighteen | 18 | Eighteen |  | 18 | Eighteen | #REF! | 0 | 0 | 1 | 0 | #REF! | /-
19 | Nineteen |  | 19 | Nineteen | 19 | Nineteen |  | 19 | Nineteen | #REF! | 0 | 0 | 1 | 1 | #REF!
20 | Twenty |  | 20 | Twenty | 20 | Twenty |  | 20 | Twenty | #REF! | 0 | 1 | 0 | 0 | #REF!
21 | Twenty One |  | 21 | Twenty One | 21 | Twenty One |  | 21 | Twenty One | #REF! | 0 | 1 | 0 | 1 | #REF!
22 | Twenty Two |  | 22 | Twenty Two | 22 | Twenty Two |  | 22 | Twenty Two | #REF! | 0 | 1 | 1 | 0 | #REF!
23 | Twenty Three |  | 23 | Twenty Three | 23 | Twenty Three |  | 23 | Twenty Three | #REF! | 0 | 1 | 1 | 1 | #REF!
24 | Twenty Four |  | 24 | Twenty Four | 24 | Twenty Four |  | 24 | Twenty Four | #REF! | 1 | 0 | 0 | 0 | #REF!
25 | Twenty Five |  | 25 | Twenty Five | 25 | Twenty Five |  | 25 | Twenty Five | #REF! | 1 | 0 | 0 | 1 | #REF!
26 | Twenty Six |  | 26 | Twenty Six | 26 | Twenty Six |  | 26 | Twenty Six | #REF! | 1 | 0 | 1 | 0 | #REF!
27 | Twenty Seven |  | 27 | Twenty Seven | 27 | Twenty Seven |  | 27 | Twenty Seven | #REF! | 1 | 0 | 1 | 1 | #REF!
28 | Twenty Eight |  | 28 | Twenty Eight | 28 | Twenty Eight |  | 28 | Twenty Eight | #REF! | 1 | 1 | 0 | 0 | #REF!
29 | Twenty Nine |  | 29 | Twenty Nine | 29 | Twenty Nine |  | 29 | Twenty Nine | #REF! | 1 | 1 | 0 | 1 | #REF!
30 | Thirty |  | 30 | Thirty | 30 | Thirty |  | 30 | Thirty | #REF! | 1 | 1 | 1 | 0 | #REF!
31 | Thirty One |  | 31 | Thirty One | 31 | Thirty One |  | 31 | Thirty One | #REF! | 1 | 1 | 1 | 1 | #REF!
32 | Thirty Two |  | 32 | Thirty Two | 32 | Thirty Two |  | 32 | Thirty Two
33 | Thirty Three |  | 33 | Thirty Three | 33 | Thirty Three |  | 33 | Thirty Three
34 | Thirty Four |  | 34 | Thirty Four | 34 | Thirty Four |  | 34 | Thirty Four
35 | Thirty Fivr |  | 35 | Thirty Fivr | 35 | Thirty Fivr |  | 35 | Thirty Fivr
36 | Thirty Six |  | 36 | Thirty Six | 36 | Thirty Six |  | 36 | Thirty Six
37 | Thirty Seven |  | 37 | Thirty Seven | 37 | Thirty Seven |  | 37 | Thirty Seven
38 | Thirty Eight |  | 38 | Thirty Eight | 38 | Thirty Eight |  | 38 | Thirty Eight
39 | Thirty Nine |  | 39 | Thirty Nine | 39 | Thirty Nine |  | 39 | Thirty Nine
40 | Forty |  | 40 | Forty | 40 | Forty |  | 40 | Forty
41 | Forty One |  | 41 | Forty One | 41 | Forty One |  | 41 | Forty One
42 | Forty Two |  | 42 | Forty Two | 42 | Forty Two |  | 42 | Forty Two
43 | Forty Three |  | 43 | Forty Three | 43 | Forty Three |  | 43 | Forty Three
44 | Forty Four |  | 44 | Forty Four | 44 | Forty Four |  | 44 | Forty Four
45 | Forty Five |  | 45 | Forty Five | 45 | Forty Five |  | 45 | Forty Five
46 | Forty Six |  | 46 | Forty Six | 46 | Forty Six |  | 46 | Forty Six
47 | Forty Seven |  | 47 | Forty Seven | 47 | Forty Seven |  | 47 | Forty Seven
48 | Forty Eight |  | 48 | Forty Eight | 48 | Forty Eight |  | 48 | Forty Eight
49 | Forty Nine |  | 49 | Forty Nine | 49 | Forty Nine |  | 49 | Forty Nine
50 | Fifty |  | 50 | Fifty | 50 | Fifty |  | 50 | Fifty
51 | Fifty One |  | 51 | Fifty One | 51 | Fifty One |  | 51 | Fifty One
52 | Fifty Two |  | 52 | Fifty Two | 52 | Fifty Two |  | 52 | Fifty Two
53 | Fifty Three |  | 53 | Fifty Three | 53 | Fifty Three |  | 53 | Fifty Three
54 | Fifty Four |  | 54 | Fifty Four | 54 | Fifty Four |  | 54 | Fifty Four
55 | Fifty Five |  | 55 | Fifty Five | 55 | Fifty Five |  | 55 | Fifty Five
56 | Fifty Six |  | 56 | Fifty Six | 56 | Fifty Six |  | 56 | Fifty Six
57 | Fifty Seven |  | 57 | Fifty Seven | 57 | Fifty Seven |  | 57 | Fifty Seven
58 | Fifty Eight |  | 58 | Fifty Eight | 58 | Fifty Eight |  | 58 | Fifty Eight
59 | Fifty Nine |  | 59 | Fifty Nine | 59 | Fifty Nine |  | 59 | Fifty Nine
60 | Sixty |  | 60 | Sixty | 60 | Sixty |  | 60 | Sixty
61 | Sixty One |  | 61 | Sixty One | 61 | Sixty One |  | 61 | Sixty One
62 | Sixty Two |  | 62 | Sixty Two | 62 | Sixty Two |  | 62 | Sixty Two
63 | Sixty Three |  | 63 | Sixty Three | 63 | Sixty Three |  | 63 | Sixty Three
64 | Sixty Four |  | 64 | Sixty Four | 64 | Sixty Four |  | 64 | Sixty Four
65 | Sixty Five |  | 65 | Sixty Five | 65 | Sixty Five |  | 65 | Sixty Five
66 | Sixty Six |  | 66 | Sixty Six | 66 | Sixty Six |  | 66 | Sixty Six
67 | Sixty Seven |  | 67 | Sixty Seven | 67 | Sixty Seven |  | 67 | Sixty Seven
68 | Sixty Eight |  | 68 | Sixty Eight | 68 | Sixty Eight |  | 68 | Sixty Eight
69 | Sixty Nine |  | 69 | Sixty Nine | 69 | Sixty Nine |  | 69 | Sixty Nine
70 | Seventy |  | 70 | Seventy | 70 | Seventy |  | 70 | Seventy
71 | Seventy One |  | 71 | Seventy One | 71 | Seventy One |  | 71 | Seventy One
72 | Seventy Two |  | 72 | Seventy Two | 72 | Seventy Two |  | 72 | Seventy Two
73 | Seventy Three |  | 73 | Seventy Three | 73 | Seventy Three |  | 73 | Seventy Three
74 | Seventy Four |  | 74 | Seventy Four | 74 | Seventy Four |  | 74 | Seventy Four
75 | Seventy Five |  | 75 | Seventy Five | 75 | Seventy Five |  | 75 | Seventy Five
76 | Seventy Six |  | 76 | Seventy Six | 76 | Seventy Six |  | 76 | Seventy Six
77 | Seventy Seven |  | 77 | Seventy Seven | 77 | Seventy Seven |  | 77 | Seventy Seven
78 | Seventy Eight |  | 78 | Seventy Eight | 78 | Seventy Eight |  | 78 | Seventy Eight
79 | Seventy Nine |  | 79 | Seventy Nine | 79 | Seventy Nine |  | 79 | Seventy Nine
80 | Eighty |  | 80 | Eighty | 80 | Eighty |  | 80 | Eighty
81 | Eighty One |  | 81 | Eighty One | 81 | Eighty One |  | 81 | Eighty One
82 | Eighty Two |  | 82 | Eighty Two | 82 | Eighty Two |  | 82 | Eighty Two
83 | Eighty Three |  | 83 | Eighty Three | 83 | Eighty Three |  | 83 | Eighty Three
84 | Eighty Four |  | 84 | Eighty Four | 84 | Eighty Four |  | 84 | Eighty Four
85 | Eighty Five |  | 85 | Eighty Five | 85 | Eighty Five |  | 85 | Eighty Five
86 | Eighty Six |  | 86 | Eighty Six | 86 | Eighty Six |  | 86 | Eighty Six
87 | Eighty Seven |  | 87 | Eighty Seven | 87 | Eighty Seven |  | 87 | Eighty Seven
88 | Eighty Eight |  | 88 | Eighty Eight | 88 | Eighty Eight |  | 88 | Eighty Eight
89 | Eighty Nine |  | 89 | Eighty Nine | 89 | Eighty Nine |  | 89 | Eighty Nine
90 | Ninety |  | 90 | Ninety | 90 | Ninety |  | 90 | Ninety
91 | Ninety One |  | 91 | Ninety One | 91 | Ninety One |  | 91 | Ninety One
92 | Ninety Two |  | 92 | Ninety Two | 92 | Ninety Two |  | 92 | Ninety Two
93 | Ninety Three |  | 93 | Ninety Three | 93 | Ninety Three |  | 93 | Ninety Three
94 | Ninety Four |  | 94 | Ninety Four | 94 | Ninety Four |  | 94 | Ninety Four
95 | Ninety Five |  | 95 | Ninety Five | 95 | Ninety Five |  | 95 | Ninety Five
96 | Ninety Six |  | 96 | Ninety Six | 96 | Ninety Six |  | 96 | Ninety Six
97 | Ninety Seven |  | 97 | Ninety Seven | 97 | Ninety Seven |  | 97 | Ninety Seven
98 | Ninety Eight |  | 98 | Ninety Eight | 98 | Ninety Eight |  | 98 | Ninety Eight
99 | Ninety Nine |  | 99 | Ninety Nine | 99 | Ninety Nine |  | 99 | Ninety Nine
100 | One Hundred |  | 100 | One Hundred | 100 | One Hundred |  | 100 | One Hundred
BG VALUE:
#REF!
#REF!
#REF! | #REF!
#REF! | #REF! | #REF!
#REF! | #REF! | #REF!
#REF! | #REF! | #REF!
#REF! | #REF! | #REF!
#REF! | #REF! | #REF!
1 | One
2 | Two
3 | Three
4 | Four
5 | Five
6 | Six
7 | Seven
8 | Eight
9 | Nine
10 | Ten
11 | Eleven
12 | Twelve
13 | Thirteen
14 | Fourteen
15 | Fifteen
16 | Sixteen
17 | Seventeen
18 | Eighteen
19 | Nineteen
20 | Twenty
21 | Twenty One
22 | Twenty Two
23 | Twenty Three
24 | Twenty Four
25 | Twenty Five
26 | Twenty Six
27 | Twenty Seven
28 | Twenty Eight
29 | Twenty Nine
30 | Thirty
31 | Thirty One
32 | Thirty Two
33 | Thirty Three
34 | Thirty Four
35 | Thirty Fivr
36 | Thirty Six
37 | Thirty Seven
38 | Thirty Eight
39 | Thirty Nine
40 | Forty
41 | Forty One
42 | Forty Two
43 | Forty Three
44 | Forty Four
45 | Forty Five
46 | Forty Six
47 | Forty Seven
48 | Forty Eight
49 | Forty Nine
50 | Fifty
51 | Fifty One
52 | Fifty Two
53 | Fifty Three
54 | Fifty Four
55 | Fifty Five
56 | Fifty Six
57 | Fifty Seven
58 | Fifty Eight
59 | Fifty Nine
60 | Sixty
61 | Sixty One
62 | Sixty Two
63 | Sixty Three
64 | Sixty Four
65 | Sixty Five
66 | Sixty Six
67 | Sixty Seven
68 | Sixty Eight
69 | Sixty Nine
70 | Seventy
71 | Seventy One
72 | Seventy Two
73 | Seventy Three
74 | Seventy Four
75 | Seventy Five
76 | Seventy Six
77 | Seventy Seven
78 | Seventy Eight
79 | Seventy Nine
80 | Eighty
81 | Eighty One
82 | Eighty Two
83 | Eighty Three
84 | Eighty Four
85 | Eighty Five
86 | Eighty Six
87 | Eighty Seven
88 | Eighty Eight
89 | Eighty Nine
90 | Ninety
91 | Ninety One
92 | Ninety Two
93 | Ninety Three
94 | Ninety Four
95 | Ninety Five
96 | Ninety Six
97 | Ninety Seven
98 | Ninety Eight
99 | Ninety Nine
100 | One Hundred