## Basic (hidden)
Package Name | 400kV AIS Substation Package SS-134 for a)Augmentation of Transformation capacity at 400/220kV Bassi (PG), b)Augmentation of Transformation capacity at 400/220kV Malerkotla (PG), c)Implementation of 1 No of 400kV Line Bay at 765/400/220kV Bhadla-III PS for Interconnection of M/s ReNew Solar (Shakti Six) Pvt Ltd, d)Upgradation of 400kV bay Equipment s at Maheshwaram (PG) GIS end, e)Upgradation of 400kV Bay equipment at Hyderabad (AIS) end, f)Upgradation of 400kV bay Equipment at Somanhalli end, g)Upgradation of 400kV Bay equipment at Bidadi (GIS) end
Direct
Package Code | 400kV AIS Substation Package SS-134 | Bought-out
Specification No. | Spec. No.:CC/NT/W-AIS/DOM/A00/24/11485
ORIGINAL

## Cover
Price Schedules | 400kV AIS Substation Package SS-134 for a)Augmentation of Transformation capacity at 400/220kV Bassi (PG), b)Augmentation of Transformation capacity at 400/220kV Malerkotla (PG), c)Implementation of 1 No of 400kV Line Bay at 765/400/220kV Bhadla-III PS for Interconnection of M/s ReNew Solar (Shakti Six) Pvt Ltd, d)Upgradation of 400kV bay Equipment s at Maheshwaram (PG) GIS end, e)Upgradation of 400kV Bay equipment at Hyderabad (AIS) end, f)Upgradation of 400kV bay Equipment at Somanhalli end, g)Upgradation of 400kV Bay equipment at Bidadi (GIS) end |  | 400kV AIS Substation Package SS-134
Spec. No.:CC/NT/W-AIS/DOM/A00/24/11485
| 1 | Fill up only green shaded cells in Sch-1, Sch-2, Sch-3, Sch-5, Sch-7 and Bid Form 2nd Envelope.
| 2 | All the cells in Sch-4 & Sch-6 are auto filled, therefore no cell is required to be filled up there.
| 3 | Instructions / error messages, if any, will be displayed automatically after selecting the cell.
| 4 | After filling up all the schedues, save the file, take print out of all the schedules and Bid form and sign & stamp and submit them as hard copy of the 2nd envelope (Price part) of the bid. Also ensure to submit the soft copy of the the same file on CD/ DVD.
पावर ग्रिड कारपोरेशन ऑफ इण्डिया लिमिटेड
(भारत सरकार का उद्यम)
Power Grid Corporation of India Limited
(A Government of India Enterprises)
Click to skip Instructions & Proceed
Click for Detailed General Instructions
General guidelines for filling up the Price Schedules, Sch-1 to Sch-7

## Instructions (hidden)
General Instruction to the Bidders for filling up this workbook of Price Schedules for Package TW13
I | While filling up the worksheets following may please be observed :
| (i) | Fill up only green shaded cells.
| (ii) | Certain data type entries have been restricted, such as Numeric values or limits of numeric values.
| (iii) | Select only the options provided in pull down menus.
| (iv) | Do not link any cell of this work book with any other work book.
| (v) | Do not use copy & paste or cut & paste options for filling up the data.
| (vi) | Do not reformat any of the cell of the work book.
II | This Workbook consists of following worksheets :
Cover :
Opening page of the workbook.
Names of Bidder :
| ● | Select Sole Bidder or JV (Joint Venture) from the pull down menu. Do not leave this cell blank.
| ● | Select nos. of the JV Partners other than the Lead Partner from drop down menu.
| ● | In case of JV partners more than 2, enter details of 3rd & more partners along with details of 2nd partner.
| ● | Fill up names and address of the Sole Bidder and /or Joint Venture.
| ● | Fill up date in dd-mm-yyyy format from drop down menu.
| ● | Click for Sch-1 given at the right top of the worksheet to go to Sch-1.
Sch-1 (Ex-works Prices) :
| ● | Fill up unit rates for all the items in numeric values greater than 0 (zero). If unit rate is left blank, the corresponding item shall be deemed to be included in the total price.
| ● | Corresponding cell for mode of transaction shall be come enable only after filling up the unit rate, therefore first fill up the unit rate and then mode of transaction for the corresponding item.
| ● | Select either Direct or Bought-out from the drop down menu. Do not leave the cell blank the same shall be deemed to be Bought-out if the cell is left blank.
| ● | Total amount shall get calculated automatically.
| ● | Type Test charges shall appear automatically after filling up Sch-7 appropriately.
Sch-2 (Freight & Insurance Charges) :
| ● | Fill up unit rates for all the items in numeric values greater than 0 (zero). If unit rate is left blank, the corresponding item shall be deemed to be included in the total price.
| ● | Total amount shall get calculated automatically.
Sch-3 (Erection Charges) :
| ● | Fill up unit rates for all the items in numeric values greater than 0 (zero). If unit rate is left blank, the corresponding item shall be deemed to be included in the total price.
| ● | Total amount shall get calculated automatically.
Sch-4 (Training Charges) :
| ● | Not applicable, hence no cell is required to be filled up.
Sch-5 (Summary of Taxes and Duties applicable on the Goods) :
| ● | Fill up applicable rate of Excise Duty. The amount of Excise Duty on the items mentioned as Direct in the mode of transaction in Schedule-1 shall be calculated automatically at the rate mentioned by the bidder here.
| ● | Segregate and fill up the amount on which Sales Tax shall be applicable out of Ex-works supply items mentioned as direct in the mode of transaction in Schedule-1. Applicable Excise Duty on this amount will be calculated automatically at the rate mentioned by the bidder. Further, fill up the rate of applicable Sales Tax. Amount of Sales Tax shall be automatically calculated on the amount mentioned by the bidder as subjected to Sales Tax plus applicable Excise Duty at the rate mentioned by the Bidder.
| ● | Difference of total amount quoted by the bidder as Direct Transaction and the amount mentioned by him subjected to Sales Tax shall be considered as the amount on which VAT shall become applicable and the same shall be calculated & displayed automatically. Applicable Excise Duty on this amount at the rate mentioned by the bidder shall also be calculated & displayed automatically. Fill up the rate of applicable VAT. The amount of VAT shall be calculated automatically on the amount considered to be subjected to VAT plus applicable Excise Duty at the rate mentioned by the bidder here.
| ● | Amount as per details filled up by the bidder in the work sheets Entry Tax, Octroi and other Taxes & Duties shall be displayed in this work sheet Sch-5 but will not be added to the grand total and shall be considered as applicable.
| ● | Click at the links to go to the work sheets Entry Tax, Octroi and other Taxes & Duties one by one.
Entry Tax :
| ● | Fill the description, amount and rate of applicable Entry Tax. Total of this worksheet shall be displayed in Sch -5 (Taxes & Duties)
| ● | Click at the link to go back to Sch-5.
OCTROI :
| ● | Fill the description, amount and rate of applicable Octroi. Total of this worksheet shall be displayed in Sch -5 (Taxes & Duties)
| ● | Click at the link to go back to Sch-5.
Other Taxes & Duties :
| ● | Fill the description, amount and rate of applicable Other Taxes & Duties. Total of this worksheet shall be displayed in Sch -5 (Taxes & Duties)
| ● | Click at the link to go back to Sch-5.
Sch -6 :
| ● | Summary of all the Schedules without considering discount (mentioned in the work sheet discount) shall be displayed automatically.
| ● | No cell is required to be filled in by the bidder in this worksheet.
Sch-7 (Type Test Charges) :
| ● | Fill up the rates & location where type tests are proposed.
| ● | Total of this Sch-7 shall automatically appear in Sch-1.
Bid form 2nd Envelope :
| ● | Fill up ref. no. as bidder's ref no. of this letter.
| ● | This letter shall consider the net price as per Sch-6 (After Discount).
| ● | Fill up names & Designation of the representatives of other JV partner(s) if the bidder is JV (Joint Venture) .
| ● | Fill up additional information as required.
* * *
Happy Bidding !
Click to Proceed

## Names of Bidder
400kV AIS Substation Package SS-134 for a)Augmentation of Transformation capacity at 400/220kV Bassi (PG), b)Augmentation of Transformation capacity at 400/220kV Malerkotla (PG), c)Implementation of 1 No of 400kV Line Bay at 765/400/220kV Bhadla-III PS for Interconnection of M/s ReNew Solar (Shakti Six) Pvt Ltd, d)Upgradation of 400kV bay Equipment s at Maheshwaram (PG) GIS end, e)Upgradation of 400kV Bay equipment at Hyderabad (AIS) end, f)Upgradation of 400kV bay Equipment at Somanhalli end, g)Upgradation of 400kV Bay equipment at Bidadi (GIS) end
Spec. No.:CC/NT/W-AIS/DOM/A00/24/11485 |  |  |  | Sole Bidder | 1
|  |  |  | JV (Joint Venture) | Other Partner
Enter following details of the bidder
Specify type of Bidder [Select from drop down menu] |  |  | 2 | 0
Name of Lead Partner
Address of Lead Partner
Name of other Partner - 1
Address of other Partner - 1
Name of other Partner - 2 (more, if any) | …….. …….. …….. …….. …….. ……..
Address of other Partner - 2 (more, if any) | …….. …….. …….. …….. …….. ……..
…….. …….. …….. …….. …….. ……..
…….. …….. …….. …….. …….. ……..
Printed Name
Designation
Date |  | 31
Place
Click for Sch-1

## Sch-1
Spec. No.:CC/NT/W-AIS/DOM/A00/24/11485 | [12 empty] | Schedule-1
400kV AIS Substation Package SS-134 for a)Augmentation of Transformation capacity at 400/220kV Bassi (PG), b)Augmentation of Transformation capacity at 400/220kV Malerkotla (PG), c)Implementation of 1 No of 400kV Line Bay at 765/400/220kV Bhadla-III PS for Interconnection of M/s ReNew Solar (Shakti Six) Pvt Ltd, d)Upgradation of 400kV bay Equipment s at Maheshwaram (PG) GIS end, e)Upgradation of 400kV Bay equipment at Hyderabad (AIS) end, f)Upgradation of 400kV bay Equipment at Somanhalli end, g)Upgradation of 400kV Bay equipment at Bidadi (GIS) end
(SCHEDULE OF RATES AND PRICES)
BIDDER:
JOINT VENTURE OF 0 & 0 | [9 empty] | To: | [9 empty] | 2
Bidder’s Name and Address (Lead Partner) : | [9 empty] | Contract Services | [9 empty] | 0
Name : | [9 empty] | Power Grid Corporation of India Ltd., | [9 empty] | 0
Address : | [9 empty] | "Saudamini", Plot No.-2 | [9 empty] | JOINT VENTURE OF 0 & 0
Sector-29,
Gurgaon (Haryana) - 122001
Plant and Equipment (including Mandatory Spares Parts) to be supplied, including Type Test Charges for Tests to be conducted.
(All Prices are in Indian Rupees)
SI. No. | PR No | PR Line Item No | Activity Description | Material Code | HSN Code | Whether HSN in column ‘6’ is confirmed. If not, indicate applicable the HSN code # | Rate of GST applicable ( in %) | Whether rate of GST in column ‘8’ is confirmed. If not, indicate applicable rate of GST # | Item Description | Unit | Qty. | Unit Ex-Works Price (excluding GST) | Total Ex-Works Price (excluding GST)
1 | 2 | 3 | 4 | 5 | 6 | 7 | 8 | 9 | 10 | 11 | 12 | 13 | 14 = 12 X 13 | [7 empty] | 91
I | Bhadla-III Extn.
1 | 7000028294 | 240 | 420kV, 63kA AIS EQUIPMENT | 1000004501 | 85352913 |  | 18 |  | 420kV, 3150A, 63kA Circuit Breaker (3-Phase) without closing resistorand with Support Structure | EA | 2 |  | INCLUDED | 0 | 0 | 0 | 0 | 0 | 0
2 | 7000028294 | 250 | 420kV, 63kA AIS EQUIPMENT | 1000004463 | 85359090 |  | 18 |  | 420 kV, 3000A, 63KA, 1-Phase CurrentTransformer with 120% extended currentrating | EA | 6 |  | INCLUDED | 0 | 0 | 0 | 0 | 0 | 0
3 | 7000028294 | 260 | 420kV, 63kA AIS EQUIPMENT | 1000004535 | 85359090 |  | 18 |  | 420 kV, 4400 pF Capacitive Voltage Transformer (1-Phase) | EA | 3 |  | INCLUDED | 0 | 0 | 0 | 0 | 0 | 0
4 | 7000028294 | 270 | 420kV, 63kA AIS EQUIPMENT | 1000004498 | 85353090 |  | 18 |  | 420kV, 3150A, 63KA, Isolator (3-phase)(Double Break) with one E/S | EA | 5 |  | INCLUDED | 0 | 0 | 0 | 0 | 0 | 0
5 | 7000028294 | 280 | 420kV, 63kA AIS EQUIPMENT | 1000020419 | 85354010 |  | 18 |  | 336kV Surge Arrester (1-phase) | EA | 3 |  | INCLUDED | 0 | 0 | 0 | 0 | 0 | 0
6 | 7000028294 | 290 | 420kV, 63kA AIS EQUIPMENT | 1000004401 | 85462040 |  | 18 |  | 420 kV, 1 phase Bus Post Insulator (except for Line Traps) | EA | 8 |  | INCLUDED | 0 | 0 | 0 | 0 | 0 | 0
7 | 7000028294 | 300 | 420kV, 63kA AIS EQUIPMENT | 1000004400 | 85462040 |  | 18 |  | 420 kV ,1 phase Bus Post Insulators for Line Traps | EA | 6 |  | INCLUDED | 0 | 0 | 0 | 0 | 0 | 0
8 | 7000028294 | 310 | Erection Hardware for 420 kV I Type S/Y | 1000011318 | 72169990 |  | 18 |  | Erection Hardware for 400kV I type layout-Bus Work (For one diameter)as per technical specification | SET | 4 |  | INCLUDED | 0 | 0 | 0 | 0 | 0 | 0
9 | 7000028294 | 320 | Erection Hardware for 420 kV I Type S/Y | 1000011322 | 72169990 |  | 18 |  | Erection Hardware for 400kV I type layout-Line bay as per technicalspecification | SET | 1 |  | INCLUDED | 0 | 0 | 0 | 0 | 0 | 0
10 | 7000028294 | 330 | Erection Hardware for 420 kV I Type S/Y | 1000011326 | 72169990 |  | 18 |  | Erection Hardware for 400kV I type layout-Spare bay of half dia as pertechnical specification | SET | 1 |  | INCLUDED | 0 | 0 | 0 | 0 | 0 | 0
11 | 7000028294 | 340 | 420kV Insulator and Hardware | 1000055984 | 72169990 |  | 18 |  | 400KV TENSION INSULATOR STRING AND ASSOCIATED HARDWARE FITTINGSWITHOUT TURN BUCKLE SUITABLE FOR QUAD CONDUCTOR | EA | 18 |  | INCLUDED | 0 | 0 | 0 | 0 | 0 | 0
12 | 7000028294 | 350 | 420kV Insulator and Hardware | 1000055991 | 72169990 |  | 18 |  | 400KV TENSION INSULATOR STRING AND ASSOCIATED HARDWARE FITTINGSWITH TURN BUCKLE SUITABLE FOR QUAD CONDUCTOR | EA | 21 |  | INCLUDED | 0 | 0 | 0 | 0 | 0 | 0
13 | 7000028294 | 360 | 420kV Insulator and Hardware | 1000055986 | 72169990 |  | 18 |  | 400KV SUSPENSION INSULATOR STRING AND ASSOCIATED HARDWARE FITTINGSWITH DROP CLAMP SUITABLE FOR QUAD CONDUCTOR | EA | 3 |  | INCLUDED | 0 | 0 | 0 | 0 | 0 | 0
14 | 7000028294 | 370 | CRP for 420kV Bays with SAS | 1000055446 | 85371000 |  | 18 |  | 400KV CIRCUIT BREAKER RELAY PANEL (WITH AUTOMATION) | EA | 2 |  | INCLUDED | 0 | 0 | 0 | 0 | 0 | 0
15 | 7000028294 | 380 | CRP for 420kV Bays with SAS | 1000003398 | 85371000 |  | 18 |  | 400kV Line Protection Panel (with Automation) | EA | 1 |  | INCLUDED | 0 | 0 | 0 | 0 | 0 | 0
16 | 7000028294 | 390 | CRP for 420kV Bays with SAS | 1000002146 | 85371000 |  | 18 |  | Augmentation of existing 400kV bus bar protection scheme.(No. of baysas per specification)-(with Automation) | SET | 1 |  | INCLUDED | 0 | 0 | 0 | 0 | 0 | 0
17 | 7000028294 | 400 | SAS-AUG | 1000003409 | 85371000 |  | 18 |  | Augmentation of Substation automation System for 400kV Main bay as perTechnical Specification | EA | 1 |  | INCLUDED | 0 | 0 | 0 | 0 | 0 | 0
18 | 7000028294 | 410 | SAS-AUG | 1000003411 | 85371000 |  | 18 |  | Augmentation of Substation automation System for 400kV Tie bay as perTechnical Specification | EA | 1 |  | INCLUDED | 0 | 0 | 0 | 0 | 0 | 0
19 | 7000028294 | 470 | PLCC Equipment | 1000004290 | 85176210 |  | 18 |  | 400kV,3150A,0.5mH ,63kA Line Trap | EA | 2 |  | INCLUDED | 0 | 0 | 0 | 0 | 0 | 0
20 | 7000028294 | 480 | POWER & CONTROL CABLE | 1000031957 | 85446020 |  | 18 |  | 1.1KV GRADE 3.5CX70 SQMM (PVC) POWER CABLE | KM | 0.5 |  | INCLUDED | 0 | 0 | 0 | 0 | 0 | 0
21 | 7000028294 | 490 | POWER & CONTROL CABLE | 1000031985 | 85446020 |  | 18 |  | 1.1KV GRADE 4CX6 SQMM (PVC) POWER CABLE | KM | 1.5 |  | INCLUDED | 0 | 0 | 0 | 0 | 0 | 0
22 | 7000028294 | 500 | POWER & CONTROL CABLE | 1000031943 | 85446020 |  | 18 |  | 1.1KV GRADE 2CX6 SQMM (PVC) POWER CABLE | KM | 0.5 |  | INCLUDED | 0 | 0 | 0 | 0 | 0 | 0
23 | 7000028294 | 510 | POWER & CONTROL CABLE | 1000031964 | 85446020 |  | 18 |  | 1.1KV GRADE 3CX2.5 SQMM CONTROL CABLE | KM | 1.25 |  | INCLUDED | 0 | 0 | 0 | 0 | 0 | 0
24 | 7000028294 | 520 | POWER & CONTROL CABLE | 1000031987 | 85446020 |  | 18 |  | 1.1KV GRADE 5CX2.5 SQMM CONTROL CABLE | KM | 2.75 |  | INCLUDED | 0 | 0 | 0 | 0 | 0 | 0
25 | 7000028294 | 550 | POWER & CONTROL CABLE | 1000031887 | 85446020 |  | 18 |  | 1.1KV GRADE 10CX2.5 SQMM CONTROL CABLE | KM | 1.25 |  | INCLUDED | 0 | 0 | 0 | 0 | 0 | 0
26 | 7000028294 | 530 | POWER & CONTROL CABLE | 1000056264 | 85446020 |  | 18 |  | 1.1KV GRADE 19CX1.5 SQMM CONTROL CABLE | KM | 1.25 |  | INCLUDED | 0 | 0 | 0 | 0 | 0
27 | 7000028294 | 540 | POWER & CONTROL CABLE | 1000056265 | 85446020 |  | 18 |  | 1.1KV GRADE 27CX1.5 SQMM CONTROL CABLE | KM | 0.5 |  | INCLUDED | 0 | 0 | 0 | 0 | 0
28 | 7000028294 | 560 | AIR CONDITIONING & VENTILATION SYSTEM | 1000006284 | 84151090 |  | 28 |  | Air conditioning system for Switchyard Panel Room of 6m length | SET | 1 |  | INCLUDED | 0 | 0 | 0 | 0 | 0
29 | 7000028294 | 570 | FIRE FIGHTING SYSTEM | 1000012018 | 85311020 |  | 18 |  | Fire Detection and Alarm System for Switchyard Panel Room of 6 mlength | SET | 1 |  | INCLUDED | 0 | 0 | 0 | 0 | 0
30 | 7000028294 | 580 | ILLUMINATION SYSTEM | 1000014547 | 85371000 |  | 18 |  | Lighting Panel type ACP-2 as per technical specification | EA | 1 |  | INCLUDED | 0 | 0 | 0 | 0 | 0
31 | 7000028294 | 590 | ILLUMINATION SYSTEM | 1000038387 | 94051090 |  | 18 |  | LED FLOOD LIGHT LUMINARIESTYPE FL-1 (150W) AS PER TECHNICALSPECIFICATION | EA | 5 |  | INCLUDED | 0 | 0 | 0 | 0 | 0
32 | 7000028294 | 600 | ILLUMINATION SYSTEM | 1000038325 | 94059900 |  | 18 |  | LIGHTING FIXTURE LED LUMINAIRES TYPE FL2 AS PER TECH. SPECIFICATIONS | EA | 5 |  | INCLUDED | 0 | 0 | 0 | 0 | 0
33 | 7000028294 | 610 | ILLUMINATION SYSTEM | 1000013795 | 94059900 |  | 18 |  | Illumination System for switchyard panel room of 6 m length | LS | 1 |  | INCLUDED | 0 | 0 | 0 | 0 | 0
34 | 7000028294 | 620 | Tele eqpt at Bhadla-III (extn) | 1000031367 | 85176260 |  | 18 |  | SDH EQUIPMENT (STM-16 MADM UPTO 5 MSP PROTECTED DIRECTIONS)-BASEEQUIPMENT (COMMON CARDS, CROSS CONNECT/CONTROL CARDS, OPTICAL BASECARDS, POWER SUPPLY CARDS, POWER CABLING, OTHER HARDWARE ANDACCESSORIES INCLUDING SUB RACKS, PATCH CORD, DDF ETC FULLY EQUIPEDEXCLUDING OPTICAL INTERFACE & TRIBUTARY CARDS | EA | 1 |  | INCLUDED | 0 | 0 | 0 | 0 | 0
35 | 7000028294 | 630 | Tele eqpt at Bhadla-III (extn) | 1000018706 | 85176990 |  | 18 |  | S16.1 SFP | EA | 4 |  | INCLUDED | 0 | 0 | 0 | 0 | 0
36 | 7000028294 | 640 | Tele eqpt at Bhadla-III (extn) | 1000031374 | 85176290 |  | 18 |  | TRIBUTARY INTERFACE- E1 INTERFACE (MINIMUM 16 NOS.) | SET | 2 |  | INCLUDED | 0 | 0 | 0 | 0 | 0
37 | 7000028294 | 650 | Tele eqpt at Bhadla-III (extn) | 1000034950 | 85176990 |  | 18 |  | ETHERNET INTERFACE 10/100 BASE T WITH LAYER-2 SWITCHING (MIN 8INTERFACES PER CARD) | EA | 2 |  | INCLUDED | 0 | 0 | 0 | 0 | 0
38 | 7000028294 | 660 | Tele eqpt at Bhadla-III (extn) | 1000031381 | 85176290 |  | 18 |  | TRIBUTARY INTERFACE-GIGABIT ETHERNET INTERFACES 10/100 MBPS WITH LAYER-2 SWITCHING (MINIMUM 2 NOS.) | SET | 1 |  | INCLUDED | 0 | 0 | 0 | 0 | 0
39 | 7000028294 | 670 | Tele eqpt at Bhadla-III (extn) | 1000026228 | 85176290 |  | 18 |  | Equipment Cabinets For SDH | EA | 1 |  | INCLUDED | 0 | 0 | 0 | 0 | 0
40 | 7000028294 | 680 | Tele eqpt at Bhadla-III (extn) | 1000066614 | 73069011 |  | 18 |  | GI PIPE INSTALLATION HARDWARE FOR APPROACH CABLING | KM | 1 |  | INCLUDED | 0 | 0 | 0 | 0 | 0
41 | 7000028294 | 690 | Tele eqpt at Bhadla-III (extn) | 1000066612 | 73071900 |  | 18 |  | GI ELBOW INSTALLATION HARDWARE FOR APPROAH CABLING | EA | 150 |  | INCLUDED | 0 | 0 | 0 | 0 | 0
42 | 7000028294 | 700 | Tele eqpt at Bhadla-III (extn) | 1000066613 | 83071000 |  | 18 |  | GI FLEXIBLE CONDUIT INSTALLATION HARDWARE FOR APPROAH CABLING | EA | 75 |  | INCLUDED | 0 | 0 | 0 | 0 | 0
43 | 7000028294 | 710 | Tele eqpt at Bhadla-III (extn) | 1000037545 | 85447090 |  | 18 |  | 24F (DWSM) APPROACH FIBRE OPTIC CABLE | KM | 1 |  | INCLUDED | 0 | 0 | 0 | 0 | 0
44 | 7000028294 | 720 | Tele eqpt at Bhadla-III (extn) | 1000023471 | 85372000 |  | 18 |  | OPGW Fibre Optic Distribution Panel (FODP): Indoor Type: 96F | EA | 1 |  | INCLUDED | 0 | 0 | 0 | 0 | 0
45 | 7000028294 | 730 | PMU & associated items (Bhadla-III PS) | 1000017518 | 85364900 |  | 18 |  | PMU with GPS Clock (clock can be either internal or external) | EA | 1 |  | INCLUDED | 0 | 0 | 0 | 0 | 0
46 | 7000028294 | 740 | PMU & associated items (Bhadla-III PS) | 1000022512 | 90311000 |  | 18 |  | WAMS Hardware - Time System (GPS receiver) | EA | 1 |  | INCLUDED | 0 | 0 | 0 | 0 | 0
47 | 7000028294 | 750 | PMU & associated items (Bhadla-III PS) | 1000071061 | 85176290 |  | 18 |  | SUBSTATION GRADE LAYER 2 LAN SWITCH | EA | 1 |  | INCLUDED | 0 | 0 | 0 | 0 | 0
48 | 7000028294 | 760 | PMU & associated items (Bhadla-III PS) | 1000071062 | 85176290 |  | 18 |  | SUBSTATION GRADE LAYER 3 LAN SWITCH | EA | 1 |  | INCLUDED | 0 | 0 | 0 | 0 | 0
49 | 7000028294 | 770 | PMU & associated items (Bhadla-III PS) | 1000022487 | 85447090 |  | 18 |  | WAMS Miscellaneous - Armored Fibre Optic Cable and associatedtermination (e.g. L2 Switch) for connecting PMU panels located indifferent control room of a station | EA | 1 |  | INCLUDED | 0 | 0 | 0 | 0 | 0
50 | 7000028294 | 780 | PMU & associated items (Bhadla-III PS) | 1000030641 | 85389000 |  | 18 |  | LIU - FO PATCH PANEL-12 PORT | EA | 2 |  | INCLUDED | 0 | 0 | 0 | 0 | 0
51 | 7000028294 | 790 | Tower Gantry and Equipment SuppStructure | 1000015954 | 73082011 |  | 18 |  | Fabrication, galvanising and supply of Lattice Structures (MS Steel),to be designed during detailed engineering, for towers, beams andequipment support structure including pack plates / packwashers andgusset plates excluding fasteners and foundation bolts | MT | 94 |  | INCLUDED | 0 | 0 | 0 | 0 | 0
52 | 7000028294 | 800 | Tower Gantry and Equipment SuppStructure | 1000011713 | 73082011 |  | 18 |  | Fabrication, galvanising and supply of fasteners ( nuts, bolts andwashers ) including step bolts for lattice and pipe structures to bedesigned during detailed engineering | MT | 5 |  | INCLUDED | 0 | 0 | 0 | 0 | 0
53 | 7000028294 | 810 | Tower Gantry and Equipment SuppStructure | 1000012373 | 73082011 |  | 18 |  | Fabrication, galvanising and supply of foundation bolts including nuts,checknut and washers for lattice and pipe structures to be designedduring detailed engineering | MT | 5 |  | INCLUDED | 0 | 0 | 0 | 0 | 0
54 | 7000028294 | 820 | Tower Gantry and Equipment SuppStructure | 1000015952 | 73082011 |  | 18 |  | Fabrication, galvanising and supply of Equipment Support (Pipe)Structures to be designed during detailed engineering | MT | 12 |  | INCLUDED | 0 | 0 | 0 | 0 | 0
55 | 7000028294 | 830 | Spares- Tele eqpt at Bhadlas-III (extn) | 1000031369 | 85176260 |  | 18 |  | SDH EQUIPMENT (STM-16 MADM UPTO 5 MSP PROTECTED DIRECTIONS)-COMMONCARDS, CROSS-CONNECT/CONTROL CARDS, OPTICAL BASE CARD, POWER SUPPLYCARDS, POWER CABLING, OTHER HARDWARE & ACCESSORIES (EACH). | SET | 1 |  | INCLUDED | 0 | 0 | 0 | 0 | 0
56 | 7000028294 | 840 | Spares- Tele eqpt at Bhadlas-III (extn) | 1000018706 | 85176990 |  | 18 |  | S16.1 SFP | EA | 1 |  | INCLUDED | 0 | 0 | 0 | 0 | 0
57 | 7000028294 | 850 | Spares- Tele eqpt at Bhadlas-III (extn) | 1000031374 | 85176290 |  | 18 |  | TRIBUTARY INTERFACE- E1 INTERFACE (MINIMUM 16 NOS.) | SET | 1 |  | INCLUDED | 0 | 0 | 0 | 0 | 0
58 | 7000028294 | 860 | Spares- Tele eqpt at Bhadlas-III (extn) | 1000034950 | 85176990 |  | 18 |  | ETHERNET INTERFACE 10/100 BASE T WITH LAYER-2 SWITCHING (MIN 8INTERFACES PER CARD) | EA | 1 |  | INCLUDED | 0 | 0 | 0 | 0 | 0
59 | 7000028294 | 870 | Spares- Tele eqpt at Bhadlas-III (extn) | 1000031381 | 85176290 |  | 18 |  | TRIBUTARY INTERFACE-GIGABIT ETHERNET INTERFACES 10/100 MBPS WITH LAYER-2 SWITCHING (MINIMUM 2 NOS.) | SET | 1 |  | INCLUDED | 0 | 0 | 0 | 0 | 0
60 | 7000028294 | 880 | Spares- Tele eqpt at Bhadlas-III (extn) | 1000031398 | 85171890 |  | 18 |  | PRE CONNECTORIZED OPTICAL FIBER PATCH CORDS(10 MTRS) â€“ PACK OF SIXPATCH CORDS | SET | 1 |  | INCLUDED | 0 | 0 | 0 | 0 | 0
61 | 7000028294 | 890 | Spares- Tele eqpt at Bhadlas-III (extn) | 1000037545 | 85447090 |  | 18 |  | 24F (DWSM) APPROACH FIBRE OPTIC CABLE | KM | 1 |  | INCLUDED | 0 | 0 | 0 | 0 | 0
62 | 7000028294 | 900 | Spares- Tele eqpt at Bhadlas-III (extn) | 1000066614 | 73069011 |  | 18 |  | GI PIPE INSTALLATION HARDWARE FOR APPROACH CABLING | KM | 0.035 |  | INCLUDED | 0 | 0 | 0 | 0 | 0
63 | 7000028294 | 910 | Spares- Tele eqpt at Bhadlas-III (extn) | 1000066612 | 73071900 |  | 18 |  | GI ELBOW INSTALLATION HARDWARE FOR APPROAH CABLING | EA | 4 |  | INCLUDED | 0 | 0 | 0 | 0 | 0 | 0
64 | 7000028294 | 920 | Spares- Tele eqpt at Bhadlas-III (extn) | 1000066613 | 83071000 |  | 18 |  | GI FLEXIBLE CONDUIT INSTALLATION HARDWARE FOR APPROAH CABLING | EA | 3 |  | INCLUDED | 0 | 0 | 0 | 0 | 0 | 0
65 | 7000028294 | 150 | Mandatory Spare LOT | 1000019918 | 85359090 |  | 18 |  | Spares for 420kV Circuit Breaker | LS | 1 |  | INCLUDED | 0 | 0 | 0 | 0 | 0 | 0
66 | 7000028294 | 160 | Mandatory Spare LOT | 1000019919 | 85353090 |  | 18 |  | Spares for 420kV Double break Isolator | LS | 1 |  | INCLUDED | 0 | 0 | 0 | 0 | 0 | 0
67 | 7000028294 | 170 | Mandatory Spare LOT | 1000024186 | 85354010 |  | 18 |  | SPARES FOR 336KV SURGE ARRESTER | LS | 1 |  | INCLUDED | 0 | 0 | 0 | 0 | 0 | 0
68 | 7000028294 | 180 | Mandatory Spare LOT | 1000025943 | 85359090 |  | 18 |  | Spare-420kV CVT 1 | SET | 1 |  | INCLUDED | 0 | 0 | 0 | 0 | 0 | 0
69 | 7000028294 | 190 | Mandatory Spare LOT | 1000025941 | 85389000 |  | 18 |  | Spare-420kV CT 1 | SET | 1 |  | INCLUDED | 0 | 0 | 0 | 0 | 0 | 0
70 | 7000028294 | 200 | Mandatory Spare LOT | 1000019912 | 85371000 |  | 18 |  | Relay & protection Panels (with automation) | LS | 1 |  | INCLUDED | 0 | 0 | 0 | 0 | 0 | 0
71 | 7000028294 | 210 | Mandatory Spare LOT | 1000025950 | 85176210 |  | 18 |  | Spare-PLCC | SET | 1 |  | INCLUDED | 0 | 0 | 0 | 0 | 0 | 0
72 | 7000028294 | 220 | Mandatory Spare LOT | 1000062002 | 85371000 |  | 18 |  | BAY CONTROL UNIT (IED) OF MAIN SYSTEM | EA | 1 |  | INCLUDED | 0 | 0 | 0 | 0 | 0 | 0
73 | 7000028294 | 230 | Mandatory Spare LOT | 1000062004 | 85371000 |  | 18 |  | ETHERNET SWITCH SUITABLE FOR 19Ã‚â‚¬Â RACK MOUNTING WITH 24 FIBER OPTICPORTS | EA | 1 |  | INCLUDED | 0 | 0 | 0 | 0 | 0 | 0
II | ICT AUGMENTATION @BASSI | [12 empty] | 0 | 0 | 0 | 0 | 0
74 | 7000028365 | 30 | 420kV, 63kA AIS EQUIPMENT | 1000004501 | 85352913 |  | 18 |  | 420kV, 3150A, 63kA Circuit Breaker (3-Phase) without closing resistorand with Support Structure | EA | 2 |  | INCLUDED | 0 | 0 | 0 | 0 | 0 | 0
75 | 7000028365 | 40 | 420kV, 63kA AIS EQUIPMENT | 1000004463 | 85359090 |  | 18 |  | 420 kV, 3000A, 63KA, 1-Phase CurrentTransformer with 120% extended currentrating | EA | 6 |  | INCLUDED | 0 | 0 | 0 | 0 | 0 | 0
76 | 7000028365 | 50 | 420kV, 63kA AIS EQUIPMENT | 1000004498 | 85353090 |  | 18 |  | 420kV, 3150A, 63KA, Isolator (3-phase)(Double Break) with one E/S | EA | 6 |  | INCLUDED | 0 | 0 | 0 | 0 | 0 | 0
77 | 7000028365 | 10 | 420kV, 63kA AIS EQUIPMENT | 1000020419 | 85354010 |  | 18 |  | 336kV Surge Arrester (1-phase) | EA | 3 |  | INCLUDED | 0 | 0 | 0 | 0 | 0 | 0
78 | 7000028365 | 20 | 420kV, 63kA AIS EQUIPMENT | 1000004401 | 85462040 |  | 18 |  | 420 kV, 1 phase Bus Post Insulator (except for Line Traps) | EA | 10 |  | INCLUDED | 0 | 0 | 0 | 0 | 0 | 0
79 | 7000028365 | 80 | 245kV, 50kA AIS EQUIPMENT | 1000001683 | 85352912 |  | 18 |  | 245kV, 1600A, 50KA Circuit Breaker(3-Phase) with support structure | EA | 1 |  | INCLUDED | 0 | 0 | 0 | 0 | 0 | 0
80 | 7000028365 | 90 | 245kV, 50kA AIS EQUIPMENT | 1000001684 | 85359090 |  | 18 |  | 245 kV, 1600A, 50KA, 1-Phase CurrentTransformer with 120% extended currentrating | EA | 3 |  | INCLUDED | 0 | 0 | 0 | 0 | 0 | 0
81 | 7000028365 | 100 | 245kV, 50kA AIS EQUIPMENT | 1000001688 | 85353090 |  | 18 |  | 245kV, 1600A, 50 KA, 3-phase DoubleBreak Isolator with one E/S | EA | 1 |  | INCLUDED | 0 | 0 | 0 | 0 | 0 | 0
82 | 7000028365 | 110 | 245kV, 50kA AIS EQUIPMENT | 1000001689 | 85353090 |  | 18 |  | 245kV, 1600A, 50 KA, 3-phase DoubleBreak Isolator with two E/S | EA | 1 |  | INCLUDED | 0 | 0 | 0 | 0 | 0 | 0
83 | 7000028365 | 120 | 245kV, 50kA AIS EQUIPMENT | 1000032777 | 85353090 |  | 18 |  | 245KV, 1600 A, 50KA, 3-PHASE, DOUBLE BREAK TANDEM ISOLATOR WITHOUT E/S | EA | 2 |  | INCLUDED | 0 | 0 | 0 | 0 | 0 | 0
84 | 7000028365 | 60 | 245kV, 50kA AIS EQUIPMENT | 1000001695 | 85462040 |  | 18 |  | 245 kV, 1 phase Bus Post Insulator (except for Line Traps) | EA | 40 |  | INCLUDED | 0 | 0 | 0 | 0 | 0 | 0
85 | 7000028365 | 70 | 245kV, 50kA AIS EQUIPMENT | 1000020417 | 85354010 |  | 18 |  | 216kV Surge Arrester (1-phase) | EA | 3 |  | INCLUDED | 0 | 0 | 0 | 0 | 0 | 0
86 | 7000028365 | 130 | Erection Hardware for 420 kV I Type S/Y | 1000011305 | 72169990 |  | 18 |  | Erection Hardware for 400kV D type layout-Transformer bay as pertechnical specification | SET | 1 |  | INCLUDED | 0 | 0 | 0 | 0 | 0 | 0
87 | 7000028365 | 140 | Erection Hardware for 420 kV I Type S/Y | 1000011297 | 72169990 |  | 18 |  | Erection Hardware for 400kV D type layout-Spare bay of half dia. asper technical specification | SET | 1 |  | INCLUDED | 0 | 0 | 0 | 0 | 0 | 0
88 | 7000028365 | 150 | 420kV Insulator and Hardware | 1000055984 | 72169990 |  | 18 |  | 400KV TENSION INSULATOR STRING AND ASSOCIATED HARDWARE FITTINGSWITHOUT TURN BUCKLE SUITABLE FOR QUAD CONDUCTOR | EA | 6 |  | INCLUDED | 0 | 0 | 0 | 0 | 0 | 0
89 | 7000028365 | 160 | 420kV Insulator and Hardware | 1000055991 | 72169990 |  | 18 |  | 400KV TENSION INSULATOR STRING AND ASSOCIATED HARDWARE FITTINGSWITH TURN BUCKLE SUITABLE FOR QUAD CONDUCTOR | EA | 6 |  | INCLUDED | 0 | 0 | 0 | 0 | 0 | 0
90 | 7000028365 | 170 | 420kV Insulator and Hardware | 1000055987 | 72169990 |  | 18 |  | 400KV SUSPENSION INSULATOR STRING AND ASSOCIATED HARDWARE FITTINGSWITH DROP CLAMP SUITABLE FOR TWIN CONDUCTOR | EA | 3 |  | INCLUDED | 0 | 0 | 0 | 0 | 0 | 0
91 | 7000028365 | 180 | Erection Hardware for 220 kV DMT Type SY | 1000011264 | 72169990 |  | 18 |  | Erection Hardware for 220kV layout (Double Main and TransferScheme)-Transformer Bay as per technical specification | SET | 1 |  | INCLUDED | 0 | 0 | 0 | 0 | 0 | 0
92 | 7000028365 | 190 | Erection Hardware for 220 kV DMT Type SY | 1000011255 | 72169990 |  | 18 |  | Erection Hardware for 220kV layout (Double Main and TransferScheme)-Bus work (one Bay) as per technical specification | SET | 2 |  | INCLUDED | 0 | 0 | 0 | 0 | 0 | 0
93 | 7000028365 | 200 | 220kV Insulator and Hardware | 1000055975 | 72169990 |  | 18 |  | 220KV SUSPENSION INSULATOR STRING AND ASSOCIATED HARDWARE FITTINGSWITH DROP CLAMP SUITABLE FOR TWIN CONDUCTOR | EA | 3 |  | INCLUDED | 0 | 0 | 0 | 0 | 0 | 0
94 | 7000028365 | 210 | 220kV Insulator and Hardware | 1000055977 | 72169990 |  | 18 |  | 220KV SUSPENSION INSULATOR STRING AND ASSOCIATED HARDWARE FITTINGSWITH THROUGH CLAMP SUITABLE FOR TWIN CONDUCTOR | EA | 3 |  | INCLUDED | 0 | 0 | 0 | 0 | 0 | 0
95 | 7000028365 | 220 | 220kV Insulator and Hardware | 1000055980 | 72169990 |  | 18 |  | 220KV TENSION INSULATOR STRING AND ASSOCIATED HARDWARE FITTINGSWITHOUT TURN BUCKLE SUITABLE FOR TWIN CONDUCTOR | EA | 9 |  | INCLUDED | 0 | 0 | 0 | 0 | 0 | 0
96 | 7000028365 | 230 | 220kV Insulator and Hardware | 1000055983 | 72169990 |  | 18 |  | 220KV TENSION INSULATOR STRING AND ASSOCIATED HARDWARE FITTINGS WITHTURN BUCKLE SUITABLE FOR TWIN CONDUCTOR | EA | 9 |  | INCLUDED | 0 | 0 | 0 | 0 | 0 | 0
97 | 7000028365 | 240 | 220kV Insulator and Hardware | 1000055978 | 72169990 |  | 18 |  | 220KV TENSION INSULATOR STRING AND ASSOCIATED HARDWARE FITTINGSWITHOUT TURN BUCKLE SUITABLE FOR QUAD CONDUCTOR | EA | 3 |  | INCLUDED | 0 | 0 | 0 | 0 | 0 | 0
98 | 7000028365 | 250 | 220kV Insulator and Hardware | 1000055981 | 72169990 |  | 18 |  | 220KV TENSION INSULATOR STRING AND ASSOCIATED HARDWARE FITTINGS WITHTURN BUCKLE SUITABLE FOR QUAD CONDUCTOR | EA | 3 |  | INCLUDED | 0 | 0 | 0 | 0 | 0 | 0
99 | 7000028365 | 260 | Earthmat | 1000032055 | 72159090 |  | 18 |  | 40 MM MS ROD FOR MAIN EARTHMAT | KM | 2 |  | INCLUDED | 0 | 0 | 0 | 0 | 0 | 0
100 | 7000028365 | 270 | CRP for 420kV Bays | 1000004274 | 85371000 |  | 18 |  | 400kV Transformer Protection Panel (For both HV & MV side)-(withAutomation) | EA | 1 |  | INCLUDED | 0 | 0 | 0 | 0 | 0 | 0
101 | 7000028365 | 280 | CRP for 420kV Bays | 1000055446 | 85371000 |  | 18 |  | 400KV CIRCUIT BREAKER RELAY PANEL (WITH AUTOMATION) | EA | 2 |  | INCLUDED | 0 | 0 | 0 | 0 | 0 | 0
102 | 7000028365 | 290 | CRP for 220kV Bays | 1000055443 | 85371000 |  | 18 |  | 220KV CIRCUIT BREAKER RELAY PANEL (WITH AUTOMATION) | EA | 1 |  | INCLUDED | 0 | 0 | 0 | 0 | 0 | 0
103 | 7000028365 | 1080 | NTAMC Integration | 1000032389 | 85371000 |  | 18 |  | BAY CONTROL UNIT INCLUDING INTERFACE ACCESSORIES INTEGRATION WITHNTAMC AS PER TECHNICAL SPECIFICATION. | EA | 3 |  | INCLUDED | 0 | 0 | 0 | 0 | 0 | 0
104 | 7000028365 | 300 | VMS | 1000030433 | 85287390 |  | 18 |  | COLOR IP CAMERA, WITH PAN, TILT AND ZOOM FACILITIES, ALONGWITH ALLREQUIRED ITEMS, ACCESSORIES, LINE INTERFACE UNITS, FIBER PATCH CORDS,POWER SUPPLY UNITS, JUNCTION BOXES, CABLES, FIBER OPTIC CABLES, ETC.,AND INCLUDING INTEGRATION IN EXISTING HARDWARE AND SOFTWARE FORAUGMENTATION OF VISUAL MONITORING SYSTEM AS PER TECHNICALSPECIFICATION. | SET | 1 |  | INCLUDED | 0 | 0 | 0 | 0 | 0 | 0
105 | 7000028365 | 310 | POWER & CONTROL CABLE | 1000031951 | 85446090 |  | 18 |  | 1.1KV GRADE 3.5CX300 SQMM (XLPE) POWER CABLE | KM | 0.6 |  | INCLUDED | 0 | 0 | 0 | 0 | 0 | 0
106 | 7000028365 | 320 | POWER & CONTROL CABLE | 1000031953 | 85446020 |  | 18 |  | 1.1KV GRADE 3.5CX35 SQMM (PVC) POWER CABLE | KM | 3 |  | INCLUDED | 0 | 0 | 0 | 0 | 0 | 0
107 | 7000028365 | 330 | POWER & CONTROL CABLE | 1000031976 | 85446020 |  | 18 |  | 1.1KV GRADE 4CX16 SQMM (PVC) POWER CABLE | KM | 4 |  | INCLUDED | 0 | 0 | 0 | 0 | 0 | 0
108 | 7000028365 | 340 | POWER & CONTROL CABLE | 1000031985 | 85446020 |  | 18 |  | 1.1KV GRADE 4CX6 SQMM (PVC) POWER CABLE | KM | 7 |  | INCLUDED | 0 | 0 | 0 | 0 | 0 | 0
109 | 7000028365 | 350 | POWER & CONTROL CABLE | 1000031943 | 85446020 |  | 18 |  | 1.1KV GRADE 2CX6 SQMM (PVC) POWER CABLE | KM | 2 |  | INCLUDED | 0 | 0 | 0 | 0 | 0 | 0
110 | 7000028365 | 360 | POWER & CONTROL CABLE | 1000031987 | 85446020 |  | 18 |  | 1.1KV GRADE 5CX2.5 SQMM CONTROL CABLE | KM | 10 |  | INCLUDED | 0 | 0 | 0 | 0 | 0 | 0
111 | 7000028365 | 370 | POWER & CONTROL CABLE | 1000031887 | 85446020 |  | 18 |  | 1.1KV GRADE 10CX2.5 SQMM CONTROL CABLE | KM | 8 |  | INCLUDED | 0 | 0 | 0 | 0 | 0 | 0
112 | 7000028365 | 380 | POWER & CONTROL CABLE | 1000056264 | 85446020 |  | 18 |  | 1.1KV GRADE 19CX1.5 SQMM CONTROL CABLE | KM | 8 |  | INCLUDED | 0 | 0 | 0 | 0 | 0 | 0
113 | 7000028365 | 390 | POWER & CONTROL CABLE | 1000056265 | 85446020 |  | 18 |  | 1.1KV GRADE 27CX1.5 SQMM CONTROL CABLE | KM | 10 |  | INCLUDED | 0 | 0 | 0 | 0 | 0 | 0
114 | 7000028365 | 400 | POWER & CONTROL CABLE | 1000032050 | 85446020 |  | 18 |  | 4PAIR, 0.5SQMM SCREENED CABLE | KM | 2 |  | INCLUDED | 0 | 0 | 0 | 0 | 0 | 0
115 | 7000028365 | 410 | FIRE FIGHTING SYSTEM | 1000000067 | 85311020 |  | 18 |  | Fire Alarm panel with all accessories as per TS | EA | 1 |  | INCLUDED | 0 | 0 | 0 | 0 | 0 | 0
116 | 7000028365 | 420 | FIRE FIGHTING SYSTEM | 1000012069 | 84248990 |  | 18 |  | HVW spray system, Hydrant system and complete U/G & O/G piping andaccessories etc. out side the pump house for 500MVA , 400KV/220/33kV, 3-phase Autotransformer | SET | 1 |  | INCLUDED | 0 | 0 | 0 | 0 | 0 | 0
117 | 7000028365 | 430 | FIRE FIGHTING SYSTEM | 1000012018 | 85311020 |  | 18 |  | Fire Detection and Alarm System for Switchyard Panel Room of 6 mlength | SET | 1 |  | INCLUDED | 0 | 0 | 0 | 0 | 0 | 0
118 | 7000028365 | 440 | FIRE FIGHTING SYSTEM | 1000012022 | 84241000 |  | 18 |  | 4.5 kg CO2 type Portable Fire extinguisher | EA | 1 |  | INCLUDED | 0 | 0 | 0 | 0 | 0 | 0
119 | 7000028365 | 450 | ILLUMINATION SYSTEM | 1000014547 | 85371000 |  | 18 |  | Lighting Panel type ACP-2 as per technical specification | EA | 2 |  | INCLUDED | 0 | 0 | 0 | 0 | 0 | 0
120 | 7000028365 | 460 | ILLUMINATION SYSTEM | 1000004952 | 94059900 |  | 18 |  | 63A, 415V : Interlocked switch socket outdoor Receptacle (type RP) asper technical specifications | EA | 2 |  | INCLUDED | 0 | 0 | 0 | 0 | 0 | 0
121 | 7000028365 | 470 | ILLUMINATION SYSTEM | 1000001894 | 94059900 |  | 18 |  | Outdoor Power Receptacle for oilfiltration unit (250A) | EA | 1 |  | INCLUDED | 0 | 0 | 0 | 0 | 0 | 0
122 | 7000028365 | 480 | ILLUMINATION SYSTEM | 1000038387 | 94051090 |  | 18 |  | LED FLOOD LIGHT LUMINARIESTYPE FL-1 (150W) AS PER TECHNICALSPECIFICATION | EA | 10 |  | INCLUDED | 0 | 0 | 0 | 0 | 0 | 0
123 | 7000028365 | 490 | ILLUMINATION SYSTEM | 1000038325 | 94059900 |  | 18 |  | LIGHTING FIXTURE LED LUMINAIRES TYPE FL2 AS PER TECH. SPECIFICATIONS | EA | 20 |  | INCLUDED | 0 | 0 | 0 | 0 | 0 | 0
124 | 7000028365 | 500 | ILLUMINATION SYSTEM | 1000038385 | 94059900 |  | 18 |  | FIRE WALL MOUNTED LED LUMINARIE TYPE FL-2 (250W) | EA | 2 |  | INCLUDED | 0 | 0 | 0 | 0 | 0 | 0
125 | 7000028365 | 510 | ILLUMINATION SYSTEM | 1000013795 | 94059900 |  | 18 |  | Illumination System for switchyard panel room of 6 m length | LS | 1 |  | INCLUDED | 0 | 0 | 0 | 0 | 0 | 0
126 | 7000028365 | 520 | ILLUMINATION SYSTEM | 1000006284 | 84151090 |  | 28 |  | Air conditioning system for Switchyard Panel Room of 6m length | SET | 1 |  | INCLUDED | 0 | 0 | 0 | 0 | 0 | 0
127 | 7000028365 | 660 | Mandatory Spares-LOT | 1000019918 | 85359090 |  | 18 |  | Spares for 420kV Circuit Breaker | LS | 1 |  | INCLUDED | 0 | 0 | 0 | 0 | 0 | 0
128 | 7000028365 | 670 | Mandatory Spares-LOT | 1000019919 | 85353090 |  | 18 |  | Spares for 420kV Double break Isolator | LS | 1 |  | INCLUDED | 0 | 0 | 0 | 0 | 0 | 0
129 | 7000028365 | 680 | Mandatory Spares-LOT | 1000024186 | 85354010 |  | 18 |  | SPARES FOR 336KV SURGE ARRESTER | LS | 1 |  | INCLUDED | 0 | 0 | 0 | 0 | 0 | 0
130 | 7000028365 | 690 | Mandatory Spares-LOT | 1000025941 | 85389000 |  | 18 |  | Spare-420kV CT 1 | SET | 1 |  | INCLUDED | 0 | 0 | 0 | 0 | 0 | 0
131 | 7000028365 | 700 | Mandatory Spares-LOT | 1000025935 | 85389000 |  | 18 |  | Spare-245kV Circuit Breaker | SET | 1 |  | INCLUDED | 0 | 0 | 0 | 0 | 0 | 0
132 | 7000028365 | 710 | Mandatory Spares-LOT | 1000025936 | 85353090 |  | 18 |  | Spare-245kV Isolator | SET | 1 |  | INCLUDED | 0 | 0 | 0 | 0 | 0 | 0
133 | 7000028365 | 720 | Mandatory Spares-LOT | 1000025933 | 85389000 |  | 18 |  | Spare-245kV CT | SET | 1 |  | INCLUDED | 0 | 0 | 0 | 0 | 0 | 0
134 | 7000028365 | 730 | Mandatory Spares-LOT | 1000019912 | 85371000 |  | 18 |  | Relay & protection Panels (with automation) | LS | 1 |  | INCLUDED | 0 | 0 | 0 | 0 | 0 | 0
135 | 7000028365 | 740 | Mandatory Spares-LOT | 1000032289 | 84819090 |  | 18 |  | SPARES FOFIRE PROTECTION SYSTEM | SET | 1 |  | INCLUDED | 0 | 0 | 0 | 0 | 0 | 0
136 | 7000028365 | 750 | Mandatory Spares-LOT | 1000062002 | 85371000 |  | 18 |  | BAY CONTROL UNIT (IED) OF MAIN SYSTEM | EA | 1 |  | INCLUDED | 0 | 0 | 0 | 0 | 0 | 0
137 | 7000028365 | 760 | Mandatory Spares-LOT | 1000062004 | 85371000 |  | 18 |  | ETHERNET SWITCH SUITABLE FOR 19Ã‚â‚¬Â RACK MOUNTING WITH 24 FIBER OPTICPORTS | EA | 1 |  | INCLUDED | 0 | 0 | 0 | 0 | 0 | 0
138 | 7000028365 | 790 | LT Switchgear Extn. | 1000055451 | 85371000 |  | 18 |  | EXTENSION OF LT SWITCHGEAR AS PER TECHNICAL SPECIFICATION | SET | 1 |  | INCLUDED | 0 | 0 | 0 | 0 | 0 | 0
139 | 7000028365 | 810 | PMU & associated items (Bassi) | 1000017518 | 85364900 |  | 18 |  | PMU with GPS Clock (clock can be either internal or external) | EA | 2 |  | INCLUDED | 0 | 0 | 0 | 0 | 0 | 0
140 | 7000028365 | 820 | PMU & associated items (Bassi) | 1000022512 | 90311000 |  | 18 |  | WAMS Hardware - Time System (GPS receiver) | EA | 2 |  | INCLUDED | 0 | 0 | 0 | 0 | 0 | 0
141 | 7000028365 | 830 | PMU & associated items (Bassi) | 1000071061 | 85176290 |  | 18 |  | SUBSTATION GRADE LAYER 2 LAN SWITCH | EA | 2 |  | INCLUDED | 0 | 0 | 0 | 0 | 0 | 0
142 | 7000028365 | 840 | PMU & associated items (Bassi) | 1000071062 | 85176290 |  | 18 |  | SUBSTATION GRADE LAYER 3 LAN SWITCH | EA | 1 |  | INCLUDED | 0 | 0 | 0 | 0 | 0 | 0
143 | 7000028365 | 850 | PMU & associated items (Bassi) | 1000022487 | 85447090 |  | 18 |  | WAMS Miscellaneous - Armored Fibre Optic Cable and associatedtermination (e.g. L2 Switch) for connecting PMU panels located indifferent control room of a station | EA | 1 |  | INCLUDED | 0 | 0 | 0 | 0 | 0 | 0
144 | 7000028365 | 860 | PMU & associated items (Bassi) | 1000030641 | 85389000 |  | 18 |  | LIU - FO PATCH PANEL-12 PORT | EA | 3 |  | INCLUDED | 0 | 0 | 0 | 0 | 0 | 0
145 | 7000028365 | 880 | RTU & associated items | 1000026390 | 85389000 |  | 18 |  | RTU for Auxiliary system-RTU base equipment comprising racks,sub-racks, power supply modules, CPU, including internal wiringexcept cards modules specified below | EA | 1 |  | INCLUDED | 0 | 0 | 0 | 0 | 0 | 0
146 | 7000028365 | 890 | RTU & associated items | 1000028004 | 85381010 |  | 18 |  | CPU Card for RTU | EA | 2 |  | INCLUDED | 0 | 0 | 0 | 0 | 0 | 0
147 | 7000028365 | 900 | RTU & associated items | 1000026336 | 85389000 |  | 18 |  | DI modules (16 channels) | EA | 3 |  | INCLUDED | 0 | 0 | 0 | 0 | 0 | 0
148 | 7000028365 | 910 | RTU & associated items | 1000026296 | 85389000 |  | 18 |  | AI module (8 channels) | EA | 1 |  | INCLUDED | 0 | 0 | 0 | 0 | 0 | 0
149 | 7000028365 | 920 | RTU & associated items | 1000026374 | 85389000 |  | 18 |  | Multi-function transducers | EA | 2 |  | INCLUDED | 0 | 0 | 0 | 0 | 0 | 0
150 | 7000028365 | 930 | RTU & associated items | 1000028009 | 84798940 |  | 18 |  | OLTC Transducer | EA | 1 |  | INCLUDED | 0 | 0 | 0 | 0 | 0 | 0
151 | 7000028365 | 940 | RTU & associated items | 1000027684 | 85364100 |  | 18 |  | Contact Multiplier Relay | EA | 39 |  | INCLUDED | 0 | 0 | 0 | 0 | 0 | 0
152 | 7000028365 | 950 | RTU & associated items | 1000021642 | 85371000 |  | 18 |  | Time synchronisation equipment | EA | 1 |  | INCLUDED | 0 | 0 | 0 | 0 | 0 | 0
153 | 7000028365 | 960 | RTU & associated items | 1000026401 | 85389000 |  | 18 |  | SIC panels along with internal wiring / cabling & accessories | EA | 1 |  | INCLUDED | 0 | 0 | 0 | 0 | 0 | 0
154 | 7000028365 | 970 | RTU & associated items | 1000050081 | 85446020 |  | 18 |  | CABLES FOR RTU | LOT | 1 |  | INCLUDED | 0 | 0 | 0 | 0 | 0 | 0
155 | 7000028365 | 990 | RTU & associated items-Spares | 1000026336 | 85389000 |  | 18 |  | DI modules (16 channels) | EA | 1 |  | INCLUDED | 0 | 0 | 0 | 0 | 0 | 0
156 | 7000028365 | 1000 | RTU & associated items-Spares | 1000026296 | 85389000 |  | 18 |  | AI module (8 channels) | EA | 1 |  | INCLUDED | 0 | 0 | 0 | 0 | 0 | 0
157 | 7000028365 | 1010 | RTU & associated items-Spares | 1000026374 | 85389000 |  | 18 |  | Multi-function transducers | EA | 1 |  | INCLUDED | 0 | 0 | 0 | 0 | 0 | 0
158 | 7000028365 | 1020 | RTU & associated items-Spares | 1000028009 | 84798940 |  | 18 |  | OLTC Transducer | EA | 1 |  | INCLUDED | 0 | 0 | 0 | 0 | 0 | 0
159 | 7000028365 | 1030 | RTU & associated items-Spares | 1000027684 | 85364100 |  | 18 |  | Contact Multiplier Relay | EA | 4 |  | INCLUDED | 0 | 0 | 0 | 0 | 0 | 0
160 | 7000028365 | 1050 | Steel Structure | 1000015954 | 73082011 |  | 18 |  | Fabrication, galvanising and supply of Lattice Structures (MS Steel),to be designed during detailed engineering, for towers, beams andequipment support structure including pack plates / packwashers andgusset plates excluding fasteners and foundation bolts | MT | 108 |  | INCLUDED | 0 | 0 | 0 | 0 | 0 | 0
161 | 7000028365 | 1060 | Steel Structure | 1000011713 | 73082011 |  | 18 |  | Fabrication, galvanising and supply of fasteners ( nuts, bolts andwashers ) including step bolts for lattice and pipe structures to bedesigned during detailed engineering | MT | 5 |  | INCLUDED | 0 | 0 | 0 | 0 | 0 | 0
162 | 7000028365 | 1070 | Steel Structure | 1000012373 | 73082011 |  | 18 |  | Fabrication, galvanising and supply of foundation bolts including nuts,checknut and washers for lattice and pipe structures to be designedduring detailed engineering | MT | 10 |  | INCLUDED | 0 | 0 | 0 | 0 | 0 | 0
III | Augmt 500MVA 400kV ICT-4+bays-Malerkotla | [12 empty] | 0 | 0 | 0 | 0 | 0
163 | 7000028366 | 10 | Gis Portion-420kV, 63kA GIS Equipment | 1000004637 | 85359030 |  | 18 |  | 420kV, 3150 A, 63 kA, SF6 GIS ICT feederbay module as per Section-Project,Technical specification | SET | 1 |  | INCLUDED | 0 | 0 | 0 | 0 | 0 | 0
164 | 7000028366 | 20 | Gis Portion-420kV, 63kA GIS Equipment | 1000032796 | 85389000 |  | 18 |  | 420KV, 3150A, 63KA SF6 TO AIR BUSHING including support structure | SET | 3 |  | INCLUDED | 0 | 0 | 0 | 0 | 0 | 0
165 | 7000028366 | 30 | Gis Portion-420kV, 63kA GIS Equipment | 1000059207 | 85359030 |  | 18 |  | 420KV, 3000A, 63KA, SINGLE PHASE, SF6 GAS INSULATED BUS DUCT (GIB)OUTSIDE GIS HALL ALONGWITH ASSOCIATED SUPPORT STRUCTURE, ETC. AS PERTECHNICAL SPECIFICATION | M | 100 |  | INCLUDED | 0 | 0 | 0 | 0 | 0 | 0
166 | 7000028366 | 40 | Gis Portion-420kV, 63kA GIS Equipment | 1000032802 | 85359030 |  | 18 |  | 420KV, 4000A,63KA GIS BUSBAR MODULE EXTENSION | SET | 2 |  | INCLUDED | 0 | 0 | 0 | 0 | 0 | 0
167 | 7000028366 | 50 | Gis Portion-420kV, 63kA GIS Equipment | 1000004634 | 85359030 |  | 18 |  | 420 kV, 3150 A, 63 kA, SF6 GIS Linefeeder bay module(with PIR) as perSection-Project, Technicalspecification | SET | 1 |  | INCLUDED | 0 | 0 | 0 | 0 | 0 | 0
168 | 7000028366 | 60 | Gis Portion-420kV, 63kA GIS Equipment | 1000004635 | 85359030 |  | 18 |  | 420kV, 3150 A, 63 kA, SF6 GIS Tie baymodule(with PIR) as perSection-Project, Technicalspecification | SET | 1 |  | INCLUDED | 0 | 0 | 0 | 0 | 0 | 0
169 | 7000028366 | 70 | 420kV, 63kA AIS EQUIPMENT | 1000004401 | 85462040 |  | 18 |  | 420 kV, 1 phase Bus Post Insulator (except for Line Traps) | EA | 6 |  | INCLUDED | 0 | 0 | 0 | 0 | 0 | 0
170 | 7000028366 | 80 | 420kV, 63kA AIS EQUIPMENT | 1000020419 | 85354010 |  | 18 |  | 336kV Surge Arrester (1-phase) | EA | 3 |  | INCLUDED | 0 | 0 | 0 | 0 | 0 | 0
171 | 7000028366 | 90 | 245kV, 50kA AIS EQUIPMENT | 1000001695 | 85462040 |  | 18 |  | 245 kV, 1 phase Bus Post Insulator (except for Line Traps) | EA | 9 |  | INCLUDED | 0 | 0 | 0 | 0 | 0 | 0
172 | 7000028366 | 100 | 245kV, 50kA AIS EQUIPMENT | 1000020417 | 85354010 |  | 18 |  | 216kV Surge Arrester (1-phase) | EA | 3 |  | INCLUDED | 0 | 0 | 0 | 0 | 0 | 0
173 | 7000028366 | 110 | 245kV, 50kA AIS EQUIPMENT | 1000001689 | 85353090 |  | 18 |  | 245kV, 1600A, 50 KA, 3-phase DoubleBreak Isolator with two E/S | EA | 1 |  | INCLUDED | 0 | 0 | 0 | 0 | 0 | 0
174 | 7000028366 | 120 | 245kV, 50kA AIS EQUIPMENT | 1000001688 | 85353090 |  | 18 |  | 245kV, 1600A, 50 KA, 3-phase DoubleBreak Isolator with one E/S | EA | 1 |  | INCLUDED | 0 | 0 | 0 | 0 | 0 | 0
175 | 7000028366 | 130 | 245kV, 50kA AIS EQUIPMENT | 1000001684 | 85359090 |  | 18 |  | 245 kV, 1600A, 50KA, 1-Phase CurrentTransformer with 120% extended currentrating | EA | 3 |  | INCLUDED | 0 | 0 | 0 | 0 | 0 | 0
176 | 7000028366 | 140 | 245kV, 50kA AIS EQUIPMENT | 1000001683 | 85352912 |  | 18 |  | 245kV, 1600A, 50KA Circuit Breaker(3-Phase) with support structure | EA | 1 |  | INCLUDED | 0 | 0 | 0 | 0 | 0 | 0
177 | 7000028366 | 150 | 245kV, 50kA AIS EQUIPMENT | 1000001687 | 85353090 |  | 18 |  | 245kV, 1600A, 50 KA, 3-phase DoubleBreak Isolator without E/S | EA | 1 |  | INCLUDED | 0 | 0 | 0 | 0 | 0 | 0
178 | 7000028366 | 160 | Erection Hardware for 420 kV GIS | 1000011334 | 72169990 |  | 18 |  | Erection Hardware for 400kV I type layout for GIS terminationarrangement-Transformer bay as per technical specification | SET | 1 |  | INCLUDED | 0 | 0 | 0 | 0 | 0 | 0
179 | 7000028366 | 170 | Erection H/W for 220 kV MTS | 1000029216 | 72169990 |  | 18 |  | Erection Hardware for 220kV DM type layout-Transformer bay as pertechnical specification | SET | 1 |  | INCLUDED | 0 | 0 | 0 | 0 | 0 | 0
180 | 7000028366 | 180 | 220kV Insulator and Hardware | 1000055975 | 72169990 |  | 18 |  | 220KV SUSPENSION INSULATOR STRING AND ASSOCIATED HARDWARE FITTINGSWITH DROP CLAMP SUITABLE FOR TWIN CONDUCTOR | EA | 6 |  | INCLUDED | 0 | 0 | 0 | 0 | 0 | 0
181 | 7000028366 | 190 | 220kV Insulator and Hardware | 1000055977 | 72169990 |  | 18 |  | 220KV SUSPENSION INSULATOR STRING AND ASSOCIATED HARDWARE FITTINGSWITH THROUGH CLAMP SUITABLE FOR TWIN CONDUCTOR | EA | 6 |  | INCLUDED | 0 | 0 | 0 | 0 | 0 | 0
182 | 7000028366 | 200 | 220kV Insulator and Hardware | 1000055980 | 72169990 |  | 18 |  | 220KV TENSION INSULATOR STRING AND ASSOCIATED HARDWARE FITTINGSWITHOUT TURN BUCKLE SUITABLE FOR TWIN CONDUCTOR | EA | 6 |  | INCLUDED | 0 | 0 | 0 | 0 | 0 | 0
183 | 7000028366 | 210 | 220kV Insulator and Hardware | 1000055983 | 72169990 |  | 18 |  | 220KV TENSION INSULATOR STRING AND ASSOCIATED HARDWARE FITTINGS WITHTURN BUCKLE SUITABLE FOR TWIN CONDUCTOR | EA | 6 |  | INCLUDED | 0 | 0 | 0 | 0 | 0 | 0
184 | 7000028366 | 220 | Earthmat | 1000032055 | 72159090 |  | 18 |  | 40 MM MS ROD FOR MAIN EARTHMAT | KM | 0.25 |  | INCLUDED | 0 | 0 | 0 | 0 | 0 | 0
185 | 7000028366 | 230 | CRP for 420kV Bays with SAS | 1000002146 | 85371000 |  | 18 |  | Augmentation of existing 400kV bus bar protection scheme.(No. of baysas per specification)-(with Automation) | SET | 1 |  | INCLUDED | 0 | 0 | 0 | 0 | 0 | 0
186 | 7000028366 | 240 | CRP for 420kV Bays with SAS | 1000004274 | 85371000 |  | 18 |  | 400kV Transformer Protection Panel (For both HV & MV side)-(withAutomation) | EA | 1 |  | INCLUDED | 0 | 0 | 0 | 0 | 0 | 0
187 | 7000028366 | 250 | CRP for 420kV Bays with SAS | 1000055446 | 85371000 |  | 18 |  | 400KV CIRCUIT BREAKER RELAY PANEL (WITH AUTOMATION) | EA | 1 |  | INCLUDED | 0 | 0 | 0 | 0 | 0 | 0
188 | 7000028366 | 260 | CRP for 220kV Bays with SAS | 1000055443 | 85371000 |  | 18 |  | 220KV CIRCUIT BREAKER RELAY PANEL (WITH AUTOMATION) | EA | 1 |  | INCLUDED | 0 | 0 | 0 | 0 | 0 | 0
189 | 7000028366 | 270 | CRP for 220kV Bays with SAS | 1000006842 | 85371000 |  | 18 |  | Augmentation of existing 220kV bus bar protection scheme | SET | 1 |  | INCLUDED | 0 | 0 | 0 | 0 | 0 | 0
190 | 7000028366 | 280 | SAS-AUG | 1000003409 | 85371000 |  | 18 |  | Augmentation of Substation automation System for 400kV Main bay as perTechnical Specification | EA | 1 |  | INCLUDED | 0 | 0 | 0 | 0 | 0 | 0
191 | 7000028366 | 290 | SAS-AUG | 1000003411 | 85371000 |  | 18 |  | Augmentation of Substation automation System for 400kV Tie bay as perTechnical Specification | EA | 1 |  | INCLUDED | 0 | 0 | 0 | 0 | 0 | 0
192 | 7000028366 | 300 | SAS-AUG | 1000001333 | 85371000 |  | 18 |  | Augmentation of Substation automation System for 220kV bay as perTechnical Specification | EA | 1 |  | INCLUDED | 0 | 0 | 0 | 0 | 0 | 0
193 | 7000028366 | 310 | VMS | 1000030433 | 85287390 |  | 18 |  | COLOR IP CAMERA, WITH PAN, TILT AND ZOOM FACILITIES, ALONGWITH ALLREQUIRED ITEMS, ACCESSORIES, LINE INTERFACE UNITS, FIBER PATCH CORDS,POWER SUPPLY UNITS, JUNCTION BOXES, CABLES, FIBER OPTIC CABLES, ETC.,AND INCLUDING INTEGRATION IN EXISTING HARDWARE AND SOFTWARE FORAUGMENTATION OF VISUAL MONITORING SYSTEM AS PER TECHNICALSPECIFICATION. | SET | 2 |  | INCLUDED | 0 | 0 | 0 | 0 | 0 | 0
194 | 7000028366 | 320 | LT SWITCHGEAR | 1000001145 | 85371000 |  | 18 |  | 220V DCDB (Extn.) | SET | 1 |  | INCLUDED | 0 | 0 | 0 | 0 | 0 | 0
195 | 7000028366 | 330 | 220kV EHV Cable & Associated Equipments | 1000028468 | 85446020 |  | 18 |  | 220 KV OUTDOOR TERMINATION KIT SUITABLE FOR 220 KV XLPECABLE | SET | 8 |  | INCLUDED | 0 | 0 | 0 | 0 | 0 | 0
196 | 7000028366 | 340 | 220kV EHV Cable & Associated Equipments | 1000032030 | 85446090 |  | 18 |  | 220KV HV POWER CABLE ALONG WITH ACCESSORIES | KM | 3.2 |  | INCLUDED | 0 | 0 | 0 | 0 | 0 | 0
197 | 7000028366 | 350 | 220kV EHV Cable & Associated Equipments | 1000030544 | 85446020 |  | 18 |  | CABLE STRAIGHT THROUGH JOINT-2500SQMM | EA | 8 |  | INCLUDED | 0 | 0 | 0 | 0 | 0 | 0
198 | 7000028366 | 360 | POWER & CONTROL CABLE | 1000032050 | 85446020 |  | 18 |  | 4PAIR, 0.5SQMM SCREENED CABLE | KM | 0.3 |  | INCLUDED | 0 | 0 | 0 | 0 | 0 | 0
199 | 7000028366 | 370 | POWER & CONTROL CABLE | 1000056265 | 85446020 |  | 18 |  | 1.1KV GRADE 27CX1.5 SQMM CONTROL CABLE | KM | 3.5 |  | INCLUDED | 0 | 0 | 0 | 0 | 0 | 0
200 | 7000028366 | 380 | POWER & CONTROL CABLE | 1000056264 | 85446020 |  | 18 |  | 1.1KV GRADE 19CX1.5 SQMM CONTROL CABLE | KM | 3.5 |  | INCLUDED | 0 | 0 | 0 | 0 | 0 | 0
201 | 7000028366 | 390 | POWER & CONTROL CABLE | 1000031887 | 85446020 |  | 18 |  | 1.1KV GRADE 10CX2.5 SQMM CONTROL CABLE | KM | 5 |  | INCLUDED | 0 | 0 | 0 | 0 | 0 | 0
202 | 7000028366 | 400 | POWER & CONTROL CABLE | 1000031987 | 85446020 |  | 18 |  | 1.1KV GRADE 5CX2.5 SQMM CONTROL CABLE | KM | 12.5 |  | INCLUDED | 0 | 0 | 0 | 0 | 0 | 0
203 | 7000028366 | 410 | POWER & CONTROL CABLE | 1000031964 | 85446020 |  | 18 |  | 1.1KV GRADE 3CX2.5 SQMM CONTROL CABLE | KM | 2.5 |  | INCLUDED | 0 | 0 | 0 | 0 | 0 | 0
204 | 7000028366 | 420 | POWER & CONTROL CABLE | 1000031985 | 85446020 |  | 18 |  | 1.1KV GRADE 4CX6 SQMM (PVC) POWER CABLE | KM | 1.5 |  | INCLUDED | 0 | 0 | 0 | 0 | 0 | 0
205 | 7000028366 | 430 | POWER & CONTROL CABLE | 1000031976 | 85446020 |  | 18 |  | 1.1KV GRADE 4CX16 SQMM (PVC) POWER CABLE | KM | 2 |  | INCLUDED | 0 | 0 | 0 | 0 | 0 | 0
206 | 7000028366 | 440 | POWER & CONTROL CABLE | 1000031957 | 85446020 |  | 18 |  | 1.1KV GRADE 3.5CX70 SQMM (PVC) POWER CABLE | KM | 2 |  | INCLUDED | 0 | 0 | 0 | 0 | 0 | 0
207 | 7000028366 | 450 | POWER & CONTROL CABLE | 1000031951 | 85446090 |  | 18 |  | 1.1KV GRADE 3.5CX300 SQMM (XLPE) POWER CABLE | KM | 0.25 |  | INCLUDED | 0 | 0 | 0 | 0 | 0 | 0
208 | 7000028366 | 460 | FIRE FIGHTING SYSTEM | 1000055456 | 84248990 |  | 18 |  | HVW SPRAY SYSTEM, HYDRANT SYSTEM AND COMPLETE U/G & O/G PIPING ANDACCESSORIES ETC. OUT SIDE THE PUMP HOUSE FOR 400KV, 3-PHASEAUTOTRANSFORMER | SET | 1 |  | INCLUDED | 0 | 0 | 0 | 0 | 0 | 0
209 | 7000028366 | 470 | FIRE FIGHTING SYSTEM | 1000012022 | 84241000 |  | 18 |  | 4.5 kg CO2 type Portable Fire extinguisher | EA | 1 |  | INCLUDED | 0 | 0 | 0 | 0 | 0 | 0
210 | 7000028366 | 480 | ILLUMINATION SYSTEM | 1000014548 | 94059900 |  | 18 |  | Lighting Panel type ACP-3 as per technical specification | EA | 1 |  | INCLUDED | 0 | 0 | 0 | 0 | 0 | 0
211 | 7000028366 | 490 | ILLUMINATION SYSTEM | 1000001894 | 94059900 |  | 18 |  | Outdoor Power Receptacle for oilfiltration unit (250A) | EA | 1 |  | INCLUDED | 0 | 0 | 0 | 0 | 0 | 0
212 | 7000028366 | 500 | ILLUMINATION SYSTEM | 1000038325 | 94059900 |  | 18 |  | LIGHTING FIXTURE LED LUMINAIRES TYPE FL2 AS PER TECH. SPECIFICATIONS | EA | 10 |  | INCLUDED | 0 | 0 | 0 | 0 | 0 | 0
213 | 7000028366 | 510 | ILLUMINATION SYSTEM | 1000038385 | 94059900 |  | 18 |  | FIRE WALL MOUNTED LED LUMINARIE TYPE FL-2 (250W) | EA | 5 |  | INCLUDED | 0 | 0 | 0 | 0 | 0 | 0
214 | 7000028366 | 520 | Mandatory Spare AIS LOT | 1000024186 | 85354010 |  | 18 |  | SPARES FOR 336KV SURGE ARRESTER | LS | 1 |  | INCLUDED | 0 | 0 | 0 | 0 | 0 | 0
215 | 7000028366 | 530 | Mandatory Spare AIS LOT | 1000025935 | 85389000 |  | 18 |  | Spare-245kV Circuit Breaker | SET | 1 |  | INCLUDED | 0 | 0 | 0 | 0 | 0 | 0
216 | 7000028366 | 540 | Mandatory Spare AIS LOT | 1000025936 | 85353090 |  | 18 |  | Spare-245kV Isolator | SET | 1 |  | INCLUDED | 0 | 0 | 0 | 0 | 0 | 0
217 | 7000028366 | 550 | Mandatory Spare AIS LOT | 1000025933 | 85389000 |  | 18 |  | Spare-245kV CT | SET | 1 |  | INCLUDED | 0 | 0 | 0 | 0 | 0 | 0
218 | 7000028366 | 560 | Mandatory Spare AIS LOT | 1000019912 | 85371000 |  | 18 |  | Relay & protection Panels (with automation) | LS | 1 |  | INCLUDED | 0 | 0 | 0 | 0 | 0 | 0
219 | 7000028366 | 570 | Mandatory Spare AIS LOT | 1000032289 | 84819090 |  | 18 |  | SPARES FOFIRE PROTECTION SYSTEM | SET | 1 |  | INCLUDED | 0 | 0 | 0 | 0 | 0 | 0
220 | 7000028366 | 580 | Mandatory Spare AIS LOT | 1000025930 | 85354010 |  | 18 |  | Spare-216kV Surge Arrester | SET | 1 |  | INCLUDED | 0 | 0 | 0 | 0 | 0 | 0
221 | 7000028366 | 590 | Mandatory Spare AIS LOT | 1000062002 | 85371000 |  | 18 |  | BAY CONTROL UNIT (IED) OF MAIN SYSTEM | EA | 1 |  | INCLUDED | 0 | 0 | 0 | 0 | 0 | 0
222 | 7000028366 | 600 | Mandatory Spare AIS LOT | 1000062004 | 85371000 |  | 18 |  | ETHERNET SWITCH SUITABLE FOR 19Ã‚â‚¬Â RACK MOUNTING WITH 24 FIBER OPTICPORTS | EA | 1 |  | INCLUDED | 0 | 0 | 0 | 0 | 0 | 0
223 | 7000028366 | 780 | GIS Portion-Mandatory Spare GIS | 1000058332 | 85359030 |  | 18 |  | 400KV GIS-SF6 GAS PRESSURE RELIEF DEVICE ASSEMBLY OF EACH TYPE | EA | 1 |  | INCLUDED | 0 | 0 | 0 | 0 | 0 | 0
224 | 7000028366 | 790 | GIS Portion-Mandatory Spare GIS | 1000049817 | 85359030 |  | 18 |  | SF6 PRESSURE GAUGE CUM SWITCH /DENSITY MONITORS AND PRESSURESWITCH AS APPLICABLE, OF EACH TYPE-400KV GIS | SET | 2 |  | INCLUDED | 0 | 0 | 0 | 0 | 0 | 0
225 | 7000028366 | 800 | GIS Portion-Mandatory Spare GIS | 1000049753 | 85359030 |  | 18 |  | COUPLING DEVICE FOR PRESSURE GAUGE CUM SWITCH FOR CONNECTINGGAS HANDLING PLANT OF EACH TYPE-400KV GIS | SET | 1 |  | INCLUDED | 0 | 0 | 0 | 0 | 0 | 0
226 | 7000028366 | 810 | GIS Portion-Mandatory Spare GIS | 1000049762 | 85359030 |  | 18 |  | RUBBER GASKETS, Ã‚â‚¬Å’OÃ‚â‚¬Â RINGS AND SEALS FOR SF6 GAS FOR GISENCLOSURE OF EACH TYPE-400KV GIS | SET | 2 |  | INCLUDED | 0 | 0 | 0 | 0 | 0 | 0
227 | 7000028366 | 820 | GIS Portion-Mandatory Spare GIS | 1000058330 | 85359030 |  | 18 |  | 400KV GIS-MOLECULAR FILTER FOR SF6 GAS WITH FILTER BAGS (5 % OF TOTALWEIGHT) | SET | 1 |  | INCLUDED | 0 | 0 | 0 | 0 | 0 | 0
228 | 7000028366 | 830 | GIS Portion-Mandatory Spare GIS | 1000049750 | 85359030 |  | 18 |  | CONTROL VALVES FOR SF6 GAS OF EACH TYPE-400KV GIS | SET | 2 |  | INCLUDED | 0 | 0 | 0 | 0 | 0 | 0
229 | 7000028366 | 840 | GIS Portion-Mandatory Spare GIS | 1000058331 | 85359030 |  | 18 |  | 400KV GIS-SF6 GAS (5 % OF TOTAL GAS QUANTITY) | LOT | 1 |  | INCLUDED | 0 | 0 | 0 | 0 | 0 | 0
230 | 7000028366 | 850 | GIS Portion-Mandatory Spare GIS | 1000049783 | 85359030 |  | 18 |  | LOCKING DEVICE TO KEEP THE DIS-CONNECTORS (ISOLATORS)AND EARTHING/FAST EARTHING SWITCHES IN CLOSE OR OPEN POSITION IN CASEOF REMOVAL OF THE DRIVING MECHANISM-400KV GIS | SET | 2 |  | INCLUDED | 0 | 0 | 0 | 0 | 0 | 0
231 | 7000028366 | 860 | GIS Portion-Mandatory Spare GIS | 1000049505 | 85359030 |  | 18 |  | UHF PD SENSORS OF EACH TYPE ALONG WITH BNC CONNECTOR FOR 420KV GIS | EA | 3 |  | INCLUDED | 0 | 0 | 0 | 0 | 0 | 0
232 | 7000028366 | 870 | GIS Portion-Mandatory Spare GIS | 1000058334 | 85359030 |  | 18 |  | 400KV GIS-SUPPORT INSULATORS (GAS THROUGH) OF EACH TYPE (COMPLETE WITHMETAL RING ETC.) ALONG WITH ASSOCIATED CONTACTS AND SHIELDS | EA | 3 |  | INCLUDED | 0 | 0 | 0 | 0 | 0 | 0
233 | 7000028366 | 880 | GIS Portion-Mandatory Spare GIS | 1000058329 | 85359030 |  | 18 |  | 400KV GIS-GAS BARRIERS OF EACH TYPE (COMPLETE WITH METAL RING ETC.)ALONG WITH ASSOCIATED CONTACTS AND SHIELDS | EA | 3 |  | INCLUDED | 0 | 0 | 0 | 0 | 0 | 0
234 | 7000028366 | 890 | GIS Portion-Mandatory Spare GIS | 1000058333 | 85359030 |  | 18 |  | 400KV GIS- 3150A SF6 TO AIR BUSHING COMPLETE IN ALL RESPECT | EA | 1 |  | INCLUDED | 0 | 0 | 0 | 0 | 0 | 0
235 | 7000028366 | 900 | GIS Portion-Mandatory Spare GIS | 1000049498 | 85359030 |  | 18 |  | LCC SPARES - AUX. RELAYS, CONTACTORS,PUSH BUTTONS, SWITCHES,LAMPS,ANNUNCIATION WINDOWS, MCB, FUSES,TIMERS, TERMINAL BLOCKS ETC. OF EACHTYPE & RATING-400kV GIS | SET | 1 |  | INCLUDED | 0 | 0 | 0 | 0 | 0 | 0
236 | 7000028366 | 910 | GIS Portion-Mandatory Spare GIS | 1000058317 | 85359030 |  | 18 |  | 400KV GIS-ONE POLE OF 3150A CIRCUIT BREAKER WITHOUT PIR WITHINTERRUPTER, MAIN CIRCUIT, ENCLOSURE AND OPERATING MECHANISM COMPLETEIN ALL RESPECT | SET | 1 |  | INCLUDED | 0 | 0 | 0 | 0 | 0 | 0
237 | 7000028366 | 920 | GIS Portion-Mandatory Spare GIS | 1000021873 | 85389000 |  | 18 |  | Trip coil assembly with resistor for420kV GIS Circuit Breaker (asapplicable) | SET | 3 |  | INCLUDED | 0 | 0 | 0 | 0 | 0 | 0
238 | 7000028366 | 930 | GIS Portion-Mandatory Spare GIS | 1000009208 | 85389000 |  | 18 |  | Closing coil assembly with resistor for420kV GIS Circuit Breaker (asapplicable) | SET | 3 |  | INCLUDED | 0 | 0 | 0 | 0 | 0 | 0
239 | 7000028366 | 940 | GIS Portion-Mandatory Spare GIS | 1000058324 | 85359030 |  | 18 |  | RELAYS, POWER CONTACTORS, PUSH BUTTONS, TIMERS & MCBS ETC. (ASAPPLICABLE) OF EACH TYPE FOR 400KV GIS CIRCUIT BREAKER | SET | 1 |  | INCLUDED | 0 | 0 | 0 | 0 | 0 | 0
240 | 7000028366 | 950 | GIS Portion-Mandatory Spare GIS | 1000007067 | 85389000 |  | 18 |  | Auxiliary switch assembly of each type for 420kV GIS Circuit Breaker | SET | 1 |  | INCLUDED | 0 | 0 | 0 | 0 | 0 | 0
241 | 7000028366 | 960 | GIS Portion-Mandatory Spare GIS | 1000058323 | 85359030 |  | 18 |  | 400KV GIS CIRCUIT BREAKER-OPERATION COUNTER | EA | 1 |  | INCLUDED | 0 | 0 | 0 | 0 | 0 | 0
242 | 7000028366 | 970 | GIS Portion-Mandatory Spare GIS | 1000058320 | 85359030 |  | 18 |  | 400KV GIS CIRCUIT BREAKER-HYDRAULIC OPERATING MECHANISM WITH DRIVEMOTOR (FOR HYDRAULIC OPERATED MECHANISM, IF APPLICABLE) | SET | 1 |  | INCLUDED | 0 | 0 | 0 | 0 | 0 | 0
243 | 7000028366 | 980 | GIS Portion-Mandatory Spare GIS | 1000049759 | 85359030 |  | 18 |  | HYDRAULIC FILTER OF EACH TYPE (FOR HYDRAULIC OPERATED MECHANISM, IFPPLICABLE)-400KV GIS CIRCUIT BREKAER | SET | 1 |  | INCLUDED | 0 | 0 | 0 | 0 | 0 | 0
244 | 7000028366 | 990 | GIS Portion-Mandatory Spare GIS | 1000058319 | 85359030 |  | 18 |  | 400KV GIS CIRCUIT BREAKER- HOSE PIPE OF EACH TYPE (AS APPLICABLE) (FORHYDRAULIC OPERATED MECHANISM, IF APPLICABLE) | SET | 1 |  | INCLUDED | 0 | 0 | 0 | 0 | 0 | 0
245 | 7000028366 | 1000 | GIS Portion-Mandatory Spare GIS | 1000058322 | 85359030 |  | 18 |  | 400KV GIS CIRCUIT BREAKER - N2 ACCUMULATOR (FOR HYDRAULIC OPERATEDMECHANISM, IF APPLICABLE) | SET | 1 |  | INCLUDED | 0 | 0 | 0 | 0 | 0 | 0
246 | 7000028366 | 1010 | GIS Portion-Mandatory Spare GIS | 1000049835 | 85359030 |  | 18 |  | VALVES OF EACH TYPE (FOR HYDRAULIC OPERATED MECHANISM, IFAPPLICABLE)-400KV GIS CIRCUIT BREKAER | SET | 1 |  | INCLUDED | 0 | 0 | 0 | 0 | 0 | 0
247 | 7000028366 | 1020 | GIS Portion-Mandatory Spare GIS | 1000049795 | 85359030 |  | 18 |  | PIPE LENGTH (COPPER & STEEL) OF EACH SIZE & TYPE (FOR HYDRAULICOPERATED MECHANISM, IF APPLICABLE)-400KV GIS CIRCUIT BREKAER | SET | 1 |  | INCLUDED | 0 | 0 | 0 | 0 | 0 | 0
248 | 7000028366 | 1030 | GIS Portion-Mandatory Spare GIS | 1000049808 | 85359030 |  | 18 |  | PRESSURE SWITCHES OF EACH TYPE (FOR HYDRAULIC OPERATED MECHANISM, IFAPPLICABLE)-400KV GIS CIRCUIT BREKAER | SET | 1 |  | INCLUDED | 0 | 0 | 0 | 0 | 0 | 0
249 | 7000028366 | 1040 | GIS Portion-Mandatory Spare GIS | 1000049805 | 85359030 |  | 18 |  | PRESSURE GAUGE WITH COUPLING DEVICE OF EACH TYPE (FOR HYDRAULICOPERATED MECHANISM, IF APPLICABLE)-400KV GIS CIRCUIT BREKAER | SET | 1 |  | INCLUDED | 0 | 0 | 0 | 0 | 0 | 0
250 | 7000028366 | 1050 | GIS Portion-Mandatory Spare GIS | 1000058321 | 85359030 |  | 18 |  | 400KV GIS CIRCUIT BREAKER-HYDRAULIC OIL (5% OF TOTAL OIL QUANTITY)(FOR HYDRAULIC OPERATED MECHANISM, IF APPLICABLE) | SET | 1 |  | INCLUDED | 0 | 0 | 0 | 0 | 0 | 0
251 | 7000028366 | 1060 | GIS Portion-Mandatory Spare GIS | 1000049799 | 85359030 |  | 18 |  | PRESSURE RELIEF DEVICE OF EACH TYPE (FOR HYDRAULIC OPERATED MECHANISM,IF APPLICABLE)-400KV GIS CIRCUIT BREKAER | SET | 1 |  | INCLUDED | 0 | 0 | 0 | 0 | 0 | 0
252 | 7000028366 | 1070 | GIS Portion-Mandatory Spare GIS | 1000058325 | 85359030 |  | 18 |  | 400KV GIS CIRCUIT BREAKER-COMPLETE SPRING OPERATING MECHANISMINCLUDING CHARGING MECHANISM ETC. (FOR SPRING OPERATED MECHANISM, IFAPPLICABLE) | SET | 1 |  | INCLUDED | 0 | 0 | 0 | 0 | 0 | 0
253 | 7000028366 | 1080 | GIS Portion-Mandatory Spare GIS | 1000058318 | 85359030 |  | 18 |  | 400KV GIS CIRCUIT BREAKER- COMPLETE HYDRAULIC-SPRING OPERATINGMECHANISM INCLUDING CHARGING MECHANISM ETC. (FOR HYDRAULIC-SPRINGOPERATED MECHANISM, IF APPLICABLE) | SET | 1 |  | INCLUDED | 0 | 0 | 0 | 0 | 0 | 0
254 | 7000028366 | 1090 | GIS Portion-Mandatory Spare GIS | 1000049495 | 85359030 |  | 18 |  | PRESSURE SWITCHES OF EACH TYPE FOR420KV GIS CIRCUIT BREAKER (ForHydraulic-Spring Operated Mechanism, ifapplicable) | SET | 1 |  | INCLUDED | 0 | 0 | 0 | 0 | 0 | 0
255 | 7000028366 | 1100 | GIS Portion-Mandatory Spare GIS | 1000049802 | 85359030 |  | 18 |  | PRESSURE GAUGE WITH COUPLING DEVICE OF EACH TYPE (FOR HYDRAULIC-SPRINGOPERATED MECHANISM, IF APPLICABLE)-400KV GIS CIRCUIT BREKAER | SET | 1 |  | INCLUDED | 0 | 0 | 0 | 0 | 0 | 0
256 | 7000028366 | 1110 | GIS Portion-Mandatory Spare GIS | 1000058374 | 85359030 |  | 18 |  | 400kV GIS- Single phase of 3150Adisconnector switch including maincircuit, enclosure, driving mechanismand support insulator etc., complete inall respect (Note 1- The contractorshall supply spare for disconnectorswitch to ensure one to one replacementof all disconnector switch supplied asmain equipment without any requirementof modification in fittings at site tocover all different types ofdisconnector switch supplied. In case,quantity of supplied dis-connectorswitch types (for one to onereplacement) are more than the quantitymentioned in BPS for spare, thecontractor shall supply theseadditional types of disconnector switchwithout any additional priceimplication to POWERGRID and quantitiesof these additional type ofdisconnector switch are deem to beincluded in the quantities mentioned inBPS for spare disconnector. Note 2 - Incase, Dis-connector Switch (DS) & EarthSwitch (ES) is provided in a sameenclosure with common operatingmechanism, then the module comprisingof Dis-connector & Earth switch insingle enclosure with common operatingmechanism is to be provided under thehead of spare Dis-connector only. Note3- In case, Dis-connector Switch (DS)&Earth Switch (ES) is provided in asame enclosure with separate operatingmechanism, then the module comprisingof Dis-connector & Earth switch insingle enclosure with separateoperating mechanism is to be providedunder the head of spare Dis-connectoronly.) | EA | 2 |  | INCLUDED | 0 | 0 | 0 | 0 | 0 | 0
257 | 7000028366 | 1120 | GIS Portion-Mandatory Spare GIS | 1000058314 | 85359030 |  | 18 |  | 400KV GIS- SINGLE PHASE MAINTENANCE EARTHING SWITCH INCLUDING MAINCIRCUIT, ENCLOSURE, DRIVING MECHANISM AND SUPPORT INSULATOR ETC.,COMPLETE IN ALL RESPECT (NOTE 1 - IN CASE, DIS-CONNECTOR SWITCH (DS) &EARTH SWITCH (ES) IS PROVIDED IN A SAME ENCLOSURE WITH COMMONOPERATING MECHANISM, THEN THE MODULE COMPRISING OF DIS-CONNECTOR &EARTH SWITCH IN SINGLE ENCLOSURE WITH COMMON OPERATING MECHANISM IS TOBE PROVIDED UNDER THE HEAD OF SPARE DIS-CONNECTOR ONLY. NOTE 2 - INCASE, DIS-CONNECTOR SWITCH (DS) & EARTH SWITCH (ES) IS PROVIDED IN ASAME ENCLOSURE WITH SEPARATE OPERATING MECHANISM, THEN THE MODULECOMPRISING OF DIS-CONNECTOR & EARTH SWITCH IN SINGLE ENCLOSURE WITHSEPARATE OPERATING MECHANISM IS TO BE PROVIDED UNDER THE HEAD OF SPAREDIS-CONNECTOR ONLY.) | EA | 1 |  | INCLUDED | 0 | 0 | 0 | 0 | 0 | 0
258 | 7000028366 | 1130 | GIS Portion-Mandatory Spare GIS | 1000058305 | 85359030 |  | 18 |  | OPEN/CLOSE CONTACTOR ASSEMBLY, TIMERS, KEY INTERLOCK, INTERLOCKINGCOILS, RELAYS, PUSH BUTTONS, INDICATING LAMPS, POWER CONTACTORS,RESISTORS, FUSES, MCBS & DRIVE CONTROL CARDS ETC. (AS APPLICABLE) ONEOF EACH TYPE FOR ONE COMPLETE MOM BOX FOR 400KV GIS DISCONNECTORSWITCH | SET | 1 |  | INCLUDED | 0 | 0 | 0 | 0 | 0 | 0
259 | 7000028366 | 1140 | GIS Portion-Mandatory Spare GIS | 1000058312 | 85359030 |  | 18 |  | OPEN/CLOSE CONTACTOR ASSEMBLY, TIMERS, KEY INTERLOCK, INTERLOCKINGCOILS, RELAYS, PUSH BUTTONS, INDICATING LAMPS, POWER CONTACTORS,RESISTORS, FUSES, MCBS & DRIVE CONTROL CARDS ETC. (AS APPLICABLE) ONEOF EACH TYPE FOR ONE COMPLETE MOM BOX FOR 400KV GIS MAINTENANCE EARTHSWITCH | SET | 1 |  | INCLUDED | 0 | 0 | 0 | 0 | 0 | 0
260 | 7000028366 | 1150 | GIS Portion-Mandatory Spare GIS | 1000049776 | 85359030 |  | 18 |  | LIMIT SWITCHES AND AUX. SWITCHES FOR ONE COMPLETE MOM BOX FORDISCONNECTOR-400KV GIS | SET | 1 |  | INCLUDED | 0 | 0 | 0 | 0 | 0 | 0
261 | 7000028366 | 1160 | GIS Portion-Mandatory Spare GIS | 1000049778 | 85359030 |  | 18 |  | LIMIT SWITCHES AND AUX. SWITCHES FOR ONE COMPLETE MOM BOX FORMAINTENANCE EARTHING SWITCH-400KV GIS | SET | 1 |  | INCLUDED | 0 | 0 | 0 | 0 | 0 | 0
262 | 7000028366 | 1170 | GIS Portion-Mandatory Spare GIS | 1000058306 | 85359030 |  | 18 |  | DRIVE MECHANISM FOR 400KV GIS DISCONNECTOR SWITCH | SET | 1 |  | INCLUDED | 0 | 0 | 0 | 0 | 0 | 0
263 | 7000028366 | 1180 | GIS Portion-Mandatory Spare GIS | 1000058313 | 85359030 |  | 18 |  | DRIVE MECHANISM FOR 400KV GIS MAINTENANCE EARTH SWITCH | SET | 1 |  | INCLUDED | 0 | 0 | 0 | 0 | 0 | 0
264 | 7000028366 | 1190 | GIS Portion-Mandatory Spare GIS | 1000058307 | 85359030 |  | 18 |  | MOTOR FOR DRIVE MECHANISM FOR 400KV GIS DISCONNECTOR SWITCH | EA | 1 |  | INCLUDED | 0 | 0 | 0 | 0 | 0 | 0
265 | 7000028366 | 1200 | GIS Portion-Mandatory Spare GIS | 1000058315 | 85359030 |  | 18 |  | MOTOR FOR DRIVE MECHANISM FOR 400KVGIS MAINTENANCE EARTH SWITCH | EA | 1 |  | INCLUDED | 0 | 0 | 0 | 0 | 0 | 0
266 | 7000028366 | 1210 | GIS Portion-Mandatory Spare GIS | 1000058327 | 85359030 |  | 18 |  | 400KV GIS- SINGLE PHASE OF CURRENT TRANSFORMER (3 CORES, TYPE-CTA)WITH ASSOCIATED ENCLOSURE AND PRIMARY CONDUCTOR COMPLETE IN ALLRESPECT | EA | 1 |  | INCLUDED | 0 | 0 | 0 | 0 | 0 | 0
267 | 7000028366 | 1220 | GIS Portion-Mandatory Spare GIS | 1000058326 | 85359030 |  | 18 |  | 400KV GIS- SINGLE PHASE OF CURRENT TRANSFORMER (2 CORES, TYPE-CTB)WITH ASSOCIATED ENCLOSURE AND PRIMARY CONDUCTOR COMPLETE IN ALLRESPECT | EA | 1 |  | INCLUDED | 0 | 0 | 0 | 0 | 0 | 0
268 | 7000028366 | 1230 | PMU & associated items-Malerkotla | 1000017518 | 85364900 |  | 18 |  | PMU with GPS Clock (clock can be either internal or external) | EA | 2 |  | INCLUDED | 0 | 0 | 0 | 0 | 0 | 0
269 | 7000028366 | 1240 | PMU & associated items-Malerkotla | 1000022512 | 90311000 |  | 18 |  | WAMS Hardware - Time System (GPS receiver) | EA | 2 |  | INCLUDED | 0 | 0 | 0 | 0 | 0 | 0
270 | 7000028366 | 1250 | PMU & associated items-Malerkotla | 1000071061 | 85176290 |  | 18 |  | SUBSTATION GRADE LAYER 2 LAN SWITCH | EA | 2 |  | INCLUDED | 0 | 0 | 0 | 0 | 0 | 0
271 | 7000028366 | 1260 | PMU & associated items-Malerkotla | 1000071062 | 85176290 |  | 18 |  | SUBSTATION GRADE LAYER 3 LAN SWITCH | EA | 1 |  | INCLUDED | 0 | 0 | 0 | 0 | 0 | 0
272 | 7000028366 | 1270 | PMU & associated items-Malerkotla | 1000022487 | 85447090 |  | 18 |  | WAMS Miscellaneous - Armored Fibre Optic Cable and associatedtermination (e.g. L2 Switch) for connecting PMU panels located indifferent control room of a station | EA | 1 |  | INCLUDED | 0 | 0 | 0 | 0 | 0 | 0
273 | 7000028366 | 1280 | PMU & associated items-Malerkotla | 1000030641 | 85389000 |  | 18 |  | LIU - FO PATCH PANEL-12 PORT | EA | 3 |  | INCLUDED | 0 | 0 | 0 | 0 | 0 | 0
274 | 7000028366 | 1320 | STRUCTURE SUPPLY | 1000015954 | 73082011 |  | 18 |  | Fabrication, galvanising and supply of Lattice Structures (MS Steel),to be designed during detailed engineering, for towers, beams andequipment support structure including pack plates / packwashers andgusset plates excluding fasteners and foundation bolts | MT | 46 |  | INCLUDED | 0 | 0 | 0 | 0 | 0 | 0
275 | 7000028366 | 1330 | STRUCTURE SUPPLY | 1000011713 | 73082011 |  | 18 |  | Fabrication, galvanising and supply of fasteners ( nuts, bolts andwashers ) including step bolts for lattice and pipe structures to bedesigned during detailed engineering | MT | 3 |  | INCLUDED | 0 | 0 | 0 | 0 | 0 | 0
276 | 7000028366 | 1340 | STRUCTURE SUPPLY | 1000012373 | 73082011 |  | 18 |  | Fabrication, galvanising and supply of foundation bolts including nuts,checknut and washers for lattice and pipe structures to be designedduring detailed engineering | MT | 6 |  | INCLUDED | 0 | 0 | 0 | 0 | 0 | 0
IV | Upgrade 400kV bay eqpt @Somanahalli | [12 empty] | 0 | 0 | 0 | 0 | 0
277 | 7000028367 | 10 | 400kV AIS Equipment | 1000004463 | 85359090 |  | 18 |  | 420 kV, 3000A, 63KA, 1-Phase CurrentTransformer with 120% extended currentrating | EA | 15 |  | INCLUDED | 0 | 0 | 0 | 0 | 0 | 0
278 | 7000028367 | 20 | 400kV AIS Equipment | 1000004498 | 85353090 |  | 18 |  | 420kV, 3150A, 63KA, Isolator (3-phase)(Double Break) with one E/S | EA | 8 |  | INCLUDED | 0 | 0 | 0 | 0 | 0 | 0
279 | 7000028367 | 30 | 400kV AIS Equipment | 1000010641 | 85371000 |  | 18 |  | DIGITAL TELE PROTECTION COUPLER | EA | 4 |  | INCLUDED | 0 | 0 | 0 | 0 | 0 | 0
280 | 7000028367 | 40 | 400kV AIS Equipment | 1000004290 | 85176210 |  | 18 |  | 400kV,3150A,0.5mH ,63kA Line Trap | EA | 4 |  | INCLUDED | 0 | 0 | 0 | 0 | 0 | 0
281 | 7000028367 | 50 | Erection Hardware | 1000011301 | 72169990 |  | 18 |  | Erection Hardware for 400kV D type layout-Line bay as per technicalspecification | SET | 3 |  | INCLUDED | 0 | 0 | 0 | 0 | 0 | 0
282 | 7000028367 | 60 | Erection Hardware | 1000011297 | 72169990 |  | 18 |  | Erection Hardware for 400kV D type layout-Spare bay of half dia. asper technical specification | SET | 1 |  | INCLUDED | 0 | 0 | 0 | 0 | 0 | 0
283 | 7000028367 | 70 | Mandatory Spare | 1000019919 | 85353090 |  | 18 |  | Spares for 420kV Double break Isolator | LS | 1 |  | INCLUDED | 0 | 0 | 0 | 0 | 0 | 0
284 | 7000028367 | 80 | Mandatory Spare | 1000025941 | 85389000 |  | 18 |  | Spare-420kV CT 1 | SET | 1 |  | INCLUDED | 0 | 0 | 0 | 0 | 0 | 0
285 | 7000028367 | 110 | Supply of Foundation Bolts | 1000012366 | 73082011 |  | 18 |  | Fabrication, galvanising and supply of 28mm dia foundation boltsincluding nuts, checknuts, washers and packplates. | EA | 300 |  | INCLUDED | 0 | 0 | 0 | 0 | 0 | 0
286 | 7000028367 | 140 | STRUCTURE | 1000020194 | 73045930 |  | 18 |  | Fabrication, galvanising and supply ofStandard Pipe Structure - 400 kV,3-Phase, ISOLATOR including nuts,bolts, all type of washers, packplates,step bolts and gusset plates excludingfoundation bolts | EA | 8 |  | INCLUDED | 0 | 0 | 0 | 0 | 0 | 0
287 | 7000028367 | 150 | STRUCTURE | 1000020192 | 73045930 |  | 18 |  | Fabrication, galvanising and supply ofStandard Pipe Structure - 400 kV,1-Phase, CT including nuts, bolts, alltype of washers, packplates, step boltsand gusset plates excluding foundationbolts | EA | 15 |  | INCLUDED | 0 | 0 | 0 | 0 | 0 | 0
288 | 7000028367 | 160 | STRUCTURE | 1000017568 | 73045930 |  | 18 |  | Standard Pipe Structure for 400kV BPI for WT (1- phase) | EA | 12 |  | INCLUDED | 0 | 0 | 0 | 0 | 0 | 0
V | Upgrade 400kV bay eqpt @Bidadi | [12 empty] | 0 | 0 | 0 | 0 | 0
289 | 7000028367 | 180 | Erection Hardware | 1000011332 | 72169990 |  | 18 |  | Erection Hardware for 400kV DM type layout for GIS terminationarrangement-Line bay as per technical specification | SET | 2 |  | INCLUDED | 0 | 0 | 0 | 0 | 0 | 0
290 | 7000028367 | 200 | Supply of Foundation Bolts | 1000012366 | 73082011 |  | 18 |  | Fabrication, galvanising and supply of 28mm dia foundation boltsincluding nuts, checknuts, washers and packplates. | EA | 48 |  | INCLUDED | 0 | 0 | 0 | 0 | 0 | 0
291 | 7000028367 | 230 | 400kV AIS EQUIPMENT | 1000004290 | 85176210 |  | 18 |  | 400kV,3150A,0.5mH ,63kA Line Trap | EA | 4 |  | INCLUDED | 0 | 0 | 0 | 0 | 0 | 0
292 | 7000028367 | 240 | 400kV AIS EQUIPMENT | 1000017568 | 73045930 |  | 18 |  | Standard Pipe Structure for 400kV BPI for WT (1- phase) | EA | 12 |  | INCLUDED | 0 | 0 | 0 | 0 | 0 | 0
VI | Upgrade 400kV bay eqpt @Maheshwaram (PG) | [12 empty] | 0 | 0 | 0 | 0 | 0
293 | 7000028368 | 10 | 400kV AIS Equipment | 1000004290 | 85176210 |  | 18 |  | 400kV,3150A,0.5mH ,63kA Line Trap | EA | 2 |  | INCLUDED | 0 | 0 | 0 | 0 | 0 | 0
294 | 7000028368 | 20 | 400kV AIS Equipment | 1000017568 | 73045930 |  | 18 |  | Standard Pipe Structure for 400kV BPI for WT (1- phase) | EA | 6 |  | INCLUDED | 0 | 0 | 0 | 0 | 0 | 0
295 | 7000028368 | 30 | Erection Hardware | 1000011336 | 72169990 |  | 18 |  | Erection Hardware for 400kV I type layout for GIS terminationarrangement-Line bay as per technical specification | SET | 1 |  | INCLUDED | 0 | 0 | 0 | 0 | 0 | 0
296 | 7000028368 | 60 | Supply of Foundation Bolts | 1000012366 | 73082011 |  | 18 |  | Fabrication, galvanising and supply of 28mm dia foundation boltsincluding nuts, checknuts, washers and packplates. | EA | 24 |  | INCLUDED | 0 | 0 | 0 | 0 | 0 | 0
VII | Upgrade 400kV bay eqpt @Hyderabad | [12 empty] | 0 | 0 | 0 | 0 | 0
297 | 7000028368 | 90 | 400kV AIS Equipment | 1000004463 | 85359090 |  | 18 |  | 420 kV, 3000A, 63KA, 1-Phase CurrentTransformer with 120% extended currentrating | EA | 9 |  | INCLUDED | 0 | 0 | 0 | 0 | 0 | 0
298 | 7000028368 | 100 | 400kV AIS Equipment | 1000004498 | 85353090 |  | 18 |  | 420kV, 3150A, 63KA, Isolator (3-phase)(Double Break) with one E/S | EA | 7 |  | INCLUDED | 0 | 0 | 0 | 0 | 0 | 0
299 | 7000028368 | 110 | 400kV AIS Equipment | 1000004290 | 85176210 |  | 18 |  | 400kV,3150A,0.5mH ,63kA Line Trap | EA | 2 |  | INCLUDED | 0 | 0 | 0 | 0 | 0 | 0
300 | 7000028368 | 120 | 400kV AIS Equipment | 1000004501 | 85352913 |  | 18 |  | 420kV, 3150A, 63kA Circuit Breaker (3-Phase) without closing resistorand with Support Structure | EA | 1 |  | INCLUDED | 0 | 0 | 0 | 0 | 0 | 0
301 | 7000028368 | 130 | Erection Hardware | 1000011301 | 72169990 |  | 18 |  | Erection Hardware for 400kV D type layout-Line bay as per technicalspecification | SET | 2 |  | INCLUDED | 0 | 0 | 0 | 0 | 0 | 0
302 | 7000028368 | 140 | Mandatory Spare | 1000019919 | 85353090 |  | 18 |  | Spares for 420kV Double break Isolator | LS | 1 |  | INCLUDED | 0 | 0 | 0 | 0 | 0 | 0
303 | 7000028368 | 150 | Mandatory Spare | 1000025941 | 85389000 |  | 18 |  | Spare-420kV CT 1 | SET | 1 |  | INCLUDED | 0 | 0 | 0 | 0 | 0 | 0
304 | 7000028368 | 160 | Mandatory Spare | 1000019918 | 85359090 |  | 18 |  | Spares for 420kV Circuit Breaker | LS | 1 |  | INCLUDED | 0 | 0 | 0 | 0 | 0 | 0
305 | 7000028368 | 190 | POWER & CONTROL CABLE | 1000031964 | 85446020 |  | 18 |  | 1.1KV GRADE 3CX2.5 SQMM CONTROL CABLE | KM | 1 |  | INCLUDED | 0 | 0 | 0 | 0 | 0 | 0
306 | 7000028368 | 200 | POWER & CONTROL CABLE | 1000031987 | 85446020 |  | 18 |  | 1.1KV GRADE 5CX2.5 SQMM CONTROL CABLE | KM | 1 |  | INCLUDED | 0 | 0 | 0 | 0 | 0 | 0
307 | 7000028368 | 210 | POWER & CONTROL CABLE | 1000031887 | 85446020 |  | 18 |  | 1.1KV GRADE 10CX2.5 SQMM CONTROL CABLE | KM | 2 |  | INCLUDED | 0 | 0 | 0 | 0 | 0 | 0
308 | 7000028368 | 220 | POWER & CONTROL CABLE | 1000056264 | 85446020 |  | 18 |  | 1.1KV GRADE 19CX1.5 SQMM CONTROL CABLE | KM | 5 |  | INCLUDED | 0 | 0 | 0 | 0 | 0 | 0
309 | 7000028368 | 230 | POWER & CONTROL CABLE | 1000056265 | 85446020 |  | 18 |  | 1.1KV GRADE 27CX1.5 SQMM CONTROL CABLE | KM | 1 |  | INCLUDED | 0 | 0 | 0 | 0 | 0 | 0
310 | 7000028368 | 240 | POWER & CONTROL CABLE | 1000031976 | 85446020 |  | 18 |  | 1.1KV GRADE 4CX16 SQMM (PVC) POWER CABLE | KM | 1 |  | INCLUDED | 0 | 0 | 0 | 0 | 0 | 0
311 | 7000028368 | 250 | POWER & CONTROL CABLE | 1000031985 | 85446020 |  | 18 |  | 1.1KV GRADE 4CX6 SQMM (PVC) POWER CABLE | KM | 1 |  | INCLUDED | 0 | 0 | 0 | 0 | 0 | 0
312 | 7000028368 | 270 | SUPPLY OF FOUNDATION BOLTS | 1000012366 | 73082011 |  | 18 |  | Fabrication, galvanising and supply of 28mm dia foundation boltsincluding nuts, checknuts, washers and packplates. | EA | 228 |  | INCLUDED | 0 | 0 | 0 | 0 | 0 | 0
313 | 7000028368 | 300 | STRUCTURE | 1000020194 | 73045930 |  | 18 |  | Fabrication, galvanising and supply ofStandard Pipe Structure - 400 kV,3-Phase, ISOLATOR including nuts,bolts, all type of washers, packplates,step bolts and gusset plates excludingfoundation bolts | EA | 7 |  | INCLUDED | 0 | 0 | 0 | 0 | 0 | 0
314 | 7000028368 | 310 | STRUCTURE | 1000020192 | 73045930 |  | 18 |  | Fabrication, galvanising and supply ofStandard Pipe Structure - 400 kV,1-Phase, CT including nuts, bolts, alltype of washers, packplates, step boltsand gusset plates excluding foundationbolts | EA | 9 |  | INCLUDED | 0 | 0 | 0 | 0 | 0 | 0
315 | 7000028368 | 320 | STRUCTURE | 1000017568 | 73045930 |  | 18 |  | Standard Pipe Structure for 400kV BPI for WT (1- phase) | EA | 6 |  | INCLUDED | 0 | 0 | 0 | 0 | 0 | 0
Total Ex-Works Price | [12 empty] | 0 |  | 0 |  | 0 | 0 | 0
Total Type Test charges as per Schedule-7 | [12 empty] | 0
Total Ex-Works Price including Type Test charges | [12 empty] | 0
# In case the bidder leaves the cell for confirmation of the HSN code and/or GST rate “blank”, the HSN code and corresponding GST rate indicated by the Employer shall be deemed to be the one confirmed by the Bidder.
| Date | [7 empty] | Printed Name
| Place | [7 empty] | Designation
Click for Sch-2

## Sch-2
Spec. No.:CC/NT/W-AIS/DOM/A00/24/11485 | [8 empty] | Schedule - 2
400kV AIS Substation Package SS-134 for a)Augmentation of Transformation capacity at 400/220kV Bassi (PG), b)Augmentation of Transformation capacity at 400/220kV Malerkotla (PG), c)Implementation of 1 No of 400kV Line Bay at 765/400/220kV Bhadla-III PS for Interconnection of M/s ReNew Solar (Shakti Six) Pvt Ltd, d)Upgradation of 400kV bay Equipment s at Maheshwaram (PG) GIS end, e)Upgradation of 400kV Bay equipment at Hyderabad (AIS) end, f)Upgradation of 400kV bay Equipment at Somanhalli end, g)Upgradation of 400kV Bay equipment at Bidadi (GIS) end
(SCHEDULE OF RATES AND PRICES)
BIDDER:
JOINT VENTURE OF 0 & 0 | [6 empty] | To:
Bidder’s Name and Address (Lead Partner) : | [6 empty] | Contract Services
Name : | [6 empty] | Power Grid Corporation of India Ltd.,
Address : | [6 empty] | "Saudamini", Plot No.-2
Sector-29,
Gurgaon (Haryana) - 122001
Local Transportation, In-transit Insurance, Loading and Unloading
(All Prices are in Indian Rupees)
SI. No. | PR No | PR Line Item No | Activity Description | Material Code | Description | Unit | Quantity | Unit Freight, In-transit Insurance, loading & Unloading Charges | Total Freight, In-transit Insurance, loading & Unloading Charges
1 | 2 | 3 | 4 | 5 | 6 | 7 | 8 | 9 | 10 = 8 X 9
I | Bhadla-III Extn.
1 | 7000028294 | 240 | 420kV, 63kA AIS EQUIPMENT | 1000004501 | 420kV, 3150A, 63kA Circuit Breaker (3-Phase) without closing resistorand with Support Structure | EA | 2 |  | INCLUDED
2 | 7000028294 | 250 | 420kV, 63kA AIS EQUIPMENT | 1000004463 | 420 kV, 3000A, 63KA, 1-Phase CurrentTransformer with 120% extended currentrating | EA | 6 |  | INCLUDED
3 | 7000028294 | 260 | 420kV, 63kA AIS EQUIPMENT | 1000004535 | 420 kV, 4400 pF Capacitive Voltage Transformer (1-Phase) | EA | 3 |  | INCLUDED
4 | 7000028294 | 270 | 420kV, 63kA AIS EQUIPMENT | 1000004498 | 420kV, 3150A, 63KA, Isolator (3-phase)(Double Break) with one E/S | EA | 5 |  | INCLUDED
5 | 7000028294 | 280 | 420kV, 63kA AIS EQUIPMENT | 1000020419 | 336kV Surge Arrester (1-phase) | EA | 3 |  | INCLUDED
6 | 7000028294 | 290 | 420kV, 63kA AIS EQUIPMENT | 1000004401 | 420 kV, 1 phase Bus Post Insulator (except for Line Traps) | EA | 8 |  | INCLUDED
7 | 7000028294 | 300 | 420kV, 63kA AIS EQUIPMENT | 1000004400 | 420 kV ,1 phase Bus Post Insulators for Line Traps | EA | 6 |  | INCLUDED
8 | 7000028294 | 310 | Erection Hardware for 420 kV I Type S/Y | 1000011318 | Erection Hardware for 400kV I type layout-Bus Work (For one diameter)as per technical specification | SET | 4 |  | INCLUDED
9 | 7000028294 | 320 | Erection Hardware for 420 kV I Type S/Y | 1000011322 | Erection Hardware for 400kV I type layout-Line bay as per technicalspecification | SET | 1 |  | INCLUDED
10 | 7000028294 | 330 | Erection Hardware for 420 kV I Type S/Y | 1000011326 | Erection Hardware for 400kV I type layout-Spare bay of half dia as pertechnical specification | SET | 1 |  | INCLUDED
11 | 7000028294 | 340 | 420kV Insulator and Hardware | 1000055984 | 400KV TENSION INSULATOR STRING AND ASSOCIATED HARDWARE FITTINGSWITHOUT TURN BUCKLE SUITABLE FOR QUAD CONDUCTOR | EA | 18 |  | INCLUDED
12 | 7000028294 | 350 | 420kV Insulator and Hardware | 1000055991 | 400KV TENSION INSULATOR STRING AND ASSOCIATED HARDWARE FITTINGSWITH TURN BUCKLE SUITABLE FOR QUAD CONDUCTOR | EA | 21 |  | INCLUDED
13 | 7000028294 | 360 | 420kV Insulator and Hardware | 1000055986 | 400KV SUSPENSION INSULATOR STRING AND ASSOCIATED HARDWARE FITTINGSWITH DROP CLAMP SUITABLE FOR QUAD CONDUCTOR | EA | 3 |  | INCLUDED
14 | 7000028294 | 370 | CRP for 420kV Bays with SAS | 1000055446 | 400KV CIRCUIT BREAKER RELAY PANEL (WITH AUTOMATION) | EA | 2 |  | INCLUDED
15 | 7000028294 | 380 | CRP for 420kV Bays with SAS | 1000003398 | 400kV Line Protection Panel (with Automation) | EA | 1 |  | INCLUDED
16 | 7000028294 | 390 | CRP for 420kV Bays with SAS | 1000002146 | Augmentation of existing 400kV bus bar protection scheme.(No. of baysas per specification)-(with Automation) | SET | 1 |  | INCLUDED
17 | 7000028294 | 400 | SAS-AUG | 1000003409 | Augmentation of Substation automation System for 400kV Main bay as perTechnical Specification | EA | 1 |  | INCLUDED
18 | 7000028294 | 410 | SAS-AUG | 1000003411 | Augmentation of Substation automation System for 400kV Tie bay as perTechnical Specification | EA | 1 |  | INCLUDED
19 | 7000028294 | 470 | PLCC Equipment | 1000004290 | 400kV,3150A,0.5mH ,63kA Line Trap | EA | 2 |  | INCLUDED
20 | 7000028294 | 480 | POWER & CONTROL CABLE | 1000031957 | 1.1KV GRADE 3.5CX70 SQMM (PVC) POWER CABLE | KM | 0.5 |  | INCLUDED
21 | 7000028294 | 490 | POWER & CONTROL CABLE | 1000031985 | 1.1KV GRADE 4CX6 SQMM (PVC) POWER CABLE | KM | 1.5 |  | INCLUDED
22 | 7000028294 | 500 | POWER & CONTROL CABLE | 1000031943 | 1.1KV GRADE 2CX6 SQMM (PVC) POWER CABLE | KM | 0.5 |  | INCLUDED
23 | 7000028294 | 510 | POWER & CONTROL CABLE | 1000031964 | 1.1KV GRADE 3CX2.5 SQMM CONTROL CABLE | KM | 1.25 |  | INCLUDED
24 | 7000028294 | 520 | POWER & CONTROL CABLE | 1000031987 | 1.1KV GRADE 5CX2.5 SQMM CONTROL CABLE | KM | 2.75 |  | INCLUDED
25 | 7000028294 | 550 | POWER & CONTROL CABLE | 1000031887 | 1.1KV GRADE 10CX2.5 SQMM CONTROL CABLE | KM | 1.25 |  | INCLUDED
26 | 7000028294 | 530 | POWER & CONTROL CABLE | 1000056264 | 1.1KV GRADE 19CX1.5 SQMM CONTROL CABLE | KM | 1.25 |  | INCLUDED
27 | 7000028294 | 540 | POWER & CONTROL CABLE | 1000056265 | 1.1KV GRADE 27CX1.5 SQMM CONTROL CABLE | KM | 0.5 |  | INCLUDED
28 | 7000028294 | 560 | AIR CONDITIONING & VENTILATION SYSTEM | 1000006284 | Air conditioning system for Switchyard Panel Room of 6m length | SET | 1 |  | INCLUDED
29 | 7000028294 | 570 | FIRE FIGHTING SYSTEM | 1000012018 | Fire Detection and Alarm System for Switchyard Panel Room of 6 mlength | SET | 1 |  | INCLUDED
30 | 7000028294 | 580 | ILLUMINATION SYSTEM | 1000014547 | Lighting Panel type ACP-2 as per technical specification | EA | 1 |  | INCLUDED
31 | 7000028294 | 590 | ILLUMINATION SYSTEM | 1000038387 | LED FLOOD LIGHT LUMINARIESTYPE FL-1 (150W) AS PER TECHNICALSPECIFICATION | EA | 5 |  | INCLUDED
32 | 7000028294 | 600 | ILLUMINATION SYSTEM | 1000038325 | LIGHTING FIXTURE LED LUMINAIRES TYPE FL2 AS PER TECH. SPECIFICATIONS | EA | 5 |  | INCLUDED
33 | 7000028294 | 610 | ILLUMINATION SYSTEM | 1000013795 | Illumination System for switchyard panel room of 6 m length | LS | 1 |  | INCLUDED
34 | 7000028294 | 620 | Tele eqpt at Bhadla-III (extn) | 1000031367 | SDH EQUIPMENT (STM-16 MADM UPTO 5 MSP PROTECTED DIRECTIONS)-BASEEQUIPMENT (COMMON CARDS, CROSS CONNECT/CONTROL CARDS, OPTICAL BASECARDS, POWER SUPPLY CARDS, POWER CABLING, OTHER HARDWARE ANDACCESSORIES INCLUDING SUB RACKS, PATCH CORD, DDF ETC FULLY EQUIPEDEXCLUDING OPTICAL INTERFACE & TRIBUTARY CARDS | EA | 1 |  | INCLUDED
35 | 7000028294 | 630 | Tele eqpt at Bhadla-III (extn) | 1000018706 | S16.1 SFP | EA | 4 |  | INCLUDED
36 | 7000028294 | 640 | Tele eqpt at Bhadla-III (extn) | 1000031374 | TRIBUTARY INTERFACE- E1 INTERFACE (MINIMUM 16 NOS.) | SET | 2 |  | INCLUDED
37 | 7000028294 | 650 | Tele eqpt at Bhadla-III (extn) | 1000034950 | ETHERNET INTERFACE 10/100 BASE T WITH LAYER-2 SWITCHING (MIN 8INTERFACES PER CARD) | EA | 2 |  | INCLUDED
38 | 7000028294 | 660 | Tele eqpt at Bhadla-III (extn) | 1000031381 | TRIBUTARY INTERFACE-GIGABIT ETHERNET INTERFACES 10/100 MBPS WITH LAYER-2 SWITCHING (MINIMUM 2 NOS.) | SET | 1 |  | INCLUDED
39 | 7000028294 | 670 | Tele eqpt at Bhadla-III (extn) | 1000026228 | Equipment Cabinets For SDH | EA | 1 |  | INCLUDED
40 | 7000028294 | 680 | Tele eqpt at Bhadla-III (extn) | 1000066614 | GI PIPE INSTALLATION HARDWARE FOR APPROACH CABLING | KM | 1 |  | INCLUDED
41 | 7000028294 | 690 | Tele eqpt at Bhadla-III (extn) | 1000066612 | GI ELBOW INSTALLATION HARDWARE FOR APPROAH CABLING | EA | 150 |  | INCLUDED
42 | 7000028294 | 700 | Tele eqpt at Bhadla-III (extn) | 1000066613 | GI FLEXIBLE CONDUIT INSTALLATION HARDWARE FOR APPROAH CABLING | EA | 75 |  | INCLUDED
43 | 7000028294 | 710 | Tele eqpt at Bhadla-III (extn) | 1000037545 | 24F (DWSM) APPROACH FIBRE OPTIC CABLE | KM | 1 |  | INCLUDED
44 | 7000028294 | 720 | Tele eqpt at Bhadla-III (extn) | 1000023471 | OPGW Fibre Optic Distribution Panel (FODP): Indoor Type: 96F | EA | 1 |  | INCLUDED
45 | 7000028294 | 730 | PMU & associated items (Bhadla-III PS) | 1000017518 | PMU with GPS Clock (clock can be either internal or external) | EA | 1 |  | INCLUDED
46 | 7000028294 | 740 | PMU & associated items (Bhadla-III PS) | 1000022512 | WAMS Hardware - Time System (GPS receiver) | EA | 1 |  | INCLUDED
47 | 7000028294 | 750 | PMU & associated items (Bhadla-III PS) | 1000071061 | SUBSTATION GRADE LAYER 2 LAN SWITCH | EA | 1 |  | INCLUDED
48 | 7000028294 | 760 | PMU & associated items (Bhadla-III PS) | 1000071062 | SUBSTATION GRADE LAYER 3 LAN SWITCH | EA | 1 |  | INCLUDED
49 | 7000028294 | 770 | PMU & associated items (Bhadla-III PS) | 1000022487 | WAMS Miscellaneous - Armored Fibre Optic Cable and associatedtermination (e.g. L2 Switch) for connecting PMU panels located indifferent control room of a station | EA | 1 |  | INCLUDED
50 | 7000028294 | 780 | PMU & associated items (Bhadla-III PS) | 1000030641 | LIU - FO PATCH PANEL-12 PORT | EA | 2 |  | INCLUDED
51 | 7000028294 | 790 | Tower Gantry and Equipment SuppStructure | 1000015954 | Fabrication, galvanising and supply of Lattice Structures (MS Steel),to be designed during detailed engineering, for towers, beams andequipment support structure including pack plates / packwashers andgusset plates excluding fasteners and foundation bolts | MT | 94 |  | INCLUDED
52 | 7000028294 | 800 | Tower Gantry and Equipment SuppStructure | 1000011713 | Fabrication, galvanising and supply of fasteners ( nuts, bolts andwashers ) including step bolts for lattice and pipe structures to bedesigned during detailed engineering | MT | 5 |  | INCLUDED
53 | 7000028294 | 810 | Tower Gantry and Equipment SuppStructure | 1000012373 | Fabrication, galvanising and supply of foundation bolts including nuts,checknut and washers for lattice and pipe structures to be designedduring detailed engineering | MT | 5 |  | INCLUDED
54 | 7000028294 | 820 | Tower Gantry and Equipment SuppStructure | 1000015952 | Fabrication, galvanising and supply of Equipment Support (Pipe)Structures to be designed during detailed engineering | MT | 12 |  | INCLUDED
55 | 7000028294 | 830 | Spares- Tele eqpt at Bhadlas-III (extn) | 1000031369 | SDH EQUIPMENT (STM-16 MADM UPTO 5 MSP PROTECTED DIRECTIONS)-COMMONCARDS, CROSS-CONNECT/CONTROL CARDS, OPTICAL BASE CARD, POWER SUPPLYCARDS, POWER CABLING, OTHER HARDWARE & ACCESSORIES (EACH). | SET | 1 |  | INCLUDED
56 | 7000028294 | 840 | Spares- Tele eqpt at Bhadlas-III (extn) | 1000018706 | S16.1 SFP | EA | 1 |  | INCLUDED
57 | 7000028294 | 850 | Spares- Tele eqpt at Bhadlas-III (extn) | 1000031374 | TRIBUTARY INTERFACE- E1 INTERFACE (MINIMUM 16 NOS.) | SET | 1 |  | INCLUDED
58 | 7000028294 | 860 | Spares- Tele eqpt at Bhadlas-III (extn) | 1000034950 | ETHERNET INTERFACE 10/100 BASE T WITH LAYER-2 SWITCHING (MIN 8INTERFACES PER CARD) | EA | 1 |  | INCLUDED
59 | 7000028294 | 870 | Spares- Tele eqpt at Bhadlas-III (extn) | 1000031381 | TRIBUTARY INTERFACE-GIGABIT ETHERNET INTERFACES 10/100 MBPS WITH LAYER-2 SWITCHING (MINIMUM 2 NOS.) | SET | 1 |  | INCLUDED
60 | 7000028294 | 880 | Spares- Tele eqpt at Bhadlas-III (extn) | 1000031398 | PRE CONNECTORIZED OPTICAL FIBER PATCH CORDS(10 MTRS) â€“ PACK OF SIXPATCH CORDS | SET | 1 |  | INCLUDED
61 | 7000028294 | 890 | Spares- Tele eqpt at Bhadlas-III (extn) | 1000037545 | 24F (DWSM) APPROACH FIBRE OPTIC CABLE | KM | 1 |  | INCLUDED
62 | 7000028294 | 900 | Spares- Tele eqpt at Bhadlas-III (extn) | 1000066614 | GI PIPE INSTALLATION HARDWARE FOR APPROACH CABLING | KM | 0.035 |  | INCLUDED
63 | 7000028294 | 910 | Spares- Tele eqpt at Bhadlas-III (extn) | 1000066612 | GI ELBOW INSTALLATION HARDWARE FOR APPROAH CABLING | EA | 4 |  | INCLUDED
64 | 7000028294 | 920 | Spares- Tele eqpt at Bhadlas-III (extn) | 1000066613 | GI FLEXIBLE CONDUIT INSTALLATION HARDWARE FOR APPROAH CABLING | EA | 3 |  | INCLUDED
65 | 7000028294 | 150 | Mandatory Spare LOT | 1000019918 | Spares for 420kV Circuit Breaker | LS | 1 |  | INCLUDED
66 | 7000028294 | 160 | Mandatory Spare LOT | 1000019919 | Spares for 420kV Double break Isolator | LS | 1 |  | INCLUDED
67 | 7000028294 | 170 | Mandatory Spare LOT | 1000024186 | SPARES FOR 336KV SURGE ARRESTER | LS | 1 |  | INCLUDED
68 | 7000028294 | 180 | Mandatory Spare LOT | 1000025943 | Spare-420kV CVT 1 | SET | 1 |  | INCLUDED
69 | 7000028294 | 190 | Mandatory Spare LOT | 1000025941 | Spare-420kV CT 1 | SET | 1 |  | INCLUDED
70 | 7000028294 | 200 | Mandatory Spare LOT | 1000019912 | Relay & protection Panels (with automation) | LS | 1 |  | INCLUDED
71 | 7000028294 | 210 | Mandatory Spare LOT | 1000025950 | Spare-PLCC | SET | 1 |  | INCLUDED
72 | 7000028294 | 220 | Mandatory Spare LOT | 1000062002 | BAY CONTROL UNIT (IED) OF MAIN SYSTEM | EA | 1 |  | INCLUDED
73 | 7000028294 | 230 | Mandatory Spare LOT | 1000062004 | ETHERNET SWITCH SUITABLE FOR 19Ã‚â‚¬Â RACK MOUNTING WITH 24 FIBER OPTICPORTS | EA | 1 |  | INCLUDED
II | ICT AUGMENTATION @BASSI
74 | 7000028365 | 30 | 420kV, 63kA AIS EQUIPMENT | 1000004501 | 420kV, 3150A, 63kA Circuit Breaker (3-Phase) without closing resistorand with Support Structure | EA | 2 |  | INCLUDED
75 | 7000028365 | 40 | 420kV, 63kA AIS EQUIPMENT | 1000004463 | 420 kV, 3000A, 63KA, 1-Phase CurrentTransformer with 120% extended currentrating | EA | 6 |  | INCLUDED
76 | 7000028365 | 50 | 420kV, 63kA AIS EQUIPMENT | 1000004498 | 420kV, 3150A, 63KA, Isolator (3-phase)(Double Break) with one E/S | EA | 6 |  | INCLUDED
77 | 7000028365 | 10 | 420kV, 63kA AIS EQUIPMENT | 1000020419 | 336kV Surge Arrester (1-phase) | EA | 3 |  | INCLUDED
78 | 7000028365 | 20 | 420kV, 63kA AIS EQUIPMENT | 1000004401 | 420 kV, 1 phase Bus Post Insulator (except for Line Traps) | EA | 10 |  | INCLUDED
79 | 7000028365 | 80 | 245kV, 50kA AIS EQUIPMENT | 1000001683 | 245kV, 1600A, 50KA Circuit Breaker(3-Phase) with support structure | EA | 1 |  | INCLUDED
80 | 7000028365 | 90 | 245kV, 50kA AIS EQUIPMENT | 1000001684 | 245 kV, 1600A, 50KA, 1-Phase CurrentTransformer with 120% extended currentrating | EA | 3 |  | INCLUDED
81 | 7000028365 | 100 | 245kV, 50kA AIS EQUIPMENT | 1000001688 | 245kV, 1600A, 50 KA, 3-phase DoubleBreak Isolator with one E/S | EA | 1 |  | INCLUDED
82 | 7000028365 | 110 | 245kV, 50kA AIS EQUIPMENT | 1000001689 | 245kV, 1600A, 50 KA, 3-phase DoubleBreak Isolator with two E/S | EA | 1 |  | INCLUDED
83 | 7000028365 | 120 | 245kV, 50kA AIS EQUIPMENT | 1000032777 | 245KV, 1600 A, 50KA, 3-PHASE, DOUBLE BREAK TANDEM ISOLATOR WITHOUT E/S | EA | 2 |  | INCLUDED
84 | 7000028365 | 60 | 245kV, 50kA AIS EQUIPMENT | 1000001695 | 245 kV, 1 phase Bus Post Insulator (except for Line Traps) | EA | 40 |  | INCLUDED
85 | 7000028365 | 70 | 245kV, 50kA AIS EQUIPMENT | 1000020417 | 216kV Surge Arrester (1-phase) | EA | 3 |  | INCLUDED
86 | 7000028365 | 130 | Erection Hardware for 420 kV I Type S/Y | 1000011305 | Erection Hardware for 400kV D type layout-Transformer bay as pertechnical specification | SET | 1 |  | INCLUDED
87 | 7000028365 | 140 | Erection Hardware for 420 kV I Type S/Y | 1000011297 | Erection Hardware for 400kV D type layout-Spare bay of half dia. asper technical specification | SET | 1 |  | INCLUDED
88 | 7000028365 | 150 | 420kV Insulator and Hardware | 1000055984 | 400KV TENSION INSULATOR STRING AND ASSOCIATED HARDWARE FITTINGSWITHOUT TURN BUCKLE SUITABLE FOR QUAD CONDUCTOR | EA | 6 |  | INCLUDED
89 | 7000028365 | 160 | 420kV Insulator and Hardware | 1000055991 | 400KV TENSION INSULATOR STRING AND ASSOCIATED HARDWARE FITTINGSWITH TURN BUCKLE SUITABLE FOR QUAD CONDUCTOR | EA | 6 |  | INCLUDED
90 | 7000028365 | 170 | 420kV Insulator and Hardware | 1000055987 | 400KV SUSPENSION INSULATOR STRING AND ASSOCIATED HARDWARE FITTINGSWITH DROP CLAMP SUITABLE FOR TWIN CONDUCTOR | EA | 3 |  | INCLUDED
91 | 7000028365 | 180 | Erection Hardware for 220 kV DMT Type SY | 1000011264 | Erection Hardware for 220kV layout (Double Main and TransferScheme)-Transformer Bay as per technical specification | SET | 1 |  | INCLUDED
92 | 7000028365 | 190 | Erection Hardware for 220 kV DMT Type SY | 1000011255 | Erection Hardware for 220kV layout (Double Main and TransferScheme)-Bus work (one Bay) as per technical specification | SET | 2 |  | INCLUDED
93 | 7000028365 | 200 | 220kV Insulator and Hardware | 1000055975 | 220KV SUSPENSION INSULATOR STRING AND ASSOCIATED HARDWARE FITTINGSWITH DROP CLAMP SUITABLE FOR TWIN CONDUCTOR | EA | 3 |  | INCLUDED
94 | 7000028365 | 210 | 220kV Insulator and Hardware | 1000055977 | 220KV SUSPENSION INSULATOR STRING AND ASSOCIATED HARDWARE FITTINGSWITH THROUGH CLAMP SUITABLE FOR TWIN CONDUCTOR | EA | 3 |  | INCLUDED
95 | 7000028365 | 220 | 220kV Insulator and Hardware | 1000055980 | 220KV TENSION INSULATOR STRING AND ASSOCIATED HARDWARE FITTINGSWITHOUT TURN BUCKLE SUITABLE FOR TWIN CONDUCTOR | EA | 9 |  | INCLUDED
96 | 7000028365 | 230 | 220kV Insulator and Hardware | 1000055983 | 220KV TENSION INSULATOR STRING AND ASSOCIATED HARDWARE FITTINGS WITHTURN BUCKLE SUITABLE FOR TWIN CONDUCTOR | EA | 9 |  | INCLUDED
97 | 7000028365 | 240 | 220kV Insulator and Hardware | 1000055978 | 220KV TENSION INSULATOR STRING AND ASSOCIATED HARDWARE FITTINGSWITHOUT TURN BUCKLE SUITABLE FOR QUAD CONDUCTOR | EA | 3 |  | INCLUDED
98 | 7000028365 | 250 | 220kV Insulator and Hardware | 1000055981 | 220KV TENSION INSULATOR STRING AND ASSOCIATED HARDWARE FITTINGS WITHTURN BUCKLE SUITABLE FOR QUAD CONDUCTOR | EA | 3 |  | INCLUDED
99 | 7000028365 | 260 | Earthmat | 1000032055 | 40 MM MS ROD FOR MAIN EARTHMAT | KM | 2 |  | INCLUDED
100 | 7000028365 | 270 | CRP for 420kV Bays | 1000004274 | 400kV Transformer Protection Panel (For both HV & MV side)-(withAutomation) | EA | 1 |  | INCLUDED
101 | 7000028365 | 280 | CRP for 420kV Bays | 1000055446 | 400KV CIRCUIT BREAKER RELAY PANEL (WITH AUTOMATION) | EA | 2 |  | INCLUDED
102 | 7000028365 | 290 | CRP for 220kV Bays | 1000055443 | 220KV CIRCUIT BREAKER RELAY PANEL (WITH AUTOMATION) | EA | 1 |  | INCLUDED
103 | 7000028365 | 1080 | NTAMC Integration | 1000032389 | BAY CONTROL UNIT INCLUDING INTERFACE ACCESSORIES INTEGRATION WITHNTAMC AS PER TECHNICAL SPECIFICATION. | EA | 3 |  | INCLUDED
104 | 7000028365 | 300 | VMS | 1000030433 | COLOR IP CAMERA, WITH PAN, TILT AND ZOOM FACILITIES, ALONGWITH ALLREQUIRED ITEMS, ACCESSORIES, LINE INTERFACE UNITS, FIBER PATCH CORDS,POWER SUPPLY UNITS, JUNCTION BOXES, CABLES, FIBER OPTIC CABLES, ETC.,AND INCLUDING INTEGRATION IN EXISTING HARDWARE AND SOFTWARE FORAUGMENTATION OF VISUAL MONITORING SYSTEM AS PER TECHNICALSPECIFICATION. | SET | 1 |  | INCLUDED
105 | 7000028365 | 310 | POWER & CONTROL CABLE | 1000031951 | 1.1KV GRADE 3.5CX300 SQMM (XLPE) POWER CABLE | KM | 0.6 |  | INCLUDED
106 | 7000028365 | 320 | POWER & CONTROL CABLE | 1000031953 | 1.1KV GRADE 3.5CX35 SQMM (PVC) POWER CABLE | KM | 3 |  | INCLUDED
107 | 7000028365 | 330 | POWER & CONTROL CABLE | 1000031976 | 1.1KV GRADE 4CX16 SQMM (PVC) POWER CABLE | KM | 4 |  | INCLUDED
108 | 7000028365 | 340 | POWER & CONTROL CABLE | 1000031985 | 1.1KV GRADE 4CX6 SQMM (PVC) POWER CABLE | KM | 7 |  | INCLUDED
109 | 7000028365 | 350 | POWER & CONTROL CABLE | 1000031943 | 1.1KV GRADE 2CX6 SQMM (PVC) POWER CABLE | KM | 2 |  | INCLUDED
110 | 7000028365 | 360 | POWER & CONTROL CABLE | 1000031987 | 1.1KV GRADE 5CX2.5 SQMM CONTROL CABLE | KM | 10 |  | INCLUDED
111 | 7000028365 | 370 | POWER & CONTROL CABLE | 1000031887 | 1.1KV GRADE 10CX2.5 SQMM CONTROL CABLE | KM | 8 |  | INCLUDED
112 | 7000028365 | 380 | POWER & CONTROL CABLE | 1000056264 | 1.1KV GRADE 19CX1.5 SQMM CONTROL CABLE | KM | 8 |  | INCLUDED
113 | 7000028365 | 390 | POWER & CONTROL CABLE | 1000056265 | 1.1KV GRADE 27CX1.5 SQMM CONTROL CABLE | KM | 10 |  | INCLUDED
114 | 7000028365 | 400 | POWER & CONTROL CABLE | 1000032050 | 4PAIR, 0.5SQMM SCREENED CABLE | KM | 2 |  | INCLUDED
115 | 7000028365 | 410 | FIRE FIGHTING SYSTEM | 1000000067 | Fire Alarm panel with all accessories as per TS | EA | 1 |  | INCLUDED
116 | 7000028365 | 420 | FIRE FIGHTING SYSTEM | 1000012069 | HVW spray system, Hydrant system and complete U/G & O/G piping andaccessories etc. out side the pump house for 500MVA , 400KV/220/33kV, 3-phase Autotransformer | SET | 1 |  | INCLUDED
117 | 7000028365 | 430 | FIRE FIGHTING SYSTEM | 1000012018 | Fire Detection and Alarm System for Switchyard Panel Room of 6 mlength | SET | 1 |  | INCLUDED
118 | 7000028365 | 440 | FIRE FIGHTING SYSTEM | 1000012022 | 4.5 kg CO2 type Portable Fire extinguisher | EA | 1 |  | INCLUDED
119 | 7000028365 | 450 | ILLUMINATION SYSTEM | 1000014547 | Lighting Panel type ACP-2 as per technical specification | EA | 2 |  | INCLUDED
120 | 7000028365 | 460 | ILLUMINATION SYSTEM | 1000004952 | 63A, 415V : Interlocked switch socket outdoor Receptacle (type RP) asper technical specifications | EA | 2 |  | INCLUDED
121 | 7000028365 | 470 | ILLUMINATION SYSTEM | 1000001894 | Outdoor Power Receptacle for oilfiltration unit (250A) | EA | 1 |  | INCLUDED
122 | 7000028365 | 480 | ILLUMINATION SYSTEM | 1000038387 | LED FLOOD LIGHT LUMINARIESTYPE FL-1 (150W) AS PER TECHNICALSPECIFICATION | EA | 10 |  | INCLUDED
123 | 7000028365 | 490 | ILLUMINATION SYSTEM | 1000038325 | LIGHTING FIXTURE LED LUMINAIRES TYPE FL2 AS PER TECH. SPECIFICATIONS | EA | 20 |  | INCLUDED
124 | 7000028365 | 500 | ILLUMINATION SYSTEM | 1000038385 | FIRE WALL MOUNTED LED LUMINARIE TYPE FL-2 (250W) | EA | 2 |  | INCLUDED
125 | 7000028365 | 510 | ILLUMINATION SYSTEM | 1000013795 | Illumination System for switchyard panel room of 6 m length | LS | 1 |  | INCLUDED
126 | 7000028365 | 520 | ILLUMINATION SYSTEM | 1000006284 | Air conditioning system for Switchyard Panel Room of 6m length | SET | 1 |  | INCLUDED
127 | 7000028365 | 660 | Mandatory Spares-LOT | 1000019918 | Spares for 420kV Circuit Breaker | LS | 1 |  | INCLUDED
128 | 7000028365 | 670 | Mandatory Spares-LOT | 1000019919 | Spares for 420kV Double break Isolator | LS | 1 |  | INCLUDED
129 | 7000028365 | 680 | Mandatory Spares-LOT | 1000024186 | SPARES FOR 336KV SURGE ARRESTER | LS | 1 |  | INCLUDED
130 | 7000028365 | 690 | Mandatory Spares-LOT | 1000025941 | Spare-420kV CT 1 | SET | 1 |  | INCLUDED
131 | 7000028365 | 700 | Mandatory Spares-LOT | 1000025935 | Spare-245kV Circuit Breaker | SET | 1 |  | INCLUDED
132 | 7000028365 | 710 | Mandatory Spares-LOT | 1000025936 | Spare-245kV Isolator | SET | 1 |  | INCLUDED
133 | 7000028365 | 720 | Mandatory Spares-LOT | 1000025933 | Spare-245kV CT | SET | 1 |  | INCLUDED
134 | 7000028365 | 730 | Mandatory Spares-LOT | 1000019912 | Relay & protection Panels (with automation) | LS | 1 |  | INCLUDED
135 | 7000028365 | 740 | Mandatory Spares-LOT | 1000032289 | SPARES FOFIRE PROTECTION SYSTEM | SET | 1 |  | INCLUDED
136 | 7000028365 | 750 | Mandatory Spares-LOT | 1000062002 | BAY CONTROL UNIT (IED) OF MAIN SYSTEM | EA | 1 |  | INCLUDED
137 | 7000028365 | 760 | Mandatory Spares-LOT | 1000062004 | ETHERNET SWITCH SUITABLE FOR 19Ã‚â‚¬Â RACK MOUNTING WITH 24 FIBER OPTICPORTS | EA | 1 |  | INCLUDED
138 | 7000028365 | 790 | LT Switchgear Extn. | 1000055451 | EXTENSION OF LT SWITCHGEAR AS PER TECHNICAL SPECIFICATION | SET | 1 |  | INCLUDED
139 | 7000028365 | 810 | PMU & associated items (Bassi) | 1000017518 | PMU with GPS Clock (clock can be either internal or external) | EA | 2 |  | INCLUDED
140 | 7000028365 | 820 | PMU & associated items (Bassi) | 1000022512 | WAMS Hardware - Time System (GPS receiver) | EA | 2 |  | INCLUDED
141 | 7000028365 | 830 | PMU & associated items (Bassi) | 1000071061 | SUBSTATION GRADE LAYER 2 LAN SWITCH | EA | 2 |  | INCLUDED
142 | 7000028365 | 840 | PMU & associated items (Bassi) | 1000071062 | SUBSTATION GRADE LAYER 3 LAN SWITCH | EA | 1 |  | INCLUDED
143 | 7000028365 | 850 | PMU & associated items (Bassi) | 1000022487 | WAMS Miscellaneous - Armored Fibre Optic Cable and associatedtermination (e.g. L2 Switch) for connecting PMU panels located indifferent control room of a station | EA | 1 |  | INCLUDED
144 | 7000028365 | 860 | PMU & associated items (Bassi) | 1000030641 | LIU - FO PATCH PANEL-12 PORT | EA | 3 |  | INCLUDED
145 | 7000028365 | 880 | RTU & associated items | 1000026390 | RTU for Auxiliary system-RTU base equipment comprising racks,sub-racks, power supply modules, CPU, including internal wiringexcept cards modules specified below | EA | 1 |  | INCLUDED
146 | 7000028365 | 890 | RTU & associated items | 1000028004 | CPU Card for RTU | EA | 2 |  | INCLUDED
147 | 7000028365 | 900 | RTU & associated items | 1000026336 | DI modules (16 channels) | EA | 3 |  | INCLUDED
148 | 7000028365 | 910 | RTU & associated items | 1000026296 | AI module (8 channels) | EA | 1 |  | INCLUDED
149 | 7000028365 | 920 | RTU & associated items | 1000026374 | Multi-function transducers | EA | 2 |  | INCLUDED
150 | 7000028365 | 930 | RTU & associated items | 1000028009 | OLTC Transducer | EA | 1 |  | INCLUDED
151 | 7000028365 | 940 | RTU & associated items | 1000027684 | Contact Multiplier Relay | EA | 39 |  | INCLUDED
152 | 7000028365 | 950 | RTU & associated items | 1000021642 | Time synchronisation equipment | EA | 1 |  | INCLUDED
153 | 7000028365 | 960 | RTU & associated items | 1000026401 | SIC panels along with internal wiring / cabling & accessories | EA | 1 |  | INCLUDED
154 | 7000028365 | 970 | RTU & associated items | 1000050081 | CABLES FOR RTU | LOT | 1 |  | INCLUDED
155 | 7000028365 | 990 | RTU & associated items-Spares | 1000026336 | DI modules (16 channels) | EA | 1 |  | INCLUDED
156 | 7000028365 | 1000 | RTU & associated items-Spares | 1000026296 | AI module (8 channels) | EA | 1 |  | INCLUDED
157 | 7000028365 | 1010 | RTU & associated items-Spares | 1000026374 | Multi-function transducers | EA | 1 |  | INCLUDED
158 | 7000028365 | 1020 | RTU & associated items-Spares | 1000028009 | OLTC Transducer | EA | 1 |  | INCLUDED
159 | 7000028365 | 1030 | RTU & associated items-Spares | 1000027684 | Contact Multiplier Relay | EA | 4 |  | INCLUDED
160 | 7000028365 | 1050 | Steel Structure | 1000015954 | Fabrication, galvanising and supply of Lattice Structures (MS Steel),to be designed during detailed engineering, for towers, beams andequipment support structure including pack plates / packwashers andgusset plates excluding fasteners and foundation bolts | MT | 108 |  | INCLUDED
161 | 7000028365 | 1060 | Steel Structure | 1000011713 | Fabrication, galvanising and supply of fasteners ( nuts, bolts andwashers ) including step bolts for lattice and pipe structures to bedesigned during detailed engineering | MT | 5 |  | INCLUDED
162 | 7000028365 | 1070 | Steel Structure | 1000012373 | Fabrication, galvanising and supply of foundation bolts including nuts,checknut and washers for lattice and pipe structures to be designedduring detailed engineering | MT | 10 |  | INCLUDED
III | Augmt 500MVA 400kV ICT-4+bays-Malerkotla
163 | 7000028366 | 10 | Gis Portion-420kV, 63kA GIS Equipment | 1000004637 | 420kV, 3150 A, 63 kA, SF6 GIS ICT feederbay module as per Section-Project,Technical specification | SET | 1 |  | INCLUDED
164 | 7000028366 | 20 | Gis Portion-420kV, 63kA GIS Equipment | 1000032796 | 420KV, 3150A, 63KA SF6 TO AIR BUSHING including support structure | SET | 3 |  | INCLUDED
165 | 7000028366 | 30 | Gis Portion-420kV, 63kA GIS Equipment | 1000059207 | 420KV, 3000A, 63KA, SINGLE PHASE, SF6 GAS INSULATED BUS DUCT (GIB)OUTSIDE GIS HALL ALONGWITH ASSOCIATED SUPPORT STRUCTURE, ETC. AS PERTECHNICAL SPECIFICATION | M | 100 |  | INCLUDED
166 | 7000028366 | 40 | Gis Portion-420kV, 63kA GIS Equipment | 1000032802 | 420KV, 4000A,63KA GIS BUSBAR MODULE EXTENSION | SET | 2 |  | INCLUDED
167 | 7000028366 | 50 | Gis Portion-420kV, 63kA GIS Equipment | 1000004634 | 420 kV, 3150 A, 63 kA, SF6 GIS Linefeeder bay module(with PIR) as perSection-Project, Technicalspecification | SET | 1 |  | INCLUDED
168 | 7000028366 | 60 | Gis Portion-420kV, 63kA GIS Equipment | 1000004635 | 420kV, 3150 A, 63 kA, SF6 GIS Tie baymodule(with PIR) as perSection-Project, Technicalspecification | SET | 1 |  | INCLUDED
169 | 7000028366 | 70 | 420kV, 63kA AIS EQUIPMENT | 1000004401 | 420 kV, 1 phase Bus Post Insulator (except for Line Traps) | EA | 6 |  | INCLUDED
170 | 7000028366 | 80 | 420kV, 63kA AIS EQUIPMENT | 1000020419 | 336kV Surge Arrester (1-phase) | EA | 3 |  | INCLUDED
171 | 7000028366 | 90 | 245kV, 50kA AIS EQUIPMENT | 1000001695 | 245 kV, 1 phase Bus Post Insulator (except for Line Traps) | EA | 9 |  | INCLUDED
172 | 7000028366 | 100 | 245kV, 50kA AIS EQUIPMENT | 1000020417 | 216kV Surge Arrester (1-phase) | EA | 3 |  | INCLUDED
173 | 7000028366 | 110 | 245kV, 50kA AIS EQUIPMENT | 1000001689 | 245kV, 1600A, 50 KA, 3-phase DoubleBreak Isolator with two E/S | EA | 1 |  | INCLUDED
174 | 7000028366 | 120 | 245kV, 50kA AIS EQUIPMENT | 1000001688 | 245kV, 1600A, 50 KA, 3-phase DoubleBreak Isolator with one E/S | EA | 1 |  | INCLUDED
175 | 7000028366 | 130 | 245kV, 50kA AIS EQUIPMENT | 1000001684 | 245 kV, 1600A, 50KA, 1-Phase CurrentTransformer with 120% extended currentrating | EA | 3 |  | INCLUDED
176 | 7000028366 | 140 | 245kV, 50kA AIS EQUIPMENT | 1000001683 | 245kV, 1600A, 50KA Circuit Breaker(3-Phase) with support structure | EA | 1 |  | INCLUDED
177 | 7000028366 | 150 | 245kV, 50kA AIS EQUIPMENT | 1000001687 | 245kV, 1600A, 50 KA, 3-phase DoubleBreak Isolator without E/S | EA | 1 |  | INCLUDED
178 | 7000028366 | 160 | Erection Hardware for 420 kV GIS | 1000011334 | Erection Hardware for 400kV I type layout for GIS terminationarrangement-Transformer bay as per technical specification | SET | 1 |  | INCLUDED
179 | 7000028366 | 170 | Erection H/W for 220 kV MTS | 1000029216 | Erection Hardware for 220kV DM type layout-Transformer bay as pertechnical specification | SET | 1 |  | INCLUDED
180 | 7000028366 | 180 | 220kV Insulator and Hardware | 1000055975 | 220KV SUSPENSION INSULATOR STRING AND ASSOCIATED HARDWARE FITTINGSWITH DROP CLAMP SUITABLE FOR TWIN CONDUCTOR | EA | 6 |  | INCLUDED
181 | 7000028366 | 190 | 220kV Insulator and Hardware | 1000055977 | 220KV SUSPENSION INSULATOR STRING AND ASSOCIATED HARDWARE FITTINGSWITH THROUGH CLAMP SUITABLE FOR TWIN CONDUCTOR | EA | 6 |  | INCLUDED
182 | 7000028366 | 200 | 220kV Insulator and Hardware | 1000055980 | 220KV TENSION INSULATOR STRING AND ASSOCIATED HARDWARE FITTINGSWITHOUT TURN BUCKLE SUITABLE FOR TWIN CONDUCTOR | EA | 6 |  | INCLUDED
183 | 7000028366 | 210 | 220kV Insulator and Hardware | 1000055983 | 220KV TENSION INSULATOR STRING AND ASSOCIATED HARDWARE FITTINGS WITHTURN BUCKLE SUITABLE FOR TWIN CONDUCTOR | EA | 6 |  | INCLUDED
184 | 7000028366 | 220 | Earthmat | 1000032055 | 40 MM MS ROD FOR MAIN EARTHMAT | KM | 0.25 |  | INCLUDED
185 | 7000028366 | 230 | CRP for 420kV Bays with SAS | 1000002146 | Augmentation of existing 400kV bus bar protection scheme.(No. of baysas per specification)-(with Automation) | SET | 1 |  | INCLUDED
186 | 7000028366 | 240 | CRP for 420kV Bays with SAS | 1000004274 | 400kV Transformer Protection Panel (For both HV & MV side)-(withAutomation) | EA | 1 |  | INCLUDED
187 | 7000028366 | 250 | CRP for 420kV Bays with SAS | 1000055446 | 400KV CIRCUIT BREAKER RELAY PANEL (WITH AUTOMATION) | EA | 1 |  | INCLUDED
188 | 7000028366 | 260 | CRP for 220kV Bays with SAS | 1000055443 | 220KV CIRCUIT BREAKER RELAY PANEL (WITH AUTOMATION) | EA | 1 |  | INCLUDED
189 | 7000028366 | 270 | CRP for 220kV Bays with SAS | 1000006842 | Augmentation of existing 220kV bus bar protection scheme | SET | 1 |  | INCLUDED
190 | 7000028366 | 280 | SAS-AUG | 1000003409 | Augmentation of Substation automation System for 400kV Main bay as perTechnical Specification | EA | 1 |  | INCLUDED
191 | 7000028366 | 290 | SAS-AUG | 1000003411 | Augmentation of Substation automation System for 400kV Tie bay as perTechnical Specification | EA | 1 |  | INCLUDED
192 | 7000028366 | 300 | SAS-AUG | 1000001333 | Augmentation of Substation automation System for 220kV bay as perTechnical Specification | EA | 1 |  | INCLUDED
193 | 7000028366 | 310 | VMS | 1000030433 | COLOR IP CAMERA, WITH PAN, TILT AND ZOOM FACILITIES, ALONGWITH ALLREQUIRED ITEMS, ACCESSORIES, LINE INTERFACE UNITS, FIBER PATCH CORDS,POWER SUPPLY UNITS, JUNCTION BOXES, CABLES, FIBER OPTIC CABLES, ETC.,AND INCLUDING INTEGRATION IN EXISTING HARDWARE AND SOFTWARE FORAUGMENTATION OF VISUAL MONITORING SYSTEM AS PER TECHNICALSPECIFICATION. | SET | 2 |  | INCLUDED
194 | 7000028366 | 320 | LT SWITCHGEAR | 1000001145 | 220V DCDB (Extn.) | SET | 1 |  | INCLUDED
195 | 7000028366 | 330 | 220kV EHV Cable & Associated Equipments | 1000028468 | 220 KV OUTDOOR TERMINATION KIT SUITABLE FOR 220 KV XLPECABLE | SET | 8 |  | INCLUDED
196 | 7000028366 | 340 | 220kV EHV Cable & Associated Equipments | 1000032030 | 220KV HV POWER CABLE ALONG WITH ACCESSORIES | KM | 3.2 |  | INCLUDED
197 | 7000028366 | 350 | 220kV EHV Cable & Associated Equipments | 1000030544 | CABLE STRAIGHT THROUGH JOINT-2500SQMM | EA | 8 |  | INCLUDED
198 | 7000028366 | 360 | POWER & CONTROL CABLE | 1000032050 | 4PAIR, 0.5SQMM SCREENED CABLE | KM | 0.3 |  | INCLUDED
199 | 7000028366 | 370 | POWER & CONTROL CABLE | 1000056265 | 1.1KV GRADE 27CX1.5 SQMM CONTROL CABLE | KM | 3.5 |  | INCLUDED
200 | 7000028366 | 380 | POWER & CONTROL CABLE | 1000056264 | 1.1KV GRADE 19CX1.5 SQMM CONTROL CABLE | KM | 3.5 |  | INCLUDED
201 | 7000028366 | 390 | POWER & CONTROL CABLE | 1000031887 | 1.1KV GRADE 10CX2.5 SQMM CONTROL CABLE | KM | 5 |  | INCLUDED
202 | 7000028366 | 400 | POWER & CONTROL CABLE | 1000031987 | 1.1KV GRADE 5CX2.5 SQMM CONTROL CABLE | KM | 12.5 |  | INCLUDED
203 | 7000028366 | 410 | POWER & CONTROL CABLE | 1000031964 | 1.1KV GRADE 3CX2.5 SQMM CONTROL CABLE | KM | 2.5 |  | INCLUDED
204 | 7000028366 | 420 | POWER & CONTROL CABLE | 1000031985 | 1.1KV GRADE 4CX6 SQMM (PVC) POWER CABLE | KM | 1.5 |  | INCLUDED
205 | 7000028366 | 430 | POWER & CONTROL CABLE | 1000031976 | 1.1KV GRADE 4CX16 SQMM (PVC) POWER CABLE | KM | 2 |  | INCLUDED
206 | 7000028366 | 440 | POWER & CONTROL CABLE | 1000031957 | 1.1KV GRADE 3.5CX70 SQMM (PVC) POWER CABLE | KM | 2 |  | INCLUDED
207 | 7000028366 | 450 | POWER & CONTROL CABLE | 1000031951 | 1.1KV GRADE 3.5CX300 SQMM (XLPE) POWER CABLE | KM | 0.25 |  | INCLUDED
208 | 7000028366 | 460 | FIRE FIGHTING SYSTEM | 1000055456 | HVW SPRAY SYSTEM, HYDRANT SYSTEM AND COMPLETE U/G & O/G PIPING ANDACCESSORIES ETC. OUT SIDE THE PUMP HOUSE FOR 400KV, 3-PHASEAUTOTRANSFORMER | SET | 1 |  | INCLUDED
209 | 7000028366 | 470 | FIRE FIGHTING SYSTEM | 1000012022 | 4.5 kg CO2 type Portable Fire extinguisher | EA | 1 |  | INCLUDED
210 | 7000028366 | 480 | ILLUMINATION SYSTEM | 1000014548 | Lighting Panel type ACP-3 as per technical specification | EA | 1 |  | INCLUDED
211 | 7000028366 | 490 | ILLUMINATION SYSTEM | 1000001894 | Outdoor Power Receptacle for oilfiltration unit (250A) | EA | 1 |  | INCLUDED
212 | 7000028366 | 500 | ILLUMINATION SYSTEM | 1000038325 | LIGHTING FIXTURE LED LUMINAIRES TYPE FL2 AS PER TECH. SPECIFICATIONS | EA | 10 |  | INCLUDED
213 | 7000028366 | 510 | ILLUMINATION SYSTEM | 1000038385 | FIRE WALL MOUNTED LED LUMINARIE TYPE FL-2 (250W) | EA | 5 |  | INCLUDED
214 | 7000028366 | 520 | Mandatory Spare AIS LOT | 1000024186 | SPARES FOR 336KV SURGE ARRESTER | LS | 1 |  | INCLUDED
215 | 7000028366 | 530 | Mandatory Spare AIS LOT | 1000025935 | Spare-245kV Circuit Breaker | SET | 1 |  | INCLUDED
216 | 7000028366 | 540 | Mandatory Spare AIS LOT | 1000025936 | Spare-245kV Isolator | SET | 1 |  | INCLUDED
217 | 7000028366 | 550 | Mandatory Spare AIS LOT | 1000025933 | Spare-245kV CT | SET | 1 |  | INCLUDED
218 | 7000028366 | 560 | Mandatory Spare AIS LOT | 1000019912 | Relay & protection Panels (with automation) | LS | 1 |  | INCLUDED
219 | 7000028366 | 570 | Mandatory Spare AIS LOT | 1000032289 | SPARES FOFIRE PROTECTION SYSTEM | SET | 1 |  | INCLUDED
220 | 7000028366 | 580 | Mandatory Spare AIS LOT | 1000025930 | Spare-216kV Surge Arrester | SET | 1 |  | INCLUDED
221 | 7000028366 | 590 | Mandatory Spare AIS LOT | 1000062002 | BAY CONTROL UNIT (IED) OF MAIN SYSTEM | EA | 1 |  | INCLUDED
222 | 7000028366 | 600 | Mandatory Spare AIS LOT | 1000062004 | ETHERNET SWITCH SUITABLE FOR 19Ã‚â‚¬Â RACK MOUNTING WITH 24 FIBER OPTICPORTS | EA | 1 |  | INCLUDED
223 | 7000028366 | 780 | GIS Portion-Mandatory Spare GIS | 1000058332 | 400KV GIS-SF6 GAS PRESSURE RELIEF DEVICE ASSEMBLY OF EACH TYPE | EA | 1 |  | INCLUDED
224 | 7000028366 | 790 | GIS Portion-Mandatory Spare GIS | 1000049817 | SF6 PRESSURE GAUGE CUM SWITCH /DENSITY MONITORS AND PRESSURESWITCH AS APPLICABLE, OF EACH TYPE-400KV GIS | SET | 2 |  | INCLUDED
225 | 7000028366 | 800 | GIS Portion-Mandatory Spare GIS | 1000049753 | COUPLING DEVICE FOR PRESSURE GAUGE CUM SWITCH FOR CONNECTINGGAS HANDLING PLANT OF EACH TYPE-400KV GIS | SET | 1 |  | INCLUDED
226 | 7000028366 | 810 | GIS Portion-Mandatory Spare GIS | 1000049762 | RUBBER GASKETS, Ã‚â‚¬Å’OÃ‚â‚¬Â RINGS AND SEALS FOR SF6 GAS FOR GISENCLOSURE OF EACH TYPE-400KV GIS | SET | 2 |  | INCLUDED
227 | 7000028366 | 820 | GIS Portion-Mandatory Spare GIS | 1000058330 | 400KV GIS-MOLECULAR FILTER FOR SF6 GAS WITH FILTER BAGS (5 % OF TOTALWEIGHT) | SET | 1 |  | INCLUDED
228 | 7000028366 | 830 | GIS Portion-Mandatory Spare GIS | 1000049750 | CONTROL VALVES FOR SF6 GAS OF EACH TYPE-400KV GIS | SET | 2 |  | INCLUDED
229 | 7000028366 | 840 | GIS Portion-Mandatory Spare GIS | 1000058331 | 400KV GIS-SF6 GAS (5 % OF TOTAL GAS QUANTITY) | LOT | 1 |  | INCLUDED
230 | 7000028366 | 850 | GIS Portion-Mandatory Spare GIS | 1000049783 | LOCKING DEVICE TO KEEP THE DIS-CONNECTORS (ISOLATORS)AND EARTHING/FAST EARTHING SWITCHES IN CLOSE OR OPEN POSITION IN CASEOF REMOVAL OF THE DRIVING MECHANISM-400KV GIS | SET | 2 |  | INCLUDED
231 | 7000028366 | 860 | GIS Portion-Mandatory Spare GIS | 1000049505 | UHF PD SENSORS OF EACH TYPE ALONG WITH BNC CONNECTOR FOR 420KV GIS | EA | 3 |  | INCLUDED
232 | 7000028366 | 870 | GIS Portion-Mandatory Spare GIS | 1000058334 | 400KV GIS-SUPPORT INSULATORS (GAS THROUGH) OF EACH TYPE (COMPLETE WITHMETAL RING ETC.) ALONG WITH ASSOCIATED CONTACTS AND SHIELDS | EA | 3 |  | INCLUDED
233 | 7000028366 | 880 | GIS Portion-Mandatory Spare GIS | 1000058329 | 400KV GIS-GAS BARRIERS OF EACH TYPE (COMPLETE WITH METAL RING ETC.)ALONG WITH ASSOCIATED CONTACTS AND SHIELDS | EA | 3 |  | INCLUDED
234 | 7000028366 | 890 | GIS Portion-Mandatory Spare GIS | 1000058333 | 400KV GIS- 3150A SF6 TO AIR BUSHING COMPLETE IN ALL RESPECT | EA | 1 |  | INCLUDED
235 | 7000028366 | 900 | GIS Portion-Mandatory Spare GIS | 1000049498 | LCC SPARES - AUX. RELAYS, CONTACTORS,PUSH BUTTONS, SWITCHES,LAMPS,ANNUNCIATION WINDOWS, MCB, FUSES,TIMERS, TERMINAL BLOCKS ETC. OF EACHTYPE & RATING-400kV GIS | SET | 1 |  | INCLUDED
236 | 7000028366 | 910 | GIS Portion-Mandatory Spare GIS | 1000058317 | 400KV GIS-ONE POLE OF 3150A CIRCUIT BREAKER WITHOUT PIR WITHINTERRUPTER, MAIN CIRCUIT, ENCLOSURE AND OPERATING MECHANISM COMPLETEIN ALL RESPECT | SET | 1 |  | INCLUDED
237 | 7000028366 | 920 | GIS Portion-Mandatory Spare GIS | 1000021873 | Trip coil assembly with resistor for420kV GIS Circuit Breaker (asapplicable) | SET | 3 |  | INCLUDED
238 | 7000028366 | 930 | GIS Portion-Mandatory Spare GIS | 1000009208 | Closing coil assembly with resistor for420kV GIS Circuit Breaker (asapplicable) | SET | 3 |  | INCLUDED
239 | 7000028366 | 940 | GIS Portion-Mandatory Spare GIS | 1000058324 | RELAYS, POWER CONTACTORS, PUSH BUTTONS, TIMERS & MCBS ETC. (ASAPPLICABLE) OF EACH TYPE FOR 400KV GIS CIRCUIT BREAKER | SET | 1 |  | INCLUDED
240 | 7000028366 | 950 | GIS Portion-Mandatory Spare GIS | 1000007067 | Auxiliary switch assembly of each type for 420kV GIS Circuit Breaker | SET | 1 |  | INCLUDED
241 | 7000028366 | 960 | GIS Portion-Mandatory Spare GIS | 1000058323 | 400KV GIS CIRCUIT BREAKER-OPERATION COUNTER | EA | 1 |  | INCLUDED
242 | 7000028366 | 970 | GIS Portion-Mandatory Spare GIS | 1000058320 | 400KV GIS CIRCUIT BREAKER-HYDRAULIC OPERATING MECHANISM WITH DRIVEMOTOR (FOR HYDRAULIC OPERATED MECHANISM, IF APPLICABLE) | SET | 1 |  | INCLUDED
243 | 7000028366 | 980 | GIS Portion-Mandatory Spare GIS | 1000049759 | HYDRAULIC FILTER OF EACH TYPE (FOR HYDRAULIC OPERATED MECHANISM, IFPPLICABLE)-400KV GIS CIRCUIT BREKAER | SET | 1 |  | INCLUDED
244 | 7000028366 | 990 | GIS Portion-Mandatory Spare GIS | 1000058319 | 400KV GIS CIRCUIT BREAKER- HOSE PIPE OF EACH TYPE (AS APPLICABLE) (FORHYDRAULIC OPERATED MECHANISM, IF APPLICABLE) | SET | 1 |  | INCLUDED
245 | 7000028366 | 1000 | GIS Portion-Mandatory Spare GIS | 1000058322 | 400KV GIS CIRCUIT BREAKER - N2 ACCUMULATOR (FOR HYDRAULIC OPERATEDMECHANISM, IF APPLICABLE) | SET | 1 |  | INCLUDED
246 | 7000028366 | 1010 | GIS Portion-Mandatory Spare GIS | 1000049835 | VALVES OF EACH TYPE (FOR HYDRAULIC OPERATED MECHANISM, IFAPPLICABLE)-400KV GIS CIRCUIT BREKAER | SET | 1 |  | INCLUDED
247 | 7000028366 | 1020 | GIS Portion-Mandatory Spare GIS | 1000049795 | PIPE LENGTH (COPPER & STEEL) OF EACH SIZE & TYPE (FOR HYDRAULICOPERATED MECHANISM, IF APPLICABLE)-400KV GIS CIRCUIT BREKAER | SET | 1 |  | INCLUDED
248 | 7000028366 | 1030 | GIS Portion-Mandatory Spare GIS | 1000049808 | PRESSURE SWITCHES OF EACH TYPE (FOR HYDRAULIC OPERATED MECHANISM, IFAPPLICABLE)-400KV GIS CIRCUIT BREKAER | SET | 1 |  | INCLUDED
249 | 7000028366 | 1040 | GIS Portion-Mandatory Spare GIS | 1000049805 | PRESSURE GAUGE WITH COUPLING DEVICE OF EACH TYPE (FOR HYDRAULICOPERATED MECHANISM, IF APPLICABLE)-400KV GIS CIRCUIT BREKAER | SET | 1 |  | INCLUDED
250 | 7000028366 | 1050 | GIS Portion-Mandatory Spare GIS | 1000058321 | 400KV GIS CIRCUIT BREAKER-HYDRAULIC OIL (5% OF TOTAL OIL QUANTITY)(FOR HYDRAULIC OPERATED MECHANISM, IF APPLICABLE) | SET | 1 |  | INCLUDED
251 | 7000028366 | 1060 | GIS Portion-Mandatory Spare GIS | 1000049799 | PRESSURE RELIEF DEVICE OF EACH TYPE (FOR HYDRAULIC OPERATED MECHANISM,IF APPLICABLE)-400KV GIS CIRCUIT BREKAER | SET | 1 |  | INCLUDED
252 | 7000028366 | 1070 | GIS Portion-Mandatory Spare GIS | 1000058325 | 400KV GIS CIRCUIT BREAKER-COMPLETE SPRING OPERATING MECHANISMINCLUDING CHARGING MECHANISM ETC. (FOR SPRING OPERATED MECHANISM, IFAPPLICABLE) | SET | 1 |  | INCLUDED
253 | 7000028366 | 1080 | GIS Portion-Mandatory Spare GIS | 1000058318 | 400KV GIS CIRCUIT BREAKER- COMPLETE HYDRAULIC-SPRING OPERATINGMECHANISM INCLUDING CHARGING MECHANISM ETC. (FOR HYDRAULIC-SPRINGOPERATED MECHANISM, IF APPLICABLE) | SET | 1 |  | INCLUDED
254 | 7000028366 | 1090 | GIS Portion-Mandatory Spare GIS | 1000049495 | PRESSURE SWITCHES OF EACH TYPE FOR420KV GIS CIRCUIT BREAKER (ForHydraulic-Spring Operated Mechanism, ifapplicable) | SET | 1 |  | INCLUDED
255 | 7000028366 | 1100 | GIS Portion-Mandatory Spare GIS | 1000049802 | PRESSURE GAUGE WITH COUPLING DEVICE OF EACH TYPE (FOR HYDRAULIC-SPRINGOPERATED MECHANISM, IF APPLICABLE)-400KV GIS CIRCUIT BREKAER | SET | 1 |  | INCLUDED
256 | 7000028366 | 1110 | GIS Portion-Mandatory Spare GIS | 1000058374 | 400kV GIS- Single phase of 3150Adisconnector switch including maincircuit, enclosure, driving mechanismand support insulator etc., complete inall respect (Note 1- The contractorshall supply spare for disconnectorswitch to ensure one to one replacementof all disconnector switch supplied asmain equipment without any requirementof modification in fittings at site tocover all different types ofdisconnector switch supplied. In case,quantity of supplied dis-connectorswitch types (for one to onereplacement) are more than the quantitymentioned in BPS for spare, thecontractor shall supply theseadditional types of disconnector switchwithout any additional priceimplication to POWERGRID and quantitiesof these additional type ofdisconnector switch are deem to beincluded in the quantities mentioned inBPS for spare disconnector. Note 2 - Incase, Dis-connector Switch (DS) & EarthSwitch (ES) is provided in a sameenclosure with common operatingmechanism, then the module comprisingof Dis-connector & Earth switch insingle enclosure with common operatingmechanism is to be provided under thehead of spare Dis-connector only. Note3- In case, Dis-connector Switch (DS)&Earth Switch (ES) is provided in asame enclosure with separate operatingmechanism, then the module comprisingof Dis-connector & Earth switch insingle enclosure with separateoperating mechanism is to be providedunder the head of spare Dis-connectoronly.) | EA | 2 |  | INCLUDED
257 | 7000028366 | 1120 | GIS Portion-Mandatory Spare GIS | 1000058314 | 400KV GIS- SINGLE PHASE MAINTENANCE EARTHING SWITCH INCLUDING MAINCIRCUIT, ENCLOSURE, DRIVING MECHANISM AND SUPPORT INSULATOR ETC.,COMPLETE IN ALL RESPECT (NOTE 1 - IN CASE, DIS-CONNECTOR SWITCH (DS) &EARTH SWITCH (ES) IS PROVIDED IN A SAME ENCLOSURE WITH COMMONOPERATING MECHANISM, THEN THE MODULE COMPRISING OF DIS-CONNECTOR &EARTH SWITCH IN SINGLE ENCLOSURE WITH COMMON OPERATING MECHANISM IS TOBE PROVIDED UNDER THE HEAD OF SPARE DIS-CONNECTOR ONLY. NOTE 2 - INCASE, DIS-CONNECTOR SWITCH (DS) & EARTH SWITCH (ES) IS PROVIDED IN ASAME ENCLOSURE WITH SEPARATE OPERATING MECHANISM, THEN THE MODULECOMPRISING OF DIS-CONNECTOR & EARTH SWITCH IN SINGLE ENCLOSURE WITHSEPARATE OPERATING MECHANISM IS TO BE PROVIDED UNDER THE HEAD OF SPAREDIS-CONNECTOR ONLY.) | EA | 1 |  | INCLUDED
258 | 7000028366 | 1130 | GIS Portion-Mandatory Spare GIS | 1000058305 | OPEN/CLOSE CONTACTOR ASSEMBLY, TIMERS, KEY INTERLOCK, INTERLOCKINGCOILS, RELAYS, PUSH BUTTONS, INDICATING LAMPS, POWER CONTACTORS,RESISTORS, FUSES, MCBS & DRIVE CONTROL CARDS ETC. (AS APPLICABLE) ONEOF EACH TYPE FOR ONE COMPLETE MOM BOX FOR 400KV GIS DISCONNECTORSWITCH | SET | 1 |  | INCLUDED
259 | 7000028366 | 1140 | GIS Portion-Mandatory Spare GIS | 1000058312 | OPEN/CLOSE CONTACTOR ASSEMBLY, TIMERS, KEY INTERLOCK, INTERLOCKINGCOILS, RELAYS, PUSH BUTTONS, INDICATING LAMPS, POWER CONTACTORS,RESISTORS, FUSES, MCBS & DRIVE CONTROL CARDS ETC. (AS APPLICABLE) ONEOF EACH TYPE FOR ONE COMPLETE MOM BOX FOR 400KV GIS MAINTENANCE EARTHSWITCH | SET | 1 |  | INCLUDED
260 | 7000028366 | 1150 | GIS Portion-Mandatory Spare GIS | 1000049776 | LIMIT SWITCHES AND AUX. SWITCHES FOR ONE COMPLETE MOM BOX FORDISCONNECTOR-400KV GIS | SET | 1 |  | INCLUDED
261 | 7000028366 | 1160 | GIS Portion-Mandatory Spare GIS | 1000049778 | LIMIT SWITCHES AND AUX. SWITCHES FOR ONE COMPLETE MOM BOX FORMAINTENANCE EARTHING SWITCH-400KV GIS | SET | 1 |  | INCLUDED
262 | 7000028366 | 1170 | GIS Portion-Mandatory Spare GIS | 1000058306 | DRIVE MECHANISM FOR 400KV GIS DISCONNECTOR SWITCH | SET | 1 |  | INCLUDED
263 | 7000028366 | 1180 | GIS Portion-Mandatory Spare GIS | 1000058313 | DRIVE MECHANISM FOR 400KV GIS MAINTENANCE EARTH SWITCH | SET | 1 |  | INCLUDED
264 | 7000028366 | 1190 | GIS Portion-Mandatory Spare GIS | 1000058307 | MOTOR FOR DRIVE MECHANISM FOR 400KV GIS DISCONNECTOR SWITCH | EA | 1 |  | INCLUDED
265 | 7000028366 | 1200 | GIS Portion-Mandatory Spare GIS | 1000058315 | MOTOR FOR DRIVE MECHANISM FOR 400KVGIS MAINTENANCE EARTH SWITCH | EA | 1 |  | INCLUDED
266 | 7000028366 | 1210 | GIS Portion-Mandatory Spare GIS | 1000058327 | 400KV GIS- SINGLE PHASE OF CURRENT TRANSFORMER (3 CORES, TYPE-CTA)WITH ASSOCIATED ENCLOSURE AND PRIMARY CONDUCTOR COMPLETE IN ALLRESPECT | EA | 1 |  | INCLUDED
267 | 7000028366 | 1220 | GIS Portion-Mandatory Spare GIS | 1000058326 | 400KV GIS- SINGLE PHASE OF CURRENT TRANSFORMER (2 CORES, TYPE-CTB)WITH ASSOCIATED ENCLOSURE AND PRIMARY CONDUCTOR COMPLETE IN ALLRESPECT | EA | 1 |  | INCLUDED
268 | 7000028366 | 1230 | PMU & associated items-Malerkotla | 1000017518 | PMU with GPS Clock (clock can be either internal or external) | EA | 2 |  | INCLUDED
269 | 7000028366 | 1240 | PMU & associated items-Malerkotla | 1000022512 | WAMS Hardware - Time System (GPS receiver) | EA | 2 |  | INCLUDED
270 | 7000028366 | 1250 | PMU & associated items-Malerkotla | 1000071061 | SUBSTATION GRADE LAYER 2 LAN SWITCH | EA | 2 |  | INCLUDED
271 | 7000028366 | 1260 | PMU & associated items-Malerkotla | 1000071062 | SUBSTATION GRADE LAYER 3 LAN SWITCH | EA | 1 |  | INCLUDED
272 | 7000028366 | 1270 | PMU & associated items-Malerkotla | 1000022487 | WAMS Miscellaneous - Armored Fibre Optic Cable and associatedtermination (e.g. L2 Switch) for connecting PMU panels located indifferent control room of a station | EA | 1 |  | INCLUDED
273 | 7000028366 | 1280 | PMU & associated items-Malerkotla | 1000030641 | LIU - FO PATCH PANEL-12 PORT | EA | 3 |  | INCLUDED
274 | 7000028366 | 1320 | STRUCTURE SUPPLY | 1000015954 | Fabrication, galvanising and supply of Lattice Structures (MS Steel),to be designed during detailed engineering, for towers, beams andequipment support structure including pack plates / packwashers andgusset plates excluding fasteners and foundation bolts | MT | 46 |  | INCLUDED
275 | 7000028366 | 1330 | STRUCTURE SUPPLY | 1000011713 | Fabrication, galvanising and supply of fasteners ( nuts, bolts andwashers ) including step bolts for lattice and pipe structures to bedesigned during detailed engineering | MT | 3 |  | INCLUDED
276 | 7000028366 | 1340 | STRUCTURE SUPPLY | 1000012373 | Fabrication, galvanising and supply of foundation bolts including nuts,checknut and washers for lattice and pipe structures to be designedduring detailed engineering | MT | 6 |  | INCLUDED
IV | Upgrade 400kV bay eqpt @Somanahalli
277 | 7000028367 | 10 | 400kV AIS Equipment | 1000004463 | 420 kV, 3000A, 63KA, 1-Phase CurrentTransformer with 120% extended currentrating | EA | 15 |  | INCLUDED
278 | 7000028367 | 20 | 400kV AIS Equipment | 1000004498 | 420kV, 3150A, 63KA, Isolator (3-phase)(Double Break) with one E/S | EA | 8 |  | INCLUDED
279 | 7000028367 | 30 | 400kV AIS Equipment | 1000010641 | DIGITAL TELE PROTECTION COUPLER | EA | 4 |  | INCLUDED
280 | 7000028367 | 40 | 400kV AIS Equipment | 1000004290 | 400kV,3150A,0.5mH ,63kA Line Trap | EA | 4 |  | INCLUDED
281 | 7000028367 | 50 | Erection Hardware | 1000011301 | Erection Hardware for 400kV D type layout-Line bay as per technicalspecification | SET | 3 |  | INCLUDED
282 | 7000028367 | 60 | Erection Hardware | 1000011297 | Erection Hardware for 400kV D type layout-Spare bay of half dia. asper technical specification | SET | 1 |  | INCLUDED
283 | 7000028367 | 70 | Mandatory Spare | 1000019919 | Spares for 420kV Double break Isolator | LS | 1 |  | INCLUDED
284 | 7000028367 | 80 | Mandatory Spare | 1000025941 | Spare-420kV CT 1 | SET | 1 |  | INCLUDED
285 | 7000028367 | 110 | Supply of Foundation Bolts | 1000012366 | Fabrication, galvanising and supply of 28mm dia foundation boltsincluding nuts, checknuts, washers and packplates. | EA | 300 |  | INCLUDED
286 | 7000028367 | 140 | STRUCTURE | 1000020194 | Fabrication, galvanising and supply ofStandard Pipe Structure - 400 kV,3-Phase, ISOLATOR including nuts,bolts, all type of washers, packplates,step bolts and gusset plates excludingfoundation bolts | EA | 8 |  | INCLUDED
287 | 7000028367 | 150 | STRUCTURE | 1000020192 | Fabrication, galvanising and supply ofStandard Pipe Structure - 400 kV,1-Phase, CT including nuts, bolts, alltype of washers, packplates, step boltsand gusset plates excluding foundationbolts | EA | 15 |  | INCLUDED
288 | 7000028367 | 160 | STRUCTURE | 1000017568 | Standard Pipe Structure for 400kV BPI for WT (1- phase) | EA | 12 |  | INCLUDED
V | Upgrade 400kV bay eqpt @Bidadi
289 | 7000028367 | 180 | Erection Hardware | 1000011332 | Erection Hardware for 400kV DM type layout for GIS terminationarrangement-Line bay as per technical specification | SET | 2 |  | INCLUDED
290 | 7000028367 | 200 | Supply of Foundation Bolts | 1000012366 | Fabrication, galvanising and supply of 28mm dia foundation boltsincluding nuts, checknuts, washers and packplates. | EA | 48 |  | INCLUDED
291 | 7000028367 | 230 | 400kV AIS EQUIPMENT | 1000004290 | 400kV,3150A,0.5mH ,63kA Line Trap | EA | 4 |  | INCLUDED
292 | 7000028367 | 240 | 400kV AIS EQUIPMENT | 1000017568 | Standard Pipe Structure for 400kV BPI for WT (1- phase) | EA | 12 |  | INCLUDED
VI | Upgrade 400kV bay eqpt @Maheshwaram (PG)
293 | 7000028368 | 10 | 400kV AIS Equipment | 1000004290 | 400kV,3150A,0.5mH ,63kA Line Trap | EA | 2 |  | INCLUDED
294 | 7000028368 | 20 | 400kV AIS Equipment | 1000017568 | Standard Pipe Structure for 400kV BPI for WT (1- phase) | EA | 6 |  | INCLUDED
295 | 7000028368 | 30 | Erection Hardware | 1000011336 | Erection Hardware for 400kV I type layout for GIS terminationarrangement-Line bay as per technical specification | SET | 1 |  | INCLUDED
296 | 7000028368 | 60 | Supply of Foundation Bolts | 1000012366 | Fabrication, galvanising and supply of 28mm dia foundation boltsincluding nuts, checknuts, washers and packplates. | EA | 24 |  | INCLUDED
VII | Upgrade 400kV bay eqpt @Hyderabad
297 | 7000028368 | 90 | 400kV AIS Equipment | 1000004463 | 420 kV, 3000A, 63KA, 1-Phase CurrentTransformer with 120% extended currentrating | EA | 9 |  | INCLUDED
298 | 7000028368 | 100 | 400kV AIS Equipment | 1000004498 | 420kV, 3150A, 63KA, Isolator (3-phase)(Double Break) with one E/S | EA | 7 |  | INCLUDED
299 | 7000028368 | 110 | 400kV AIS Equipment | 1000004290 | 400kV,3150A,0.5mH ,63kA Line Trap | EA | 2 |  | INCLUDED
300 | 7000028368 | 120 | 400kV AIS Equipment | 1000004501 | 420kV, 3150A, 63kA Circuit Breaker (3-Phase) without closing resistorand with Support Structure | EA | 1 |  | INCLUDED
301 | 7000028368 | 130 | Erection Hardware | 1000011301 | Erection Hardware for 400kV D type layout-Line bay as per technicalspecification | SET | 2 |  | INCLUDED
302 | 7000028368 | 140 | Mandatory Spare | 1000019919 | Spares for 420kV Double break Isolator | LS | 1 |  | INCLUDED
303 | 7000028368 | 150 | Mandatory Spare | 1000025941 | Spare-420kV CT 1 | SET | 1 |  | INCLUDED
304 | 7000028368 | 160 | Mandatory Spare | 1000019918 | Spares for 420kV Circuit Breaker | LS | 1 |  | INCLUDED
305 | 7000028368 | 190 | POWER & CONTROL CABLE | 1000031964 | 1.1KV GRADE 3CX2.5 SQMM CONTROL CABLE | KM | 1 |  | INCLUDED
306 | 7000028368 | 200 | POWER & CONTROL CABLE | 1000031987 | 1.1KV GRADE 5CX2.5 SQMM CONTROL CABLE | KM | 1 |  | INCLUDED
307 | 7000028368 | 210 | POWER & CONTROL CABLE | 1000031887 | 1.1KV GRADE 10CX2.5 SQMM CONTROL CABLE | KM | 2 |  | INCLUDED
308 | 7000028368 | 220 | POWER & CONTROL CABLE | 1000056264 | 1.1KV GRADE 19CX1.5 SQMM CONTROL CABLE | KM | 5 |  | INCLUDED
309 | 7000028368 | 230 | POWER & CONTROL CABLE | 1000056265 | 1.1KV GRADE 27CX1.5 SQMM CONTROL CABLE | KM | 1 |  | INCLUDED
310 | 7000028368 | 240 | POWER & CONTROL CABLE | 1000031976 | 1.1KV GRADE 4CX16 SQMM (PVC) POWER CABLE | KM | 1 |  | INCLUDED
311 | 7000028368 | 250 | POWER & CONTROL CABLE | 1000031985 | 1.1KV GRADE 4CX6 SQMM (PVC) POWER CABLE | KM | 1 |  | INCLUDED
312 | 7000028368 | 270 | SUPPLY OF FOUNDATION BOLTS | 1000012366 | Fabrication, galvanising and supply of 28mm dia foundation boltsincluding nuts, checknuts, washers and packplates. | EA | 228 |  | INCLUDED
313 | 7000028368 | 300 | STRUCTURE | 1000020194 | Fabrication, galvanising and supply ofStandard Pipe Structure - 400 kV,3-Phase, ISOLATOR including nuts,bolts, all type of washers, packplates,step bolts and gusset plates excludingfoundation bolts | EA | 7 |  | INCLUDED
314 | 7000028368 | 310 | STRUCTURE | 1000020192 | Fabrication, galvanising and supply ofStandard Pipe Structure - 400 kV,1-Phase, CT including nuts, bolts, alltype of washers, packplates, step boltsand gusset plates excluding foundationbolts | EA | 9 |  | INCLUDED
315 | 7000028368 | 320 | STRUCTURE | 1000017568 | Standard Pipe Structure for 400kV BPI for WT (1- phase) | EA | 6 |  | INCLUDED
| TOTAL | [7 empty] | 0
Note: Bidders to note that the item description under various schedules are through unique material ID for respective items under SAP ERP System and therefore, identical item description appears in schedule-1(Ex-works) & schedule-2(F&I). However, the prices to be quoted in Price Schedule-2(F&I) shall be towards Local Transportation, In-transit Insurance, loading and unloading only in line with clause ITB 11.4(b).
| Date |  |  |  |  | Printed Name
| Place |  |  |  |  | Designation

## Sch-3
Spec. No.:CC/NT/W-AIS/DOM/A00/24/11485 | [14 empty] | Schedule - 3
400kV AIS Substation Package SS-134 for a)Augmentation of Transformation capacity at 400/220kV Bassi (PG), b)Augmentation of Transformation capacity at 400/220kV Malerkotla (PG), c)Implementation of 1 No of 400kV Line Bay at 765/400/220kV Bhadla-III PS for Interconnection of M/s ReNew Solar (Shakti Six) Pvt Ltd, d)Upgradation of 400kV bay Equipment s at Maheshwaram (PG) GIS end, e)Upgradation of 400kV Bay equipment at Hyderabad (AIS) end, f)Upgradation of 400kV bay Equipment at Somanhalli end, g)Upgradation of 400kV Bay equipment at Bidadi (GIS) end
(SCHEDULE OF RATES AND PRICES )
BIDDER:
JOINT VENTURE OF 0 & 0 | [11 empty] | To:
Bidder’s Name and Address (Lead Partner) : | [11 empty] | Contract Services
Name : | [11 empty] | Power Grid Corporation of India Ltd.,
Address : | [11 empty] | "Saudamini", Plot No.-2
Sector-29,
Gurgaon (Haryana) - 122001
Installation Charges :
SI. No. | PR No | PR Line Item No | Activity Header | PR Activity No | Activity Description | Service Code | SAC (Service Accounting Codes) | Whether SAC in column ‘8’ is confirmed. If not, indicate applicable the SAC # | Rate of GST applicable ( in %) | Whether rate of GST in column ‘10’ is confirmed. If not indicate applicable rate of GST # | Description | Unit | Quantity | Unit Erection Charges | Total Erection Charges |  | GST Before Discount | Discount | Total Price after discount | GST After Discount
1 | 2 | 3 | 4 | 5 | 6 | 7 | 8 | 9 | 10 | 11 | 12 | 13 | 14 | 15 | 16=14*15
I | Upgrade 400kV bay eqpt @Somanahalli
1 | 7000028367 | 90 | 40 | 10 | 400kV AIS Equipment | 100000287 | 998736 |  | 18 |  | 420kV, 3150A, 63KA, Isolator (3-phase)(Double Break) with one E/S | EA | 8 |  | INCLUDED | 0 | 0 | 0 | 0 | 0
2 | 7000028367 | 90 | 40 | 20 | 400kV AIS Equipment | 100000274 | 998736 |  | 18 |  | 420 kV, 3000A, 63KA, 1-Phase CurrentTransformer with 120% extended currentrating | EA | 15 |  | INCLUDED | 0 | 0 | 0 | 0 | 0
3 | 7000028367 | 90 | 40 | 40 | 400kV AIS Equipment | 100000891 | 998734 |  | 18 |  | Digital Protection Coupler | EA | 4 |  | INCLUDED | 0 | 0 | 0 | 0 | 0
4 | 7000028367 | 90 | 40 | 50 | 400kV AIS Equipment | 100002042 | 998734 |  | 18 |  | 400kV,3150A,0.5mH ,63kA Line Trap | EA | 4 |  | INCLUDED | 0 | 0 | 0 | 0 | 0
5 | 7000028367 | 100 | 50 | 10 | Erection Hardware | 100000341 | 998731 |  | 18 |  | Erection Hardware for 400kV D type layout-Line bay as per specification | SET | 3 |  | INCLUDED | 0 | 0 | 0 | 0 | 0
6 | 7000028367 | 100 | 50 | 20 | Erection Hardware | 100000347 | 998731 |  | 18 |  | Erection Hardware for 400kV D type layout-Spare bay of half dia. as per specification | SET | 1 |  | INCLUDED | 0 | 0 | 0 | 0 | 0
7 | 7000028367 | 120 | 70 | 10 | Civil Works | 100004518 | 995433 |  | 18 |  | Excavation in all kind of soil including rock for all leads and lifts, backfilling, disposal of surplus earth within a lead up to2Km as per technical specification. The surplus earth shall be roughly graded . | M3 | 265 |  | INCLUDED | 0 | 0 | 0 | 0 | 0
8 | 7000028367 | 120 | 70 | 20 | Civil Works | 100001325 | 995454 |  | 18 |  | Providing and laying of Plain Cement Concrete (PCC) (1:4:8) | M3 | 15 |  | INCLUDED | 0 | 0 | 0 | 0 | 0
9 | 7000028367 | 120 | 70 | 30 | Civil Works | 100001327 | 995454 |  | 18 |  | Providing and laying of Reinforced Cement Concrete M25 mix including pre cast, shuttering, Grouting of pockets & underpinning butexcluding steel reinforcement | M3 | 60 |  | INCLUDED | 0 | 0 | 0 | 0 | 0
10 | 7000028367 | 120 | 70 | 40 | Civil Works | 100001329 | 995454 |  | 18 |  | Steel Reinforcement | MT | 3 |  | INCLUDED | 0 | 0 | 0 | 0 | 0
11 | 7000028367 | 120 | 70 | 50 | Civil Works | 100001454 | 995429 |  | 18 |  | Demolishing RCC work including stacking of steel bars and disposal of unserviceable material. | M3 | 60 |  | INCLUDED | 0 | 0 | 0 | 0 | 0
12 | 7000028367 | 130 | 80 | 10 | ERECTION OF FOUNDATION BOLTS | 100001674 | 995455 |  | 18 |  | Erection of 28mm dia foundation bolts including nuts, checknuts, washers and packplates. | EA | 300 |  | INCLUDED | 0 | 0 | 0 | 0 | 0
13 | 7000028367 | 170 | 100 | 10 | STRUCTURE | 100001214 | 995455 |  | 18 |  | Erection of Pipe Structure - 400 kV 3-Phase ISOLATOR including nuts, bolts, all type of washers, packplates, step bolts and gussetplates excluding foundation bolts | EA | 8 |  | INCLUDED | 0 | 0 | 0 | 0 | 0
14 | 7000028367 | 170 | 100 | 20 | STRUCTURE | 100001212 | 995455 |  | 18 |  | Erection of Pipe Structure - 400 kV 1-Phase CT including nuts, bolts, all type of washers, packplates, step bolts and gusset platesexcluding foundation bolts | EA | 15 |  | INCLUDED | 0 | 0 | 0 | 0 | 0
15 | 7000028367 | 170 | 100 | 30 | STRUCTURE | 100013758 | 995455 |  | 18 |  | Erection of Pipe Structure - 400kV BPI for WT (1-phase) including nuts, bolts, all type of washers, packplates, step bolts andgusset plates excluding foundation bolts | EA | 12 |  | INCLUDED | 0 | 0 | 0 | 0 | 0
1: II; 2: Upgrade 400kV bay eqpt @Bidadi | 0 | 0 | 0 | 0 | 0
16 | 7000028367 | 190 | 50 | 30 | Erection Hardware | 100000512 | 998731 |  | 18 |  | Erection Hardware for 220kV DM-type layout for GIS termination arrangement-Line bay as per specification | SET | 2 |  | INCLUDED | 0 | 0 | 0 | 0 | 0
17 | 7000028367 | 210 | 70 | 10 | Civil Works | 100004518 | 995433 |  | 18 |  | Excavation in all kind of soil including rock for all leads and lifts, backfilling, disposal of surplus earth within a lead up to2Km as per technical specification. The surplus earth shall be roughly graded . | M3 | 50 |  | INCLUDED | 0 | 0 | 0 | 0 | 0
18 | 7000028367 | 210 | 70 | 20 | Civil Works | 100001325 | 995454 |  | 18 |  | Providing and laying of Plain Cement Concrete (PCC) (1:4:8) | M3 | 2 |  | INCLUDED | 0 | 0 | 0 | 0 | 0
19 | 7000028367 | 210 | 70 | 30 | Civil Works | 100001327 | 995454 |  | 18 |  | Providing and laying of Reinforced Cement Concrete M25 mix including pre cast, shuttering, Grouting of pockets & underpinning butexcluding steel reinforcement | M3 | 15 |  | INCLUDED | 0 | 0 | 0 | 0 | 0
20 | 7000028367 | 210 | 70 | 40 | Civil Works | 100001329 | 995454 |  | 18 |  | Steel Reinforcement | MT | 0.6 |  | INCLUDED | 0 | 0 | 0 | 0 | 0
21 | 7000028367 | 210 | 70 | 50 | Civil Works | 100001454 | 995429 |  | 18 |  | Demolishing RCC work including stacking of steel bars and disposal of unserviceable material. | M3 | 15 |  | INCLUDED | 0 | 0 | 0 | 0 | 0
22 | 7000028367 | 220 | 80 | 10 | ERECTION OF FOUNDATION BOLTS | 100001674 | 995455 |  | 18 |  | Erection of 28mm dia foundation bolts including nuts, checknuts, washers and packplates. | EA | 48 |  | INCLUDED | 0 | 0 | 0 | 0 | 0
23 | 7000028367 | 250 | 100 | 10 | 400kV AIS EQUIPMENT | 100002042 | 998734 |  | 18 |  | 400kV,3150A,0.5mH ,63kA Line Trap | EA | 4 |  | INCLUDED | 0 | 0 | 0 | 0 | 0
24 | 7000028367 | 250 | 100 | 20 | 400kV AIS EQUIPMENT | 100013758 | 995455 |  | 18 |  | Erection of Pipe Structure - 400kV BPI for WT (1-phase) including nuts, bolts, all type of washers, packplates, step bolts andgusset plates excluding foundation bolts | EA | 12 |  | INCLUDED | 0 | 0 | 0 | 0 | 0
1: III; 2: Upgrade 400kV bay eqpt @Maheshwaram (PG) | 0 | 0 | 0 | 0 | 0
25 | 7000028368 | 40 | 40 | 10 | 400kV AIS Equipment | 100002042 | 998734 |  | 18 |  | 400kV,3150A,0.5mH ,63kA Line Trap | EA | 2 |  | INCLUDED | 0 | 0 | 0 | 0 | 0
26 | 7000028368 | 40 | 40 | 20 | 400kV AIS Equipment | 100013758 | 995455 |  | 18 |  | Erection of Pipe Structure - 400kV BPI for WT (1-phase) including nuts, bolts, all type of washers, packplates, step bolts andgusset plates excluding foundation bolts | EA | 6 |  | INCLUDED | 0 | 0 | 0 | 0 | 0
27 | 7000028368 | 50 | 50 | 20 | Erection Hardware | 100002187 | 998731 |  | 18 |  | Erection Hardware for 400kV I type layout for GIS termination arrangement-Line bay as per technical specification | SET | 1 |  | INCLUDED | 0 | 0 | 0 | 0 | 0
28 | 7000028368 | 70 | 70 | 10 | Civil Works | 100004518 | 995433 |  | 18 |  | Excavation in all kind of soil including rock for all leads and lifts, backfilling, disposal of surplus earth within a lead up to2Km as per technical specification. The surplus earth shall be roughly graded . | M3 | 25 |  | INCLUDED | 0 | 0 | 0 | 0 | 0
29 | 7000028368 | 70 | 70 | 20 | Civil Works | 100001325 | 995454 |  | 18 |  | Providing and laying of Plain Cement Concrete (PCC) (1:4:8) | M3 | 1 |  | INCLUDED | 0 | 0 | 0 | 0 | 0
30 | 7000028368 | 70 | 70 | 30 | Civil Works | 100001327 | 995454 |  | 18 |  | Providing and laying of Reinforced Cement Concrete M25 mix including pre cast, shuttering, Grouting of pockets & underpinning butexcluding steel reinforcement | M3 | 10 |  | INCLUDED | 0 | 0 | 0 | 0 | 0
31 | 7000028368 | 70 | 70 | 40 | Civil Works | 100001329 | 995454 |  | 18 |  | Steel Reinforcement | MT | 0.3 |  | INCLUDED | 0 | 0 | 0 | 0 | 0
32 | 7000028368 | 70 | 70 | 50 | Civil Works | 100001454 | 995429 |  | 18 |  | Demolishing RCC work including stacking of steel bars and disposal of unserviceable material. | M3 | 10 |  | INCLUDED | 0 | 0 | 0 | 0 | 0
33 | 7000028368 | 80 | 80 | 10 | ERECTION OF FOUNDATION BOLTS | 100001674 | 995455 |  | 18 |  | Erection of 28mm dia foundation bolts including nuts, checknuts, washers and packplates. | EA | 24 |  | INCLUDED | 0 | 0 | 0 | 0 | 0
1: IV; 2: Upgrade 400kV bay eqpt @Hyderabad | 0 | 0 | 0 | 0 | 0
34 | 7000028368 | 170 | 40 | 10 | 400kV AIS Equipment | 100000287 | 998736 |  | 18 |  | 420kV, 3150A, 63KA, Isolator (3-phase)(Double Break) with one E/S | EA | 7 |  | INCLUDED | 0 | 0 | 0 | 0 | 0
35 | 7000028368 | 170 | 40 | 20 | 400kV AIS Equipment | 100000274 | 998736 |  | 18 |  | 420 kV, 3000A, 63KA, 1-Phase CurrentTransformer with 120% extended currentrating | EA | 9 |  | INCLUDED | 0 | 0 | 0 | 0 | 0
36 | 7000028368 | 170 | 40 | 30 | 400kV AIS Equipment | 100002042 | 998734 |  | 18 |  | 400kV,3150A,0.5mH ,63kA Line Trap | EA | 2 |  | INCLUDED | 0 | 0 | 0 | 0 | 0
37 | 7000028368 | 170 | 40 | 40 | 400kV AIS Equipment | 100000267 | 998736 |  | 18 |  | 420kV, 3150A, 63kA Circuit Breaker(3-Phase) without closing resistor(with support structure) | EA | 1 |  | INCLUDED | 0 | 0 | 0 | 0 | 0
38 | 7000028368 | 180 | 50 | 10 | Erection Hardware | 100000341 | 998731 |  | 18 |  | Erection Hardware for 400kV D type layout-Line bay as per specification | SET | 2 |  | INCLUDED | 0 | 0 | 0 | 0 | 0
39 | 7000028368 | 260 | 70 | 10 | POWER & CONTROL CABLE-LS | 100002182 | 998736 |  | 18 |  | 1.1kV grade Control Cables (PVCinsulated) along withlugs,glands,straight joints &accessories,etc. | LS | 1 |  | INCLUDED | 0 | 0 | 0 | 0 | 0
40 | 7000028368 | 260 | 70 | 20 | POWER & CONTROL CABLE-LS | 100002181 | 998736 |  | 18 |  | 1.1kV grade Power Cables (PVCinsulated)along withlugs,glands,straight joints &accessories,etc. | LS | 1 |  | INCLUDED | 0 | 0 | 0 | 0 | 0
41 | 7000028368 | 280 | 100 | 10 | CIVIL WORKS | 100004518 | 995433 |  | 18 |  | Excavation in all kind of soil including rock for all leads and lifts, backfilling, disposal of surplus earth within a lead up to2Km as per technical specification. The surplus earth shall be roughly graded . | M3 | 200 |  | INCLUDED | 0 | 0 | 0 | 0 | 0
42 | 7000028368 | 280 | 100 | 20 | CIVIL WORKS | 100001325 | 995454 |  | 18 |  | Providing and laying of Plain Cement Concrete (PCC) (1:4:8) | M3 | 10 |  | INCLUDED | 0 | 0 | 0 | 0 | 0
43 | 7000028368 | 280 | 100 | 30 | CIVIL WORKS | 100001327 | 995454 |  | 18 |  | Providing and laying of Reinforced Cement Concrete M25 mix including pre cast, shuttering, Grouting of pockets & underpinning butexcluding steel reinforcement | M3 | 50 |  | INCLUDED | 0 | 0 | 0 | 0 | 0
44 | 7000028368 | 280 | 100 | 40 | CIVIL WORKS | 100001329 | 995454 |  | 18 |  | Steel Reinforcement | MT | 3 |  | INCLUDED | 0 | 0 | 0 | 0 | 0
45 | 7000028368 | 280 | 100 | 50 | CIVIL WORKS | 100001454 | 995429 |  | 18 |  | Demolishing RCC work including stacking of steel bars and disposal of unserviceable material. | M3 | 50 |  | INCLUDED | 0 | 0 | 0 | 0 | 0
46 | 7000028368 | 290 | 110 | 10 | ERECTION OF FOUNDATION BOLTS | 100001674 | 995455 |  | 18 |  | Erection of 28mm dia foundation bolts including nuts, checknuts, washers and packplates. | EA | 228 |  | INCLUDED | 0 | 0 | 0 | 0 | 0
47 | 7000028368 | 330 | 130 | 10 | STRUCTURE | 100001212 | 995455 |  | 18 |  | Erection of Pipe Structure - 400 kV 1-Phase CT including nuts, bolts, all type of washers, packplates, step bolts and gusset platesexcluding foundation bolts | EA | 9 |  | INCLUDED | 0 | 0 | 0 | 0 | 0
48 | 7000028368 | 330 | 130 | 20 | STRUCTURE | 100001214 | 995455 |  | 18 |  | Erection of Pipe Structure - 400 kV 3-Phase ISOLATOR including nuts, bolts, all type of washers, packplates, step bolts and gussetplates excluding foundation bolts | EA | 7 |  | INCLUDED | 0 | 0 | 0 | 0 | 0
49 | 7000028368 | 330 | 130 | 30 | STRUCTURE | 100013758 | 995455 |  | 18 |  | Erection of Pipe Structure - 400kV BPI for WT (1-phase) including nuts, bolts, all type of washers, packplates, step bolts andgusset plates excluding foundation bolts | EA | 6 |  | INCLUDED | 0 | 0 | 0 | 0 | 0
1: V; 2: Augmt 500MVA 400kV ICT-4+bays-Malerkotla | 0 | 0 | 0 | 0 | 0
50 | 7000028366 | 610 | 1220 | 10 | GIS Portion-420kV, 63kA GIS Equipment | 100001826 | 998736 |  | 18 |  | 420kV, 3150 A, 63 kA, SF6 GIS ICT feeder bay module as per Section-Project, Technical specification | SET | 1 |  | INCLUDED | 0 | 0 | 0 | 0 | 0
51 | 7000028366 | 610 | 1220 | 20 | GIS Portion-420kV, 63kA GIS Equipment | 100002392 | 998736 |  | 18 |  | 420kV, SF6 to Air Bushing alongwithassociated support structure for 3150A,63 kA for 1 sec. Single Phase | EA | 3 |  | INCLUDED | 0 | 0 | 0 | 0 | 0
52 | 7000028366 | 610 | 1220 | 30 | GIS Portion-420kV, 63kA GIS Equipment | 100002140 | 998736 |  | 18 |  | 420kV, 3000A/3150, 63kA, Single phase, SF6 Gas Insulated Bus Duct (GIB) outsideGIS Hall along with associated support structure | M | 100 |  | INCLUDED | 0 | 0 | 0 | 0 | 0
53 | 7000028366 | 610 | 1220 | 40 | GIS Portion-420kV, 63kA GIS Equipment | 100003557 | 998736 |  | 18 |  | Extension of 420kV , 4000 A, 63 kA3 -phase SF6 GIS bus bar | SET | 2 |  | INCLUDED | 0 | 0 | 0 | 0 | 0
54 | 7000028366 | 610 | 1220 | 50 | GIS Portion-420kV, 63kA GIS Equipment | 100001832 | 998736 |  | 18 |  | 420 kV, 3150 A, 63 kA, SF6 GIS Line feeder bay module(with PIR) as per Section-Project, Technical specification | SET | 1 |  | INCLUDED | 0 | 0 | 0 | 0 | 0
55 | 7000028366 | 610 | 1220 | 60 | GIS Portion-420kV, 63kA GIS Equipment | 100001843 | 998736 |  | 18 |  | 420kV, 3150 A, 63 kA, SF6 GIS Tie bay module(with PIR) as per Section-Project, Technical specification | SET | 1 |  | INCLUDED | 0 | 0 | 0 | 0 | 0
56 | 7000028366 | 620 | 1310 | 10 | 420kV, 63kA AIS EQUIPMENT | 100000328 | 998736 |  | 18 |  | 336kV Surge Arrester (1-phase) | EA | 3 |  | INCLUDED | 0 | 0 | 0 | 0 | 0
57 | 7000028366 | 620 | 1310 | 20 | 420kV, 63kA AIS EQUIPMENT | 100005443 | 998734 |  | 18 |  | 420KV, 1-PHASE BUS POST INSULATORS | EA | 6 |  | INCLUDED | 0 | 0 | 0 | 0 | 0
58 | 7000028366 | 630 | 1340 | 10 | 245kV, 50kA AIS EQUIPMENT | 100001907 | 998736 |  | 18 |  | 245 kV,1 phase Bus Post Insulator (except for Line Traps) | EA | 9 |  | INCLUDED | 0 | 0 | 0 | 0 | 0
59 | 7000028366 | 630 | 1340 | 20 | 245kV, 50kA AIS EQUIPMENT | 100000484 | 998736 |  | 18 |  | 216kV Surge Arrester (1-phase) | EA | 3 |  | INCLUDED | 0 | 0 | 0 | 0 | 0
60 | 7000028366 | 630 | 1340 | 30 | 245kV, 50kA AIS EQUIPMENT | 100002013 | 998736 |  | 18 |  | 245kV, 1600A, 50 KA, 3-phase DoubleBreak Isolator with two E/S | EA | 1 |  | INCLUDED | 0 | 0 | 0 | 0 | 0
61 | 7000028366 | 630 | 1340 | 40 | 245kV, 50kA AIS EQUIPMENT | 100002014 | 998736 |  | 18 |  | 245kV, 1600A, 50 KA, 3-phase DoubleBreak Isolator with one E/S | EA | 1 |  | INCLUDED | 0 | 0 | 0 | 0 | 0
62 | 7000028366 | 630 | 1340 | 50 | 245kV, 50kA AIS EQUIPMENT | 100001989 | 998736 |  | 18 |  | 245 kV, 1600A, 50KA, 1-Phase CurrentTransformer with 120% extended currentrating | EA | 3 |  | INCLUDED | 0 | 0 | 0 | 0 | 0
63 | 7000028366 | 630 | 1340 | 60 | 245kV, 50kA AIS EQUIPMENT | 100003634 | 998736 |  | 18 |  | 245 kV 1600A, 50KA Circuit Breakers (3-Phase) with support | EA | 1 |  | INCLUDED | 0 | 0 | 0 | 0 | 0
64 | 7000028366 | 630 | 1340 | 70 | 245kV, 50kA AIS EQUIPMENT | 100002015 | 998736 |  | 18 |  | 245kV, 1600A, 50 KA, 3-phase DoubleBreak Isolator without E/S | EA | 1 |  | INCLUDED | 0 | 0 | 0 | 0 | 0
65 | 7000028366 | 640 | 1411 | 10 | Erection Hardware for 420 kV GIS | 100002188 | 998731 |  | 18 |  | Erection Hardware for 400kV I type layout for GIS termination arrangement-Transformer bay as per technical specification | SET | 1 |  | INCLUDED | 0 | 0 | 0 | 0 | 0
66 | 7000028366 | 650 | 1432 | 10 | Erection H/W for 220 kV MTS/HGIS | 100002306 | 998731 |  | 18 |  | Erection Hardware for 220kV DM type layout-Transformer bay as per technical specification | SET | 1 |  | INCLUDED | 0 | 0 | 0 | 0 | 0
67 | 7000028366 | 660 | 1433 | 10 | 220kV Insulator and Hardware | 100017122 | 998731 |  | 18 |  | 220KV SUSPENSION INSULATOR STRING AND ASSOCIATED HARDWARE FITTINGS WITH DROP CLAMP SUITABLE FOR TWIN CONDUCTOR | EA | 6 |  | INCLUDED | 0 | 0 | 0 | 0 | 0
68 | 7000028366 | 660 | 1433 | 20 | 220kV Insulator and Hardware | 100017121 | 998731 |  | 18 |  | 220KV SUSPENSION INSULATOR STRING AND ASSOCIATED HARDWARE FITTINGS WITH THROUGH CLAMP SUITABLE FOR TWIN CONDUCTOR | EA | 6 |  | INCLUDED | 0 | 0 | 0 | 0 | 0
69 | 7000028366 | 660 | 1433 | 30 | 220kV Insulator and Hardware | 100017118 | 998731 |  | 18 |  | 220KV TENSION INSULATOR STRING AND ASSOCIATED HARDWARE FITTINGS WITHOUT TURN BUCKLE SUITABLE FOR TWIN CONDUCTOR | EA | 6 |  | INCLUDED | 0 | 0 | 0 | 0 | 0
70 | 7000028366 | 660 | 1433 | 40 | 220kV Insulator and Hardware | 100017117 | 998731 |  | 18 |  | 220KV TENSION INSULATOR STRING AND ASSOCIATED HARDWARE FITTINGS WITH TURN BUCKLE SUITABLE FOR TWIN CONDUCTOR | EA | 6 |  | INCLUDED | 0 | 0 | 0 | 0 | 0
71 | 7000028366 | 670 | 1451 | 10 | Earthmat | 100003103 | 998731 |  | 18 |  | 40 mm MS rod for Main Earthmat | KM | 0.25 |  | INCLUDED | 0 | 0 | 0 | 0 | 0
72 | 7000028366 | 680 | 1470 | 10 | CRP for 420kV Bays with SAS | 100016779 | 998736 |  | 18 |  | 400kV Circuit Breaker Relay Panel (with Automation) | EA | 1 |  | INCLUDED | 0 | 0 | 0 | 0 | 0
73 | 7000028366 | 680 | 1470 | 20 | CRP for 420kV Bays with SAS | 100000731 | 998736 |  | 18 |  | 400kV Transformer Protection Panel (For both HV & MV side)-(with Automation) | EA | 1 |  | INCLUDED | 0 | 0 | 0 | 0 | 0
74 | 7000028366 | 680 | 1470 | 30 | CRP for 420kV Bays with SAS | 100000735 | 998736 |  | 18 |  | Augmentation of existing 400kV bus bar protection scheme.(No. of bays as per specification)-(with Automation) | SET | 1 |  | INCLUDED | 0 | 0 | 0 | 0 | 0
75 | 7000028366 | 690 | 1490 | 20 | CRP for 220kV Bays with SAS | 100016778 | 998736 |  | 18 |  | 220kV Circuit Breaker Relay Panel (with Automation) | EA | 1 |  | INCLUDED | 0 | 0 | 0 | 0 | 0
76 | 7000028366 | 690 | 1490 | 30 | CRP for 220kV Bays with SAS | 100000808 | 998736 |  | 18 |  | Augmentation of existing 220kV bus bar protection scheme | SET | 1 |  | INCLUDED | 0 | 0 | 0 | 0 | 0
77 | 7000028366 | 700 | 1513 | 10 | SAS-AUG | 100002069 | 998736 |  | 18 |  | Augmentation of Substation automation System for 400kV Main bay as per Technical Specification | EA | 1 |  | INCLUDED | 0 | 0 | 0 | 0 | 0
78 | 7000028366 | 700 | 1513 | 20 | SAS-AUG | 100002075 | 998736 |  | 18 |  | Augmentation of Substation automation System for 400kV Tie bay as per Technical Specification | EA | 1 |  | INCLUDED | 0 | 0 | 0 | 0 | 0
79 | 7000028366 | 700 | 1513 | 30 | SAS-AUG | 100038450 | 998736 |  | 18 |  | Augmentation of Substation automation System for 220kV bay as per Technical Specification : Other Make | EA | 1 |  | INCLUDED | 0 | 0 | 0 | 0 | 0
80 | 7000028366 | 710 | 1520 | 10 | VMS | 100002500 | 998731 |  | 18 |  | Color IP camera, with PAN, TILT and ZOOM facilities, alongwith all required Items, Accessories, Line Interface units, Fiber patchcords, Power supply units, Junction Boxes, Cables, Fiber Optic Cables, etc., and including Integration in existing Hardware andSoftware for Augmentation of Visual Monitoring System as per technical specification. | SET | 2 |  | INCLUDED | 0 | 0 | 0 | 0 | 0
81 | 7000028366 | 720 | 1540 | 20 | LT SWITCHGEAR | 100000903 | 998736 |  | 18 |  | 220V DCDB (Extn.) | SET | 1 |  | INCLUDED | 0 | 0 | 0 | 0 | 0
82 | 7000028366 | 730 | 1580 | 10 | 220kV EHV Cable & Associated Equipments | 100003359 | 998736 |  | 18 |  | 220 KV Cable end termination(s) (AIS TYPE) at substation as per technical specification | EA | 8 |  | INCLUDED | 0 | 0 | 0 | 0 | 0
83 | 7000028366 | 730 | 1580 | 20 | 220kV EHV Cable & Associated Equipments | 100003013 | 998736 |  | 18 |  | 220kV HV Power Cable along with accessories | KM | 3.2 |  | INCLUDED | 0 | 0 | 0 | 0 | 0
84 | 7000028366 | 730 | 1580 | 30 | 220kV EHV Cable & Associated Equipments | 100017033 | 998736 |  | 18 |  | Cable joints suitable for 220kV, 1200 SQMM XLPE Cable for entire route. | EA | 8 |  | INCLUDED | 0 | 0 | 0 | 0 | 0
85 | 7000028366 | 730 | 1580 | 40 | 220kV EHV Cable & Associated Equipments | 100034534 | 995428 |  | 18 |  | Buried Cable trench for 220kV cable as per technical specifications (All works for one No. 250 MW, 500 MWH BESS is considered as oneset) | M | 800 |  | INCLUDED | 0 | 0 | 0 | 0 | 0
86 | 7000028366 | 740 | 1590 | 10 | POWER & CONTROL CABLE | 100002180 | 998736 |  | 18 |  | 1.1kV grade Power Cables (XLPEinsulated) along withlugs,glands,straight joints &accessories,etc. | LS | 1 |  | INCLUDED | 0 | 0 | 0 | 0 | 0
87 | 7000028366 | 740 | 1590 | 20 | POWER & CONTROL CABLE | 100002181 | 998736 |  | 18 |  | 1.1kV grade Power Cables (PVCinsulated)along withlugs,glands,straight joints &accessories,etc. | LS | 1 |  | INCLUDED | 0 | 0 | 0 | 0 | 0
88 | 7000028366 | 760 | 1610 | 10 | FIRE FIGHTING SYSTEM | 100016783 | 998736 |  | 18 |  | HVW spray system, Hydrant system and complete U/G & O/G piping and accessories etc. out side the pump house for 400kV, 3-phaseAutotransformer | SET | 1 |  | INCLUDED | 0 | 0 | 0 | 0 | 0
89 | 7000028366 | 760 | 1610 | 20 | FIRE FIGHTING SYSTEM | 100000975 | 995461 |  | 18 |  | 4.5 kg CO2 type Portable Fire extinguisher | EA | 1 |  | INCLUDED | 0 | 0 | 0 | 0 | 0
90 | 7000028366 | 770 | 1620 | 10 | ILLUMINATION SYSTEM | 100001022 | 998731 |  | 18 |  | Lighting Panel type ACP-3 as per technical specification | EA | 1 |  | INCLUDED | 0 | 0 | 0 | 0 | 0
91 | 7000028366 | 770 | 1620 | 20 | ILLUMINATION SYSTEM | 100001885 | 998739 |  | 18 |  | Outdoor Power Receptacle for oilfiltration unit (250A) | EA | 1 |  | INCLUDED | 0 | 0 | 0 | 0 | 0
92 | 7000028366 | 770 | 1620 | 30 | ILLUMINATION SYSTEM | 100004926 | 998731 |  | 18 |  | Lighting Fixture LED Luminaires type FL2 as per tech. specifications | EA | 10 |  | INCLUDED | 0 | 0 | 0 | 0 | 0
93 | 7000028366 | 770 | 1620 | 40 | ILLUMINATION SYSTEM | 100004937 | 998731 |  | 18 |  | Fire Wall Mounted LED Luminarie Type FL-2 (250W) | EA | 5 |  | INCLUDED | 0 | 0 | 0 | 0 | 0
94 | 7000028366 | 1290 | 1650 | 10 | PMU & associated items-Malerkotla | 170000502 | 998713 |  | 18 |  | Service:- Phasor Measurement Unit (PMU) | EA | 2 |  | INCLUDED | 0 | 0 | 0 | 0 | 0
95 | 7000028366 | 1290 | 1650 | 20 | PMU & associated items-Malerkotla | 170000530 | 998734 |  | 18 |  | WAMS TIME SYSTEM(GPS RECEIVER) | EA | 2 |  | INCLUDED | 0 | 0 | 0 | 0 | 0
96 | 7000028366 | 1290 | 1650 | 30 | PMU & associated items-Malerkotla | 170004701 | 998734 |  | 18 |  | SUBSTATION GRADE Layer 2 LAN SWITCH | EA | 2 |  | INCLUDED | 0 | 0 | 0 | 0 | 0
97 | 7000028366 | 1290 | 1650 | 40 | PMU & associated items-Malerkotla | 170004700 | 998734 |  | 18 |  | SUBSTATION GRADE Layer 3 LAN SWITCH | EA | 1 |  | INCLUDED | 0 | 0 | 0 | 0 | 0
98 | 7000028366 | 1290 | 1650 | 50 | PMU & associated items-Malerkotla | 170000504 | 998713 |  | 18 |  | Services:- Armored Fibre Optic Cable and associated termination equipment | LOT | 1 |  | INCLUDED | 0 | 0 | 0 | 0 | 0
99 | 7000028366 | 1290 | 1650 | 60 | PMU & associated items-Malerkotla | 170003449 | 998316 |  | 18 |  | SUPPLY, INSTALLATION, TESTING AND COMMISSIONING OF LIU-FO PATCH PANEL-12 PORT | EA | 3 |  | INCLUDED | 0 | 0 | 0 | 0 | 0
100 | 7000028366 | 1290 | 1650 | 70 | PMU & associated items-Malerkotla | 170000501 | 998734 |  | 18 |  | Integration of PMU with the PDC (Phasor Data Concentrator) of RLDCs and respective SLDCs as required. | LOT | 1 |  | INCLUDED | 0 | 0 | 0 | 0 | 0
101 | 7000028366 | 1300 | 1660 | 10 | CIVIL WORKS | 100004518 | 995433 |  | 18 |  | Excavation in all kind of soil including rock for all leads and lifts, backfilling, disposal of surplus earth within a lead up to2Km as per technical specification. The surplus earth shall be roughly graded . | M3 | 1903 |  | INCLUDED | 0 | 0 | 0 | 0 | 0
102 | 7000028366 | 1300 | 1660 | 20 | CIVIL WORKS | 100001325 | 995454 |  | 18 |  | Providing and laying of Plain Cement Concrete (PCC) (1:4:8) | M3 | 91 |  | INCLUDED | 0 | 0 | 0 | 0 | 0
103 | 7000028366 | 1300 | 1660 | 30 | CIVIL WORKS | 100001326 | 995454 |  | 18 |  | Providing and laying of Plain Cement Concrete (PCC) (1:2:4) | M3 | 10 |  | INCLUDED | 0 | 0 | 0 | 0 | 0
104 | 7000028366 | 1300 | 1660 | 40 | CIVIL WORKS | 100001327 | 995454 |  | 18 |  | Providing and laying of Reinforced Cement Concrete M25 mix including pre cast, shuttering, Grouting of pockets & underpinning butexcluding steel reinforcement | M3 | 513 |  | INCLUDED | 0 | 0 | 0 | 0 | 0
105 | 7000028366 | 1300 | 1660 | 50 | CIVIL WORKS | 100001329 | 995454 |  | 18 |  | Steel Reinforcement | MT | 37 |  | INCLUDED | 0 | 0 | 0 | 0 | 0
106 | 7000028366 | 1300 | 1660 | 60 | CIVIL WORKS | 100001330 | 995428 |  | 18 |  | Stone filling (40 mm size) for transformer/Reactor foundation | M3 | 20 |  | INCLUDED | 0 | 0 | 0 | 0 | 0
107 | 7000028366 | 1300 | 1660 | 70 | CIVIL WORKS | 100001331 | 995455 |  | 18 |  | Misc. Structural steel including rails, embedments, edge protection angles, gratings etc. but excluding the reinforcement steel andsteel for lattice and pipe structures. | MT | 23 |  | INCLUDED | 0 | 0 | 0 | 0 | 0
108 | 7000028366 | 1300 | 1660 | 80 | CIVIL WORKS | 100001714 | 995428 |  | 18 |  | Stone spreading in switchyard excluding PCC | M2 | 900 |  | INCLUDED | 0 | 0 | 0 | 0 | 0
109 | 7000028366 | 1300 | 1660 | 90 | CIVIL WORKS | 100001713 | 995424 |  | 18 |  | Antiweed treatment | M2 | 1150 |  | INCLUDED | 0 | 0 | 0 | 0 | 0
110 | 7000028366 | 1300 | 1660 | 100 | CIVIL WORKS | 100048595 | 995423 |  | 18 |  | Providing & laying non-woven Geo-synthetics fabric of minimum 200 GSM in separration layer between sub garde and stone spreading inswitchyard as per Technical Specification and direction of Engineer-in-Charge. | M2 | 1150 |  | INCLUDED | 0 | 0 | 0 | 0 | 0
111 | 7000028366 | 1300 | 1660 | 110 | CIVIL WORKS | 100001712 | 995428 |  | 18 |  | Removing,cleaning and washing of existing stones and respreading of stones in switchyard excluding PCC | M2 | 250 |  | INCLUDED | 0 | 0 | 0 | 0 | 0
112 | 7000028366 | 1300 | 1660 | 120 | CIVIL WORKS | 100008110 | 995421 |  | 18 |  | 3.75m wide Bitumen road with earthen shoulder including 100 mm dia RCC Hume Pipe @ 100 metre interval as per drawing and TS (as perDSR item no 16.35 and 16.30.1) and including 225 mm thick WBM in three equal layers of 75 mm each as per CPWD specification. | M2 | 75 |  | INCLUDED | 0 | 0 | 0 | 0 | 0
113 | 7000028366 | 1300 | 1660 | 130 | CIVIL WORKS | 100003295 | 995429 |  | 18 |  | Dismantling of RCC in foundation including disposal of debris and reinforcement bars of dismantled RCC works within substationboundaries as per direction of enginner incahrge | M3 | 38 |  | INCLUDED | 0 | 0 | 0 | 0 | 0
114 | 7000028366 | 1300 | 1660 | 140 | CIVIL WORKS | 120001706 | 995419 |  | 18 |  | 15.43.2 Dismantling manually/ by mechanical means including stacking of serviceable material and disposal of unserviceable materialwithin 50 metres lead as per direction of Engineer-in-charge : Bituminous road | M2 | 100 |  | INCLUDED | 0 | 0 | 0 | 0 | 0
115 | 7000028366 | 1300 | 1660 | 150 | CIVIL WORKS | 100001542 | 995429 |  | 18 |  | Dismantling & Re-erection of Existing fence | M | 20 |  | INCLUDED | 0 | 0 | 0 | 0 | 0
116 | 7000028366 | 1300 | 1660 | 160 | CIVIL WORKS | 100001457 | 995421 |  | 18 |  | Construction of rail cum road as per drawing including all item such as excavation,compactions, rolling watering, WBM etc. butexcluding concrete reinforcement and structural steel-Section having four rails for auto transformer. | M2 | 92 |  | INCLUDED | 0 | 0 | 0 | 0 | 0
117 | 7000028366 | 1300 | 1660 | 170 | CIVIL WORKS | 100020960 | 995461 |  | 18 |  | RCC culvert crossings including supplying and laying hume pipe 250mm dia of grade (NP-3) excluding concrete as per specification. | M | 20 |  | INCLUDED | 0 | 0 | 0 | 0 | 0
118 | 7000028366 | 1300 | 1660 | 180 | CIVIL WORKS | 100020961 | 995461 |  | 18 |  | RCC culvert crossings including supplying and laying hume pipe 300mm dia of grade (NP-3) excluding concrete as per specification. | M | 20 |  | INCLUDED | 0 | 0 | 0 | 0 | 0
119 | 7000028366 | 1300 | 1660 | 190 | CIVIL WORKS | 100020962 | 995461 |  | 18 |  | RCC culvert crossings including supplying and laying hume pipe 450mm dia of grade (NP-3) excluding concrete as per specification. | M | 20 |  | INCLUDED | 0 | 0 | 0 | 0 | 0
120 | 7000028366 | 1300 | 1660 | 200 | CIVIL WORKS | 100015791 | 995454 |  | 18 |  | All civil works for Drains construction of Section A-A including crossings if any as per technical specification and tender drawingscomplete in all respect with all labour and materials. | M | 55 |  | INCLUDED | 0 | 0 | 0 | 0 | 0
121 | 7000028366 | 1300 | 1660 | 210 | CIVIL WORKS | 100015792 | 995454 |  | 18 |  | All civil works for Drains construction of Section B-B including crossings if any as per technical specification and tender drawingscomplete in all respect with all labour and materials. | M | 50 |  | INCLUDED | 0 | 0 | 0 | 0 | 0
122 | 7000028366 | 1300 | 1660 | 220 | CIVIL WORKS | 100015793 | 995454 |  | 18 |  | All civil works for Drains construction of Section C-C including crossings if any as per technical specification and tender drawingscomplete in all respect with all labour and materials. | M | 10 |  | INCLUDED | 0 | 0 | 0 | 0 | 0
123 | 7000028366 | 1300 | 1660 | 230 | CIVIL WORKS | 100015794 | 995454 |  | 18 |  | All civil works for Drains construction of Section D-D including crossings if any as per technical specification and tender drawingscomplete in all respect with all labour and materials. | M | 10 |  | INCLUDED | 0 | 0 | 0 | 0 | 0
124 | 7000028366 | 1300 | 1660 | 240 | CIVIL WORKS | 100002911 | 995432 |  | 18 |  | Earthwork in excavation & filling in all types of soil and soft/disintegrated rock in open areas/nallas/channels, to the requiredslopes, shapes, levels, elevations and profile, including trimming of bottom and slopes of excavation, bailing out rain(dewatering), pumping, removal of slush, preparing embankments/marginal banks, loosening, dressing, spreading material in layers notexceeding 200mm, as per direction of Engineer-in-Charge, water flooding, compacting to achieve 95% consolidation at optimum moisturecontent, finishing etc. all complete, for all leads and lifts within leveling boundary, including disposal of surplus earth andstacking of unsuitable material within a lead of 2.0 Km beyond substation boundary, with all labour, material, tools, tackles andequipment, safeguards and incidentals, Royalty,taxes etc. as necessary, as per drawings, specification and directions of theEngineer-in-Charge. Clearing of jungle is included in this item. (Only excavation/cutting will be measured for payment purpose.) | M3 | 180 |  | INCLUDED | 0 | 0 | 0 | 0 | 0
125 | 7000028366 | 1300 | 1660 | 250 | CIVIL WORKS | 100001478 | 995454 |  | 18 |  | Cable Trench including all types of crossings, all metallic works and sump pit including concrte and reinforcement steel Section 2-2 | M | 100 |  | INCLUDED | 0 | 0 | 0 | 0 | 0
126 | 7000028366 | 1300 | 1660 | 260 | CIVIL WORKS | 100001479 | 995454 |  | 18 |  | Cable Trench including all types of crossings, all metallic works and sump pit including concrte and reinforcement steel Section 3-3 | M | 40 |  | INCLUDED | 0 | 0 | 0 | 0 | 0
127 | 7000028366 | 1300 | 1660 | 270 | CIVIL WORKS | 100001480 | 995454 |  | 18 |  | Cable Trench including all types of crossings, all metallic works and sump pit including concrte and reinforcement steel Section 4-4 | M | 120 |  | INCLUDED | 0 | 0 | 0 | 0 | 0
128 | 7000028366 | 1300 | 1660 | 280 | CIVIL WORKS | 100001721 | 995428 |  | 18 |  | Supplying, filling and compacting stone boulders mixed with sand under foundations, roads, cable trenches, drains etc in layers notexceeding 250mm thickness including ramming, watering compacting | M3 | 46 |  | INCLUDED | 0 | 0 | 0 | 0 | 0
129 | 7000028366 | 1300 | 1660 | 290 | CIVIL WORKS | 100001446 | 995429 |  | 18 |  | Dismantling of existing gate. | KG | 12000 |  | INCLUDED | 0 | 0 | 0 | 0 | 0
130 | 7000028366 | 1300 | 1660 | 300 | CIVIL WORKS | 100002361 | 995455 |  | 18 |  | Main Gate | EA | 4 |  | INCLUDED | 0 | 0 | 0 | 0 | 0
131 | 7000028366 | 1310 | 1670 | 10 | STRUCTURE ERECTION | 100001210 | 995455 |  | 18 |  | Erection of Lattice Structures (MS Steel), to be designed during detailed engineering, for towers, beams and equipment supportstructure including pack plates / packwashers and gusset plates excluding fasteners and foundation bolts | MT | 46 |  | INCLUDED | 0 | 0 | 0 | 0 | 0
132 | 7000028366 | 1310 | 1670 | 20 | STRUCTURE ERECTION | 100001680 | 995455 |  | 18 |  | Erection of fasteners ( nuts, bolts and washers ) including step bolts for lattice and pipe structures to be designed duringdetailed engineering | MT | 3 |  | INCLUDED | 0 | 0 | 0 | 0 | 0
133 | 7000028366 | 1310 | 1670 | 30 | STRUCTURE ERECTION | 100001681 | 995455 |  | 18 |  | Erection of foundation bolts including nuts, checknut and washers for lattice and pipe structures to be designed during detailedengineering | MT | 6 |  | INCLUDED | 0 | 0 | 0 | 0 | 0
1: VI; 2: Bhadla-III Extn. | 0 | 0 | 0 | 0 | 0
134 | 7000028294 | 10 | 140 | 10 | 420kV, 63kA AIS EQUIPMENT | 100000267 | 998736 |  | 18 |  | 420kV, 3150A, 63kA Circuit Breaker(3-Phase) without closing resistor(with support structure) | EA | 2 |  | INCLUDED | 0 | 0 | 0 | 0 | 0
135 | 7000028294 | 10 | 140 | 20 | 420kV, 63kA AIS EQUIPMENT | 100000274 | 998736 |  | 18 |  | 420 kV, 3000A, 63KA, 1-Phase CurrentTransformer with 120% extended currentrating | EA | 6 |  | INCLUDED | 0 | 0 | 0 | 0 | 0
136 | 7000028294 | 10 | 140 | 30 | 420kV, 63kA AIS EQUIPMENT | 100000275 | 998736 |  | 18 |  | 420 kV, 4400 pF Capacitive Voltage Transformer (1-Phase) | EA | 3 |  | INCLUDED | 0 | 0 | 0 | 0 | 0
137 | 7000028294 | 10 | 140 | 40 | 420kV, 63kA AIS EQUIPMENT | 100000287 | 998736 |  | 18 |  | 420kV, 3150A, 63KA, Isolator (3-phase)(Double Break) with one E/S | EA | 5 |  | INCLUDED | 0 | 0 | 0 | 0 | 0
138 | 7000028294 | 10 | 140 | 50 | 420kV, 63kA AIS EQUIPMENT | 100000328 | 998736 |  | 18 |  | 336kV Surge Arrester (1-phase) | EA | 3 |  | INCLUDED | 0 | 0 | 0 | 0 | 0
139 | 7000028294 | 10 | 140 | 60 | 420kV, 63kA AIS EQUIPMENT | 100005443 | 998734 |  | 18 |  | 420KV, 1-PHASE BUS POST INSULATORS | EA | 8 |  | INCLUDED | 0 | 0 | 0 | 0 | 0
140 | 7000028294 | 10 | 140 | 70 | 420kV, 63kA AIS EQUIPMENT | 100000883 | 998734 |  | 18 |  | 420 kV ,1 phase Bus Post Insulators for Line Traps | EA | 6 |  | INCLUDED | 0 | 0 | 0 | 0 | 0
141 | 7000028294 | 20 | 150 | 10 | Erection Hardware for 420 kV I Type S/Y | 100000338 | 998731 |  | 18 |  | Erection Hardware for 400kV I type layout-Bus Work (For one diameter) as per specification | SET | 4 |  | INCLUDED | 0 | 0 | 0 | 0 | 0
142 | 7000028294 | 20 | 150 | 20 | Erection Hardware for 420 kV I Type S/Y | 100000329 | 998731 |  | 18 |  | Erection Hardware for 400kV I type layout-Line bay as per specification | SET | 1 |  | INCLUDED | 0 | 0 | 0 | 0 | 0
143 | 7000028294 | 20 | 150 | 30 | Erection Hardware for 420 kV I Type S/Y | 100000335 | 998731 |  | 18 |  | Erection Hardware for 400kV I type layout-Spare bay of half dia as per specification | SET | 1 |  | INCLUDED | 0 | 0 | 0 | 0 | 0
144 | 7000028294 | 30 | 160 | 10 | 420kV Insulator and Hardware | 100017127 | 998731 |  | 18 |  | 400KV TENSION INSULATOR STRING AND ASSOCIATED HARDWARE FITTINGS WITHOUT TURN BUCKLE SUITABLE FOR QUAD CONDUCTOR | EA | 18 |  | INCLUDED | 0 | 0 | 0 | 0 | 0
145 | 7000028294 | 30 | 160 | 20 | 420kV Insulator and Hardware | 100017126 | 998731 |  | 18 |  | 400KV TENSION INSULATOR STRING AND ASSOCIATED HARDWARE FITTINGS WITH TURN BUCKLE SUITABLE FOR QUAD CONDUCTOR | EA | 21 |  | INCLUDED | 0 | 0 | 0 | 0 | 0
146 | 7000028294 | 30 | 160 | 30 | 420kV Insulator and Hardware | 100017133 | 998731 |  | 18 |  | 400KV SUSPENSION INSULATOR STRING AND ASSOCIATED HARDWARE FITTINGS WITH DROP CLAMP SUITABLE FOR QUAD CONDUCTOR | EA | 3 |  | INCLUDED | 0 | 0 | 0 | 0 | 0
147 | 7000028294 | 40 | 170 | 10 | CRP for 420kV Bays with SAS | 100016779 | 998736 |  | 18 |  | 400kV Circuit Breaker Relay Panel (with Automation) | EA | 2 |  | INCLUDED | 0 | 0 | 0 | 0 | 0
148 | 7000028294 | 40 | 170 | 20 | CRP for 420kV Bays with SAS | 100000730 | 998736 |  | 18 |  | 400kV Line Protection Panel (with Automation) | EA | 1 |  | INCLUDED | 0 | 0 | 0 | 0 | 0
149 | 7000028294 | 40 | 170 | 30 | CRP for 420kV Bays with SAS | 100000735 | 998736 |  | 18 |  | Augmentation of existing 400kV bus bar protection scheme.(No. of bays as per specification)-(with Automation) | SET | 1 |  | INCLUDED | 0 | 0 | 0 | 0 | 0
150 | 7000028294 | 50 | 180 | 10 | SAS-AUG | 100002069 | 998736 |  | 18 |  | Augmentation of Substation automation System for 400kV Main bay as per Technical Specification | EA | 1 |  | INCLUDED | 0 | 0 | 0 | 0 | 0
151 | 7000028294 | 50 | 180 | 20 | SAS-AUG | 100002075 | 998736 |  | 18 |  | Augmentation of Substation automation System for 400kV Tie bay as per Technical Specification | EA | 1 |  | INCLUDED | 0 | 0 | 0 | 0 | 0
152 | 7000028294 | 60 | 190 | 60 | PLCC Equipment | 100002042 | 998734 |  | 18 |  | 400kV,3150A,0.5mH ,63kA Line Trap | EA | 2 |  | INCLUDED | 0 | 0 | 0 | 0 | 0
153 | 7000028294 | 70 | 200 | 10 | POWER & CONTROL CABLE | 100002181 | 998736 |  | 18 |  | 1.1kV grade Power Cables (PVCinsulated)along withlugs,glands,straight joints &accessories,etc. | LS | 1 |  | INCLUDED | 0 | 0 | 0 | 0 | 0
154 | 7000028294 | 70 | 200 | 20 | POWER & CONTROL CABLE | 100002182 | 998736 |  | 18 |  | 1.1kV grade Control Cables (PVCinsulated) along withlugs,glands,straight joints &accessories,etc. | LS | 1 |  | INCLUDED | 0 | 0 | 0 | 0 | 0
155 | 7000028294 | 80 | 220 | 10 | AIR CONDITIONING & VENTILATION SYSTEM | 100001882 | 995463 |  | 18 |  | Air conditioning system for Switchyard Panel Room of 6m length | SET | 1 |  | INCLUDED | 0 | 0 | 0 | 0 | 0
156 | 7000028294 | 90 | 230 | 10 | FIRE FIGHTING SYSTEM | 100002062 | 995461 |  | 18 |  | Fire Detection and Alarm System for Switchyard Panel Room of 6 m length | SET | 1 |  | INCLUDED | 0 | 0 | 0 | 0 | 0
157 | 7000028294 | 100 | 240 | 10 | ILLUMINATION SYSTEM | 100001021 | 995461 |  | 18 |  | Lighting Panel type ACP-2 as per technical specification | EA | 1 |  | INCLUDED | 0 | 0 | 0 | 0 | 0
158 | 7000028294 | 100 | 240 | 20 | ILLUMINATION SYSTEM | 100004852 | 998731 |  | 18 |  | Lighting Fixture LED Luminaires type FL-1 as per tech. specifications | EA | 5 |  | INCLUDED | 0 | 0 | 0 | 0 | 0
159 | 7000028294 | 100 | 240 | 30 | ILLUMINATION SYSTEM | 100004926 | 998731 |  | 18 |  | Lighting Fixture LED Luminaires type FL2 as per tech. specifications | EA | 5 |  | INCLUDED | 0 | 0 | 0 | 0 | 0
160 | 7000028294 | 100 | 240 | 40 | ILLUMINATION SYSTEM | 100001116 | 998739 |  | 18 |  | Illumination System for switchyard panel room of 6 m length | SET | 1 |  | INCLUDED | 0 | 0 | 0 | 0 | 0
161 | 7000028294 | 110 | 250 | 10 | Service-Tele BoQ at Bhadla-III (extn) | 100002812 | 998734 |  | 18 |  | SDH Equipment (STM-16 MADM upto 5 MSP protected directions)-Base Equipment (Common cards, Cross Connect/control cards, optical basecards, power supply cards, power cabling, other hardware and accessories including sub racks, patch cord, DDF etc fully equipedexcluding optical interface & Tributary cards | EA | 1 |  | INCLUDED | 0 | 0 | 0 | 0 | 0
162 | 7000028294 | 110 | 250 | 20 | Service-Tele BoQ at Bhadla-III (extn) | 170000433 | 998734 |  | 18 |  | Optical Interface Cards/SFP# -S16.1 for SDH Equipment-STM-16 | EA | 4 |  | INCLUDED | 0 | 0 | 0 | 0 | 0
163 | 7000028294 | 110 | 250 | 40 | Service-Tele BoQ at Bhadla-III (extn) | 100002825 | 998734 |  | 18 |  | Tributary interface- E1 interface (Minimum 16 nos.) | SET | 2 |  | INCLUDED | 0 | 0 | 0 | 0 | 0
164 | 7000028294 | 110 | 250 | 50 | Service-Tele BoQ at Bhadla-III (extn) | 170000550 | 998336 |  | 18 |  | Ethernet Interface 10/100 Base T with Layer-2 switching (Min 8 Interfaces per card) | EA | 2 |  | INCLUDED | 0 | 0 | 0 | 0 | 0
165 | 7000028294 | 110 | 250 | 60 | Service-Tele BoQ at Bhadla-III (extn) | 100002829 | 998734 |  | 18 |  | Tributary interface-Gigabit Ethernet Interfaces 10/100 Mbps with Layer -2 Switching (minimum 2 nos.) | SET | 1 |  | INCLUDED | 0 | 0 | 0 | 0 | 0
166 | 7000028294 | 110 | 250 | 70 | Service-Tele BoQ at Bhadla-III (extn) | 170000375 | 998734 |  | 18 |  | Equipment Cabinets-For SDH Equipments | EA | 1 |  | INCLUDED | 0 | 0 | 0 | 0 | 0
167 | 7000028294 | 110 | 250 | 90 | Service-Tele BoQ at Bhadla-III (extn) | 170000356 | 998336 |  | 18 |  | Fibre Optic Distribution Panel (FODP): Indoor Type: FC Coupling and mounted on ETSI 19" rack or slimline rack: Type 2 (96 Fibre) | EA | 1 |  | INCLUDED | 0 | 0 | 0 | 0 | 0
168 | 7000028294 | 110 | 250 | 100 | Service-Tele BoQ at Bhadla-III (extn) | 170004394 | 998336 |  | 18 |  | Fibre Optic Approach cabling: Including installation hardware like GI pipe, elbow, conduits, accessories etc.: 24 Fibre | KM | 1 |  | INCLUDED | 0 | 0 | 0 | 0 | 0
169 | 7000028294 | 120 | 260 | 10 | PMU & associated items (Bhadla-III PS) | 170000502 | 998713 |  | 18 |  | Service:- Phasor Measurement Unit (PMU) | EA | 1 |  | INCLUDED | 0 | 0 | 0 | 0 | 0
170 | 7000028294 | 120 | 260 | 20 | PMU & associated items (Bhadla-III PS) | 170000530 | 998734 |  | 18 |  | WAMS TIME SYSTEM(GPS RECEIVER) | EA | 1 |  | INCLUDED | 0 | 0 | 0 | 0 | 0
171 | 7000028294 | 120 | 260 | 30 | PMU & associated items (Bhadla-III PS) | 170004701 | 998734 |  | 18 |  | SUBSTATION GRADE Layer 2 LAN SWITCH | EA | 1 |  | INCLUDED | 0 | 0 | 0 | 0 | 0
172 | 7000028294 | 120 | 260 | 40 | PMU & associated items (Bhadla-III PS) | 170004700 | 998734 |  | 18 |  | SUBSTATION GRADE Layer 3 LAN SWITCH | EA | 1 |  | INCLUDED | 0 | 0 | 0 | 0 | 0
173 | 7000028294 | 120 | 260 | 50 | PMU & associated items (Bhadla-III PS) | 170000504 | 998713 |  | 18 |  | Services:- Armored Fibre Optic Cable and associated termination equipment | LOT | 1 |  | INCLUDED | 0 | 0 | 0 | 0 | 0
174 | 7000028294 | 120 | 260 | 60 | PMU & associated items (Bhadla-III PS) | 170003449 | 998316 |  | 18 |  | SUPPLY, INSTALLATION, TESTING AND COMMISSIONING OF LIU-FO PATCH PANEL-12 PORT | EA | 2 |  | INCLUDED | 0 | 0 | 0 | 0 | 0
175 | 7000028294 | 120 | 260 | 70 | PMU & associated items (Bhadla-III PS) | 170000501 | 998734 |  | 18 |  | Integration of PMU with the PDC (Phasor Data Concentrator) of RLDCs and respective SLDCs as required. | LOT | 1 |  | INCLUDED | 0 | 0 | 0 | 0 | 0
176 | 7000028294 | 130 | 270 | 240 | Civil Works | 100004518 | 995433 |  | 18 |  | Excavation in all kind of soil including rock for all leads and lifts, backfilling, disposal of surplus earth within a lead up to2Km as per technical specification. The surplus earth shall be roughly graded . | M3 | 3247 |  | INCLUDED | 0 | 0 | 0 | 0 | 0
177 | 7000028294 | 130 | 270 | 250 | Civil Works | 100011662 | 995433 |  | 18 |  | Excavation in hard rock which require blasting (including chemical blasting and rock excavated using specialized tools) for allfoundation works including stacking, measuring, disposal etc.for all leads and lifts as per technical specification. | M3 | 361 |  | INCLUDED | 0 | 0 | 0 | 0 | 0
178 | 7000028294 | 130 | 270 | 260 | Civil Works | 100001325 | 995454 |  | 18 |  | Providing and laying of Plain Cement Concrete (PCC) (1:4:8) | M3 | 113 |  | INCLUDED | 0 | 0 | 0 | 0 | 0
179 | 7000028294 | 130 | 270 | 270 | Civil Works | 100001326 | 995454 |  | 18 |  | Providing and laying of Plain Cement Concrete (PCC) (1:2:4) | M3 | 22 |  | INCLUDED | 0 | 0 | 0 | 0 | 0
180 | 7000028294 | 130 | 270 | 280 | Civil Works | 100001327 | 995454 |  | 18 |  | Providing and laying of Reinforced Cement Concrete M25 mix including pre cast, shuttering, Grouting of pockets & underpinning butexcluding steel reinforcement | M3 | 1694 |  | INCLUDED | 0 | 0 | 0 | 0 | 0
181 | 7000028294 | 130 | 270 | 290 | Civil Works | 100001329 | 995454 |  | 18 |  | Steel Reinforcement | MT | 119 |  | INCLUDED | 0 | 0 | 0 | 0 | 0
182 | 7000028294 | 130 | 270 | 300 | Civil Works | 100001331 | 995455 |  | 18 |  | Misc. Structural steel including rails, embedments, edge protection angles, gratings etc. but excluding the reinforcement steel andsteel for lattice and pipe structures. | MT | 2 |  | INCLUDED | 0 | 0 | 0 | 0 | 0
183 | 7000028294 | 130 | 270 | 310 | Civil Works | 100001714 | 995428 |  | 18 |  | Stone spreading in switchyard excluding PCC | M2 | 14400 |  | INCLUDED | 0 | 0 | 0 | 0 | 0
184 | 7000028294 | 130 | 270 | 320 | Civil Works | 100001713 | 995424 |  | 18 |  | Antiweed treatment | M2 | 14400 |  | INCLUDED | 0 | 0 | 0 | 0 | 0
185 | 7000028294 | 130 | 270 | 330 | Civil Works | 100048595 | 995423 |  | 18 |  | Providing & laying non-woven Geo-synthetics fabric of minimum 200 GSM in separration layer between sub garde and stone spreading inswitchyard as per Technical Specification and direction of Engineer-in-Charge. | M2 | 14400 |  | INCLUDED | 0 | 0 | 0 | 0 | 0
186 | 7000028294 | 130 | 270 | 340 | Civil Works | 100003437 | 995454 |  | 18 |  | Switchyard Panel Room - Civil Works. All civil works as per drawing and specifications complete, including - brickwork, finishing(external and internal), windows etc. However, excavation, PCC, RCC and reinforcement shall be paid separately as per BPS. | M2 | 30 |  | INCLUDED | 0 | 0 | 0 | 0 | 0
187 | 7000028294 | 130 | 270 | 350 | Civil Works | 100020960 | 995461 |  | 18 |  | RCC culvert crossings including supplying and laying hume pipe 250mm dia of grade (NP-3) excluding concrete as per specification. | M | 20 |  | INCLUDED | 0 | 0 | 0 | 0 | 0
188 | 7000028294 | 130 | 270 | 360 | Civil Works | 100020961 | 995461 |  | 18 |  | RCC culvert crossings including supplying and laying hume pipe 300mm dia of grade (NP-3) excluding concrete as per specification. | M | 20 |  | INCLUDED | 0 | 0 | 0 | 0 | 0
189 | 7000028294 | 130 | 270 | 370 | Civil Works | 100020962 | 995461 |  | 18 |  | RCC culvert crossings including supplying and laying hume pipe 450mm dia of grade (NP-3) excluding concrete as per specification. | M | 20 |  | INCLUDED | 0 | 0 | 0 | 0 | 0
190 | 7000028294 | 130 | 270 | 380 | Civil Works | 100015791 | 995454 |  | 18 |  | All civil works for Drains construction of Section A-A including crossings if any as per technical specification and tender drawingscomplete in all respect with all labour and materials. | M | 200 |  | INCLUDED | 0 | 0 | 0 | 0 | 0
191 | 7000028294 | 130 | 270 | 390 | Civil Works | 100015792 | 995454 |  | 18 |  | All civil works for Drains construction of Section B-B including crossings if any as per technical specification and tender drawingscomplete in all respect with all labour and materials. | M | 150 |  | INCLUDED | 0 | 0 | 0 | 0 | 0
192 | 7000028294 | 130 | 270 | 400 | Civil Works | 100015793 | 995454 |  | 18 |  | All civil works for Drains construction of Section C-C including crossings if any as per technical specification and tender drawingscomplete in all respect with all labour and materials. | M | 100 |  | INCLUDED | 0 | 0 | 0 | 0 | 0
193 | 7000028294 | 130 | 270 | 410 | Civil Works | 100015794 | 995454 |  | 18 |  | All civil works for Drains construction of Section D-D including crossings if any as per technical specification and tender drawingscomplete in all respect with all labour and materials. | M | 50 |  | INCLUDED | 0 | 0 | 0 | 0 | 0
194 | 7000028294 | 130 | 270 | 420 | Civil Works | 100002911 | 995432 |  | 18 |  | Earthwork in excavation & filling in all types of soil and soft/disintegrated rock in open areas/nallas/channels, to the requiredslopes, shapes, levels, elevations and profile, including trimming of bottom and slopes of excavation, bailing out rain(dewatering), pumping, removal of slush, preparing embankments/marginal banks, loosening, dressing, spreading material in layers notexceeding 200mm, as per direction of Engineer-in-Charge, water flooding, compacting to achieve 95% consolidation at optimum moisturecontent, finishing etc. all complete, for all leads and lifts within leveling boundary, including disposal of surplus earth andstacking of unsuitable material within a lead of 2.0 Km beyond substation boundary, with all labour, material, tools, tackles andequipment, safeguards and incidentals, Royalty,taxes etc. as necessary, as per drawings, specification and directions of theEngineer-in-Charge. Clearing of jungle is included in this item. (Only excavation/cutting will be measured for payment purpose.) | M3 | 13500 |  | INCLUDED | 0 | 0 | 0 | 0 | 0
195 | 7000028294 | 130 | 270 | 430 | Civil Works | 100002583 | 995432 |  | 18 |  | Supply of earth (excluding rock & boulders) at site including royalty, carriage and filling in specified areas in layers notexceeding 200mm in depth, compacting under optimum moisture condition to achieve 95% of Proctor density, finishing etc. allcomplete, for all leads & lifts, with all labour, material, tools, tackles, equipments, safeguards & incidentals as necessary as perdrawings, specification and direction of the Engineer- in- Charge. | M3 | 3375 |  | INCLUDED | 0 | 0 | 0 | 0 | 0
196 | 7000028294 | 130 | 270 | 440 | Civil Works | 100002914 | 995432 |  | 18 |  | Earthwork in excavation in Hard rocks in open areas/nallas/ channels, to the required slopes, shapes, levels, elevations andprofile, including trimming of bottom and slopes of excavation and stacking and disposal of rock for a lead up to 2.0 KM beyondleveling boundary and all lifts , with all labour, material, tools, tackles and equipment, safeguards and incidentals,Royalty,taxesetc. as per directions of the Engineer-in-Charge. Serviceable material if available shall be stacked at site as identified byEngineer-in-Charge.(50% void deduction from stack measurement) | M3 | 3375 |  | INCLUDED | 0 | 0 | 0 | 0 | 0
197 | 7000028294 | 130 | 270 | 450 | Civil Works | 100001478 | 995454 |  | 18 |  | Cable Trench including all types of crossings, all metallic works and sump pit including concrte and reinforcement steel Section 2-2 | M | 150 |  | INCLUDED | 0 | 0 | 0 | 0 | 0
198 | 7000028294 | 130 | 270 | 460 | Civil Works | 100001479 | 995454 |  | 18 |  | Cable Trench including all types of crossings, all metallic works and sump pit including concrte and reinforcement steel Section 3-3 | M | 50 |  | INCLUDED | 0 | 0 | 0 | 0 | 0
199 | 7000028294 | 130 | 270 | 470 | Civil Works | 100001480 | 995454 |  | 18 |  | Cable Trench including all types of crossings, all metallic works and sump pit including concrte and reinforcement steel Section 4-4 | M | 20 |  | INCLUDED | 0 | 0 | 0 | 0 | 0
200 | 7000028294 | 130 | 270 | 480 | Civil Works | 100007097 | 995454 |  | 18 |  | Dry stone pitching 22.5 cm thick including supply of stones and preparing surface complete including construction of 600 mm high and230 mm wide cement concrete (1:3:6) (1 cement : 3 coarse sand (zone-III) : 6 graded stone aggregate 20 mm nominal size) toe wall atthe lowest portion of stone pitching area etc. completed as per theinstruction of Engineer-In-Charge. . | M2 | 500 |  | INCLUDED | 0 | 0 | 0 | 0 | 0
201 | 7000028294 | 130 | 270 | 490 | Civil Works | 100001721 | 995428 |  | 18 |  | Supplying, filling and compacting stone boulders mixed with sand under foundations, roads, cable trenches, drains etc in layers notexceeding 250mm thickness including ramming, watering compacting | M3 | 13 |  | INCLUDED | 0 | 0 | 0 | 0 | 0
202 | 7000028294 | 130 | 270 | 500 | Civil Works | 100001386 | 995421 |  | 18 |  | 3.75m wide Bitumen road (including all crossings) complete as per drawing | M2 | 938 |  | INCLUDED | 0 | 0 | 0 | 0 | 0
203 | 7000028294 | 130 | 270 | 510 | Civil Works | 170002803 | 995473 |  | 18 |  | Providing and fixing 100mm UPVC pipes conforming to IS : 15328, for weep holes | M | 300 |  | INCLUDED | 0 | 0 | 0 | 0 | 0
204 | 7000028294 | 140 | 280 | 10 | Tower Gantry and Equipment SuppStructure | 100001210 | 995455 |  | 18 |  | Erection of Lattice Structures (MS Steel), to be designed during detailed engineering, for towers, beams and equipment supportstructure including pack plates / packwashers and gusset plates excluding fasteners and foundation bolts | MT | 94 |  | INCLUDED | 0 | 0 | 0 | 0 | 0
205 | 7000028294 | 140 | 280 | 20 | Tower Gantry and Equipment SuppStructure | 100001680 | 995455 |  | 18 |  | Erection of fasteners ( nuts, bolts and washers ) including step bolts for lattice and pipe structures to be designed duringdetailed engineering | MT | 5 |  | INCLUDED | 0 | 0 | 0 | 0 | 0
206 | 7000028294 | 140 | 280 | 30 | Tower Gantry and Equipment SuppStructure | 100001681 | 995455 |  | 18 |  | Erection of foundation bolts including nuts, checknut and washers for lattice and pipe structures to be designed during detailedengineering | MT | 5 |  | INCLUDED | 0 | 0 | 0 | 0 | 0
207 | 7000028294 | 140 | 280 | 40 | Tower Gantry and Equipment SuppStructure | 100001241 | 995455 |  | 18 |  | Erection of Equipment Support (Pipe) Structures to be designed during detailed engineering. | MT | 12 |  | INCLUDED | 0 | 0 | 0 | 0 | 0
1: VII; 2: ICT AUGMENTATION @BASSI | 0 | 0 | 0 | 0 | 0
208 | 7000028365 | 530 | 1330 | 10 | 420kV, 63kA AIS EQUIPMENT | 100000267 | 998736 |  | 18 |  | 420kV, 3150A, 63kA Circuit Breaker(3-Phase) without closing resistor(with support structure) | EA | 2 |  | INCLUDED | 0 | 0 | 0 | 0 | 0
209 | 7000028365 | 530 | 1330 | 20 | 420kV, 63kA AIS EQUIPMENT | 100000274 | 998736 |  | 18 |  | 420 kV, 3000A, 63KA, 1-Phase CurrentTransformer with 120% extended currentrating | EA | 6 |  | INCLUDED | 0 | 0 | 0 | 0 | 0
210 | 7000028365 | 530 | 1330 | 30 | 420kV, 63kA AIS EQUIPMENT | 100000287 | 998736 |  | 18 |  | 420kV, 3150A, 63KA, Isolator (3-phase)(Double Break) with one E/S | EA | 6 |  | INCLUDED | 0 | 0 | 0 | 0 | 0
211 | 7000028365 | 530 | 1330 | 40 | 420kV, 63kA AIS EQUIPMENT | 100000328 | 998736 |  | 18 |  | 336kV Surge Arrester (1-phase) | EA | 3 |  | INCLUDED | 0 | 0 | 0 | 0 | 0
212 | 7000028365 | 530 | 1330 | 50 | 420kV, 63kA AIS EQUIPMENT | 100005443 | 998734 |  | 18 |  | 420KV, 1-PHASE BUS POST INSULATORS | EA | 10 |  | INCLUDED | 0 | 0 | 0 | 0 | 0
213 | 7000028365 | 540 | 1350 | 10 | 245kV, 50kA AIS EQUIPMENT | 100001907 | 998736 |  | 18 |  | 245 kV,1 phase Bus Post Insulator (except for Line Traps) | EA | 40 |  | INCLUDED | 0 | 0 | 0 | 0 | 0
214 | 7000028365 | 540 | 1350 | 20 | 245kV, 50kA AIS EQUIPMENT | 100000484 | 998736 |  | 18 |  | 216kV Surge Arrester (1-phase) | EA | 3 |  | INCLUDED | 0 | 0 | 0 | 0 | 0
215 | 7000028365 | 540 | 1350 | 30 | 245kV, 50kA AIS EQUIPMENT | 100001989 | 998736 |  | 18 |  | 245 kV, 1600A, 50KA, 1-Phase CurrentTransformer with 120% extended currentrating | EA | 3 |  | INCLUDED | 0 | 0 | 0 | 0 | 0
216 | 7000028365 | 540 | 1350 | 40 | 245kV, 50kA AIS EQUIPMENT | 100002016 | 998736 |  | 18 |  | 245kV, 1600A, 50 KA, 3-phase DoubleBreak Tandem Isolator without E/S | EA | 2 |  | INCLUDED | 0 | 0 | 0 | 0 | 0
217 | 7000028365 | 540 | 1350 | 50 | 245kV, 50kA AIS EQUIPMENT | 100002014 | 998736 |  | 18 |  | 245kV, 1600A, 50 KA, 3-phase DoubleBreak Isolator with one E/S | EA | 1 |  | INCLUDED | 0 | 0 | 0 | 0 | 0
218 | 7000028365 | 540 | 1350 | 60 | 245kV, 50kA AIS EQUIPMENT | 100002013 | 998736 |  | 18 |  | 245kV, 1600A, 50 KA, 3-phase DoubleBreak Isolator with two E/S | EA | 1 |  | INCLUDED | 0 | 0 | 0 | 0 | 0
219 | 7000028365 | 540 | 1350 | 70 | 245kV, 50kA AIS EQUIPMENT | 100003634 | 998736 |  | 18 |  | 245 kV 1600A, 50KA Circuit Breakers (3-Phase) with support | EA | 1 |  | INCLUDED | 0 | 0 | 0 | 0 | 0
220 | 7000028365 | 550 | 1410 | 10 | Erection Hardware for 420 kV I Type S/Y | 100000342 | 998731 |  | 18 |  | Erection Hardware for 400kV D type layout-Transformer bay as per specification | SET | 1 |  | INCLUDED | 0 | 0 | 0 | 0 | 0
221 | 7000028365 | 550 | 1410 | 20 | Erection Hardware for 420 kV I Type S/Y | 100000347 | 998731 |  | 18 |  | Erection Hardware for 400kV D type layout-Spare bay of half dia. as per specification | SET | 1 |  | INCLUDED | 0 | 0 | 0 | 0 | 0
222 | 7000028365 | 560 | 1421 | 10 | 420kV Insulator and Hardware | 100017127 | 998731 |  | 18 |  | 400KV TENSION INSULATOR STRING AND ASSOCIATED HARDWARE FITTINGS WITHOUT TURN BUCKLE SUITABLE FOR QUAD CONDUCTOR | EA | 6 |  | INCLUDED | 0 | 0 | 0 | 0 | 0
223 | 7000028365 | 560 | 1421 | 20 | 420kV Insulator and Hardware | 100017126 | 998731 |  | 18 |  | 400KV TENSION INSULATOR STRING AND ASSOCIATED HARDWARE FITTINGS WITH TURN BUCKLE SUITABLE FOR QUAD CONDUCTOR | EA | 6 |  | INCLUDED | 0 | 0 | 0 | 0 | 0
224 | 7000028365 | 560 | 1421 | 30 | 420kV Insulator and Hardware | 100017131 | 998731 |  | 18 |  | 400KV SUSPENSION INSULATOR STRING AND ASSOCIATED HARDWARE FITTINGS WITH DROP CLAMP SUITABLE FOR TWIN CONDUCTOR | EA | 3 |  | INCLUDED | 0 | 0 | 0 | 0 | 0
225 | 7000028365 | 570 | 1430 | 10 | Erection Hardware for 220 kV DMT Type SY | 100000486 | 998731 |  | 18 |  | Erection Hardware for 220kV layout (Double Main and Transfer Scheme as per SLD)-Transformer Bay as per specification | SET | 1 |  | INCLUDED | 0 | 0 | 0 | 0 | 0
226 | 7000028365 | 570 | 1430 | 20 | Erection Hardware for 220 kV DMT Type SY | 100000489 | 998731 |  | 18 |  | Erection Hardware for 220kV layout (Double Main and Transfer Scheme as per SLD)-Bus work (one Bay) as per specification | SET | 2 |  | INCLUDED | 0 | 0 | 0 | 0 | 0
227 | 7000028365 | 580 | 1433 | 10 | 220kV Insulator and Hardware | 100017122 | 998731 |  | 18 |  | 220KV SUSPENSION INSULATOR STRING AND ASSOCIATED HARDWARE FITTINGS WITH DROP CLAMP SUITABLE FOR TWIN CONDUCTOR | EA | 3 |  | INCLUDED | 0 | 0 | 0 | 0 | 0
228 | 7000028365 | 580 | 1433 | 20 | 220kV Insulator and Hardware | 100017121 | 998731 |  | 18 |  | 220KV SUSPENSION INSULATOR STRING AND ASSOCIATED HARDWARE FITTINGS WITH THROUGH CLAMP SUITABLE FOR TWIN CONDUCTOR | EA | 3 |  | INCLUDED | 0 | 0 | 0 | 0 | 0
229 | 7000028365 | 580 | 1433 | 30 | 220kV Insulator and Hardware | 100017118 | 998731 |  | 18 |  | 220KV TENSION INSULATOR STRING AND ASSOCIATED HARDWARE FITTINGS WITHOUT TURN BUCKLE SUITABLE FOR TWIN CONDUCTOR | EA | 9 |  | INCLUDED | 0 | 0 | 0 | 0 | 0
230 | 7000028365 | 580 | 1433 | 40 | 220kV Insulator and Hardware | 100017117 | 998731 |  | 18 |  | 220KV TENSION INSULATOR STRING AND ASSOCIATED HARDWARE FITTINGS WITH TURN BUCKLE SUITABLE FOR TWIN CONDUCTOR | EA | 9 |  | INCLUDED | 0 | 0 | 0 | 0 | 0
231 | 7000028365 | 580 | 1433 | 50 | 220kV Insulator and Hardware | 100017116 | 998731 |  | 18 |  | 220KV TENSION INSULATOR STRING AND ASSOCIATED HARDWARE FITTINGS WITHOUT TURN BUCKLE SUITABLE FOR QUAD CONDUCTOR | EA | 3 |  | INCLUDED | 0 | 0 | 0 | 0 | 0
232 | 7000028365 | 580 | 1433 | 60 | 220kV Insulator and Hardware | 100017115 | 998731 |  | 18 |  | 220KV TENSION INSULATOR STRING AND ASSOCIATED HARDWARE FITTINGS WITH TURN BUCKLE SUITABLE FOR QUAD CONDUCTOR | EA | 3 |  | INCLUDED | 0 | 0 | 0 | 0 | 0
233 | 7000028365 | 590 | 1451 | 10 | Earthmat | 100003103 | 998731 |  | 18 |  | 40 mm MS rod for Main Earthmat | KM | 2 |  | INCLUDED | 0 | 0 | 0 | 0 | 0
234 | 7000028365 | 600 | 1470 | 10 | CRP for 420kV Bays | 100000735 | 998736 |  | 18 |  | Augmentation of existing 400kV bus bar protection scheme.(No. of bays as per specification)-(with Automation) | SET | 1 |  | INCLUDED | 0 | 0 | 0 | 0 | 0
235 | 7000028365 | 600 | 1470 | 20 | CRP for 420kV Bays | 100000731 | 998736 |  | 18 |  | 400kV Transformer Protection Panel (For both HV & MV side)-(with Automation) | EA | 1 |  | INCLUDED | 0 | 0 | 0 | 0 | 0
236 | 7000028365 | 600 | 1470 | 30 | CRP for 420kV Bays | 100000728 | 998736 |  | 18 |  | 400kV Circuit Breaker Relay Panel with Auto Reclose (with Automation) | EA | 2 |  | INCLUDED | 0 | 0 | 0 | 0 | 0
237 | 7000028365 | 610 | 1490 | 10 | CRP for 220kV Bays | 100000743 | 998736 |  | 18 |  | Augmentation of existing 220kV bus bar protection scheme.(No. of bays as per specification)-(with Automation) | SET | 1 |  | INCLUDED | 0 | 0 | 0 | 0 | 0
238 | 7000028365 | 610 | 1490 | 20 | CRP for 220kV Bays | 100016778 | 998736 |  | 18 |  | 220kV Circuit Breaker Relay Panel (with Automation) | EA | 1 |  | INCLUDED | 0 | 0 | 0 | 0 | 0
239 | 7000028365 | 620 | 1513 | 10 | NTAMC Integration | 100003228 | 998736 |  | 18 |  | Bay Control Unit including interface accessories integration with NTAMC as per technical specification. | EA | 3 |  | INCLUDED | 0 | 0 | 0 | 0 | 0
240 | 7000028365 | 630 | 1520 | 10 | VMS | 100002500 | 998731 |  | 18 |  | Color IP camera, with PAN, TILT and ZOOM facilities, alongwith all required Items, Accessories, Line Interface units, Fiber patchcords, Power supply units, Junction Boxes, Cables, Fiber Optic Cables, etc., and including Integration in existing Hardware andSoftware for Augmentation of Visual Monitoring System as per technical specification. | SET | 1 |  | INCLUDED | 0 | 0 | 0 | 0 | 0
241 | 7000028365 | 780 | 1600 | 10 | POWER & CONTROL CABLE | 100002180 | 998736 |  | 18 |  | 1.1kV grade Power Cables (XLPEinsulated) along withlugs,glands,straight joints &accessories,etc. | LS | 1 |  | INCLUDED | 0 | 0 | 0 | 0 | 0
242 | 7000028365 | 780 | 1600 | 20 | POWER & CONTROL CABLE | 100002181 | 998736 |  | 18 |  | 1.1kV grade Power Cables (PVCinsulated)along withlugs,glands,straight joints &accessories,etc. | LS | 1 |  | INCLUDED | 0 | 0 | 0 | 0 | 0
243 | 7000028365 | 780 | 1600 | 30 | POWER & CONTROL CABLE | 100002182 | 998736 |  | 18 |  | 1.1kV grade Control Cables (PVCinsulated) along withlugs,glands,straight joints &accessories,etc. | LS | 1 |  | INCLUDED | 0 | 0 | 0 | 0 | 0
244 | 7000028365 | 640 | 1610 | 10 | FIRE FIGHTING SYSTEM | 100044540 | 998739 |  | 18 |  | Fire Alarm panel with all accessories as per TS | SET | 1 |  | INCLUDED | 0 | 0 | 0 | 0 | 0
245 | 7000028365 | 640 | 1610 | 20 | FIRE FIGHTING SYSTEM | 100000983 | 998736 |  | 18 |  | HVW spray system, Hydrant system and complete U/G & O/G piping and accessories etc. out side the pump house for 500MVA ,400KV/220/33 kV, 3-phase Autotransformer | SET | 1 |  | INCLUDED | 0 | 0 | 0 | 0 | 0
246 | 7000028365 | 640 | 1610 | 30 | FIRE FIGHTING SYSTEM | 100002062 | 995461 |  | 18 |  | Fire Detection and Alarm System for Switchyard Panel Room of 6 m length | SET | 1 |  | INCLUDED | 0 | 0 | 0 | 0 | 0
247 | 7000028365 | 640 | 1610 | 40 | FIRE FIGHTING SYSTEM | 100000975 | 995461 |  | 18 |  | 4.5 kg CO2 type Portable Fire extinguisher | EA | 1 |  | INCLUDED | 0 | 0 | 0 | 0 | 0
248 | 7000028365 | 650 | 1620 | 10 | ILLUMINATION SYSTEM | 100001021 | 995461 |  | 18 |  | Lighting Panel type ACP-2 as per technical specification | EA | 2 |  | INCLUDED | 0 | 0 | 0 | 0 | 0
249 | 7000028365 | 650 | 1620 | 20 | ILLUMINATION SYSTEM | 100001052 | 998731 |  | 18 |  | 63A, 415V : Interlocked switch socket outdoor Receptacle (type RP) as per technical specifications | EA | 2 |  | INCLUDED | 0 | 0 | 0 | 0 | 0
250 | 7000028365 | 650 | 1620 | 30 | ILLUMINATION SYSTEM | 100001885 | 998739 |  | 18 |  | Outdoor Power Receptacle for oilfiltration unit (250A) | EA | 1 |  | INCLUDED | 0 | 0 | 0 | 0 | 0
251 | 7000028365 | 650 | 1620 | 40 | ILLUMINATION SYSTEM | 100004852 | 998731 |  | 18 |  | Lighting Fixture LED Luminaires type FL-1 as per tech. specifications | EA | 10 |  | INCLUDED | 0 | 0 | 0 | 0 | 0
252 | 7000028365 | 650 | 1620 | 50 | ILLUMINATION SYSTEM | 100004926 | 998731 |  | 18 |  | Lighting Fixture LED Luminaires type FL2 as per tech. specifications | EA | 20 |  | INCLUDED | 0 | 0 | 0 | 0 | 0
253 | 7000028365 | 650 | 1620 | 60 | ILLUMINATION SYSTEM | 100004937 | 998731 |  | 18 |  | Fire Wall Mounted LED Luminarie Type FL-2 (250W) | EA | 2 |  | INCLUDED | 0 | 0 | 0 | 0 | 0
254 | 7000028365 | 650 | 1620 | 70 | ILLUMINATION SYSTEM | 100001116 | 998739 |  | 18 |  | Illumination System for switchyard panel room of 6 m length | SET | 1 |  | INCLUDED | 0 | 0 | 0 | 0 | 0
255 | 7000028365 | 650 | 1620 | 80 | ILLUMINATION SYSTEM | 100001882 | 995463 |  | 18 |  | Air conditioning system for Switchyard Panel Room of 6m length | SET | 1 |  | INCLUDED | 0 | 0 | 0 | 0 | 0
256 | 7000028365 | 770 | 1730 | 10 | Erection of Non-standard structure | 100001210 | 995455 |  | 18 |  | Erection of Lattice Structures (MS Steel), to be designed during detailed engineering, for towers, beams and equipment supportstructure including pack plates / packwashers and gusset plates excluding fasteners and foundation bolts | MT | 70 |  | INCLUDED | 0 | 0 | 0 | 0 | 0
257 | 7000028365 | 770 | 1730 | 20 | Erection of Non-standard structure | 100001680 | 995455 |  | 18 |  | Erection of fasteners ( nuts, bolts and washers ) including step bolts for lattice and pipe structures to be designed duringdetailed engineering | MT | 3 |  | INCLUDED | 0 | 0 | 0 | 0 | 0
258 | 7000028365 | 770 | 1730 | 30 | Erection of Non-standard structure | 100001681 | 995455 |  | 18 |  | Erection of foundation bolts including nuts, checknut and washers for lattice and pipe structures to be designed during detailedengineering | MT | 4 |  | INCLUDED | 0 | 0 | 0 | 0 | 0
259 | 7000028365 | 770 | 1730 | 40 | Erection of Non-standard structure | 100001241 | 995455 |  | 18 |  | Erection of Equipment Support (Pipe) Structures to be designed during detailed engineering. | MT | 2 |  | INCLUDED | 0 | 0 | 0 | 0 | 0
260 | 7000028365 | 800 | 1770 | 10 | LT Switchgear Extn. | 100016772 | 998736 |  | 18 |  | Extension of LT Switchgear as per technical Specification | SET | 1 |  | INCLUDED | 0 | 0 | 0 | 0 | 0
261 | 7000028365 | 870 | 1820 | 10 | PMU & associated items (Bassi) | 170000502 | 998713 |  | 18 |  | Service:- Phasor Measurement Unit (PMU) | EA | 2 |  | INCLUDED | 0 | 0 | 0 | 0 | 0
262 | 7000028365 | 870 | 1820 | 20 | PMU & associated items (Bassi) | 170000530 | 998734 |  | 18 |  | WAMS TIME SYSTEM(GPS RECEIVER) | EA | 2 |  | INCLUDED | 0 | 0 | 0 | 0 | 0
263 | 7000028365 | 870 | 1820 | 30 | PMU & associated items (Bassi) | 170004701 | 998734 |  | 18 |  | SUBSTATION GRADE Layer 2 LAN SWITCH | EA | 2 |  | INCLUDED | 0 | 0 | 0 | 0 | 0
264 | 7000028365 | 870 | 1820 | 40 | PMU & associated items (Bassi) | 170004700 | 998734 |  | 18 |  | SUBSTATION GRADE Layer 3 LAN SWITCH | EA | 1 |  | INCLUDED | 0 | 0 | 0 | 0 | 0
265 | 7000028365 | 870 | 1820 | 50 | PMU & associated items (Bassi) | 170000504 | 998713 |  | 18 |  | Services:- Armored Fibre Optic Cable and associated termination equipment | LOT | 1 |  | INCLUDED | 0 | 0 | 0 | 0 | 0
266 | 7000028365 | 870 | 1820 | 60 | PMU & associated items (Bassi) | 170003449 | 998316 |  | 18 |  | SUPPLY, INSTALLATION, TESTING AND COMMISSIONING OF LIU-FO PATCH PANEL-12 PORT | EA | 3 |  | INCLUDED | 0 | 0 | 0 | 0 | 0
267 | 7000028365 | 870 | 1820 | 70 | PMU & associated items (Bassi) | 170000501 | 998734 |  | 18 |  | Integration of PMU with the PDC (Phasor Data Concentrator) of RLDCs and respective SLDCs as required. | LOT | 1 |  | INCLUDED | 0 | 0 | 0 | 0 | 0
268 | 7000028365 | 980 | 1860 | 10 | RTU & associated items | 100007220 | 998734 |  | 18 |  | RTU base equipment comprising panels, racks, sub-racks, Power Supply modules, Communication Modules, interfacing equipment,required converters & all other required items/accessories including completewiring for all modules . | EA | 1 |  | INCLUDED | 0 | 0 | 0 | 0 | 0
269 | 7000028365 | 980 | 1860 | 20 | RTU & associated items | 170002934 | 998732 |  | 18 |  | CPU Cards for RTU | EA | 2 |  | INCLUDED | 0 | 0 | 0 | 0 | 0
270 | 7000028365 | 980 | 1860 | 30 | RTU & associated items | 170002935 | 998732 |  | 18 |  | Digital Input Module (16 CHANNEL) for RTU | EA | 3 |  | INCLUDED | 0 | 0 | 0 | 0 | 0
271 | 7000028365 | 980 | 1860 | 40 | RTU & associated items | 170002937 | 998732 |  | 18 |  | Analog Input Module for RTU | EA | 1 |  | INCLUDED | 0 | 0 | 0 | 0 | 0
272 | 7000028365 | 980 | 1860 | 50 | RTU & associated items | 170002938 | 998732 |  | 18 |  | Multi Function Transducers for RTU | EA | 2 |  | INCLUDED | 0 | 0 | 0 | 0 | 0
273 | 7000028365 | 980 | 1860 | 60 | RTU & associated items | 170003021 | 998732 |  | 18 |  | OLTC Transducer for RTU | EA | 1 |  | INCLUDED | 0 | 0 | 0 | 0 | 0
274 | 7000028365 | 980 | 1860 | 70 | RTU & associated items | 170003022 | 998732 |  | 18 |  | Contact Multiflying Relays (CMRs) FOR RTU | EA | 39 |  | INCLUDED | 0 | 0 | 0 | 0 | 0
275 | 7000028365 | 980 | 1860 | 80 | RTU & associated items | 170003023 | 998732 |  | 18 |  | Time Sychronization Equipment without Display for RTU | SET | 1 |  | INCLUDED | 0 | 0 | 0 | 0 | 0
276 | 7000028365 | 980 | 1860 | 90 | RTU & associated items | 170003025 | 998732 |  | 18 |  | Supervisory Interface Cubicles(SIC) panel for mounting MFTs, CMR etc if required | SET | 1 |  | INCLUDED | 0 | 0 | 0 | 0 | 0
277 | 7000028365 | 980 | 1860 | 100 | RTU & associated items | 170003029 | 998732 |  | 18 |  | Cables for RTU | LOT | 1 |  | INCLUDED | 0 | 0 | 0 | 0 | 0
278 | 7000028365 | 980 | 1860 | 110 | RTU & associated items | 170003016 | 998734 |  | 18 |  | Integration of RTU with Control Centres (Main and Backup) on IEC104/101 | LOT | 1 |  | INCLUDED | 0 | 0 | 0 | 0 | 0
279 | 7000028365 | 1040 | 1890 | 10 | Steel Structure | 100001210 | 995455 |  | 18 |  | Erection of Lattice Structures (MS Steel), to be designed during detailed engineering, for towers, beams and equipment supportstructure including pack plates / packwashers and gusset plates excluding fasteners and foundation bolts | MT | 108 |  | INCLUDED | 0 | 0 | 0 | 0 | 0
280 | 7000028365 | 1040 | 1890 | 20 | Steel Structure | 100001680 | 995455 |  | 18 |  | Erection of fasteners ( nuts, bolts and washers ) including step bolts for lattice and pipe structures to be designed duringdetailed engineering | MT | 5 |  | INCLUDED | 0 | 0 | 0 | 0 | 0
281 | 7000028365 | 1040 | 1890 | 30 | Steel Structure | 100001681 | 995455 |  | 18 |  | Erection of foundation bolts including nuts, checknut and washers for lattice and pipe structures to be designed during detailedengineering | MT | 10 |  | INCLUDED | 0 | 0 | 0 | 0 | 0
282 | 7000028365 | 1090 | 1910 | 10 | Civil Works | 100004518 | 995433 |  | 18 |  | Excavation in all kind of soil including rock for all leads and lifts, backfilling, disposal of surplus earth within a lead up to2Km as per technical specification. The surplus earth shall be roughly graded . | M3 | 4187 |  | INCLUDED | 0 | 0 | 0 | 0 | 0
283 | 7000028365 | 1090 | 1910 | 20 | Civil Works | 100001325 | 995454 |  | 18 |  | Providing and laying of Plain Cement Concrete (PCC) (1:4:8) | M3 | 134 |  | INCLUDED | 0 | 0 | 0 | 0 | 0
284 | 7000028365 | 1090 | 1910 | 30 | Civil Works | 100001326 | 995454 |  | 18 |  | Providing and laying of Plain Cement Concrete (PCC) (1:2:4) | M3 | 60 |  | INCLUDED | 0 | 0 | 0 | 0 | 0
285 | 7000028365 | 1090 | 1910 | 40 | Civil Works | 100001327 | 995454 |  | 18 |  | Providing and laying of Reinforced Cement Concrete M25 mix including pre cast, shuttering, Grouting of pockets & underpinning butexcluding steel reinforcement | M3 | 861 |  | INCLUDED | 0 | 0 | 0 | 0 | 0
286 | 7000028365 | 1090 | 1910 | 50 | Civil Works | 100001329 | 995454 |  | 18 |  | Steel Reinforcement | MT | 75 |  | INCLUDED | 0 | 0 | 0 | 0 | 0
287 | 7000028365 | 1090 | 1910 | 60 | Civil Works | 100001330 | 995428 |  | 18 |  | Stone filling (40 mm size) for transformer/Reactor foundation | M3 | 21 |  | INCLUDED | 0 | 0 | 0 | 0 | 0
288 | 7000028365 | 1090 | 1910 | 70 | Civil Works | 100001331 | 995455 |  | 18 |  | Misc. Structural steel including rails, embedments, edge protection angles, gratings etc. but excluding the reinforcement steel andsteel for lattice and pipe structures. | MT | 24 |  | INCLUDED | 0 | 0 | 0 | 0 | 0
289 | 7000028365 | 1090 | 1910 | 80 | Civil Works | 100001714 | 995428 |  | 18 |  | Stone spreading in switchyard excluding PCC | M2 | 6500 |  | INCLUDED | 0 | 0 | 0 | 0 | 0
290 | 7000028365 | 1090 | 1910 | 90 | Civil Works | 100001712 | 995428 |  | 18 |  | Removing,cleaning and washing of existing stones and respreading of stones in switchyard excluding PCC | M2 | 2000 |  | INCLUDED | 0 | 0 | 0 | 0 | 0
291 | 7000028365 | 1090 | 1910 | 100 | Civil Works | 100001713 | 995424 |  | 18 |  | Antiweed treatment | M2 | 8500 |  | INCLUDED | 0 | 0 | 0 | 0 | 0
292 | 7000028365 | 1090 | 1910 | 110 | Civil Works | 100048595 | 995423 |  | 18 |  | Providing & laying non-woven Geo-synthetics fabric of minimum 200 GSM in separration layer between sub garde and stone spreading inswitchyard as per Technical Specification and direction of Engineer-in-Charge. | M2 | 8500 |  | INCLUDED | 0 | 0 | 0 | 0 | 0
293 | 7000028365 | 1090 | 1910 | 120 | Civil Works | 100054773 | 995454 |  | 18 |  | External finishing/ painting of fire wall with cement wash | M2 | 240 |  | INCLUDED | 0 | 0 | 0 | 0 | 0
294 | 7000028365 | 1090 | 1910 | 130 | Civil Works | 100008110 | 995421 |  | 18 |  | 3.75m wide Bitumen road with earthen shoulder including 100 mm dia RCC Hume Pipe @ 100 metre interval as per drawing and TS (as perDSR item no 16.35 and 16.30.1) and including 225 mm thick WBM in three equal layers of 75 mm each as per CPWD specification. | M2 | 188 |  | INCLUDED | 0 | 0 | 0 | 0 | 0
295 | 7000028365 | 1090 | 1910 | 140 | Civil Works | 100001457 | 995421 |  | 18 |  | Construction of rail cum road as per drawing including all item such as excavation,compactions, rolling watering, WBM etc. butexcluding concrete reinforcement and structural steel-Section having four rails for auto transformer. | M2 | 92 |  | INCLUDED | 0 | 0 | 0 | 0 | 0
296 | 7000028365 | 1090 | 1910 | 150 | Civil Works | 100008611 | 995477 |  | 18 |  | Swtichyard fencing: Providing and fixing fencing of GI barbed wire consisting of galvanized MS tubular posts at 3 m intervals; GIbarded wire shall run horizontally from post to post at a spacing of 300 mm (vertically) and a cross formation in each panel,complete as per technical specification and drawing. | M | 250 |  | INCLUDED | 0 | 0 | 0 | 0 | 0
297 | 7000028365 | 1090 | 1910 | 160 | Civil Works | 100001392 | 995455 |  | 18 |  | Switchyard Gate excluding Concrete | EA | 1 |  | INCLUDED | 0 | 0 | 0 | 0 | 0
298 | 7000028365 | 1090 | 1910 | 170 | Civil Works | 100020960 | 995461 |  | 18 |  | RCC culvert crossings including supplying and laying hume pipe 250mm dia of grade (NP-3) excluding concrete as per specification. | M | 20 |  | INCLUDED | 0 | 0 | 0 | 0 | 0
299 | 7000028365 | 1090 | 1910 | 180 | Civil Works | 100020961 | 995461 |  | 18 |  | RCC culvert crossings including supplying and laying hume pipe 300mm dia of grade (NP-3) excluding concrete as per specification. | M | 20 |  | INCLUDED | 0 | 0 | 0 | 0 | 0
300 | 7000028365 | 1090 | 1910 | 190 | Civil Works | 100020962 | 995461 |  | 18 |  | RCC culvert crossings including supplying and laying hume pipe 450mm dia of grade (NP-3) excluding concrete as per specification. | M | 20 |  | INCLUDED | 0 | 0 | 0 | 0 | 0
301 | 7000028365 | 1090 | 1910 | 200 | Civil Works | 100001409 | 995462 |  | 18 |  | Supplying and erecting dewatering pumps-5 HP | EA | 3 |  | INCLUDED | 0 | 0 | 0 | 0 | 0
302 | 7000028365 | 1090 | 1910 | 210 | Civil Works | 100015791 | 995454 |  | 18 |  | All civil works for Drains construction of Section A-A including crossings if any as per technical specification and tender drawingscomplete in all respect with all labour and materials. | M | 200 |  | INCLUDED | 0 | 0 | 0 | 0 | 0
303 | 7000028365 | 1090 | 1910 | 220 | Civil Works | 100015792 | 995454 |  | 18 |  | All civil works for Drains construction of Section B-B including crossings if any as per technical specification and tender drawingscomplete in all respect with all labour and materials. | M | 170 |  | INCLUDED | 0 | 0 | 0 | 0 | 0
304 | 7000028365 | 1090 | 1910 | 230 | Civil Works | 100015793 | 995454 |  | 18 |  | All civil works for Drains construction of Section C-C including crossings if any as per technical specification and tender drawingscomplete in all respect with all labour and materials. | M | 170 |  | INCLUDED | 0 | 0 | 0 | 0 | 0
305 | 7000028365 | 1090 | 1910 | 240 | Civil Works | 100015794 | 995454 |  | 18 |  | All civil works for Drains construction of Section D-D including crossings if any as per technical specification and tender drawingscomplete in all respect with all labour and materials. | M | 160 |  | INCLUDED | 0 | 0 | 0 | 0 | 0
306 | 7000028365 | 1090 | 1910 | 250 | Civil Works | 100003437 | 995454 |  | 18 |  | Switchyard Panel Room - Civil Works. All civil works as per drawing and specifications complete, including - brickwork, finishing(external and internal), windows etc. However, excavation, PCC, RCC and reinforcement shall be paid separately as per BPS. | M2 | 30 |  | INCLUDED | 0 | 0 | 0 | 0 | 0
307 | 7000028365 | 1090 | 1910 | 260 | Civil Works | 100002911 | 995432 |  | 18 |  | Earthwork in excavation & filling in all types of soil and soft/disintegrated rock in open areas/nallas/channels, to the requiredslopes, shapes, levels, elevations and profile, including trimming of bottom and slopes of excavation, bailing out rain(dewatering), pumping, removal of slush, preparing embankments/marginal banks, loosening, dressing, spreading material in layers notexceeding 200mm, as per direction of Engineer-in-Charge, water flooding, compacting to achieve 95% consolidation at optimum moisturecontent, finishing etc. all complete, for all leads and lifts within leveling boundary, including disposal of surplus earth andstacking of unsuitable material within a lead of 2.0 Km beyond substation boundary, with all labour, material, tools, tackles andequipment, safeguards and incidentals, Royalty,taxes etc. as necessary, as per drawings, specification and directions of theEngineer-in-Charge. Clearing of jungle is included in this item. (Only excavation/cutting will be measured for payment purpose.) | M3 | 9375 |  | INCLUDED | 0 | 0 | 0 | 0 | 0
308 | 7000028365 | 1090 | 1910 | 270 | Civil Works | 100002583 | 995432 |  | 18 |  | Supply of earth (excluding rock & boulders) at site including royalty, carriage and filling in specified areas in layers notexceeding 200mm in depth, compacting under optimum moisture condition to achieve 95% of Proctor density, finishing etc. allcomplete, for all leads & lifts, with all labour, material, tools, tackles, equipments, safeguards & incidentals as necessary as perdrawings, specification and direction of the Engineer- in- Charge. | M3 | 2344 |  | INCLUDED | 0 | 0 | 0 | 0 | 0
309 | 7000028365 | 1090 | 1910 | 280 | Civil Works | 100001478 | 995454 |  | 18 |  | Cable Trench including all types of crossings, all metallic works and sump pit including concrte and reinforcement steel Section 2-2 | M | 50 |  | INCLUDED | 0 | 0 | 0 | 0 | 0
310 | 7000028365 | 1090 | 1910 | 290 | Civil Works | 100016667 | 995451 |  | 18 |  | Cable Trench including all types of crossings, all metallic works and sump pit including concrete and reinforcement steel Section2A-2A | M | 30 |  | INCLUDED | 0 | 0 | 0 | 0 | 0
311 | 7000028365 | 1090 | 1910 | 300 | Civil Works | 100001479 | 995454 |  | 18 |  | Cable Trench including all types of crossings, all metallic works and sump pit including concrte and reinforcement steel Section 3-3 | M | 75 |  | INCLUDED | 0 | 0 | 0 | 0 | 0
312 | 7000028365 | 1090 | 1910 | 310 | Civil Works | 100001480 | 995454 |  | 18 |  | Cable Trench including all types of crossings, all metallic works and sump pit including concrte and reinforcement steel Section 4-4 | M | 30 |  | INCLUDED | 0 | 0 | 0 | 0 | 0
313 | 7000028365 | 1090 | 1910 | 320 | Civil Works | 100001721 | 995428 |  | 18 |  | Supplying, filling and compacting stone boulders mixed with sand under foundations, roads, cable trenches, drains etc in layers notexceeding 250mm thickness including ramming, watering compacting | M3 | 241 |  | INCLUDED | 0 | 0 | 0 | 0 | 0
314 | 7000028365 | 1090 | 1910 | 330 | Civil Works | 100007097 | 995454 |  | 18 |  | Dry stone pitching 22.5 cm thick including supply of stones and preparing surface complete including construction of 600 mm high and230 mm wide cement concrete (1:3:6) (1 cement : 3 coarse sand (zone-III) : 6 graded stone aggregate 20 mm nominal size) toe wall atthe lowest portion of stone pitching area etc. completed as per theinstruction of Engineer-In-Charge. . | M2 | 1260 |  | INCLUDED | 0 | 0 | 0 | 0 | 0
315 | 7000028365 | 1090 | 1910 | 340 | Civil Works | 100003295 | 995429 |  | 18 |  | Dismantling of RCC in foundation including disposal of debris and reinforcement bars of dismantled RCC works within substationboundaries as per direction of enginner incahrge | M3 | 50 |  | INCLUDED | 0 | 0 | 0 | 0 | 0
316 | 7000028365 | 1090 | 1910 | 350 | Civil Works | 100003121 | 995429 |  | 18 |  | Dismantling of Chain Link fencing and disposal of unserviceable material and stackinmg of serviceable material with in S/S Boundaryas per direction of site-In-charge. | M | 100 |  | INCLUDED | 0 | 0 | 0 | 0 | 0
317 | 7000028365 | 1090 | 1910 | 360 | Civil Works | 100001575 | 995429 |  | 18 |  | Dismantling and Re-erection of LM | EA | 2 |  | INCLUDED | 0 | 0 | 0 | 0 | 0
2: Total; 16=14*15: 0 |  | 0 |  |  | 0
# | In case the bidder leaves the cell for confirmation of the SAC and/or GST rate “blank”, the SAC and corresponding GST rate indicated by the Employer shall be deemed to be the one confirmed by the Bidder.
| Date | [10 empty] | Printed Name
| Place | [10 empty] | Designation
0

## Sch-4
Spec. No.:CC/NT/W-AIS/DOM/A00/24/11485 | [14 empty] | Schedule - 4
400kV AIS Substation Package SS-134 for a)Augmentation of Transformation capacity at 400/220kV Bassi (PG), b)Augmentation of Transformation capacity at 400/220kV Malerkotla (PG), c)Implementation of 1 No of 400kV Line Bay at 765/400/220kV Bhadla-III PS for Interconnection of M/s ReNew Solar (Shakti Six) Pvt Ltd, d)Upgradation of 400kV bay Equipment s at Maheshwaram (PG) GIS end, e)Upgradation of 400kV Bay equipment at Hyderabad (AIS) end, f)Upgradation of 400kV bay Equipment at Somanhalli end, g)Upgradation of 400kV Bay equipment at Bidadi (GIS) end
(SCHEDULE OF RATES AND PRICES )
BIDDER:
JOINT VENTURE OF 0 & 0 | [12 empty] | To:
Bidder’s Name and Address (Lead Partner) : | [12 empty] | Contract Services
Name : | [12 empty] | Power Grid Corporation of India Ltd.,
Address : | [12 empty] | "Saudamini", Plot No.-2
Sector-29,
Gurgaon (Haryana) - 122001
Training Charges :
SI. No. | PR No | Line Item No | Activity Header | PR Activity No | Activity Description | Service Code | SAC (Service Accounting Codes) | Whether SAC in column ‘…’ is confirmed. If not indicate applicable the SAC # | Rate of GST applicable ( in %) | Whether rate of GST in column ‘---’ is confirmed. If not indicate applicable rate of GST # | Description | Unit | Quantity | Unit Charges | Total Charges
1 | 2 | 3 | 4 | 5 | 6 | 7 | 8 | 9 | 10 | 11 | 12 | 13 | 14 | 15 | 16=14*15
NOT APPLICABLE
NOTE: To and fro charges and accommodation for the Instructor (Trainer) and Training material for the Trainees shall be included in the prices quoted by the bidder.
# In case the bidder leaves the cell for confirmation of the SAC and/or GST rate “blank” “blank”, the SAC and corresponding GST rate indicated by the Employer shall be deemed to be the one confirmed by the Bidder
Date
| Place | [9 empty] | Printed Name
Designation

## Sch-5
Spec. No.:CC/NT/W-AIS/DOM/A00/24/11485 |  |  |  | Schedule - 5
400kV AIS Substation Package SS-134 for a)Augmentation of Transformation capacity at 400/220kV Bassi (PG), b)Augmentation of Transformation capacity at 400/220kV Malerkotla (PG), c)Implementation of 1 No of 400kV Line Bay at 765/400/220kV Bhadla-III PS for Interconnection of M/s ReNew Solar (Shakti Six) Pvt Ltd, d)Upgradation of 400kV bay Equipment s at Maheshwaram (PG) GIS end, e)Upgradation of 400kV Bay equipment at Hyderabad (AIS) end, f)Upgradation of 400kV bay Equipment at Somanhalli end, g)Upgradation of 400kV Bay equipment at Bidadi (GIS) end
(SUMMARY OF TAXES & DUTIES APPLICABLE ON PLANT & EQUIPMENT)
BIDDER:
JOINT VENTURE OF 0 & 0 |  |  | To:
Bidder’s Name and Address (Lead Partner) : |  |  | Contract Services
Name : |  |  | Power Grid Corporation of India Ltd.,
Address : |  |  | "Saudamini", Plot No.-2
Sector-29,
Gurgaon (Haryana) - 122001
Sl. No. | Item Nos. |  | Total Price (INR) |  | After Discount |  | After MPDiscount
1 | TOTAL GST on Goods |  | 0 |  | Excise Duty | #REF! | Excise Duty | #REF!
Total GST for Supply of Goods (inter-alia including Type Test Charges) between the Contractor and the Employer (identified in Schedule 1') which are not included in the Ex-works price as per the provision of the Bidding Documents, as applicable.
2 | TOTAL GST on Services |  | 0 |  | Sales Tax | 0 | Sales Tax | 0
| Total GST on Installation Services (indentified in Schedule-3) and Training to be imparted in India (identified in Schedule-4) which are not included in the Installation and Training charges as per the provision of the Bidding Documents, as applicable |  |  |  | #REF! | 0 | #REF! | 0
| GRAND TOTAL [1+2] |  | 0
Date : |  | Printed Name :
Place : |  | Designation :
Click for Sch-6

## Sch-5 after discount
Spec. No.:CC/NT/W-AIS/DOM/A00/24/11485 |  |  |  | Schedule - 5 (after discount)
400kV AIS Substation Package SS-134 for a)Augmentation of Transformation capacity at 400/220kV Bassi (PG), b)Augmentation of Transformation capacity at 400/220kV Malerkotla (PG), c)Implementation of 1 No of 400kV Line Bay at 765/400/220kV Bhadla-III PS for Interconnection of M/s ReNew Solar (Shakti Six) Pvt Ltd, d)Upgradation of 400kV bay Equipment s at Maheshwaram (PG) GIS end, e)Upgradation of 400kV Bay equipment at Hyderabad (AIS) end, f)Upgradation of 400kV bay Equipment at Somanhalli end, g)Upgradation of 400kV Bay equipment at Bidadi (GIS) end
(SUMMARY OF TAXES & DUTIES APPLICABLE ON PLANT & EQUIPMENT)
BIDDER:
JOINT VENTURE OF 0 & 0 |  |  | To:
Bidder’s Name and Address (Lead Partner) : |  |  | Contract Services
Name : |  |  | Power Grid Corporation of India Ltd.,
Address : |  |  | "Saudamini", Plot No.-2
Sector-29,
Gurgaon (Haryana) - 122001
Sl. No. | Item Nos. |  | Total Price (INR)
1 | TOTAL GST on Goods |  | 0
Total GST for Supply of Goods (inter-alia including Type Test Charges) between the Contractor and the Employer (identified in Schedule 1') which are not included in the Ex-works price as per the provision of the Bidding Documents, as applicable.
2 | TOTAL GST on Services |  | 0
Total GST on Installation Services (indentified in Schedule-3) and Training to be imparted in India (identified in Schedule-4) which are not included in the Installation and Training charges as per the provision of the Bidding Documents, as applicable
| GRAND TOTAL [1+2] |  | 0
Date : |  | Printed Name :
Place : |  | Designation :
Click for Sch-6

## Sch-6
Spec. No.:CC/NT/W-AIS/DOM/A00/24/11485 |  |  | Schedule - 6
400kV AIS Substation Package SS-134 for a)Augmentation of Transformation capacity at 400/220kV Bassi (PG), b)Augmentation of Transformation capacity at 400/220kV Malerkotla (PG), c)Implementation of 1 No of 400kV Line Bay at 765/400/220kV Bhadla-III PS for Interconnection of M/s ReNew Solar (Shakti Six) Pvt Ltd, d)Upgradation of 400kV bay Equipment s at Maheshwaram (PG) GIS end, e)Upgradation of 400kV Bay equipment at Hyderabad (AIS) end, f)Upgradation of 400kV bay Equipment at Somanhalli end, g)Upgradation of 400kV Bay equipment at Bidadi (GIS) end
(GRAND SUMMARY)
BIDDER:
JOINT VENTURE OF 0 & 0 |  |  | To:
Bidder’s Name and Address (Lead Partner) : |  |  | Contract Services
Name : |  |  | Power Grid Corporation of India Ltd.,
Address : |  |  | "Saudamini", Plot No.-2
Sector-29,
Gurgaon (Haryana) - 122001
Sl. No. | Description |  | Total Price (INR)
1 | TOTAL SCHEDULE NO. 1 |  | 0
Ex-works price of Plant and Equipment including Type Test Charges
2 | TOTAL SCHEDULE NO. 2 |  | 0
Local Transportation, In-transit Insurance, loading and unloading
3 | TOTAL SCHEDULE NO. 3 |  | 0
Installation Charges
4 | TOTAL SCHEDULE NO. 4 |  | Not Applicable
Training Charges
5 | TOTAL SCHEDULE NO. 5 |  | 0
Taxes and Duties
6 | TOTAL SCHEDULE NO. 7 |  | Not Applicable
Type Test Charges [Total of this Schedule is included in Schedule - 1 above.]
GRAND TOTAL [1+2+3+5]
0
Date : |  | Printed Name :
Place : |  | Designation :
Click for Sch-7

## Sch-6 After Discount (hidden)
Spec. No.:CC/NT/W-AIS/DOM/A00/24/11485 |  |  | Schedule - 6 After Discount
400kV AIS Substation Package SS-134 for a)Augmentation of Transformation capacity at 400/220kV Bassi (PG), b)Augmentation of Transformation capacity at 400/220kV Malerkotla (PG), c)Implementation of 1 No of 400kV Line Bay at 765/400/220kV Bhadla-III PS for Interconnection of M/s ReNew Solar (Shakti Six) Pvt Ltd, d)Upgradation of 400kV bay Equipment s at Maheshwaram (PG) GIS end, e)Upgradation of 400kV Bay equipment at Hyderabad (AIS) end, f)Upgradation of 400kV bay Equipment at Somanhalli end, g)Upgradation of 400kV Bay equipment at Bidadi (GIS) end
(GRAND SUMMARY)
#REF! |  |  | To:
Bidder’s Name and Address (Lead Partner) : |  |  | Contract Services
Name : |  |  | Power Grid Corporation of India Ltd.,
Address : |  |  | "Saudamini", Plot No.-2
Sector-29,
Gurgaon (Haryana) - 122001
Sl. No. | Description |  | Total Price (INR)
1 | TOTAL SCHEDULE NO. 1
Ex-works price of Plant and Equipment including Type Test Charges
2 | TOTAL SCHEDULE NO. 2
Local Transportation, Insurance and other Incidental Services
3 | TOTAL SCHEDULE NO. 3
Installation Charges
4 | TOTAL SCHEDULE NO. 4
Training Charges
5 | TOTAL SCHEDULE NO. 5
Taxes and Duties
6 | TOTAL SCHEDULE NO. 7
Type Test Charges [Total of this Schedule is included in Schedule - 1 above.]
GRAND TOTAL [1+2+3+4+5]
Date : |  | Printed Name :
Place : |  | Designation :
Click for Sch-7

## Sch-6 (After Discount)
Spec. No.:CC/NT/W-AIS/DOM/A00/24/11485 |  |  | Schedule - 6 (after discount)
400kV AIS Substation Package SS-134 for a)Augmentation of Transformation capacity at 400/220kV Bassi (PG), b)Augmentation of Transformation capacity at 400/220kV Malerkotla (PG), c)Implementation of 1 No of 400kV Line Bay at 765/400/220kV Bhadla-III PS for Interconnection of M/s ReNew Solar (Shakti Six) Pvt Ltd, d)Upgradation of 400kV bay Equipment s at Maheshwaram (PG) GIS end, e)Upgradation of 400kV Bay equipment at Hyderabad (AIS) end, f)Upgradation of 400kV bay Equipment at Somanhalli end, g)Upgradation of 400kV Bay equipment at Bidadi (GIS) end
(GRAND SUMMARY)
BIDDER:
JOINT VENTURE OF 0 & 0 |  |  | To:
Bidder’s Name and Address (Lead Partner) : |  |  | Contract Services
Name : |  |  | Power Grid Corporation of India Ltd.,
Address : |  |  | "Saudamini", Plot No.-2
Sector-29,
Gurgaon (Haryana) - 122001
Sl. No. | Description |  | Total Price (INR) | From Sch-6 | Discount Factors
1 | TOTAL SCHEDULE NO. 1 |  | 0 | 0 | 0
Ex-works price of Plant and Equipment including Type Test Charges
2 | TOTAL SCHEDULE NO. 2 |  | 0 | 0 | 0
Local Transportation, In-transit Insurance, loading and unloading
3 | TOTAL SCHEDULE NO. 3 |  | 0 | 0 | 0
Installation Charges
4 | TOTAL SCHEDULE NO. 4 |  | Not Applicable
Training Charges
5 | TOTAL SCHEDULE NO. 5 |  | 0
Taxes and Duties
6 | TOTAL SCHEDULE NO. 7 |  | Not Applicable
Type Test Charges [Total of this Schedule is included in Schedule - 1 above.]
GRAND TOTAL [1+2+3+5]
0
Date : |  | Printed Name :
Place : |  | Designation :
Click for Sch-7

## Sch-7
Spec. No.:CC/NT/W-AIS/DOM/A00/24/11485 | [11 empty] | Schedule 7
400kV AIS Substation Package SS-134 for a)Augmentation of Transformation capacity at 400/220kV Bassi (PG), b)Augmentation of Transformation capacity at 400/220kV Malerkotla (PG), c)Implementation of 1 No of 400kV Line Bay at 765/400/220kV Bhadla-III PS for Interconnection of M/s ReNew Solar (Shakti Six) Pvt Ltd, d)Upgradation of 400kV bay Equipment s at Maheshwaram (PG) GIS end, e)Upgradation of 400kV Bay equipment at Hyderabad (AIS) end, f)Upgradation of 400kV bay Equipment at Somanhalli end, g)Upgradation of 400kV Bay equipment at Bidadi (GIS) end | [12 empty] | As per Lum-sum |  | 0
(SCHEDULE OF RATES AND PRICES ) | [12 empty] | AS per Percent |  | #REF!
BIDDER:
JOINT VENTURE OF 0 & 0
| Bidder’s Name and Address (Lead Partner) : | [8 empty] | To:
| Name : | [8 empty] | Contract Services
| Address : | [8 empty] | Power Grid Corporation of India Ltd.,
"Saudamini", Plot No.-2
Sector-29,
Gurgaon (Haryana) - 122001
Type tests on Earthwire, Hardwar Fittings & accessories of conductor & earthwire:
SL. NO. | PR No | Line Item No | Code | HSN of the Equipment /item for which type test is to be conducted | Whether HSN in column ‘---’ is confirmed. If not indicate applicable the HSN code # | Rate of GST applicable ( in %) | Whether rate of GST in column ‘---’ is confirmed. If not indicate applicable rate of GST # | Description of Test | Unit | Quantity | Unit Test Charge | Total Test Charges (Rs.) |  | Total Test Charges After Discount (Rs.) |  | Dis Alert | Total Test Charges After MPD (Rs.)
NOT APPLICABLE
| Date | [5 empty] | Printed Name
| Place | [5 empty] | Designation
Spec. No.:CC/NT/W-AIS/DOM/A00/24/11485
400kV AIS Substation Package SS-134 for a)Augmentation of Transformation capacity at 400/220kV Bassi (PG), b)Augmentation of Transformation capacity at 400/220kV Malerkotla (PG), c)Implementation of 1 No of 400kV Line Bay at 765/400/220kV Bhadla-III PS for Interconnection of M/s ReNew Solar (Shakti Six) Pvt Ltd, d)Upgradation of 400kV bay Equipment s at Maheshwaram (PG) GIS end, e)Upgradation of 400kV Bay equipment at Hyderabad (AIS) end, f)Upgradation of 400kV bay Equipment at Somanhalli end, g)Upgradation of 400kV Bay equipment at Bidadi (GIS) end | [7 empty] | 0 | 0
(SCHEDULE OF RATES AND PRICES ) | [7 empty] | 0 | 0
#REF!
#REF! | [7 empty] | #REF! | #REF!
#REF! | [7 empty] | #REF! | #REF!
#REF! | [7 empty] | #REF! | #REF!
[8 empty] | #REF! | #REF!
[8 empty] | 0 | 0
SL. NO. | [7 empty] | Description of Test | #REF!
#REF! | [7 empty] | #REF! | #REF!
#REF! | [7 empty] | #REF!
#REF! | [7 empty] | #REF! | #REF!
#REF! | [7 empty] | #REF! | #REF!
[8 empty] | #REF! | #REF!
#REF! | [7 empty] | #REF!
#REF! | [7 empty] | #REF!
#REF! | [7 empty] | #REF!
#REF! | [7 empty] | #REF! | #REF!
#REF! | [7 empty] | #REF! | #REF!
#REF! | [7 empty] | #REF! | #REF!
#REF! | [7 empty] | #REF! | #REF!
[8 empty] | #REF! | #REF!
#REF! | [7 empty] | #REF!
#REF! | [7 empty] | #REF! | #REF!
#REF! | [7 empty] | #REF! | #REF!
#REF! | [7 empty] | #REF! | #REF!
#REF! | [7 empty] | #REF! | #REF!
[8 empty] | #REF! | #REF!
#REF! | [7 empty] | #REF!
#REF! | [7 empty] | #REF! | #REF!
#REF! | [7 empty] | #REF! | #REF!
#REF! | [7 empty] | #REF! | #REF!
[8 empty] | #REF! | #REF!
#REF! | [7 empty] | #REF!
#REF! | [7 empty] | #REF! | #REF!
#REF! | [7 empty] | #REF! | #REF!
#REF! | [7 empty] | #REF! | #REF!
[8 empty] | #REF! | #REF!
#REF! | [7 empty] | #REF!
#REF! | [7 empty] | #REF! | #REF!
#REF! | [7 empty] | #REF! | #REF!
#REF! | [7 empty] | #REF! | #REF!
#REF! | [7 empty] | #REF! | #REF!
[8 empty] | #REF! | #REF!
[8 empty] | #REF! | #REF!
#REF! | [7 empty] | #REF!
#REF! | [7 empty] | #REF!
#REF! | [7 empty] | #REF! | #REF!
#REF! | [7 empty] | #REF! | #REF!
#REF! | [7 empty] | #REF! | #REF!
[8 empty] | #REF! | #REF!
[8 empty] | #REF! | #REF!
#REF! | [7 empty] | #REF!
#REF! | [7 empty] | #REF!
#REF! | [7 empty] | #REF! | #REF!
#REF! | [7 empty] | #REF! | #REF!
#REF! | [7 empty] | #REF! | #REF!
#REF! | [7 empty] | #REF! | #REF!
#REF! | [7 empty] | #REF! | #REF!
[8 empty] | #REF! | #REF!
#REF! | [7 empty] | #REF!
#REF! | [7 empty] | #REF! | #REF!
#REF! | [7 empty] | #REF! | #REF!
#REF! | [7 empty] | #REF! | #REF!
#REF! | [7 empty] | #REF! | #REF!
#REF! | [7 empty] | #REF! | #REF!
#REF! | [7 empty] | #REF! | #REF!
[8 empty] | #REF! | #REF!
#REF! | [7 empty] | #REF!
#REF! | [7 empty] | #REF! | #REF!
#REF! | [7 empty] | #REF! | #REF!
#REF! | [7 empty] | #REF! | #REF!
#REF! | [7 empty] | #REF! | #REF!
#REF! | [7 empty] | #REF! | #REF!
#REF! | [7 empty] | #REF! | #REF!
#REF! | [7 empty] | #REF! | #REF!
#REF! | [7 empty] | #REF! | #REF!
#REF! | [7 empty] | #REF! | #REF!
[8 empty] | #REF! | #REF!
#REF! | [7 empty] | #REF!
#REF! | [7 empty] | #REF! | #REF!
#REF! | [7 empty] | #REF! | #REF!
#REF! | [7 empty] | #REF! | #REF!
[8 empty] | #REF! | #REF!
#REF! | [7 empty] | #REF!
#REF! | [7 empty] | #REF! | #REF!
#REF! | [7 empty] | #REF! | #REF!
#REF! | [7 empty] | #REF! | #REF!
[8 empty] | #REF! | #REF!
#REF! | [7 empty] | #REF!
#REF! | [7 empty] | #REF! | #REF!
#REF! | [7 empty] | #REF! | #REF!
[8 empty] | #REF! | #REF!
#REF! | [7 empty] | #REF!
#REF! | [7 empty] | #REF! | #REF!
#REF! | [7 empty] | #REF! | #REF!
#REF! | [7 empty] | #REF! | #REF!
#REF! | [7 empty] | #REF! | #REF!
#REF! | [7 empty] | #REF! | #REF!
#REF! | [7 empty] | #REF! | #REF!
[8 empty] | #REF! | #REF!
#REF! | [7 empty] | #REF!
#REF! | [7 empty] | #REF! | #REF!
#REF! | [7 empty] | #REF! | #REF!
#REF! | [7 empty] | #REF! | #REF!
#REF! | [7 empty] | #REF! | #REF!
#REF! | [7 empty] | #REF!
#REF! | [7 empty] | #REF! | #REF!
#REF! | [7 empty] | #REF! | #REF!
#REF! | [7 empty] | #REF! | #REF!
#REF! | [7 empty] | #REF! | #REF!
[8 empty] | #REF! | #REF!
[8 empty] | #REF! | #REF!
[8 empty] | #REF! | #REF!

## Discount
This letter of discount is optional. Bidder may / may not offer any discount.
Spec. No.:CC/NT/W-AIS/DOM/A00/24/11485 |  |  |  |  | Letter of Discount
LETTER OF DISCOUNT
To:
Contract Services | [6 empty] | Schedule 1 | 0
Power Grid Corporation of India Ltd., | [6 empty] | Schedule 2 | 0
"Saudamini", Plot No.-2 | [6 empty] | Schedule 3 | 0
Sector-29, (near IFFCO Chowk) | [6 empty] | Total | 0
Gurgaon (Haryana) - 122001
Subject : |  | 400kV AIS Substation Package SS-134 for a)Augmentation of Transformation capacity at 400/220kV Bassi (PG), b)Augmentation of Transformation capacity at 400/220kV Malerkotla (PG), c)Implementation of 1 No of 400kV Line Bay at 765/400/220kV Bhadla-III PS for Interconnection of M/s ReNew Solar (Shakti Six) Pvt Ltd, d)Upgradation of 400kV bay Equipment s at Maheshwaram (PG) GIS end, e)Upgradation of 400kV Bay equipment at Hyderabad (AIS) end, f)Upgradation of 400kV bay Equipment at Somanhalli end, g)Upgradation of 400kV Bay equipment at Bidadi (GIS) end
Dear Sir
With reference to the subject tender, we hereby offer unconditional discount on the prices quoted by us as per details given here below : | [5 empty] | Sch-1 | Sch-2 | Sch-3
| 1 | Discount on lum-sum basis on total price quoted by us without GST. [The discount shall be proportionately applicable on all the items of all the Schdules i.e. Sch-1 (without type test charges), Sch-2, Sch-3, Sch-4 & Sch-7] In Rs. |  |  |  | 0 | 0 | 0
| 2 | Discount on percent basis on total price quoted by us without GST. [The discount shall be proportionately applicable on all the items of all the Schdules i.e. Sch-1 (without type test charges), Sch-2 , Sch-3, Sch-4 & Sch-7] In Percent (%) |  |  |  | 0 | 0 | 0
| 3 | Discount on lum-sum basis on the Schedules as given below : [The discount shall be proportionately applicable on all the relevent items of the respective Schdules.] In Rs.
|  | Schedule-1 : Ex works prices |  | In Rs. |  | 0
|  | Schedule-2 : Local Transportation, In-transit Insurance, loading and unloading |  | In Rs. |  |  | 0
|  | Schedule-3 : Installation Charges |  | In Rs. |  |  |  | 0
|  | Schedule-4 : Training Charges |  | In Rs.
|  | Schedule-7 : Type Test Charges |  | In Rs.
| 4 | Discount on percent basis on the Schedules as given below : [The discount shall be proportionately applicable on all the relevent items of the respective Schdules.] In Percent (%)
|  | Schedule-1 : Ex works prices |  | In Percent (%) |  | 0
|  | Schedule-2 : Local Transportation, In-transit Insurance, loading and unloading |  | In Percent (%) |  |  | 0
|  | Schedule-3 : Installation Charges |  | In Percent (%) |  |  |  | 0
|  | Schedule-4 : Training Charges |  | In Percent (%)
|  | Schedule-7 : Type Test Charges |  | In Percent (%)
Discount(s) offered at sl. No. 1 to 4 will get displayed and accounted for automatically in the respective items of the Schedules.
| 5 | We hereby offer Multi-package discount as given below:
[6 empty] | 0 | 0 | 0 | 0 | 0
|  | Multi-Package Discount(s) offered at sl. No. 5 will not get automatically accounted for in the respective items of the Schedules. The same shall be worked out saparately for evaluation. |  |  |  | #DIV/0! | #DIV/0! | #DIV/0! | #DIV/0! | #REF!
[Discount will not be calculated authometrically. However, the same shall be considered during evaluation.]
Please consider this letter of discount as the integral part of our price bid.
Thanking you, we remain, | [5 empty] | 0 | 0 | 0
[5 empty] | Yours faithfully, | 0 | 0 | 0 | Discount Factors
For and on behalf of
Date : |  |  | Printed Name : | 0
Place : |  |  | Designation : | 0

## Octroi (hidden)
Details of Octroi
Sl No. | Description of Items | Amount on which Octroi is applicable | Rate of Octroi | Octroi
(1) | (2) | (3) | (4) | (5) =(3) x (4)
1 |  |  |  | 0
2 |  |  |  | 0
3 |  |  |  | 0
4 |  |  |  | 0
5 |  |  |  | 0
6 |  |  |  | 0
7 |  |  |  | 0
8 |  |  |  | 0
9 |  |  |  | 0
10 |  |  |  | 0
| Total |  |  | 0
Back to Sch 5

## Entry Tax (hidden)
Details of Entry Tax
Sl No. | Description of Items | Amount on which Entry Tax is applicable | Rate of Entry Tax | Entry Tax
(1) | (2) | (3) | (4) | (5) =(3) x (4)
1 |  |  |  | 0
2 |  |  |  | 0
3 |  |  |  | 0
4 |  |  |  | 0
5 |  |  |  | 0
6 |  |  |  | 0
7 |  |  |  | 0
8 |  |  |  | 0
9 |  |  |  | 0
10 |  |  |  | 0
| Total |  |  | 0
Back to Sch 5

## Other Taxes & Duties (hidden)
Details of Other Taxes & Duties
Sl No. | Description of Items | Amount on which Other Taxes & Duties are applicable | Description of Taxes & Duties | Rate of Taxes & Duties | Amount of Taxes & Duties
(1) | (2) | (3) | (4) | (5) | (6) =(3) x (4)
1 |  |  |  |  | 0
2 |  |  |  |  | 0
3 |  |  |  |  | 0
4 |  |  |  |  | 0
5 |  |  |  |  | 0
6 |  |  |  |  | 0
7 |  |  |  |  | 0
8 |  |  |  |  | 0
9 |  |  |  |  | 0
10 |  |  |  |  | 0
| Total |  |  |  | 0
Back to Sch 5

## Bid Form 2nd Envelope
Spec. No.:CC/NT/W-AIS/DOM/A00/24/11485 |  |  |  |  | Bid Form 2nd Envelope |  |  |  | Sole Bidder | 1 | st |  | 1 | January
[9 empty] | 0 | 2 | nd |  | 2 | February
BID FORM (Second Envelope) | [9 empty] | 3 | rd |  | 3 | March
[10 empty] | 4 | th |  | 4 | April
Bid Proposal Ref. No. | [9 empty] | 5 | th |  | 5 | May
Date : | [9 empty] | 6 | th | #VALUE! | 6 | June
[10 empty] | 7 | th | #VALUE! | 7 | July
To: | [9 empty] | 8 | th | #VALUE! | 8 | August
0 | [9 empty] | 9 | th | #VALUE! | 9 | September
Power Grid Corporation of India Ltd., | [9 empty] | 10 | th |  | 10 | October
"Saudamini", Plot No.-2 | [9 empty] | 11 | th |  | 11 | November
Sector-29, | [9 empty] | 12 | th |  | 12 | December
Gurgaon (Haryana) - 122001 | [9 empty] | 13 | th
[10 empty] | 14 | th
Name of Contract : |  | 400kV AIS Substation Package SS-134 for a)Augmentation of Transformation capacity at 400/220kV Bassi (PG), b)Augmentation of Transformation capacity at 400/220kV Malerkotla (PG), c)Implementation of 1 No of 400kV Line Bay at 765/400/220kV Bhadla-III PS for Interconnection of M/s ReNew Solar (Shakti Six) Pvt Ltd, d)Upgradation of 400kV bay Equipment s at Maheshwaram (PG) GIS end, e)Upgradation of 400kV Bay equipment at Hyderabad (AIS) end, f)Upgradation of 400kV bay Equipment at Somanhalli end, g)Upgradation of 400kV Bay equipment at Bidadi (GIS) end | [7 empty] | 15 | th
Dear Ladies and/or Gentlemen, | [9 empty] | 16 | th
1 | In continuation of First Envelope of our Bid, we hereby submit the Second Envelope of the Bid, both of which shall be read together and in conjunction with each other, and shall be construed as an integral part of our Bid. Accordingly, we the undersigned, offer to design, manufacture, test, deliver, install and commission (including carrying out Trial Operation, Performance & Guarantee Test as per provision of Technical Specification) under the above-named package in full conformity with the said Bidding Documents for the sum of Rs. 0/- () or such other sums as may be determined in accordance with the terms and conditions of the Bidding Documents |  |  |  |  | In continuation of First Envelope of our Bid, we hereby submit the Second Envelope of the Bid, both of which shall be read together and in conjunction with each other, and shall be construed as an integral part of our Bid. Accordingly, we the undersigned, offer to design, manufacture, test, deliver, install and commission (including carrying out Trial Operation, Performance & Guarantee Test as per provision of Technical Specification) under the above-named package in full conformity with the said Bidding Documents for the sum of Rs. |  |  |  | 17 | th
[6 empty] | 0 | /- (
)
| The above amounts are in accordance with the price schedules attached herewith and are made part of this bid. |  |  |  |  | or such other sums as may be determined in accordance with the terms and conditions of the Bidding Documents |  |  |  | 18 | th
2 | Price Schedules | [8 empty] | 19 | th
2.1 | In line with the requirements of the Bidding documents, we enclose herewith the following Price Schedules, duly filled - in as per your proforma: | [8 empty] | 20 | th
| Schedule 1 |  | Plant and Equipment (Including Mandatory Spare Parts) to be supplied, including Type Test Charges. | [6 empty] | 21 | st
| Schedule 2 |  | Local Transportation, In-transit Insurance, loading and unloading | [6 empty] | 22 | th
| Schedule 3 |  | Installation Charges. |  |  | Sole Bidder |  |  |  | 23 | th
| Schedule 4 |  | Training charges for training to be imparted. | [6 empty] | 24 | th
| Schedule 5 |  | Taxes and Duties not included in Schedule 1 | [6 empty] | 25 | th
| Schedule 6 |  | Grand Summary [Schedule 1to 5] | [6 empty] | 26 | th
| Schedule 7 |  | Break-up of Type Test Charges for Type Tests to be conducted | [6 empty] | 27 | th
2.2 | We are aware that the Price Schedules do not generally give a full description of the Work to be performed under each item and we shall be deemed to have read the Technical Specifications and other sections of the Bidding Documents and Drawings to ascertain the full scope of Work included in each item while filling-in the rates and prices. We agree that the entered rates and prices shall be deemed to include for the full scope as aforesaid, including overheads and profit. | [8 empty] | 28 | th
2.3 | We declare that as specified in Clause 11.5, Section –II:ITB, Vol.-I of the Bidding Documents, prices quoted by us in the Price Schedules shall be subject to Price Adjustment during the execution of Contract in accordance with Appendix-2 (Price Adjustment) to the Contract Agreement. | [8 empty] | 29 | th
2.4 | We understand that in the price schedules, where there are errors between the total of the amounts given under the column for the price Breakdown and the amount given under the Total Price, the former shall prevail and the latter will be corrected accordingly. We further understand that where there are discrepancies between amounts stated in figures and amounts stated in words, the amount stated in words shall prevail. Similarly, any discrepancy in the total bid price and that of the summation of Schedule price (price indicated in a Schedule indicating the total of that schedule), the total bid price shall be corrected to reflect the actual summation of the Schedule prices. | [8 empty] | 30 | th
2.5 | We declare that items left blank in the Schedules will be deemed to have been included in other items. The TOTAL for each Schedule and the TOTAL of Grand Summary shall be deemed to be the total price for executing the Facilities and sections thereof in complete accordance with the Contract, whether or not each individual item has been priced. | [8 empty] | 31 | st
3 | We confirm that except as otherwise specifically provided our Bid Prices in this Second Envelope include all taxes, duties, levies and charges as may be assessed on us/our Associate (applicable for Foreign Bidder), our Sub-Contractor/Sub-Vendor or their employees by all municipal, state or national government authorities in connection with the Facilities, in and outside of India.
3.1 | 100% of applicable Taxes and Duties i.e GST which are payable by the Employer under the Contract, shall be reimbursed by the Employer on production of satisfactory documentary evidence by the Contractor in accordance with the provisions of the Bidding Documents
3.2 | We further understand that notwithstanding 3.0 above, in case of award on us, you shall also bear and pay/reimburse to us, GST applicable on supplies by us to you, imposed on the Plant & Equipment including Mandatory Spare Parts to be incorporated into the Facilities including Type Test charges for Type test to be conducted in India specified in Schedule No. 1, Installation Services specified in Schedule No. 3 and Charges for Training to be imparted in India specified in Schedule No. 4 of the Price Schedule in this Second Envelope, by the Indian Laws.
3.3 | We confirm that we have also registered/we shall also get registered in the GST Network with a GSTIN in all the states where the project is located and the states from which we shall make our supply of goods.
4 | # (For Joint Venture only) We, the partners of Joint Venture submitting this bid, do agree and confirm that in case of Award of Contract on the Joint Venture, we shall be jointly and severally liable and responsible for the execution of the Contract in accordance with Contract terms and conditions.
5 | We, hereby, declare that only the persons or firms interested in this proposal as principals are named here and that no other persons or firms other than those mentioned herein have any interest in this proposal or in the Contract to be entered into, if the award is made on us, that this proposal is made without any connection with any other person, firm or party likewise submitting a proposal is in all respects for and in good faith, without collusion or fraud.
Thanking you, we remain,
Yours faithfully,
For and on behalf of test
Signature :
Date : |  |  |  | Printed Name : | 0
Place : |  |  |  | Designation : | 0
Common Seal :
Please provide additional information of the Bidder
Business Address :
Country of Incorporation :
State/Province to be indicated :
Name of Principal Officer :
Address of Principal Officer :
Note: Bidders may note that no prescribed proforma has been enclosed for Attachment 2 : Power of Attorney. Bidders may use their own proforma for furnishing the required information with the bid.
* * *
Back to Cover Page

## Contracts-Template (hidden)
Exworks
| Total Ex-Works Price Direct |  |  |  |  | 0
| Total Ex-Works Price Bought Out |  |  |  |  | 0
| Total Ex-Works Price |  |  |  |  | 0
| Total Type Test charges as per Schedule-7 |  |  |  |  | #REF!
| Total Ex-works Price including Type Test charges |  |  |  |  | #REF!
Note : | Specify amount of Excise Duty, Sales Tax/'VAT and other taxes payable on the transaction between the Contractor and the Employer and octroi/entry tax as applicable for destination site/state on all items of supply including bought-out finished items (to be identified in the Contract), which shall be dispatched directly from the sub-vendor’s works to the Employer’s site (sale-in-transit), separately in Schedule-5. Excise Duty, Sales tax and other levies for all the bought-out items are to be included in the EXW Price (Col. No. 5) only and not to be indicated in Schedule-5.
^ | If the item(s) quoted/considered as "Bought-out" in the bid are manufactured at Bidder's works and confirmed to be supplied under “Direct transaction” by the bidder, then the taxes and duties on such items shall be paid/reimbursed by POWERGRID in line with the provisions of Bidding Documents. For this purpose, at the time of award, the Ex-works price (exclusive of taxes & duties) shall be arrived at from the quoted Ex-works price (inclusive of taxes ad duties) by excluding taxes and duties applicable on such items, as on date of Bid opening, in case of supplies from manufacturer proposed in the bid. During contract execution, the taxes and duties on such items shall be paid/reimbursed at actuals, limited to the rates prevailing on date of Bid opening.
Date : | --
Place : |  |  | Printed Name : |  | --
Designation :
FandI
| Total F&I Price |  |  |  |  | (=SUM(I16:I27))
Date : | (='Sch-1'!B43)
Place : | (='Sch-1'!B44) |  | Printed Name : | (='Sch-1'!E44)
|  |  | Designation : | (='Sch-1'!E45)
service
| Total Installaiton Charges | [5 empty] | #REF!
Date : | (='Sch-1'!B43)
Place : | (='Sch-1'!B44) |  | Printed Name : | (='Sch-1'!E44)
|  |  | Designation : | (='Sch-1'!E45)
Training
Date : | (=IF('Sch-1'!B43=0,"", 'Sch-1'!B43)) |  | (="Printed Name : " & IF('Sch-1'!E44=0,"",'Sch-1'!E44))
Place : | (=IF('Sch-1'!B44=0,"", 'Sch-1'!B44)) |  | (="Designation : " & IF('Sch-1'!E45=0,"",'Sch-1'!E45))
Type test
| TOTAL TYPE TEST CHARGES |  |  |  |  | (=SUM(I17:I18))
Date : | (='Sch-1'!B43) | (="Printed Name : " & 'Sch-1'!E44)
Place : | (='Sch-1'!B44) | (="Designation : " & 'Sch-1'!E45)
Note : | Bidder should indicate the name of test laboratories where type tests are proposed to be conducted
Direct
Bought-out

## N-W (Cr.) (hidden)
#REF! |  |  | 0 |  | #REF! |  |  | 0 |  |  | #REF!
#REF!
INR
#REF! |  |  |  |  | #REF! | [5 empty] | #N/A
#N/A
#REF! | #REF! |  | 0 |  | #REF! | #REF! |  | 0
#REF! | #REF! | #REF! | 0 |  | #REF! | #REF! | #REF! | 0
#REF! | #REF! | #REF! | 0 |  | #REF! | #REF! | #REF! | 0 |  | #REF! | 0 | 0 | 0 | 0 | #REF! | plus
#REF! | #REF! | #REF! | 0 |  | #REF! | #REF! | #REF! | 0 |  | #REF! | 0 | 0 | 0 | 1 | #REF!
#REF! | #REF! | #REF! | 0 |  | #REF! | #REF! | #REF! | 0 |  | #REF! | 0 | 0 | 1 | 0 | #REF!
#REF! | #REF! | #REF! | 0 |  | #REF! | #REF! | #REF! | 0 |  | #REF! | 0 | 0 | 1 | 1 | #REF!
[10 empty] | #REF! | 0 | 1 | 0 | 0 | #REF!
1 | One |  | 1 | One | 1 | One |  | 1 | One | #REF! | 0 | 1 | 0 | 1 | #REF!
2 | Two |  | 2 | Two | 2 | Two |  | 2 | Two | #REF! | 0 | 1 | 1 | 0 | #REF!
3 | Three |  | 3 | Three | 3 | Three |  | 3 | Three | #REF! | 0 | 1 | 1 | 1 | #REF!
4 | Four |  | 4 | Four | 4 | Four |  | 4 | Four | #REF! | 1 | 0 | 0 | 0 | #REF!
5 | Five |  | 5 | Five | 5 | Five |  | 5 | Five | #REF! | 1 | 0 | 0 | 1 | #REF!
6 | Six |  | 6 | Six | 6 | Six |  | 6 | Six | #REF! | 1 | 0 | 1 | 0 | #REF!
7 | Seven |  | 7 | Seven | 7 | Seven |  | 7 | Seven | #REF! | 1 | 0 | 1 | 1 | #REF!
8 | Eight |  | 8 | Eight | 8 | Eight |  | 8 | Eight | #REF! | 1 | 1 | 0 | 0 | #REF!
9 | Nine |  | 9 | Nine | 9 | Nine |  | 9 | Nine | #REF! | 1 | 1 | 0 | 1 | #REF!
10 | Ten |  | 10 | Ten | 10 | Ten |  | 10 | Ten | #REF! | 1 | 1 | 1 | 0 | #REF!
11 | Eleven |  | 11 | Eleven | 11 | Eleven |  | 11 | Eleven | #REF! | 1 | 1 | 1 | 1 | #REF!
12 | Twelve |  | 12 | Twelve | 12 | Twelve |  | 12 | Twelve
13 | Thirteen |  | 13 | Thirteen | 13 | Thirteen |  | 13 | Thirteen
14 | Fourteen |  | 14 | Fourteen | 14 | Fourteen |  | 14 | Fourteen
15 | Fifteen |  | 15 | Fifteen | 15 | Fifteen |  | 15 | Fifteen
16 | Sixteen |  | 16 | Sixteen | 16 | Sixteen |  | 16 | Sixteen | #REF! | 0 | 0 | 0 | 0 | #REF! | +
17 | Seventeen |  | 17 | Seventeen | 17 | Seventeen |  | 17 | Seventeen | #REF! | 0 | 0 | 0 | 1 | #REF! | /- +
18 | Eighteen |  | 18 | Eighteen | 18 | Eighteen |  | 18 | Eighteen | #REF! | 0 | 0 | 1 | 0 | #REF! | /-
19 | Nineteen |  | 19 | Nineteen | 19 | Nineteen |  | 19 | Nineteen | #REF! | 0 | 0 | 1 | 1 | #REF!
20 | Twenty |  | 20 | Twenty | 20 | Twenty |  | 20 | Twenty | #REF! | 0 | 1 | 0 | 0 | #REF!
21 | Twenty One |  | 21 | Twenty One | 21 | Twenty One |  | 21 | Twenty One | #REF! | 0 | 1 | 0 | 1 | #REF!
22 | Twenty Two |  | 22 | Twenty Two | 22 | Twenty Two |  | 22 | Twenty Two | #REF! | 0 | 1 | 1 | 0 | #REF!
23 | Twenty Three |  | 23 | Twenty Three | 23 | Twenty Three |  | 23 | Twenty Three | #REF! | 0 | 1 | 1 | 1 | #REF!
24 | Twenty Four |  | 24 | Twenty Four | 24 | Twenty Four |  | 24 | Twenty Four | #REF! | 1 | 0 | 0 | 0 | #REF!
25 | Twenty Five |  | 25 | Twenty Five | 25 | Twenty Five |  | 25 | Twenty Five | #REF! | 1 | 0 | 0 | 1 | #REF!
26 | Twenty Six |  | 26 | Twenty Six | 26 | Twenty Six |  | 26 | Twenty Six | #REF! | 1 | 0 | 1 | 0 | #REF!
27 | Twenty Seven |  | 27 | Twenty Seven | 27 | Twenty Seven |  | 27 | Twenty Seven | #REF! | 1 | 0 | 1 | 1 | #REF!
28 | Twenty Eight |  | 28 | Twenty Eight | 28 | Twenty Eight |  | 28 | Twenty Eight | #REF! | 1 | 1 | 0 | 0 | #REF!
29 | Twenty Nine |  | 29 | Twenty Nine | 29 | Twenty Nine |  | 29 | Twenty Nine | #REF! | 1 | 1 | 0 | 1 | #REF!
30 | Thirty |  | 30 | Thirty | 30 | Thirty |  | 30 | Thirty | #REF! | 1 | 1 | 1 | 0 | #REF!
31 | Thirty One |  | 31 | Thirty One | 31 | Thirty One |  | 31 | Thirty One | #REF! | 1 | 1 | 1 | 1 | #REF!
32 | Thirty Two |  | 32 | Thirty Two | 32 | Thirty Two |  | 32 | Thirty Two
33 | Thirty Three |  | 33 | Thirty Three | 33 | Thirty Three |  | 33 | Thirty Three
34 | Thirty Four |  | 34 | Thirty Four | 34 | Thirty Four |  | 34 | Thirty Four
35 | Thirty Fivr |  | 35 | Thirty Fivr | 35 | Thirty Fivr |  | 35 | Thirty Fivr
36 | Thirty Six |  | 36 | Thirty Six | 36 | Thirty Six |  | 36 | Thirty Six
37 | Thirty Seven |  | 37 | Thirty Seven | 37 | Thirty Seven |  | 37 | Thirty Seven
38 | Thirty Eight |  | 38 | Thirty Eight | 38 | Thirty Eight |  | 38 | Thirty Eight
39 | Thirty Nine |  | 39 | Thirty Nine | 39 | Thirty Nine |  | 39 | Thirty Nine
40 | Forty |  | 40 | Forty | 40 | Forty |  | 40 | Forty
41 | Forty One |  | 41 | Forty One | 41 | Forty One |  | 41 | Forty One
42 | Forty Two |  | 42 | Forty Two | 42 | Forty Two |  | 42 | Forty Two
43 | Forty Three |  | 43 | Forty Three | 43 | Forty Three |  | 43 | Forty Three
44 | Forty Four |  | 44 | Forty Four | 44 | Forty Four |  | 44 | Forty Four
45 | Forty Five |  | 45 | Forty Five | 45 | Forty Five |  | 45 | Forty Five
46 | Forty Six |  | 46 | Forty Six | 46 | Forty Six |  | 46 | Forty Six
47 | Forty Seven |  | 47 | Forty Seven | 47 | Forty Seven |  | 47 | Forty Seven
48 | Forty Eight |  | 48 | Forty Eight | 48 | Forty Eight |  | 48 | Forty Eight
49 | Forty Nine |  | 49 | Forty Nine | 49 | Forty Nine |  | 49 | Forty Nine
50 | Fifty |  | 50 | Fifty | 50 | Fifty |  | 50 | Fifty
51 | Fifty One |  | 51 | Fifty One | 51 | Fifty One |  | 51 | Fifty One
52 | Fifty Two |  | 52 | Fifty Two | 52 | Fifty Two |  | 52 | Fifty Two
53 | Fifty Three |  | 53 | Fifty Three | 53 | Fifty Three |  | 53 | Fifty Three
54 | Fifty Four |  | 54 | Fifty Four | 54 | Fifty Four |  | 54 | Fifty Four
55 | Fifty Five |  | 55 | Fifty Five | 55 | Fifty Five |  | 55 | Fifty Five
56 | Fifty Six |  | 56 | Fifty Six | 56 | Fifty Six |  | 56 | Fifty Six
57 | Fifty Seven |  | 57 | Fifty Seven | 57 | Fifty Seven |  | 57 | Fifty Seven
58 | Fifty Eight |  | 58 | Fifty Eight | 58 | Fifty Eight |  | 58 | Fifty Eight
59 | Fifty Nine |  | 59 | Fifty Nine | 59 | Fifty Nine |  | 59 | Fifty Nine
60 | Sixty |  | 60 | Sixty | 60 | Sixty |  | 60 | Sixty
61 | Sixty One |  | 61 | Sixty One | 61 | Sixty One |  | 61 | Sixty One
62 | Sixty Two |  | 62 | Sixty Two | 62 | Sixty Two |  | 62 | Sixty Two
63 | Sixty Three |  | 63 | Sixty Three | 63 | Sixty Three |  | 63 | Sixty Three
64 | Sixty Four |  | 64 | Sixty Four | 64 | Sixty Four |  | 64 | Sixty Four
65 | Sixty Five |  | 65 | Sixty Five | 65 | Sixty Five |  | 65 | Sixty Five
66 | Sixty Six |  | 66 | Sixty Six | 66 | Sixty Six |  | 66 | Sixty Six
67 | Sixty Seven |  | 67 | Sixty Seven | 67 | Sixty Seven |  | 67 | Sixty Seven
68 | Sixty Eight |  | 68 | Sixty Eight | 68 | Sixty Eight |  | 68 | Sixty Eight
69 | Sixty Nine |  | 69 | Sixty Nine | 69 | Sixty Nine |  | 69 | Sixty Nine
70 | Seventy |  | 70 | Seventy | 70 | Seventy |  | 70 | Seventy
71 | Seventy One |  | 71 | Seventy One | 71 | Seventy One |  | 71 | Seventy One
72 | Seventy Two |  | 72 | Seventy Two | 72 | Seventy Two |  | 72 | Seventy Two
73 | Seventy Three |  | 73 | Seventy Three | 73 | Seventy Three |  | 73 | Seventy Three
74 | Seventy Four |  | 74 | Seventy Four | 74 | Seventy Four |  | 74 | Seventy Four
75 | Seventy Five |  | 75 | Seventy Five | 75 | Seventy Five |  | 75 | Seventy Five
76 | Seventy Six |  | 76 | Seventy Six | 76 | Seventy Six |  | 76 | Seventy Six
77 | Seventy Seven |  | 77 | Seventy Seven | 77 | Seventy Seven |  | 77 | Seventy Seven
78 | Seventy Eight |  | 78 | Seventy Eight | 78 | Seventy Eight |  | 78 | Seventy Eight
79 | Seventy Nine |  | 79 | Seventy Nine | 79 | Seventy Nine |  | 79 | Seventy Nine
80 | Eighty |  | 80 | Eighty | 80 | Eighty |  | 80 | Eighty
81 | Eighty One |  | 81 | Eighty One | 81 | Eighty One |  | 81 | Eighty One
82 | Eighty Two |  | 82 | Eighty Two | 82 | Eighty Two |  | 82 | Eighty Two
83 | Eighty Three |  | 83 | Eighty Three | 83 | Eighty Three |  | 83 | Eighty Three
84 | Eighty Four |  | 84 | Eighty Four | 84 | Eighty Four |  | 84 | Eighty Four
85 | Eighty Five |  | 85 | Eighty Five | 85 | Eighty Five |  | 85 | Eighty Five
86 | Eighty Six |  | 86 | Eighty Six | 86 | Eighty Six |  | 86 | Eighty Six
87 | Eighty Seven |  | 87 | Eighty Seven | 87 | Eighty Seven |  | 87 | Eighty Seven
88 | Eighty Eight |  | 88 | Eighty Eight | 88 | Eighty Eight |  | 88 | Eighty Eight
89 | Eighty Nine |  | 89 | Eighty Nine | 89 | Eighty Nine |  | 89 | Eighty Nine
90 | Ninety |  | 90 | Ninety | 90 | Ninety |  | 90 | Ninety
91 | Ninety One |  | 91 | Ninety One | 91 | Ninety One |  | 91 | Ninety One
92 | Ninety Two |  | 92 | Ninety Two | 92 | Ninety Two |  | 92 | Ninety Two
93 | Ninety Three |  | 93 | Ninety Three | 93 | Ninety Three |  | 93 | Ninety Three
94 | Ninety Four |  | 94 | Ninety Four | 94 | Ninety Four |  | 94 | Ninety Four
95 | Ninety Five |  | 95 | Ninety Five | 95 | Ninety Five |  | 95 | Ninety Five
96 | Ninety Six |  | 96 | Ninety Six | 96 | Ninety Six |  | 96 | Ninety Six
97 | Ninety Seven |  | 97 | Ninety Seven | 97 | Ninety Seven |  | 97 | Ninety Seven
98 | Ninety Eight |  | 98 | Ninety Eight | 98 | Ninety Eight |  | 98 | Ninety Eight
99 | Ninety Nine |  | 99 | Ninety Nine | 99 | Ninety Nine |  | 99 | Ninety Nine
100 | One Hundred |  | 100 | One Hundred | 100 | One Hundred |  | 100 | One Hundred
BG VALUE:
#REF!
#REF!
#REF! | #REF!
#REF! | #REF! | #REF!
#REF! | #REF! | #REF!
#REF! | #REF! | #REF!
#REF! | #REF! | #REF!
#REF! | #REF! | #REF!
1 | One
2 | Two
3 | Three
4 | Four
5 | Five
6 | Six
7 | Seven
8 | Eight
9 | Nine
10 | Ten
11 | Eleven
12 | Twelve
13 | Thirteen
14 | Fourteen
15 | Fifteen
16 | Sixteen
17 | Seventeen
18 | Eighteen
19 | Nineteen
20 | Twenty
21 | Twenty One
22 | Twenty Two
23 | Twenty Three
24 | Twenty Four
25 | Twenty Five
26 | Twenty Six
27 | Twenty Seven
28 | Twenty Eight
29 | Twenty Nine
30 | Thirty
31 | Thirty One
32 | Thirty Two
33 | Thirty Three
34 | Thirty Four
35 | Thirty Fivr
36 | Thirty Six
37 | Thirty Seven
38 | Thirty Eight
39 | Thirty Nine
40 | Forty
41 | Forty One
42 | Forty Two
43 | Forty Three
44 | Forty Four
45 | Forty Five
46 | Forty Six
47 | Forty Seven
48 | Forty Eight
49 | Forty Nine
50 | Fifty
51 | Fifty One
52 | Fifty Two
53 | Fifty Three
54 | Fifty Four
55 | Fifty Five
56 | Fifty Six
57 | Fifty Seven
58 | Fifty Eight
59 | Fifty Nine
60 | Sixty
61 | Sixty One
62 | Sixty Two
63 | Sixty Three
64 | Sixty Four
65 | Sixty Five
66 | Sixty Six
67 | Sixty Seven
68 | Sixty Eight
69 | Sixty Nine
70 | Seventy
71 | Seventy One
72 | Seventy Two
73 | Seventy Three
74 | Seventy Four
75 | Seventy Five
76 | Seventy Six
77 | Seventy Seven
78 | Seventy Eight
79 | Seventy Nine
80 | Eighty
81 | Eighty One
82 | Eighty Two
83 | Eighty Three
84 | Eighty Four
85 | Eighty Five
86 | Eighty Six
87 | Eighty Seven
88 | Eighty Eight
89 | Eighty Nine
90 | Ninety
91 | Ninety One
92 | Ninety Two
93 | Ninety Three
94 | Ninety Four
95 | Ninety Five
96 | Ninety Six
97 | Ninety Seven
98 | Ninety Eight
99 | Ninety Nine
100 | One Hundred