## Basic (hidden)
Package Name | Transmission Line Tower Package-TW01 including Design & Testing of towers, Design of foundation, Supply of HTLS conductor, Composite long rod insulators, Earthwire/OPGW, Hardware Fittings, Accessories for Conductor & Earthwire for M/C portion of (i) 400 kV D/C (Twin HTLS) Navasari (New) (South Gujarat)-Kala line and (ii) 400 kV D/C (Twin HTLS) Navasari (New) (South Gujarat)-Magarwada line and for D/C portion of (i) 400 kV D/C (twin HTLS) Navasari (New) (South Gujarat)-Kala line (From M/c line common point near Magarwada SS to Kala SS) associated with Transmission Network Expansion in Gujarat to increase its ATC from ISTS: Part B.
Direct
Package Code | TW01 | Bought-out
Specification No. | Specification No. : 5002002268/TOWER/DOM/A00 - CC CS -1

## Cover
Price Schedules | Transmission Line Tower Package-TW01 including Design & Testing of towers, Design of foundation, Supply of HTLS conductor, Composite long rod insulators, Earthwire/OPGW, Hardware Fittings, Accessories for Conductor & Earthwire for M/C portion of (i) 400 kV D/C (Twin HTLS) Navasari (New) (South Gujarat)-Kala line and (ii) 400 kV D/C (Twin HTLS) Navasari (New) (South Gujarat)-Magarwada line and for D/C portion of (i) 400 kV D/C (twin HTLS) Navasari (New) (South Gujarat)-Kala line (From M/c line common point near Magarwada SS to Kala SS) associated with Transmission Network Expansion in Gujarat to increase its ATC from ISTS: Part B. |  | Transmission Line Package TW01
Specification No. : 5002002268/TOWER/DOM/A00 - CC CS -1
| 1 | Fill up only green shaded cells in Sch-1, Sch-2, Sch-3, Sch-5, Sch-7 and Bid Form 2nd Envelope.
| 2 | All the cells in Sch-4 & Sch-6 are auto filled, therefore no cell is required to be filled up there.
| 3 | Instructions / error messages, if any, will be displayed automatically after selecting the cell.
| 4 | After filling up all the schedues, save the file, take print out of all the schedules and Bid form and sign & stamp and submit them as hard copy of the 2nd envelope (Price part) of the bid. Also ensure to submit the soft copy of the the same file on CD/ DVD.
पावर ग्रिड कारपोरेशन ऑफ इण्डिया लिमिटेड
(भारत सरकार का उद्यम)
Power Grid Corporation of India Limited
(A Government of India Enterprises)
Click to skip Instructions & Proceed
Click for Detailed General Instructions
General guidelines for filling up the Price Schedules, Sch-1 to Sch-7

## Instructions (hidden)
General Instruction to the Bidders for filling up this workbook of Price Schedules for Package TW13
I | While filling up the worksheets following may please be observed :
| (i) | Fill up only green shaded cells.
| (ii) | Certain data type entries have been restricted, such as Numeric values or limits of numeric values.
| (iii) | Select only the options provided in pull down menus.
| (iv) | Do not link any cell of this work book with any other work book.
| (v) | Do not use copy & paste or cut & paste options for filling up the data.
| (vi) | Do not reformat any of the cell of the work book.
II | This Workbook consists of following worksheets :
Cover :
Opening page of the workbook.
Names of Bidder :
| ● | Select Sole Bidder or JV (Joint Venture) from the pull down menu. Do not leave this cell blank.
| ● | Select nos. of the JV Partners other than the Lead Partner from drop down menu.
| ● | In case of JV partners more than 2, enter details of 3rd & more partners along with details of 2nd partner.
| ● | Fill up names and address of the Sole Bidder and /or Joint Venture.
| ● | Fill up date in dd-mm-yyyy format from drop down menu.
| ● | Click for Sch-1 given at the right top of the worksheet to go to Sch-1.
Sch-1 (Ex-works Prices) :
| ● | Fill up unit rates for all the items in numeric values greater than 0 (zero). If unit rate is left blank, the corresponding item shall be deemed to be included in the total price.
| ● | Corresponding cell for mode of transaction shall be come enable only after filling up the unit rate, therefore first fill up the unit rate and then mode of transaction for the corresponding item.
| ● | Select either Direct or Bought-out from the drop down menu. Do not leave the cell blank the same shall be deemed to be Bought-out if the cell is left blank.
| ● | Total amount shall get calculated automatically.
| ● | Type Test charges shall appear automatically after filling up Sch-7 appropriately.
Sch-2 (Freight & Insurance Charges) :
| ● | Fill up unit rates for all the items in numeric values greater than 0 (zero). If unit rate is left blank, the corresponding item shall be deemed to be included in the total price.
| ● | Total amount shall get calculated automatically.
Sch-3 (Erection Charges) :
| ● | Fill up unit rates for all the items in numeric values greater than 0 (zero). If unit rate is left blank, the corresponding item shall be deemed to be included in the total price.
| ● | Total amount shall get calculated automatically.
Sch-4 (Training Charges) :
| ● | Not applicable, hence no cell is required to be filled up.
Sch-5 (Summary of Taxes and Duties applicable on the Goods) :
| ● | Fill up applicable rate of Excise Duty. The amount of Excise Duty on the items mentioned as Direct in the mode of transaction in Schedule-1 shall be calculated automatically at the rate mentioned by the bidder here.
| ● | Segregate and fill up the amount on which Sales Tax shall be applicable out of Ex-works supply items mentioned as direct in the mode of transaction in Schedule-1. Applicable Excise Duty on this amount will be calculated automatically at the rate mentioned by the bidder. Further, fill up the rate of applicable Sales Tax. Amount of Sales Tax shall be automatically calculated on the amount mentioned by the bidder as subjected to Sales Tax plus applicable Excise Duty at the rate mentioned by the Bidder.
| ● | Difference of total amount quoted by the bidder as Direct Transaction and the amount mentioned by him subjected to Sales Tax shall be considered as the amount on which VAT shall become applicable and the same shall be calculated & displayed automatically. Applicable Excise Duty on this amount at the rate mentioned by the bidder shall also be calculated & displayed automatically. Fill up the rate of applicable VAT. The amount of VAT shall be calculated automatically on the amount considered to be subjected to VAT plus applicable Excise Duty at the rate mentioned by the bidder here.
| ● | Amount as per details filled up by the bidder in the work sheets Entry Tax, Octroi and other Taxes & Duties shall be displayed in this work sheet Sch-5 but will not be added to the grand total and shall be considered as applicable.
| ● | Click at the links to go to the work sheets Entry Tax, Octroi and other Taxes & Duties one by one.
Entry Tax :
| ● | Fill the description, amount and rate of applicable Entry Tax. Total of this worksheet shall be displayed in Sch -5 (Taxes & Duties)
| ● | Click at the link to go back to Sch-5.
OCTROI :
| ● | Fill the description, amount and rate of applicable Octroi. Total of this worksheet shall be displayed in Sch -5 (Taxes & Duties)
| ● | Click at the link to go back to Sch-5.
Other Taxes & Duties :
| ● | Fill the description, amount and rate of applicable Other Taxes & Duties. Total of this worksheet shall be displayed in Sch -5 (Taxes & Duties)
| ● | Click at the link to go back to Sch-5.
Sch -6 :
| ● | Summary of all the Schedules without considering discount (mentioned in the work sheet discount) shall be displayed automatically.
| ● | No cell is required to be filled in by the bidder in this worksheet.
Sch-7 (Type Test Charges) :
| ● | Fill up the rates & location where type tests are proposed.
| ● | Total of this Sch-7 shall automatically appear in Sch-1.
Bid form 2nd Envelope :
| ● | Fill up ref. no. as bidder's ref no. of this letter.
| ● | This letter shall consider the net price as per Sch-6 (After Discount).
| ● | Fill up names & Designation of the representatives of other JV partner(s) if the bidder is JV (Joint Venture) .
| ● | Fill up additional information as required.
* * *
Happy Bidding !
Click to Proceed

## Names of Bidder
Transmission Line Tower Package-TW01 including Design & Testing of towers, Design of foundation, Supply of HTLS conductor, Composite long rod insulators, Earthwire/OPGW, Hardware Fittings, Accessories for Conductor & Earthwire for M/C portion of (i) 400 kV D/C (Twin HTLS) Navasari (New) (South Gujarat)-Kala line and (ii) 400 kV D/C (Twin HTLS) Navasari (New) (South Gujarat)-Magarwada line and for D/C portion of (i) 400 kV D/C (twin HTLS) Navasari (New) (South Gujarat)-Kala line (From M/c line common point near Magarwada SS to Kala SS) associated with Transmission Network Expansion in Gujarat to increase its ATC from ISTS: Part B.
Specification No. : 5002002268/TOWER/DOM/A00 - CC CS -1 |  |  |  | Sole Bidder | 1
|  |  |  | JV (Joint Venture) | Other Partner
Enter following details of the bidder
Specify type of Bidder [Select from drop down menu] | Sole Bidder |  | 1 | 0
Name of Sole Bidder
Address of Sole Bidder
Name of other Partner - 2 (more, if any) | …….. …….. …….. …….. …….. ……..
Address of other Partner - 2 (more, if any) | …….. …….. …….. …….. …….. ……..
…….. …….. …….. …….. …….. ……..
…….. …….. …….. …….. …….. ……..
Printed Name
Designation
Date |  | 31
Place
Click for Sch-1

## Sch-1
Specification No. : 5002002268/TOWER/DOM/A00 - CC CS -1 | [12 empty] | Schedule-1
Transmission Line Tower Package-TW01 including Design & Testing of towers, Design of foundation, Supply of HTLS conductor, Composite long rod insulators, Earthwire/OPGW, Hardware Fittings, Accessories for Conductor & Earthwire for M/C portion of (i) 400 kV D/C (Twin HTLS) Navasari (New) (South Gujarat)-Kala line and (ii) 400 kV D/C (Twin HTLS) Navasari (New) (South Gujarat)-Magarwada line and for D/C portion of (i) 400 kV D/C (twin HTLS) Navasari (New) (South Gujarat)-Kala line (From M/c line common point near Magarwada SS to Kala SS) associated with Transmission Network Expansion in Gujarat to increase its ATC from ISTS: Part B.
(SCHEDULE OF RATES AND PRICES)
BIDDER:
0 | [9 empty] | To: | [9 empty] | 1
Bidder’s Name and Address (Sole Bidder) : | [9 empty] | Contract Services | [9 empty] | 0
Name : | [9 empty] | Power Grid Corporation of India Ltd., | [9 empty] | #REF!
Address : | [9 empty] | "Saudamini", Plot No.-2 | [9 empty] | #REF!
Sector-29,
Gurgaon (Haryana) - 122001
Plant and Equipment (including Mandatory Spares Parts) to be supplied, including Type Test Charges for Tests to be conducted.
(All Prices are in Indian Rupees)
SI. No. | PR No | PR Line Item No | Activity Description | Material Code | HSN Code | Whether HSN in column ‘6’ is confirmed. If not indicate applicable the HSN code # | Rate of GST applicable ( in %) | Whether rate of GST in column ‘8’ is confirmed. If not indicate applicable rate of GST # | Item Description | Unit | Qty. | Unit Ex-Works Price (excluding GST) | Total Ex-Works Price (excluding GST)
1 | 2 | 3 | 4 | 5 | 6 | 7 | 8 | 9 | 10 | 11 | 12 | 13 | 14 = 12 X 13 | [7 empty] | 91
TW01 Navasari-Magarwada-Kala
1 | 7000016865 | 10 | Tower Material | 1000059510 | 73082011 |  | 18 |  | FABRICATION, GALVANISING AND SUPPLY OF VARIOUS TYPE OF TOWER & TOWERPARTS, TOWER EXTENSIONS (COMPLETE) INCLUDINGÃ‚ BOLTS &NUTS, STEPBOLTS,HANGERS, D-SHACKLES, PACK WASHER ETC AND EXCLUDING STUB FOR 400KV M/C(TWIN HTLS) NORMAL TOWERS (WZ3) DESIGNED AS PER IS 802-2015 FOR PLAINTERRAIN (IN COASTAL REGION); TOWER TYPE QA+0M EXTENSION. | EA | 28 |  | INCLUDED | 0 | 0 | 0 | 0 | 0 | 0
2 | 7000016865 | 20 | Tower Material | 1000059511 | 73082011 |  | 18 |  | FABRICATION, GALVANISING AND SUPPLY OF VARIOUS TYPE OF TOWER & TOWERPARTS, TOWER EXTENSIONS (COMPLETE) INCLUDINGÃ‚ BOLTS &NUTS, STEPBOLTS,HANGERS, D-SHACKLES, PACK WASHER ETC AND EXCLUDING STUB FOR 400KV M/C(TWIN HTLS) NORMAL TOWERS (WZ3) DESIGNED AS PER IS 802-2015 FOR PLAINTERRAIN (IN COASTAL REGION); TOWER TYPE QA+3M EXTENSION. | EA | 4 |  | INCLUDED | 0 | 0 | 0 | 0 | 0 | 0
3 | 7000016865 | 30 | Tower Material | 1000059512 | 73082011 |  | 18 |  | FABRICATION, GALVANISING AND SUPPLY OF VARIOUS TYPE OF TOWER & TOWERPARTS, TOWER EXTENSIONS (COMPLETE) INCLUDINGÃ‚ BOLTS &NUTS, STEPBOLTS,HANGERS, D-SHACKLES, PACK WASHER ETC AND EXCLUDING STUB FOR 400KV M/C(TWIN HTLS) NORMAL TOWERS (WZ3) DESIGNED AS PER IS 802-2015 FOR PLAINTERRAIN (IN COASTAL REGION); TOWER TYPE QA+6M EXTENSION. | EA | 12 |  | INCLUDED | 0 | 0 | 0 | 0 | 0 | 0
4 | 7000016865 | 40 | Tower Material | 1000059513 | 73082011 |  | 18 |  | FABRICATION, GALVANISING AND SUPPLY OF VARIOUS TYPE OF TOWER & TOWERPARTS, TOWER EXTENSIONS (COMPLETE) INCLUDINGÃ‚ BOLTS &NUTS, STEPBOLTS,HANGERS, D-SHACKLES, PACK WASHER ETC AND EXCLUDING STUB FOR 400KV M/C(TWIN HTLS) NORMAL TOWERS (WZ3) DESIGNED AS PER IS 802-2015 FOR PLAINTERRAIN (IN COASTAL REGION); TOWER TYPE QA+9M EXTENSION. | EA | 48 |  | INCLUDED | 0 | 0 | 0 | 0 | 0 | 0
5 | 7000016865 | 50 | Tower Material | 1000059519 | 73082011 |  | 18 |  | FABRICATION, GALVANISING AND SUPPLY OF VARIOUS TYPE OF TOWER & TOWERPARTS, TOWER EXTENSIONS (COMPLETE) INCLUDINGÃ‚ BOLTS &NUTS, STEPBOLTS,HANGERS, D-SHACKLES, PACK WASHER ETC AND EXCLUDING STUB FOR 400KV M/C(TWIN HTLS) NORMAL TOWERS (WZ3) DESIGNED AS PER IS 802-2015 FOR PLAINTERRAIN (IN COASTAL REGION); TOWER TYPE QB+3M EXTENSION. | EA | 1 |  | INCLUDED | 0 | 0 | 0 | 0 | 0 | 0
6 | 7000016865 | 60 | Tower Material | 1000059520 | 73082011 |  | 18 |  | FABRICATION, GALVANISING AND SUPPLY OF VARIOUS TYPE OF TOWER & TOWERPARTS, TOWER EXTENSIONS (COMPLETE) INCLUDINGÃ‚ BOLTS &NUTS, STEPBOLTS,HANGERS, D-SHACKLES, PACK WASHER ETC AND EXCLUDING STUB FOR 400KV M/C(TWIN HTLS) NORMAL TOWERS (WZ3) DESIGNED AS PER IS 802-2015 FOR PLAINTERRAIN (IN COASTAL REGION); TOWER TYPE QB+6M EXTENSION. | EA | 3 |  | INCLUDED | 0 | 0 | 0 | 0 | 0 | 0
7 | 7000016865 | 70 | Tower Material | 1000059528 | 73082011 |  | 18 |  | FABRICATION, GALVANISING AND SUPPLY OF VARIOUS TYPE OF TOWER & TOWERPARTS, TOWER EXTENSIONS (COMPLETE) INCLUDINGÃ‚ BOLTS &NUTS, STEPBOLTS,HANGERS, D-SHACKLES, PACK WASHER ETC AND EXCLUDING STUB FOR 400KV M/C(TWIN HTLS) NORMAL TOWERS (WZ3) DESIGNED AS PER IS 802-2015 FOR PLAINTERRAIN (IN COASTAL REGION); TOWER TYPE QC+6M EXTENSION. | EA | 4 |  | INCLUDED | 0 | 0 | 0 | 0 | 0 | 0
8 | 7000016865 | 80 | Tower Material | 1000059529 | 73082011 |  | 18 |  | FABRICATION, GALVANISING AND SUPPLY OF VARIOUS TYPE OF TOWER & TOWERPARTS, TOWER EXTENSIONS (COMPLETE) INCLUDINGÃ‚ BOLTS &NUTS, STEPBOLTS,HANGERS, D-SHACKLES, PACK WASHER ETC AND EXCLUDING STUB FOR 400KV M/C(TWIN HTLS) NORMAL TOWERS (WZ3) DESIGNED AS PER IS 802-2015 FOR PLAINTERRAIN (IN COASTAL REGION); TOWER TYPE QC+9M EXTENSION. | EA | 2 |  | INCLUDED | 0 | 0 | 0 | 0 | 0 | 0
9 | 7000016865 | 90 | Tower Material | 1000059538 | 73082011 |  | 18 |  | FABRICATION, GALVANISING AND SUPPLY OF VARIOUS TYPE OF TOWER & TOWERPARTS, TOWER EXTENSIONS (COMPLETE) INCLUDINGÃ‚ BOLTS &NUTS, STEPBOLTS,HANGERS, D-SHACKLES, PACK WASHER ETC AND EXCLUDING STUB FOR 400KV M/C(TWIN HTLS) NORMAL TOWERS (WZ3) DESIGNED AS PER IS 802-2015 FOR PLAINTERRAIN (IN COASTAL REGION); TOWER TYPE QD45+6M EXTENSION. | EA | 4 |  | INCLUDED | 0 | 0 | 0 | 0 | 0 | 0
10 | 7000016865 | 100 | Tower Material | 1000059539 | 73082011 |  | 18 |  | FABRICATION, GALVANISING AND SUPPLY OF VARIOUS TYPE OF TOWER & TOWERPARTS, TOWER EXTENSIONS (COMPLETE) INCLUDINGÃ‚ BOLTS &NUTS, STEPBOLTS,HANGERS, D-SHACKLES, PACK WASHER ETC AND EXCLUDING STUB FOR 400KV M/C(TWIN HTLS) NORMAL TOWERS (WZ3) DESIGNED AS PER IS 802-2015 FOR PLAINTERRAIN (IN COASTAL REGION); TOWER TYPE QD45+9M EXTENSION. | EA | 1 |  | INCLUDED | 0 | 0 | 0 | 0 | 0 | 0
11 | 7000016865 | 110 | Tower Material | 1000059549 | 73082011 |  | 18 |  | FABRICATION, GALVANISING AND SUPPLY OF VARIOUS TYPE OF TOWER & TOWERPARTS, TOWER EXTENSIONS (COMPLETE) INCLUDINGÃ‚ BOLTS &NUTS, STEPBOLTS,HANGERS, D-SHACKLES, PACK WASHER ETC AND EXCLUDING STUB FOR 400KV M/C(TWIN HTLS) NORMAL TOWERS (WZ3) DESIGNED AS PER IS 802-2015 FOR PLAINTERRAIN (IN COASTAL REGION); TOWER TYPE QD60+9M EXTENSION. | EA | 3 |  | INCLUDED | 0 | 0 | 0 | 0 | 0 | 0
12 | 7000016865 | 120 | Tower Material | 1000059544 | 73082011 |  | 18 |  | FABRICATION, GALVANISING AND SUPPLY OF VARIOUS TYPE OF TOWER & TOWERPARTS, TOWER EXTENSIONS (COMPLETE) INCLUDINGÃ‚ BOLTS &NUTS, STEPBOLTS,HANGERS, D-SHACKLES, PACK WASHER ETC AND EXCLUDING STUB FOR 400KV M/C(TWIN HTLS) NORMAL TOWERS (WZ3) DESIGNED AS PER IS 802-2015 FOR PLAINTERRAIN (IN COASTAL REGION); TOWER TYPE QD60+25M EXTENSION. | EA | 2 |  | INCLUDED | 0 | 0 | 0 | 0 | 0 | 0
13 | 7000016865 | 130 | Tower Material | 1000059571 | 73082011 |  | 18 |  | FABRICATION, GALVANISING AND SUPPLY OF STUBS & CLEATS FOR VARIOUS TYPEOF TOWERS, TOWER EXTENSIONS (COMPLETE) WITH PACK WASHERS,INCLUDINGBOLTS & NUTS FOR 400KV M/C (TWIN HTLS) NORMAL TOWERS (WZ3) DESIGNED ASPER IS 802-2015 FOR PLAIN TERRAIN (IN COASTAL REGION); TOWER TYPE QA(UP TO +9M EXTENSION) | EA | 42 |  | INCLUDED | 0 | 0 | 0 | 0 | 0 | 0
14 | 7000016865 | 140 | Tower Material | 1000059574 | 73082011 |  | 18 |  | FABRICATION, GALVANISING AND SUPPLY OF STUBS & CLEATS FOR VARIOUS TYPEOF TOWERS, TOWER EXTENSIONS (COMPLETE) WITH PACK WASHERS,INCLUDINGBOLTS & NUTS FOR 400KV M/C (TWIN HTLS) NORMAL TOWERS (WZ3) DESIGNED ASPER IS 802-2015 FOR PLAIN TERRAIN (IN COASTAL REGION); TOWER TYPE QB(UP TO +9M EXTENSION) | EA | 4 |  | INCLUDED | 0 | 0 | 0 | 0 | 0 | 0
15 | 7000016865 | 150 | Tower Material | 1000059577 | 73082011 |  | 18 |  | FABRICATION, GALVANISING AND SUPPLY OF STUBS & CLEATS FOR VARIOUS TYPEOF TOWERS, TOWER EXTENSIONS (COMPLETE) WITH PACK WASHERS,INCLUDINGBOLTS & NUTS FOR 400KV M/C (TWIN HTLS) NORMAL TOWERS (WZ3) DESIGNED ASPER IS 802-2015 FOR PLAIN TERRAIN (IN COASTAL REGION); TOWER TYPE QC(UP TO +9M EXTENSION) | EA | 4 |  | INCLUDED | 0 | 0 | 0 | 0 | 0 | 0
16 | 7000016865 | 160 | Tower Material | 1000059581 | 73082011 |  | 18 |  | FABRICATION, GALVANISING AND SUPPLY OF STUBS & CLEATS FOR VARIOUS TYPEOF TOWERS, TOWER EXTENSIONS (COMPLETE) WITH PACK WASHERS,INCLUDINGBOLTS & NUTS FOR 400KV M/C (TWIN HTLS) NORMAL TOWERS (WZ3) DESIGNED ASPER IS 802-2015 FOR PLAIN TERRAIN (IN COASTAL REGION); TOWER TYPE QD45(UP TO +9M EXTENSION) | EA | 3 |  | INCLUDED | 0 | 0 | 0 | 0 | 0 | 0
17 | 7000016865 | 170 | Tower Material | 1000059585 | 73082011 |  | 18 |  | FABRICATION, GALVANISING AND SUPPLY OF STUBS & CLEATS FOR VARIOUS TYPEOF TOWERS, TOWER EXTENSIONS (COMPLETE) WITH PACK WASHERS,INCLUDINGBOLTS & NUTS FOR 400KV M/C (TWIN HTLS) NORMAL TOWERS (WZ3) DESIGNED ASPER IS 802-2015 FOR PLAIN TERRAIN (IN COASTAL REGION); TOWER TYPE QD60(UP TO +9M EXTENSION) | EA | 3 |  | INCLUDED | 0 | 0 | 0 | 0 | 0 | 0
18 | 7000016865 | 180 | Tower Material | 1000059583 | 73082011 |  | 18 |  | FABRICATION, GALVANISING AND SUPPLY OF STUBS & CLEATS FOR VARIOUS TYPEOF TOWERS, TOWER EXTENSIONS (COMPLETE) WITH PACK WASHERS,INCLUDINGBOLTS & NUTS FOR 400KV M/C (TWIN HTLS) NORMAL TOWERS (WZ3) DESIGNED ASPER IS 802-2015 FOR PLAIN TERRAIN (IN COASTAL REGION); TOWER TYPE QD60(FOR +18/25M EXTENSION) | EA | 2 |  | INCLUDED | 0 | 0 | 0 | 0 | 0 | 0
19 | 7000016865 | 190 | Tower Material | 1000061529 | 73082011 |  | 18 |  | FABRICATION, GALVANISING AND SUPPLY OF 2.0M RC STUBS & CLEATS FORVARIOUS TYPE OF TOWERS INCLUDING BOLTS & NUTS, PACK WASHER ETC. FOR400KV M/C (TWIN HTLS) NORMAL TOWERS (WZ3) DESIGNED AS PER IS 802-2015FOR PLAIN TERRAIN (IN COASTAL REGION); TOWER TYPE QA (UPTO 9M EXTN.) | EA | 50 |  | INCLUDED | 0 | 0 | 0 | 0 | 0 | 0
20 | 7000016865 | 200 | Tower Material | 1000061530 | 73082011 |  | 18 |  | FABRICATION, GALVANISING AND SUPPLY OF 2.0M RC STUBS & CLEATS FORVARIOUS TYPE OF TOWERS INCLUDING BOLTS & NUTS, PACK WASHER ETC. FOR400KV M/C (TWIN HTLS) NORMAL TOWERS (WZ3) DESIGNED AS PER IS 802-2015FOR PLAIN TERRAIN (IN COASTAL REGION); TOWER TYPE QC (UPTO 9M EXTN.) | EA | 2 |  | INCLUDED | 0 | 0 | 0 | 0 | 0 | 0
21 | 7000016865 | 210 | Tower Material | 1000061531 | 73082011 |  | 18 |  | FABRICATION, GALVANISING AND SUPPLY OF 4.0M RC STUBS & CLEATS FORVARIOUS TYPE OF TOWERS INCLUDING BOLTS & NUTS, PACK WASHER ETC. FOR400KV M/C (TWIN HTLS) NORMAL TOWERS (WZ3) DESIGNED AS PER IS 802-2015FOR PLAIN TERRAIN (IN COASTAL REGION); TOWER TYPE QD45 (UPTO 9M EXTN.) | EA | 2 |  | INCLUDED | 0 | 0 | 0 | 0 | 0 | 0
22 | 7000016865 | 220 | Tower Material | 1000059513 | 73082011 |  | 18 |  | FABRICATION, GALVANISING AND SUPPLY OF VARIOUS TYPE OF TOWER & TOWERPARTS, TOWER EXTENSIONS (COMPLETE) INCLUDINGÃ‚ BOLTS &NUTS, STEPBOLTS,HANGERS, D-SHACKLES, PACK WASHER ETC AND EXCLUDING STUB FOR 400KV M/C(TWIN HTLS) NORMAL TOWERS (WZ3) DESIGNED AS PER IS 802-2015 FOR PLAINTERRAIN (IN COASTAL REGION); TOWER TYPE QA+9M EXTENSION. | EA | 1 |  | INCLUDED | 0 | 0 | 0 | 0 | 0 | 0
23 | 7000016865 | 230 | Tower Material | 1000059571 | 73082011 |  | 18 |  | FABRICATION, GALVANISING AND SUPPLY OF STUBS & CLEATS FOR VARIOUS TYPEOF TOWERS, TOWER EXTENSIONS (COMPLETE) WITH PACK WASHERS,INCLUDINGBOLTS & NUTS FOR 400KV M/C (TWIN HTLS) NORMAL TOWERS (WZ3) DESIGNED ASPER IS 802-2015 FOR PLAIN TERRAIN (IN COASTAL REGION); TOWER TYPE QA(UP TO +9M EXTENSION) | EA | 1 |  | INCLUDED | 0 | 0 | 0 | 0 | 0 | 0
24 | 7000016865 | 240 | HTLS Conductor | 1000036834 | 76149000 |  | 18 |  | HTLS MOOSE CONDUCTOR | KM | 1049.28 |  | INCLUDED | 0 | 0 | 0 | 0 | 0 | 0
25 | 7000016865 | 250 | HTLS Conductor | 1000036834 | 76149000 |  | 18 |  | HTLS MOOSE CONDUCTOR | KM | 40 |  | INCLUDED | 0 | 0 | 0 | 0 | 0 | 0
26 | 7000016865 | 260 | Insulators | 1000009325 | 85469090 |  | 18 |  | Composite long rod Insulators for 400kV Transmission Line-120 KN(Length-3335 mm, Creepage-13020 mm) | EA | 1164 |  | INCLUDED | 0 | 0 | 0 | 0 | 0 | 0
27 | 7000016865 | 270 | Insulators | 1000009325 | 85469090 |  | 18 |  | Composite long rod Insulators for 400kV Transmission Line-120 KN(Length-3335 mm, Creepage-13020 mm) | EA | 117 |  | INCLUDED | 0 | 0 | 0 | 0 | 0 | 0
28 | 7000016865 | 280 | Insulators | 1000009328 | 85469090 |  | 18 |  | Composite long rod Insulators for 400kV Transmission Line-160 KN(Length-3910 mm, Creepage-13020 mm) | EA | 984 |  | INCLUDED | 0 | 0 | 0 | 0 | 0 | 0
29 | 7000016865 | 290 | Insulators | 1000009328 | 85469090 |  | 18 |  | Composite long rod Insulators for 400kV Transmission Line-160 KN(Length-3910 mm, Creepage-13020 mm) | EA | 99 |  | INCLUDED | 0 | 0 | 0 | 0 | 0 | 0
30 | 7000016865 | 300 | Hardware Fittings | 1000019805 | 73082011 |  | 18 |  | Hardware Fittings for Twin HTLS Conductor-Single "I" Suspension String(without clamps) | SET | 1104 |  | INCLUDED | 0 | 0 | 0 | 0 | 0 | 0
31 | 7000016865 | 310 | Hardware Fittings | 1000019805 | 73082011 |  | 18 |  | Hardware Fittings for Twin HTLS Conductor-Single "I" Suspension String(without clamps) | SET | 23 |  | INCLUDED | 0 | 0 | 0 | 0 | 0 | 0
32 | 7000016865 | 320 | Hardware Fittings | 1000010803 | 73082011 |  | 18 |  | Hardware Fittings for Twin HTLS Conductor-Double TensionString(without clamps) | SET | 492 |  | INCLUDED | 0 | 0 | 0 | 0 | 0 | 0
33 | 7000016865 | 330 | Hardware Fittings | 1000010803 | 73082011 |  | 18 |  | Hardware Fittings for Twin HTLS Conductor-Double TensionString(without clamps) | SET | 10 |  | INCLUDED | 0 | 0 | 0 | 0 | 0 | 0
34 | 7000016865 | 340 | Hardware Fittings | 1000019783 | 73082011 |  | 18 |  | Hardware Fittings for Twin HTLS Conductor-Single I Suspension String(Pilot)(without clamps) | SET | 60 |  | INCLUDED | 0 | 0 | 0 | 0 | 0 | 0
35 | 7000016865 | 350 | Hardware Fittings | 1000019783 | 73082011 |  | 18 |  | Hardware Fittings for Twin HTLS Conductor-Single I Suspension String(Pilot)(without clamps) | SET | 2 |  | INCLUDED | 0 | 0 | 0 | 0 | 0 | 0
36 | 7000016865 | 360 | Hardware Fittings | 1000036855 | 73082011 |  | 18 |  | SUSPENSION CLAMP (FREE CENTRE TYPE SUSPENSION CLAMP ALONGWITHPREFORMED ARMOUR RODS OR ARMOUR GRIP SUSPENSION CLAMP) SUITABLE FORSUSPENSION INSULATOR STRING FOR HTLS MOOSE CONDUCTOR | EA | 2208 |  | INCLUDED | 0 | 0 | 0 | 0 | 0 | 0
37 | 7000016865 | 370 | Hardware Fittings | 1000036855 | 73082011 |  | 18 |  | SUSPENSION CLAMP (FREE CENTRE TYPE SUSPENSION CLAMP ALONGWITHPREFORMED ARMOUR RODS OR ARMOUR GRIP SUSPENSION CLAMP) SUITABLE FORSUSPENSION INSULATOR STRING FOR HTLS MOOSE CONDUCTOR | EA | 240 |  | INCLUDED | 0 | 0 | 0 | 0 | 0 | 0
38 | 7000016865 | 380 | Hardware Fittings | 1000036825 | 73082011 |  | 18 |  | DEAD END CLAMP SUITABLE FOR TENSION INSULATOR STRING FOR HTLS MOOSECONDUCTOR | EA | 984 |  | INCLUDED | 0 | 0 | 0 | 0 | 0 | 0
39 | 7000016865 | 390 | Hardware Fittings | 1000036825 | 73082011 |  | 18 |  | DEAD END CLAMP SUITABLE FOR TENSION INSULATOR STRING FOR HTLS MOOSECONDUCTOR | EA | 192 |  | INCLUDED | 0 | 0 | 0 | 0 | 0 | 0
40 | 7000016865 | 400 | Hardware Fittings | 1000036856 | 73082011 |  | 18 |  | SUSPENSION CLAMP SUITABLE FOR SUSPENSION PILOT INSULATOR STRING FORHTLS MOOSE CONDUCTOR | EA | 120 |  | INCLUDED | 0 | 0 | 0 | 0 | 0 | 0
41 | 7000016865 | 410 | Hardware Fittings | 1000036856 | 73082011 |  | 18 |  | SUSPENSION CLAMP SUITABLE FOR SUSPENSION PILOT INSULATOR STRING FORHTLS MOOSE CONDUCTOR | EA | 24 |  | INCLUDED | 0 | 0 | 0 | 0 | 0 | 0
42 | 7000016865 | 420 | conductor Accessories | 1000036839 | 76169990 |  | 18 |  | MID SPAN COMPRESSION JOINT FOR HTLS MOOSE CONDUCTOR | EA | 550 |  | INCLUDED | 0 | 0 | 0 | 0 | 0 | 0
43 | 7000016865 | 430 | conductor Accessories | 1000036839 | 76169990 |  | 18 |  | MID SPAN COMPRESSION JOINT FOR HTLS MOOSE CONDUCTOR | EA | 50 |  | INCLUDED | 0 | 0 | 0 | 0 | 0 | 0
44 | 7000016865 | 440 | conductor Accessories | 1000036851 | 76169990 |  | 18 |  | REPAIR SLEEVE FOR HTLS MOOSE CONDUCTOR | EA | 184 |  | INCLUDED | 0 | 0 | 0 | 0 | 0 | 0
45 | 7000016865 | 450 | conductor Accessories | 1000036851 | 76169990 |  | 18 |  | REPAIR SLEEVE FOR HTLS MOOSE CONDUCTOR | EA | 50 |  | INCLUDED | 0 | 0 | 0 | 0 | 0 | 0
46 | 7000016865 | 460 | conductor Accessories | 1000036854 | 76169990 |  | 18 |  | SPACER DAMPER FOR HTLS MOOSE CONDUCTOR | EA | 9408 |  | INCLUDED | 0 | 0 | 0 | 0 | 0 | 0
47 | 7000016865 | 470 | conductor Accessories | 1000036854 | 76169990 |  | 18 |  | SPACER DAMPER FOR HTLS MOOSE CONDUCTOR | EA | 1008 |  | INCLUDED | 0 | 0 | 0 | 0 | 0 | 0
48 | 7000016865 | 480 | conductor Accessories | 1000036852 | 76169990 |  | 18 |  | RIGID SPACER FOR HTLS MOOSE CONDUCTOR | EA | 720 |  | INCLUDED | 0 | 0 | 0 | 0 | 0 | 0
49 | 7000016865 | 490 | conductor Accessories | 1000036852 | 76169990 |  | 18 |  | RIGID SPACER FOR HTLS MOOSE CONDUCTOR | EA | 72 |  | INCLUDED | 0 | 0 | 0 | 0 | 0 | 0
50 | 7000016865 | 500 | Earthing | 1000017587 | 73082011 |  | 18 |  | Supply of Pipe Type Earthing | EA | 106 |  | INCLUDED | 0 | 0 | 0 | 0 | 0 | 0
51 | 7000016865 | 510 | Earthing | 1000045873 | 73082011 |  | 18 |  | PIPE TYPE CHEMICAL EARTHING | EA | 2 |  | INCLUDED | 0 | 0 | 0 | 0 | 0 | 0
52 | 7000016865 | 520 | Earthing | 1000010003 | 73082011 |  | 18 |  | Supply of Counterpoise type (120 m length) | EA | 2 |  | INCLUDED | 0 | 0 | 0 | 0 | 0 | 0
53 | 7000016865 | 530 | Earthing | 1000048808 | 73082011 |  | 18 |  | SUPPLY OF CHEMICAL EARTHING: COUNTERPOISE TYPE (120M LENGTH) | EA | 1 |  | INCLUDED | 0 | 0 | 0 | 0 | 0 | 0
54 | 7000016865 | 540 | Earthing | 1000038340 | 73082011 |  | 18 |  | ROD TYPE EARTHING | EA | 108 |  | INCLUDED | 0 | 0 | 0 | 0 | 0 | 0
55 | 7000016865 | 550 | Earthing | 1000019718 | 73082011 |  | 18 |  | Supply of Shieldwire Earthing includingPG clamps, downlead clamps butexcluding Earthwire bits for Pipe typeearthing | EA | 6 |  | INCLUDED | 0 | 0 | 0 | 0 | 0 | 0
56 | 7000016865 | 560 | Earthing | 1000057380 | 73082011 |  | 18 |  | Supply of Shieldwire Earthing Counterpoise (4X30M) Type including PGclamps, downlead clamps but excluding Earthwire bits. | EA | 1 |  | INCLUDED | 0 | 0 | 0 | 0 | 0 | 0
57 | 7000016865 | 570 | Earthing | 1000034135 | 73082011 |  | 18 |  | EARTHING OF PILE FOUNDATION LOCATIONS | MT | 0.5 |  | INCLUDED | 0 | 0 | 0 | 0 | 0 | 0
58 | 7000016865 | 580 | TowerAccessories | 1000010539 | 73082011 |  | 18 |  | Danger Plate for 400kV | EA | 112 |  | INCLUDED | 0 | 0 | 0 | 0 | 0 | 0
59 | 7000016865 | 590 | TowerAccessories | 1000015971 | 73082011 |  | 18 |  | Number Plate for 400kV | EA | 112 |  | INCLUDED | 0 | 0 | 0 | 0 | 0 | 0
60 | 7000016865 | 600 | TowerAccessories | 1000017508 | 73082011 |  | 18 |  | Phase Plate (Set of three) | SET | 448 |  | INCLUDED | 0 | 0 | 0 | 0 | 0 | 0
61 | 7000016865 | 610 | TowerAccessories | 1000009119 | 73082011 |  | 18 |  | Circuit Plate (Set of two) | SET | 224 |  | INCLUDED | 0 | 0 | 0 | 0 | 0 | 0
62 | 7000016865 | 620 | TowerAccessories | 1000006779 | 73082011 |  | 18 |  | Supply of Anti-Climbing Devices ofBarbed Wire Type | SET | 112 |  | INCLUDED | 0 | 0 | 0 | 0 | 0 | 0
63 | 7000016865 | 630 | TowerAccessories | 1000007735 | 73082011 |  | 18 |  | Bird Guard (Set of Three) | SET | 368 |  | INCLUDED | 0 | 0 | 0 | 0 | 0 | 0
64 | 7000016865 | 640 | TowerAccessories | 1000045871 | 73082011 |  | 18 |  | BIRD DIVERTER | EA | 315 |  | INCLUDED | 0 | 0 | 0 | 0 | 0 | 0
65 | 7000016865 | 860 | Aviation Requirement | 1000019903 | 73082011 |  | 18 |  | Supply of Span Marker for Aviation | EA | 70 |  | INCLUDED | 0 | 0 | 0 | 0 | 0 | 0
66 | 7000016865 | 870 | Aviation Requirement | 1000016663 | 85391000 |  | 18 |  | Supply of Obstruction Lights (as per IS5613)-1 Medium Intensity + 2 LowIntensity | SET | 34 |  | INCLUDED | 0 | 0 | 0 | 0 | 0 | 0
67 | 7000016865 | 890 | OPGW | 1000030940 | 85447090 |  | 18 |  | 24 FIBRE (DWSM) OPGW FIBRE OPTIC CABLE | KM | 90.9 |  | INCLUDED | 0 | 0 | 0 | 0 | 0 | 0
68 | 7000016865 | 900 | OPGW | 1000020444 | 82057000 |  | 18 |  | Suspension clamp assembly for 24 fibre OPGW | EA | 162 |  | INCLUDED | 0 | 0 | 0 | 0 | 0 | 0
69 | 7000016865 | 910 | OPGW | 1000033144 | 82057000 |  | 18 |  | TENSION ASSEMBLY - DEAD END FOR 24 FIBER OPGW | SET | 2 |  | INCLUDED | 0 | 0 | 0 | 0 | 0 | 0
70 | 7000016865 | 920 | OPGW | 1000031039 | 82057000 |  | 18 |  | TENSION FITTINGS ASSEMBLY FOR 24F OPGW INCLUDING ALL ACCESSORIES FORJOINT BOX (SPLICING) LOCATION | SET | 18 |  | INCLUDED | 0 | 0 | 0 | 0 | 0 | 0
71 | 7000016865 | 930 | OPGW | 1000033146 | 82057000 |  | 18 |  | TENSION ASSEMBLY - DOUBLE TENSION PASS THROUGH ASSEMBLY FOR 24 FIBEROPGW | SET | 20 |  | INCLUDED | 0 | 0 | 0 | 0 | 0 | 0
72 | 7000016865 | 940 | OPGW | 1000031041 | 82057000 |  | 18 |  | TENSION FITTINGS ASSEMBLY ON SUSPENSION TOWER FOR 24F OPGW INCLUDINGALL ACCESSORIES AT JOINT BOX (SPLICING) LOCATION | SET | 1 |  | INCLUDED | 0 | 0 | 0 | 0 | 0 | 0
73 | 7000016865 | 950 | OPGW | 1000022417 | 82057000 |  | 18 |  | Vibration Damper for 24 fibre OPGW | EA | 484 |  | INCLUDED | 0 | 0 | 0 | 0 | 0 | 0
74 | 7000016865 | 960 | OPGW | 1000010817 | 82057000 |  | 18 |  | Down Lead clamp Assembly for 24 fibre OPGW | EA | 1022 |  | INCLUDED | 0 | 0 | 0 | 0 | 0 | 0
75 | 7000016865 | 970 | OPGW | 1000014198 | 85353090 |  | 18 |  | Joint Box for 24 fibre OPGW | EA | 21 |  | INCLUDED | 0 | 0 | 0 | 0 | 0 | 0
76 | 7000016865 | 980 | OPGW | 1000030940 | 85447090 |  | 18 |  | 24 FIBRE (DWSM) OPGW FIBRE OPTIC CABLE | KM | 3.18 |  | INCLUDED | 0 | 0 | 0 | 0 | 0 | 0
77 | 7000016865 | 990 | OPGW | 1000020444 | 82057000 |  | 18 |  | Suspension clamp assembly for 24 fibre OPGW | EA | 6 |  | INCLUDED | 0 | 0 | 0 | 0 | 0 | 0
78 | 7000016865 | 1000 | OPGW | 1000033144 | 82057000 |  | 18 |  | TENSION ASSEMBLY - DEAD END FOR 24 FIBER OPGW | SET | 1 |  | INCLUDED | 0 | 0 | 0 | 0 | 0 | 0
79 | 7000016865 | 1010 | OPGW | 1000031039 | 82057000 |  | 18 |  | TENSION FITTINGS ASSEMBLY FOR 24F OPGW INCLUDING ALL ACCESSORIES FORJOINT BOX (SPLICING) LOCATION | SET | 1 |  | INCLUDED | 0 | 0 | 0 | 0 | 0 | 0
80 | 7000016865 | 1020 | OPGW | 1000033146 | 82057000 |  | 18 |  | TENSION ASSEMBLY - DOUBLE TENSION PASS THROUGH ASSEMBLY FOR 24 FIBEROPGW | SET | 1 |  | INCLUDED | 0 | 0 | 0 | 0 | 0 | 0
81 | 7000016865 | 1030 | OPGW | 1000031041 | 82057000 |  | 18 |  | TENSION FITTINGS ASSEMBLY ON SUSPENSION TOWER FOR 24F OPGW INCLUDINGALL ACCESSORIES AT JOINT BOX (SPLICING) LOCATION | SET | 1 |  | INCLUDED | 0 | 0 | 0 | 0 | 0 | 0
82 | 7000016865 | 1040 | OPGW | 1000022417 | 82057000 |  | 18 |  | Vibration Damper for 24 fibre OPGW | EA | 17 |  | INCLUDED | 0 | 0 | 0 | 0 | 0 | 0
83 | 7000016865 | 1050 | OPGW | 1000010817 | 82057000 |  | 18 |  | Down Lead clamp Assembly for 24 fibre OPGW | EA | 36 |  | INCLUDED | 0 | 0 | 0 | 0 | 0 | 0
84 | 7000016865 | 1060 | OPGW | 1000014198 | 85353090 |  | 18 |  | Joint Box for 24 fibre OPGW | EA | 1 |  | INCLUDED | 0 | 0 | 0 | 0 | 0 | 0
85 | 7000016865 | 1090 | Tower Material | 1000059520 | 73082011 |  | 18 |  | FABRICATION, GALVANISING AND SUPPLY OF VARIOUS TYPE OF TOWER & TOWERPARTS, TOWER EXTENSIONS (COMPLETE) INCLUDINGÃ‚ BOLTS &NUTS, STEPBOLTS,HANGERS, D-SHACKLES, PACK WASHER ETC AND EXCLUDING STUB FOR 400KV M/C(TWIN HTLS) NORMAL TOWERS (WZ3) DESIGNED AS PER IS 802-2015 FOR PLAINTERRAIN (IN COASTAL REGION); TOWER TYPE QB+6M EXTENSION. | EA | 1 |  | INCLUDED | 0 | 0 | 0 | 0 | 0 | 0
86 | 7000016865 | 1100 | Tower Material | 1000059528 | 73082011 |  | 18 |  | FABRICATION, GALVANISING AND SUPPLY OF VARIOUS TYPE OF TOWER & TOWERPARTS, TOWER EXTENSIONS (COMPLETE) INCLUDINGÃ‚ BOLTS &NUTS, STEPBOLTS,HANGERS, D-SHACKLES, PACK WASHER ETC AND EXCLUDING STUB FOR 400KV M/C(TWIN HTLS) NORMAL TOWERS (WZ3) DESIGNED AS PER IS 802-2015 FOR PLAINTERRAIN (IN COASTAL REGION); TOWER TYPE QC+6M EXTENSION. | EA | 2 |  | INCLUDED | 0 | 0 | 0 | 0 | 0 | 0
87 | 7000016865 | 1110 | Tower Material | 1000059540 | 73082011 |  | 18 |  | FABRICATION, GALVANISING AND SUPPLY OF VARIOUS TYPE OF TOWER & TOWERPARTS, TOWER EXTENSIONS (COMPLETE) INCLUDINGÃ‚ BOLTS &NUTS, STEPBOLTS,HANGERS, D-SHACKLES, PACK WASHER ETC AND EXCLUDING STUB FOR 400KV M/C(TWIN HTLS) NORMAL TOWERS (WZ3) DESIGNED AS PER IS 802-2015 FOR PLAINTERRAIN (IN COASTAL REGION); TOWER TYPE QD60+0M EXTENSION. | EA | 1 |  | INCLUDED | 0 | 0 | 0 | 0 | 0 | 0
88 | 7000016865 | 1120 | Tower Material | 1000059549 | 73082011 |  | 18 |  | FABRICATION, GALVANISING AND SUPPLY OF VARIOUS TYPE OF TOWER & TOWERPARTS, TOWER EXTENSIONS (COMPLETE) INCLUDINGÃ‚ BOLTS &NUTS, STEPBOLTS,HANGERS, D-SHACKLES, PACK WASHER ETC AND EXCLUDING STUB FOR 400KV M/C(TWIN HTLS) NORMAL TOWERS (WZ3) DESIGNED AS PER IS 802-2015 FOR PLAINTERRAIN (IN COASTAL REGION); TOWER TYPE QD60+9M EXTENSION. | EA | 3 |  | INCLUDED | 0 | 0 | 0 | 0 | 0 | 0
89 | 7000016865 | 1130 | Tower Material | 1000059736 | 73082011 |  | 18 |  | FABRICATION, GALVANISING AND SUPPLY OF VARIOUS TYPE OF TOWER & TOWERPARTS, TOWER EXTENSIONS (COMPLETE)Ã‚â‚¬Å INCLUDINGÃ‚â‚¬Å BOLTS &NUTS,STEPBOLTS, HANGERS, D-SHACKLES, PACK WASHER ETC AND EXCLUDING STUB FOR400KV D/C (TWIN HTLS) NARROW BASE TOWERS (WZ3) DESIGNED IS 802-2015FOR PLAIN TERRAIN (IN COASTAL REGION) ; TOWER TYPE DA+0M EXTENSION. | EA | 1 |  | INCLUDED | 0 | 0 | 0 | 0 | 0 | 0
90 | 7000016865 | 1140 | Tower Material | 1000059737 | 73082011 |  | 18 |  | FABRICATION, GALVANISING AND SUPPLY OF VARIOUS TYPE OF TOWER & TOWERPARTS, TOWER EXTENSIONS (COMPLETE)Ã‚â‚¬Å INCLUDINGÃ‚â‚¬Å BOLTS &NUTS,STEPBOLTS, HANGERS, D-SHACKLES, PACK WASHER ETC AND EXCLUDING STUB FOR400KV D/C (TWIN HTLS) NARROW BASE TOWERS (WZ3) DESIGNED IS 802-2015FOR PLAIN TERRAIN (IN COASTAL REGION) ; TOWER TYPE DA+3M EXTENSION. | EA | 7 |  | INCLUDED | 0 | 0 | 0 | 0 | 0 | 0
91 | 7000016865 | 1150 | Tower Material | 1000059738 | 73082011 |  | 18 |  | FABRICATION, GALVANISING AND SUPPLY OF VARIOUS TYPE OF TOWER & TOWERPARTS, TOWER EXTENSIONS (COMPLETE)Ã‚â‚¬Å INCLUDINGÃ‚â‚¬Å BOLTS &NUTS,STEPBOLTS, HANGERS, D-SHACKLES, PACK WASHER ETC AND EXCLUDING STUB FOR400KV D/C (TWIN HTLS) NARROW BASE TOWERS (WZ3) DESIGNED IS 802-2015FOR PLAIN TERRAIN (IN COASTAL REGION) ; TOWER TYPE DA+6M EXTENSION. | EA | 12 |  | INCLUDED | 0 | 0 | 0 | 0 | 0 | 0
92 | 7000016865 | 1160 | Tower Material | 1000059739 | 73082011 |  | 18 |  | FABRICATION, GALVANISING AND SUPPLY OF VARIOUS TYPE OF TOWER & TOWERPARTS, TOWER EXTENSIONS (COMPLETE)Ã‚â‚¬Å INCLUDINGÃ‚â‚¬Å BOLTS &NUTS,STEPBOLTS, HANGERS, D-SHACKLES, PACK WASHER ETC AND EXCLUDING STUB FOR400KV D/C (TWIN HTLS) NARROW BASE TOWERS (WZ3) DESIGNED IS 802-2015FOR PLAIN TERRAIN (IN COASTAL REGION) ; TOWER TYPE DA+9M EXTENSION. | EA | 31 |  | INCLUDED | 0 | 0 | 0 | 0 | 0 | 0
93 | 7000016865 | 1170 | Tower Material | 1000059870 | 73082011 |  | 18 |  | FABRICATION, GALVANISING AND SUPPLY OF VARIOUS TYPE OF TOWER & TOWERPARTS, TOWER EXTENSIONS (COMPLETE)Ã‚â‚¬Å INCLUDINGÃ‚â‚¬Å BOLTS &NUTS,STEPBOLTS, HANGERS, D-SHACKLES, PACK WASHER ETC AND EXCLUDING STUB FOR400KV D/C (TWIN HTLS) NARROW BASE TOWERS (WZ3) DESIGNED IS 802-2015FOR PLAIN TERRAIN (IN COASTAL REGION) ; TOWER TYPE DB+0M EXTENSION. | EA | 1 |  | INCLUDED | 0 | 0 | 0 | 0 | 0 | 0
94 | 7000016865 | 1180 | Tower Material | 1000059877 | 73082011 |  | 18 |  | FABRICATION, GALVANISING AND SUPPLY OF VARIOUS TYPE OF TOWER & TOWERPARTS, TOWER EXTENSIONS (COMPLETE)Ã‚â‚¬Å INCLUDINGÃ‚â‚¬Å BOLTS &NUTS,STEPBOLTS, HANGERS, D-SHACKLES, PACK WASHER ETC AND EXCLUDING STUB FOR400KV D/C (TWIN HTLS) NARROW BASE TOWERS (WZ3) DESIGNED IS 802-2015FOR PLAIN TERRAIN (IN COASTAL REGION) ; TOWER TYPE DB+9M EXTENSION. | EA | 5 |  | INCLUDED | 0 | 0 | 0 | 0 | 0 | 0
95 | 7000016865 | 1190 | Tower Material | 1000059871 | 73082011 |  | 18 |  | FABRICATION, GALVANISING AND SUPPLY OF VARIOUS TYPE OF TOWER & TOWERPARTS, TOWER EXTENSIONS (COMPLETE)Ã‚â‚¬Å INCLUDINGÃ‚â‚¬Å BOLTS &NUTS,STEPBOLTS, HANGERS, D-SHACKLES, PACK WASHER ETC AND EXCLUDING STUB FOR400KV D/C (TWIN HTLS) NARROW BASE TOWERS (WZ3) DESIGNED IS 802-2015FOR PLAIN TERRAIN (IN COASTAL REGION) ; TOWER TYPE DB+12M EXTENSION. | EA | 1 |  | INCLUDED | 0 | 0 | 0 | 0 | 0 | 0
96 | 7000016865 | 1200 | Tower Material | 1000059878 | 73082011 |  | 18 |  | FABRICATION, GALVANISING AND SUPPLY OF VARIOUS TYPE OF TOWER & TOWERPARTS, TOWER EXTENSIONS (COMPLETE)Ã‚â‚¬Å INCLUDINGÃ‚â‚¬Å BOLTS &NUTS,STEPBOLTS, HANGERS, D-SHACKLES, PACK WASHER ETC AND EXCLUDING STUB FOR400KV D/C (TWIN HTLS) NARROW BASE TOWERS (WZ3) DESIGNED IS 802-2015FOR PLAIN TERRAIN (IN COASTAL REGION) ; TOWER TYPE DC+0M EXTENSION. | EA | 1 |  | INCLUDED | 0 | 0 | 0 | 0 | 0 | 0
97 | 7000016865 | 1210 | Tower Material | 1000059883 | 73082011 |  | 18 |  | FABRICATION, GALVANISING AND SUPPLY OF VARIOUS TYPE OF TOWER & TOWERPARTS, TOWER EXTENSIONS (COMPLETE)Ã‚â‚¬Å INCLUDINGÃ‚â‚¬Å BOLTS &NUTS,STEPBOLTS, HANGERS, D-SHACKLES, PACK WASHER ETC AND EXCLUDING STUB FOR400KV D/C (TWIN HTLS) NARROW BASE TOWERS (WZ3) DESIGNED IS 802-2015FOR PLAIN TERRAIN (IN COASTAL REGION) ; TOWER TYPE DC+3M EXTENSION. | EA | 1 |  | INCLUDED | 0 | 0 | 0 | 0 | 0 | 0
98 | 7000016865 | 1220 | Tower Material | 1000059884 | 73082011 |  | 18 |  | FABRICATION, GALVANISING AND SUPPLY OF VARIOUS TYPE OF TOWER & TOWERPARTS, TOWER EXTENSIONS (COMPLETE)Ã‚â‚¬Å INCLUDINGÃ‚â‚¬Å BOLTS &NUTS,STEPBOLTS, HANGERS, D-SHACKLES, PACK WASHER ETC AND EXCLUDING STUB FOR400KV D/C (TWIN HTLS) NARROW BASE TOWERS (WZ3) DESIGNED IS 802-2015FOR PLAIN TERRAIN (IN COASTAL REGION) ; TOWER TYPE DC+6M EXTENSION. | EA | 7 |  | INCLUDED | 0 | 0 | 0 | 0 | 0 | 0
99 | 7000016865 | 1230 | Tower Material | 1000059885 | 73082011 |  | 18 |  | FABRICATION, GALVANISING AND SUPPLY OF VARIOUS TYPE OF TOWER & TOWERPARTS, TOWER EXTENSIONS (COMPLETE)Ã‚â‚¬Å INCLUDINGÃ‚â‚¬Å BOLTS &NUTS,STEPBOLTS, HANGERS, D-SHACKLES, PACK WASHER ETC AND EXCLUDING STUB FOR400KV D/C (TWIN HTLS) NARROW BASE TOWERS (WZ3) DESIGNED IS 802-2015FOR PLAIN TERRAIN (IN COASTAL REGION) ; TOWER TYPE DC+9M EXTENSION. | EA | 6 |  | INCLUDED | 0 | 0 | 0 | 0 | 0 | 0
100 | 7000016865 | 1240 | Tower Material | 1000059881 | 73082011 |  | 18 |  | FABRICATION, GALVANISING AND SUPPLY OF VARIOUS TYPE OF TOWER & TOWERPARTS, TOWER EXTENSIONS (COMPLETE)Ã‚â‚¬Å INCLUDINGÃ‚â‚¬Å BOLTS &NUTS,STEPBOLTS, HANGERS, D-SHACKLES, PACK WASHER ETC AND EXCLUDING STUB FOR400KV D/C (TWIN HTLS) NARROW BASE TOWERS (WZ3) DESIGNED IS 802-2015FOR PLAIN TERRAIN (IN COASTAL REGION) ; TOWER TYPE DC+18M EXTENSION. | EA | 1 |  | INCLUDED | 0 | 0 | 0 | 0 | 0 | 0
101 | 7000016865 | 1250 | Tower Material | 1000059893 | 73082011 |  | 18 |  | FABRICATION, GALVANISING AND SUPPLY OF VARIOUS TYPE OF TOWER & TOWERPARTS, TOWER EXTENSIONS (COMPLETE)Ã‚â‚¬Å INCLUDINGÃ‚â‚¬Å BOLTS &NUTS,STEPBOLTS, HANGERS, D-SHACKLES, PACK WASHER ETC AND EXCLUDING STUB FOR400KV D/C (TWIN HTLS) NARROW BASE TOWERS (WZ3) DESIGNED IS 802-2015FOR PLAIN TERRAIN (IN COASTAL REGION) ; TOWER TYPE DD45+3M EXTENSION. | EA | 2 |  | INCLUDED | 0 | 0 | 0 | 0 | 0 | 0
102 | 7000016865 | 1260 | Tower Material | 1000059894 | 73082011 |  | 18 |  | FABRICATION, GALVANISING AND SUPPLY OF VARIOUS TYPE OF TOWER & TOWERPARTS, TOWER EXTENSIONS (COMPLETE)Ã‚â‚¬Å INCLUDINGÃ‚â‚¬Å BOLTS &NUTS,STEPBOLTS, HANGERS, D-SHACKLES, PACK WASHER ETC AND EXCLUDING STUB FOR400KV D/C (TWIN HTLS) NARROW BASE TOWERS (WZ3) DESIGNED IS 802-2015FOR PLAIN TERRAIN (IN COASTAL REGION) ; TOWER TYPE DD45+6M EXTENSION. | EA | 1 |  | INCLUDED | 0 | 0 | 0 | 0 | 0 | 0
103 | 7000016865 | 1270 | Tower Material | 1000059895 | 73082011 |  | 18 |  | FABRICATION, GALVANISING AND SUPPLY OF VARIOUS TYPE OF TOWER & TOWERPARTS, TOWER EXTENSIONS (COMPLETE)Ã‚â‚¬Å INCLUDINGÃ‚â‚¬Å BOLTS &NUTS,STEPBOLTS, HANGERS, D-SHACKLES, PACK WASHER ETC AND EXCLUDING STUB FOR400KV D/C (TWIN HTLS) NARROW BASE TOWERS (WZ3) DESIGNED IS 802-2015FOR PLAIN TERRAIN (IN COASTAL REGION) ; TOWER TYPE DD45+9M EXTENSION. | EA | 3 |  | INCLUDED | 0 | 0 | 0 | 0 | 0 | 0
104 | 7000016865 | 1280 | Tower Material | 1000059887 | 73082011 |  | 18 |  | FABRICATION, GALVANISING AND SUPPLY OF VARIOUS TYPE OF TOWER & TOWERPARTS, TOWER EXTENSIONS (COMPLETE)Ã‚â‚¬Å INCLUDINGÃ‚â‚¬Å BOLTS &NUTS,STEPBOLTS, HANGERS, D-SHACKLES, PACK WASHER ETC AND EXCLUDING STUB FOR400KV D/C (TWIN HTLS) NARROW BASE TOWERS (WZ3) DESIGNED IS 802-2015FOR PLAIN TERRAIN (IN COASTAL REGION) ; TOWER TYPE DD45+12M EXTENSION. | EA | 1 |  | INCLUDED | 0 | 0 | 0 | 0 | 0 | 0
105 | 7000016865 | 1290 | Tower Material | 1000059890 | 73082011 |  | 18 |  | FABRICATION, GALVANISING AND SUPPLY OF VARIOUS TYPE OF TOWER & TOWERPARTS, TOWER EXTENSIONS (COMPLETE)Ã‚â‚¬Å INCLUDINGÃ‚â‚¬Å BOLTS &NUTS,STEPBOLTS, HANGERS, D-SHACKLES, PACK WASHER ETC AND EXCLUDING STUB FOR400KV D/C (TWIN HTLS) NARROW BASE TOWERS (WZ3) DESIGNED IS 802-2015FOR PLAIN TERRAIN (IN COASTAL REGION) ; TOWER TYPE DD45+25M EXTENSION. | EA | 1 |  | INCLUDED | 0 | 0 | 0 | 0 | 0 | 0
106 | 7000016865 | 1300 | Tower Material | 1000059896 | 73082011 |  | 18 |  | FABRICATION, GALVANISING AND SUPPLY OF VARIOUS TYPE OF TOWER & TOWERPARTS, TOWER EXTENSIONS (COMPLETE)Ã‚â‚¬Å INCLUDINGÃ‚â‚¬Å BOLTS &NUTS,STEPBOLTS, HANGERS, D-SHACKLES, PACK WASHER ETC AND EXCLUDING STUB FOR400KV D/C (TWIN HTLS) NARROW BASE TOWERS (WZ3) DESIGNED IS 802-2015FOR PLAIN TERRAIN (IN COASTAL REGION) ; TOWER TYPE DD60+0M EXTENSION. | EA | 1 |  | INCLUDED | 0 | 0 | 0 | 0 | 0 | 0
107 | 7000016865 | 1310 | Tower Material | 1000059903 | 73082011 |  | 18 |  | FABRICATION, GALVANISING AND SUPPLY OF VARIOUS TYPE OF TOWER & TOWERPARTS, TOWER EXTENSIONS (COMPLETE)Ã‚â‚¬Å INCLUDINGÃ‚â‚¬Å BOLTS &NUTS,STEPBOLTS, HANGERS, D-SHACKLES, PACK WASHER ETC AND EXCLUDING STUB FOR400KV D/C (TWIN HTLS) NARROW BASE TOWERS (WZ3) DESIGNED IS 802-2015FOR PLAIN TERRAIN (IN COASTAL REGION) ; TOWER TYPE DD60+3M EXTENSION. | EA | 1 |  | INCLUDED | 0 | 0 | 0 | 0 | 0 | 0
108 | 7000016865 | 1320 | Tower Material | 1000059904 | 73082011 |  | 18 |  | FABRICATION, GALVANISING AND SUPPLY OF VARIOUS TYPE OF TOWER & TOWERPARTS, TOWER EXTENSIONS (COMPLETE)Ã‚â‚¬Å INCLUDINGÃ‚â‚¬Å BOLTS &NUTS,STEPBOLTS, HANGERS, D-SHACKLES, PACK WASHER ETC AND EXCLUDING STUB FOR400KV D/C (TWIN HTLS) NARROW BASE TOWERS (WZ3) DESIGNED IS 802-2015FOR PLAIN TERRAIN (IN COASTAL REGION) ; TOWER TYPE DD60+6M EXTENSION. | EA | 4 |  | INCLUDED | 0 | 0 | 0 | 0 | 0 | 0
109 | 7000016865 | 1330 | Tower Material | 1000059905 | 73082011 |  | 18 |  | FABRICATION, GALVANISING AND SUPPLY OF VARIOUS TYPE OF TOWER & TOWERPARTS, TOWER EXTENSIONS (COMPLETE)Ã‚â‚¬Å INCLUDINGÃ‚â‚¬Å BOLTS &NUTS,STEPBOLTS, HANGERS, D-SHACKLES, PACK WASHER ETC AND EXCLUDING STUB FOR400KV D/C (TWIN HTLS) NARROW BASE TOWERS (WZ3) DESIGNED IS 802-2015FOR PLAIN TERRAIN (IN COASTAL REGION) ; TOWER TYPE DD60+9M EXTENSION. | EA | 7 |  | INCLUDED | 0 | 0 | 0 | 0 | 0 | 0
110 | 7000016865 | 1340 | Tower Material | 1000059897 | 73082011 |  | 18 |  | FABRICATION, GALVANISING AND SUPPLY OF VARIOUS TYPE OF TOWER & TOWERPARTS, TOWER EXTENSIONS (COMPLETE)Ã‚â‚¬Å INCLUDINGÃ‚â‚¬Å BOLTS &NUTS,STEPBOLTS, HANGERS, D-SHACKLES, PACK WASHER ETC AND EXCLUDING STUB FOR400KV D/C (TWIN HTLS) NARROW BASE TOWERS (WZ3) DESIGNED IS 802-2015FOR PLAIN TERRAIN (IN COASTAL REGION) ; TOWER TYPE DD60+12M EXTENSION. | EA | 2 |  | INCLUDED | 0 | 0 | 0 | 0 | 0 | 0
111 | 7000016865 | 1350 | Tower Material | 1000059899 | 73082011 |  | 18 |  | FABRICATION, GALVANISING AND SUPPLY OF VARIOUS TYPE OF TOWER & TOWERPARTS, TOWER EXTENSIONS (COMPLETE)Ã‚â‚¬Å INCLUDINGÃ‚â‚¬Å BOLTS &NUTS,STEPBOLTS, HANGERS, D-SHACKLES, PACK WASHER ETC AND EXCLUDING STUB FOR400KV D/C (TWIN HTLS) NARROW BASE TOWERS (WZ3) DESIGNED IS 802-2015FOR PLAIN TERRAIN (IN COASTAL REGION) ; TOWER TYPE DD60+18M EXTENSION. | EA | 2 |  | INCLUDED | 0 | 0 | 0 | 0 | 0 | 0
112 | 7000016865 | 1360 | Tower Material | 1000059900 | 73082011 |  | 18 |  | FABRICATION, GALVANISING AND SUPPLY OF VARIOUS TYPE OF TOWER & TOWERPARTS, TOWER EXTENSIONS (COMPLETE)Ã‚â‚¬Å INCLUDINGÃ‚â‚¬Å BOLTS &NUTS,STEPBOLTS, HANGERS, D-SHACKLES, PACK WASHER ETC AND EXCLUDING STUB FOR400KV D/C (TWIN HTLS) NARROW BASE TOWERS (WZ3) DESIGNED IS 802-2015FOR PLAIN TERRAIN (IN COASTAL REGION) ; TOWER TYPE DD60+25M EXTENSION. | EA | 14 |  | INCLUDED | 0 | 0 | 0 | 0 | 0 | 0
113 | 7000016865 | 1370 | Tower Material | 1000059901 | 73082011 |  | 18 |  | FABRICATION, GALVANISING AND SUPPLY OF VARIOUS TYPE OF TOWER & TOWERPARTS, TOWER EXTENSIONS (COMPLETE)Ã‚â‚¬Å INCLUDINGÃ‚â‚¬Å BOLTS &NUTS,STEPBOLTS, HANGERS, D-SHACKLES, PACK WASHER ETC AND EXCLUDING STUB FOR400KV D/C (TWIN HTLS) NARROW BASE TOWERS (WZ3) DESIGNED IS 802-2015FOR PLAIN TERRAIN (IN COASTAL REGION) ; TOWER TYPE DD60+30M EXTENSION. | EA | 2 |  | INCLUDED | 0 | 0 | 0 | 0 | 0 | 0
114 | 7000016865 | 1380 | Tower Material | 1000059574 | 73082011 |  | 18 |  | FABRICATION, GALVANISING AND SUPPLY OF STUBS & CLEATS FOR VARIOUS TYPEOF TOWERS, TOWER EXTENSIONS (COMPLETE) WITH PACK WASHERS,INCLUDINGBOLTS & NUTS FOR 400KV M/C (TWIN HTLS) NORMAL TOWERS (WZ3) DESIGNED ASPER IS 802-2015 FOR PLAIN TERRAIN (IN COASTAL REGION); TOWER TYPE QB(UP TO +9M EXTENSION) | EA | 1 |  | INCLUDED | 0 | 0 | 0 | 0 | 0 | 0
115 | 7000016865 | 1390 | Tower Material | 1000059577 | 73082011 |  | 18 |  | FABRICATION, GALVANISING AND SUPPLY OF STUBS & CLEATS FOR VARIOUS TYPEOF TOWERS, TOWER EXTENSIONS (COMPLETE) WITH PACK WASHERS,INCLUDINGBOLTS & NUTS FOR 400KV M/C (TWIN HTLS) NORMAL TOWERS (WZ3) DESIGNED ASPER IS 802-2015 FOR PLAIN TERRAIN (IN COASTAL REGION); TOWER TYPE QC(UP TO +9M EXTENSION) | EA | 2 |  | INCLUDED | 0 | 0 | 0 | 0 | 0 | 0
116 | 7000016865 | 1400 | Tower Material | 1000059585 | 73082011 |  | 18 |  | FABRICATION, GALVANISING AND SUPPLY OF STUBS & CLEATS FOR VARIOUS TYPEOF TOWERS, TOWER EXTENSIONS (COMPLETE) WITH PACK WASHERS,INCLUDINGBOLTS & NUTS FOR 400KV M/C (TWIN HTLS) NORMAL TOWERS (WZ3) DESIGNED ASPER IS 802-2015 FOR PLAIN TERRAIN (IN COASTAL REGION); TOWER TYPE QD60(UP TO +9M EXTENSION) | EA | 4 |  | INCLUDED | 0 | 0 | 0 | 0 | 0 | 0
117 | 7000016865 | 1410 | Tower Material | 1000059946 | 73082011 |  | 18 |  | FABRICATION, GALVANISING AND SUPPLY OF STUBS & CLEATS FOR VARIOUSTYPEOF TOWERS, TOWER EXTENSIONS (COMPLETE) WITH PACK WASHERS,INCLUDINGBOLTS & NUTSFOR 400KV D/C (TWIN HTLS) NARROW BASE TOWERS (WZ3)DESIGNED IS 802-2015 FOR PLAIN TERRAIN (IN COASTAL REGION); TOWER TYPEDA (UP TO +9M EXTENSION) | EA | 51 |  | INCLUDED | 0 | 0 | 0 | 0 | 0 | 0
118 | 7000016865 | 1420 | Tower Material | 1000059949 | 73082011 |  | 18 |  | FABRICATION, GALVANISING AND SUPPLY OF STUBS & CLEATS FOR VARIOUSTYPEOF TOWERS, TOWER EXTENSIONS (COMPLETE) WITH PACK WASHERS,INCLUDINGBOLTS & NUTSFOR 400KV D/C (TWIN HTLS) NARROW BASE TOWERS (WZ3)DESIGNED IS 802-2015 FOR PLAIN TERRAIN (IN COASTAL REGION); TOWER TYPEDB (UP TO +9M EXTENSION) | EA | 6 |  | INCLUDED | 0 | 0 | 0 | 0 | 0 | 0
119 | 7000016865 | 1430 | Tower Material | 1000059947 | 73082011 |  | 18 |  | FABRICATION, GALVANISING AND SUPPLY OF STUBS & CLEATS FOR VARIOUSTYPEOF TOWERS, TOWER EXTENSIONS (COMPLETE) WITH PACK WASHERS,INCLUDINGBOLTS & NUTSFOR 400KV D/C (TWIN HTLS) NARROW BASE TOWERS (WZ3)DESIGNED IS 802-2015 FOR PLAIN TERRAIN (IN COASTAL REGION); TOWER TYPEDB (FOR +12/15M EXTENSION) | EA | 1 |  | INCLUDED | 0 | 0 | 0 | 0 | 0 | 0
120 | 7000016865 | 1440 | Tower Material | 1000059952 | 73082011 |  | 18 |  | FABRICATION, GALVANISING AND SUPPLY OF STUBS & CLEATS FOR VARIOUSTYPEOF TOWERS, TOWER EXTENSIONS (COMPLETE) WITH PACK WASHERS,INCLUDINGBOLTS & NUTSFOR 400KV D/C (TWIN HTLS) NARROW BASE TOWERS (WZ3)DESIGNED IS 802-2015 FOR PLAIN TERRAIN (IN COASTAL REGION); TOWER TYPEDC (UP TO +9M EXTENSION) | EA | 15 |  | INCLUDED | 0 | 0 | 0 | 0 | 0 | 0
121 | 7000016865 | 1450 | Tower Material | 1000059951 | 73082011 |  | 18 |  | FABRICATION, GALVANISING AND SUPPLY OF STUBS & CLEATS FOR VARIOUSTYPEOF TOWERS, TOWER EXTENSIONS (COMPLETE) WITH PACK WASHERS,INCLUDINGBOLTS & NUTSFOR 400KV D/C (TWIN HTLS) NARROW BASE TOWERS (WZ3)DESIGNED IS 802-2015 FOR PLAIN TERRAIN (IN COASTAL REGION); TOWER TYPEDC (FOR +18/25M EXTENSION) | EA | 1 |  | INCLUDED | 0 | 0 | 0 | 0 | 0 | 0
122 | 7000016865 | 1460 | Tower Material | 1000059956 | 73082011 |  | 18 |  | FABRICATION, GALVANISING AND SUPPLY OF STUBS & CLEATS FOR VARIOUSTYPEOF TOWERS, TOWER EXTENSIONS (COMPLETE) WITH PACK WASHERS,INCLUDINGBOLTS & NUTSFOR 400KV D/C (TWIN HTLS) NARROW BASE TOWERS (WZ3)DESIGNED IS 802-2015 FOR PLAIN TERRAIN (IN COASTAL REGION); TOWER TYPEDD45 (UP TO +9M EXTENSION) | EA | 6 |  | INCLUDED | 0 | 0 | 0 | 0 | 0 | 0
123 | 7000016865 | 1470 | Tower Material | 1000059953 | 73082011 |  | 18 |  | FABRICATION, GALVANISING AND SUPPLY OF STUBS & CLEATS FOR VARIOUSTYPEOF TOWERS, TOWER EXTENSIONS (COMPLETE) WITH PACK WASHERS,INCLUDINGBOLTS & NUTSFOR 400KV D/C (TWIN HTLS) NARROW BASE TOWERS (WZ3)DESIGNED IS 802-2015 FOR PLAIN TERRAIN (IN COASTAL REGION); TOWER TYPEDD45 (FOR +12/15M EXTENSION) | EA | 1 |  | INCLUDED | 0 | 0 | 0 | 0 | 0 | 0
124 | 7000016865 | 1480 | Tower Material | 1000059954 | 73082011 |  | 18 |  | FABRICATION, GALVANISING AND SUPPLY OF STUBS & CLEATS FOR VARIOUSTYPEOF TOWERS, TOWER EXTENSIONS (COMPLETE) WITH PACK WASHERS,INCLUDINGBOLTS & NUTSFOR 400KV D/C (TWIN HTLS) NARROW BASE TOWERS (WZ3)DESIGNED IS 802-2015 FOR PLAIN TERRAIN (IN COASTAL REGION); TOWER TYPEDD45 (FOR +18/25M EXTENSION) | EA | 1 |  | INCLUDED | 0 | 0 | 0 | 0 | 0 | 0
125 | 7000016865 | 1490 | Tower Material | 1000059960 | 73082011 |  | 18 |  | FABRICATION, GALVANISING AND SUPPLY OF STUBS & CLEATS FOR VARIOUSTYPEOF TOWERS, TOWER EXTENSIONS (COMPLETE) WITH PACK WASHERS,INCLUDINGBOLTS & NUTSFOR 400KV D/C (TWIN HTLS) NARROW BASE TOWERS (WZ3)DESIGNED IS 802-2015 FOR PLAIN TERRAIN (IN COASTAL REGION); TOWER TYPEDD60 (UP TO +9M EXTENSION) | EA | 13 |  | INCLUDED | 0 | 0 | 0 | 0 | 0 | 0
126 | 7000016865 | 1500 | Tower Material | 1000059957 | 73082011 |  | 18 |  | FABRICATION, GALVANISING AND SUPPLY OF STUBS & CLEATS FOR VARIOUSTYPEOF TOWERS, TOWER EXTENSIONS (COMPLETE) WITH PACK WASHERS,INCLUDINGBOLTS & NUTSFOR 400KV D/C (TWIN HTLS) NARROW BASE TOWERS (WZ3)DESIGNED IS 802-2015 FOR PLAIN TERRAIN (IN COASTAL REGION); TOWER TYPEDD60 (FOR +12/15M EXTENSION) | EA | 2 |  | INCLUDED | 0 | 0 | 0 | 0 | 0 | 0
127 | 7000016865 | 1510 | Tower Material | 1000059958 | 73082011 |  | 18 |  | FABRICATION, GALVANISING AND SUPPLY OF STUBS & CLEATS FOR VARIOUSTYPEOF TOWERS, TOWER EXTENSIONS (COMPLETE) WITH PACK WASHERS,INCLUDINGBOLTS & NUTSFOR 400KV D/C (TWIN HTLS) NARROW BASE TOWERS (WZ3)DESIGNED IS 802-2015 FOR PLAIN TERRAIN (IN COASTAL REGION); TOWER TYPEDD60 (FOR +18/25M EXTENSION) | EA | 16 |  | INCLUDED | 0 | 0 | 0 | 0 | 0 | 0
128 | 7000016865 | 1520 | Tower Material | 1000059959 | 73082011 |  | 18 |  | FABRICATION, GALVANISING AND SUPPLY OF STUBS & CLEATS FOR VARIOUSTYPEOF TOWERS, TOWER EXTENSIONS (COMPLETE) WITH PACK WASHERS,INCLUDINGBOLTS & NUTSFOR 400KV D/C (TWIN HTLS) NARROW BASE TOWERS (WZ3)DESIGNED IS 802-2015 FOR PLAIN TERRAIN (IN COASTAL REGION); TOWER TYPEDD60 (FOR +30/35M EXTENSION) | EA | 2 |  | INCLUDED | 0 | 0 | 0 | 0 | 0 | 0
129 | 7000016865 | 1530 | Tower Material | 1000031890 | 73082011 |  | 18 |  | FABRICATION, GALVANIZING (UNDER MARINE ENVIRONMENT) AND SUPPLY OFVARIOUS TYPE OF TOWER & TOWER PARTS, TOWER EXTENSIONS (COMPLETE)EXCLUDING BOLTS & NUTS, STEP BOLTS AND STUBS BUT INCLUDING HANGERS,D-SHACKLES, PACK WASHER ETC.- HT STEEL FOR NORMAL TOWERS | MT | 123.91 |  | INCLUDED | 0 | 0 | 0 | 0 | 0 | 0
130 | 7000016865 | 1540 | Tower Material | 1000031894 | 73082011 |  | 18 |  | FABRICATION, GALVANIZING (UNDER MARINE ENVIRONMENT) AND SUPPLY OFVARIOUS TYPE OF TOWER & TOWER PARTS, TOWER EXTENSIONS (COMPLETE)EXCLUDING BOLTS & NUTS, STEP BOLTS AND STUBS BUT INCLUDING HANGERS,D-SHACKLES, PACK WASHER ETC.- MS STEEL FOR NORMAL TOWERS | MT | 21.68 |  | INCLUDED | 0 | 0 | 0 | 0 | 0 | 0
131 | 7000016865 | 1550 | Tower Material | 1000031892 | 73082011 |  | 18 |  | FABRICATION, GALVANIZING (UNDER MARINE ENVIRONMENT) AND SUPPLY OFSTUBS & CLEATS FOR VARIOUS TYPE OF TOWERS, TOWER EXTENSIONS (COMPLETE)WITH PACK WASHERS, EXCLUDING BOLTS & NUTS- HT STEEL FOR NORMAL TOWERS | MT | 3.13 |  | INCLUDED | 0 | 0 | 0 | 0 | 0 | 0
132 | 7000016865 | 1560 | Tower Material | 1000013472 | 73181500 |  | 18 |  | Supply of Hexagonal Bolts & Nuts for towers including Step Bolts, SpringWashers etc. | MT | 3.71 |  | INCLUDED | 0 | 0 | 0 | 0 | 0 | 0
133 | 7000016865 | 1570 | Tower Material | 1000007847 | 73181500 |  | 18 |  | Supply of Bolts & Nuts for Stubs including Spring Washers etc. | MT | 0.06 |  | INCLUDED | 0 | 0 | 0 | 0 | 0 | 0
134 | 7000016865 | 1580 | HTLS Conductor | 1000036834 | 76149000 |  | 18 |  | HTLS MOOSE CONDUCTOR | KM | 529.208 |  | INCLUDED | 0 | 0 | 0 | 0 | 0 | 0
135 | 7000016865 | 2150 | Earthwire Supply | 1000030841 | 73121020 |  | 18 |  | 7/3.66 G.S. EARTHWIRE | KM | 44.101 |  | INCLUDED | 0 | 0 | 0 | 0 | 0 | 0
136 | 7000016865 | 1590 | Insulators | 1000009325 | 85469090 |  | 18 |  | Composite long rod Insulators for 400kV Transmission Line-120 KN(Length-3335 mm, Creepage-13020 mm) | EA | 441 |  | INCLUDED | 0 | 0 | 0 | 0 | 0 | 0
137 | 7000016865 | 1600 | Insulators | 1000009325 | 85469090 |  | 18 |  | Composite long rod Insulators for 400kV Transmission Line-120 KN(Length-3335 mm, Creepage-13020 mm) | EA | 45 |  | INCLUDED | 0 | 0 | 0 | 0 | 0 | 0
138 | 7000016865 | 1610 | Insulators | 1000009328 | 85469090 |  | 18 |  | Composite long rod Insulators for 400kV Transmission Line-160 KN(Length-3910 mm, Creepage-13020 mm) | EA | 1764 |  | INCLUDED | 0 | 0 | 0 | 0 | 0 | 0
139 | 7000016865 | 1620 | Insulators | 1000009328 | 85469090 |  | 18 |  | Composite long rod Insulators for 400kV Transmission Line-160 KN(Length-3910 mm, Creepage-13020 mm) | EA | 177 |  | INCLUDED | 0 | 0 | 0 | 0 | 0 | 0
140 | 7000016865 | 1630 | Hardware Fittings | 1000019805 | 73082011 |  | 18 |  | Hardware Fittings for Twin HTLS Conductor-Single "I" Suspension String(without clamps) | SET | 306 |  | INCLUDED | 0 | 0 | 0 | 0 | 0 | 0
141 | 7000016865 | 1640 | Hardware Fittings | 1000019805 | 73082011 |  | 18 |  | Hardware Fittings for Twin HTLS Conductor-Single "I" Suspension String(without clamps) | SET | 7 |  | INCLUDED | 0 | 0 | 0 | 0 | 0 | 0
142 | 7000016865 | 1650 | Hardware Fittings | 1000010803 | 73082011 |  | 18 |  | Hardware Fittings for Twin HTLS Conductor-Double TensionString(without clamps) | SET | 882 |  | INCLUDED | 0 | 0 | 0 | 0 | 0 | 0
143 | 7000016865 | 1660 | Hardware Fittings | 1000010803 | 73082011 |  | 18 |  | Hardware Fittings for Twin HTLS Conductor-Double TensionString(without clamps) | SET | 18 |  | INCLUDED | 0 | 0 | 0 | 0 | 0 | 0
144 | 7000016865 | 1670 | Hardware Fittings | 1000019783 | 73082011 |  | 18 |  | Hardware Fittings for Twin HTLS Conductor-Single I Suspension String(Pilot)(without clamps) | SET | 135 |  | INCLUDED | 0 | 0 | 0 | 0 | 0 | 0
145 | 7000016865 | 1680 | Hardware Fittings | 1000019783 | 73082011 |  | 18 |  | Hardware Fittings for Twin HTLS Conductor-Single I Suspension String(Pilot)(without clamps) | SET | 3 |  | INCLUDED | 0 | 0 | 0 | 0 | 0 | 0
146 | 7000016865 | 1690 | Hardware Fittings | 1000036855 | 73082011 |  | 18 |  | SUSPENSION CLAMP (FREE CENTRE TYPE SUSPENSION CLAMP ALONGWITHPREFORMED ARMOUR RODS OR ARMOUR GRIP SUSPENSION CLAMP) SUITABLE FORSUSPENSION INSULATOR STRING FOR HTLS MOOSE CONDUCTOR | EA | 612 |  | INCLUDED | 0 | 0 | 0 | 0 | 0 | 0
147 | 7000016865 | 1700 | Hardware Fittings | 1000036825 | 73082011 |  | 18 |  | DEAD END CLAMP SUITABLE FOR TENSION INSULATOR STRING FOR HTLS MOOSECONDUCTOR | EA | 1764 |  | INCLUDED | 0 | 0 | 0 | 0 | 0 | 0
148 | 7000016865 | 1710 | Hardware Fittings | 1000036856 | 73082011 |  | 18 |  | SUSPENSION CLAMP SUITABLE FOR SUSPENSION PILOT INSULATOR STRING FORHTLS MOOSE CONDUCTOR | EA | 270 |  | INCLUDED | 0 | 0 | 0 | 0 | 0 | 0
149 | 7000016865 | 1720 | conductor Accessories | 1000036839 | 76169990 |  | 18 |  | MID SPAN COMPRESSION JOINT FOR HTLS MOOSE CONDUCTOR | EA | 278 |  | INCLUDED | 0 | 0 | 0 | 0 | 0 | 0
150 | 7000016865 | 1730 | conductor Accessories | 1000036851 | 76169990 |  | 18 |  | REPAIR SLEEVE FOR HTLS MOOSE CONDUCTOR | EA | 93 |  | INCLUDED | 0 | 0 | 0 | 0 | 0 | 0
151 | 7000016865 | 1740 | conductor Accessories | 1000036854 | 76169990 |  | 18 |  | SPACER DAMPER FOR HTLS MOOSE CONDUCTOR | EA | 5208 |  | INCLUDED | 0 | 0 | 0 | 0 | 0 | 0
152 | 7000016865 | 1750 | conductor Accessories | 1000036852 | 76169990 |  | 18 |  | RIGID SPACER FOR HTLS MOOSE CONDUCTOR | EA | 1332 |  | INCLUDED | 0 | 0 | 0 | 0 | 0 | 0
153 | 7000016865 | 1760 | Earthing | 1000017587 | 73082011 |  | 18 |  | Supply of Pipe Type Earthing | EA | 114 |  | INCLUDED | 0 | 0 | 0 | 0 | 0 | 0
154 | 7000016865 | 1770 | Earthing | 1000045873 | 73082011 |  | 18 |  | PIPE TYPE CHEMICAL EARTHING | EA | 4 |  | INCLUDED | 0 | 0 | 0 | 0 | 0 | 0
155 | 7000016865 | 1780 | Earthing | 1000010003 | 73082011 |  | 18 |  | Supply of Counterpoise type (120 m length) | EA | 4 |  | INCLUDED | 0 | 0 | 0 | 0 | 0 | 0
156 | 7000016865 | 1790 | Earthing | 1000048808 | 73082011 |  | 18 |  | SUPPLY OF CHEMICAL EARTHING: COUNTERPOISE TYPE (120M LENGTH) | EA | 2 |  | INCLUDED | 0 | 0 | 0 | 0 | 0 | 0
157 | 7000016865 | 1800 | Earthing | 1000038340 | 73082011 |  | 18 |  | ROD TYPE EARTHING | EA | 118 |  | INCLUDED | 0 | 0 | 0 | 0 | 0 | 0
158 | 7000016865 | 1810 | Earthing | 1000019718 | 73082011 |  | 18 |  | Supply of Shieldwire Earthing includingPG clamps, downlead clamps butexcluding Earthwire bits for Pipe typeearthing | EA | 6 |  | INCLUDED | 0 | 0 | 0 | 0 | 0 | 0
159 | 7000016865 | 1820 | Earthing | 1000057380 | 73082011 |  | 18 |  | Supply of Shieldwire Earthing Counterpoise (4X30M) Type including PGclamps, downlead clamps but excluding Earthwire bits. | EA | 1 |  | INCLUDED | 0 | 0 | 0 | 0 | 0 | 0
160 | 7000016865 | 2160 | EARTHWIRE ACCESSORIES | 1000015505 | 73082011 |  | 18 |  | Mid Span Compression Joint -7/3.66mm Earth Wire | EA | 22 |  | INCLUDED | 0 | 0 | 0 | 0 | 0 | 0
161 | 7000016865 | 2170 | EARTHWIRE ACCESSORIES | 1000034136 | 76169990 |  | 18 |  | FLEXIBLE ALUMUNIUM BOND | EA | 199 |  | INCLUDED | 0 | 0 | 0 | 0 | 0 | 0
162 | 7000016865 | 2180 | EARTHWIRE ACCESSORIES | 1000022420 | 73082011 |  | 18 |  | Vibration damper -7/3.66mm Earth Wire | EA | 398 |  | INCLUDED | 0 | 0 | 0 | 0 | 0 | 0
163 | 7000016865 | 2190 | EARTHWIRE ACCESSORIES | 1000020447 | 73082011 |  | 18 |  | Suspension clamp assembly -7/3.66mm Earth Wire | EA | 51 |  | INCLUDED | 0 | 0 | 0 | 0 | 0 | 0
164 | 7000016865 | 2200 | EARTHWIRE ACCESSORIES | 1000020991 | 73082011 |  | 18 |  | Tension clamp assembly-7/3.66mm Earth Wire | EA | 148 |  | INCLUDED | 0 | 0 | 0 | 0 | 0 | 0
165 | 7000016865 | 2210 | EARTHWIRE ACCESSORIES | 1000015505 | 73082011 |  | 18 |  | Mid Span Compression Joint -7/3.66mm Earth Wire | EA | 1 |  | INCLUDED | 0 | 0 | 0 | 0 | 0 | 0
166 | 7000016865 | 2220 | EARTHWIRE ACCESSORIES | 1000034136 | 76169990 |  | 18 |  | FLEXIBLE ALUMUNIUM BOND | EA | 4 |  | INCLUDED | 0 | 0 | 0 | 0 | 0 | 0
167 | 7000016865 | 2230 | EARTHWIRE ACCESSORIES | 1000022420 | 73082011 |  | 18 |  | Vibration damper -7/3.66mm Earth Wire | EA | 8 |  | INCLUDED | 0 | 0 | 0 | 0 | 0 | 0
168 | 7000016865 | 2240 | EARTHWIRE ACCESSORIES | 1000020447 | 73082011 |  | 18 |  | Suspension clamp assembly -7/3.66mm Earth Wire | EA | 2 |  | INCLUDED | 0 | 0 | 0 | 0 | 0 | 0
169 | 7000016865 | 2250 | EARTHWIRE ACCESSORIES | 1000020991 | 73082011 |  | 18 |  | Tension clamp assembly-7/3.66mm Earth Wire | EA | 3 |  | INCLUDED | 0 | 0 | 0 | 0 | 0 | 0
170 | 7000016865 | 1830 | TowerAccessories | 1000010539 | 73082011 |  | 18 |  | Danger Plate for 400kV | EA | 124 |  | INCLUDED | 0 | 0 | 0 | 0 | 0 | 0
171 | 7000016865 | 1840 | TowerAccessories | 1000015971 | 73082011 |  | 18 |  | Number Plate for 400kV | EA | 124 |  | INCLUDED | 0 | 0 | 0 | 0 | 0 | 0
172 | 7000016865 | 1850 | TowerAccessories | 1000017508 | 73082011 |  | 18 |  | Phase Plate (Set of three) | SET | 248 |  | INCLUDED | 0 | 0 | 0 | 0 | 0 | 0
173 | 7000016865 | 1860 | TowerAccessories | 1000009119 | 73082011 |  | 18 |  | Circuit Plate (Set of two) | SET | 124 |  | INCLUDED | 0 | 0 | 0 | 0 | 0 | 0
174 | 7000016865 | 1870 | TowerAccessories | 1000006779 | 73082011 |  | 18 |  | Supply of Anti-Climbing Devices ofBarbed Wire Type | SET | 124 |  | INCLUDED | 0 | 0 | 0 | 0 | 0 | 0
175 | 7000016865 | 1880 | TowerAccessories | 1000007735 | 73082011 |  | 18 |  | Bird Guard (Set of Three) | SET | 102 |  | INCLUDED | 0 | 0 | 0 | 0 | 0 | 0
176 | 7000016865 | 2270 | Aviation Requirement | 1000019903 | 73082011 |  | 18 |  | Supply of Span Marker for Aviation | EA | 30 |  | INCLUDED | 0 | 0 | 0 | 0 | 0 | 0
177 | 7000016865 | 2280 | Aviation Requirement | 1000016663 | 85391000 |  | 18 |  | Supply of Obstruction Lights (as per IS5613)-1 Medium Intensity + 2 LowIntensity | SET | 14 |  | INCLUDED | 0 | 0 | 0 | 0 | 0 | 0
178 | 7000016865 | 2300 | OPGW | 1000030940 | 85447090 |  | 18 |  | 24 FIBRE (DWSM) OPGW FIBRE OPTIC CABLE | KM | 47.4 |  | INCLUDED | 0 | 0 | 0 | 0 | 0 | 0
179 | 7000016865 | 2310 | OPGW | 1000020444 | 82057000 |  | 18 |  | Suspension clamp assembly for 24 fibre OPGW | EA | 162 |  | INCLUDED | 0 | 0 | 0 | 0 | 0 | 0
180 | 7000016865 | 2320 | OPGW | 1000033144 | 82057000 |  | 18 |  | TENSION ASSEMBLY - DEAD END FOR 24 FIBER OPGW | SET | 2 |  | INCLUDED | 0 | 0 | 0 | 0 | 0 | 0
181 | 7000016865 | 2330 | OPGW | 1000031039 | 82057000 |  | 18 |  | TENSION FITTINGS ASSEMBLY FOR 24F OPGW INCLUDING ALL ACCESSORIES FORJOINT BOX (SPLICING) LOCATION | SET | 9 |  | INCLUDED | 0 | 0 | 0 | 0 | 0 | 0
182 | 7000016865 | 2340 | OPGW | 1000033146 | 82057000 |  | 18 |  | TENSION ASSEMBLY - DOUBLE TENSION PASS THROUGH ASSEMBLY FOR 24 FIBEROPGW | SET | 69 |  | INCLUDED | 0 | 0 | 0 | 0 | 0 | 0
183 | 7000016865 | 2350 | OPGW | 1000031041 | 82057000 |  | 18 |  | TENSION FITTINGS ASSEMBLY ON SUSPENSION TOWER FOR 24F OPGW INCLUDINGALL ACCESSORIES AT JOINT BOX (SPLICING) LOCATION | SET | 1 |  | INCLUDED | 0 | 0 | 0 | 0 | 0 | 0
184 | 7000016865 | 2360 | OPGW | 1000022417 | 82057000 |  | 18 |  | Vibration Damper for 24 fibre OPGW | EA | 644 |  | INCLUDED | 0 | 0 | 0 | 0 | 0 | 0
185 | 7000016865 | 2370 | OPGW | 1000010817 | 82057000 |  | 18 |  | Down Lead clamp Assembly for 24 fibre OPGW | EA | 616 |  | INCLUDED | 0 | 0 | 0 | 0 | 0 | 0
186 | 7000016865 | 2380 | OPGW | 1000014198 | 85353090 |  | 18 |  | Joint Box for 24 fibre OPGW | EA | 12 |  | INCLUDED | 0 | 0 | 0 | 0 | 0 | 0
187 | 7000016865 | 2390 | OPGW | 1000030940 | 85447090 |  | 18 |  | 24 FIBRE (DWSM) OPGW FIBRE OPTIC CABLE | KM | 1.66 |  | INCLUDED | 0 | 0 | 0 | 0 | 0 | 0
188 | 7000016865 | 2400 | OPGW | 1000020444 | 82057000 |  | 18 |  | Suspension clamp assembly for 24 fibre OPGW | EA | 6 |  | INCLUDED | 0 | 0 | 0 | 0 | 0 | 0
189 | 7000016865 | 2410 | OPGW | 1000033144 | 82057000 |  | 18 |  | TENSION ASSEMBLY - DEAD END FOR 24 FIBER OPGW | SET | 1 |  | INCLUDED | 0 | 0 | 0 | 0 | 0 | 0
190 | 7000016865 | 2420 | OPGW | 1000031039 | 82057000 |  | 18 |  | TENSION FITTINGS ASSEMBLY FOR 24F OPGW INCLUDING ALL ACCESSORIES FORJOINT BOX (SPLICING) LOCATION | SET | 1 |  | INCLUDED | 0 | 0 | 0 | 0 | 0 | 0
191 | 7000016865 | 2430 | OPGW | 1000033146 | 82057000 |  | 18 |  | TENSION ASSEMBLY - DOUBLE TENSION PASS THROUGH ASSEMBLY FOR 24 FIBEROPGW | SET | 1 |  | INCLUDED | 0 | 0 | 0 | 0 | 0 | 0
192 | 7000016865 | 2440 | OPGW | 1000031041 | 82057000 |  | 18 |  | TENSION FITTINGS ASSEMBLY ON SUSPENSION TOWER FOR 24F OPGW INCLUDINGALL ACCESSORIES AT JOINT BOX (SPLICING) LOCATION | SET | 1 |  | INCLUDED | 0 | 0 | 0 | 0 | 0 | 0
193 | 7000016865 | 2450 | OPGW | 1000022417 | 82057000 |  | 18 |  | Vibration Damper for 24 fibre OPGW | EA | 23 |  | INCLUDED | 0 | 0 | 0 | 0 | 0 | 0
194 | 7000016865 | 2460 | OPGW | 1000010817 | 82057000 |  | 18 |  | Down Lead clamp Assembly for 24 fibre OPGW | EA | 22 |  | INCLUDED | 0 | 0 | 0 | 0 | 0 | 0
195 | 7000016865 | 2470 | OPGW | 1000014198 | 85353090 |  | 18 |  | Joint Box for 24 fibre OPGW | EA | 1 |  | INCLUDED | 0 | 0 | 0 | 0 | 0 | 0
Total Ex-Works Price | [12 empty] | 0 |  | 0 |  | 0 | 0 | 0
Total Type Test charges as per Schedule-7 | [12 empty] | 0
Total Ex-Works Price including Type Test charges | [12 empty] | 0
# In case the bidder leaves the cell for confirmation of the HSN code and/or GST rate “blank”, the HSN code and corresponding GST rate indicated by the Employer shall be deemed to be the one confirmed by the Bidder.
| Date | [7 empty] | Printed Name
| Place | [7 empty] | Designation
Click for Sch-2

## Sch-2
Specification No. : 5002002268/TOWER/DOM/A00 - CC CS -1 | [8 empty] | Schedule - 2
Transmission Line Tower Package-TW01 including Design & Testing of towers, Design of foundation, Supply of HTLS conductor, Composite long rod insulators, Earthwire/OPGW, Hardware Fittings, Accessories for Conductor & Earthwire for M/C portion of (i) 400 kV D/C (Twin HTLS) Navasari (New) (South Gujarat)-Kala line and (ii) 400 kV D/C (Twin HTLS) Navasari (New) (South Gujarat)-Magarwada line and for D/C portion of (i) 400 kV D/C (twin HTLS) Navasari (New) (South Gujarat)-Kala line (From M/c line common point near Magarwada SS to Kala SS) associated with Transmission Network Expansion in Gujarat to increase its ATC from ISTS: Part B.
(SCHEDULE OF RATES AND PRICES)
BIDDER:
0 | [6 empty] | To:
Bidder’s Name and Address (Sole Bidder) : | [6 empty] | Contract Services
Name : | [6 empty] | Power Grid Corporation of India Ltd.,
Address : | [6 empty] | "Saudamini", Plot No.-2
Sector-29,
Gurgaon (Haryana) - 122001
Local Transportation, In-transit Insurance, Loading and Unloading
(All Prices are in Indian Rupees)
SI. No. | PR No | PR Line Item No | Activity Description | Material Code | Description | Unit | Quantity | Unit Freight, In-transit Insurance, loading & Unloading Charges | Total Freight, In-transit Insurance, loading & Unloading Charges
1 | 2 | 3 | 4 | 5 | 6 | 7 | 8 | 9 | 10 = 8 X 9
TW01 Navasari-Magarwada-Kala
1 | 7000016865 | 10 | Tower Material | 1000059510 | FABRICATION, GALVANISING AND SUPPLY OF VARIOUS TYPE OF TOWER & TOWERPARTS, TOWER EXTENSIONS (COMPLETE) INCLUDINGÃ‚ BOLTS &NUTS, STEPBOLTS,HANGERS, D-SHACKLES, PACK WASHER ETC AND EXCLUDING STUB FOR 400KV M/C(TWIN HTLS) NORMAL TOWERS (WZ3) DESIGNED AS PER IS 802-2015 FOR PLAINTERRAIN (IN COASTAL REGION); TOWER TYPE QA+0M EXTENSION. | EA | 28 |  | INCLUDED
2 | 7000016865 | 20 | Tower Material | 1000059511 | FABRICATION, GALVANISING AND SUPPLY OF VARIOUS TYPE OF TOWER & TOWERPARTS, TOWER EXTENSIONS (COMPLETE) INCLUDINGÃ‚ BOLTS &NUTS, STEPBOLTS,HANGERS, D-SHACKLES, PACK WASHER ETC AND EXCLUDING STUB FOR 400KV M/C(TWIN HTLS) NORMAL TOWERS (WZ3) DESIGNED AS PER IS 802-2015 FOR PLAINTERRAIN (IN COASTAL REGION); TOWER TYPE QA+3M EXTENSION. | EA | 4 |  | INCLUDED
3 | 7000016865 | 30 | Tower Material | 1000059512 | FABRICATION, GALVANISING AND SUPPLY OF VARIOUS TYPE OF TOWER & TOWERPARTS, TOWER EXTENSIONS (COMPLETE) INCLUDINGÃ‚ BOLTS &NUTS, STEPBOLTS,HANGERS, D-SHACKLES, PACK WASHER ETC AND EXCLUDING STUB FOR 400KV M/C(TWIN HTLS) NORMAL TOWERS (WZ3) DESIGNED AS PER IS 802-2015 FOR PLAINTERRAIN (IN COASTAL REGION); TOWER TYPE QA+6M EXTENSION. | EA | 12 |  | INCLUDED
4 | 7000016865 | 40 | Tower Material | 1000059513 | FABRICATION, GALVANISING AND SUPPLY OF VARIOUS TYPE OF TOWER & TOWERPARTS, TOWER EXTENSIONS (COMPLETE) INCLUDINGÃ‚ BOLTS &NUTS, STEPBOLTS,HANGERS, D-SHACKLES, PACK WASHER ETC AND EXCLUDING STUB FOR 400KV M/C(TWIN HTLS) NORMAL TOWERS (WZ3) DESIGNED AS PER IS 802-2015 FOR PLAINTERRAIN (IN COASTAL REGION); TOWER TYPE QA+9M EXTENSION. | EA | 48 |  | INCLUDED
5 | 7000016865 | 50 | Tower Material | 1000059519 | FABRICATION, GALVANISING AND SUPPLY OF VARIOUS TYPE OF TOWER & TOWERPARTS, TOWER EXTENSIONS (COMPLETE) INCLUDINGÃ‚ BOLTS &NUTS, STEPBOLTS,HANGERS, D-SHACKLES, PACK WASHER ETC AND EXCLUDING STUB FOR 400KV M/C(TWIN HTLS) NORMAL TOWERS (WZ3) DESIGNED AS PER IS 802-2015 FOR PLAINTERRAIN (IN COASTAL REGION); TOWER TYPE QB+3M EXTENSION. | EA | 1 |  | INCLUDED
6 | 7000016865 | 60 | Tower Material | 1000059520 | FABRICATION, GALVANISING AND SUPPLY OF VARIOUS TYPE OF TOWER & TOWERPARTS, TOWER EXTENSIONS (COMPLETE) INCLUDINGÃ‚ BOLTS &NUTS, STEPBOLTS,HANGERS, D-SHACKLES, PACK WASHER ETC AND EXCLUDING STUB FOR 400KV M/C(TWIN HTLS) NORMAL TOWERS (WZ3) DESIGNED AS PER IS 802-2015 FOR PLAINTERRAIN (IN COASTAL REGION); TOWER TYPE QB+6M EXTENSION. | EA | 3 |  | INCLUDED
7 | 7000016865 | 70 | Tower Material | 1000059528 | FABRICATION, GALVANISING AND SUPPLY OF VARIOUS TYPE OF TOWER & TOWERPARTS, TOWER EXTENSIONS (COMPLETE) INCLUDINGÃ‚ BOLTS &NUTS, STEPBOLTS,HANGERS, D-SHACKLES, PACK WASHER ETC AND EXCLUDING STUB FOR 400KV M/C(TWIN HTLS) NORMAL TOWERS (WZ3) DESIGNED AS PER IS 802-2015 FOR PLAINTERRAIN (IN COASTAL REGION); TOWER TYPE QC+6M EXTENSION. | EA | 4 |  | INCLUDED
8 | 7000016865 | 80 | Tower Material | 1000059529 | FABRICATION, GALVANISING AND SUPPLY OF VARIOUS TYPE OF TOWER & TOWERPARTS, TOWER EXTENSIONS (COMPLETE) INCLUDINGÃ‚ BOLTS &NUTS, STEPBOLTS,HANGERS, D-SHACKLES, PACK WASHER ETC AND EXCLUDING STUB FOR 400KV M/C(TWIN HTLS) NORMAL TOWERS (WZ3) DESIGNED AS PER IS 802-2015 FOR PLAINTERRAIN (IN COASTAL REGION); TOWER TYPE QC+9M EXTENSION. | EA | 2 |  | INCLUDED
9 | 7000016865 | 90 | Tower Material | 1000059538 | FABRICATION, GALVANISING AND SUPPLY OF VARIOUS TYPE OF TOWER & TOWERPARTS, TOWER EXTENSIONS (COMPLETE) INCLUDINGÃ‚ BOLTS &NUTS, STEPBOLTS,HANGERS, D-SHACKLES, PACK WASHER ETC AND EXCLUDING STUB FOR 400KV M/C(TWIN HTLS) NORMAL TOWERS (WZ3) DESIGNED AS PER IS 802-2015 FOR PLAINTERRAIN (IN COASTAL REGION); TOWER TYPE QD45+6M EXTENSION. | EA | 4 |  | INCLUDED
10 | 7000016865 | 100 | Tower Material | 1000059539 | FABRICATION, GALVANISING AND SUPPLY OF VARIOUS TYPE OF TOWER & TOWERPARTS, TOWER EXTENSIONS (COMPLETE) INCLUDINGÃ‚ BOLTS &NUTS, STEPBOLTS,HANGERS, D-SHACKLES, PACK WASHER ETC AND EXCLUDING STUB FOR 400KV M/C(TWIN HTLS) NORMAL TOWERS (WZ3) DESIGNED AS PER IS 802-2015 FOR PLAINTERRAIN (IN COASTAL REGION); TOWER TYPE QD45+9M EXTENSION. | EA | 1 |  | INCLUDED
11 | 7000016865 | 110 | Tower Material | 1000059549 | FABRICATION, GALVANISING AND SUPPLY OF VARIOUS TYPE OF TOWER & TOWERPARTS, TOWER EXTENSIONS (COMPLETE) INCLUDINGÃ‚ BOLTS &NUTS, STEPBOLTS,HANGERS, D-SHACKLES, PACK WASHER ETC AND EXCLUDING STUB FOR 400KV M/C(TWIN HTLS) NORMAL TOWERS (WZ3) DESIGNED AS PER IS 802-2015 FOR PLAINTERRAIN (IN COASTAL REGION); TOWER TYPE QD60+9M EXTENSION. | EA | 3 |  | INCLUDED
12 | 7000016865 | 120 | Tower Material | 1000059544 | FABRICATION, GALVANISING AND SUPPLY OF VARIOUS TYPE OF TOWER & TOWERPARTS, TOWER EXTENSIONS (COMPLETE) INCLUDINGÃ‚ BOLTS &NUTS, STEPBOLTS,HANGERS, D-SHACKLES, PACK WASHER ETC AND EXCLUDING STUB FOR 400KV M/C(TWIN HTLS) NORMAL TOWERS (WZ3) DESIGNED AS PER IS 802-2015 FOR PLAINTERRAIN (IN COASTAL REGION); TOWER TYPE QD60+25M EXTENSION. | EA | 2 |  | INCLUDED
13 | 7000016865 | 130 | Tower Material | 1000059571 | FABRICATION, GALVANISING AND SUPPLY OF STUBS & CLEATS FOR VARIOUS TYPEOF TOWERS, TOWER EXTENSIONS (COMPLETE) WITH PACK WASHERS,INCLUDINGBOLTS & NUTS FOR 400KV M/C (TWIN HTLS) NORMAL TOWERS (WZ3) DESIGNED ASPER IS 802-2015 FOR PLAIN TERRAIN (IN COASTAL REGION); TOWER TYPE QA(UP TO +9M EXTENSION) | EA | 42 |  | INCLUDED
14 | 7000016865 | 140 | Tower Material | 1000059574 | FABRICATION, GALVANISING AND SUPPLY OF STUBS & CLEATS FOR VARIOUS TYPEOF TOWERS, TOWER EXTENSIONS (COMPLETE) WITH PACK WASHERS,INCLUDINGBOLTS & NUTS FOR 400KV M/C (TWIN HTLS) NORMAL TOWERS (WZ3) DESIGNED ASPER IS 802-2015 FOR PLAIN TERRAIN (IN COASTAL REGION); TOWER TYPE QB(UP TO +9M EXTENSION) | EA | 4 |  | INCLUDED
15 | 7000016865 | 150 | Tower Material | 1000059577 | FABRICATION, GALVANISING AND SUPPLY OF STUBS & CLEATS FOR VARIOUS TYPEOF TOWERS, TOWER EXTENSIONS (COMPLETE) WITH PACK WASHERS,INCLUDINGBOLTS & NUTS FOR 400KV M/C (TWIN HTLS) NORMAL TOWERS (WZ3) DESIGNED ASPER IS 802-2015 FOR PLAIN TERRAIN (IN COASTAL REGION); TOWER TYPE QC(UP TO +9M EXTENSION) | EA | 4 |  | INCLUDED
16 | 7000016865 | 160 | Tower Material | 1000059581 | FABRICATION, GALVANISING AND SUPPLY OF STUBS & CLEATS FOR VARIOUS TYPEOF TOWERS, TOWER EXTENSIONS (COMPLETE) WITH PACK WASHERS,INCLUDINGBOLTS & NUTS FOR 400KV M/C (TWIN HTLS) NORMAL TOWERS (WZ3) DESIGNED ASPER IS 802-2015 FOR PLAIN TERRAIN (IN COASTAL REGION); TOWER TYPE QD45(UP TO +9M EXTENSION) | EA | 3 |  | INCLUDED
17 | 7000016865 | 170 | Tower Material | 1000059585 | FABRICATION, GALVANISING AND SUPPLY OF STUBS & CLEATS FOR VARIOUS TYPEOF TOWERS, TOWER EXTENSIONS (COMPLETE) WITH PACK WASHERS,INCLUDINGBOLTS & NUTS FOR 400KV M/C (TWIN HTLS) NORMAL TOWERS (WZ3) DESIGNED ASPER IS 802-2015 FOR PLAIN TERRAIN (IN COASTAL REGION); TOWER TYPE QD60(UP TO +9M EXTENSION) | EA | 3 |  | INCLUDED
18 | 7000016865 | 180 | Tower Material | 1000059583 | FABRICATION, GALVANISING AND SUPPLY OF STUBS & CLEATS FOR VARIOUS TYPEOF TOWERS, TOWER EXTENSIONS (COMPLETE) WITH PACK WASHERS,INCLUDINGBOLTS & NUTS FOR 400KV M/C (TWIN HTLS) NORMAL TOWERS (WZ3) DESIGNED ASPER IS 802-2015 FOR PLAIN TERRAIN (IN COASTAL REGION); TOWER TYPE QD60(FOR +18/25M EXTENSION) | EA | 2 |  | INCLUDED
19 | 7000016865 | 190 | Tower Material | 1000061529 | FABRICATION, GALVANISING AND SUPPLY OF 2.0M RC STUBS & CLEATS FORVARIOUS TYPE OF TOWERS INCLUDING BOLTS & NUTS, PACK WASHER ETC. FOR400KV M/C (TWIN HTLS) NORMAL TOWERS (WZ3) DESIGNED AS PER IS 802-2015FOR PLAIN TERRAIN (IN COASTAL REGION); TOWER TYPE QA (UPTO 9M EXTN.) | EA | 50 |  | INCLUDED
20 | 7000016865 | 200 | Tower Material | 1000061530 | FABRICATION, GALVANISING AND SUPPLY OF 2.0M RC STUBS & CLEATS FORVARIOUS TYPE OF TOWERS INCLUDING BOLTS & NUTS, PACK WASHER ETC. FOR400KV M/C (TWIN HTLS) NORMAL TOWERS (WZ3) DESIGNED AS PER IS 802-2015FOR PLAIN TERRAIN (IN COASTAL REGION); TOWER TYPE QC (UPTO 9M EXTN.) | EA | 2 |  | INCLUDED
21 | 7000016865 | 210 | Tower Material | 1000061531 | FABRICATION, GALVANISING AND SUPPLY OF 4.0M RC STUBS & CLEATS FORVARIOUS TYPE OF TOWERS INCLUDING BOLTS & NUTS, PACK WASHER ETC. FOR400KV M/C (TWIN HTLS) NORMAL TOWERS (WZ3) DESIGNED AS PER IS 802-2015FOR PLAIN TERRAIN (IN COASTAL REGION); TOWER TYPE QD45 (UPTO 9M EXTN.) | EA | 2 |  | INCLUDED
22 | 7000016865 | 220 | Tower Material | 1000059513 | FABRICATION, GALVANISING AND SUPPLY OF VARIOUS TYPE OF TOWER & TOWERPARTS, TOWER EXTENSIONS (COMPLETE) INCLUDINGÃ‚ BOLTS &NUTS, STEPBOLTS,HANGERS, D-SHACKLES, PACK WASHER ETC AND EXCLUDING STUB FOR 400KV M/C(TWIN HTLS) NORMAL TOWERS (WZ3) DESIGNED AS PER IS 802-2015 FOR PLAINTERRAIN (IN COASTAL REGION); TOWER TYPE QA+9M EXTENSION. | EA | 1 |  | INCLUDED
23 | 7000016865 | 230 | Tower Material | 1000059571 | FABRICATION, GALVANISING AND SUPPLY OF STUBS & CLEATS FOR VARIOUS TYPEOF TOWERS, TOWER EXTENSIONS (COMPLETE) WITH PACK WASHERS,INCLUDINGBOLTS & NUTS FOR 400KV M/C (TWIN HTLS) NORMAL TOWERS (WZ3) DESIGNED ASPER IS 802-2015 FOR PLAIN TERRAIN (IN COASTAL REGION); TOWER TYPE QA(UP TO +9M EXTENSION) | EA | 1 |  | INCLUDED
24 | 7000016865 | 240 | HTLS Conductor | 1000036834 | HTLS MOOSE CONDUCTOR | KM | 1049.28 |  | INCLUDED
25 | 7000016865 | 250 | HTLS Conductor | 1000036834 | HTLS MOOSE CONDUCTOR | KM | 40 |  | INCLUDED
26 | 7000016865 | 260 | Insulators | 1000009325 | Composite long rod Insulators for 400kV Transmission Line-120 KN(Length-3335 mm, Creepage-13020 mm) | EA | 1164 |  | INCLUDED
27 | 7000016865 | 270 | Insulators | 1000009325 | Composite long rod Insulators for 400kV Transmission Line-120 KN(Length-3335 mm, Creepage-13020 mm) | EA | 117 |  | INCLUDED
28 | 7000016865 | 280 | Insulators | 1000009328 | Composite long rod Insulators for 400kV Transmission Line-160 KN(Length-3910 mm, Creepage-13020 mm) | EA | 984 |  | INCLUDED
29 | 7000016865 | 290 | Insulators | 1000009328 | Composite long rod Insulators for 400kV Transmission Line-160 KN(Length-3910 mm, Creepage-13020 mm) | EA | 99 |  | INCLUDED
30 | 7000016865 | 300 | Hardware Fittings | 1000019805 | Hardware Fittings for Twin HTLS Conductor-Single "I" Suspension String(without clamps) | SET | 1104 |  | INCLUDED
31 | 7000016865 | 310 | Hardware Fittings | 1000019805 | Hardware Fittings for Twin HTLS Conductor-Single "I" Suspension String(without clamps) | SET | 23 |  | INCLUDED
32 | 7000016865 | 320 | Hardware Fittings | 1000010803 | Hardware Fittings for Twin HTLS Conductor-Double TensionString(without clamps) | SET | 492 |  | INCLUDED
33 | 7000016865 | 330 | Hardware Fittings | 1000010803 | Hardware Fittings for Twin HTLS Conductor-Double TensionString(without clamps) | SET | 10 |  | INCLUDED
34 | 7000016865 | 340 | Hardware Fittings | 1000019783 | Hardware Fittings for Twin HTLS Conductor-Single I Suspension String(Pilot)(without clamps) | SET | 60 |  | INCLUDED
35 | 7000016865 | 350 | Hardware Fittings | 1000019783 | Hardware Fittings for Twin HTLS Conductor-Single I Suspension String(Pilot)(without clamps) | SET | 2 |  | INCLUDED
36 | 7000016865 | 360 | Hardware Fittings | 1000036855 | SUSPENSION CLAMP (FREE CENTRE TYPE SUSPENSION CLAMP ALONGWITHPREFORMED ARMOUR RODS OR ARMOUR GRIP SUSPENSION CLAMP) SUITABLE FORSUSPENSION INSULATOR STRING FOR HTLS MOOSE CONDUCTOR | EA | 2208 |  | INCLUDED
37 | 7000016865 | 370 | Hardware Fittings | 1000036855 | SUSPENSION CLAMP (FREE CENTRE TYPE SUSPENSION CLAMP ALONGWITHPREFORMED ARMOUR RODS OR ARMOUR GRIP SUSPENSION CLAMP) SUITABLE FORSUSPENSION INSULATOR STRING FOR HTLS MOOSE CONDUCTOR | EA | 240 |  | INCLUDED
38 | 7000016865 | 380 | Hardware Fittings | 1000036825 | DEAD END CLAMP SUITABLE FOR TENSION INSULATOR STRING FOR HTLS MOOSECONDUCTOR | EA | 984 |  | INCLUDED
39 | 7000016865 | 390 | Hardware Fittings | 1000036825 | DEAD END CLAMP SUITABLE FOR TENSION INSULATOR STRING FOR HTLS MOOSECONDUCTOR | EA | 192 |  | INCLUDED
40 | 7000016865 | 400 | Hardware Fittings | 1000036856 | SUSPENSION CLAMP SUITABLE FOR SUSPENSION PILOT INSULATOR STRING FORHTLS MOOSE CONDUCTOR | EA | 120 |  | INCLUDED
41 | 7000016865 | 410 | Hardware Fittings | 1000036856 | SUSPENSION CLAMP SUITABLE FOR SUSPENSION PILOT INSULATOR STRING FORHTLS MOOSE CONDUCTOR | EA | 24 |  | INCLUDED
42 | 7000016865 | 420 | conductor Accessories | 1000036839 | MID SPAN COMPRESSION JOINT FOR HTLS MOOSE CONDUCTOR | EA | 550 |  | INCLUDED
43 | 7000016865 | 430 | conductor Accessories | 1000036839 | MID SPAN COMPRESSION JOINT FOR HTLS MOOSE CONDUCTOR | EA | 50 |  | INCLUDED
44 | 7000016865 | 440 | conductor Accessories | 1000036851 | REPAIR SLEEVE FOR HTLS MOOSE CONDUCTOR | EA | 184 |  | INCLUDED
45 | 7000016865 | 450 | conductor Accessories | 1000036851 | REPAIR SLEEVE FOR HTLS MOOSE CONDUCTOR | EA | 50 |  | INCLUDED
46 | 7000016865 | 460 | conductor Accessories | 1000036854 | SPACER DAMPER FOR HTLS MOOSE CONDUCTOR | EA | 9408 |  | INCLUDED
47 | 7000016865 | 470 | conductor Accessories | 1000036854 | SPACER DAMPER FOR HTLS MOOSE CONDUCTOR | EA | 1008 |  | INCLUDED
48 | 7000016865 | 480 | conductor Accessories | 1000036852 | RIGID SPACER FOR HTLS MOOSE CONDUCTOR | EA | 720 |  | INCLUDED
49 | 7000016865 | 490 | conductor Accessories | 1000036852 | RIGID SPACER FOR HTLS MOOSE CONDUCTOR | EA | 72 |  | INCLUDED
50 | 7000016865 | 500 | Earthing | 1000017587 | Supply of Pipe Type Earthing | EA | 106 |  | INCLUDED
51 | 7000016865 | 510 | Earthing | 1000045873 | PIPE TYPE CHEMICAL EARTHING | EA | 2 |  | INCLUDED
52 | 7000016865 | 520 | Earthing | 1000010003 | Supply of Counterpoise type (120 m length) | EA | 2 |  | INCLUDED
53 | 7000016865 | 530 | Earthing | 1000048808 | SUPPLY OF CHEMICAL EARTHING: COUNTERPOISE TYPE (120M LENGTH) | EA | 1 |  | INCLUDED
54 | 7000016865 | 540 | Earthing | 1000038340 | ROD TYPE EARTHING | EA | 108 |  | INCLUDED
55 | 7000016865 | 550 | Earthing | 1000019718 | Supply of Shieldwire Earthing includingPG clamps, downlead clamps butexcluding Earthwire bits for Pipe typeearthing | EA | 6 |  | INCLUDED
56 | 7000016865 | 560 | Earthing | 1000057380 | Supply of Shieldwire Earthing Counterpoise (4X30M) Type including PGclamps, downlead clamps but excluding Earthwire bits. | EA | 1 |  | INCLUDED
57 | 7000016865 | 570 | Earthing | 1000034135 | EARTHING OF PILE FOUNDATION LOCATIONS | MT | 0.5 |  | INCLUDED
58 | 7000016865 | 580 | TowerAccessories | 1000010539 | Danger Plate for 400kV | EA | 112 |  | INCLUDED
59 | 7000016865 | 590 | TowerAccessories | 1000015971 | Number Plate for 400kV | EA | 112 |  | INCLUDED
60 | 7000016865 | 600 | TowerAccessories | 1000017508 | Phase Plate (Set of three) | SET | 448 |  | INCLUDED
61 | 7000016865 | 610 | TowerAccessories | 1000009119 | Circuit Plate (Set of two) | SET | 224 |  | INCLUDED
62 | 7000016865 | 620 | TowerAccessories | 1000006779 | Supply of Anti-Climbing Devices ofBarbed Wire Type | SET | 112 |  | INCLUDED
63 | 7000016865 | 630 | TowerAccessories | 1000007735 | Bird Guard (Set of Three) | SET | 368 |  | INCLUDED
64 | 7000016865 | 640 | TowerAccessories | 1000045871 | BIRD DIVERTER | EA | 315 |  | INCLUDED
65 | 7000016865 | 860 | Aviation Requirement | 1000019903 | Supply of Span Marker for Aviation | EA | 70 |  | INCLUDED
66 | 7000016865 | 870 | Aviation Requirement | 1000016663 | Supply of Obstruction Lights (as per IS5613)-1 Medium Intensity + 2 LowIntensity | SET | 34 |  | INCLUDED
67 | 7000016865 | 890 | OPGW | 1000030940 | 24 FIBRE (DWSM) OPGW FIBRE OPTIC CABLE | KM | 90.9 |  | INCLUDED
68 | 7000016865 | 900 | OPGW | 1000020444 | Suspension clamp assembly for 24 fibre OPGW | EA | 162 |  | INCLUDED
69 | 7000016865 | 910 | OPGW | 1000033144 | TENSION ASSEMBLY - DEAD END FOR 24 FIBER OPGW | SET | 2 |  | INCLUDED
70 | 7000016865 | 920 | OPGW | 1000031039 | TENSION FITTINGS ASSEMBLY FOR 24F OPGW INCLUDING ALL ACCESSORIES FORJOINT BOX (SPLICING) LOCATION | SET | 18 |  | INCLUDED
71 | 7000016865 | 930 | OPGW | 1000033146 | TENSION ASSEMBLY - DOUBLE TENSION PASS THROUGH ASSEMBLY FOR 24 FIBEROPGW | SET | 20 |  | INCLUDED
72 | 7000016865 | 940 | OPGW | 1000031041 | TENSION FITTINGS ASSEMBLY ON SUSPENSION TOWER FOR 24F OPGW INCLUDINGALL ACCESSORIES AT JOINT BOX (SPLICING) LOCATION | SET | 1 |  | INCLUDED
73 | 7000016865 | 950 | OPGW | 1000022417 | Vibration Damper for 24 fibre OPGW | EA | 484 |  | INCLUDED
74 | 7000016865 | 960 | OPGW | 1000010817 | Down Lead clamp Assembly for 24 fibre OPGW | EA | 1022 |  | INCLUDED
75 | 7000016865 | 970 | OPGW | 1000014198 | Joint Box for 24 fibre OPGW | EA | 21 |  | INCLUDED
76 | 7000016865 | 980 | OPGW | 1000030940 | 24 FIBRE (DWSM) OPGW FIBRE OPTIC CABLE | KM | 3.18 |  | INCLUDED
77 | 7000016865 | 990 | OPGW | 1000020444 | Suspension clamp assembly for 24 fibre OPGW | EA | 6 |  | INCLUDED
78 | 7000016865 | 1000 | OPGW | 1000033144 | TENSION ASSEMBLY - DEAD END FOR 24 FIBER OPGW | SET | 1 |  | INCLUDED
79 | 7000016865 | 1010 | OPGW | 1000031039 | TENSION FITTINGS ASSEMBLY FOR 24F OPGW INCLUDING ALL ACCESSORIES FORJOINT BOX (SPLICING) LOCATION | SET | 1 |  | INCLUDED
80 | 7000016865 | 1020 | OPGW | 1000033146 | TENSION ASSEMBLY - DOUBLE TENSION PASS THROUGH ASSEMBLY FOR 24 FIBEROPGW | SET | 1 |  | INCLUDED
81 | 7000016865 | 1030 | OPGW | 1000031041 | TENSION FITTINGS ASSEMBLY ON SUSPENSION TOWER FOR 24F OPGW INCLUDINGALL ACCESSORIES AT JOINT BOX (SPLICING) LOCATION | SET | 1 |  | INCLUDED
82 | 7000016865 | 1040 | OPGW | 1000022417 | Vibration Damper for 24 fibre OPGW | EA | 17 |  | INCLUDED
83 | 7000016865 | 1050 | OPGW | 1000010817 | Down Lead clamp Assembly for 24 fibre OPGW | EA | 36 |  | INCLUDED
84 | 7000016865 | 1060 | OPGW | 1000014198 | Joint Box for 24 fibre OPGW | EA | 1 |  | INCLUDED
85 | 7000016865 | 1090 | Tower Material | 1000059520 | FABRICATION, GALVANISING AND SUPPLY OF VARIOUS TYPE OF TOWER & TOWERPARTS, TOWER EXTENSIONS (COMPLETE) INCLUDINGÃ‚ BOLTS &NUTS, STEPBOLTS,HANGERS, D-SHACKLES, PACK WASHER ETC AND EXCLUDING STUB FOR 400KV M/C(TWIN HTLS) NORMAL TOWERS (WZ3) DESIGNED AS PER IS 802-2015 FOR PLAINTERRAIN (IN COASTAL REGION); TOWER TYPE QB+6M EXTENSION. | EA | 1 |  | INCLUDED
86 | 7000016865 | 1100 | Tower Material | 1000059528 | FABRICATION, GALVANISING AND SUPPLY OF VARIOUS TYPE OF TOWER & TOWERPARTS, TOWER EXTENSIONS (COMPLETE) INCLUDINGÃ‚ BOLTS &NUTS, STEPBOLTS,HANGERS, D-SHACKLES, PACK WASHER ETC AND EXCLUDING STUB FOR 400KV M/C(TWIN HTLS) NORMAL TOWERS (WZ3) DESIGNED AS PER IS 802-2015 FOR PLAINTERRAIN (IN COASTAL REGION); TOWER TYPE QC+6M EXTENSION. | EA | 2 |  | INCLUDED
87 | 7000016865 | 1110 | Tower Material | 1000059540 | FABRICATION, GALVANISING AND SUPPLY OF VARIOUS TYPE OF TOWER & TOWERPARTS, TOWER EXTENSIONS (COMPLETE) INCLUDINGÃ‚ BOLTS &NUTS, STEPBOLTS,HANGERS, D-SHACKLES, PACK WASHER ETC AND EXCLUDING STUB FOR 400KV M/C(TWIN HTLS) NORMAL TOWERS (WZ3) DESIGNED AS PER IS 802-2015 FOR PLAINTERRAIN (IN COASTAL REGION); TOWER TYPE QD60+0M EXTENSION. | EA | 1 |  | INCLUDED
88 | 7000016865 | 1120 | Tower Material | 1000059549 | FABRICATION, GALVANISING AND SUPPLY OF VARIOUS TYPE OF TOWER & TOWERPARTS, TOWER EXTENSIONS (COMPLETE) INCLUDINGÃ‚ BOLTS &NUTS, STEPBOLTS,HANGERS, D-SHACKLES, PACK WASHER ETC AND EXCLUDING STUB FOR 400KV M/C(TWIN HTLS) NORMAL TOWERS (WZ3) DESIGNED AS PER IS 802-2015 FOR PLAINTERRAIN (IN COASTAL REGION); TOWER TYPE QD60+9M EXTENSION. | EA | 3 |  | INCLUDED
89 | 7000016865 | 1130 | Tower Material | 1000059736 | FABRICATION, GALVANISING AND SUPPLY OF VARIOUS TYPE OF TOWER & TOWERPARTS, TOWER EXTENSIONS (COMPLETE)Ã‚â‚¬Å INCLUDINGÃ‚â‚¬Å BOLTS &NUTS,STEPBOLTS, HANGERS, D-SHACKLES, PACK WASHER ETC AND EXCLUDING STUB FOR400KV D/C (TWIN HTLS) NARROW BASE TOWERS (WZ3) DESIGNED IS 802-2015FOR PLAIN TERRAIN (IN COASTAL REGION) ; TOWER TYPE DA+0M EXTENSION. | EA | 1 |  | INCLUDED
90 | 7000016865 | 1140 | Tower Material | 1000059737 | FABRICATION, GALVANISING AND SUPPLY OF VARIOUS TYPE OF TOWER & TOWERPARTS, TOWER EXTENSIONS (COMPLETE)Ã‚â‚¬Å INCLUDINGÃ‚â‚¬Å BOLTS &NUTS,STEPBOLTS, HANGERS, D-SHACKLES, PACK WASHER ETC AND EXCLUDING STUB FOR400KV D/C (TWIN HTLS) NARROW BASE TOWERS (WZ3) DESIGNED IS 802-2015FOR PLAIN TERRAIN (IN COASTAL REGION) ; TOWER TYPE DA+3M EXTENSION. | EA | 7 |  | INCLUDED
91 | 7000016865 | 1150 | Tower Material | 1000059738 | FABRICATION, GALVANISING AND SUPPLY OF VARIOUS TYPE OF TOWER & TOWERPARTS, TOWER EXTENSIONS (COMPLETE)Ã‚â‚¬Å INCLUDINGÃ‚â‚¬Å BOLTS &NUTS,STEPBOLTS, HANGERS, D-SHACKLES, PACK WASHER ETC AND EXCLUDING STUB FOR400KV D/C (TWIN HTLS) NARROW BASE TOWERS (WZ3) DESIGNED IS 802-2015FOR PLAIN TERRAIN (IN COASTAL REGION) ; TOWER TYPE DA+6M EXTENSION. | EA | 12 |  | INCLUDED
92 | 7000016865 | 1160 | Tower Material | 1000059739 | FABRICATION, GALVANISING AND SUPPLY OF VARIOUS TYPE OF TOWER & TOWERPARTS, TOWER EXTENSIONS (COMPLETE)Ã‚â‚¬Å INCLUDINGÃ‚â‚¬Å BOLTS &NUTS,STEPBOLTS, HANGERS, D-SHACKLES, PACK WASHER ETC AND EXCLUDING STUB FOR400KV D/C (TWIN HTLS) NARROW BASE TOWERS (WZ3) DESIGNED IS 802-2015FOR PLAIN TERRAIN (IN COASTAL REGION) ; TOWER TYPE DA+9M EXTENSION. | EA | 31 |  | INCLUDED
93 | 7000016865 | 1170 | Tower Material | 1000059870 | FABRICATION, GALVANISING AND SUPPLY OF VARIOUS TYPE OF TOWER & TOWERPARTS, TOWER EXTENSIONS (COMPLETE)Ã‚â‚¬Å INCLUDINGÃ‚â‚¬Å BOLTS &NUTS,STEPBOLTS, HANGERS, D-SHACKLES, PACK WASHER ETC AND EXCLUDING STUB FOR400KV D/C (TWIN HTLS) NARROW BASE TOWERS (WZ3) DESIGNED IS 802-2015FOR PLAIN TERRAIN (IN COASTAL REGION) ; TOWER TYPE DB+0M EXTENSION. | EA | 1 |  | INCLUDED
94 | 7000016865 | 1180 | Tower Material | 1000059877 | FABRICATION, GALVANISING AND SUPPLY OF VARIOUS TYPE OF TOWER & TOWERPARTS, TOWER EXTENSIONS (COMPLETE)Ã‚â‚¬Å INCLUDINGÃ‚â‚¬Å BOLTS &NUTS,STEPBOLTS, HANGERS, D-SHACKLES, PACK WASHER ETC AND EXCLUDING STUB FOR400KV D/C (TWIN HTLS) NARROW BASE TOWERS (WZ3) DESIGNED IS 802-2015FOR PLAIN TERRAIN (IN COASTAL REGION) ; TOWER TYPE DB+9M EXTENSION. | EA | 5 |  | INCLUDED
95 | 7000016865 | 1190 | Tower Material | 1000059871 | FABRICATION, GALVANISING AND SUPPLY OF VARIOUS TYPE OF TOWER & TOWERPARTS, TOWER EXTENSIONS (COMPLETE)Ã‚â‚¬Å INCLUDINGÃ‚â‚¬Å BOLTS &NUTS,STEPBOLTS, HANGERS, D-SHACKLES, PACK WASHER ETC AND EXCLUDING STUB FOR400KV D/C (TWIN HTLS) NARROW BASE TOWERS (WZ3) DESIGNED IS 802-2015FOR PLAIN TERRAIN (IN COASTAL REGION) ; TOWER TYPE DB+12M EXTENSION. | EA | 1 |  | INCLUDED
96 | 7000016865 | 1200 | Tower Material | 1000059878 | FABRICATION, GALVANISING AND SUPPLY OF VARIOUS TYPE OF TOWER & TOWERPARTS, TOWER EXTENSIONS (COMPLETE)Ã‚â‚¬Å INCLUDINGÃ‚â‚¬Å BOLTS &NUTS,STEPBOLTS, HANGERS, D-SHACKLES, PACK WASHER ETC AND EXCLUDING STUB FOR400KV D/C (TWIN HTLS) NARROW BASE TOWERS (WZ3) DESIGNED IS 802-2015FOR PLAIN TERRAIN (IN COASTAL REGION) ; TOWER TYPE DC+0M EXTENSION. | EA | 1 |  | INCLUDED
97 | 7000016865 | 1210 | Tower Material | 1000059883 | FABRICATION, GALVANISING AND SUPPLY OF VARIOUS TYPE OF TOWER & TOWERPARTS, TOWER EXTENSIONS (COMPLETE)Ã‚â‚¬Å INCLUDINGÃ‚â‚¬Å BOLTS &NUTS,STEPBOLTS, HANGERS, D-SHACKLES, PACK WASHER ETC AND EXCLUDING STUB FOR400KV D/C (TWIN HTLS) NARROW BASE TOWERS (WZ3) DESIGNED IS 802-2015FOR PLAIN TERRAIN (IN COASTAL REGION) ; TOWER TYPE DC+3M EXTENSION. | EA | 1 |  | INCLUDED
98 | 7000016865 | 1220 | Tower Material | 1000059884 | FABRICATION, GALVANISING AND SUPPLY OF VARIOUS TYPE OF TOWER & TOWERPARTS, TOWER EXTENSIONS (COMPLETE)Ã‚â‚¬Å INCLUDINGÃ‚â‚¬Å BOLTS &NUTS,STEPBOLTS, HANGERS, D-SHACKLES, PACK WASHER ETC AND EXCLUDING STUB FOR400KV D/C (TWIN HTLS) NARROW BASE TOWERS (WZ3) DESIGNED IS 802-2015FOR PLAIN TERRAIN (IN COASTAL REGION) ; TOWER TYPE DC+6M EXTENSION. | EA | 7 |  | INCLUDED
99 | 7000016865 | 1230 | Tower Material | 1000059885 | FABRICATION, GALVANISING AND SUPPLY OF VARIOUS TYPE OF TOWER & TOWERPARTS, TOWER EXTENSIONS (COMPLETE)Ã‚â‚¬Å INCLUDINGÃ‚â‚¬Å BOLTS &NUTS,STEPBOLTS, HANGERS, D-SHACKLES, PACK WASHER ETC AND EXCLUDING STUB FOR400KV D/C (TWIN HTLS) NARROW BASE TOWERS (WZ3) DESIGNED IS 802-2015FOR PLAIN TERRAIN (IN COASTAL REGION) ; TOWER TYPE DC+9M EXTENSION. | EA | 6 |  | INCLUDED
100 | 7000016865 | 1240 | Tower Material | 1000059881 | FABRICATION, GALVANISING AND SUPPLY OF VARIOUS TYPE OF TOWER & TOWERPARTS, TOWER EXTENSIONS (COMPLETE)Ã‚â‚¬Å INCLUDINGÃ‚â‚¬Å BOLTS &NUTS,STEPBOLTS, HANGERS, D-SHACKLES, PACK WASHER ETC AND EXCLUDING STUB FOR400KV D/C (TWIN HTLS) NARROW BASE TOWERS (WZ3) DESIGNED IS 802-2015FOR PLAIN TERRAIN (IN COASTAL REGION) ; TOWER TYPE DC+18M EXTENSION. | EA | 1 |  | INCLUDED
101 | 7000016865 | 1250 | Tower Material | 1000059893 | FABRICATION, GALVANISING AND SUPPLY OF VARIOUS TYPE OF TOWER & TOWERPARTS, TOWER EXTENSIONS (COMPLETE)Ã‚â‚¬Å INCLUDINGÃ‚â‚¬Å BOLTS &NUTS,STEPBOLTS, HANGERS, D-SHACKLES, PACK WASHER ETC AND EXCLUDING STUB FOR400KV D/C (TWIN HTLS) NARROW BASE TOWERS (WZ3) DESIGNED IS 802-2015FOR PLAIN TERRAIN (IN COASTAL REGION) ; TOWER TYPE DD45+3M EXTENSION. | EA | 2 |  | INCLUDED
102 | 7000016865 | 1260 | Tower Material | 1000059894 | FABRICATION, GALVANISING AND SUPPLY OF VARIOUS TYPE OF TOWER & TOWERPARTS, TOWER EXTENSIONS (COMPLETE)Ã‚â‚¬Å INCLUDINGÃ‚â‚¬Å BOLTS &NUTS,STEPBOLTS, HANGERS, D-SHACKLES, PACK WASHER ETC AND EXCLUDING STUB FOR400KV D/C (TWIN HTLS) NARROW BASE TOWERS (WZ3) DESIGNED IS 802-2015FOR PLAIN TERRAIN (IN COASTAL REGION) ; TOWER TYPE DD45+6M EXTENSION. | EA | 1 |  | INCLUDED
103 | 7000016865 | 1270 | Tower Material | 1000059895 | FABRICATION, GALVANISING AND SUPPLY OF VARIOUS TYPE OF TOWER & TOWERPARTS, TOWER EXTENSIONS (COMPLETE)Ã‚â‚¬Å INCLUDINGÃ‚â‚¬Å BOLTS &NUTS,STEPBOLTS, HANGERS, D-SHACKLES, PACK WASHER ETC AND EXCLUDING STUB FOR400KV D/C (TWIN HTLS) NARROW BASE TOWERS (WZ3) DESIGNED IS 802-2015FOR PLAIN TERRAIN (IN COASTAL REGION) ; TOWER TYPE DD45+9M EXTENSION. | EA | 3 |  | INCLUDED
104 | 7000016865 | 1280 | Tower Material | 1000059887 | FABRICATION, GALVANISING AND SUPPLY OF VARIOUS TYPE OF TOWER & TOWERPARTS, TOWER EXTENSIONS (COMPLETE)Ã‚â‚¬Å INCLUDINGÃ‚â‚¬Å BOLTS &NUTS,STEPBOLTS, HANGERS, D-SHACKLES, PACK WASHER ETC AND EXCLUDING STUB FOR400KV D/C (TWIN HTLS) NARROW BASE TOWERS (WZ3) DESIGNED IS 802-2015FOR PLAIN TERRAIN (IN COASTAL REGION) ; TOWER TYPE DD45+12M EXTENSION. | EA | 1 |  | INCLUDED
105 | 7000016865 | 1290 | Tower Material | 1000059890 | FABRICATION, GALVANISING AND SUPPLY OF VARIOUS TYPE OF TOWER & TOWERPARTS, TOWER EXTENSIONS (COMPLETE)Ã‚â‚¬Å INCLUDINGÃ‚â‚¬Å BOLTS &NUTS,STEPBOLTS, HANGERS, D-SHACKLES, PACK WASHER ETC AND EXCLUDING STUB FOR400KV D/C (TWIN HTLS) NARROW BASE TOWERS (WZ3) DESIGNED IS 802-2015FOR PLAIN TERRAIN (IN COASTAL REGION) ; TOWER TYPE DD45+25M EXTENSION. | EA | 1 |  | INCLUDED
106 | 7000016865 | 1300 | Tower Material | 1000059896 | FABRICATION, GALVANISING AND SUPPLY OF VARIOUS TYPE OF TOWER & TOWERPARTS, TOWER EXTENSIONS (COMPLETE)Ã‚â‚¬Å INCLUDINGÃ‚â‚¬Å BOLTS &NUTS,STEPBOLTS, HANGERS, D-SHACKLES, PACK WASHER ETC AND EXCLUDING STUB FOR400KV D/C (TWIN HTLS) NARROW BASE TOWERS (WZ3) DESIGNED IS 802-2015FOR PLAIN TERRAIN (IN COASTAL REGION) ; TOWER TYPE DD60+0M EXTENSION. | EA | 1 |  | INCLUDED
107 | 7000016865 | 1310 | Tower Material | 1000059903 | FABRICATION, GALVANISING AND SUPPLY OF VARIOUS TYPE OF TOWER & TOWERPARTS, TOWER EXTENSIONS (COMPLETE)Ã‚â‚¬Å INCLUDINGÃ‚â‚¬Å BOLTS &NUTS,STEPBOLTS, HANGERS, D-SHACKLES, PACK WASHER ETC AND EXCLUDING STUB FOR400KV D/C (TWIN HTLS) NARROW BASE TOWERS (WZ3) DESIGNED IS 802-2015FOR PLAIN TERRAIN (IN COASTAL REGION) ; TOWER TYPE DD60+3M EXTENSION. | EA | 1 |  | INCLUDED
108 | 7000016865 | 1320 | Tower Material | 1000059904 | FABRICATION, GALVANISING AND SUPPLY OF VARIOUS TYPE OF TOWER & TOWERPARTS, TOWER EXTENSIONS (COMPLETE)Ã‚â‚¬Å INCLUDINGÃ‚â‚¬Å BOLTS &NUTS,STEPBOLTS, HANGERS, D-SHACKLES, PACK WASHER ETC AND EXCLUDING STUB FOR400KV D/C (TWIN HTLS) NARROW BASE TOWERS (WZ3) DESIGNED IS 802-2015FOR PLAIN TERRAIN (IN COASTAL REGION) ; TOWER TYPE DD60+6M EXTENSION. | EA | 4 |  | INCLUDED
109 | 7000016865 | 1330 | Tower Material | 1000059905 | FABRICATION, GALVANISING AND SUPPLY OF VARIOUS TYPE OF TOWER & TOWERPARTS, TOWER EXTENSIONS (COMPLETE)Ã‚â‚¬Å INCLUDINGÃ‚â‚¬Å BOLTS &NUTS,STEPBOLTS, HANGERS, D-SHACKLES, PACK WASHER ETC AND EXCLUDING STUB FOR400KV D/C (TWIN HTLS) NARROW BASE TOWERS (WZ3) DESIGNED IS 802-2015FOR PLAIN TERRAIN (IN COASTAL REGION) ; TOWER TYPE DD60+9M EXTENSION. | EA | 7 |  | INCLUDED
110 | 7000016865 | 1340 | Tower Material | 1000059897 | FABRICATION, GALVANISING AND SUPPLY OF VARIOUS TYPE OF TOWER & TOWERPARTS, TOWER EXTENSIONS (COMPLETE)Ã‚â‚¬Å INCLUDINGÃ‚â‚¬Å BOLTS &NUTS,STEPBOLTS, HANGERS, D-SHACKLES, PACK WASHER ETC AND EXCLUDING STUB FOR400KV D/C (TWIN HTLS) NARROW BASE TOWERS (WZ3) DESIGNED IS 802-2015FOR PLAIN TERRAIN (IN COASTAL REGION) ; TOWER TYPE DD60+12M EXTENSION. | EA | 2 |  | INCLUDED
111 | 7000016865 | 1350 | Tower Material | 1000059899 | FABRICATION, GALVANISING AND SUPPLY OF VARIOUS TYPE OF TOWER & TOWERPARTS, TOWER EXTENSIONS (COMPLETE)Ã‚â‚¬Å INCLUDINGÃ‚â‚¬Å BOLTS &NUTS,STEPBOLTS, HANGERS, D-SHACKLES, PACK WASHER ETC AND EXCLUDING STUB FOR400KV D/C (TWIN HTLS) NARROW BASE TOWERS (WZ3) DESIGNED IS 802-2015FOR PLAIN TERRAIN (IN COASTAL REGION) ; TOWER TYPE DD60+18M EXTENSION. | EA | 2 |  | INCLUDED
112 | 7000016865 | 1360 | Tower Material | 1000059900 | FABRICATION, GALVANISING AND SUPPLY OF VARIOUS TYPE OF TOWER & TOWERPARTS, TOWER EXTENSIONS (COMPLETE)Ã‚â‚¬Å INCLUDINGÃ‚â‚¬Å BOLTS &NUTS,STEPBOLTS, HANGERS, D-SHACKLES, PACK WASHER ETC AND EXCLUDING STUB FOR400KV D/C (TWIN HTLS) NARROW BASE TOWERS (WZ3) DESIGNED IS 802-2015FOR PLAIN TERRAIN (IN COASTAL REGION) ; TOWER TYPE DD60+25M EXTENSION. | EA | 14 |  | INCLUDED
113 | 7000016865 | 1370 | Tower Material | 1000059901 | FABRICATION, GALVANISING AND SUPPLY OF VARIOUS TYPE OF TOWER & TOWERPARTS, TOWER EXTENSIONS (COMPLETE)Ã‚â‚¬Å INCLUDINGÃ‚â‚¬Å BOLTS &NUTS,STEPBOLTS, HANGERS, D-SHACKLES, PACK WASHER ETC AND EXCLUDING STUB FOR400KV D/C (TWIN HTLS) NARROW BASE TOWERS (WZ3) DESIGNED IS 802-2015FOR PLAIN TERRAIN (IN COASTAL REGION) ; TOWER TYPE DD60+30M EXTENSION. | EA | 2 |  | INCLUDED
114 | 7000016865 | 1380 | Tower Material | 1000059574 | FABRICATION, GALVANISING AND SUPPLY OF STUBS & CLEATS FOR VARIOUS TYPEOF TOWERS, TOWER EXTENSIONS (COMPLETE) WITH PACK WASHERS,INCLUDINGBOLTS & NUTS FOR 400KV M/C (TWIN HTLS) NORMAL TOWERS (WZ3) DESIGNED ASPER IS 802-2015 FOR PLAIN TERRAIN (IN COASTAL REGION); TOWER TYPE QB(UP TO +9M EXTENSION) | EA | 1 |  | INCLUDED
115 | 7000016865 | 1390 | Tower Material | 1000059577 | FABRICATION, GALVANISING AND SUPPLY OF STUBS & CLEATS FOR VARIOUS TYPEOF TOWERS, TOWER EXTENSIONS (COMPLETE) WITH PACK WASHERS,INCLUDINGBOLTS & NUTS FOR 400KV M/C (TWIN HTLS) NORMAL TOWERS (WZ3) DESIGNED ASPER IS 802-2015 FOR PLAIN TERRAIN (IN COASTAL REGION); TOWER TYPE QC(UP TO +9M EXTENSION) | EA | 2 |  | INCLUDED
116 | 7000016865 | 1400 | Tower Material | 1000059585 | FABRICATION, GALVANISING AND SUPPLY OF STUBS & CLEATS FOR VARIOUS TYPEOF TOWERS, TOWER EXTENSIONS (COMPLETE) WITH PACK WASHERS,INCLUDINGBOLTS & NUTS FOR 400KV M/C (TWIN HTLS) NORMAL TOWERS (WZ3) DESIGNED ASPER IS 802-2015 FOR PLAIN TERRAIN (IN COASTAL REGION); TOWER TYPE QD60(UP TO +9M EXTENSION) | EA | 4 |  | INCLUDED
117 | 7000016865 | 1410 | Tower Material | 1000059946 | FABRICATION, GALVANISING AND SUPPLY OF STUBS & CLEATS FOR VARIOUSTYPEOF TOWERS, TOWER EXTENSIONS (COMPLETE) WITH PACK WASHERS,INCLUDINGBOLTS & NUTSFOR 400KV D/C (TWIN HTLS) NARROW BASE TOWERS (WZ3)DESIGNED IS 802-2015 FOR PLAIN TERRAIN (IN COASTAL REGION); TOWER TYPEDA (UP TO +9M EXTENSION) | EA | 51 |  | INCLUDED
118 | 7000016865 | 1420 | Tower Material | 1000059949 | FABRICATION, GALVANISING AND SUPPLY OF STUBS & CLEATS FOR VARIOUSTYPEOF TOWERS, TOWER EXTENSIONS (COMPLETE) WITH PACK WASHERS,INCLUDINGBOLTS & NUTSFOR 400KV D/C (TWIN HTLS) NARROW BASE TOWERS (WZ3)DESIGNED IS 802-2015 FOR PLAIN TERRAIN (IN COASTAL REGION); TOWER TYPEDB (UP TO +9M EXTENSION) | EA | 6 |  | INCLUDED
119 | 7000016865 | 1430 | Tower Material | 1000059947 | FABRICATION, GALVANISING AND SUPPLY OF STUBS & CLEATS FOR VARIOUSTYPEOF TOWERS, TOWER EXTENSIONS (COMPLETE) WITH PACK WASHERS,INCLUDINGBOLTS & NUTSFOR 400KV D/C (TWIN HTLS) NARROW BASE TOWERS (WZ3)DESIGNED IS 802-2015 FOR PLAIN TERRAIN (IN COASTAL REGION); TOWER TYPEDB (FOR +12/15M EXTENSION) | EA | 1 |  | INCLUDED
120 | 7000016865 | 1440 | Tower Material | 1000059952 | FABRICATION, GALVANISING AND SUPPLY OF STUBS & CLEATS FOR VARIOUSTYPEOF TOWERS, TOWER EXTENSIONS (COMPLETE) WITH PACK WASHERS,INCLUDINGBOLTS & NUTSFOR 400KV D/C (TWIN HTLS) NARROW BASE TOWERS (WZ3)DESIGNED IS 802-2015 FOR PLAIN TERRAIN (IN COASTAL REGION); TOWER TYPEDC (UP TO +9M EXTENSION) | EA | 15 |  | INCLUDED
121 | 7000016865 | 1450 | Tower Material | 1000059951 | FABRICATION, GALVANISING AND SUPPLY OF STUBS & CLEATS FOR VARIOUSTYPEOF TOWERS, TOWER EXTENSIONS (COMPLETE) WITH PACK WASHERS,INCLUDINGBOLTS & NUTSFOR 400KV D/C (TWIN HTLS) NARROW BASE TOWERS (WZ3)DESIGNED IS 802-2015 FOR PLAIN TERRAIN (IN COASTAL REGION); TOWER TYPEDC (FOR +18/25M EXTENSION) | EA | 1 |  | INCLUDED
122 | 7000016865 | 1460 | Tower Material | 1000059956 | FABRICATION, GALVANISING AND SUPPLY OF STUBS & CLEATS FOR VARIOUSTYPEOF TOWERS, TOWER EXTENSIONS (COMPLETE) WITH PACK WASHERS,INCLUDINGBOLTS & NUTSFOR 400KV D/C (TWIN HTLS) NARROW BASE TOWERS (WZ3)DESIGNED IS 802-2015 FOR PLAIN TERRAIN (IN COASTAL REGION); TOWER TYPEDD45 (UP TO +9M EXTENSION) | EA | 6 |  | INCLUDED
123 | 7000016865 | 1470 | Tower Material | 1000059953 | FABRICATION, GALVANISING AND SUPPLY OF STUBS & CLEATS FOR VARIOUSTYPEOF TOWERS, TOWER EXTENSIONS (COMPLETE) WITH PACK WASHERS,INCLUDINGBOLTS & NUTSFOR 400KV D/C (TWIN HTLS) NARROW BASE TOWERS (WZ3)DESIGNED IS 802-2015 FOR PLAIN TERRAIN (IN COASTAL REGION); TOWER TYPEDD45 (FOR +12/15M EXTENSION) | EA | 1 |  | INCLUDED
124 | 7000016865 | 1480 | Tower Material | 1000059954 | FABRICATION, GALVANISING AND SUPPLY OF STUBS & CLEATS FOR VARIOUSTYPEOF TOWERS, TOWER EXTENSIONS (COMPLETE) WITH PACK WASHERS,INCLUDINGBOLTS & NUTSFOR 400KV D/C (TWIN HTLS) NARROW BASE TOWERS (WZ3)DESIGNED IS 802-2015 FOR PLAIN TERRAIN (IN COASTAL REGION); TOWER TYPEDD45 (FOR +18/25M EXTENSION) | EA | 1 |  | INCLUDED
125 | 7000016865 | 1490 | Tower Material | 1000059960 | FABRICATION, GALVANISING AND SUPPLY OF STUBS & CLEATS FOR VARIOUSTYPEOF TOWERS, TOWER EXTENSIONS (COMPLETE) WITH PACK WASHERS,INCLUDINGBOLTS & NUTSFOR 400KV D/C (TWIN HTLS) NARROW BASE TOWERS (WZ3)DESIGNED IS 802-2015 FOR PLAIN TERRAIN (IN COASTAL REGION); TOWER TYPEDD60 (UP TO +9M EXTENSION) | EA | 13 |  | INCLUDED
126 | 7000016865 | 1500 | Tower Material | 1000059957 | FABRICATION, GALVANISING AND SUPPLY OF STUBS & CLEATS FOR VARIOUSTYPEOF TOWERS, TOWER EXTENSIONS (COMPLETE) WITH PACK WASHERS,INCLUDINGBOLTS & NUTSFOR 400KV D/C (TWIN HTLS) NARROW BASE TOWERS (WZ3)DESIGNED IS 802-2015 FOR PLAIN TERRAIN (IN COASTAL REGION); TOWER TYPEDD60 (FOR +12/15M EXTENSION) | EA | 2 |  | INCLUDED
127 | 7000016865 | 1510 | Tower Material | 1000059958 | FABRICATION, GALVANISING AND SUPPLY OF STUBS & CLEATS FOR VARIOUSTYPEOF TOWERS, TOWER EXTENSIONS (COMPLETE) WITH PACK WASHERS,INCLUDINGBOLTS & NUTSFOR 400KV D/C (TWIN HTLS) NARROW BASE TOWERS (WZ3)DESIGNED IS 802-2015 FOR PLAIN TERRAIN (IN COASTAL REGION); TOWER TYPEDD60 (FOR +18/25M EXTENSION) | EA | 16 |  | INCLUDED
128 | 7000016865 | 1520 | Tower Material | 1000059959 | FABRICATION, GALVANISING AND SUPPLY OF STUBS & CLEATS FOR VARIOUSTYPEOF TOWERS, TOWER EXTENSIONS (COMPLETE) WITH PACK WASHERS,INCLUDINGBOLTS & NUTSFOR 400KV D/C (TWIN HTLS) NARROW BASE TOWERS (WZ3)DESIGNED IS 802-2015 FOR PLAIN TERRAIN (IN COASTAL REGION); TOWER TYPEDD60 (FOR +30/35M EXTENSION) | EA | 2 |  | INCLUDED
129 | 7000016865 | 1530 | Tower Material | 1000031890 | FABRICATION, GALVANIZING (UNDER MARINE ENVIRONMENT) AND SUPPLY OFVARIOUS TYPE OF TOWER & TOWER PARTS, TOWER EXTENSIONS (COMPLETE)EXCLUDING BOLTS & NUTS, STEP BOLTS AND STUBS BUT INCLUDING HANGERS,D-SHACKLES, PACK WASHER ETC.- HT STEEL FOR NORMAL TOWERS | MT | 123.91 |  | INCLUDED
130 | 7000016865 | 1540 | Tower Material | 1000031894 | FABRICATION, GALVANIZING (UNDER MARINE ENVIRONMENT) AND SUPPLY OFVARIOUS TYPE OF TOWER & TOWER PARTS, TOWER EXTENSIONS (COMPLETE)EXCLUDING BOLTS & NUTS, STEP BOLTS AND STUBS BUT INCLUDING HANGERS,D-SHACKLES, PACK WASHER ETC.- MS STEEL FOR NORMAL TOWERS | MT | 21.68 |  | INCLUDED
131 | 7000016865 | 1550 | Tower Material | 1000031892 | FABRICATION, GALVANIZING (UNDER MARINE ENVIRONMENT) AND SUPPLY OFSTUBS & CLEATS FOR VARIOUS TYPE OF TOWERS, TOWER EXTENSIONS (COMPLETE)WITH PACK WASHERS, EXCLUDING BOLTS & NUTS- HT STEEL FOR NORMAL TOWERS | MT | 3.13 |  | INCLUDED
132 | 7000016865 | 1560 | Tower Material | 1000013472 | Supply of Hexagonal Bolts & Nuts for towers including Step Bolts, SpringWashers etc. | MT | 3.71 |  | INCLUDED
133 | 7000016865 | 1570 | Tower Material | 1000007847 | Supply of Bolts & Nuts for Stubs including Spring Washers etc. | MT | 0.06 |  | INCLUDED
134 | 7000016865 | 1580 | HTLS Conductor | 1000036834 | HTLS MOOSE CONDUCTOR | KM | 529.208 |  | INCLUDED
135 | 7000016865 | 2150 | Earthwire Supply | 1000030841 | 7/3.66 G.S. EARTHWIRE | KM | 44.101 |  | INCLUDED
136 | 7000016865 | 1590 | Insulators | 1000009325 | Composite long rod Insulators for 400kV Transmission Line-120 KN(Length-3335 mm, Creepage-13020 mm) | EA | 441 |  | INCLUDED
137 | 7000016865 | 1600 | Insulators | 1000009325 | Composite long rod Insulators for 400kV Transmission Line-120 KN(Length-3335 mm, Creepage-13020 mm) | EA | 45 |  | INCLUDED
138 | 7000016865 | 1610 | Insulators | 1000009328 | Composite long rod Insulators for 400kV Transmission Line-160 KN(Length-3910 mm, Creepage-13020 mm) | EA | 1764 |  | INCLUDED
139 | 7000016865 | 1620 | Insulators | 1000009328 | Composite long rod Insulators for 400kV Transmission Line-160 KN(Length-3910 mm, Creepage-13020 mm) | EA | 177 |  | INCLUDED
140 | 7000016865 | 1630 | Hardware Fittings | 1000019805 | Hardware Fittings for Twin HTLS Conductor-Single "I" Suspension String(without clamps) | SET | 306 |  | INCLUDED
141 | 7000016865 | 1640 | Hardware Fittings | 1000019805 | Hardware Fittings for Twin HTLS Conductor-Single "I" Suspension String(without clamps) | SET | 7 |  | INCLUDED
142 | 7000016865 | 1650 | Hardware Fittings | 1000010803 | Hardware Fittings for Twin HTLS Conductor-Double TensionString(without clamps) | SET | 882 |  | INCLUDED
143 | 7000016865 | 1660 | Hardware Fittings | 1000010803 | Hardware Fittings for Twin HTLS Conductor-Double TensionString(without clamps) | SET | 18 |  | INCLUDED
144 | 7000016865 | 1670 | Hardware Fittings | 1000019783 | Hardware Fittings for Twin HTLS Conductor-Single I Suspension String(Pilot)(without clamps) | SET | 135 |  | INCLUDED
145 | 7000016865 | 1680 | Hardware Fittings | 1000019783 | Hardware Fittings for Twin HTLS Conductor-Single I Suspension String(Pilot)(without clamps) | SET | 3 |  | INCLUDED
146 | 7000016865 | 1690 | Hardware Fittings | 1000036855 | SUSPENSION CLAMP (FREE CENTRE TYPE SUSPENSION CLAMP ALONGWITHPREFORMED ARMOUR RODS OR ARMOUR GRIP SUSPENSION CLAMP) SUITABLE FORSUSPENSION INSULATOR STRING FOR HTLS MOOSE CONDUCTOR | EA | 612 |  | INCLUDED
147 | 7000016865 | 1700 | Hardware Fittings | 1000036825 | DEAD END CLAMP SUITABLE FOR TENSION INSULATOR STRING FOR HTLS MOOSECONDUCTOR | EA | 1764 |  | INCLUDED
148 | 7000016865 | 1710 | Hardware Fittings | 1000036856 | SUSPENSION CLAMP SUITABLE FOR SUSPENSION PILOT INSULATOR STRING FORHTLS MOOSE CONDUCTOR | EA | 270 |  | INCLUDED
149 | 7000016865 | 1720 | conductor Accessories | 1000036839 | MID SPAN COMPRESSION JOINT FOR HTLS MOOSE CONDUCTOR | EA | 278 |  | INCLUDED
150 | 7000016865 | 1730 | conductor Accessories | 1000036851 | REPAIR SLEEVE FOR HTLS MOOSE CONDUCTOR | EA | 93 |  | INCLUDED
151 | 7000016865 | 1740 | conductor Accessories | 1000036854 | SPACER DAMPER FOR HTLS MOOSE CONDUCTOR | EA | 5208 |  | INCLUDED
152 | 7000016865 | 1750 | conductor Accessories | 1000036852 | RIGID SPACER FOR HTLS MOOSE CONDUCTOR | EA | 1332 |  | INCLUDED
153 | 7000016865 | 1760 | Earthing | 1000017587 | Supply of Pipe Type Earthing | EA | 114 |  | INCLUDED
154 | 7000016865 | 1770 | Earthing | 1000045873 | PIPE TYPE CHEMICAL EARTHING | EA | 4 |  | INCLUDED
155 | 7000016865 | 1780 | Earthing | 1000010003 | Supply of Counterpoise type (120 m length) | EA | 4 |  | INCLUDED
156 | 7000016865 | 1790 | Earthing | 1000048808 | SUPPLY OF CHEMICAL EARTHING: COUNTERPOISE TYPE (120M LENGTH) | EA | 2 |  | INCLUDED
157 | 7000016865 | 1800 | Earthing | 1000038340 | ROD TYPE EARTHING | EA | 118 |  | INCLUDED
158 | 7000016865 | 1810 | Earthing | 1000019718 | Supply of Shieldwire Earthing includingPG clamps, downlead clamps butexcluding Earthwire bits for Pipe typeearthing | EA | 6 |  | INCLUDED
159 | 7000016865 | 1820 | Earthing | 1000057380 | Supply of Shieldwire Earthing Counterpoise (4X30M) Type including PGclamps, downlead clamps but excluding Earthwire bits. | EA | 1 |  | INCLUDED
160 | 7000016865 | 2160 | EARTHWIRE ACCESSORIES | 1000015505 | Mid Span Compression Joint -7/3.66mm Earth Wire | EA | 22 |  | INCLUDED
161 | 7000016865 | 2170 | EARTHWIRE ACCESSORIES | 1000034136 | FLEXIBLE ALUMUNIUM BOND | EA | 199 |  | INCLUDED
162 | 7000016865 | 2180 | EARTHWIRE ACCESSORIES | 1000022420 | Vibration damper -7/3.66mm Earth Wire | EA | 398 |  | INCLUDED
163 | 7000016865 | 2190 | EARTHWIRE ACCESSORIES | 1000020447 | Suspension clamp assembly -7/3.66mm Earth Wire | EA | 51 |  | INCLUDED
164 | 7000016865 | 2200 | EARTHWIRE ACCESSORIES | 1000020991 | Tension clamp assembly-7/3.66mm Earth Wire | EA | 148 |  | INCLUDED
165 | 7000016865 | 2210 | EARTHWIRE ACCESSORIES | 1000015505 | Mid Span Compression Joint -7/3.66mm Earth Wire | EA | 1 |  | INCLUDED
166 | 7000016865 | 2220 | EARTHWIRE ACCESSORIES | 1000034136 | FLEXIBLE ALUMUNIUM BOND | EA | 4 |  | INCLUDED
167 | 7000016865 | 2230 | EARTHWIRE ACCESSORIES | 1000022420 | Vibration damper -7/3.66mm Earth Wire | EA | 8 |  | INCLUDED
168 | 7000016865 | 2240 | EARTHWIRE ACCESSORIES | 1000020447 | Suspension clamp assembly -7/3.66mm Earth Wire | EA | 2 |  | INCLUDED
169 | 7000016865 | 2250 | EARTHWIRE ACCESSORIES | 1000020991 | Tension clamp assembly-7/3.66mm Earth Wire | EA | 3 |  | INCLUDED
170 | 7000016865 | 1830 | TowerAccessories | 1000010539 | Danger Plate for 400kV | EA | 124 |  | INCLUDED
171 | 7000016865 | 1840 | TowerAccessories | 1000015971 | Number Plate for 400kV | EA | 124 |  | INCLUDED
172 | 7000016865 | 1850 | TowerAccessories | 1000017508 | Phase Plate (Set of three) | SET | 248 |  | INCLUDED
173 | 7000016865 | 1860 | TowerAccessories | 1000009119 | Circuit Plate (Set of two) | SET | 124 |  | INCLUDED
174 | 7000016865 | 1870 | TowerAccessories | 1000006779 | Supply of Anti-Climbing Devices ofBarbed Wire Type | SET | 124 |  | INCLUDED
175 | 7000016865 | 1880 | TowerAccessories | 1000007735 | Bird Guard (Set of Three) | SET | 102 |  | INCLUDED
176 | 7000016865 | 2270 | Aviation Requirement | 1000019903 | Supply of Span Marker for Aviation | EA | 30 |  | INCLUDED
177 | 7000016865 | 2280 | Aviation Requirement | 1000016663 | Supply of Obstruction Lights (as per IS5613)-1 Medium Intensity + 2 LowIntensity | SET | 14 |  | INCLUDED
178 | 7000016865 | 2300 | OPGW | 1000030940 | 24 FIBRE (DWSM) OPGW FIBRE OPTIC CABLE | KM | 47.4 |  | INCLUDED
179 | 7000016865 | 2310 | OPGW | 1000020444 | Suspension clamp assembly for 24 fibre OPGW | EA | 162 |  | INCLUDED
180 | 7000016865 | 2320 | OPGW | 1000033144 | TENSION ASSEMBLY - DEAD END FOR 24 FIBER OPGW | SET | 2 |  | INCLUDED
181 | 7000016865 | 2330 | OPGW | 1000031039 | TENSION FITTINGS ASSEMBLY FOR 24F OPGW INCLUDING ALL ACCESSORIES FORJOINT BOX (SPLICING) LOCATION | SET | 9 |  | INCLUDED
182 | 7000016865 | 2340 | OPGW | 1000033146 | TENSION ASSEMBLY - DOUBLE TENSION PASS THROUGH ASSEMBLY FOR 24 FIBEROPGW | SET | 69 |  | INCLUDED
183 | 7000016865 | 2350 | OPGW | 1000031041 | TENSION FITTINGS ASSEMBLY ON SUSPENSION TOWER FOR 24F OPGW INCLUDINGALL ACCESSORIES AT JOINT BOX (SPLICING) LOCATION | SET | 1 |  | INCLUDED
184 | 7000016865 | 2360 | OPGW | 1000022417 | Vibration Damper for 24 fibre OPGW | EA | 644 |  | INCLUDED
185 | 7000016865 | 2370 | OPGW | 1000010817 | Down Lead clamp Assembly for 24 fibre OPGW | EA | 616 |  | INCLUDED
186 | 7000016865 | 2380 | OPGW | 1000014198 | Joint Box for 24 fibre OPGW | EA | 12 |  | INCLUDED
187 | 7000016865 | 2390 | OPGW | 1000030940 | 24 FIBRE (DWSM) OPGW FIBRE OPTIC CABLE | KM | 1.66 |  | INCLUDED
188 | 7000016865 | 2400 | OPGW | 1000020444 | Suspension clamp assembly for 24 fibre OPGW | EA | 6 |  | INCLUDED
189 | 7000016865 | 2410 | OPGW | 1000033144 | TENSION ASSEMBLY - DEAD END FOR 24 FIBER OPGW | SET | 1 |  | INCLUDED
190 | 7000016865 | 2420 | OPGW | 1000031039 | TENSION FITTINGS ASSEMBLY FOR 24F OPGW INCLUDING ALL ACCESSORIES FORJOINT BOX (SPLICING) LOCATION | SET | 1 |  | INCLUDED
191 | 7000016865 | 2430 | OPGW | 1000033146 | TENSION ASSEMBLY - DOUBLE TENSION PASS THROUGH ASSEMBLY FOR 24 FIBEROPGW | SET | 1 |  | INCLUDED
192 | 7000016865 | 2440 | OPGW | 1000031041 | TENSION FITTINGS ASSEMBLY ON SUSPENSION TOWER FOR 24F OPGW INCLUDINGALL ACCESSORIES AT JOINT BOX (SPLICING) LOCATION | SET | 1 |  | INCLUDED
193 | 7000016865 | 2450 | OPGW | 1000022417 | Vibration Damper for 24 fibre OPGW | EA | 23 |  | INCLUDED
194 | 7000016865 | 2460 | OPGW | 1000010817 | Down Lead clamp Assembly for 24 fibre OPGW | EA | 22 |  | INCLUDED
195 | 7000016865 | 2470 | OPGW | 1000014198 | Joint Box for 24 fibre OPGW | EA | 1 |  | INCLUDED
| Total of Schedule-2 | [7 empty] | 0
Note: Bidders to note that the item description under various schedules are through unique material ID for respective items under SAP ERP System and therefore, identical item description appears in schedule-1(Ex-works) & schedule-2(F&I). However, the prices to be quoted in Price Schedule-2(F&I) shall be towards Local Transportation, In-transit Insurance, loading and unloading only in line with clause ITB 11.4(b).
| Date |  |  |  |  | Printed Name
| Place |  |  |  |  | Designation

## Sch-3
Specification No. : 5002002268/TOWER/DOM/A00 - CC CS -1 | [14 empty] | Schedule - 3
Transmission Line Tower Package-TW01 including Design & Testing of towers, Design of foundation, Supply of HTLS conductor, Composite long rod insulators, Earthwire/OPGW, Hardware Fittings, Accessories for Conductor & Earthwire for M/C portion of (i) 400 kV D/C (Twin HTLS) Navasari (New) (South Gujarat)-Kala line and (ii) 400 kV D/C (Twin HTLS) Navasari (New) (South Gujarat)-Magarwada line and for D/C portion of (i) 400 kV D/C (twin HTLS) Navasari (New) (South Gujarat)-Kala line (From M/c line common point near Magarwada SS to Kala SS) associated with Transmission Network Expansion in Gujarat to increase its ATC from ISTS: Part B.
(SCHEDULE OF RATES AND PRICES )
BIDDER:
0 | [11 empty] | To:
Bidder’s Name and Address (Sole Bidder) : | [11 empty] | Contract Services
Name : | [11 empty] | Power Grid Corporation of India Ltd.,
Address : | [11 empty] | "Saudamini", Plot No.-2
Sector-29,
Gurgaon (Haryana) - 122001
Installation Charges : | [13 empty] | (All Prices are in Indian Rupees)
SI. No. | PR No | PR Line Item No | Activity Header | PR Activity No | Activity Description | Service Code | SAC (Service Accounting Codes) | Whether SAC in column ‘8’ is confirmed. If not indicate applicable the SAC # | Rate of GST applicable (in %) | Whether rate of GST in column ‘10’ is confirmed. If not indicate applicable rate of GST # | Description | Unit | Quantity | Unit Erection Charges | Total Erection Charges |  | GST Before Discount | Discount | Total Price after discount | GST After Discount
1 | 2 | 3 | 4 | 5 | 6 | 7 | 8 | 9 | 10 | 11 | 12 | 13 | 14 | 15 | 16=14*15
TW01 Navasari-Magarwada-Kala
1 | 7000016865 | 650 | 90 | 10 | Survey | 100001242 | 998344 |  | 18 |  | Detailed survey including route alignment, profiling and tower spotting | KM | 43.29 |  | INCLUDED | 0 | 0 | 0 | 0 | 0 | 0
2 | 7000016865 | 650 | 90 | 20 | Survey | 100001243 | 998344 |  | 18 |  | Check survey | KM | 43.29 |  | INCLUDED | 0 | 0 | 0 | 0 | 0 | 0
3 | 7000016865 | 660 | 100 | 10 | Soil investigation | 100001244 | 998342 |  | 18 |  | Detailed soil investigation: All kinds of soils except fissured rock and hard rock | EA | 8 |  | INCLUDED | 0 | 0 | 0 | 0 | 0 | 0
4 | 7000016865 | 660 | 100 | 20 | Soil investigation | 100001245 | 998342 |  | 18 |  | Detailed soil investigation: Fissured Rock | EA | 4 |  | INCLUDED | 0 | 0 | 0 | 0 | 0 | 0
5 | 7000016865 | 660 | 100 | 30 | Soil investigation | 100001246 | 998342 |  | 18 |  | Detailed soil investigation: Hard Rock | EA | 1 |  | INCLUDED | 0 | 0 | 0 | 0 | 0 | 0
6 | 7000016865 | 660 | 100 | 40 | Soil investigation | 100001247 | 998342 |  | 18 |  | Detailed soil investigation- River Crossing Location | EA | 1 |  | INCLUDED | 0 | 0 | 0 | 0 | 0 | 0
7 | 7000016865 | 670 | 110 | 10 | Benching | 100001252 | 995432 |  | 18 |  | Benching: All kinds of soils except fissured rock,hard rock and sandy soil | M3 | 3000 |  | INCLUDED | 0 | 0 | 0 | 0 | 0 | 0
8 | 7000016865 | 670 | 110 | 20 | Benching | 100001253 | 995432 |  | 18 |  | Benching: Fissured Rock | M3 | 800 |  | INCLUDED | 0 | 0 | 0 | 0 | 0 | 0
9 | 7000016865 | 670 | 110 | 30 | Benching | 100001254 | 995432 |  | 18 |  | Benching:Hard Rock | M3 | 100 |  | INCLUDED | 0 | 0 | 0 | 0 | 0 | 0
10 | 7000016865 | 680 | 120 | 650 | Works Associated with Foundation | 100022296 | 998335 |  | 18 |  | Design & Installation of FS foundation including all associated works as specified in TS upto 3.5 m foundation depth for 400KV M/C(Twin HTLS) Normal Towers (WZ3) designed as per IS 802-2015 for plain terrain (in coastal region); Tower type QA(-3.0M ext upto +0Mext) | EA | 3 |  | INCLUDED | 0 | 0 | 0 | 0 | 0 | 0
11 | 7000016865 | 680 | 120 | 660 | Works Associated with Foundation | 100022304 | 998335 |  | 18 |  | Design & Installation of WET foundation including all associated works as specified in TS upto 3.5 m foundation depth for 400KV M/C(Twin HTLS) Normal Towers (WZ3) designed as per IS 802-2015 for plain terrain (in coastal region); Tower type QA(+1.5M ext upto +9Mext) | EA | 6 |  | INCLUDED | 0 | 0 | 0 | 0 | 0 | 0
12 | 7000016865 | 680 | 120 | 670 | Works Associated with Foundation | 100022305 | 998335 |  | 18 |  | Design & Installation of WET PADDY foundation including all associated works as specified in TS upto 3.5 m foundation depth for400KV M/C (Twin HTLS) Normal Towers (WZ3) designed as per IS 802-2015 for plain terrain (in coastal region); Tower type QA(+1.5M extupto +9M ext) | EA | 6 |  | INCLUDED | 0 | 0 | 0 | 0 | 0 | 0
13 | 7000016865 | 680 | 120 | 680 | Works Associated with Foundation | 100022307 | 998335 |  | 18 |  | Design & Installation of FS foundation including all associated works as specified in TS upto 3.5 m foundation depth for 400KV M/C(Twin HTLS) Normal Towers (WZ3) designed as per IS 802-2015 for plain terrain (in coastal region); Tower type QA(+1.5M ext upto +9Mext) | EA | 10 |  | INCLUDED | 0 | 0 | 0 | 0 | 0 | 0
14 | 7000016865 | 680 | 120 | 690 | Works Associated with Foundation | 100022310 | 998335 |  | 18 |  | Design & Installation of WFR foundation including all associated works as specified in TS upto 3.5 m foundation depth for 400KV M/C(Twin HTLS) Normal Towers (WZ3) designed as per IS 802-2015 for plain terrain (in coastal region); Tower type QA(+1.5M ext upto +9Mext) | EA | 3 |  | INCLUDED | 0 | 0 | 0 | 0 | 0 | 0
15 | 7000016865 | 680 | 120 | 700 | Works Associated with Foundation | 100022312 | 998335 |  | 18 |  | Design & Installation of SANDY foundation including all associated works as specified in TS upto 3.5 m foundation depth for 400KVM/C (Twin HTLS) Normal Towers (WZ3) designed as per IS 802-2015 for plain terrain (in coastal region); Tower type QA(+1.5M ext upto+9M ext) | EA | 14 |  | INCLUDED | 0 | 0 | 0 | 0 | 0 | 0
16 | 7000016865 | 680 | 120 | 710 | Works Associated with Foundation | 100022371 | 998335 |  | 18 |  | Design & Installation of WET PADDY foundation including all associated works as specified in TS upto 3.5 m foundation depth for400KV M/C (Twin HTLS) Normal Towers (WZ3) designed as per IS 802-2015 for plain terrain (in coastal region); Tower type QB2(+1.5Mext upto +9M ext) | EA | 1 |  | INCLUDED | 0 | 0 | 0 | 0 | 0 | 0
17 | 7000016865 | 680 | 120 | 720 | Works Associated with Foundation | 100022378 | 998335 |  | 18 |  | Design & Installation of SANDY foundation including all associated works as specified in TS upto 3.5 m foundation depth for 400KVM/C (Twin HTLS) Normal Towers (WZ3) designed as per IS 802-2015 for plain terrain (in coastal region); Tower type QB2(+1.5M ext upto+9M ext) | EA | 3 |  | INCLUDED | 0 | 0 | 0 | 0 | 0 | 0
18 | 7000016865 | 680 | 120 | 730 | Works Associated with Foundation | 100022415 | 998335 |  | 18 |  | Design & Installation of WET PADDY foundation including all associated works as specified in TS upto 3.5 m foundation depth for400KV M/C (Twin HTLS) Normal Towers (WZ3) designed as per IS 802-2015 for plain terrain (in coastal region); Tower type QC1(+1.5Mext upto +9M ext) | EA | 1 |  | INCLUDED | 0 | 0 | 0 | 0 | 0 | 0
19 | 7000016865 | 680 | 120 | 740 | Works Associated with Foundation | 100022422 | 998335 |  | 18 |  | Design & Installation of SANDY foundation including all associated works as specified in TS upto 3.5 m foundation depth for 400KVM/C (Twin HTLS) Normal Towers (WZ3) designed as per IS 802-2015 for plain terrain (in coastal region); Tower type QC1(+1.5M ext upto+9M ext) | EA | 2 |  | INCLUDED | 0 | 0 | 0 | 0 | 0 | 0
20 | 7000016865 | 680 | 120 | 750 | Works Associated with Foundation | 100022461 | 998335 |  | 18 |  | Design & Installation of FS foundation including all associated works as specified in TS upto 3.5 m foundation depth for 400KV M/C(Twin HTLS) Normal Towers (WZ3) designed as per IS 802-2015 for plain terrain (in coastal region); Tower type QC2(+1.5M ext upto +9Mext) | EA | 1 |  | INCLUDED | 0 | 0 | 0 | 0 | 0 | 0
21 | 7000016865 | 680 | 120 | 760 | Works Associated with Foundation | 100022503 | 998335 |  | 18 |  | Design & Installation of WET PADDY foundation including all associated works as specified in TS upto 3.5 m foundation depth for400KV M/C (Twin HTLS) Normal Towers (WZ3) designed as per IS 802-2015 for plain terrain (in coastal region); Tower type QD45(+1.5Mext upto +9M ext) | EA | 1 |  | INCLUDED | 0 | 0 | 0 | 0 | 0 | 0
22 | 7000016865 | 680 | 120 | 770 | Works Associated with Foundation | 100022505 | 998335 |  | 18 |  | Design & Installation of FS foundation including all associated works as specified in TS upto 3.5 m foundation depth for 400KV M/C(Twin HTLS) Normal Towers (WZ3) designed as per IS 802-2015 for plain terrain (in coastal region); Tower type QD45(+1.5M ext upto+9M ext) | EA | 1 |  | INCLUDED | 0 | 0 | 0 | 0 | 0 | 0
23 | 7000016865 | 680 | 120 | 780 | Works Associated with Foundation | 100022510 | 998335 |  | 18 |  | Design & Installation of SANDY foundation including all associated works as specified in TS upto 3.5 m foundation depth for 400KVM/C (Twin HTLS) Normal Towers (WZ3) designed as per IS 802-2015 for plain terrain (in coastal region); Tower type QD45(+1.5M extupto +9M ext) | EA | 1 |  | INCLUDED | 0 | 0 | 0 | 0 | 0 | 0
24 | 7000016865 | 680 | 120 | 790 | Works Associated with Foundation | 100022565 | 998335 |  | 18 |  | Design & Installation of SANDY foundation including all associated works as specified in TS upto 3.5 m foundation depth for 400KVM/C (Twin HTLS) Normal Towers (WZ3) designed as per IS 802-2015 for plain terrain (in coastal region); Tower type QD60(+1.5M extupto +9M ext) | EA | 3 |  | INCLUDED | 0 | 0 | 0 | 0 | 0 | 0
25 | 7000016865 | 680 | 120 | 800 | Works Associated with Foundation | 100022582 | 998335 |  | 18 |  | Design & Installation of FS foundation including all associated works as specified in TS upto 3.5 m foundation depth for 400KV M/C(Twin HTLS) Normal Towers (WZ3) designed as per IS 802-2015 for plain terrain (in coastal region); Tower type QD60(+18/25M ext) | EA | 1 |  | INCLUDED | 0 | 0 | 0 | 0 | 0 | 0
26 | 7000016865 | 680 | 120 | 810 | Works Associated with Foundation | 100032636 | 998335 |  | 18 |  | Design & Installation of FS foundation including all works as specified in Volume-II of TS upto 3.5 m foundation depth for 400KVM/C (twin HTLS) Normal Towers (WZ3) Designed AS PER IS 802-2015 for plain area tower type QA(-3.0M ext upto +0M ext) for 2.0MRC | EA | 25 |  | INCLUDED | 0 | 0 | 0 | 0 | 0 | 0
27 | 7000016865 | 680 | 120 | 820 | Works Associated with Foundation | 100032637 | 998335 |  | 18 |  | Design & Installation of FS foundation including all works as specified in Volume-II of TS upto 3.5 m foundation depth for 400KVM/C (twin HTLS) Normal Towers (WZ3) Designed AS PER IS 802-2015 for plain area tower type QA(+1.5M ext upto +9M ext) for 2.0MRC | EA | 25 |  | INCLUDED | 0 | 0 | 0 | 0 | 0 | 0
28 | 7000016865 | 680 | 120 | 830 | Works Associated with Foundation | 100032638 | 998335 |  | 18 |  | Design & Installation of FS foundation including all works as specified in Volume-II of TS upto 3.5 m foundation depth for 400KVM/C (twin HTLS) Normal Towers (WZ3) Designed AS PER IS 802-2015 for plain area tower type QC2(+1.5M ext upto +9M ext) for 2.0MRC | EA | 2 |  | INCLUDED | 0 | 0 | 0 | 0 | 0 | 0
29 | 7000016865 | 680 | 120 | 840 | Works Associated with Foundation | 100032639 | 998335 |  | 18 |  | Design & Installation of FS foundation including all works as specified in Volume-II of TS upto 3.5 m foundation depth for 400KVM/C (twin HTLS) Normal Towers (WZ3) Designed AS PER IS 802-2015 for plain area tower type QD45(+1.5M ext upto +9M ext) for 4.0MRC | EA | 2 |  | INCLUDED | 0 | 0 | 0 | 0 | 0 | 0
30 | 7000016865 | 680 | 120 | 850 | Works Associated with Foundation | 100024261 | 995455 |  | 18 |  | Installation of Stub including cleats, bolts and nuts for 400kV M/C (Twin HTLS) Normal Towers (WZ3) IN COASTAL REGION; TOWER TYPE QA(UP TO +9M exten). | EA | 42 |  | INCLUDED | 0 | 0 | 0 | 0 | 0 | 0
31 | 7000016865 | 680 | 120 | 860 | Works Associated with Foundation | 100024262 | 995455 |  | 18 |  | Installation of Stub including cleats, bolts and nuts for 400kV M/C (Twin HTLS) Normal Towers (WZ3) IN COASTAL REGION; TOWER TYPE QB(UP TO +9M exten). | EA | 4 |  | INCLUDED | 0 | 0 | 0 | 0 | 0 | 0
32 | 7000016865 | 680 | 120 | 870 | Works Associated with Foundation | 100024265 | 995455 |  | 18 |  | Installation of Stub including cleats, bolts and nuts for 400kV M/C (Twin HTLS) Normal Towers (WZ3) IN COASTAL REGION; TOWER TYPE QC(UP TO +9M exten). | EA | 4 |  | INCLUDED | 0 | 0 | 0 | 0 | 0 | 0
33 | 7000016865 | 680 | 120 | 880 | Works Associated with Foundation | 100024268 | 995455 |  | 18 |  | Installation of Stub including cleats, bolts and nuts for 400kV M/C (Twin HTLS) Normal Towers (WZ3) IN COASTAL REGION; TOWER TYPEQD45 (UP TO +9M exten). | EA | 3 |  | INCLUDED | 0 | 0 | 0 | 0 | 0 | 0
34 | 7000016865 | 680 | 120 | 890 | Works Associated with Foundation | 100024272 | 995455 |  | 18 |  | Installation of Stub including cleats, bolts and nuts for 400kV M/C (Twin HTLS) Normal Towers (WZ3) IN COASTAL REGION; TOWER TYPEQD60 (UP TO +9M exten). | EA | 3 |  | INCLUDED | 0 | 0 | 0 | 0 | 0 | 0
35 | 7000016865 | 680 | 120 | 900 | Works Associated with Foundation | 100024274 | 995455 |  | 18 |  | Installation of Stub including cleats, bolts and nuts for 400kV M/C (Twin HTLS) Normal Towers (WZ3) IN COASTAL REGION; TOWER TYPEQD60 (FOR +18/25M exten). | EA | 1 |  | INCLUDED | 0 | 0 | 0 | 0 | 0 | 0
36 | 7000016865 | 680 | 120 | 910 | Works Associated with Foundation | 100032425 | 995455 |  | 18 |  | INSTALLATION OF 2.0 MRC STUB INCLUDING CLEATS, BOLTS AND NUTS FOR 400kV M/C (twin HTLS) NORMAL TOWERS (WZ3) IN COASTAL REGION :TOWERTYPE QA (UP TO +9M EXTN.) | EA | 50 |  | INCLUDED | 0 | 0 | 0 | 0 | 0 | 0
37 | 7000016865 | 680 | 120 | 920 | Works Associated with Foundation | 100032426 | 995455 |  | 18 |  | INSTALLATION OF 2.0 MRC STUB INCLUDING CLEATS, BOLTS AND NUTS FOR 400kV M/C (twin HTLS) NORMAL TOWERS (WZ3) IN COASTAL REGION :TOWERTYPE QC (UP TO +9M EXTN.) | EA | 2 |  | INCLUDED | 0 | 0 | 0 | 0 | 0 | 0
38 | 7000016865 | 680 | 120 | 930 | Works Associated with Foundation | 100032427 | 995455 |  | 18 |  | INSTALLATION OF 4.0 MRC STUB INCLUDING CLEATS, BOLTS AND NUTS FOR 400kV M/C (twin HTLS) NORMAL TOWERS (WZ3) IN COASTAL REGION :TOWERTYPE QD45 (UP TO +9M EXTN.) | EA | 2 |  | INCLUDED | 0 | 0 | 0 | 0 | 0 | 0
39 | 7000016865 | 1080 | 125 | 10 | Works Associated with Pile Foundation | 100024596 | 995451 |  | 18 |  | Boring, providing and installation of bored Cast-in-situ RCC vertical piles of specified diameter and of any length below the pilecap with M30 grade of cement concrete, excluding the cost of reinforcement steel but including the cost of boring with temporaryGuide casing, bentonite solution and the length of pile to be embeded in the pile cap (length of pile for payment shall be measuredfrom bottom of pile cap), all necessary labour, materials, plants, tools & tackles etc., complete, as necessary for proper executionof the job. (Boring in all types of rocks excluded). : 1200mm diameter R.C.C.vertical bored pile upto 50 m from bottom of pile cap. | M | 480 |  | INCLUDED | 0 | 0 | 0 | 0 | 0 | 0
40 | 7000016865 | 1080 | 125 | 20 | Works Associated with Pile Foundation | 100024568 | 995451 |  | 18 |  | Extra rate over item (1200mm diameter R.C.C.vertical bored pile upto 50 m from bottom of pile cap.) for boring including socketing,anchoring (if required) with required size,nos. & depth of Reinforcement in hard rock upto a maximum depth of 10m | M | 20 |  | INCLUDED | 0 | 0 | 0 | 0 | 0 | 0
41 | 7000016865 | 1080 | 125 | 30 | Works Associated with Pile Foundation | 100001314 | 995451 |  | 18 |  | Excavation where ever required for pile cap /tie etc. (other than boring) for all depth and size, in all types of soils includingdisposal of excavated materials for all lifts and leads,decent etc.as directed by Engineer - In -charge, together with all labour,tools & tackles, sheeting, sheet piling, dewatering etc. complete as required for proper execution of the job. | M3 | 10 |  | INCLUDED | 0 | 0 | 0 | 0 | 0 | 0
42 | 7000016865 | 1080 | 125 | 40 | Works Associated with Pile Foundation | 100001315 | 995451 |  | 18 |  | Back filling with available excavatedearth for all leads and lifts in sidesof foundations and other under groundfacilities in horizontal layers notexceeding 20 cm. in depth consolidatingeach deposited layer by ramming andwatering etc. as per specification andinstruction of Engineer -in-charge. | M3 | 5 |  | INCLUDED | 0 | 0 | 0 | 0 | 0 | 0
43 | 7000016865 | 1080 | 125 | 50 | Works Associated with Pile Foundation | 100001316 | 995451 |  | 18 |  | Form work for placing plain or reinforced cement concrete of any type including blockout and section at any elevationshoring,shuttering,strutting,propping, scaffolding,tieing,nailing,including all labour, materials, equipments, waste for form,caulking,dismantling & removal of forms etc. complete. | M2 | 142 |  | INCLUDED | 0 | 0 | 0 | 0 | 0 | 0
44 | 7000016865 | 1080 | 125 | 60 | Works Associated with Pile Foundation | 100008206 | 995451 |  | 18 |  | Supply and placing of reinforcement steel of specified grade for R.C.C. work in pile,pile cap, pedestal / chimney, tie beam (ifrequired) including straightening, cutting, bending, binding etc. all complete for marine location | MT | 34 |  | INCLUDED | 0 | 0 | 0 | 0 | 0 | 0
45 | 7000016865 | 1080 | 125 | 70 | Works Associated with Pile Foundation | 100016697 | 995451 |  | 18 |  | Providing and laying in position M30 Grade reinforced cement concrete for pile caps, pedestal/chimney and tie beam(if required),excluding reinforcement steel and form work but including cement, all necessary tools and tackles,labour, materials, equipmentsfor handling,transpor-tation, batching, mixing,placing, vibrating,dewatering, curing etc.all complete as per specification and asper instruction of Engineer-In- Charge (excluding cost of concrete in piles which is included in item no.1.1). | M3 | 168 |  | INCLUDED | 0 | 0 | 0 | 0 | 0 | 0
46 | 7000016865 | 1080 | 125 | 80 | Works Associated with Pile Foundation | 100001319 | 995451 |  | 18 |  | Providing and laying plain cementconcrete 1:4:8 (1cement : 4 coarsesand: 8 graded stone aggregate 40mmnominal size) including cement, allnecessary tools and tackles,labour,materials, equipments forhandling,transportation,mixing,placing,vibrating,dewatering etc.all completeas per Specification . | M3 | 10 |  | INCLUDED | 0 | 0 | 0 | 0 | 0 | 0
47 | 7000016865 | 1080 | 125 | 90 | Works Associated with Pile Foundation | 100001320 | 998346 |  | 18 |  | Conducting Standard Penetration Test (SPT) at various elevations in pile bore holes in all kind of soils including all labour,materials, tools and tackles, equipments etc. required for successful completion of the job. | EA | 40 |  | INCLUDED | 0 | 0 | 0 | 0 | 0 | 0
48 | 7000016865 | 1080 | 125 | 100 | Works Associated with Pile Foundation | 100001321 | 995451 |  | 18 |  | Supply and Providing M.S. liner of 6mm. thick in piles upto 10m. Depth (maxm.) from bottom of pile cap, limited to the approveddrawing, including supply, straightening, bending, welding,all supports, labours, tools and tackles, plants & equipments, withprimer and paintinting etc. (complete) as required for successful completion of the job | MT | 7 |  | INCLUDED | 0 | 0 | 0 | 0 | 0 | 0
49 | 7000016865 | 1080 | 125 | 110 | Works Associated with Pile Foundation | 100001322 | 998346 |  | 18 |  | Conducting integrity test on pile usingelectronic control unit,hand heldhammer, accelerometer, computer withrequired software to assessas-installed pile characteresticsincluding mobilisation of necessarymanpower, equipments, materials etc.required for successful completion ofthe job | EA | 20 |  | INCLUDED | 0 | 0 | 0 | 0 | 0 | 0
50 | 7000016865 | 690 | 130 | 230 | Erection | 100018146 | 995455 |  | 18 |  | Erection of various type of towers,tower parts and tower extension (complete) with bolts and nuts, including tack welding andsupplyand application of zinc rich paint for 400kV M/C (TWIN HTLS) Normal Towers(WZ3) Designed for tower type QA+0M | EA | 28 |  | INCLUDED | 0 | 0 | 0 | 0 | 0 | 0
51 | 7000016865 | 690 | 130 | 240 | Erection | 100018147 | 995455 |  | 18 |  | Erection of various type of towers,tower parts and tower extension (complete) with bolts and nuts, including tack welding andsupplyand application of zinc rich paint for 400kV M/C (TWIN HTLS) Normal Towers(WZ3) Designed for tower type QA+3M | EA | 4 |  | INCLUDED | 0 | 0 | 0 | 0 | 0 | 0
52 | 7000016865 | 690 | 130 | 250 | Erection | 100018148 | 995455 |  | 18 |  | Erection of various type of towers,tower parts and tower extension (complete) with bolts and nuts, including tack welding andsupplyand application of zinc rich paint for 400kV M/C (TWIN HTLS) Normal Towers(WZ3) Designed for tower type QA+6M | EA | 12 |  | INCLUDED | 0 | 0 | 0 | 0 | 0 | 0
53 | 7000016865 | 690 | 130 | 260 | Erection | 100018149 | 995455 |  | 18 |  | Erection of various type of towers,tower parts and tower extension (complete) with bolts and nuts, including tack welding andsupplyand application of zinc rich paint for 400kV M/C (TWIN HTLS) Normal Towers(WZ3) Designed for tower type QA+9M | EA | 48 |  | INCLUDED | 0 | 0 | 0 | 0 | 0 | 0
54 | 7000016865 | 690 | 130 | 270 | Erection | 100018153 | 995455 |  | 18 |  | Erection of various type of towers,tower parts and tower extension (complete) with bolts and nuts, including tack welding andsupplyand application of zinc rich paint for 400kV M/C (TWIN HTLS) Normal Towers(WZ3) Designed for tower type QB+3M | EA | 1 |  | INCLUDED | 0 | 0 | 0 | 0 | 0 | 0
55 | 7000016865 | 690 | 130 | 280 | Erection | 100018154 | 995455 |  | 18 |  | Erection of various type of towers,tower parts and tower extension (complete) with bolts and nuts, including tack welding andsupplyand application of zinc rich paint for 400kV M/C (TWIN HTLS) Normal Towers(WZ3) Designed for tower type QB+6M | EA | 3 |  | INCLUDED | 0 | 0 | 0 | 0 | 0 | 0
56 | 7000016865 | 690 | 130 | 290 | Erection | 100018160 | 995455 |  | 18 |  | Erection of various type of towers,tower parts and tower extension (complete) with bolts and nuts, including tack welding andsupplyand application of zinc rich paint for 400kV M/C (TWIN HTLS) Normal Towers(WZ3) Designed for tower type QC+6M | EA | 4 |  | INCLUDED | 0 | 0 | 0 | 0 | 0 | 0
57 | 7000016865 | 690 | 130 | 300 | Erection | 100018161 | 995455 |  | 18 |  | Erection of various type of towers,tower parts and tower extension (complete) with bolts and nuts, including tack welding andsupplyand application of zinc rich paint for 400kV M/C (TWIN HTLS) Normal Towers(WZ3) Designed for tower type QC+9M | EA | 2 |  | INCLUDED | 0 | 0 | 0 | 0 | 0 | 0
58 | 7000016865 | 690 | 130 | 310 | Erection | 100018166 | 995455 |  | 18 |  | Erection of various type of towers,tower parts and tower extension (complete) with bolts and nuts, including tack welding andsupplyand application of zinc rich paint for 400kV M/C (TWIN HTLS) Normal Towers(WZ3) Designed for tower type QD45+6M | EA | 4 |  | INCLUDED | 0 | 0 | 0 | 0 | 0 | 0
59 | 7000016865 | 690 | 130 | 320 | Erection | 100018167 | 995455 |  | 18 |  | Erection of various type of towers,tower parts and tower extension (complete) with bolts and nuts, including tack welding andsupplyand application of zinc rich paint for 400kV M/C (TWIN HTLS) Normal Towers(WZ3) Designed for tower type QD45+9M | EA | 1 |  | INCLUDED | 0 | 0 | 0 | 0 | 0 | 0
60 | 7000016865 | 690 | 130 | 330 | Erection | 100018173 | 995455 |  | 18 |  | Erection of various type of towers,tower parts and tower extension (complete) with bolts and nuts, including tack welding andsupplyand application of zinc rich paint for 400kV M/C (TWIN HTLS) Normal Towers(WZ3) Designed for tower type QD60+9M | EA | 3 |  | INCLUDED | 0 | 0 | 0 | 0 | 0 | 0
61 | 7000016865 | 690 | 130 | 340 | Erection | 100018175 | 995455 |  | 18 |  | Erection of various type of towers,tower parts and tower extension (complete) with bolts and nuts, including tack welding andsupplyand application of zinc rich paint for 400kV M/C (TWIN HTLS) Normal Towers(WZ3) Designed for tower type QD60+25M | EA | 2 |  | INCLUDED | 0 | 0 | 0 | 0 | 0 | 0
62 | 7000016865 | 700 | 140 | 10 | Installation of tower accessories | 100001274 | 995444 |  | 18 |  | Installation of tower accessories : Danger Plate | EA | 112 |  | INCLUDED | 0 | 0 | 0 | 0 | 0 | 0
63 | 7000016865 | 700 | 140 | 20 | Installation of tower accessories | 100001275 | 995444 |  | 18 |  | Installation of tower accessories: Number Plate | EA | 112 |  | INCLUDED | 0 | 0 | 0 | 0 | 0 | 0
64 | 7000016865 | 700 | 140 | 30 | Installation of tower accessories | 100001276 | 995444 |  | 18 |  | Installation of tower accessories: Phase Plate (Set of three) | SET | 448 |  | INCLUDED | 0 | 0 | 0 | 0 | 0 | 0
65 | 7000016865 | 700 | 140 | 40 | Installation of tower accessories | 100001278 | 995444 |  | 18 |  | Installation of tower accessories: Circuit Plate (Set of two) | SET | 224 |  | INCLUDED | 0 | 0 | 0 | 0 | 0 | 0
66 | 7000016865 | 700 | 140 | 50 | Installation of tower accessories | 100001277 | 995444 |  | 18 |  | Installation of tower accessories: Anti-Climbing Devices | EA | 112 |  | INCLUDED | 0 | 0 | 0 | 0 | 0 | 0
67 | 7000016865 | 700 | 140 | 60 | Installation of tower accessories | 100001279 | 995444 |  | 18 |  | Installation of tower accessories: Bird Guard (Set of Three) | SET | 368 |  | INCLUDED | 0 | 0 | 0 | 0 | 0 | 0
68 | 7000016865 | 700 | 140 | 70 | Installation of tower accessories | 100007310 | 995468 |  | 18 |  | Installation of Bird diverter . | EA | 315 |  | INCLUDED | 0 | 0 | 0 | 0 | 0 | 0
69 | 7000016865 | 710 | 150 | 10 | Installation of earthing of towers | 100001269 | 995468 |  | 18 |  | Installation of earthing of towers: Pipe Type | EA | 106 |  | INCLUDED | 0 | 0 | 0 | 0 | 0 | 0
70 | 7000016865 | 710 | 150 | 20 | Installation of earthing of towers | 100004928 | 998731 |  | 18 |  | ROD TYPE EARTHING | EA | 108 |  | INCLUDED | 0 | 0 | 0 | 0 | 0 | 0
71 | 7000016865 | 710 | 150 | 30 | Installation of earthing of towers | 100001270 | 995468 |  | 18 |  | Installation of earthing of towers: Counterpoise type (120 m length) | EA | 2 |  | INCLUDED | 0 | 0 | 0 | 0 | 0 | 0
72 | 7000016865 | 710 | 150 | 40 | Installation of earthing of towers | 100002202 | 995468 |  | 18 |  | Installation of Shieldwire Earthingincluding PG clamps, Downlead clampsand Earthwire bits i.e Shield wireearthing (Pipe Type/counterpoise type)shall be an addition to earthing oftowers (Pipe type/ counterpoisetype)-Pipe type | EA | 6 |  | INCLUDED | 0 | 0 | 0 | 0 | 0 | 0
73 | 7000016865 | 710 | 150 | 50 | Installation of earthing of towers | 100018257 | 995455 |  | 18 |  | Installation of Shieldwire Earthing Counterpoise (4X30M) type including PG clamps, Downlead clamps and Earthwire bits. Shieldwireearthing (Pipe Type/counterpoise type) shall be an in addition to Tower Earthing (Pipe type/counterpoise type) | EA | 1 |  | INCLUDED | 0 | 0 | 0 | 0 | 0 | 0
74 | 7000016865 | 710 | 150 | 60 | Installation of earthing of towers | 170002471 | 995468 |  | 18 |  | Installation of Chemical earthing of towers: Pipe Type . | EA | 2 |  | INCLUDED | 0 | 0 | 0 | 0 | 0 | 0
75 | 7000016865 | 710 | 150 | 70 | Installation of earthing of towers | 100008105 | 995468 |  | 18 |  | Installation of Chemical earthing of towers: Counterpoise Type (120m length). | EA | 1 |  | INCLUDED | 0 | 0 | 0 | 0 | 0 | 0
76 | 7000016865 | 710 | 150 | 80 | Installation of earthing of towers | 100004317 | 995468 |  | 18 |  | EARTHING OF PILE FOUNDATION LOCATIONS | MT | 0.5 |  | INCLUDED | 0 | 0 | 0 | 0 | 0 | 0
77 | 7000016865 | 720 | 160 | 10 | Protection of tower footing | 100001264 | 995456 |  | 18 |  | Protection of tower footing (supply and installation): ' Random rubble stone masonary including excavation (1:5 cement mortar) | M3 | 200 |  | INCLUDED | 0 | 0 | 0 | 0 | 0 | 0
78 | 7000016865 | 720 | 160 | 20 | Protection of tower footing | 100001267 | 995456 |  | 18 |  | Protection of tower footing (supply and installation): M 15 (1:2:4) mixed concrete for top seal cover of revetment | M3 | 20 |  | INCLUDED | 0 | 0 | 0 | 0 | 0 | 0
79 | 7000016865 | 720 | 160 | 30 | Protection of tower footing | 100001268 | 995456 |  | 18 |  | Protection of tower footing (supply and installation): Backfilling and gap levelling of volumes enclosed by revetment | M3 | 80 |  | INCLUDED | 0 | 0 | 0 | 0 | 0 | 0
80 | 7000016865 | 720 | 160 | 40 | Protection of tower footing | 100002907 | 995454 |  | 18 |  | CONCRETE NOMINAL MIX 1:3:6 FOR FOUNDATION FOR REVETMENT | M3 | 12 |  | INCLUDED | 0 | 0 | 0 | 0 | 0 | 0
81 | 7000016865 | 720 | 160 | 50 | Protection of tower footing | 100001265 | 995456 |  | 18 |  | Protection of tower footing (supply and installation): Stone Bound in Galvanising wire netting including excavation | M3 | 280 |  | INCLUDED | 0 | 0 | 0 | 0 | 0 | 0
82 | 7000016865 | 720 | 160 | 60 | Protection of tower footing | 100004392 | 995454 |  | 18 |  | Plum concrete with 50% hard stone of grade 1:2:4 (stone size not more than 150mm) | M3 | 10 |  | INCLUDED | 0 | 0 | 0 | 0 | 0 | 0
83 | 7000016865 | 880 | 170 | 10 | Aviation Service | 100001282 | 995444 |  | 18 |  | Installation of Span Markers for aviation requirements | EA | 70 |  | INCLUDED | 0 | 0 | 0 | 0 | 0 | 0
84 | 7000016865 | 880 | 170 | 20 | Aviation Service | 100008577 | 995473 |  | 18 |  | Painting of Normal Towers | EA | 34 |  | INCLUDED | 0 | 0 | 0 | 0 | 0 | 0
85 | 7000016865 | 880 | 170 | 30 | Aviation Service | 100001283 | 995444 |  | 18 |  | Installation of Obstruction Lights for Aviation requirements 1 Medium Intensity Plus 2 Low Intensity | SET | 34 |  | INCLUDED | 0 | 0 | 0 | 0 | 0 | 0
86 | 7000016865 | 730 | 180 | 10 | Stringing | 100011627 | 995468 |  | 18 |  | Installation of insulator strings complete with arcing horns and necessary hardware, installing and stringing of twin-twin HTLSconductor including fixing of conductor accessories, installing and stringing of earthwire/OPGW including fixing of earthwire/OPGWaccessories for the 400kV M/C line | KM | 43.29 |  | INCLUDED | 0 | 0 | 0 | 0 | 0 | 0
87 | 7000016865 | 850 | 205 | 10 | Labour Facilities | 100023085 | 995455 |  | 18 |  | ESTABLISHMENT OF LABOUR CAMPS AS PER PROVISION UNDER FACILITIES TO BE INCORPORATED FOR LABOURERS IN TECHNICAL SPECIFICATION | LS | 1 |  | INCLUDED | 0 | 0 | 0 | 0 | 0 | 0
88 | 7000016865 | 1070 | 240 | 100 | OPGW INSTALLATION | 170000265 | 998716 |  | 18 |  | Installation of Joint box above ground (Including Splicing & Testing) : 24 fibres | EA | 21 |  | INCLUDED | 0 | 0 | 0 | 0 | 0 | 0
89 | 7000016865 | 1890 | 90 | 10 | Survey | 100001242 | 998344 |  | 18 |  | Detailed survey including route alignment, profiling and tower spotting | KM | 43.66 |  | INCLUDED | 0 | 0 | 0 | 0 | 0 | 0
90 | 7000016865 | 1890 | 90 | 20 | Survey | 100001243 | 998344 |  | 18 |  | Check survey | KM | 43.66 |  | INCLUDED | 0 | 0 | 0 | 0 | 0 | 0
91 | 7000016865 | 1900 | 100 | 10 | Soil investigation | 100001244 | 998342 |  | 18 |  | Detailed soil investigation: All kinds of soils except fissured rock and hard rock | EA | 3 |  | INCLUDED | 0 | 0 | 0 | 0 | 0 | 0
92 | 7000016865 | 1900 | 100 | 20 | Soil investigation | 100001245 | 998342 |  | 18 |  | Detailed soil investigation: Fissured Rock | EA | 5 |  | INCLUDED | 0 | 0 | 0 | 0 | 0 | 0
93 | 7000016865 | 1900 | 100 | 30 | Soil investigation | 100001246 | 998342 |  | 18 |  | Detailed soil investigation: Hard Rock | EA | 2 |  | INCLUDED | 0 | 0 | 0 | 0 | 0 | 0
94 | 7000016865 | 1910 | 110 | 10 | Benching | 100001252 | 995432 |  | 18 |  | Benching: All kinds of soils except fissured rock,hard rock and sandy soil | M3 | 3000 |  | INCLUDED | 0 | 0 | 0 | 0 | 0 | 0
95 | 7000016865 | 1910 | 110 | 20 | Benching | 100001253 | 995432 |  | 18 |  | Benching: Fissured Rock | M3 | 500 |  | INCLUDED | 0 | 0 | 0 | 0 | 0 | 0
96 | 7000016865 | 1910 | 110 | 30 | Benching | 100001254 | 995432 |  | 18 |  | Benching:Hard Rock | M3 | 100 |  | INCLUDED | 0 | 0 | 0 | 0 | 0 | 0
97 | 7000016865 | 1920 | 120 | 620 | Foundation Works (Gujrat&Dnd) | 100022371 | 998335 |  | 18 |  | Design & Installation of WET PADDY foundation including all associated works as specified in TS upto 3.5 m foundation depth for400KV M/C (Twin HTLS) Normal Towers (WZ3) designed as per IS 802-2015 for plain terrain (in coastal region); Tower type QB2(+1.5Mext upto +9M ext) | EA | 1 |  | INCLUDED | 0 | 0 | 0 | 0 | 0 | 0
98 | 7000016865 | 1920 | 120 | 630 | Foundation Works (Gujrat&Dnd) | 100022415 | 998335 |  | 18 |  | Design & Installation of WET PADDY foundation including all associated works as specified in TS upto 3.5 m foundation depth for400KV M/C (Twin HTLS) Normal Towers (WZ3) designed as per IS 802-2015 for plain terrain (in coastal region); Tower type QC1(+1.5Mext upto +9M ext) | EA | 1 |  | INCLUDED | 0 | 0 | 0 | 0 | 0 | 0
99 | 7000016865 | 1920 | 120 | 640 | Foundation Works (Gujrat&Dnd) | 100022459 | 998335 |  | 18 |  | Design & Installation of WET PADDY foundation including all associated works as specified in TS upto 3.5 m foundation depth for400KV M/C (Twin HTLS) Normal Towers (WZ3) designed as per IS 802-2015 for plain terrain (in coastal region); Tower type QC2(+1.5Mext upto +9M ext) | EA | 1 |  | INCLUDED | 0 | 0 | 0 | 0 | 0 | 0
100 | 7000016865 | 1920 | 120 | 650 | Foundation Works (Gujrat&Dnd) | 100022547 | 998335 |  | 18 |  | Design & Installation of WET PADDY foundation including all associated works as specified in TS upto 3.5 m foundation depth for400KV M/C (Twin HTLS) Normal Towers (WZ3) designed as per IS 802-2015 for plain terrain (in coastal region); Tower type QD60(-3.0Mext upto +0M ext) | EA | 1 |  | INCLUDED | 0 | 0 | 0 | 0 | 0 | 0
101 | 7000016865 | 1920 | 120 | 660 | Foundation Works (Gujrat&Dnd) | 100022557 | 998335 |  | 18 |  | Design & Installation of WET foundation including all associated works as specified in TS upto 3.5 m foundation depth for 400KV M/C(Twin HTLS) Normal Towers (WZ3) designed as per IS 802-2015 for plain terrain (in coastal region); Tower type QD60(+1.5M ext upto+9M ext) | EA | 1 |  | INCLUDED | 0 | 0 | 0 | 0 | 0 | 0
102 | 7000016865 | 1920 | 120 | 670 | Foundation Works (Gujrat&Dnd) | 100022558 | 998335 |  | 18 |  | Design & Installation of WET PADDY foundation including all associated works as specified in TS upto 3.5 m foundation depth for400KV M/C (Twin HTLS) Normal Towers (WZ3) designed as per IS 802-2015 for plain terrain (in coastal region); Tower type QD60(+1.5Mext upto +9M ext) | EA | 1 |  | INCLUDED | 0 | 0 | 0 | 0 | 0 | 0
103 | 7000016865 | 1920 | 120 | 680 | Foundation Works (Gujrat&Dnd) | 100022559 | 998335 |  | 18 |  | Design & Installation of PS foundation including all associated works as specified in TS upto 3.5 m foundation depth for 400KV M/C(Twin HTLS) Normal Towers (WZ3) designed as per IS 802-2015 for plain terrain (in coastal region); Tower type QD60(+1.5M ext upto+9M ext) | EA | 1 |  | INCLUDED | 0 | 0 | 0 | 0 | 0 | 0
104 | 7000016865 | 1920 | 120 | 690 | Foundation Works (Gujrat&Dnd) | 100024732 | 998335 |  | 18 |  | Design & Installation of DRY foundation including all associated works as specified in TS upto 3.5 m foundation depth for 400KV D/C(Twin HTLS) Narrow Base Towers (WZ3) designed as per IS 802-2015 for plain terrain (in coastal region); Tower type DA(+1.5M ext upto+9M ext) | EA | 4 |  | INCLUDED | 0 | 0 | 0 | 0 | 0 | 0
105 | 7000016865 | 1920 | 120 | 700 | Foundation Works (Gujrat&Dnd) | 100024733 | 998335 |  | 18 |  | Design & Installation of WET foundation including all associated works as specified in TS upto 3.5 m foundation depth for 400KV D/C(Twin HTLS) Narrow Base Towers (WZ3) designed as per IS 802-2015 for plain terrain (in coastal region); Tower type DA(+1.5M ext upto+9M ext) | EA | 12 |  | INCLUDED | 0 | 0 | 0 | 0 | 0 | 0
106 | 7000016865 | 1920 | 120 | 710 | Foundation Works (Gujrat&Dnd) | 100024734 | 998335 |  | 18 |  | Design & Installation of WET PADDY foundation including all associated works as specified in TS upto 3.5 m foundation depth for400KV D/C (Twin HTLS) Narrow Base Towers (WZ3) designed as per IS 802-2015 for plain terrain (in coastal region); Tower typeDA(+1.5M ext upto +9M ext) | EA | 11 |  | INCLUDED | 0 | 0 | 0 | 0 | 0 | 0
107 | 7000016865 | 1920 | 120 | 720 | Foundation Works (Gujrat&Dnd) | 100024735 | 998335 |  | 18 |  | Design & Installation of PS foundation including all associated works as specified in TS upto 3.5 m foundation depth for 400KV D/C(Twin HTLS) Narrow Base Towers (WZ3) designed as per IS 802-2015 for plain terrain (in coastal region); Tower type DA(+1.5M ext upto+9M ext) | EA | 1 |  | INCLUDED | 0 | 0 | 0 | 0 | 0 | 0
108 | 7000016865 | 1920 | 120 | 730 | Foundation Works (Gujrat&Dnd) | 100024738 | 998335 |  | 18 |  | Design & Installation of DFR foundation including all associated works as specified in TS upto 3.5 m foundation depth for 400KV D/C(Twin HTLS) Narrow Base Towers (WZ3) designed as per IS 802-2015 for plain terrain (in coastal region); Tower type DA(+1.5M ext upto+9M ext) | EA | 2 |  | INCLUDED | 0 | 0 | 0 | 0 | 0 | 0
109 | 7000016865 | 1920 | 120 | 740 | Foundation Works (Gujrat&Dnd) | 100024745 | 998335 |  | 18 |  | Design & Installation of WET PADDY foundation including all associated works as specified in TS upto 3.5 m foundation depth for400KV D/C (Twin HTLS) Narrow Base Towers (WZ3) designed as per IS 802-2015 for plain terrain (in coastal region); Tower typeDB1(-3.0M ext upto +0M ext) | EA | 1 |  | INCLUDED | 0 | 0 | 0 | 0 | 0 | 0
110 | 7000016865 | 1920 | 120 | 750 | Foundation Works (Gujrat&Dnd) | 100024755 | 998335 |  | 18 |  | Design & Installation of WET foundation including all associated works as specified in TS upto 3.5 m foundation depth for 400KV D/C(Twin HTLS) Narrow Base Towers (WZ3) designed as per IS 802-2015 for plain terrain (in coastal region); Tower type DB1(+1.5M extupto +9M ext) | EA | 2 |  | INCLUDED | 0 | 0 | 0 | 0 | 0 | 0
111 | 7000016865 | 1920 | 120 | 760 | Foundation Works (Gujrat&Dnd) | 100024756 | 998335 |  | 18 |  | Design & Installation of WET PADDY foundation including all associated works as specified in TS upto 3.5 m foundation depth for400KV D/C (Twin HTLS) Narrow Base Towers (WZ3) designed as per IS 802-2015 for plain terrain (in coastal region); Tower typeDB1(+1.5M ext upto +9M ext) | EA | 2 |  | INCLUDED | 0 | 0 | 0 | 0 | 0 | 0
112 | 7000016865 | 1920 | 120 | 770 | Foundation Works (Gujrat&Dnd) | 100024832 | 998335 |  | 18 |  | Design & Installation of WET foundation including all associated works as specified in TS upto 3.5 m foundation depth for 400KV D/C(Twin HTLS) Narrow Base Towers (WZ3) designed as per IS 802-2015 for plain terrain (in coastal region); Tower type DC1(-3.0M extupto +0M ext) | EA | 1 |  | INCLUDED | 0 | 0 | 0 | 0 | 0 | 0
113 | 7000016865 | 1920 | 120 | 780 | Foundation Works (Gujrat&Dnd) | 100024843 | 998335 |  | 18 |  | Design & Installation of WET foundation including all associated works as specified in TS upto 3.5 m foundation depth for 400KV D/C(Twin HTLS) Narrow Base Towers (WZ3) designed as per IS 802-2015 for plain terrain (in coastal region); Tower type DC1(+1.5M extupto +9M ext) | EA | 1 |  | INCLUDED | 0 | 0 | 0 | 0 | 0 | 0
114 | 7000016865 | 1920 | 120 | 790 | Foundation Works (Gujrat&Dnd) | 100024849 | 998335 |  | 18 |  | Design & Installation of WFR foundation including all associated works as specified in TS upto 3.5 m foundation depth for 400KV D/C(Twin HTLS) Narrow Base Towers (WZ3) designed as per IS 802-2015 for plain terrain (in coastal region); Tower type DC1(+1.5M extupto +9M ext) | EA | 1 |  | INCLUDED | 0 | 0 | 0 | 0 | 0 | 0
115 | 7000016865 | 1920 | 120 | 800 | Foundation Works (Gujrat&Dnd) | 100024887 | 998335 |  | 18 |  | Design & Installation of WET foundation including all associated works as specified in TS upto 3.5 m foundation depth for 400KV D/C(Twin HTLS) Narrow Base Towers (WZ3) designed as per IS 802-2015 for plain terrain (in coastal region); Tower type DC2(+1.5M extupto +9M ext) | EA | 2 |  | INCLUDED | 0 | 0 | 0 | 0 | 0 | 0
116 | 7000016865 | 1920 | 120 | 810 | Foundation Works (Gujrat&Dnd) | 100024888 | 998335 |  | 18 |  | Design & Installation of WET PADDY foundation including all associated works as specified in TS upto 3.5 m foundation depth for400KV D/C (Twin HTLS) Narrow Base Towers (WZ3) designed as per IS 802-2015 for plain terrain (in coastal region); Tower typeDC2(+1.5M ext upto +9M ext) | EA | 1 |  | INCLUDED | 0 | 0 | 0 | 0 | 0 | 0
117 | 7000016865 | 1920 | 120 | 820 | Foundation Works (Gujrat&Dnd) | 100024889 | 998335 |  | 18 |  | Design & Installation of PS foundation including all associated works as specified in TS upto 3.5 m foundation depth for 400KV D/C(Twin HTLS) Narrow Base Towers (WZ3) designed as per IS 802-2015 for plain terrain (in coastal region); Tower type DC2(+1.5M extupto +9M ext) | EA | 1 |  | INCLUDED | 0 | 0 | 0 | 0 | 0 | 0
118 | 7000016865 | 1920 | 120 | 830 | Foundation Works (Gujrat&Dnd) | 100024931 | 998335 |  | 18 |  | Design & Installation of WET foundation including all associated works as specified in TS upto 3.5 m foundation depth for 400KV D/C(Twin HTLS) Narrow Base Towers (WZ3) designed as per IS 802-2015 for plain terrain (in coastal region); Tower type DD45(+1.5M extupto +9M ext) | EA | 2 |  | INCLUDED | 0 | 0 | 0 | 0 | 0 | 0
119 | 7000016865 | 1920 | 120 | 840 | Foundation Works (Gujrat&Dnd) | 100024932 | 998335 |  | 18 |  | Design & Installation of WET PADDY foundation including all associated works as specified in TS upto 3.5 m foundation depth for400KV D/C (Twin HTLS) Narrow Base Towers (WZ3) designed as per IS 802-2015 for plain terrain (in coastal region); Tower typeDD45(+1.5M ext upto +9M ext) | EA | 1 |  | INCLUDED | 0 | 0 | 0 | 0 | 0 | 0
120 | 7000016865 | 1920 | 120 | 850 | Foundation Works (Gujrat&Dnd) | 100024976 | 998335 |  | 18 |  | Design & Installation of WET PADDY foundation including all associated works as specified in TS upto 3.5 m foundation depth for400KV D/C (Twin HTLS) Narrow Base Towers (WZ3) designed as per IS 802-2015 for plain terrain (in coastal region); Tower typeDD60(-3.0M ext upto +0M ext) | EA | 1 |  | INCLUDED | 0 | 0 | 0 | 0 | 0 | 0
121 | 7000016865 | 1920 | 120 | 860 | Foundation Works (Gujrat&Dnd) | 100024986 | 998335 |  | 18 |  | Design & Installation of WET foundation including all associated works as specified in TS upto 3.5 m foundation depth for 400KV D/C(Twin HTLS) Narrow Base Towers (WZ3) designed as per IS 802-2015 for plain terrain (in coastal region); Tower type DD60(+1.5M extupto +9M ext) | EA | 2 |  | INCLUDED | 0 | 0 | 0 | 0 | 0 | 0
122 | 7000016865 | 1920 | 120 | 870 | Foundation Works (Gujrat&Dnd) | 100024987 | 998335 |  | 18 |  | Design & Installation of WET PADDY foundation including all associated works as specified in TS upto 3.5 m foundation depth for400KV D/C (Twin HTLS) Narrow Base Towers (WZ3) designed as per IS 802-2015 for plain terrain (in coastal region); Tower typeDD60(+1.5M ext upto +9M ext) | EA | 1 |  | INCLUDED | 0 | 0 | 0 | 0 | 0 | 0
123 | 7000016865 | 1920 | 120 | 880 | Foundation Works (Gujrat&Dnd) | 100024988 | 998335 |  | 18 |  | Design & Installation of PS foundation including all associated works as specified in TS upto 3.5 m foundation depth for 400KV D/C(Twin HTLS) Narrow Base Towers (WZ3) designed as per IS 802-2015 for plain terrain (in coastal region); Tower type DD60(+1.5M extupto +9M ext) | EA | 1 |  | INCLUDED | 0 | 0 | 0 | 0 | 0 | 0
124 | 7000016865 | 1920 | 120 | 890 | Foundation Works (Gujrat&Dnd) | 100024991 | 998335 |  | 18 |  | Design & Installation of DFR foundation including all associated works as specified in TS upto 3.5 m foundation depth for 400KV D/C(Twin HTLS) Narrow Base Towers (WZ3) designed as per IS 802-2015 for plain terrain (in coastal region); Tower type DD60(+1.5M extupto +9M ext) | EA | 1 |  | INCLUDED | 0 | 0 | 0 | 0 | 0 | 0
125 | 7000016865 | 1920 | 120 | 900 | Foundation Works (Gujrat&Dnd) | 100024998 | 998335 |  | 18 |  | Design & Installation of WET PADDY foundation including all associated works as specified in TS upto 3.5 m foundation depth for400KV D/C (Twin HTLS) Narrow Base Towers (WZ3) designed as per IS 802-2015 for plain terrain (in coastal region); Tower typeDD60(+12/15M ext) | EA | 1 |  | INCLUDED | 0 | 0 | 0 | 0 | 0 | 0
126 | 7000016865 | 1920 | 120 | 910 | Foundation Works (Gujrat&Dnd) | 100025010 | 998335 |  | 18 |  | Design & Installation of PS foundation including all associated works as specified in TS upto 3.5 m foundation depth for 400KV D/C(Twin HTLS) Narrow Base Towers (WZ3) designed as per IS 802-2015 for plain terrain (in coastal region); Tower type DD60(+18/25M ext) | EA | 11 |  | INCLUDED | 0 | 0 | 0 | 0 | 0 | 0
127 | 7000016865 | 1920 | 120 | 920 | Foundation Works (Gujrat&Dnd) | 100024262 | 995455 |  | 18 |  | Installation of Stub including cleats, bolts and nuts for 400kV M/C (Twin HTLS) Normal Towers (WZ3) IN COASTAL REGION; TOWER TYPE QB(UP TO +9M exten). | EA | 1 |  | INCLUDED | 0 | 0 | 0 | 0 | 0 | 0
128 | 7000016865 | 1920 | 120 | 930 | Foundation Works (Gujrat&Dnd) | 100024265 | 995455 |  | 18 |  | Installation of Stub including cleats, bolts and nuts for 400kV M/C (Twin HTLS) Normal Towers (WZ3) IN COASTAL REGION; TOWER TYPE QC(UP TO +9M exten). | EA | 2 |  | INCLUDED | 0 | 0 | 0 | 0 | 0 | 0
129 | 7000016865 | 1920 | 120 | 940 | Foundation Works (Gujrat&Dnd) | 100024272 | 995455 |  | 18 |  | Installation of Stub including cleats, bolts and nuts for 400kV M/C (Twin HTLS) Normal Towers (WZ3) IN COASTAL REGION; TOWER TYPEQD60 (UP TO +9M exten). | EA | 4 |  | INCLUDED | 0 | 0 | 0 | 0 | 0 | 0
130 | 7000016865 | 1920 | 120 | 950 | Foundation Works (Gujrat&Dnd) | 100024651 | 995455 |  | 18 |  | INSTALLATION OF STUB INCLUDING CLEATS, BOLTS AND NUTS FOR 400KV D/C (TWIN HTLS) NARROW BASE TOWERS (WZ3) IN COASTAL REGION DESIGNEDDA TOWER (UP TO +9M EXTEN). | EA | 30 |  | INCLUDED | 0 | 0 | 0 | 0 | 0 | 0
131 | 7000016865 | 1920 | 120 | 960 | Foundation Works (Gujrat&Dnd) | 100024652 | 995455 |  | 18 |  | INSTALLATION OF STUB INCLUDING CLEATS, BOLTS AND NUTS FOR 400KV D/C (TWIN HTLS) NARROW BASE TOWERS (WZ3) IN COASTAL REGION DESIGNEDDB TOWER (UP TO +9M EXTEN). | EA | 5 |  | INCLUDED | 0 | 0 | 0 | 0 | 0 | 0
132 | 7000016865 | 1920 | 120 | 970 | Foundation Works (Gujrat&Dnd) | 100024655 | 995455 |  | 18 |  | INSTALLATION OF STUB INCLUDING CLEATS, BOLTS AND NUTS FOR 400KV D/C (TWIN HTLS) NARROW BASE TOWERS (WZ3) IN COASTAL REGION DESIGNEDDC TOWER (UP TO +9M EXTEN). | EA | 7 |  | INCLUDED | 0 | 0 | 0 | 0 | 0 | 0
133 | 7000016865 | 1920 | 120 | 980 | Foundation Works (Gujrat&Dnd) | 100024658 | 995455 |  | 18 |  | INSTALLATION OF STUB INCLUDING CLEATS, BOLTS AND NUTS FOR 400KV D/C (TWIN HTLS) NARROW BASE TOWERS (WZ3) IN COASTAL REGION DESIGNEDDD45 TOWER (UP TO +9M EXTEN). | EA | 3 |  | INCLUDED | 0 | 0 | 0 | 0 | 0 | 0
134 | 7000016865 | 1920 | 120 | 990 | Foundation Works (Gujrat&Dnd) | 100024662 | 995455 |  | 18 |  | INSTALLATION OF STUB INCLUDING CLEATS, BOLTS AND NUTS FOR 400KV D/C (TWIN HTLS) NARROW BASE TOWERS (WZ3) IN COASTAL REGION DESIGNEDDD60 TOWER (UP TO +9M EXTEN). | EA | 6 |  | INCLUDED | 0 | 0 | 0 | 0 | 0 | 0
135 | 7000016865 | 1920 | 120 | 1000 | Foundation Works (Gujrat&Dnd) | 100024663 | 995455 |  | 18 |  | INSTALLATION OF STUB INCLUDING CLEATS, BOLTS AND NUTS FOR 400KV D/C (TWIN HTLS) NARROW BASE TOWERS (WZ3) IN COASTAL REGION DESIGNEDDD60 TOWER (FOR +12/15M EXTN.) | EA | 1 |  | INCLUDED | 0 | 0 | 0 | 0 | 0 | 0
136 | 7000016865 | 1920 | 120 | 1010 | Foundation Works (Gujrat&Dnd) | 100024664 | 995455 |  | 18 |  | INSTALLATION OF STUB INCLUDING CLEATS, BOLTS AND NUTS FOR 400KV D/C (TWIN HTLS) NARROW BASE TOWERS (WZ3) IN COASTAL REGION DESIGNEDDD60 TOWER (FOR +18/25M EXTN.) | EA | 11 |  | INCLUDED | 0 | 0 | 0 | 0 | 0 | 0
137 | 7000016865 | 1920 | 120 | 1020 | Foundation Works (Gujrat&Dnd) | 100001255 | 995433 |  | 18 |  | Excavation : Dry Soil | M3 | 250 |  | INCLUDED | 0 | 0 | 0 | 0 | 0 | 0
138 | 7000016865 | 1920 | 120 | 1030 | Foundation Works (Gujrat&Dnd) | 100001256 | 995433 |  | 18 |  | Excavation: Wet Soil | M3 | 250 |  | INCLUDED | 0 | 0 | 0 | 0 | 0 | 0
139 | 7000016865 | 1920 | 120 | 1040 | Foundation Works (Gujrat&Dnd) | 100001257 | 995433 |  | 18 |  | Excavation: Dry Fissured Rock | M3 | 500 |  | INCLUDED | 0 | 0 | 0 | 0 | 0 | 0
140 | 7000016865 | 1920 | 120 | 1050 | Foundation Works (Gujrat&Dnd) | 100001258 | 995433 |  | 18 |  | Excavation: Wet Fissured Rock | M3 | 144 |  | INCLUDED | 0 | 0 | 0 | 0 | 0 | 0
141 | 7000016865 | 1920 | 120 | 1060 | Foundation Works (Gujrat&Dnd) | 100013029 | 995454 |  | 18 |  | M30 DESIGN MIX CONCRETE | M3 | 139 |  | INCLUDED | 0 | 0 | 0 | 0 | 0 | 0
142 | 7000016865 | 1920 | 120 | 1070 | Foundation Works (Gujrat&Dnd) | 100016698 | 995451 |  | 18 |  | Providing and laying of Plain Cement Concrete (PCC) (1:1.5:3) | M3 | 13 |  | INCLUDED | 0 | 0 | 0 | 0 | 0 | 0
143 | 7000016865 | 1920 | 120 | 1080 | Foundation Works (Gujrat&Dnd) | 100002892 | 995454 |  | 18 |  | Supply and placement of Fusion Bonded Exopy Coated reinforcement steel (Conforming to IS 13620) | MT | 10 |  | INCLUDED | 0 | 0 | 0 | 0 | 0 | 0
144 | 7000016865 | 1920 | 120 | 1090 | Foundation Works (Gujrat&Dnd) | 100001263 | 995455 |  | 18 |  | Installation of stub including bolts and nuts : For Normal Towers | MT | 3.2 |  | INCLUDED | 0 | 0 | 0 | 0 | 0 | 0
145 | 7000016865 | 2260 | 125 | 10 | Foundation Works (Maharashtra) | 100025431 | 995451 |  | 18 |  | Design & Installation of WET PADDY foundation with soil properties of Maharashtra including all associated works as specified in TSupto 3.5 m foundation depth for 400KV D/C (Twin HTLS) Narrow Base Towers (WZ3) designed as per IS 802-2015 for plain terrain (incoastal region); Tower type DA(-3.0M ext upto +0M ext) | EA | 1 |  | INCLUDED | 0 | 0 | 0 | 0 | 0 | 0
146 | 7000016865 | 2260 | 125 | 20 | Foundation Works (Maharashtra) | 100025435 | 995451 |  | 18 |  | Design & Installation of DRY foundation with soil properties of Maharashtra including all associated works as specified in TS upto3.5 m foundation depth for 400KV D/C (Twin HTLS) Narrow Base Towers (WZ3) designed as per IS 802-2015 for plain terrain (in coastalregion); Tower type DA(+1.5M ext upto +9M ext) | EA | 3 |  | INCLUDED | 0 | 0 | 0 | 0 | 0 | 0
147 | 7000016865 | 2260 | 125 | 30 | Foundation Works (Maharashtra) | 100025436 | 995451 |  | 18 |  | Design & Installation of WET foundation with soil properties of Maharashtra including all associated works as specified in TS upto3.5 m foundation depth for 400KV D/C (Twin HTLS) Narrow Base Towers (WZ3) designed as per IS 802-2015 for plain terrain (in coastalregion); Tower type DA(+1.5M ext upto +9M ext) | EA | 7 |  | INCLUDED | 0 | 0 | 0 | 0 | 0 | 0
148 | 7000016865 | 2260 | 125 | 40 | Foundation Works (Maharashtra) | 100025437 | 995451 |  | 18 |  | Design & Installation of WET PADDY foundation with soil properties of Maharashtra including all associated works as specified in TSupto 3.5 m foundation depth for 400KV D/C (Twin HTLS) Narrow Base Towers (WZ3) designed as per IS 802-2015 for plain terrain (incoastal region); Tower type DA(+1.5M ext upto +9M ext) | EA | 9 |  | INCLUDED | 0 | 0 | 0 | 0 | 0 | 0
149 | 7000016865 | 2260 | 125 | 50 | Foundation Works (Maharashtra) | 100024738 | 998335 |  | 18 |  | Design & Installation of DFR foundation including all associated works as specified in TS upto 3.5 m foundation depth for 400KV D/C(Twin HTLS) Narrow Base Towers (WZ3) designed as per IS 802-2015 for plain terrain (in coastal region); Tower type DA(+1.5M ext upto+9M ext) | EA | 1 |  | INCLUDED | 0 | 0 | 0 | 0 | 0 | 0
150 | 7000016865 | 2260 | 125 | 60 | Foundation Works (Maharashtra) | 100025453 | 995451 |  | 18 |  | Design & Installation of WET foundation with soil properties of Maharashtra including all associated works as specified in TS upto3.5 m foundation depth for 400KV D/C (Twin HTLS) Narrow Base Towers (WZ3) designed as per IS 802-2015 for plain terrain (in coastalregion); Tower type DB1(+12/15M ext) | EA | 1 |  | INCLUDED | 0 | 0 | 0 | 0 | 0 | 0
151 | 7000016865 | 2260 | 125 | 70 | Foundation Works (Maharashtra) | 100025469 | 995451 |  | 18 |  | Design & Installation of WET PADDY foundation with soil properties of Maharashtra including all associated works as specified in TSupto 3.5 m foundation depth for 400KV D/C (Twin HTLS) Narrow Base Towers (WZ3) designed as per IS 802-2015 for plain terrain (incoastal region); Tower type DB2(+1.5M ext upto +9M ext) | EA | 1 |  | INCLUDED | 0 | 0 | 0 | 0 | 0 | 0
152 | 7000016865 | 2260 | 125 | 80 | Foundation Works (Maharashtra) | 100025489 | 995451 |  | 18 |  | Design & Installation of WET foundation with soil properties of Maharashtra including all associated works as specified in TS upto3.5 m foundation depth for 400KV D/C (Twin HTLS) Narrow Base Towers (WZ3) designed as per IS 802-2015 for plain terrain (in coastalregion); Tower type DC1(+1.5M ext upto +9M ext) | EA | 3 |  | INCLUDED | 0 | 0 | 0 | 0 | 0 | 0
153 | 7000016865 | 2260 | 125 | 90 | Foundation Works (Maharashtra) | 100025509 | 995451 |  | 18 |  | Design & Installation of WET foundation with soil properties of Maharashtra including all associated works as specified in TS upto3.5 m foundation depth for 400KV D/C (Twin HTLS) Narrow Base Towers (WZ3) designed as per IS 802-2015 for plain terrain (in coastalregion); Tower type DC2(+1.5M ext upto +9M ext) | EA | 5 |  | INCLUDED | 0 | 0 | 0 | 0 | 0 | 0
154 | 7000016865 | 2260 | 125 | 100 | Foundation Works (Maharashtra) | 100025520 | 995451 |  | 18 |  | Design & Installation of PS foundation with soil properties of Maharashtra including all associated works as specified in TS upto3.5 m foundation depth for 400KV D/C (Twin HTLS) Narrow Base Towers (WZ3) designed as per IS 802-2015 for plain terrain (in coastalregion); Tower type DC2(+18/25M ext) | EA | 1 |  | INCLUDED | 0 | 0 | 0 | 0 | 0 | 0
155 | 7000016865 | 2260 | 125 | 110 | Foundation Works (Maharashtra) | 100025529 | 995451 |  | 18 |  | Design & Installation of WET foundation with soil properties of Maharashtra including all associated works as specified in TS upto3.5 m foundation depth for 400KV D/C (Twin HTLS) Narrow Base Towers (WZ3) designed as per IS 802-2015 for plain terrain (in coastalregion); Tower type DD45(+1.5M ext upto +9M ext) | EA | 3 |  | INCLUDED | 0 | 0 | 0 | 0 | 0 | 0
156 | 7000016865 | 2260 | 125 | 120 | Foundation Works (Maharashtra) | 100025534 | 995451 |  | 18 |  | Design & Installation of WET foundation with soil properties of Maharashtra including all associated works as specified in TS upto3.5 m foundation depth for 400KV D/C (Twin HTLS) Narrow Base Towers (WZ3) designed as per IS 802-2015 for plain terrain (in coastalregion); Tower type DD45(+12/15M ext) | EA | 1 |  | INCLUDED | 0 | 0 | 0 | 0 | 0 | 0
157 | 7000016865 | 2260 | 125 | 130 | Foundation Works (Maharashtra) | 100025539 | 995451 |  | 18 |  | Design & Installation of WET foundation with soil properties of Maharashtra including all associated works as specified in TS upto3.5 m foundation depth for 400KV D/C (Twin HTLS) Narrow Base Towers (WZ3) designed as per IS 802-2015 for plain terrain (in coastalregion); Tower type DD45(+18/25M ext) | EA | 1 |  | INCLUDED | 0 | 0 | 0 | 0 | 0 | 0
158 | 7000016865 | 2260 | 125 | 140 | Foundation Works (Maharashtra) | 100025554 | 995451 |  | 18 |  | Design & Installation of WET foundation with soil properties of Maharashtra including all associated works as specified in TS upto3.5 m foundation depth for 400KV D/C (Twin HTLS) Narrow Base Towers (WZ3) designed as per IS 802-2015 for plain terrain (in coastalregion); Tower type DD60(+1.5M ext upto +9M ext) | EA | 5 |  | INCLUDED | 0 | 0 | 0 | 0 | 0 | 0
159 | 7000016865 | 2260 | 125 | 150 | Foundation Works (Maharashtra) | 100025555 | 995451 |  | 18 |  | Design & Installation of PS foundation with soil properties of Maharashtra including all associated works as specified in TS upto3.5 m foundation depth for 400KV D/C (Twin HTLS) Narrow Base Towers (WZ3) designed as per IS 802-2015 for plain terrain (in coastalregion); Tower type DD60(+1.5M ext upto +9M ext) | EA | 2 |  | INCLUDED | 0 | 0 | 0 | 0 | 0 | 0
160 | 7000016865 | 2260 | 125 | 160 | Foundation Works (Maharashtra) | 100025559 | 995451 |  | 18 |  | Design & Installation of WET foundation with soil properties of Maharashtra including all associated works as specified in TS upto3.5 m foundation depth for 400KV D/C (Twin HTLS) Narrow Base Towers (WZ3) designed as per IS 802-2015 for plain terrain (in coastalregion); Tower type DD60(+12/15M ext) | EA | 1 |  | INCLUDED | 0 | 0 | 0 | 0 | 0 | 0
161 | 7000016865 | 2260 | 125 | 170 | Foundation Works (Maharashtra) | 100025565 | 995451 |  | 18 |  | Design & Installation of PS foundation with soil properties of Maharashtra including all associated works as specified in TS upto3.5 m foundation depth for 400KV D/C (Twin HTLS) Narrow Base Towers (WZ3) designed as per IS 802-2015 for plain terrain (in coastalregion); Tower type DD60(+18/25M ext) | EA | 5 |  | INCLUDED | 0 | 0 | 0 | 0 | 0 | 0
162 | 7000016865 | 2260 | 125 | 180 | Foundation Works (Maharashtra) | 100025570 | 995451 |  | 18 |  | Design & Installation of PS foundation with soil properties of Maharashtra including all associated works as specified in TS upto3.5 m foundation depth for 400KV D/C (Twin HTLS) Narrow Base Towers (WZ3) designed as per IS 802-2015 for plain terrain (in coastalregion); Tower type DD60(+30/35M ext) | EA | 2 |  | INCLUDED | 0 | 0 | 0 | 0 | 0 | 0
163 | 7000016865 | 2260 | 125 | 190 | Foundation Works (Maharashtra) | 100024651 | 995455 |  | 18 |  | INSTALLATION OF STUB INCLUDING CLEATS, BOLTS AND NUTS FOR 400KV D/C (TWIN HTLS) NARROW BASE TOWERS (WZ3) IN COASTAL REGION DESIGNEDDA TOWER (UP TO +9M EXTEN). | EA | 21 |  | INCLUDED | 0 | 0 | 0 | 0 | 0 | 0
164 | 7000016865 | 2260 | 125 | 200 | Foundation Works (Maharashtra) | 100024652 | 995455 |  | 18 |  | INSTALLATION OF STUB INCLUDING CLEATS, BOLTS AND NUTS FOR 400KV D/C (TWIN HTLS) NARROW BASE TOWERS (WZ3) IN COASTAL REGION DESIGNEDDB TOWER (UP TO +9M EXTEN). | EA | 1 |  | INCLUDED | 0 | 0 | 0 | 0 | 0 | 0
165 | 7000016865 | 2260 | 125 | 210 | Foundation Works (Maharashtra) | 100024653 | 995455 |  | 18 |  | INSTALLATION OF STUB INCLUDING CLEATS, BOLTS AND NUTS FOR 400KV D/C (TWIN HTLS) NARROW BASE TOWERS (WZ3) IN COASTAL REGION DESIGNEDDB TOWER (FOR +12/15M EXTN.) | EA | 1 |  | INCLUDED | 0 | 0 | 0 | 0 | 0 | 0
166 | 7000016865 | 2260 | 125 | 220 | Foundation Works (Maharashtra) | 100024655 | 995455 |  | 18 |  | INSTALLATION OF STUB INCLUDING CLEATS, BOLTS AND NUTS FOR 400KV D/C (TWIN HTLS) NARROW BASE TOWERS (WZ3) IN COASTAL REGION DESIGNEDDC TOWER (UP TO +9M EXTEN). | EA | 8 |  | INCLUDED | 0 | 0 | 0 | 0 | 0 | 0
167 | 7000016865 | 2260 | 125 | 230 | Foundation Works (Maharashtra) | 100024657 | 995455 |  | 18 |  | INSTALLATION OF STUB INCLUDING CLEATS, BOLTS AND NUTS FOR 400KV D/C (TWIN HTLS) NARROW BASE TOWERS (WZ3) IN COASTAL REGION DESIGNEDDC TOWER (FOR +18/25M EXTN.) | EA | 1 |  | INCLUDED | 0 | 0 | 0 | 0 | 0 | 0
168 | 7000016865 | 2260 | 125 | 240 | Foundation Works (Maharashtra) | 100024658 | 995455 |  | 18 |  | INSTALLATION OF STUB INCLUDING CLEATS, BOLTS AND NUTS FOR 400KV D/C (TWIN HTLS) NARROW BASE TOWERS (WZ3) IN COASTAL REGION DESIGNEDDD45 TOWER (UP TO +9M EXTEN). | EA | 3 |  | INCLUDED | 0 | 0 | 0 | 0 | 0 | 0
169 | 7000016865 | 2260 | 125 | 250 | Foundation Works (Maharashtra) | 100024659 | 995455 |  | 18 |  | INSTALLATION OF STUB INCLUDING CLEATS, BOLTS AND NUTS FOR 400KV D/C (TWIN HTLS) NARROW BASE TOWERS (WZ3) IN COASTAL REGION DESIGNEDDD45 TOWER (FOR +12/15M EXTN.) | EA | 1 |  | INCLUDED | 0 | 0 | 0 | 0 | 0 | 0
170 | 7000016865 | 2260 | 125 | 260 | Foundation Works (Maharashtra) | 100024660 | 995455 |  | 18 |  | INSTALLATION OF STUB INCLUDING CLEATS, BOLTS AND NUTS FOR 400KV D/C (TWIN HTLS) NARROW BASE TOWERS (WZ3) IN COASTAL REGION DESIGNEDDD45 TOWER (FOR +18/25M EXTN.) | EA | 1 |  | INCLUDED | 0 | 0 | 0 | 0 | 0 | 0
171 | 7000016865 | 2260 | 125 | 270 | Foundation Works (Maharashtra) | 100024662 | 995455 |  | 18 |  | INSTALLATION OF STUB INCLUDING CLEATS, BOLTS AND NUTS FOR 400KV D/C (TWIN HTLS) NARROW BASE TOWERS (WZ3) IN COASTAL REGION DESIGNEDDD60 TOWER (UP TO +9M EXTEN). | EA | 7 |  | INCLUDED | 0 | 0 | 0 | 0 | 0 | 0
172 | 7000016865 | 2260 | 125 | 280 | Foundation Works (Maharashtra) | 100024663 | 995455 |  | 18 |  | INSTALLATION OF STUB INCLUDING CLEATS, BOLTS AND NUTS FOR 400KV D/C (TWIN HTLS) NARROW BASE TOWERS (WZ3) IN COASTAL REGION DESIGNEDDD60 TOWER (FOR +12/15M EXTN.) | EA | 1 |  | INCLUDED | 0 | 0 | 0 | 0 | 0 | 0
173 | 7000016865 | 2260 | 125 | 290 | Foundation Works (Maharashtra) | 100024664 | 995455 |  | 18 |  | INSTALLATION OF STUB INCLUDING CLEATS, BOLTS AND NUTS FOR 400KV D/C (TWIN HTLS) NARROW BASE TOWERS (WZ3) IN COASTAL REGION DESIGNEDDD60 TOWER (FOR +18/25M EXTN.) | EA | 5 |  | INCLUDED | 0 | 0 | 0 | 0 | 0 | 0
174 | 7000016865 | 2260 | 125 | 300 | Foundation Works (Maharashtra) | 100024665 | 995455 |  | 18 |  | INSTALLATION OF STUB INCLUDING CLEATS, BOLTS AND NUTS FOR 400KV D/C (TWIN HTLS) NARROW BASE TOWERS (WZ3) IN COASTAL REGION DESIGNEDDD60 TOWER (FOR +30/35M EXTN.) | EA | 2 |  | INCLUDED | 0 | 0 | 0 | 0 | 0 | 0
175 | 7000016865 | 1930 | 130 | 230 | Erection | 100018154 | 995455 |  | 18 |  | Erection of various type of towers,tower parts and tower extension (complete) with bolts and nuts, including tack welding andsupplyand application of zinc rich paint for 400kV M/C (TWIN HTLS) Normal Towers(WZ3) Designed for tower type QB+6M | EA | 1 |  | INCLUDED | 0 | 0 | 0 | 0 | 0 | 0
176 | 7000016865 | 1930 | 130 | 240 | Erection | 100018160 | 995455 |  | 18 |  | Erection of various type of towers,tower parts and tower extension (complete) with bolts and nuts, including tack welding andsupplyand application of zinc rich paint for 400kV M/C (TWIN HTLS) Normal Towers(WZ3) Designed for tower type QC+6M | EA | 2 |  | INCLUDED | 0 | 0 | 0 | 0 | 0 | 0
177 | 7000016865 | 1930 | 130 | 250 | Erection | 100018170 | 995455 |  | 18 |  | Erection of various type of towers,tower parts and tower extension (complete) with bolts and nuts, including tack welding andsupplyand application of zinc rich paint for 400kV M/C (TWIN HTLS) Normal Towers(WZ3) Designed for tower type QD60+0M | EA | 1 |  | INCLUDED | 0 | 0 | 0 | 0 | 0 | 0
178 | 7000016865 | 1930 | 130 | 260 | Erection | 100018173 | 995455 |  | 18 |  | Erection of various type of towers,tower parts and tower extension (complete) with bolts and nuts, including tack welding andsupplyand application of zinc rich paint for 400kV M/C (TWIN HTLS) Normal Towers(WZ3) Designed for tower type QD60+9M | EA | 3 |  | INCLUDED | 0 | 0 | 0 | 0 | 0 | 0
179 | 7000016865 | 1930 | 130 | 270 | Erection | 100024481 | 995455 |  | 18 |  | ERECTION OF VARIOUS TYPE OF TOWERS, TOWER PARTS AND TOWER EXTENSION (COMPLETE) WITH BOLTS AND NUTS, INCLUDING TACK WELDING ANDSUPPLYAND APPLICATION OF ZINC RICH PAINT FOR 400KV D/C (TWIN HTLS) NARROW BASE TOWERS (WZ3) IN COASTAL REGION DESIGNED FOR TOWERTYPE DA+0M | EA | 1 |  | INCLUDED | 0 | 0 | 0 | 0 | 0 | 0
180 | 7000016865 | 1930 | 130 | 280 | Erection | 100024482 | 995455 |  | 18 |  | ERECTION OF VARIOUS TYPE OF TOWERS, TOWER PARTS AND TOWER EXTENSION (COMPLETE) WITH BOLTS AND NUTS, INCLUDING TACK WELDING ANDSUPPLYAND APPLICATION OF ZINC RICH PAINT FOR 400KV D/C (TWIN HTLS) NARROW BASE TOWERS (WZ3) IN COASTAL REGION DESIGNED FOR TOWERTYPE DA+3M | EA | 7 |  | INCLUDED | 0 | 0 | 0 | 0 | 0 | 0
181 | 7000016865 | 1930 | 130 | 290 | Erection | 100024483 | 995455 |  | 18 |  | ERECTION OF VARIOUS TYPE OF TOWERS, TOWER PARTS AND TOWER EXTENSION (COMPLETE) WITH BOLTS AND NUTS, INCLUDING TACK WELDING ANDSUPPLYAND APPLICATION OF ZINC RICH PAINT FOR 400KV D/C (TWIN HTLS) NARROW BASE TOWERS (WZ3) IN COASTAL REGION DESIGNED FOR TOWERTYPE DA+6M | EA | 12 |  | INCLUDED | 0 | 0 | 0 | 0 | 0 | 0
182 | 7000016865 | 1930 | 130 | 300 | Erection | 100024484 | 995455 |  | 18 |  | ERECTION OF VARIOUS TYPE OF TOWERS, TOWER PARTS AND TOWER EXTENSION (COMPLETE) WITH BOLTS AND NUTS, INCLUDING TACK WELDING ANDSUPPLYAND APPLICATION OF ZINC RICH PAINT FOR 400KV D/C (TWIN HTLS) NARROW BASE TOWERS (WZ3) IN COASTAL REGION DESIGNED FOR TOWERTYPE DA+9M | EA | 31 |  | INCLUDED | 0 | 0 | 0 | 0 | 0 | 0
183 | 7000016865 | 1930 | 130 | 310 | Erection | 100024485 | 995455 |  | 18 |  | ERECTION OF VARIOUS TYPE OF TOWERS, TOWER PARTS AND TOWER EXTENSION (COMPLETE) WITH BOLTS AND NUTS, INCLUDING TACK WELDING ANDSUPPLYAND APPLICATION OF ZINC RICH PAINT FOR 400KV D/C (TWIN HTLS) NARROW BASE TOWERS (WZ3) IN COASTAL REGION DESIGNED FOR TOWERTYPE DB+0M | EA | 1 |  | INCLUDED | 0 | 0 | 0 | 0 | 0 | 0
184 | 7000016865 | 1930 | 130 | 320 | Erection | 100024488 | 995455 |  | 18 |  | ERECTION OF VARIOUS TYPE OF TOWERS, TOWER PARTS AND TOWER EXTENSION (COMPLETE) WITH BOLTS AND NUTS, INCLUDING TACK WELDING ANDSUPPLYAND APPLICATION OF ZINC RICH PAINT FOR 400KV D/C (TWIN HTLS) NARROW BASE TOWERS (WZ3) IN COASTAL REGION DESIGNED FOR TOWERTYPE DB+9M | EA | 5 |  | INCLUDED | 0 | 0 | 0 | 0 | 0 | 0
185 | 7000016865 | 1930 | 130 | 330 | Erection | 100024489 | 995455 |  | 18 |  | ERECTION OF VARIOUS TYPE OF TOWERS, TOWER PARTS AND TOWER EXTENSION (COMPLETE) WITH BOLTS AND NUTS, INCLUDING TACK WELDING ANDSUPPLYAND APPLICATION OF ZINC RICH PAINT FOR 400KV D/C (TWIN HTLS) NARROW BASE TOWERS (WZ3) IN COASTAL REGION DESIGNED FOR TOWERTYPE DB+12M | EA | 1 |  | INCLUDED | 0 | 0 | 0 | 0 | 0 | 0
186 | 7000016865 | 1930 | 130 | 340 | Erection | 100024623 | 995455 |  | 18 |  | ERECTION OF VARIOUS TYPE OF TOWERS, TOWER PARTS AND TOWER EXTENSION (COMPLETE) WITH BOLTS AND NUTS, INCLUDING TACK WELDING ANDSUPPLYAND APPLICATION OF ZINC RICH PAINT FOR 400KV D/C (TWIN HTLS) NARROW BASE TOWERS (WZ3) IN COASTAL REGION DESIGNED FOR TOWERTYPE DC+0M | EA | 1 |  | INCLUDED | 0 | 0 | 0 | 0 | 0 | 0
187 | 7000016865 | 1930 | 130 | 350 | Erection | 100024624 | 995455 |  | 18 |  | ERECTION OF VARIOUS TYPE OF TOWERS, TOWER PARTS AND TOWER EXTENSION (COMPLETE) WITH BOLTS AND NUTS, INCLUDING TACK WELDING ANDSUPPLYAND APPLICATION OF ZINC RICH PAINT FOR 400KV D/C (TWIN HTLS) NARROW BASE TOWERS (WZ3) IN COASTAL REGION DESIGNED FOR TOWERTYPE DC+3M | EA | 1 |  | INCLUDED | 0 | 0 | 0 | 0 | 0 | 0
188 | 7000016865 | 1930 | 130 | 360 | Erection | 100024625 | 995455 |  | 18 |  | ERECTION OF VARIOUS TYPE OF TOWERS, TOWER PARTS AND TOWER EXTENSION (COMPLETE) WITH BOLTS AND NUTS, INCLUDING TACK WELDING ANDSUPPLYAND APPLICATION OF ZINC RICH PAINT FOR 400KV D/C (TWIN HTLS) NARROW BASE TOWERS (WZ3) IN COASTAL REGION DESIGNED FOR TOWERTYPE DC+6M | EA | 7 |  | INCLUDED | 0 | 0 | 0 | 0 | 0 | 0
189 | 7000016865 | 1930 | 130 | 370 | Erection | 100024626 | 995455 |  | 18 |  | ERECTION OF VARIOUS TYPE OF TOWERS, TOWER PARTS AND TOWER EXTENSION (COMPLETE) WITH BOLTS AND NUTS, INCLUDING TACK WELDING ANDSUPPLYAND APPLICATION OF ZINC RICH PAINT FOR 400KV D/C (TWIN HTLS) NARROW BASE TOWERS (WZ3) IN COASTAL REGION DESIGNED FOR TOWERTYPE DC+9M | EA | 6 |  | INCLUDED | 0 | 0 | 0 | 0 | 0 | 0
190 | 7000016865 | 1930 | 130 | 380 | Erection | 100024629 | 995455 |  | 18 |  | ERECTION OF VARIOUS TYPE OF TOWERS, TOWER PARTS AND TOWER EXTENSION (COMPLETE) WITH BOLTS AND NUTS, INCLUDING TACK WELDING ANDSUPPLYAND APPLICATION OF ZINC RICH PAINT FOR 400KV D/C (TWIN HTLS) NARROW BASE TOWERS (WZ3) IN COASTAL REGION DESIGNED FOR TOWERTYPE DC+18M | EA | 1 |  | INCLUDED | 0 | 0 | 0 | 0 | 0 | 0
191 | 7000016865 | 1930 | 130 | 390 | Erection | 100024632 | 995455 |  | 18 |  | ERECTION OF VARIOUS TYPE OF TOWERS, TOWER PARTS AND TOWER EXTENSION (COMPLETE) WITH BOLTS AND NUTS, INCLUDING TACK WELDING ANDSUPPLYAND APPLICATION OF ZINC RICH PAINT FOR 400KV D/C (TWIN HTLS) NARROW BASE TOWERS (WZ3) IN COASTAL REGION DESIGNED FOR TOWERTYPE DD45+3M | EA | 2 |  | INCLUDED | 0 | 0 | 0 | 0 | 0 | 0
192 | 7000016865 | 1930 | 130 | 400 | Erection | 100024633 | 995455 |  | 18 |  | ERECTION OF VARIOUS TYPE OF TOWERS, TOWER PARTS AND TOWER EXTENSION (COMPLETE) WITH BOLTS AND NUTS, INCLUDING TACK WELDING ANDSUPPLYAND APPLICATION OF ZINC RICH PAINT FOR 400KV D/C (TWIN HTLS) NARROW BASE TOWERS (WZ3) IN COASTAL REGION DESIGNED FOR TOWERTYPE DD45+6M | EA | 1 |  | INCLUDED | 0 | 0 | 0 | 0 | 0 | 0
193 | 7000016865 | 1930 | 130 | 410 | Erection | 100024634 | 995455 |  | 18 |  | ERECTION OF VARIOUS TYPE OF TOWERS, TOWER PARTS AND TOWER EXTENSION (COMPLETE) WITH BOLTS AND NUTS, INCLUDING TACK WELDING ANDSUPPLYAND APPLICATION OF ZINC RICH PAINT FOR 400KV D/C (TWIN HTLS) NARROW BASE TOWERS (WZ3) IN COASTAL REGION DESIGNED FOR TOWERTYPE DD45+9M | EA | 3 |  | INCLUDED | 0 | 0 | 0 | 0 | 0 | 0
194 | 7000016865 | 1930 | 130 | 420 | Erection | 100024635 | 995455 |  | 18 |  | ERECTION OF VARIOUS TYPE OF TOWERS, TOWER PARTS AND TOWER EXTENSION (COMPLETE) WITH BOLTS AND NUTS, INCLUDING TACK WELDING ANDSUPPLYAND APPLICATION OF ZINC RICH PAINT FOR 400KV D/C (TWIN HTLS) NARROW BASE TOWERS (WZ3) IN COASTAL REGION DESIGNED FOR TOWERTYPE DD45+12M | EA | 1 |  | INCLUDED | 0 | 0 | 0 | 0 | 0 | 0
195 | 7000016865 | 1930 | 130 | 430 | Erection | 100024638 | 995455 |  | 18 |  | ERECTION OF VARIOUS TYPE OF TOWERS, TOWER PARTS AND TOWER EXTENSION (COMPLETE) WITH BOLTS AND NUTS, INCLUDING TACK WELDING ANDSUPPLYAND APPLICATION OF ZINC RICH PAINT FOR 400KV D/C (TWIN HTLS) NARROW BASE TOWERS (WZ3) IN COASTAL REGION DESIGNED FOR TOWERTYPE DD45+25M | EA | 1 |  | INCLUDED | 0 | 0 | 0 | 0 | 0 | 0
196 | 7000016865 | 1930 | 130 | 440 | Erection | 100024641 | 995455 |  | 18 |  | ERECTION OF VARIOUS TYPE OF TOWERS, TOWER PARTS AND TOWER EXTENSION (COMPLETE) WITH BOLTS AND NUTS, INCLUDING TACK WELDING ANDSUPPLYAND APPLICATION OF ZINC RICH PAINT FOR 400KV D/C (TWIN HTLS) NARROW BASE TOWERS (WZ3) IN COASTAL REGION DESIGNED FOR TOWERTYPE DD60+0M | EA | 1 |  | INCLUDED | 0 | 0 | 0 | 0 | 0 | 0
197 | 7000016865 | 1930 | 130 | 450 | Erection | 100024642 | 995455 |  | 18 |  | ERECTION OF VARIOUS TYPE OF TOWERS, TOWER PARTS AND TOWER EXTENSION (COMPLETE) WITH BOLTS AND NUTS, INCLUDING TACK WELDING ANDSUPPLYAND APPLICATION OF ZINC RICH PAINT FOR 400KV D/C (TWIN HTLS) NARROW BASE TOWERS (WZ3) IN COASTAL REGION DESIGNED FOR TOWERTYPE DD60+3M | EA | 1 |  | INCLUDED | 0 | 0 | 0 | 0 | 0 | 0
198 | 7000016865 | 1930 | 130 | 460 | Erection | 100024643 | 995455 |  | 18 |  | ERECTION OF VARIOUS TYPE OF TOWERS, TOWER PARTS AND TOWER EXTENSION (COMPLETE) WITH BOLTS AND NUTS, INCLUDING TACK WELDING ANDSUPPLYAND APPLICATION OF ZINC RICH PAINT FOR 400KV D/C (TWIN HTLS) NARROW BASE TOWERS (WZ3) IN COASTAL REGION DESIGNED FOR TOWERTYPE DD60+6M | EA | 4 |  | INCLUDED | 0 | 0 | 0 | 0 | 0 | 0
199 | 7000016865 | 1930 | 130 | 470 | Erection | 100024644 | 995455 |  | 18 |  | ERECTION OF VARIOUS TYPE OF TOWERS, TOWER PARTS AND TOWER EXTENSION (COMPLETE) WITH BOLTS AND NUTS, INCLUDING TACK WELDING ANDSUPPLYAND APPLICATION OF ZINC RICH PAINT FOR 400KV D/C (TWIN HTLS) NARROW BASE TOWERS (WZ3) IN COASTAL REGION DESIGNED FOR TOWERTYPE DD60+9M | EA | 7 |  | INCLUDED | 0 | 0 | 0 | 0 | 0 | 0
200 | 7000016865 | 1930 | 130 | 480 | Erection | 100024645 | 995455 |  | 18 |  | ERECTION OF VARIOUS TYPE OF TOWERS, TOWER PARTS AND TOWER EXTENSION (COMPLETE) WITH BOLTS AND NUTS, INCLUDING TACK WELDING ANDSUPPLYAND APPLICATION OF ZINC RICH PAINT FOR 400KV D/C (TWIN HTLS) NARROW BASE TOWERS (WZ3) IN COASTAL REGION DESIGNED FOR TOWERTYPE DD60+12M | EA | 2 |  | INCLUDED | 0 | 0 | 0 | 0 | 0 | 0
201 | 7000016865 | 1930 | 130 | 490 | Erection | 100024647 | 995455 |  | 18 |  | ERECTION OF VARIOUS TYPE OF TOWERS, TOWER PARTS AND TOWER EXTENSION (COMPLETE) WITH BOLTS AND NUTS, INCLUDING TACK WELDING ANDSUPPLYAND APPLICATION OF ZINC RICH PAINT FOR 400KV D/C (TWIN HTLS) NARROW BASE TOWERS (WZ3) IN COASTAL REGION DESIGNED FOR TOWERTYPE DD60+18M | EA | 2 |  | INCLUDED | 0 | 0 | 0 | 0 | 0 | 0
202 | 7000016865 | 1930 | 130 | 500 | Erection | 100024648 | 995455 |  | 18 |  | ERECTION OF VARIOUS TYPE OF TOWERS, TOWER PARTS AND TOWER EXTENSION (COMPLETE) WITH BOLTS AND NUTS, INCLUDING TACK WELDING ANDSUPPLYAND APPLICATION OF ZINC RICH PAINT FOR 400KV D/C (TWIN HTLS) NARROW BASE TOWERS (WZ3) IN COASTAL REGION DESIGNED FOR TOWERTYPE DD60+25M | EA | 14 |  | INCLUDED | 0 | 0 | 0 | 0 | 0 | 0
203 | 7000016865 | 1930 | 130 | 510 | Erection | 100024649 | 995455 |  | 18 |  | ERECTION OF VARIOUS TYPE OF TOWERS, TOWER PARTS AND TOWER EXTENSION (COMPLETE) WITH BOLTS AND NUTS, INCLUDING TACK WELDING ANDSUPPLYAND APPLICATION OF ZINC RICH PAINT FOR 400KV D/C (TWIN HTLS) NARROW BASE TOWERS (WZ3) IN COASTAL REGION DESIGNED FOR TOWERTYPE DD60+30M | EA | 2 |  | INCLUDED | 0 | 0 | 0 | 0 | 0 | 0
204 | 7000016865 | 1930 | 130 | 520 | Erection | 100001248 | 995455 |  | 18 |  | Erection of various types of towers, tower extensions (complete), bolts & nuts, hangers, d-shackles, step bolts, pack washers etc.including tack welding & supply & application of zinc rich paint : Normal towers | MT | 149.3 |  | INCLUDED | 0 | 0 | 0 | 0 | 0 | 0
205 | 7000016865 | 1940 | 140 | 10 | Installation of tower accessories | 100001274 | 995444 |  | 18 |  | Installation of tower accessories : Danger Plate | EA | 124 |  | INCLUDED | 0 | 0 | 0 | 0 | 0 | 0
206 | 7000016865 | 1940 | 140 | 20 | Installation of tower accessories | 100001275 | 995444 |  | 18 |  | Installation of tower accessories: Number Plate | EA | 124 |  | INCLUDED | 0 | 0 | 0 | 0 | 0 | 0
207 | 7000016865 | 1940 | 140 | 30 | Installation of tower accessories | 100001276 | 995444 |  | 18 |  | Installation of tower accessories: Phase Plate (Set of three) | SET | 248 |  | INCLUDED | 0 | 0 | 0 | 0 | 0 | 0
208 | 7000016865 | 1940 | 140 | 40 | Installation of tower accessories | 100001278 | 995444 |  | 18 |  | Installation of tower accessories: Circuit Plate (Set of two) | SET | 124 |  | INCLUDED | 0 | 0 | 0 | 0 | 0 | 0
209 | 7000016865 | 1940 | 140 | 50 | Installation of tower accessories | 100001277 | 995444 |  | 18 |  | Installation of tower accessories: Anti-Climbing Devices | EA | 124 |  | INCLUDED | 0 | 0 | 0 | 0 | 0 | 0
210 | 7000016865 | 1940 | 140 | 60 | Installation of tower accessories | 100001279 | 995444 |  | 18 |  | Installation of tower accessories: Bird Guard (Set of Three) | SET | 102 |  | INCLUDED | 0 | 0 | 0 | 0 | 0 | 0
211 | 7000016865 | 1950 | 150 | 10 | Installation of earthing of towers | 100001269 | 995468 |  | 18 |  | Installation of earthing of towers: Pipe Type | EA | 114 |  | INCLUDED | 0 | 0 | 0 | 0 | 0 | 0
212 | 7000016865 | 1950 | 150 | 20 | Installation of earthing of towers | 100004928 | 998731 |  | 18 |  | ROD TYPE EARTHING | EA | 118 |  | INCLUDED | 0 | 0 | 0 | 0 | 0 | 0
213 | 7000016865 | 1950 | 150 | 30 | Installation of earthing of towers | 100001270 | 995468 |  | 18 |  | Installation of earthing of towers: Counterpoise type (120 m length) | EA | 4 |  | INCLUDED | 0 | 0 | 0 | 0 | 0 | 0
214 | 7000016865 | 1950 | 150 | 40 | Installation of earthing of towers | 100002202 | 995468 |  | 18 |  | Installation of Shieldwire Earthingincluding PG clamps, Downlead clampsand Earthwire bits i.e Shield wireearthing (Pipe Type/counterpoise type)shall be an addition to earthing oftowers (Pipe type/ counterpoisetype)-Pipe type | EA | 6 |  | INCLUDED | 0 | 0 | 0 | 0 | 0 | 0
215 | 7000016865 | 1950 | 150 | 50 | Installation of earthing of towers | 100018257 | 995455 |  | 18 |  | Installation of Shieldwire Earthing Counterpoise (4X30M) type including PG clamps, Downlead clamps and Earthwire bits. Shieldwireearthing (Pipe Type/counterpoise type) shall be an in addition to Tower Earthing (Pipe type/counterpoise type) | EA | 1 |  | INCLUDED | 0 | 0 | 0 | 0 | 0 | 0
216 | 7000016865 | 1950 | 150 | 60 | Installation of earthing of towers | 170002471 | 995468 |  | 18 |  | Installation of Chemical earthing of towers: Pipe Type . | EA | 4 |  | INCLUDED | 0 | 0 | 0 | 0 | 0 | 0
217 | 7000016865 | 1950 | 150 | 70 | Installation of earthing of towers | 100008105 | 995468 |  | 18 |  | Installation of Chemical earthing of towers: Counterpoise Type (120m length). | EA | 2 |  | INCLUDED | 0 | 0 | 0 | 0 | 0 | 0
218 | 7000016865 | 1960 | 160 | 10 | Protection of tower footing | 100001264 | 995456 |  | 18 |  | Protection of tower footing (supply and installation): ' Random rubble stone masonary including excavation (1:5 cement mortar) | M3 | 500 |  | INCLUDED | 0 | 0 | 0 | 0 | 0 | 0
219 | 7000016865 | 1960 | 160 | 20 | Protection of tower footing | 100001267 | 995456 |  | 18 |  | Protection of tower footing (supply and installation): M 15 (1:2:4) mixed concrete for top seal cover of revetment | M3 | 50 |  | INCLUDED | 0 | 0 | 0 | 0 | 0 | 0
220 | 7000016865 | 1960 | 160 | 30 | Protection of tower footing | 100001268 | 995456 |  | 18 |  | Protection of tower footing (supply and installation): Backfilling and gap levelling of volumes enclosed by revetment | M3 | 200 |  | INCLUDED | 0 | 0 | 0 | 0 | 0 | 0
221 | 7000016865 | 1960 | 160 | 40 | Protection of tower footing | 100002907 | 995454 |  | 18 |  | CONCRETE NOMINAL MIX 1:3:6 FOR FOUNDATION FOR REVETMENT | M3 | 30 |  | INCLUDED | 0 | 0 | 0 | 0 | 0 | 0
222 | 7000016865 | 1960 | 160 | 50 | Protection of tower footing | 100001265 | 995456 |  | 18 |  | Protection of tower footing (supply and installation): Stone Bound in Galvanising wire netting including excavation | M3 | 700 |  | INCLUDED | 0 | 0 | 0 | 0 | 0 | 0
223 | 7000016865 | 1960 | 160 | 60 | Protection of tower footing | 100004392 | 995454 |  | 18 |  | Plum concrete with 50% hard stone of grade 1:2:4 (stone size not more than 150mm) | M3 | 25 |  | INCLUDED | 0 | 0 | 0 | 0 | 0 | 0
224 | 7000016865 | 2290 | 170 | 10 | Aviation Service | 100001282 | 995444 |  | 18 |  | Installation of Span Markers for aviation requirements | EA | 30 |  | INCLUDED | 0 | 0 | 0 | 0 | 0 | 0
225 | 7000016865 | 2290 | 170 | 20 | Aviation Service | 100008577 | 995473 |  | 18 |  | Painting of Normal Towers | EA | 14 |  | INCLUDED | 0 | 0 | 0 | 0 | 0 | 0
226 | 7000016865 | 2290 | 170 | 30 | Aviation Service | 100001283 | 995444 |  | 18 |  | Installation of Obstruction Lights for Aviation requirements 1 Medium Intensity Plus 2 Low Intensity | SET | 14 |  | INCLUDED | 0 | 0 | 0 | 0 | 0 | 0
227 | 7000016865 | 1970 | 180 | 20 | Stringing | 100003422 | 995468 |  | 18 |  | Installation of insulator strings complete with arcing horns and necessary hardware, installing and stringing of twin HTLS conductorincluding fixing of conductor accessories, installing and stringing of earthwire/OPGW including fixing of earthwire/OPGW accessoriesfor the 400kV D/C line | KM | 41.893 |  | INCLUDED | 0 | 0 | 0 | 0 | 0 | 0
228 | 7000016865 | 1970 | 180 | 30 | Stringing | 100004829 | 995468 |  | 18 |  | Installation of insulator strings complete with arcing horns and necessary hardware, installation and stringing of conductorincluding fixing of conductor accessories, installation and stringing of earthwire/OPGW including fixing of earthwire/OPGWaccessories for powerline crossing location under live line condition. | EA | 16 |  | INCLUDED | 0 | 0 | 0 | 0 | 0 | 0
229 | 7000016865 | 1970 | 180 | 40 | Stringing | 100011627 | 995468 |  | 18 |  | Installation of insulator strings complete with arcing horns and necessary hardware, installing and stringing of twin-twin HTLSconductor including fixing of conductor accessories, installing and stringing of earthwire/OPGW including fixing of earthwire/OPGWaccessories for the 400kV M/C line | KM | 1.771 |  | INCLUDED | 0 | 0 | 0 | 0 | 0 | 0
230 | 7000016865 | 2140 | 205 | 10 | Labour Facilities | 100023085 | 995455 |  | 18 |  | ESTABLISHMENT OF LABOUR CAMPS AS PER PROVISION UNDER FACILITIES TO BE INCORPORATED FOR LABOURERS IN TECHNICAL SPECIFICATION | LS | 1 |  | INCLUDED | 0 | 0 | 0 | 0 | 0 | 0
231 | 7000016865 | 2480 | 240 | 100 | OPGW INSTALLATION | 170000265 | 998716 |  | 18 |  | Installation of Joint box above ground (Including Splicing & Testing) : 24 fibres | EA | 12 |  | INCLUDED | 0 | 0 | 0 | 0 | 0 | 0
[16 empty] | 0 | 0 | 0 | 0 | 0 | 0
2: Total of Schedule-3; 16=14*15: 0 |  | 0 |  |  | 0 | 0
# | In case the bidder leaves the cell for confirmation of the SAC and/or GST rate “blank”, the SAC and corresponding GST rate indicated by the Employer shall be deemed to be the one confirmed by the Bidder.
| Date | [10 empty] | Printed Name
| Place | [10 empty] | Designation

## Sch-4
Specification No. : 5002002268/TOWER/DOM/A00 - CC CS -1 | [14 empty] | Schedule - 4
Transmission Line Tower Package-TW01 including Design & Testing of towers, Design of foundation, Supply of HTLS conductor, Composite long rod insulators, Earthwire/OPGW, Hardware Fittings, Accessories for Conductor & Earthwire for M/C portion of (i) 400 kV D/C (Twin HTLS) Navasari (New) (South Gujarat)-Kala line and (ii) 400 kV D/C (Twin HTLS) Navasari (New) (South Gujarat)-Magarwada line and for D/C portion of (i) 400 kV D/C (twin HTLS) Navasari (New) (South Gujarat)-Kala line (From M/c line common point near Magarwada SS to Kala SS) associated with Transmission Network Expansion in Gujarat to increase its ATC from ISTS: Part B.
(SCHEDULE OF RATES AND PRICES )
BIDDER:
0 | [12 empty] | To:
Bidder’s Name and Address (Sole Bidder) : | [12 empty] | Contract Services
Name : | [12 empty] | Power Grid Corporation of India Ltd.,
Address : | [12 empty] | "Saudamini", Plot No.-2
Sector-29,
Gurgaon (Haryana) - 122001
Training Charges :
SI. No. | PR No | Line Item No | Activity Header | PR Activity No | Activity Description | Service Code | SAC (Service Accounting Codes) | Whether SAC in column ‘…’ is confirmed. If not indicate applicable the SAC # | Rate of GST applicable ( in %) | Whether rate of GST in column ‘---’ is confirmed. If not indicate applicable rate of GST # | Description | Unit | Quantity | Unit Charges | Total Charges
1 | 2 | 3 | 4 | 5 | 6 | 7 | 8 | 9 | 10 | 11 | 12 | 13 | 14 | 15 | 16=14*15
NOT APPLICABLE
Date
| Place | [9 empty] | Printed Name
Designation

## Sch-5
Specification No. : 5002002268/TOWER/DOM/A00 - CC CS -1 |  |  |  | Schedule - 5
Transmission Line Tower Package-TW01 including Design & Testing of towers, Design of foundation, Supply of HTLS conductor, Composite long rod insulators, Earthwire/OPGW, Hardware Fittings, Accessories for Conductor & Earthwire for M/C portion of (i) 400 kV D/C (Twin HTLS) Navasari (New) (South Gujarat)-Kala line and (ii) 400 kV D/C (Twin HTLS) Navasari (New) (South Gujarat)-Magarwada line and for D/C portion of (i) 400 kV D/C (twin HTLS) Navasari (New) (South Gujarat)-Kala line (From M/c line common point near Magarwada SS to Kala SS) associated with Transmission Network Expansion in Gujarat to increase its ATC from ISTS: Part B.
(SUMMARY OF TAXES & DUTIES not included in Schedule 1 & 3)
BIDDER:
0 |  |  | To:
Bidder’s Name and Address (Sole Bidder) : |  |  | Contract Services
Name : |  |  | Power Grid Corporation of India Ltd.,
Address : |  |  | "Saudamini", Plot No.-2
Sector-29,
Gurgaon (Haryana) - 122001
Sl. No. | Item Nos. |  | Total Price (INR) |  | After Discount |  | After MPDiscount
1 | TOTAL GST on Goods |  | 0 |  | Excise Duty | #REF! | Excise Duty | #REF!
Total GST for Supply of Goods (inter-alia including Type Test Charges) between the Contractor and the Employer (identified in Schedule 1') which are not included in the Ex-works price as per the provision of the Bidding Documents, as applicable.
2 | TOTAL GST on Services |  | 0 |  | Sales Tax | 0 | Sales Tax | 0
| Total GST on Installation Services (indentified in Schedule-3) and Training to be imparted in India (identified in Schedule-4) which are not included in the Installation and Training charges as per the provision of the Bidding Documents, as applicable |  |  |  | #REF! | 0 | #REF! | 0
| GRAND TOTAL [1+2] |  | 0
Date : |  | Printed Name :
Place : |  | Designation :
Click for Sch-6

## Sch-5 after discount (hidden)
Specification No. : 5002002268/TOWER/DOM/A00 - CC CS -1 |  |  |  | Schedule - 5
Transmission Line Tower Package-TW01 including Design & Testing of towers, Design of foundation, Supply of HTLS conductor, Composite long rod insulators, Earthwire/OPGW, Hardware Fittings, Accessories for Conductor & Earthwire for M/C portion of (i) 400 kV D/C (Twin HTLS) Navasari (New) (South Gujarat)-Kala line and (ii) 400 kV D/C (Twin HTLS) Navasari (New) (South Gujarat)-Magarwada line and for D/C portion of (i) 400 kV D/C (twin HTLS) Navasari (New) (South Gujarat)-Kala line (From M/c line common point near Magarwada SS to Kala SS) associated with Transmission Network Expansion in Gujarat to increase its ATC from ISTS: Part B.
(SUMMARY OF TAXES & DUTIES APPLICABLE ON PLANT & EQUIPMENT)
BIDDER:
0 |  |  | To:
Bidder’s Name and Address (Sole Bidder) : |  |  | Contract Services
Name : |  |  | Power Grid Corporation of India Ltd.,
Address : |  |  | "Saudamini", Plot No.-2
Sector-29,
Gurgaon (Haryana) - 122001
Sl. No. | Item Nos. |  | Total Price (INR)
1 | TOTAL GST on Goods |  | 0
Total GST for Supply of Goods (inter-alia including Type Test Charges) between the Contractor and the Employer (identified in Schedule 1') which are not included in the Ex-works price as per the provision of the Bidding Documents, as applicable.
2 | TOTAL GST on Services |  | 0
Total GST on Installation Services (indentified in Schedule-3) and Training to be imparted in India (identified in Schedule-4) which are not included in the Installation and Training charges as per the provision of the Bidding Documents, as applicable
| GRAND TOTAL [1+2] |  | 0
Date : |  | Printed Name :
Place : |  | Designation :
Click for Sch-6

## Sch-6
Specification No. : 5002002268/TOWER/DOM/A00 - CC CS -1 |  |  | Schedule - 6
Transmission Line Tower Package-TW01 including Design & Testing of towers, Design of foundation, Supply of HTLS conductor, Composite long rod insulators, Earthwire/OPGW, Hardware Fittings, Accessories for Conductor & Earthwire for M/C portion of (i) 400 kV D/C (Twin HTLS) Navasari (New) (South Gujarat)-Kala line and (ii) 400 kV D/C (Twin HTLS) Navasari (New) (South Gujarat)-Magarwada line and for D/C portion of (i) 400 kV D/C (twin HTLS) Navasari (New) (South Gujarat)-Kala line (From M/c line common point near Magarwada SS to Kala SS) associated with Transmission Network Expansion in Gujarat to increase its ATC from ISTS: Part B.
(GRAND SUMMARY)
BIDDER:
0 |  |  | To:
Bidder’s Name and Address (Sole Bidder) : |  |  | Contract Services
Name : |  |  | Power Grid Corporation of India Ltd.,
Address : |  |  | "Saudamini", Plot No.-2
Sector-29,
Gurgaon (Haryana) - 122001
Sl. No. | Description |  | Total Price (INR)
1 | TOTAL SCHEDULE NO. 1 |  | 0
Ex-works price of Plant and Equipment including Type Test Charges
2 | TOTAL SCHEDULE NO. 2 |  | 0
Local Transportation, In-transit Insurance, loading and unloading
3 | TOTAL SCHEDULE NO. 3 |  | 0
Installation Charges
4 | TOTAL SCHEDULE NO. 4 |  | Not Applicable
Training Charges
5 | TOTAL SCHEDULE NO. 5 |  | 0
Taxes and Duties
6 | TOTAL SCHEDULE NO. 7 |  | Not Applicable
Type Test Charges [Total of this Schedule is included in Schedule - 1 above.]
GRAND TOTAL [1+2+3+5]
0
Date : |  | Printed Name :
Place : |  | Designation :
Click for Sch-7

## Sch-6 After Discount (hidden)
Specification No. : 5002002268/TOWER/DOM/A00 - CC CS -1 |  |  | Schedule - 6 After Discount
Transmission Line Tower Package-TW01 including Design & Testing of towers, Design of foundation, Supply of HTLS conductor, Composite long rod insulators, Earthwire/OPGW, Hardware Fittings, Accessories for Conductor & Earthwire for M/C portion of (i) 400 kV D/C (Twin HTLS) Navasari (New) (South Gujarat)-Kala line and (ii) 400 kV D/C (Twin HTLS) Navasari (New) (South Gujarat)-Magarwada line and for D/C portion of (i) 400 kV D/C (twin HTLS) Navasari (New) (South Gujarat)-Kala line (From M/c line common point near Magarwada SS to Kala SS) associated with Transmission Network Expansion in Gujarat to increase its ATC from ISTS: Part B.
(GRAND SUMMARY)
#REF! |  |  | To:
Bidder’s Name and Address (Sole Bidder) : |  |  | Contract Services
Name : |  |  | Power Grid Corporation of India Ltd.,
Address : |  |  | "Saudamini", Plot No.-2
Sector-29,
Gurgaon (Haryana) - 122001
Sl. No. | Description |  | Total Price (INR)
1 | TOTAL SCHEDULE NO. 1
Ex-works price of Plant and Equipment including Type Test Charges
2 | TOTAL SCHEDULE NO. 2
Local Transportation, Insurance and other Incidental Services
3 | TOTAL SCHEDULE NO. 3
Installation Charges
4 | TOTAL SCHEDULE NO. 4
Training Charges
5 | TOTAL SCHEDULE NO. 5
Taxes and Duties
6 | TOTAL SCHEDULE NO. 7
Type Test Charges [Total of this Schedule is included in Schedule - 1 above.]
GRAND TOTAL [1+2+3+4+5]
Date : |  | Printed Name :
Place : |  | Designation :
Click for Sch-7

## Sch-6 (After Discount)
Specification No. : 5002002268/TOWER/DOM/A00 - CC CS -1 |  |  | Schedule - 6
Transmission Line Tower Package-TW01 including Design & Testing of towers, Design of foundation, Supply of HTLS conductor, Composite long rod insulators, Earthwire/OPGW, Hardware Fittings, Accessories for Conductor & Earthwire for M/C portion of (i) 400 kV D/C (Twin HTLS) Navasari (New) (South Gujarat)-Kala line and (ii) 400 kV D/C (Twin HTLS) Navasari (New) (South Gujarat)-Magarwada line and for D/C portion of (i) 400 kV D/C (twin HTLS) Navasari (New) (South Gujarat)-Kala line (From M/c line common point near Magarwada SS to Kala SS) associated with Transmission Network Expansion in Gujarat to increase its ATC from ISTS: Part B.
(GRAND SUMMARY)
BIDDER:
0 |  |  | To:
Bidder’s Name and Address (Sole Bidder) : |  |  | Contract Services
Name : |  |  | Power Grid Corporation of India Ltd.,
Address : |  |  | "Saudamini", Plot No.-2
Sector-29,
Gurgaon (Haryana) - 122001
Sl. No. | Description |  | Total Price (INR) | From Sch-6 | Discount Factors
1 | TOTAL SCHEDULE NO. 1 |  | 0 | 0 | 0
Ex-works price of Plant and Equipment including Type Test Charges
2 | TOTAL SCHEDULE NO. 2 |  | 0 | 0 | 0
Local Transportation, In-transit Insurance, loading and unloading
3 | TOTAL SCHEDULE NO. 3 |  | 0 | 0 | 0
Installation Charges
4 | TOTAL SCHEDULE NO. 4 |  | Not Applicable
Training Charges
5 | TOTAL SCHEDULE NO. 5 |  | 0
Taxes and Duties
6 | TOTAL SCHEDULE NO. 7 |  | Not Applicable
Type Test Charges [Total of this Schedule is included in Schedule - 1 above.]
GRAND TOTAL [1+2+3+5]
0
Date : |  | Printed Name :
Place : |  | Designation :
Click for Sch-7

## Sch-7
Specification No. : 5002002268/TOWER/DOM/A00 - CC CS -1 | [11 empty] | Schedule 7
Transmission Line Tower Package-TW01 including Design & Testing of towers, Design of foundation, Supply of HTLS conductor, Composite long rod insulators, Earthwire/OPGW, Hardware Fittings, Accessories for Conductor & Earthwire for M/C portion of (i) 400 kV D/C (Twin HTLS) Navasari (New) (South Gujarat)-Kala line and (ii) 400 kV D/C (Twin HTLS) Navasari (New) (South Gujarat)-Magarwada line and for D/C portion of (i) 400 kV D/C (twin HTLS) Navasari (New) (South Gujarat)-Kala line (From M/c line common point near Magarwada SS to Kala SS) associated with Transmission Network Expansion in Gujarat to increase its ATC from ISTS: Part B. | [12 empty] | As per Lum-sum |  | 0
(SCHEDULE OF RATES AND PRICES ) | [12 empty] | AS per Percent |  | #REF!
BIDDER:
0
| Bidder’s Name and Address (Sole Bidder) : | [8 empty] | To:
| Name : | [8 empty] | Contract Services
| Address : | [8 empty] | Power Grid Corporation of India Ltd.,
"Saudamini", Plot No.-2
Sector-29,
Gurgaon (Haryana) - 122001
Type tests :
SL. NO. | PR No | Line Item No | Code | HSN of the Equipment /item for which type test is to be conducted | Whether HSN in column ‘---’ is confirmed. If not indicate applicable the HSN code # | Rate of GST applicable ( in %) | Whether rate of GST in column ‘---’ is confirmed. If not indicate applicable rate of GST # | Description of Test | Unit | Quantity | Unit Test Charge | Total Test Charges (Rs.) |  | Total Test Charges After Discount (Rs.) |  | Dis Alert | Total Test Charges After MPD (Rs.)
NOT APPLICABLE
| Date | [5 empty] | Printed Name
| Place | [5 empty] | Designation
Specification No. : 5002002268/TOWER/DOM/A00 - CC CS -1
Transmission Line Tower Package-TW01 including Design & Testing of towers, Design of foundation, Supply of HTLS conductor, Composite long rod insulators, Earthwire/OPGW, Hardware Fittings, Accessories for Conductor & Earthwire for M/C portion of (i) 400 kV D/C (Twin HTLS) Navasari (New) (South Gujarat)-Kala line and (ii) 400 kV D/C (Twin HTLS) Navasari (New) (South Gujarat)-Magarwada line and for D/C portion of (i) 400 kV D/C (twin HTLS) Navasari (New) (South Gujarat)-Kala line (From M/c line common point near Magarwada SS to Kala SS) associated with Transmission Network Expansion in Gujarat to increase its ATC from ISTS: Part B. | [7 empty] | 0 | 0
(SCHEDULE OF RATES AND PRICES ) | [7 empty] | 0 | 0
#REF!
#REF! | [7 empty] | #REF! | #REF!
#REF! | [7 empty] | #REF! | #REF!
#REF! | [7 empty] | #REF! | #REF!
[8 empty] | #REF! | #REF!
[8 empty] | 0 | 0
SL. NO. | [7 empty] | Description of Test | #REF!
#REF! | [7 empty] | #REF! | #REF!
#REF! | [7 empty] | #REF!
#REF! | [7 empty] | #REF! | #REF!
#REF! | [7 empty] | #REF! | #REF!
[8 empty] | #REF! | #REF!
#REF! | [7 empty] | #REF!
#REF! | [7 empty] | #REF!
#REF! | [7 empty] | #REF!
#REF! | [7 empty] | #REF! | #REF!
#REF! | [7 empty] | #REF! | #REF!
#REF! | [7 empty] | #REF! | #REF!
#REF! | [7 empty] | #REF! | #REF!
[8 empty] | #REF! | #REF!
#REF! | [7 empty] | #REF!
#REF! | [7 empty] | #REF! | #REF!
#REF! | [7 empty] | #REF! | #REF!
#REF! | [7 empty] | #REF! | #REF!
#REF! | [7 empty] | #REF! | #REF!
[8 empty] | #REF! | #REF!
#REF! | [7 empty] | #REF!
#REF! | [7 empty] | #REF! | #REF!
#REF! | [7 empty] | #REF! | #REF!
#REF! | [7 empty] | #REF! | #REF!
[8 empty] | #REF! | #REF!
#REF! | [7 empty] | #REF!
#REF! | [7 empty] | #REF! | #REF!
#REF! | [7 empty] | #REF! | #REF!
#REF! | [7 empty] | #REF! | #REF!
[8 empty] | #REF! | #REF!
#REF! | [7 empty] | #REF!
#REF! | [7 empty] | #REF! | #REF!
#REF! | [7 empty] | #REF! | #REF!
#REF! | [7 empty] | #REF! | #REF!
#REF! | [7 empty] | #REF! | #REF!
[8 empty] | #REF! | #REF!
[8 empty] | #REF! | #REF!
#REF! | [7 empty] | #REF!
#REF! | [7 empty] | #REF!
#REF! | [7 empty] | #REF! | #REF!
#REF! | [7 empty] | #REF! | #REF!
#REF! | [7 empty] | #REF! | #REF!
[8 empty] | #REF! | #REF!
[8 empty] | #REF! | #REF!
#REF! | [7 empty] | #REF!
#REF! | [7 empty] | #REF!
#REF! | [7 empty] | #REF! | #REF!
#REF! | [7 empty] | #REF! | #REF!
#REF! | [7 empty] | #REF! | #REF!
#REF! | [7 empty] | #REF! | #REF!
#REF! | [7 empty] | #REF! | #REF!
[8 empty] | #REF! | #REF!
#REF! | [7 empty] | #REF!
#REF! | [7 empty] | #REF! | #REF!
#REF! | [7 empty] | #REF! | #REF!
#REF! | [7 empty] | #REF! | #REF!
#REF! | [7 empty] | #REF! | #REF!
#REF! | [7 empty] | #REF! | #REF!
#REF! | [7 empty] | #REF! | #REF!
[8 empty] | #REF! | #REF!
#REF! | [7 empty] | #REF!
#REF! | [7 empty] | #REF! | #REF!
#REF! | [7 empty] | #REF! | #REF!
#REF! | [7 empty] | #REF! | #REF!
#REF! | [7 empty] | #REF! | #REF!
#REF! | [7 empty] | #REF! | #REF!
#REF! | [7 empty] | #REF! | #REF!
#REF! | [7 empty] | #REF! | #REF!
#REF! | [7 empty] | #REF! | #REF!
#REF! | [7 empty] | #REF! | #REF!
[8 empty] | #REF! | #REF!
#REF! | [7 empty] | #REF!
#REF! | [7 empty] | #REF! | #REF!
#REF! | [7 empty] | #REF! | #REF!
#REF! | [7 empty] | #REF! | #REF!
[8 empty] | #REF! | #REF!
#REF! | [7 empty] | #REF!
#REF! | [7 empty] | #REF! | #REF!
#REF! | [7 empty] | #REF! | #REF!
#REF! | [7 empty] | #REF! | #REF!
[8 empty] | #REF! | #REF!
#REF! | [7 empty] | #REF!
#REF! | [7 empty] | #REF! | #REF!
#REF! | [7 empty] | #REF! | #REF!
[8 empty] | #REF! | #REF!
#REF! | [7 empty] | #REF!
#REF! | [7 empty] | #REF! | #REF!
#REF! | [7 empty] | #REF! | #REF!
#REF! | [7 empty] | #REF! | #REF!
#REF! | [7 empty] | #REF! | #REF!
#REF! | [7 empty] | #REF! | #REF!
#REF! | [7 empty] | #REF! | #REF!
[8 empty] | #REF! | #REF!
#REF! | [7 empty] | #REF!
#REF! | [7 empty] | #REF! | #REF!
#REF! | [7 empty] | #REF! | #REF!
#REF! | [7 empty] | #REF! | #REF!
#REF! | [7 empty] | #REF! | #REF!
#REF! | [7 empty] | #REF!
#REF! | [7 empty] | #REF! | #REF!
#REF! | [7 empty] | #REF! | #REF!
#REF! | [7 empty] | #REF! | #REF!
#REF! | [7 empty] | #REF! | #REF!
[8 empty] | #REF! | #REF!
[8 empty] | #REF! | #REF!
[8 empty] | #REF! | #REF!

## Discount
This letter of discount is optional. Bidder may / may not offer any discount.
Specification No. : 5002002268/TOWER/DOM/A00 - CC CS -1 |  |  |  |  | Letter of Discount
LETTER OF DISCOUNT
To:
Contract Services | [6 empty] | Schedule 1 | 0
Power Grid Corporation of India Ltd., | [6 empty] | Schedule 2 | 0
"Saudamini", Plot No.-2 | [6 empty] | Schedule 3 | 0
Sector-29, (near IFFCO Chowk) | [6 empty] | Total | 0
Gurgaon (Haryana) - 122001
Subject : |  | Transmission Line Tower Package-TW01 including Design & Testing of towers, Design of foundation, Supply of HTLS conductor, Composite long rod insulators, Earthwire/OPGW, Hardware Fittings, Accessories for Conductor & Earthwire for M/C portion of (i) 400 kV D/C (Twin HTLS) Navasari (New) (South Gujarat)-Kala line and (ii) 400 kV D/C (Twin HTLS) Navasari (New) (South Gujarat)-Magarwada line and for D/C portion of (i) 400 kV D/C (twin HTLS) Navasari (New) (South Gujarat)-Kala line (From M/c line common point near Magarwada SS to Kala SS) associated with Transmission Network Expansion in Gujarat to increase its ATC from ISTS: Part B.
Dear Sir
With reference to the subject tender, we hereby offer unconditional discount on the prices quoted by us as per details given here below : | [5 empty] | Sch-1 | Sch-2 | Sch-3
| 1 | Discount on lum-sum basis on total price quoted by us without GST. [The discount shall be proportionately applicable on all the items of all the Schdules i.e. Sch-1 (without type test charges), Sch-2, Sch-3, Sch-4 & Sch-7] In Rs. |  |  |  | 0 | 0 | 0
| 2 | Discount on percent basis on total price quoted by us without GST. [The discount shall be applicable on all the items of all the Schdules i.e. Sch-1 (without type test charges), Sch-2 , Sch-3, Sch-4 & Sch-7] In Percent (%) |  |  |  | 0 | 0 | 0
| 3 | Discount on lum-sum basis on the Schedules as given below : [The discount shall be proportionately applicable on all the relevent items of the respective Schdules.] In Rs.
|  | Schedule-1 : Ex works prices |  | In Rs. |  | 0
|  | Schedule-2 : Local Transportation, In-transit Insurance, loading and unloading |  | In Rs. |  |  | 0
|  | Schedule-3 : Installation Charges |  | In Rs. |  |  |  | 0
|  | Schedule-4 : Training Charges |  | In Rs.
|  | Schedule-7 : Type Test Charges |  | In Rs.
| 4 | Discount on percent basis on the Schedules as given below : [The discount shall be applicable on all the relevent items of the respective Schdules.] In Percent (%)
|  | Schedule-1 : Ex works prices |  | In Percent (%) |  | 0
|  | Schedule-2 : Local Transportation, In-transit Insurance, loading and unloading |  | In Percent (%) |  |  | 0
|  | Schedule-3 : Installation Charges |  | In Percent (%) |  |  |  | 0
|  | Schedule-4 : Training Charges |  | In Percent (%)
|  | Schedule-7 : Type Test Charges |  | In Percent (%)
Discount(s) offered at sl. No. 1 to 4 will get displayed and accounted for automatically in the respective items of the Schedules.
| 5 | We hereby offer Multi-package discount as given below:
[6 empty] | 0 | 0 | 0 | 0 | 0
|  | Multi-Package Discount(s) offered at sl. No. 5 will not get automatically accounted for in the respective items of the Schedules. The same shall be worked out saparately for evaluation. |  |  |  | #DIV/0! | #DIV/0! | #DIV/0! | #DIV/0! | #REF!
[Discount will not be calculated authometrically. However, the same shall be considered during evaluation.]
Please consider this letter of discount as the integral part of our price bid.
Thanking you, we remain, | [5 empty] | 0 | 0 | 0
[5 empty] | Yours faithfully, | 0 | 0 | 0 | Discount Factors
For and on behalf of
Date : |  |  | Printed Name : | 0
Place : |  |  | Designation : | 0

## Octroi (hidden)
Details of Octroi
Sl No. | Description of Items | Amount on which Octroi is applicable | Rate of Octroi | Octroi
(1) | (2) | (3) | (4) | (5) =(3) x (4)
1 |  |  |  | 0
2 |  |  |  | 0
3 |  |  |  | 0
4 |  |  |  | 0
5 |  |  |  | 0
6 |  |  |  | 0
7 |  |  |  | 0
8 |  |  |  | 0
9 |  |  |  | 0
10 |  |  |  | 0
| Total |  |  | 0
Back to Sch 5

## Entry Tax (hidden)
Details of Entry Tax
Sl No. | Description of Items | Amount on which Entry Tax is applicable | Rate of Entry Tax | Entry Tax
(1) | (2) | (3) | (4) | (5) =(3) x (4)
1 |  |  |  | 0
2 |  |  |  | 0
3 |  |  |  | 0
4 |  |  |  | 0
5 |  |  |  | 0
6 |  |  |  | 0
7 |  |  |  | 0
8 |  |  |  | 0
9 |  |  |  | 0
10 |  |  |  | 0
| Total |  |  | 0
Back to Sch 5

## Other Taxes & Duties (hidden)
Details of Other Taxes & Duties
Sl No. | Description of Items | Amount on which Other Taxes & Duties are applicable | Description of Taxes & Duties | Rate of Taxes & Duties | Amount of Taxes & Duties
(1) | (2) | (3) | (4) | (5) | (6) =(3) x (4)
1 |  |  |  |  | 0
2 |  |  |  |  | 0
3 |  |  |  |  | 0
4 |  |  |  |  | 0
5 |  |  |  |  | 0
6 |  |  |  |  | 0
7 |  |  |  |  | 0
8 |  |  |  |  | 0
9 |  |  |  |  | 0
10 |  |  |  |  | 0
| Total |  |  |  | 0
Back to Sch 5

## Bid Form 2nd Envelope
Specification No. : 5002002268/TOWER/DOM/A00 - CC CS -1 |  |  |  |  | Bid Form 2nd Envelope |  |  |  | Sole Bidder | 1 | st |  | 1 | January
[9 empty] | 0 | 2 | nd |  | 2 | February
BID FORM (Second Envelope) | [9 empty] | 3 | rd |  | 3 | March
[10 empty] | 4 | th |  | 4 | April
Bid Proposal Ref. No. | [9 empty] | 5 | th |  | 5 | May
Date : | [9 empty] | 6 | th | #VALUE! | 6 | June
[10 empty] | 7 | th | #VALUE! | 7 | July
To: | [9 empty] | 8 | th | #VALUE! | 8 | August
0 | [9 empty] | 9 | th | #VALUE! | 9 | September
Power Grid Corporation of India Ltd., | [9 empty] | 10 | th |  | 10 | October
"Saudamini", Plot No.-2 | [9 empty] | 11 | th |  | 11 | November
Sector-29, | [9 empty] | 12 | th |  | 12 | December
Gurgaon (Haryana) - 122001 | [9 empty] | 13 | th
[10 empty] | 14 | th
Name of Contract : |  | Transmission Line Tower Package-TW01 including Design & Testing of towers, Design of foundation, Supply of HTLS conductor, Composite long rod insulators, Earthwire/OPGW, Hardware Fittings, Accessories for Conductor & Earthwire for M/C portion of (i) 400 kV D/C (Twin HTLS) Navasari (New) (South Gujarat)-Kala line and (ii) 400 kV D/C (Twin HTLS) Navasari (New) (South Gujarat)-Magarwada line and for D/C portion of (i) 400 kV D/C (twin HTLS) Navasari (New) (South Gujarat)-Kala line (From M/c line common point near Magarwada SS to Kala SS) associated with Transmission Network Expansion in Gujarat to increase its ATC from ISTS: Part B. | [7 empty] | 15 | th
Dear Ladies and/or Gentlemen, | [9 empty] | 16 | th
1 | In continuation of First Envelope of our Bid, we hereby submit the Second Envelope of the Bid, both of which shall be read together and in conjunction with each other, and shall be construed as an integral part of our Bid. Accordingly, we the undersigned, offer to design, manufacture, test, deliver, install and commission (including carrying out Trial Operation, Performance & Guarantee Test as per provision of Technical Specification) under the above-named package in full conformity with the said Bidding Documents for the sum of Rs. 0/- () or such other sums as may be determined in accordance with the terms and conditions of the Bidding Documents |  |  |  |  | In continuation of First Envelope of our Bid, we hereby submit the Second Envelope of the Bid, both of which shall be read together and in conjunction with each other, and shall be construed as an integral part of our Bid. Accordingly, we the undersigned, offer to design, manufacture, test, deliver, install and commission (including carrying out Trial Operation, Performance & Guarantee Test as per provision of Technical Specification) under the above-named package in full conformity with the said Bidding Documents for the sum of Rs. |  |  |  | 17 | th
[6 empty] | 0 | /- (
)
| The above amounts are in accordance with the price schedules attached herewith and are made part of this bid. |  |  |  |  | or such other sums as may be determined in accordance with the terms and conditions of the Bidding Documents |  |  |  | 18 | th
2 | Price Schedules | [8 empty] | 19 | th
2.1 | In line with the requirements of the Bidding documents, we enclose herewith the following Price Schedules, duly filled - in as per your proforma: | [8 empty] | 20 | th
| Schedule 1 |  | Plant and Equipment (Including Mandatory Spare Parts) to be supplied, including Type Test Charges. | [6 empty] | 21 | st
| Schedule 2 |  | Local Transportation, In-transit Insurance, loading and unloading | [6 empty] | 22 | th
| Schedule 3 |  | Installation Charges. |  |  | Sole Bidder |  |  |  | 23 | th
| Schedule 4 |  | Training charges for training to be imparted (Not Applicable) | [6 empty] | 24 | th
| Schedule 5 |  | Taxes and Duties not included in Schedule 1 & 3 | [6 empty] | 25 | th
| Schedule 6 |  | Grand Summary [Schedule 1to 5] | [6 empty] | 26 | th
| Schedule 7 |  | Break-up of Type Test Charges (Not Applicable) | [6 empty] | 27 | th
2.2 | We are aware that the Price Schedules do not generally give a full description of the Work to be performed under each item and we shall be deemed to have read the Technical Specifications and other sections of the Bidding Documents and Drawings to ascertain the full scope of Work included in each item while filling-in the rates and prices. We agree that the entered rates and prices shall be deemed to include for the full scope as aforesaid, including overheads and profit. | [8 empty] | 28 | th
2.3 | We declare that as specified in Clause 11.5, Section –II:ITB, Vol.-I of the Bidding Documents, prices quoted by us in the Price Schedules in Second Envelope shall be on ‘Firm’ basis during the entire currency of contract and shall not be subject to price variation, what-so-ever during contract execution. | [8 empty] | 29 | th
2.4 | We understand that in the price schedules, where there are errors between the total of the amounts given under the column for the price Breakdown and the amount given under the Total Price, the former shall prevail and the latter will be corrected accordingly. We further understand that where there are discrepancies between amounts stated in figures and amounts stated in words, the amount stated in words shall prevail. Similarly, any discrepancy in the total bid price and that of the summation of Schedule price (price indicated in a Schedule indicating the total of that schedule), the total bid price shall be corrected to reflect the actual summation of the Schedule prices. | [8 empty] | 30 | th
2.5 | We declare that items left blank in the Schedules will be deemed to have been included in other items. The TOTAL for each Schedule and the TOTAL of Grand Summary shall be deemed to be the total price for executing the Facilities and sections thereof in complete accordance with the Contract, whether or not each individual item has been priced. | [8 empty] | 31 | st
3 | We confirm that except as otherwise specifically provided our Bid Prices in this Second Envelope include all taxes, duties, levies and charges as may be assessed on us, our Sub-Contractor/Sub-Vendor or their employees by all municipal, state or national government authorities in connection with the Facilities, in and outside of India.
3.1 | 100% of applicable Taxes and Duties i.e GST which are payable by the Employer under the Contract, shall be reimbursed by the Employer on production of satisfactory documentary evidence by the Contractor in accordance with the provisions of the Bidding Documents
3.2 | We further understand that notwithstanding 3.0 above, in case of award on us, you shall also bear and pay/reimburse to us, GST applicable on supplies by us to you, imposed on the Plant & Equipment including Mandatory Spare Parts to be incorporated into the Facilities including Type Test charges for Type test to be conducted in India specified in Schedule No. 1, Installation Services specified in Schedule No. 3 and Charges for Training to be imparted in India specified in Schedule No. 4 of the Price Schedule in this Second Envelope, by the Indian Laws.
3.3 | We confirm that we have also registered/we shall also get registered in the GST Network with a GSTIN in all the states where the project is located and the states from which we shall make our supply of goods.
4 | # (For Joint Venture only) We, the partners of Joint Venture submitting this bid, do agree and confirm that in case of Award of Contract on the Joint Venture, we shall be jointly and severally liable and responsible for the execution of the Contract in accordance with Contract terms and conditions.
5 | We, hereby, declare that only the persons or firms interested in this proposal as principals are named here and that no other persons or firms other than those mentioned herein have any interest in this proposal or in the Contract to be entered into, if the award is made on us, that this proposal is made without any connection with any other person, firm or party likewise submitting a proposal is in all respects for and in good faith, without collusion or fraud.
Thanking you, we remain,
Yours faithfully,
For and on behalf of test
Signature :
Date : |  |  |  | Printed Name : | 0
Place : |  |  |  | Designation : | 0
Common Seal :
Please provide additional information of the Bidder
Business Address :
Country of Incorporation :
State/Province to be indicated :
Name of Principal Officer :
Address of Principal Officer :
Note: Bidders may note that no prescribed proforma has been enclosed for Attachment 2 : Power of Attorney. Bidders may use their own proforma for furnishing the required information with the bid.
* * *
Back to Cover Page

## Contracts-Template (hidden)
Exworks
| Total Ex-Works Price Direct |  |  |  |  | 0
| Total Ex-Works Price Bought Out |  |  |  |  | 0
| Total Ex-Works Price |  |  |  |  | 0
| Total Type Test charges as per Schedule-7 |  |  |  |  | #REF!
| Total Ex-works Price including Type Test charges |  |  |  |  | #REF!
Note : | Specify amount of Excise Duty, Sales Tax/'VAT and other taxes payable on the transaction between the Contractor and the Employer and octroi/entry tax as applicable for destination site/state on all items of supply including bought-out finished items (to be identified in the Contract), which shall be dispatched directly from the sub-vendor’s works to the Employer’s site (sale-in-transit), separately in Schedule-5. Excise Duty, Sales tax and other levies for all the bought-out items are to be included in the EXW Price (Col. No. 5) only and not to be indicated in Schedule-5.
^ | If the item(s) quoted/considered as "Bought-out" in the bid are manufactured at Bidder's works and confirmed to be supplied under “Direct transaction” by the bidder, then the taxes and duties on such items shall be paid/reimbursed by POWERGRID in line with the provisions of Bidding Documents. For this purpose, at the time of award, the Ex-works price (exclusive of taxes & duties) shall be arrived at from the quoted Ex-works price (inclusive of taxes ad duties) by excluding taxes and duties applicable on such items, as on date of Bid opening, in case of supplies from manufacturer proposed in the bid. During contract execution, the taxes and duties on such items shall be paid/reimbursed at actuals, limited to the rates prevailing on date of Bid opening.
Date : | --
Place : |  |  | Printed Name : |  | --
Designation :
FandI
| Total F&I Price |  |  |  |  | (=SUM(I16:I27))
Date : | (='Sch-1'!B43)
Place : | (='Sch-1'!B44) |  | Printed Name : | (='Sch-1'!E44)
|  |  | Designation : | (='Sch-1'!E45)
service
| Total Installaiton Charges | [5 empty] | #REF!
Date : | (='Sch-1'!B43)
Place : | (='Sch-1'!B44) |  | Printed Name : | (='Sch-1'!E44)
|  |  | Designation : | (='Sch-1'!E45)
Training
Date : | (=IF('Sch-1'!B43=0,"", 'Sch-1'!B43)) |  | (="Printed Name : " & IF('Sch-1'!E44=0,"",'Sch-1'!E44))
Place : | (=IF('Sch-1'!B44=0,"", 'Sch-1'!B44)) |  | (="Designation : " & IF('Sch-1'!E45=0,"",'Sch-1'!E45))
Type test
| TOTAL TYPE TEST CHARGES |  |  |  |  | (=SUM(I17:I18))
Date : | (='Sch-1'!B43) | (="Printed Name : " & 'Sch-1'!E44)
Place : | (='Sch-1'!B44) | (="Designation : " & 'Sch-1'!E45)
Note : | Bidder should indicate the name of test laboratories where type tests are proposed to be conducted
Direct
Bought-out

## N-W (Cr.) (hidden)
#REF! |  |  | 0 |  | #REF! |  |  | 0 |  |  | #REF!
#REF!
INR
#REF! |  |  |  |  | #REF! | [5 empty] | #N/A
#N/A
#REF! | #REF! |  | 0 |  | #REF! | #REF! |  | 0
#REF! | #REF! | #REF! | 0 |  | #REF! | #REF! | #REF! | 0
#REF! | #REF! | #REF! | 0 |  | #REF! | #REF! | #REF! | 0 |  | #REF! | 0 | 0 | 0 | 0 | #REF! | plus
#REF! | #REF! | #REF! | 0 |  | #REF! | #REF! | #REF! | 0 |  | #REF! | 0 | 0 | 0 | 1 | #REF!
#REF! | #REF! | #REF! | 0 |  | #REF! | #REF! | #REF! | 0 |  | #REF! | 0 | 0 | 1 | 0 | #REF!
#REF! | #REF! | #REF! | 0 |  | #REF! | #REF! | #REF! | 0 |  | #REF! | 0 | 0 | 1 | 1 | #REF!
[10 empty] | #REF! | 0 | 1 | 0 | 0 | #REF!
1 | One |  | 1 | One | 1 | One |  | 1 | One | #REF! | 0 | 1 | 0 | 1 | #REF!
2 | Two |  | 2 | Two | 2 | Two |  | 2 | Two | #REF! | 0 | 1 | 1 | 0 | #REF!
3 | Three |  | 3 | Three | 3 | Three |  | 3 | Three | #REF! | 0 | 1 | 1 | 1 | #REF!
4 | Four |  | 4 | Four | 4 | Four |  | 4 | Four | #REF! | 1 | 0 | 0 | 0 | #REF!
5 | Five |  | 5 | Five | 5 | Five |  | 5 | Five | #REF! | 1 | 0 | 0 | 1 | #REF!
6 | Six |  | 6 | Six | 6 | Six |  | 6 | Six | #REF! | 1 | 0 | 1 | 0 | #REF!
7 | Seven |  | 7 | Seven | 7 | Seven |  | 7 | Seven | #REF! | 1 | 0 | 1 | 1 | #REF!
8 | Eight |  | 8 | Eight | 8 | Eight |  | 8 | Eight | #REF! | 1 | 1 | 0 | 0 | #REF!
9 | Nine |  | 9 | Nine | 9 | Nine |  | 9 | Nine | #REF! | 1 | 1 | 0 | 1 | #REF!
10 | Ten |  | 10 | Ten | 10 | Ten |  | 10 | Ten | #REF! | 1 | 1 | 1 | 0 | #REF!
11 | Eleven |  | 11 | Eleven | 11 | Eleven |  | 11 | Eleven | #REF! | 1 | 1 | 1 | 1 | #REF!
12 | Twelve |  | 12 | Twelve | 12 | Twelve |  | 12 | Twelve
13 | Thirteen |  | 13 | Thirteen | 13 | Thirteen |  | 13 | Thirteen
14 | Fourteen |  | 14 | Fourteen | 14 | Fourteen |  | 14 | Fourteen
15 | Fifteen |  | 15 | Fifteen | 15 | Fifteen |  | 15 | Fifteen
16 | Sixteen |  | 16 | Sixteen | 16 | Sixteen |  | 16 | Sixteen | #REF! | 0 | 0 | 0 | 0 | #REF! | +
17 | Seventeen |  | 17 | Seventeen | 17 | Seventeen |  | 17 | Seventeen | #REF! | 0 | 0 | 0 | 1 | #REF! | /- +
18 | Eighteen |  | 18 | Eighteen | 18 | Eighteen |  | 18 | Eighteen | #REF! | 0 | 0 | 1 | 0 | #REF! | /-
19 | Nineteen |  | 19 | Nineteen | 19 | Nineteen |  | 19 | Nineteen | #REF! | 0 | 0 | 1 | 1 | #REF!
20 | Twenty |  | 20 | Twenty | 20 | Twenty |  | 20 | Twenty | #REF! | 0 | 1 | 0 | 0 | #REF!
21 | Twenty One |  | 21 | Twenty One | 21 | Twenty One |  | 21 | Twenty One | #REF! | 0 | 1 | 0 | 1 | #REF!
22 | Twenty Two |  | 22 | Twenty Two | 22 | Twenty Two |  | 22 | Twenty Two | #REF! | 0 | 1 | 1 | 0 | #REF!
23 | Twenty Three |  | 23 | Twenty Three | 23 | Twenty Three |  | 23 | Twenty Three | #REF! | 0 | 1 | 1 | 1 | #REF!
24 | Twenty Four |  | 24 | Twenty Four | 24 | Twenty Four |  | 24 | Twenty Four | #REF! | 1 | 0 | 0 | 0 | #REF!
25 | Twenty Five |  | 25 | Twenty Five | 25 | Twenty Five |  | 25 | Twenty Five | #REF! | 1 | 0 | 0 | 1 | #REF!
26 | Twenty Six |  | 26 | Twenty Six | 26 | Twenty Six |  | 26 | Twenty Six | #REF! | 1 | 0 | 1 | 0 | #REF!
27 | Twenty Seven |  | 27 | Twenty Seven | 27 | Twenty Seven |  | 27 | Twenty Seven | #REF! | 1 | 0 | 1 | 1 | #REF!
28 | Twenty Eight |  | 28 | Twenty Eight | 28 | Twenty Eight |  | 28 | Twenty Eight | #REF! | 1 | 1 | 0 | 0 | #REF!
29 | Twenty Nine |  | 29 | Twenty Nine | 29 | Twenty Nine |  | 29 | Twenty Nine | #REF! | 1 | 1 | 0 | 1 | #REF!
30 | Thirty |  | 30 | Thirty | 30 | Thirty |  | 30 | Thirty | #REF! | 1 | 1 | 1 | 0 | #REF!
31 | Thirty One |  | 31 | Thirty One | 31 | Thirty One |  | 31 | Thirty One | #REF! | 1 | 1 | 1 | 1 | #REF!
32 | Thirty Two |  | 32 | Thirty Two | 32 | Thirty Two |  | 32 | Thirty Two
33 | Thirty Three |  | 33 | Thirty Three | 33 | Thirty Three |  | 33 | Thirty Three
34 | Thirty Four |  | 34 | Thirty Four | 34 | Thirty Four |  | 34 | Thirty Four
35 | Thirty Fivr |  | 35 | Thirty Fivr | 35 | Thirty Fivr |  | 35 | Thirty Fivr
36 | Thirty Six |  | 36 | Thirty Six | 36 | Thirty Six |  | 36 | Thirty Six
37 | Thirty Seven |  | 37 | Thirty Seven | 37 | Thirty Seven |  | 37 | Thirty Seven
38 | Thirty Eight |  | 38 | Thirty Eight | 38 | Thirty Eight |  | 38 | Thirty Eight
39 | Thirty Nine |  | 39 | Thirty Nine | 39 | Thirty Nine |  | 39 | Thirty Nine
40 | Forty |  | 40 | Forty | 40 | Forty |  | 40 | Forty
41 | Forty One |  | 41 | Forty One | 41 | Forty One |  | 41 | Forty One
42 | Forty Two |  | 42 | Forty Two | 42 | Forty Two |  | 42 | Forty Two
43 | Forty Three |  | 43 | Forty Three | 43 | Forty Three |  | 43 | Forty Three
44 | Forty Four |  | 44 | Forty Four | 44 | Forty Four |  | 44 | Forty Four
45 | Forty Five |  | 45 | Forty Five | 45 | Forty Five |  | 45 | Forty Five
46 | Forty Six |  | 46 | Forty Six | 46 | Forty Six |  | 46 | Forty Six
47 | Forty Seven |  | 47 | Forty Seven | 47 | Forty Seven |  | 47 | Forty Seven
48 | Forty Eight |  | 48 | Forty Eight | 48 | Forty Eight |  | 48 | Forty Eight
49 | Forty Nine |  | 49 | Forty Nine | 49 | Forty Nine |  | 49 | Forty Nine
50 | Fifty |  | 50 | Fifty | 50 | Fifty |  | 50 | Fifty
51 | Fifty One |  | 51 | Fifty One | 51 | Fifty One |  | 51 | Fifty One
52 | Fifty Two |  | 52 | Fifty Two | 52 | Fifty Two |  | 52 | Fifty Two
53 | Fifty Three |  | 53 | Fifty Three | 53 | Fifty Three |  | 53 | Fifty Three
54 | Fifty Four |  | 54 | Fifty Four | 54 | Fifty Four |  | 54 | Fifty Four
55 | Fifty Five |  | 55 | Fifty Five | 55 | Fifty Five |  | 55 | Fifty Five
56 | Fifty Six |  | 56 | Fifty Six | 56 | Fifty Six |  | 56 | Fifty Six
57 | Fifty Seven |  | 57 | Fifty Seven | 57 | Fifty Seven |  | 57 | Fifty Seven
58 | Fifty Eight |  | 58 | Fifty Eight | 58 | Fifty Eight |  | 58 | Fifty Eight
59 | Fifty Nine |  | 59 | Fifty Nine | 59 | Fifty Nine |  | 59 | Fifty Nine
60 | Sixty |  | 60 | Sixty | 60 | Sixty |  | 60 | Sixty
61 | Sixty One |  | 61 | Sixty One | 61 | Sixty One |  | 61 | Sixty One
62 | Sixty Two |  | 62 | Sixty Two | 62 | Sixty Two |  | 62 | Sixty Two
63 | Sixty Three |  | 63 | Sixty Three | 63 | Sixty Three |  | 63 | Sixty Three
64 | Sixty Four |  | 64 | Sixty Four | 64 | Sixty Four |  | 64 | Sixty Four
65 | Sixty Five |  | 65 | Sixty Five | 65 | Sixty Five |  | 65 | Sixty Five
66 | Sixty Six |  | 66 | Sixty Six | 66 | Sixty Six |  | 66 | Sixty Six
67 | Sixty Seven |  | 67 | Sixty Seven | 67 | Sixty Seven |  | 67 | Sixty Seven
68 | Sixty Eight |  | 68 | Sixty Eight | 68 | Sixty Eight |  | 68 | Sixty Eight
69 | Sixty Nine |  | 69 | Sixty Nine | 69 | Sixty Nine |  | 69 | Sixty Nine
70 | Seventy |  | 70 | Seventy | 70 | Seventy |  | 70 | Seventy
71 | Seventy One |  | 71 | Seventy One | 71 | Seventy One |  | 71 | Seventy One
72 | Seventy Two |  | 72 | Seventy Two | 72 | Seventy Two |  | 72 | Seventy Two
73 | Seventy Three |  | 73 | Seventy Three | 73 | Seventy Three |  | 73 | Seventy Three
74 | Seventy Four |  | 74 | Seventy Four | 74 | Seventy Four |  | 74 | Seventy Four
75 | Seventy Five |  | 75 | Seventy Five | 75 | Seventy Five |  | 75 | Seventy Five
76 | Seventy Six |  | 76 | Seventy Six | 76 | Seventy Six |  | 76 | Seventy Six
77 | Seventy Seven |  | 77 | Seventy Seven | 77 | Seventy Seven |  | 77 | Seventy Seven
78 | Seventy Eight |  | 78 | Seventy Eight | 78 | Seventy Eight |  | 78 | Seventy Eight
79 | Seventy Nine |  | 79 | Seventy Nine | 79 | Seventy Nine |  | 79 | Seventy Nine
80 | Eighty |  | 80 | Eighty | 80 | Eighty |  | 80 | Eighty
81 | Eighty One |  | 81 | Eighty One | 81 | Eighty One |  | 81 | Eighty One
82 | Eighty Two |  | 82 | Eighty Two | 82 | Eighty Two |  | 82 | Eighty Two
83 | Eighty Three |  | 83 | Eighty Three | 83 | Eighty Three |  | 83 | Eighty Three
84 | Eighty Four |  | 84 | Eighty Four | 84 | Eighty Four |  | 84 | Eighty Four
85 | Eighty Five |  | 85 | Eighty Five | 85 | Eighty Five |  | 85 | Eighty Five
86 | Eighty Six |  | 86 | Eighty Six | 86 | Eighty Six |  | 86 | Eighty Six
87 | Eighty Seven |  | 87 | Eighty Seven | 87 | Eighty Seven |  | 87 | Eighty Seven
88 | Eighty Eight |  | 88 | Eighty Eight | 88 | Eighty Eight |  | 88 | Eighty Eight
89 | Eighty Nine |  | 89 | Eighty Nine | 89 | Eighty Nine |  | 89 | Eighty Nine
90 | Ninety |  | 90 | Ninety | 90 | Ninety |  | 90 | Ninety
91 | Ninety One |  | 91 | Ninety One | 91 | Ninety One |  | 91 | Ninety One
92 | Ninety Two |  | 92 | Ninety Two | 92 | Ninety Two |  | 92 | Ninety Two
93 | Ninety Three |  | 93 | Ninety Three | 93 | Ninety Three |  | 93 | Ninety Three
94 | Ninety Four |  | 94 | Ninety Four | 94 | Ninety Four |  | 94 | Ninety Four
95 | Ninety Five |  | 95 | Ninety Five | 95 | Ninety Five |  | 95 | Ninety Five
96 | Ninety Six |  | 96 | Ninety Six | 96 | Ninety Six |  | 96 | Ninety Six
97 | Ninety Seven |  | 97 | Ninety Seven | 97 | Ninety Seven |  | 97 | Ninety Seven
98 | Ninety Eight |  | 98 | Ninety Eight | 98 | Ninety Eight |  | 98 | Ninety Eight
99 | Ninety Nine |  | 99 | Ninety Nine | 99 | Ninety Nine |  | 99 | Ninety Nine
100 | One Hundred |  | 100 | One Hundred | 100 | One Hundred |  | 100 | One Hundred
BG VALUE:
#REF!
#REF!
#REF! | #REF!
#REF! | #REF! | #REF!
#REF! | #REF! | #REF!
#REF! | #REF! | #REF!
#REF! | #REF! | #REF!
#REF! | #REF! | #REF!
1 | One
2 | Two
3 | Three
4 | Four
5 | Five
6 | Six
7 | Seven
8 | Eight
9 | Nine
10 | Ten
11 | Eleven
12 | Twelve
13 | Thirteen
14 | Fourteen
15 | Fifteen
16 | Sixteen
17 | Seventeen
18 | Eighteen
19 | Nineteen
20 | Twenty
21 | Twenty One
22 | Twenty Two
23 | Twenty Three
24 | Twenty Four
25 | Twenty Five
26 | Twenty Six
27 | Twenty Seven
28 | Twenty Eight
29 | Twenty Nine
30 | Thirty
31 | Thirty One
32 | Thirty Two
33 | Thirty Three
34 | Thirty Four
35 | Thirty Fivr
36 | Thirty Six
37 | Thirty Seven
38 | Thirty Eight
39 | Thirty Nine
40 | Forty
41 | Forty One
42 | Forty Two
43 | Forty Three
44 | Forty Four
45 | Forty Five
46 | Forty Six
47 | Forty Seven
48 | Forty Eight
49 | Forty Nine
50 | Fifty
51 | Fifty One
52 | Fifty Two
53 | Fifty Three
54 | Fifty Four
55 | Fifty Five
56 | Fifty Six
57 | Fifty Seven
58 | Fifty Eight
59 | Fifty Nine
60 | Sixty
61 | Sixty One
62 | Sixty Two
63 | Sixty Three
64 | Sixty Four
65 | Sixty Five
66 | Sixty Six
67 | Sixty Seven
68 | Sixty Eight
69 | Sixty Nine
70 | Seventy
71 | Seventy One
72 | Seventy Two
73 | Seventy Three
74 | Seventy Four
75 | Seventy Five
76 | Seventy Six
77 | Seventy Seven
78 | Seventy Eight
79 | Seventy Nine
80 | Eighty
81 | Eighty One
82 | Eighty Two
83 | Eighty Three
84 | Eighty Four
85 | Eighty Five
86 | Eighty Six
87 | Eighty Seven
88 | Eighty Eight
89 | Eighty Nine
90 | Ninety
91 | Ninety One
92 | Ninety Two
93 | Ninety Three
94 | Ninety Four
95 | Ninety Five
96 | Ninety Six
97 | Ninety Seven
98 | Ninety Eight
99 | Ninety Nine
100 | One Hundred