## Sheet1 (hidden)
RFX. No.5002003245 NIT-434
Name of the Package | Construction of Residential Quarters at Biharsharif and demolition of Old Quarters (Brick Masonry) under Add Cap

## Basic
RFX. No.5002003245 NIT-434
Construction of Residential Quarters at Biharsharif and demolition of Old Quarters (Brick Masonry) under Add Cap
General Guidelines for filling up the Price Schedule and other attachments.
1 | Fill only Green shaded cells in Details and Schedule-I.
2 | All the cells in Summary will be auto filled, therefore no cell is required to be filled in that sheet.
3 | Instructions ,if any will be displayed automatically after selecting the cell.
Click here to proceed.
पावर ग्रिड कारपोरेशन ऑफ इण्डिया लिमिटेड
(भारत सरकार का उद्यम)
Power Grid Corporation of India Limited
(A Government of India Enterprises)

## Details
RFX. No.5002003245 NIT-434
Construction of Residential Quarters at Biharsharif and demolition of Old Quarters (Brick Masonry) under Add Cap
Enter the following details of the bidder
Name of the bidder
Address
Contact No.
E-mail
Alternative E-mail
Printed Name
Designation
Place
Date

## Schedule-I
RFX. No.5002003245 NIT-434
Construction of Residential Quarters at Biharsharif and demolition of Old Quarters (Brick Masonry) under Add Cap
Schedule-I of Price Bid
Name of the bidder |  | 0 |  |  | To,
Address |  | 0 |  |  | Contracts and Materials Department
|  | 0 |  |  | POWER GRID CORPORATION OF INDIA LIMITED
|  | 0 |  |  | VIDYUT BOARD COLONY, SHASTRINAGAR, PATNA-23
Sl. No. | Name of Work |  | Description |  |  |  | Total Cost Estimate
1 | TOWER 1 CIVIL including Lift |  | Foundation and Plinth Ground Floor First Floor Second Floor Third Floor Terrace,Parapet and Mumty LIFT(Supply and Installation).Details given in subsequent sheets . |  |  |  | 49972699.5803
2 | TOWER 2 CIVIL including Lift |  | Foundation and Plinth Ground Floor First Floor Second Floor Third Floor Fourth Floor Terrace,Parapet and Mumty SUPPLY AND INSTALLATION OF LIFT .Details given in subsequent sheets . |  |  |  | 37234151.1191
3 | Peripheral Drain |  | construction of New Drain(SEC AA) for drainage of Colony drain water and Rain water |  |  |  | 1171863
4 | Peripheral road, Paver Block etc. |  | CONSTRUCTIN OF TOWNSHIP ROAD,ROAD,PAVER BLOCK AND KERB STONE AT BIHARSHARIF SUB-STATION UNDER ADD CAP |  |  |  | 4669542.052
5 | Dismantling of old qtrs |  | Dismantling of residential quarters of old A & B-Type quarters and existing road of colony at POWERGRID, Biharsharif Substation.Details given in subsequent sheets . |  |  |  | 3939821
6 | Main Power Supply System |  | Electrification Main Power supply system of Township at 400/220 kV Biharsharif SS.Details given in subsequent sheets . |  |  |  | 1267368
7 | PHE, Septic Tank, Rain water Harvesting etc. |  | ELECTRICAL & TELEPHONE WIRING FOR BIHARSHARIF SUBSTATION.Details given in subsequent sheets . |  |  |  | 7504333.9512
8 | Modular Kitchen |  | Insatallation of modular kitchen at kitchen in Colony POWERGRID, Biharsharif sub-station.Details given in subsequent sheets . |  |  |  | 4831212
9 | Modular Wardrobe |  | Insatallation of modular wardrobe in Colony POWERGRID, Biharsharif sub-station.(Tower 1 & Tower 2).Details given in subsequent sheets . |  |  |  | 5792891
10 | ELECTRICAL |  | ELECTRICAL & TELEPHONE WIRING FOR BIHARSHARIF SUBSTATION.Details given in subsequent sheets . |  |  |  | 5896965.2234
11 | Landscaping |  | Beautification of Landscapping Work BIHARSHARIF SS. Details given in subsequent sheets . |  |  |  | 752707.5
Total amount for the work "Construction of Residential Quarters at Biharsharif and demolition of Old Quarters (Brick Masonry) under Add Cap" | [6 empty] | 123033554.4259
Above and below (in %): To be quoted by bidde | [6 empty] | 0%
Quoted Price(Rs) | [6 empty] | 123033554.4259
GST (in percentage )@ |  |  |  | 18% | on Quoted Price |  | 22146039.7967
Total amount including taxes | [6 empty] | 145179594.2226
Note: If any part of price which required to be filled by bidder kept blank, the bid price shall be considered as inclusive and evaluation shall be done accordingly
Date | 0 |  |  |  | Printed name | 0
Place | 0 |  |  |  | Designation | 0

## Summary
RFX. No.5002003245 NIT-434
Construction of Residential Quarters at Biharsharif and demolition of Old Quarters (Brick Masonry) under Add Cap
Name of the bidder |  | 0 |  | To,
Address |  | 0 |  | Contracts and Materials Department
|  | 0 |  | POWER GRID CORPORATION OF INDIA LIMITED
|  | 0 |  | VIDYUT BOARD COLONY, SHASTRINAGAR, PATNA-23
We declare that following are our Total Bid Prices in Rupees for the expenditure incurred for the entire scope of work as specified in the specifications and documents. We have indicated Total Estimated Cost as indicated in the "Bill of Quantity(BOQ) & Prices" covering entire scope of works enclosed herewith as Schedule-I.
I |  | Total for services/Installation as per Schedule-I |  |  |  | 123033554.4259
II |  | Total GST |  |  |  | 22146039.7967
III |  | Toal BID Price including all taxes |  |  |  | 145179594.2226
Date | 0 |  | Printed Name |  | 0
Place | 0 |  | Designation |  | 0

## Tower-1 Abstract of cost
Abstract of cost for the proposed construction of Residential Dwelling Unit at - Biharsharif (Bihar)
Tower-1
Serial | Particular | Amount
1 | Foundation and Plinth | 9935351.208
2 | Ground Floor | 7341604.3585
3 | First Floor | 9689633.9296
4 | Second Floor | 9771638.9977
5 | Third Floor | 9771638.9977
6 | Terrace,Parapet and Mumty | 2001815.1398
7 | LIFT(Supply and Installation)PAR rate | 1461016.9492
8 | Total Cost (GST Extra as applicable) | 49972699.5803

## Plinth
Construction of Residential Dwelling unit at - Biharsharif (Bihar)
BOQ- Upto Plinth Level
SN | DSR 2023 | Particulars | No. | Length | Width | Height | Quantity | Unit | Rate | Rate | Amount
1 | 2.8 | Earth work in excavation by mechanical means ( Hydraulic excavator)/ manual means in foundation trenches or drains (not exceding 1.5 m in width or 10 sqm on plan) including dressing of sides and ramming of bottoms, including getting out the excavated soil and disposal of surplus excavated soil as directed, with all lead & lifts.
| 2.8.1 | All Kinds of soil
|  | F1 | 26 | 2.8 | 2.2 | 2.5 | 400.4
|  | F2 | 20 | 3.2 | 2.5 | 2.5 | 400
|  | F3 | 22 | 3.6 | 3.2 | 2.5 | 633.6
|  | Tie beam ( 250 th.) | 5 | 150 | 0.3 | 0.4 | 90
|  | Total |  |  |  |  | 1524 | Cu m | 260.3 | 220.5932 | 336184.0678
[10 empty] | 0 | 0
2 | 2.25 | Filling available excavated earth(excluding rock) in trenches , plinth, sides of foundations etc. in layers not exceeding 20cm in depth: consolidating each deposited layer by ramming and watering, lead up to 50 m and lift upto 1.5 m.
Total Excavation =1524.00 , Refilling @ 60 % of total excavation = 1524 x 0.60 =914.4 or say = 914 m3
|  | Total |  |  |  |  | 914 | Cu m | 196 | 166.1017 | 151816.9492
[10 empty] | 0 | 0
3 | 2.27 | Supplying and filling in plinth with local sand under floors including, watering, ramming consolidating and dressing complete.
|  | F1 | 26 | 2.65 | 2.25 | 0.1 | 15.5025
|  | F2 | 20 | 2.95 | 2.45 | 0.1 | 14.455
|  | F3 | 22 | 3.25 | 2.65 | 0.1 | 18.9475
|  | Under plinth ( Total site should be raised yp to 0.45 m ) Total site area = 414 m2 and av. Depth of filling = 0.45 m | 1 | 414 |  | 0.45 | 186.3
|  | Deduction ( available excavated earth form foundation = total excavation - filling available earth = 552.96 - 331.78= 221.18 or say = 221 cum) |  |  |  |  | -221
|  | Brick work up to plinth |  |  |  |  | 0.83016
|  | Total |  |  |  |  | 15.0352 | Cu m | 2123.75 | 1799.7881 | 27060.0958
4 | ANALYSIS DSR23 11.1 | Providing brick of class designation 75 in one brick flat soling joints filled with local sand including cost of watering taxes royalty all complete as per specification and direction of Engineer-in-charge.
|  | F1 | 26 | 2.8 | 2.2 |  | 160.16
|  | F2 | 20 | 3.2 | 2.5 |  | 160
|  | F3 | 22 | 3.6 | 3.2 |  | 253.44
|  | Plinth ( area = 414 m2 ) | 1 | 414 |  |  | 414
|  | Total |  |  |  |  | 987.6 | Sq m | 475 | 402.5424 | 397550.8475
5 | 4.1 | Providing and laying in position cement concrete of specified grade excluding the cost of centring and shuttering-all work upto plinth level.
| 4.1.3 | 1:2:4 ( 1 Cement:2 coarse sand: 4 graded stone aggregate 20 mm nominal size)
Foundation
|  | F1 | 26 | 2.8 | 2.2 | 0.075 | 12.012
|  | F2 | 20 | 3.2 | 2.5 | 0.075 | 12
|  | F3 | 22 | 3.6 | 3.2 | 0.075 | 19.008
|  | Plinth | 1 | 414 |  | 0.075 | 43.02
|  | Total |  |  |  |  | 86.04 | Cu m | 7878.5 | 6676.6949 | 574462.8305
6 | 5.1 | Providing and laying in position specified grade of reinforced cement concrete excluding the cost of centring, shuttering, finishing and reinforcement-all work upto plinth level.
| 5.1.2 | 1:1:5:3 (1 cement: 1.5 coarse sand: 3 graded stone aggregate 20 mm nominal size)
|  | F1 | 26 | 2.8 | 2.2 | 0.5 | 80.08
|  | Pedestal | 26 | 0.75 | 0.55 | 0.15 | 1.6087
|  | F2 | 20 | 3.2 | 2.5 | 0.6 | 96
|  | Pedestal | 20 | 0.75 | 0.55 | 0.15 | 1.2375
|  | F3 | 22 | 3.6 | 3.2 | 0.75 | 190.08
|  | Pedestal | 22 | 0.75 | 0.55 | 0.15 | 1.3613
Column below FGL
|  | C1 | 56 | 0.3 | 0.6 | 1 | 10.08
|  | C2 | 12 | 0.3 | 0.5 | 1 | 1.8
|  | Lift wall | 1 | 8.15 | 0.2 | 1.3 | 2.119
|  |  | 68 |  |  |  | 0
|  | Tie Beam |  |  |  |  | 0
|  | Size ( 250 x 500 ) |  |  |  |  | 0
|  | Along grid A (7-13) | 1 | 8.85 | 0.25 | 0.5 | 1.1062
|  | Along Grid B (7-11) | 1 | 5.275 | 0.25 | 0.5 | 0.65938
|  | Along grid C (11-13) | 1 | 3.57 | 0.25 | 0.5 | 0.44625
|  | Along grid D (7-8) | 1 | 2.25 | 0.25 | 0.5 | 0.28125
|  | Along grid E & F (8-13) | 2 | 6.575 | 0.25 | 0.5 | 1.6438
|  | Along grid F (15-18) | 1 | 5.85 | 0.25 | 0.5 | 0.73125
|  | Along grid G (1-17) | 1 | 26 | 0.25 | 0.5 | 3.25
|  | Along grid H (5-7) | 1 | 3.55 | 0.25 | 0.5 | 0.44375
|  | Along Grid H (17-18) | 1 | 3.975 | 0.25 | 0.5 | 0.49688
|  | Along grid J (14-18) | 1 | 7.2 | 0.25 | 0.5 | 0.9
|  | Along grid K (7-13) | 1 | 9.1 | 0.25 | 0.5 | 1.1375
|  | Along grid K (1-7) | 1 | 10.62 | 0.25 | 0.5 | 1.3275
|  | Along grid L (1-2) | 1 | 4.1 | 0.25 | 0.5 | 0.5125
|  | Along grid L (13-14) | 1 | 3.55 | 0.25 | 0.5 | 0.44375
|  | Along grid M (2-18) | 1 | 25.875 | 0.25 | 0.5 | 3.2344
|  | Along grid N (1-4) | 1 | 5.85 | 0.25 | 0.5 | 0.73125
|  | Along grid N (6-12) | 1 | 8.75 | 0.25 | 0.5 | 1.0938
|  | Along grid P (7-12) | 1 | 6.575 | 0.25 | 0.5 | 0.82188
|  | Along grid Q (12-13) | 1 | 2.52 | 0.25 | 0.5 | 0.315
|  | Along grid R & S (7-13) | 2 | 8.85 | 0.25 | 0.5 | 2.2125
|  | Along grid 1 (G-N) | 1 | 8.85 | 0.25 | 0.5 | 1.1062
|  | Along grid 2 (K-N) | 1 | 5.275 | 0.25 | 0.5 | 0.65938
|  | Along grid 3 (G-K) | 1 | 3.575 | 0.25 | 0.5 | 0.44688
|  | Along grid 4 & 6 (M-N) | 2 | 2.252 | 0.25 | 0.5 | 0.563
|  | Along grid 5 (G-M) | 1 | 6.575 | 0.25 | 0.5 | 0.82188
|  | Along grid 7 (A-E) | 1 | 5.85 | 0.25 | 0.5 | 0.73125
|  | Along grid 7 (G-S) | 1 | 9.35 | 0.25 | 0.5 | 1.1687
|  | Along grid 8 (B-G) | 1 | 9.175 | 0.25 | 0.5 | 1.1469
|  | Along grid 9 (G-N) | 1 | 8.85 | 0.25 | 0.5 | 1.1062
|  | Along grid 10 (A-B) | 1 | 4.1 | 0.25 | 0.5 | 0.5125
|  | Along grid 10 (P-S) | 1 | 7.2 | 0.25 | 0.5 | 0.9
|  | Along grid 11 (A-E) | 1 | 7.2 | 0.25 | 0.5 | 0.9
|  | Along grid 11 (R-S) | 1 | 4.1 | 0.25 | 0.5 | 0.5125
|  | Along grid 12 (M-R) | 1 | 9.175 | 0.25 | 0.5 | 1.1469
|  | Along grid 13 (A-M) | 1 | 19.35 | 0.25 | 0.5 | 2.4188
|  | Along grid 13 (Q-S) | 1 | 5.58 | 0.25 | 0.5 | 0.6975
|  | Along grid 14 (G-M) | 1 | 6.575 | 0.25 | 0.5 | 0.82188
|  | Along grid 15 (F-G) | 1 | 2.525 | 0.25 | 0.5 | 0.31562
|  | Along grid 16 (J-M) | 1 | 3.575 | 0.25 | 0.5 | 0.44688
|  | Along grid 17 (F-J) | 1 | 5.275 | 0.25 | 0.5 | 0.65938
|  | Along grid 18 (F-M) | 1 | 8.85 | 0.25 | 0.5 | 1.1062
|  | Toilet Beam | 4 | 6.4 | 0.125 | 0.4 | 1.28
|  | Total length of 250 x 500 tie beam |  | 319.819
|  | Total Length of 125 x 400 tie beam |  | 25.6
R.C.C. band at plinth
|  | 250 thick |  | 44.275 | 0.25 | 0.075 | 0.83016
|  | Total |  |  |  |  | 426.454 | Cu m | 9045.75 | 7665.8898 | 3269149.6213
7 | 5.22 | Reinforcement for RCC work including straightening, cutting, bending, placing in position and binding all complete upto plinth level
|  | Total RCC |  | 426.454
|  | Steel in kg/ cum | 120 |  |  |  | 51174.4837
| 5.22.6 | Thermo-Mechanically Treated bars of grade Fe-500D or more |  |  |  |  | 51174.4837 | Kg | 107.85 | 91.3983 | 4677261.0783
8 | 5.9 | Centring and shuttering including strutting, propping etc. and removal of form | [8 empty] | 0
| 5.9.1 | Footing
|  | F1 | 26 | 10 |  | 0.5 | 130
|  | Pedestal | 26 | 2.6 |  | 0.15 | 10.14
|  | F2 | 20 | 11.4 |  | 0.5 | 114
|  | Pedestal | 20 | 2.6 |  | 0.15 | 7.8
|  | F3 | 22 | 13.6 |  | 0.5 | 149.6
|  | Pedestal | 22 | 2.6 |  | 0.15 | 8.58
|  | Total |  |  |  |  | 420.12 | Sq m | 392.15 | 332.3305 | 139618.6932
| 5.9.5 | Tie beam
|  | 250 x 500 size | 1 | 319.819 |  | 1 | 319.819
|  | 250 x 500 size | 1 | 44.275 |  | 1 | 44.275
|  | 125 x 400 size | 1 | 25.6 |  | 0.8 | 20.48
|  | Total |  |  |  |  | 384.574 | Sq m | 736.4 | 624.0678 | 240000.2488
| 5.9.6 | Column
|  | C1 | 56 | 1.8 |  | 1 | 100.8
|  | C2 | 12 | 1.6 |  | 1 | 19.2
|  | Lift wall | 1 | 16.3 |  | 1.3 | 21.19
|  | Total |  |  |  |  | 141.19 | Sq m | 961.3 | 814.661 | 115021.989
| 5.9.15 | Bands
|  | 250 thick |  | 44.275 |  | 0.15 | 6.6412
|  | Total |  |  |  |  | 6.6412 | S qm | 392.15 | 332.3305 | 2207.09
9 | 6.1 | Brick work with common burnt clay F.P.S. ( Non modular) bricks of class designation 7.5 in foundation and plinth
| 6.1.2 | Cement mortar 1:6( 1 cement:6 coarse sans) |  | 44.275 | 0.25 | 0.075 | 0.83016
|  | Total |  |  |  |  | 0.83016 | cum | 7132.25 | 6044.2797 | 5017.6965
|  | Grand Total(GST Extra as applicable) = | [8 empty] | 9935351.208

## Ground
Construction of Residential Dwelling unit at-Biharsharif (Bihar)
BOQ - Ground Floor
SN | DSR-2023 | Particulars | No. | Length | Width | Height | Quantity | Unit | Rate | Rate | Amount
1 | 5.2.2 | providing RCC (1:1.5:3) with graded stone chips of 20 mm nominal size in Column, Stiffener, Plinth band excluding the cost of centring, shuttering and reinforcement all complete
|  | C1 | 56 | 0.3 | 0.6 | 2.4 | 24.192
|  | C2 | 12 | 0.3 | 0.5 | 2.4 | 4.32
|  | Total | 68 |  |  |  | 28.512 | Cu m | 10852.95 | 9197.4153 | 262236.7037
2 (a) | 5.3 | Providing RCC (1:1.5:3) in Band at Lintel, Beam at Lintel, Roof Beam excluding the cost of centring, shuttering and reinforcement | [7 empty] | 0 | 0
|  | Lintel over Door | [7 empty] | 0 | 0
|  | D2 | 1 | 1.15 | 0.25 | 0.15 | 0.043125 |  |  | 0 | 0
|  | D3 | 1 | 1 | 0.125 | 0.15 | 0.01875 |  |  | 0 | 0
|  | Roof beam | [7 empty] | 0 | 0
|  | Beam size 250 x 600 | [7 empty] | 0 | 0
|  | Along grid A (7-13) | 1 | 9.325 | 0.25 | 0.465 | 1.084 |  |  | 0 | 0
|  | Along Grid B (7-11) | 1 | 5.75 | 0.25 | 0.465 | 0.66844 |  |  | 0 | 0
|  | Along grid C (11-13) | 1 | 3.57 | 0.25 | 0.465 | 0.41501 |  |  | 0 | 0
|  | Along grid D (7-8) | 1 | 2.25 | 0.25 | 0.465 | 0.26156 |  |  | 0 | 0
|  | Along grid E & F (8-13) | 2 | 6.575 | 0.25 | 0.465 | 1.5287 |  |  | 0 | 0
|  | Along grid F (15-18) | 1 | 7.35 | 0.25 | 0.465 | 0.85444 |  |  | 0 | 0
|  | Along grid G (1-17) | 1 | 27.5 | 0.25 | 0.465 | 3.1969 |  |  | 0 | 0
|  | Along grid H (5-7) | 1 | 3.55 | 0.25 | 0.465 | 0.41269 |  |  | 0 | 0
|  | Along Grid H (17-18) | 1 | 5.475 | 0.25 | 0.465 | 0.63647 |  |  | 0 | 0
|  | Along grid J (14-18) | 1 | 8.7 | 0.25 | 0.465 | 1.0114 |  |  | 0 | 0
|  | Along grid K (7-13) | 1 | 9.1 | 0.25 | 0.465 | 1.0579 |  |  | 0 | 0
|  | Along grid K (1-7) | 1 | 12.12 | 0.25 | 0.465 | 1.4089 |  |  | 0 | 0
|  | Along grid L (1-2) | 1 | 5.6 | 0.25 | 0.465 | 0.651 |  |  | 0 | 0
|  | Along grid L (13-14) | 1 | 3.55 | 0.25 | 0.465 | 0.41269 |  |  | 0 | 0
|  | Along grid M (2-18) | 1 | 27.375 | 0.25 | 0.465 | 3.1823 |  |  | 0 | 0
|  | Along grid N (1-4) | 1 | 7.35 | 0.25 | 0.465 | 0.85444 |  |  | 0 | 0
|  | Along grid N (6-12) | 1 | 8.75 | 0.25 | 0.465 | 1.0172 |  |  | 0 | 0
|  | Along grid P (7-12) | 1 | 6.575 | 0.25 | 0.465 | 0.76434 |  |  | 0 | 0
|  | Along grid Q (12-13) | 1 | 2.52 | 0.25 | 0.465 | 0.29295 |  |  | 0 | 0
|  | Along grid R & S (7-13) | 2 | 10.35 | 0.25 | 0.465 | 2.4064 |  |  | 0 | 0
|  | Along grid 1 (G-N) | 1 | 9.325 | 0.25 | 0.465 | 1.084 |  |  | 0 | 0
|  | Along grid 2 (K-N) | 1 | 5.75 | 0.25 | 0.465 | 0.66844 |  |  | 0 | 0
|  | Along grid 3 (G-K) | 1 | 3.575 | 0.25 | 0.465 | 0.41559 |  |  | 0 | 0
|  | Along grid 4 & 6 (M-N) | 2 | 2.252 | 0.25 | 0.465 | 0.52359 |  |  | 0 | 0
|  | Along grid 5 (G-M) | 1 | 6.575 | 0.25 | 0.465 | 0.76434 |  |  | 0 | 0
|  | Along grid 7 (A-E) | 1 | 7.35 | 0.25 | 0.465 | 0.85444 |  |  | 0 | 0
|  | Along grid 7 (G-S) | 1 | 20.85 | 0.25 | 0.465 | 2.4238 |  |  | 0 | 0
|  | Along grid 8 (B-G) | 1 | 9.175 | 0.25 | 0.465 | 1.0666 |  |  | 0 | 0
|  | Along grid 9 (G-N) | 1 | 8.85 | 0.25 | 0.465 | 1.0288 |  |  | 0 | 0
|  | Along grid 10 (A-B) | 1 | 5.6 | 0.25 | 0.465 | 0.651 |  |  | 0 | 0
|  | Along grid 10 (P-S) | 1 | 8.7 | 0.25 | 0.465 | 1.0114 |  |  | 0 | 0
|  | Along grid 11 (A-E) | 1 | 8.7 | 0.25 | 0.465 | 1.0114 |  |  | 0 | 0
|  | Along grid 11 (R-S) | 1 | 5.6 | 0.25 | 0.465 | 0.651 |  |  | 0 | 0
|  | Along grid 12 (M-R) | 1 | 9.175 | 0.25 | 0.465 | 1.0666 |  |  | 0 | 0
|  | Along grid 13 (A-M) | 1 | 20.85 | 0.25 | 0.465 | 2.4238 |  |  | 0 | 0
|  | Along grid 13 (Q-S) | 1 | 7.08 | 0.25 | 0.465 | 0.82305 |  |  | 0 | 0
|  | Along grid 14 (G-M) | 1 | 6.575 | 0.25 | 0.465 | 0.76434 |  |  | 0 | 0
|  | Along grid 15 (F-G) | 1 | 2.525 | 0.25 | 0.465 | 0.29353 |  |  | 0 | 0
|  | Along grid 16 (J-M) | 1 | 3.575 | 0.25 | 0.465 | 0.41559 |  |  | 0 | 0
|  | Along grid 17 (F-J) | 1 | 5.75 | 0.25 | 0.465 | 0.66844 |  |  | 0 | 0
|  | Along grid 18 (F-M) | 1 | 9.325 | 0.25 | 0.465 | 1.084 |  |  | 0 | 0
|  | Toilet Beam | 4 | 6.4 | 0.125 | 0.465 | 1.488 |  |  | 0 | 0
|  | Balcony | 8 | 3.3 | 0.125 | 0.465 | 1.5345 |  |  | 0 | 0
[10 empty] | 0 | 0
|  | Total |  |  |  |  | 44.8959 | Cu m | 11505.5 | 9750.4237 | 437754.0121
|  | Total Length of 250 x 600 beam |  | 359.669 | [5 empty] | 0 | 0
|  | Total Length of 125 x 600 beam |  | 52 | [5 empty] | 0 | 0
[10 empty] | 0 | 0
2(b) | 5.3 | Providing RCC (1:1.5:3) in Roof slab, Landing excluding the cost of centring, shuttering and reinforcement | [7 empty] | 0 | 0
|  | Roof slab | 4 | 5.85 | 8.85 | 0.13 | 26.9217 |  |  | 0 | 0
|  |  | 4 | 4.65 | 6.575 | 0.13 | 15.8984 |  |  | 0 | 0
|  | Lobby Area | 1 | 93.33 |  | 1.13 | 105.4629 |  |  | 0 | 0
|  | Slab Beam Bottom | 4 | 4.1 | 0.475 | 0.13 | 1.0127 |  |  | 0 | 0
|  | Slab beam top | 4 | 4.1 | 0.475 | 0.13 | 1.0127 |  |  | 0 | 0
|  | Balcony projection | 8 | 3.675 | 1.5 | 0.15 | 6.615 |  |  | 0 | 0
|  | Chajja W3 | 2 | 1.2 | 0.6 | 0.075 | 0.108 |  |  | 0 | 0
|  | Deductions for openings (stair) | -1 | 2.55 | 3.45 | 0.13 | -1.1437 |  |  | 0 | 0
|  | Lift | -1 | 2.05 | 2.05 | 0.13 | -0.54632 |  |  | 0 | 0
|  | Total |  |  |  |  | 155.3414 | Cu m | 11505.5 | 9750.4237 | 1514643.9851
2© | 5.3 | Providing RCC (1:1.5:3) in Staircase excluding the cost of centring, shuttering and reinforcement | [7 empty] | 0 | 0
|  | Waist slab | 2 | 3 | 1.2 | 0.15 | 1.08 |  |  | 0 | 0
|  | Landing | 1 | 1.45 | 2.55 | 0.15 | 0.55462 |  |  | 0 | 0
|  | Steps | 20 | 1.2 | 0.25 | 0.075 | 0.45 |  |  | 0 | 0
|  | Total |  |  |  |  | 2.0846 | Cu m | 11505.5 | 9750.4237 | 20325.9771
3 | 5.22 | Reinforcement for RCC work including straightening, cutting, bending, placing in position and binding all complete | [7 empty] | 0 | 0
| 5.22.6 | Thermo-Mechanically Treated bars of grade Fe-500D of more | [7 empty] | 0 | 0
|  | Total RCC |  | 230.8339 | [5 empty] | 0 | 0
|  | Steel in kg | 120 |  |  |  | 27700.0645 | Kg | 107.85 | 91.3983 | 2531738.9506
4 | 5.9 | Centring and shuttering including strutting, propping etc. and Removal of form for: | [7 empty] | 0 | 0
a | 5.9.3 | Suspended floors, roofs, landings, balconies and access platform | [7 empty] | 0 | 0
|  | Roof slab | 4 | 5.85 | 8.85 |  | 51.7725 |  |  | 0 | 0
|  |  | 4 | 4.65 | 6.575 |  | 30.5738 |  |  | 0 | 0
|  | Lobby Area | 1 | 93.33 |  |  | 93.33 |  |  | 0 | 0
|  | Slab Beam Bottom | 4 | 4.1 | 0.475 |  | 7.79 |  |  | 0 | 0
|  | Slab beam top | 4 | 4.1 | 0.475 |  | 7.79 |  |  | 0 | 0
|  | Balcony projection | 8 | 3.675 | 1.5 |  | 44.1 |  |  | 0 | 0
|  | Chajja W3 | 2 | 1.2 | 0.6 |  | 1.44 |  |  | 0 | 0
|  | Deductions for openings (stair) | -1 | 2.55 | 3.45 |  | -8.7975 |  |  | 0 | 0
|  | Lift anf duct | -1 | 2.05 | 2.05 |  | -4.2025 |  |  | 0 | 0
|  | Total |  |  |  |  | 223.7962 | Sq m | 927.25 | 785.8051 | 175860.2312
b | 5.9.5 | Lintel, Beam | [7 empty] | 0 | 0
|  | D2 | 1 | 1.15 | 0.55 |  | 0.6325 |  |  | 0 | 0
|  | D3 | 1 | 1 | 0.425 |  | 0.425 |  |  | 0 | 0
|  | Roof Beam | [7 empty] | 0 | 0
|  | beam size 250 x 600 | 1 | 359.669 | 0.965 |  | 347.0806 |  |  | 0 | 0
|  | Beam size 125 x 600 | 1 | 52 | 0.715 |  | 37.18 |  |  | 0 | 0
|  | Total |  |  |  |  | 385.3181 | Sq m | 736.4 | 624.0678 | 240464.6083
c | 5.9.19 | Chajja | [7 empty] | 0 | 0
|  | W3 | 2 | 1.35 | 0.6 |  | 1.62 |  |  | 0 | 0
|  | Total |  |  |  |  | 1.62 | Sq m | 951.1 | 806.0169 | 1305.7475
d | 5.9.6 | Column and Stiffener | [7 empty] | 0 | 0
|  | C1 | 56 | 1.8 |  | 2.4 | 241.92 |  |  | 0 | 0
|  | C2 | 12 | 1.6 |  | 2.4 | 46.08 |  |  | 0 | 0
|  | Total |  |  |  |  | 288 | Sq m | 961.3 | 814.661 | 234622.3729
e | 5.9.7 | Stair | [7 empty] | 0 | 0
|  | Waist slab | 2 | 3 | 1.2 |  | 7.2 |  |  | 0 | 0
|  | Landing | 1 | 1.2 | 2.55 |  | 3.06 |  |  | 0 | 0
|  | Side | 2 | 3 | 0.3 |  | 1.8 |  |  | 0 | 0
|  | Steps | 20 | 1.2 | 0.25 |  | 6 |  |  | 0 | 0
|  | Total |  |  |  |  | 18.06 | Sq m | 764.95 | 648.2627 | 11707.6246
5 | 6.4 | Brick work with common burnt clay F.P.S (Non modular) brick of class designation 7.5 in superstructure above plinth level up to V level in all shapes and size in | [7 empty] | 0 | 0
| 6.4.2 | F.P.S Brick work with Cement Mortar (1:6) in superstructure | [7 empty] | 0 | 0
|  | wall 250mm thk. | 1 | 36.74 | 0.25 | 2.4 | 22.044 |  |  | 0 | 0
|  | Deduction for openings | [7 empty] | 0 | 0
|  | Lift door | -4 | 0.6 | 0.25 | 2.1 | -1.26 |  |  | 0 | 0
|  | W3 | -2 | 1.2 | 0.25 | 1.5 | -0.9 |  |  | 0 | 0
|  | V | -1 | 0.6 | 0.25 | 1.05 | -0.1575 |  |  | 0 | 0
|  | Total |  |  |  |  | 19.7265 | Cu m | 9105.95 | 7716.9068 | 152227.5616
6 | 6.13 | Half Brick Masonry with common burnt clay F.P.S (Non modular) brick of class designation 7.5 in superstructure above plinth level up to floor V level | [7 empty] | 0 | 0
| 6.13.2 | F.P.S Brick work with Cement Mortar (1:4) in superstructure | [7 empty] | 0 | 0
|  | Inner wall (125 mm thk.) | 1 | 10.55 |  | 2.55 | 26.9025 |  |  | 0 | 0
|  | Deduction for openings | [7 empty] | 0 | 0
|  | D2 | -1 | 1 |  | 2.1 | -2.1 |  |  | 0 | 0
|  | Total |  |  |  |  | 24.8025 | sqm | 1123.8 | 952.3729 | 23621.2284
7 | 13.16 | 6 MM CEMENT PLASTER | [7 empty] | 0 | 0
| 13.16.1 | 6 mm (1:3) Ceiling plaster | [7 empty] | 0 | 0
|  | Roof slab | 4 | 5.85 | 8.85 |  | 207.09 |  |  | 0 | 0
|  |  | 4 | 4.65 | 6.575 |  | 122.295 |  |  | 0 | 0
|  | Lobby Area | 1 | 93.33 |  |  | 93.33 |  |  | 0 | 0
|  | Slab Beam Bottom | 4 | 4.1 | 0.475 |  | 7.79 |  |  | 0 | 0
|  | Slab beam top | 4 | 4.1 | 0.475 |  | 7.79 |  |  | 0 | 0
|  | Balcony projection | 8 | 3.675 | 1.5 |  | 44.1 |  |  | 0 | 0
|  | Chajja W3 | 2 | 1.2 | 0.6 |  | 1.44 |  |  | 0 | 0
|  | Chajja V | 1 | 0.6 | 0.6 |  | 0.36 |  |  | 0 | 0
|  | Deductions for openings (stair) | -1 | 2.55 | 3.45 |  | -8.7975 |  |  | 0 | 0
|  | Lift | -1 | 2.05 | 2.05 |  | -4.2025 |  |  | 0 | 0
|  | Total |  |  |  |  | 471.195 | Sq m | 300.45 | 254.6186 | 119975.032
8 | 13.4.2 | 12 mm (1:6) cement Plaster | [7 empty] | 0 | 0
|  | internal plaster | [7 empty] | 0 | 0
|  | Guard room | 1 | 15.25 |  | 2.87 | 43.7675 |  |  | 0 | 0
|  | Toil | 1 | 7.4 |  | 2.55 | 18.87 |  |  | 0 | 0
|  | Lift and duct | 1 | 15.7 |  | 3 | 47.1 |  |  | 0 | 0
|  | stair | 1 | 10.15 |  | 2.85 | 28.9275 |  |  | 0 | 0
|  | Col. (0.3x 0.6) | 56 | 1.8 |  | 2.4 | 241.92 |  |  | 0 | 0
|  | Col.(0.5x0.5) | 12 | 2.1 |  | 2.4 | 60.48 |  |  | 0 | 0
|  | Length of 250 x 600 beam | 1 | 359.669 |  | 0.72 | 258.9617 |  |  | 0 | 0
|  | D1 | -1 | 1 |  | 2.1 | -2.1 |  |  | 0 | 0
|  | Lift door | -1 | 0.8 |  | 2.1 | -1.68 |  |  | 0 | 0
|  | W3 | -2 | 1.2 |  | 1.65 | -3.96 |  |  | 0 | 0
|  | V | -1 | 0.6 |  | 1.05 | -0.63 |  |  | 0 | 0
|  | Col. 20 mm plaster |  |  |  |  | -144 |  |  | 0 | 0
|  | Total |  |  |  |  | 547.6567 |  |  | 0 | 0
|  | Total 12 mm plaster |  |  |  |  | 547.6567 | Sq m | 343.65 | 291.2288 | 159493.4052
9 | 13.5.2 | 15 mm Cement plaster of rough side of single or half brick wall of mix 1:6 ( 1 cement:6 coarse sand) | [7 empty] | 0 | 0
|  | Length of 125 the. Wall ( one side) | 1 | 52 |  | 2.4 | 124.8 |  |  | 0 | 0
|  | Total |  |  |  |  | 124.8 | sqm | 395.35 | 335.0424 | 41813.2881
10 | 13.6.2 | 20 mm Cement plaster of mix 1:6 ( 1 cement : 6 coarse sand) | [7 empty] | 0 | 0
|  | Outer wall | 1 | 11.6 |  | 3 | 34.8 |  |  | 0 | 0
|  | Beam 250 x 600 | 1 | 359.669 |  | 0.6 | 215.8014 |  |  | 0 | 0
|  | Col. | 1 | 60 |  | 2.4 | 144 |  |  | 0 | 0
|  | Total |  |  |  |  | 394.6014 | Sq m | 466.05 | 394.9576 | 155850.8326
11 | 13.73 | Forming groove of uniform size in plaster as per approved pattern using wooden battens, nailed to the under layer including removal of wooden battens, repairs to the ecges of plaster panel and finishing the groove complete as per specifications and direction of the Engineer-in-charge. | [7 empty] | 0 | 0
| 13.73.2 | 20 mm wide and 15 mm deep grove |  | 150 |  |  |  | meter | 75.8 | 64.2373 | 0
12 | 11.26.1 | Kota stone slab flooring over 20 mm (average) thick base laid over and jointed with grey cement slurry mixed with pigment to match the shade of the slab, including rubbing and polishing complete with base of cement mortar 1 : 4 (1 cement : 4 coarse sand) :25 mm thick | [7 empty] | 0 | 0
|  | Stair Tread ) Flooring | 18 | 1.2 | 0.25 |  | 5.4 |  |  | 0 | 0
|  | ( Stair Landing) | 1 | 2.55 | 1.2 |  | 3.06 |  |  | 0 | 0
|  | Stair room | 1 | 2.55 | 3.8 |  | 9.69 |  |  | 0 | 0
|  | Total |  |  |  |  | 18.15 | sqm | 1948.25 | 1651.0593 | 29966.7267
13 | 11.2 | Chequerred precast cement concrete tiles 22 mm thick in footpath& courtyard, jointed with neatcement slurry mixed with pifment to match the shade of tiles, including rubbing and cleaning etc. complete on 20 mm thick bed of cement mortar 1:4( 1 cement : 4 coarse sand) | [7 empty] | 0 | 0
| 11.20.2 | Medium shade pigment using 50 % white cement 50 % Grey cement | [7 empty] | 0 | 0
|  | Q = Total plot area - other flooring |  |  |  |  | 395.85 |  |  | 0 | 0
|  | Total |  |  |  |  | 395.85 | sqm | 1328.35 | 1125.7203 | 445616.3962
14 | 11.41 | Providing and laying vitrified floor tiles in different sizes (thickness to be specified by the manufacturer) with water absorption less than 0.08% and conforming to IS : 15622, of approved make, in all colours and shades, laid on 20mm thick cement mortar 1:4 (1 cement : 4 coarse sand), including grouting the joints with white cement and matching pigments etc., complete. | [7 empty] | 0 | 0
| 11.41.2 | Providing and laying 60x60 cm Vitrified floor tiles over 20 mm thick cement mortar (1:4) all complete | [7 empty] | 0 | 0
|  | Guard rm. | 1 | 4.1 | 3.6 |  | 14.76 |  |  | 0 | 0
|  | Total |  |  |  |  | 14.76 | Sq m | 1553.45 | 1316.4831 | 19431.2898
15 | 11.37 | Providing and laying Ceramic Glazed Floor tiles 300x300 in skirting of approved shade over 20 mm thick (1:4) cement mortar | [7 empty] | 0 | 0
|  | Toil. | 1 | 1.6 | 2.1 |  | 3.36 |  |  | 0 | 0
|  | Total |  |  |  |  | 3.36 | Sq m | 1096.55 | 929.2797 | 3122.3797
16 | 11.23.1 | Marble stone flooring with 18 mm thick marble stone as per sample of marble approved by engineer in charge, over 20 mm ( average) thick base of cement mortar1:4(1 cement:4 coarse sand) laid and jointed with grey cement slurry, including rubbing and polishing completewith: | [7 empty] | 0 | 0
|  | Lobby | 1 | 4.8 | 2.8 |  | 13.44 |  |  | 0 | 0
|  | Total |  |  |  |  | 13.44 | Sq m | 3737.45 | 3167.3305 | 42568.922
17 | 8.9 | Stone tile (polished) work for wall lining over 12 mm thick bed of cement mortar1:3 ( 1 cement : 3 coarse sand) and cement slurry @ 3.3 kg/ sqm including pointing in white cement. | [7 empty] | 0 | 0
| 8.9.1 | 8 mm thick | [7 empty] | 0 | 0
| 8.9.1.1 | Rajnagar Plain white marble | [7 empty] | 0 | 0
|  | Lobby Skirting | 1 | 12.4 |  | 0.15 | 1.86 |  |  | 0 | 0
|  | Col.(0.3x0.6) | 56 | 1.8 |  | 0.15 | 15.12 |  |  | 0 | 0
|  | Col (0.3x 0.5) | 12 | 1.6 |  | 0.15 | 2.88 |  |  | 0 | 0
|  | Two side col. | 56 | 0.9 |  | 0.15 | 7.56 |  |  | 0 | 0
|  | Total |  |  |  |  | 27.42 | Sqm | 3190.3 | 2703.6441 | 74133.9203
17 | 8.9 | Stone tile (polished) work for wall lining over 12 mm thick bed of cement mortar1:3 ( 1 cement : 3 coarse sand) and cement slurry @ 3.3 kg/ sqm including pointing in white cement. | [7 empty] | 0 | 0
| 8.9.1 | 8 mm thick | [7 empty] | 0 | 0
| 8.9.1.2 | Granite of any colour and shade | [7 empty] | 0 | 0
|  | Lift wall | 1 | 1.15 |  | 2.1 | 2.415 |  |  | 0 | 0
|  | Total |  |  |  |  | 2.415 | Sqm | 3617.55 | 3065.7203 | 7403.7146
18 | 11.27 | Kota stone slabs 20 mm thick in risers of steps, skirting, dado and pillars laid on 12 mm (average) thick cement mortar 1:3 (1 cement: 3 coarse sand) and jointed with grey cement slurry mixed with pigment to match the shade of the slabs, including rubbing and polishing complete. | [7 empty] | 0 | 0
|  | Stair Riser | 20 | 1.2 |  | 0.15 | 3.6 |  |  | 0 | 0
|  | landing | 1 | 2.55 |  | 0.15 | 0.3825 |  |  | 0 | 0
|  | landing | 2 | 1.2 |  | 0.15 | 0.36 |  |  | 0 | 0
|  | side | 2 | 4 |  | 0.15 | 1.2 |  |  | 0 | 0
|  | Stair room | 1 | 9.95 |  | 0.1 | 0.995 |  |  | 0 | 0
|  | Total |  |  |  |  | 6.5375 | sqm | 2354.7 | 1995.5085 | 13045.6367
19 | 11.46.2 | Providing and laying Vitrified tiles in Skirting, Riser of steps over 12 mm cement mortar (1:3) all complete | [7 empty] | 0 | 0
|  | Guard room | 1 | 14.4 |  | 0.1 | 1.44 |  |  | 0 | 0
|  | Total |  |  |  |  | 1.44 | Sqm | 1623.05 | 1375.4661 | 1980.6712
[10 empty] | 0 | 0
20 | 8.31 | Providing and fixing 1st quality Ceramic glazed wall tiles all complete | [7 empty] | 0 | 0
|  | Toil | 1 | 6.71 |  | 2.1 | 14.091 |  |  | 0 | 0
|  | Total |  |  |  |  | 14.091 | Sq m | 1267.95 | 1074.5339 | 15141.2572
21 | 9.1 | Providing wood work in frames of doors, windows, clerestory windows and other frames, wrought framed and fixed in position with hold fast lugs or with dash fasteners of required dia & length ( hold fast lugs or | [7 empty] | 0 | 0
|  | dash fastener shall be paid for separately). | [7 empty] | 0 | 0
| 9.1.2 | Providing Sal wood work in Frames of Door, Windows etc. and fixed in position all complete | [7 empty] | 0 | 0
|  | D2 | 1 | 5.2 | 0.125 | 0.0625 | 0.040625 |  |  | 0 | 0
|  | D3 | 1 | 4.95 | 0.125 | 0.0625 | 0.038672 |  |  | 0 | 0
|  | Total |  |  |  |  | 0.079297 | Cu m | 116520.3 | 98746.0169 | 7830.2506
22 | 9.131 | Providing and fixing factory made shutters of Pre-laminated particle board flat pressed three layer or graded wood particle board with one side decorative finish and other side balancing lamination conforming to IS: 12823 Grade l Type ll, of approved design, and edges sealed with water resistant paint and lipped with aluminium 'U' type edge beading all- round the shutter, including fixing with angle cleat, grip strip, cadmiumplated steel screws, including fixing of aluminium hinges 100x63x4 mm etc. complete as per architectural drawing and direction of Engineer-in-Charge (Cost of 'U' beadingand hinges will be paid for separately). | [8 empty] | 0
| 9.131.1 | 25 mm thick | [8 empty] | 0
|  | D3 | 1 | 0.75 |  | 2.1 | 1.575 |  |  |  | 0
|  | Total |  |  |  |  | 1.575 | Sqm | 1801.6 | 1526.7797 | 2404.678
23 | 9.132 | Providing and fixing aluminum U beading of required size to Pre-laminated/flush door shutter, including fixing etc. complete as per direction of Engineer-in-charge (@ 0.50 Kg Per Meter ) | [8 empty] | 0
|  | D3 | 1 | 4.95 |  |  | 4.95 |  |  | 0 | 0
|  | Total | 1 |  |  |  | 2.475 | KG | 596.15 | 505.2119 | 1250.3994
24 | 9.21 | Providing and fixing ISI marked flush door shutters confirming to IS:2202(PartI) non decorative type, core of block board construction with frame of 1st class hard wood and well matched commercial 3 ply veneering with vertical grains or cross bands and face veneer on both faces of shutters. | [7 empty] | 0 | 0
| 9.21.1 | 35 mm thick including ISI marked stainless steel butt hinges with necessary screws. | [7 empty] | 0 | 0
|  | D2 | 1 | 1 |  | 2.1 | 2.1 |  |  | 0 | 0
[7 empty] | 2.1 | Sqm | 2392.65 | 2027.6695 | 4258.1059
25 | 9.147A | Providing and fixing factory made uPVC glazed/wire mesh windows/ doors comprising of lead free uPVC multi-chambered frame, sash and mullion/coupler (where ever required) extruded profiles having minimum wall thickness of 1.70 mm for Series R1 and R2 profiles and 2.10 mm for Series R3 and R4 profiles conforming to EN: 12608 in any shape, colour and design duly reinforced with galvanized mild steel section made of required shape & size as per CPWD Specification, uPVC extruded glazing beads, interlocks and Inline sash adaptor (where ever required) of appropriate dimension, EPDM gasket, hardware, SS 304 grade fasteners of minimum 8 mm dia with countersunk head, comprising of matching polyamide PA6 grade sleeve for fixing frame to finished wall as per IS 1367: Part 1 to 14, plastic packers, plastic caps and necessary stainless steel screws etc. Profile of frame, sash & mullion (if required) shall be mitred cut and fusion welded/mechanically jointed duly sealed at all corners, including drilling of holes for fixing hardware and drainage of water etc. After fixing frame the gap between frame and adjacent finished wall shall be filled with weather proof silicon sealant over backer rod of approved size and quality, | [7 empty] | 0 | 0
|  | all complete as per approved drawing conforming to CPWD specification & direction of Engineer-in-Charge. Section of steel reinforcement and cross sections of uPVC profiles to be as per design approved by Engineer-in-Charge. Wire mesh / Glazing of plain/ toughened/ laminated/ double glass unit with/without high performance coatings as per design requirements and conforming to IS: 3548 & IS: 16231 shall be paid separately. Note:- Structural design proof checked from a Government Engineering Institute, to be provided by the manufacturer for : (i) Sites with basic wind speed > 45 m/sec as per IS 875- Part 3 (ii) Sites with structure height more than 20m for all wind speeds | [7 empty] | 0 | 0
26 | 9.147A1.3 | Casement window Using R4 series with frame (64mm&above)x(45mm& above) & sash (44mm&above)x(55mm& above) with zinc alloy (zamak) powder coated handle on every panel along with-point locking system (Height above 1.8 m) | [7 empty] | 0 | 0
|  | W3 | 1 | 0.6 |  | 1.4 | 0.84 |  |  | 0 | 0
|  | W4 | 2 | 1.2 |  | 1.05 | 2.52 |  |  | 0 | 0
|  | Total |  |  |  |  | 3.36 | Sq m | 9628.6 | 8159.8305 | 27417.0305
[10 empty] | 0 | 0
27 | 9.96 | Providing and fixing aluminium sliding door bolts, ISI marked anodised (anodic coating not less than grade AC 10 as per IS : 1868), transparent or dyed to required colour or shade, with nuts and screws etc. complete : | [7 empty] | 0 | 0
| 9.96.1 | 300x16 mm | 1 |  |  |  | 1 | no. | 303.25 | 256.9915 | 256.9915
| 9.96.2 | 250 x 16 mm | 1 |  |  |  | 1 | no. | 260.6 | 220.8475 | 220.8475
28 | 9.97 | Providing and fixing aluminium tower bolts, ISI marked, anodised (anodiccoating not less than grade AC 10 as per IS : 1868 ) transparent or dyed to required colour or shade, with necessary screws etc. complete : | [7 empty] | 0 | 0
| 9.97.1 | 300 x 10 mm | 1 |  |  |  | 1 | no. | 130.1 | 110.2542 | 110.2542
| 9.97.2 | 250 x 10 mm | 1 |  |  |  | 1 | no. | 115.15 | 97.5847 | 97.5847
29 | 9.98 | Providing and fixing aluminium pull bolt lock,ISI marked, anodised ( anodic coating not less than grade AC 10 as per IS; 1868) transparent or dyed to rewuired colour and shade with necessary screws bolts, nut and washers etc. complete | 1 |  |  |  | 1 | each | 100.8 | 85.4237 | 85.4237
30 | 9.1 | Providing and fixing aluminium handles ISI marked anodised (anodic coating not less than grade AC 10 as per IS:1868) transparent or dyed to required colour or shade with necessary screws etc. complete. | [7 empty] | 0 | 0
| 9.100.1 | 125 mm | 2 |  |  |  | 2 | no | 66.25 | 56.1441 | 112.2881
| 9.100.2 | 100 mm | 2 |  |  |  | 4 | no | 59.55 | 50.4661 | 201.8644
31 | 9.101 | Providing and fixing aluminium hanging floor door stopper ISI marked anodised (anodic coating not less than grade AC 10 as per IS:1868) transparent or dyed to required colour and shade with necessary screws etc. complete. | [8 empty] | 0
| 9.101.2 | Twin rubber stopper | 1 |  |  |  | 1 | no | 72.35 | 61.3136 | 61.3136
32 | 10.28 | Providing & Fixing Stainless steel (grade 304) railing made of hollow tubes all complete | [8 empty] | 0
|  | @ 5 Kg per metre ( stair railing) | 2 | 3.76 |  |  | 7.52 |  |  |  | 0
|  | Total |  |  |  |  | 37.6 | Kg | 772.4 | 654.5763 | 24612.0678
33 | 13.26 | Providing and applying POP Putty of average thickness 2 mm of approved brand and manufacture | [8 empty] | 0
|  | As per 12 mm inner plaster |  |  |  |  | 124.8 |  |  |  | 0
|  | As per 15 mm plaster |  |  |  |  | 215.8014 |  |  |  | 0
|  | As per 6 mm plaster |  |  |  |  | 471.195 |  |  |  | 0
|  | Deduction ( wall tiles area ) |  |  |  |  | -14.091 |  |  |  | 0
|  | Total |  |  |  |  | 797.7054 | Sq m | 262.7 | 222.6271 | 177590.8547
36 | 13.83.2 | Prium Acrylic emulsion paint of approved brand and manufacture | [7 empty] | 0 | 0
|  | Quantity same as wall putty area |  |  |  |  | 797.7054 | Sq m | 142.8 | 121.0169 | 96535.8738
37 | 13.47 | Finishing walls with premium Acrylic smooth exterior paint with silicone additives of required shade | [8 empty] | 0
| 13.47.1 | New work (Two or more coats applied @ 1.43kg/10sqm) over and including base coat of water proffing cement paint Snowcem Plus or equivalent applied @ 2.20 kg/10 sqm | [8 empty] | 0
|  | Quantity same as 20mm plaster area |  |  |  |  | 394.6014 | Sq m | 171.1 | 145 | 57217.203
38 | 13.61 | Painting with synthetic enamel paint of approved brand and manufacture to give an even shade: | [8 empty] | 0
| 13.61.1 | Two or more coats on new work | [8 empty] | 0
|  |  | 1 | 23.82 | 2.5 |  | 59.55 | Sq m | 155.9 | 132.1186 | 7867.6653
39 | 10.18 | Providing and fixing circular cast iron box for ceiling fan all complete | 16 |  |  |  | 16 | No | 220.65 | 186.9915 | 2991.8644
40 | 9.47 | Providing and fixing nickel plated M.S pipe curtain rods with nickel plated brackets | [8 empty] | 0
| 9.47.1 | 20 mm dia( Heavy type) |  | 1 |  |  | 1 | meter | 175 | 148.3051 | 148.3051
41 | 9.48 | Providing and fixing M.S. grills of required pattern in frames of windows etc. with flats, square or round bars etc. including priming cost with approved steel primer all complete. | [8 empty] | 0
| 9.48.2 | Fixed to openings/ wooden frames with rawl plugs screws etc. ( @ 24 kg Per sqm) |  | 3.36 |  |  | 80.64 | kg | 238.35 | 201.9915 | 16288.5966
42 | 10.3 | providing and fixing in position collapsible steel shutters with vertical chanels 20 x 10 x 2 mm and braced with flat iron diagonals 20 x 5 mm size, with top and bottom rail of T iron 40x40x6 mm, with 40 mm dia stee pulleys, complete with bolts, nuts, locking arrangement, stoppers,handles,including applying a priming cost of approved steel primer |  | 7.65 |  | 2.4 | 18.36 | Sqm | 11439.6 | 9694.5763 | 177992.4203
|  | Grand Total(GST extra as applicable) | [8 empty] | 7341604.3585
Note on C156: Node-1:

## First floor
Construction of Residential Dwelling unit at -Biharsharif (Bihar)
BOQ - First Floor
SN | DSR-2023 | Particulars | No. | Length | Width | Height | Quantity | Unit | Rate | Rate | Amount
1 | 5.2.2 | providing RCC (1:1.5:3) with graded stone chips of 20 mm nominal size in Column, Stiffener, Plinth band excluding the cost of centring, shuttering and reinforcement all complete
|  | C1 | 56 | 0.3 | 0.6 | 2.4 | 24.192
|  | C2 | 12 | 0.3 | 0.5 | 2.4 | 4.32
|  | Total | 68 |  |  |  | 28.512 | Cu m | 10852.95 | 9197.4153 | 262236.7037
2 (a) | 5.3 | Providing RCC (1:1.5:3) in Band at Lintel, Beam at Lintel, Roof Beam excluding the cost of centring, shuttering and reinforcement | [7 empty] | 0 | 0
|  | Lintel over Door | [7 empty] | 0 | 0
|  | D0 | 0 | 1.05 | 0.125 | 0.15 | 0 |  |  | 0 | 0
|  | D1 | 8 | 1.25 | 0.25 | 0.15 | 0.375 |  |  | 0 | 0
|  | D2 | 4 | 1.15 | 0.25 | 0.15 | 0.1725 |  |  | 0 | 0
|  | D3 | 8 | 1 | 0.125 | 0.15 | 0.15 |  |  | 0 | 0
|  | D4 | 0 | 0.9 | 0.125 | 0.15 | 0 |  |  | 0 | 0
|  | Roof beam | [7 empty] | 0 | 0
|  | Beam size 250 x 600 | [7 empty] | 0 | 0
|  | Along grid A (7-13) | 1 | 9.325 | 0.25 | 0.465 | 1.084 |  |  | 0 | 0
|  | Along Grid B (7-11) | 1 | 5.75 | 0.25 | 0.465 | 0.66844 |  |  | 0 | 0
|  | Along grid C (11-13) | 1 | 3.57 | 0.25 | 0.465 | 0.41501 |  |  | 0 | 0
|  | Along grid D (7-8) | 1 | 2.25 | 0.25 | 0.465 | 0.26156 |  |  | 0 | 0
|  | Along grid E & F (8-13) | 2 | 6.575 | 0.25 | 0.465 | 1.5287 |  |  | 0 | 0
|  | Along grid F (15-18) | 1 | 7.35 | 0.25 | 0.465 | 0.85444 |  |  | 0 | 0
|  | Along grid G (1-17) | 1 | 27.5 | 0.25 | 0.465 | 3.1969 |  |  | 0 | 0
|  | Along grid H (5-7) | 1 | 3.55 | 0.25 | 0.465 | 0.41269 |  |  | 0 | 0
|  | Along Grid H (17-18) | 1 | 5.475 | 0.25 | 0.465 | 0.63647 |  |  | 0 | 0
|  | Along grid J (14-18) | 1 | 8.7 | 0.25 | 0.465 | 1.0114 |  |  | 0 | 0
|  | Along grid K (7-13) | 1 | 9.1 | 0.25 | 0.465 | 1.0579 |  |  | 0 | 0
|  | Along grid K (1-7) | 1 | 12.12 | 0.25 | 0.465 | 1.4089 |  |  | 0 | 0
|  | Along grid L (1-2) | 1 | 5.6 | 0.25 | 0.465 | 0.651 |  |  | 0 | 0
|  | Along grid L (13-14) | 1 | 3.55 | 0.25 | 0.465 | 0.41269 |  |  | 0 | 0
|  | Along grid M (2-18) | 1 | 27.375 | 0.25 | 0.465 | 3.1823 |  |  | 0 | 0
|  | Along grid N (1-4) | 1 | 7.35 | 0.25 | 0.465 | 0.85444 |  |  | 0 | 0
|  | Along grid N (6-12) | 1 | 8.75 | 0.25 | 0.465 | 1.0172 |  |  | 0 | 0
|  | Along grid P (7-12) | 1 | 6.575 | 0.25 | 0.465 | 0.76434 |  |  | 0 | 0
|  | Along grid Q (12-13) | 1 | 2.52 | 0.25 | 0.465 | 0.29295 |  |  | 0 | 0
|  | Along grid R & S (7-13) | 2 | 10.35 | 0.25 | 0.465 | 2.4064 |  |  | 0 | 0
|  | Along grid 1 (G-N) | 1 | 9.325 | 0.25 | 0.465 | 1.084 |  |  | 0 | 0
|  | Along grid 2 (K-N) | 1 | 5.75 | 0.25 | 0.465 | 0.66844 |  |  | 0 | 0
|  | Along grid 3 (G-K) | 1 | 3.575 | 0.25 | 0.465 | 0.41559 |  |  | 0 | 0
|  | Along grid 4 & 6 (M-N) | 2 | 2.252 | 0.25 | 0.465 | 0.52359 |  |  | 0 | 0
|  | Along grid 5 (G-M) | 1 | 6.575 | 0.25 | 0.465 | 0.76434 |  |  | 0 | 0
|  | Along grid 7 (A-E) | 1 | 7.35 | 0.25 | 0.465 | 0.85444 |  |  | 0 | 0
|  | Along grid 7 (G-S) | 1 | 20.85 | 0.25 | 0.465 | 2.4238 |  |  | 0 | 0
|  | Along grid 8 (B-G) | 1 | 9.175 | 0.25 | 0.465 | 1.0666 |  |  | 0 | 0
|  | Along grid 9 (G-N) | 1 | 8.85 | 0.25 | 0.465 | 1.0288 |  |  | 0 | 0
|  | Along grid 10 (A-B) | 1 | 5.6 | 0.25 | 0.465 | 0.651 |  |  | 0 | 0
|  | Along grid 10 (P-S) | 1 | 8.7 | 0.25 | 0.465 | 1.0114 |  |  | 0 | 0
|  | Along grid 11 (A-E) | 1 | 8.7 | 0.25 | 0.465 | 1.0114 |  |  | 0 | 0
|  | Along grid 11 (R-S) | 1 | 5.6 | 0.25 | 0.465 | 0.651 |  |  | 0 | 0
|  | Along grid 12 (M-R) | 1 | 9.175 | 0.25 | 0.465 | 1.0666 |  |  | 0 | 0
|  | Along grid 13 (A-M) | 1 | 20.85 | 0.25 | 0.465 | 2.4238 |  |  | 0 | 0
|  | Along grid 13 (Q-S) | 1 | 7.08 | 0.25 | 0.465 | 0.82305 |  |  | 0 | 0
|  | Along grid 14 (G-M) | 1 | 6.575 | 0.25 | 0.465 | 0.76434 |  |  | 0 | 0
|  | Along grid 15 (F-G) | 1 | 2.525 | 0.25 | 0.465 | 0.29353 |  |  | 0 | 0
|  | Along grid 16 (J-M) | 1 | 3.575 | 0.25 | 0.465 | 0.41559 |  |  | 0 | 0
|  | Along grid 17 (F-J) | 1 | 5.75 | 0.25 | 0.465 | 0.66844 |  |  | 0 | 0
|  | Along grid 18 (F-M) | 1 | 9.325 | 0.25 | 0.465 | 1.084 |  |  | 0 | 0
|  | Toilet Beam | 4 | 6.4 | 0.125 | 0.465 | 1.488 |  |  | 0 | 0
|  | Balcony | 8 | 3.3 | 0.125 | 0.465 | 1.5345 |  |  | 0 | 0
[10 empty] | 0 | 0
|  | Total |  |  |  |  | 45.5315 | Cu m | 11505.5 | 9750.4237 | 443951.6252
|  | Total Length of 250 x 600 beam |  | 359.669 | [5 empty] | 0 | 0
|  | Total Length of 125 x 600 beam |  | 52 | [5 empty] | 0 | 0
[10 empty] | 0 | 0
2(b) | 5.3 | Providing RCC (1:1.5:3) in Roof slab, Landing excluding the cost of centring, shuttering and reinforcement | [7 empty] | 0 | 0
|  | Roof slab | 4 | 5.85 | 8.85 | 0.13 | 26.9217 |  |  | 0 | 0
|  |  | 4 | 4.65 | 6.575 | 0.13 | 15.8984 |  |  | 0 | 0
|  | Lobby Area | 1 | 93.33 |  | 1.13 | 105.4629 |  |  | 0 | 0
|  | Slab Beam Bottom | 4 | 4.1 | 0.475 | 0.13 | 1.0127 |  |  | 0 | 0
|  | Slab beam top | 4 | 4.1 | 0.475 | 0.13 | 1.0127 |  |  | 0 | 0
|  | Balcony projection | 8 | 3.675 | 1.5 | 0.15 | 6.615 |  |  | 0 | 0
|  | box window | 4 | 1.6 | 0.725 | 0.075 | 0.348 |  |  | 0 | 0
|  | Chajja W1 | 4 | 1.65 | 0.6 | 0.075 | 0.297 |  |  | 0 | 0
|  | Chajja W2 | 4 | 1.35 | 0.6 | 0.075 | 0.243 |  |  | 0 | 0
|  | Chajja W3 | 2 | 1.5 | 0.6 | 0.075 | 0.135 |  |  | 0 | 0
|  | V | 8 | 0.9 | 0.6 | 0.075 | 0.324 |  |  | 0 | 0
|  | Deductions for openings (stair) | -1 | 2.55 | 3.45 | 0.13 | -1.1437 |  |  | 0 | 0
|  | Lift | -1 | 2.05 | 2.05 | 0.13 | -0.54632 |  |  | 0 | 0
|  | Total |  |  |  |  | 156.5804 | Cu m | 11505.5 | 9750.4237 | 1526724.7601
2© | 5.3 | Providing RCC (1:1.5:3) in Staircase excluding the cost of centring, shuttering and reinforcement | [7 empty] | 0 | 0
|  | Waist slab | 2 | 3 | 1.2 | 0.15 | 1.08 |  |  | 0 | 0
|  | Landing | 1 | 1.45 | 2.55 | 0.15 | 0.55462 |  |  | 0 | 0
|  | Steps | 20 | 1.2 | 0.25 | 0.075 | 0.45 |  |  | 0 | 0
|  | Total |  |  |  |  | 2.0846 | Cu m | 11505.5 | 9750.4237 | 20325.9771
3 | 5.22 | Reinforcement for RCC work including straightening, cutting, bending, placing in position and binding all complete | [7 empty] | 0 | 0
| 5.22.6 | Thermo-Mechanically Treated bars of grade Fe-500D of more | [7 empty] | 0 | 0
|  | Total RCC |  | 232.7085 | [5 empty] | 0 | 0
|  | Steel in kg | 120 |  |  |  | 27925.0196 | Kg | 107.85 | 91.3983 | 2552299.4563
4 | 5.9 | Centring and shuttering including strutting, propping etc. and Removal of form for: | [7 empty] | 0 | 0
a | 5.9.3 | Suspended floors, roofs, landings, balconies and access platform | [7 empty] | 0 | 0
|  | Roof slab | 4 | 5.85 | 8.85 |  | 51.7725 |  |  | 0 | 0
|  |  | 4 | 4.65 | 6.575 |  | 30.5738 |  |  | 0 | 0
|  | Lobby Area | 1 | 93.33 |  |  | 93.33 |  |  | 0 | 0
|  | Slab Beam Bottom | 4 | 4.1 | 0.475 |  | 7.79 |  |  | 0 | 0
|  | Slab beam top | 4 | 4.1 | 0.475 |  | 7.79 |  |  | 0 | 0
|  | Balcony projection | 8 | 3.675 | 1.5 |  | 44.1 |  |  | 0 | 0
|  | box window | 4 | 1.6 | 0.725 |  | 4.64 |  |  | 0 | 0
|  | Providing RCC (1:1.5:3) in Staircase excluding the cost of centring, shuttering and reinforcement | 4 | 1.65 | 0.6 |  | 3.96 |  |  | 0 | 0
|  | Waist slab | 4 | 1.35 | 0.6 |  | 3.24 |  |  | 0 | 0
|  | Landing | 2 | 1.5 | 0.6 |  | 1.8 |  |  | 0 | 0
|  | Deductions for openings (stair) | -1 | 2.55 | 3.45 |  | -8.7975 |  |  | 0 | 0
|  | Lift | -1 | 2.05 | 2.05 |  | -4.2025 |  |  | 0 | 0
|  | Total |  |  |  |  | 235.9962 | Sq m | 927.25 | 785.8051 | 185447.0532
b | 5.9.5 | Lintel, Beam | [7 empty] | 0 | 0
|  | D0 | 0 | 1.55 | 0.425 |  | 0 |  |  | 0 | 0
|  | D1 | 8 | 1.5 | 0.55 |  | 6.6 |  |  | 0 | 0
|  | D2 | 4 | 1.15 | 0.55 |  | 2.53 |  |  | 0 | 0
|  | D3 | 8 | 1 | 0.425 |  | 3.4 |  |  | 0 | 0
|  | D4 | 0 | 1 | 0.425 |  | 0 |  |  | 0 | 0
|  | Roof Beam | [7 empty] | 0 | 0
|  | beam size 250 x 600 | 1 | 359.669 | 1.18 |  | 424.4094 |  |  | 0 | 0
|  | Beam size 125 x 450 | 1 | 52 | 1.055 |  | 54.86 |  |  | 0 | 0
|  | Total |  |  |  |  | 491.7994 | Sq m | 736.4 | 624.0678 | 306916.1804
c | 5.9.19 | Chajja | [7 empty] | 0 | 0
|  | Chajja W1 | 4 | 1.65 | 0.6 |  | 3.96 |  |  | 0 | 0
|  | Chajja W2 | 4 | 1.35 | 0.6 |  | 3.24 |  |  | 0 | 0
|  | Chajja W3 | 2 | 1.5 | 0.6 |  | 1.8 |  |  | 0 | 0
|  | Chajja V | 8 | 0.9 | 0.6 |  | 4.32 |  |  | 0 | 0
|  | Total |  |  |  |  | 13.32 | Sq m | 951.1 | 806.0169 | 10736.1458
d | 5.9.6 | Column and Stiffener | [7 empty] | 0 | 0
|  | C1 | 56 | 1.8 |  | 2.4 | 241.92 |  |  | 0 | 0
|  | C2 | 12 | 1.6 |  | 2.4 | 46.08 |  |  | 0 | 0
|  | Total |  |  |  |  | 288 | Sq m | 961.3 | 814.661 | 234622.3729
e | 5.9.7 | Stair | [7 empty] | 0 | 0
|  | Waist slab | 2 | 3 | 1.2 |  | 7.2 |  |  | 0 | 0
|  | Landing | 1 | 1.2 | 2.55 |  | 3.06 |  |  | 0 | 0
|  | Side | 2 | 3 | 0.3 |  | 1.8 |  |  | 0 | 0
|  | Steps | 20 | 1.2 | 0.25 |  | 6 |  |  | 0 | 0
|  | Total |  |  |  |  | 18.06 | Sq m | 764.95 | 648.2627 | 11707.6246
5 | 6.4 | Brick work with common burnt clay F.P.S (Non modular) brick of class designation 7.5 in superstructure above plinth level up to V level in all shapes and size in | [7 empty] | 0 | 0
| 6.4.2 | F.P.S Brick work with Cement Mortar (1:6) in superstructure | [7 empty] | 0 | 0
|  | Outer wall 250mm thk. | [7 empty] | 0 | 0
|  | Along Grid-A | 1 | 7.225 | 0.25 | 2.4 | 4.335 |  |  | 0 | 0
|  | Along grid D | 1 | 2.22 | 0.25 | 2.4 | 1.332 |  |  | 0 | 0
|  | Along grid F | 1 | 1.7 | 0.25 | 2.4 | 1.02 |  |  | 0 | 0
|  | Along grid G (1-5) | 1 | 7.2 | 0.25 | 2.4 | 4.32 |  |  | 0 | 0
|  | Stair Landing | 1 | 2.45 | 0.25 | 2.4 | 1.47 |  |  | 0 | 0
|  | Along grid G (13-15) | 1 | 4.65 | 0.25 | 2.4 | 2.79 |  |  | 0 | 0
|  | Along grid M (4-7) | 1 | 3.75 | 0.25 | 2.4 | 2.25 |  |  | 0 | 0
|  | Along grid M (12-13) | 1 | 1.675 | 0.25 | 2.4 | 1.005 |  |  | 0 | 0
|  | Along grid M (14-18) | 1 | 6 | 0.25 | 2.4 | 3.6 |  |  | 0 | 0
|  | Along grid N (2-4) | 1 | 1.7 | 0.25 | 2.4 | 1.02 |  |  | 0 | 0
|  | Along grid N (6-7) | 1 | 1.7 | 0.25 | 2.4 | 1.02 |  |  | 0 | 0
|  | Along grid P (12-13) | 1 | 1.675 | 0.25 | 2.4 | 1.005 |  |  | 0 | 0
|  | Along grid S | 1 | 7.225 | 0.25 | 2.4 | 4.335 |  |  | 0 | 0
|  | Along grid 1 | 1 | 7.225 | 0.25 | 2.4 | 4.335 |  |  | 0 | 0
|  | Along grid 2 (B-E) | 1 | 1.7 | 0.25 | 2.4 | 1.02 |  |  | 0 | 0
|  | Along grid 7 (P-S) | 1 | 7.2 | 0.25 | 2.4 | 4.32 |  |  | 0 | 0
|  | Along grid 8 (D-G) | 1 | 7.12 | 0.25 | 2.4 | 4.272 |  |  | 0 | 0
|  | Along grid 12 (M-Q) | 1 | 7.12 | 0.25 | 2.4 | 4.272 |  |  | 0 | 0
|  | Along grid 13 (A-E) | 1 | 7.2 | 0.25 | 2.4 | 4.32 |  |  | 0 | 0
|  | Along grid13 (Q-R) | 1 | 1.7 | 0.25 | 2.4 | 1.02 |  |  | 0 | 0
|  | Along grid13 (F-G) | 1 | 1.675 | 0.25 | 2.4 | 1.005 |  |  | 0 | 0
|  | Along grid15 (F-G) | 1 | 1.925 | 0.25 | 2.4 | 1.155 |  |  | 0 | 0
|  | Along Grid-18 | 1 | 7.225 | 0.25 | 2.4 | 4.335 |  |  | 0 | 0
|  | Total length of 250 the. Outer wall |  | 96.81 | [5 empty] | 0 | 0
|  | Inner wall 250 mm thk. | [7 empty] | 0 | 0
|  | Along grid F (8-13) | 1 | 5.675 | 0.25 | 2.4 | 3.405 |  |  | 0 | 0
|  | Along grid N (7-12) | 1 | 5.675 | 0.25 | 2.4 | 3.405 |  |  | 0 | 0
|  | Along grid 7 (G-N) | 1 | 7.35 | 0.25 | 2.4 | 4.41 |  |  | 0 | 0
|  | Along grid 9 (G-K) | 1 | 2.6 | 0.25 | 2.4 | 1.56 |  |  | 0 | 0
|  | Along grid 13 (F-M) | 1 | 7.35 | 0.25 | 2.4 | 4.41 |  |  | 0 | 0
|  | Total length of 250 the. Inner wall |  | 28.65 | [5 empty] | 0 | 0
|  | Deduction for openings | [7 empty] | 0 | 0
|  | D0 | -4 | 1.05 | 0.25 | 2.4 | -2.52 |  |  | 0 | 0
|  | D1 | 0 | 1 | 0.25 | 2.13 | 0 |  |  | 0 | 0
|  | D2 | 0 | 0.9 | 0.25 | 2.13 | 0 |  |  | 0 | 0
|  | D3 | 0 | 0.75 | 0.25 | 2.13 | 0 |  |  | 0 | 0
|  | D4 | 0 | 0.9 | 0.25 | 2.4 | 0 |  |  | 0 | 0
|  | SDW | -8 | 2.4 | 0.25 | 2.4 | -11.52 |  |  | 0 | 0
|  | W1 | -4 | 1.35 | 0.25 | 1.5 | -2.025 |  |  | 0 | 0
|  | W2 | -4 | 1.05 | 0.25 | 1.4 | -1.47 |  |  | 0 | 0
|  | W3 | -2 | 1.2 | 0.25 | 1.4 | -0.84 |  |  | 0 | 0
|  | V | -8 | 0.6 | 0.25 | 1.4 | -1.68 |  |  | 0 | 0
|  | Total |  |  |  |  | 56.691 | Cu m | 9105.95 | 7716.9068 | 437479.1622
6 | 6.13 | Half Brick Masonry with common burnt clay F.P.S (Non modular) brick of class designation 7.5 in superstructure above plinth level up to floor V level | [7 empty] | 0 | 0
| 6.13.2 | F.P.S Brick work with Cement Mortar (1:4) in superstructure | [7 empty] | 0 | 0
|  | Inner wall (125 mm thk.) | [7 empty] | 0 | 0
|  | Along grid B (7-10) | 1 | 3.6 |  | 2.4 | 8.64 |  |  | 0 | 0
|  | Toilet | 4 | 1.6 |  | 2.4 | 15.36 |  |  | 0 | 0
|  | Along grid C & E (11-13) | 2 | 3.6 |  | 2.4 | 17.28 |  |  | 0 | 0
|  | Along grid H (17-18) | 1 | 3.55 |  | 2.4 | 8.52 |  |  | 0 | 0
|  | Along grid J (14-18) | 1 | 6.3 |  | 2.4 | 15.12 |  |  | 0 | 0
|  | Along grid K (1-5) | 1 | 6.3 |  | 2.4 | 15.12 |  |  | 0 | 0
|  | Along grid M (2-4) | 1 | 1.625 |  | 2.4 | 3.9 |  |  | 0 | 0
|  | Balcony | 4 | 3.3 |  | 2.4 | 31.68 |  |  | 0 | 0
|  | Along grid P & R (7-10) | 2 | 2.37 |  | 2.4 | 11.376 |  |  | 0 | 0
|  | Along grid R (11-13) | 1 | 3.6 |  | 2.4 | 8.64 |  |  | 0 | 0
|  | Along grid 10 (A-B) | 1 | 3.5 |  | 2.4 | 8.4 |  |  | 0 | 0
|  | Along grid 11 (A-B) | 1 | 6.3 |  | 2.4 | 15.12 |  |  | 0 | 0
|  | Along grid 2 (L-N) | 1 | 2.47 |  | 2.4 | 5.928 |  |  | 0 | 0
|  | Along grid 3 & 5 (G-K) | 2 | 2.975 |  | 2.4 | 14.28 |  |  | 0 | 0
|  | Along grid 9 (P-S) | 1 | 6.3 |  | 2.4 | 15.12 |  |  | 0 | 0
|  | Along grid 11 (R-S) | 1 | 3.5 |  | 2.4 | 8.4 |  |  | 0 | 0
|  | Along grid 12 (Q-R) | 1 | 1.625 |  | 2.4 | 3.9 |  |  | 0 | 0
|  | Along grid 14 &16 (J-M) | 2 | 2.975 |  | 2.4 | 14.28 |  |  | 0 | 0
|  | Along grid 17 (F-H) | 2.475 | 2.975 |  | 2.4 | 17.6715 |  |  | 0 | 0
|  | Total length of 125 the.inner. wall |  | 93.0731 | [5 empty] | 0 | 0
|  | Outer wall 125 mm thk. | [7 empty] | 0 | 0
|  | Along grid F (17-18) | 1 | 3.6 |  | 2.4 | 8.64 |  |  | 0 | 0
|  | Along grid N (1-12) | 1 | 3.6 |  | 2.4 | 8.64 |  |  | 0 | 0
|  | Along grid 7 (A-B) | 1 | 3.6 |  | 2.4 | 8.64 |  |  | 0 | 0
|  | Along grid 13 (R-S) | 1 | 3.6 |  | 2.4 | 8.64 |  |  | 0 | 0
|  | Balcony .60m b/w | 8 | 6.3 |  | 0.6 | 30.24 |  |  | 0 | 0
|  | Balcony .60m b/w | 4 | 3.3 |  | 0.6 | 7.92 |  |  | 0 | 0
|  | Total length of 125 the.outer . wall |  | 78 | [5 empty] | 0 | 0
[10 empty] | 0 | 0
|  | Deduction for openings | [7 empty] | 0 | 0
|  | D0 | 0 | 1.05 | 0.125 | 2.4 | 0 |  |  | 0 | 0
|  | D1 | -8 | 1 | 0.125 | 2.1 | -2.1 |  |  | 0 | 0
|  | D2 | -4 | 0.9 | 0.125 | 2.1 | -0.945 |  |  | 0 | 0
|  | D3 | -8 | 0.75 | 0.125 | 2.1 | -1.575 |  |  | 0 | 0
|  | D4 | -4 | 0.9 | 0.125 | 2.4 | -1.08 |  |  | 0 | 0
|  | SDW | 0 | 2.4 | 0.125 | 2.4 | 0 |  |  | 0 | 0
|  | W0 | -4 | 1.8 | 0.125 | 2.4 | -2.16 |  |  | 0 | 0
|  | W1 | -4 | 1.35 | 0.125 | 1.5 | -1.0125 |  |  | 0 | 0
|  | W2 | 0 | 1.05 | 0.125 | 1.35 | 0 |  |  | 0 | 0
|  | W3 | 0 | 1.2 | 0.125 | 1.2 | 0 |  |  | 0 | 0
|  | V | 0 | 0.6 | 0.125 | 0.9 | 0 |  |  | 0 | 0
|  | Total |  |  |  |  | 302.583 | sqm | 1123.8 | 952.3729 | 288171.8436
7 | 13.16 | 6 MM CEMENT PLASTER | [7 empty] | 0 | 0
| 13.16.1 | 6 mm (1:3) Ceiling plaster | [7 empty] | 0 | 0
|  | Roof slab | 4 | 5.85 | 8.85 |  | 207.09 |  |  | 0 | 0
|  |  | 4 | 4.65 | 6.575 |  | 122.295 |  |  | 0 | 0
|  | Lobby Area | 1 | 93.33 |  |  | 93.33 |  |  | 0 | 0
|  | Slab Beam Bottom | 4 | 4.1 | 0.475 |  | 7.79 |  |  | 0 | 0
|  | Slab beam top | 4 | 4.1 | 0.475 |  | 7.79 |  |  | 0 | 0
|  | Balcony projection | 8 | 3.675 | 1.5 |  | 44.1 |  |  | 0 | 0
|  | box window | 4 | 1.6 | 0.725 |  | 4.64 |  |  | 0 | 0
|  | Chajja W1 | 5 | 1.65 | 0.6 |  | 4.95 |  |  | 0 | 0
|  | Chajja W2 | 4 | 1.35 | 0.6 |  | 3.24 |  |  | 0 | 0
|  | Chajja W3 | 2 | 1.5 | 0.6 |  | 1.8 |  |  | 0 | 0
|  | Chajja V | 8 | 0.9 | 1.6 |  | 11.52 |  |  | 0 | 0
|  | Deductions for openings (stair) | -1 | 2.55 | 3.45 |  | -8.7975 |  |  | 0 | 0
|  | Lift | -1 | 2.05 | 2.05 |  | -4.2025 |  |  | 0 | 0
|  | Total |  |  |  |  | 495.545 | Sq m | 300.45 | 254.6186 | 126174.996
8 | 13.4.2 | 12 mm (1:6) cement Plaster | [7 empty] | 0 | 0
|  | Length of 250 the outer wall ( inner face ) as per 250 the. Brick work | 1 | 96.81 |  | 2.87 | 277.8447 |  |  | 0 | 0
|  | Length of 250 the. Inner wall ( both face ) as per 250 the. Brick work | 2 | 28.65 |  | 2.87 | 164.451 |  |  | 0 | 0
|  | Deduction for openings | [7 empty] | 0 | 0
|  | D0 | -4 | 1.05 |  | 2.4 | -10.08 |  |  | 0 | 0
|  | D1 | 0 | 1 |  | 2.1 | 0 |  |  | 0 | 0
|  | D2 | 0 | 0.9 |  | 2.1 | 0 |  |  | 0 | 0
|  | D3 | 0 | 0.75 |  | 2.1 | 0 |  |  | 0 | 0
|  | D4 | -4 | 0.9 |  | 2.4 | -8.64 |  |  | 0 | 0
|  | SDW | -8 | 2.4 |  | 2.4 | -46.08 |  |  | 0 | 0
|  | W1 | -4 | 1.35 |  | 1.5 | -8.1 |  |  | 0 | 0
|  | W2 | -4 | 1.05 |  | 1.35 | -5.67 |  |  | 0 | 0
|  | V | -8 | 0.6 |  | 0.9 | -4.32 |  |  | 0 | 0
|  | Total |  |  |  |  | 359.4057 |  |  | 0 | 0
[10 empty] | 0 | 0
|  | Length of 125 the. Wall ( one side plaster ) as per 125 the. Brick work | 1 | 93.0731 |  | 2.87 | 267.1199 |  |  | 0 | 0
|  | D0 | 0 | 1.05 |  | 2.4 | 0 |  |  | 0 | 0
|  | D1 | -8 | 1 |  | 2.1 | -16.8 |  |  | 0 | 0
|  | D2 | -4 | 0.9 |  | 2.1 | -7.56 |  |  | 0 | 0
|  | D3 | -8 | 0.75 |  | 2.1 | -12.6 |  |  | 0 | 0
|  | D4 | -4 | 0.9 |  | 2.4 | -8.64 |  |  | 0 | 0
|  | SDW | 0 | 2.4 |  | 2.4 | 0 |  |  | 0 | 0
|  | W0 | -4 | 1.8 |  | 2.4 | -17.28 |  |  | 0 | 0
|  | W1 | -4 | 1.35 |  | 1.5 | -8.1 |  |  | 0 | 0
|  | W2 | 0 | 1.05 |  | 1.35 | 0 |  |  | 0 | 0
|  | W3 | 0 | 1.2 |  | 1.2 | 0 |  |  | 0 | 0
|  | V | 0 | 0.6 |  | 0.9 | 0 |  |  | 0 | 0
|  | Total |  |  |  |  | 196.1399 |  |  | 0 | 0
|  | Total 12 mm plaster |  |  |  |  | 555.5456 | Sq m | 343.65 | 291.2288 | 161790.8769
9 | 13.5.2 | 15 mm Cement plaster of rough side of single or half brick wall of mix 1:6 ( 1 cement:6 coarse sand) | [7 empty] | 0 | 0
|  | Length of 125 the. Wall ( one side) as per 125 the. Brick work | 1 | 93.0731 |  | 2.87 | 267.1199 |  |  | 0 | 0
|  | Total |  |  |  |  | 267.1199 | sqm | 395.35 | 335.0424 | 89496.4747
10 | 13.6.2 | 20 mm Cement plaster of mix 1:6 ( 1 cement : 6 coarse sand) | [7 empty] | 0 | 0
|  | Outer wall 250 mm thk | 1 | 96.81 |  | 3 | 290.43 |  |  | 0 | 0
|  | Outer Wall 125mm thk | 1 | 78 |  | 3 | 234 |  |  | 0 | 0
|  | Total |  |  |  |  | 524.43 | Sq m | 466.05 | 394.9576 | 207127.6284
11 | 13.73 | Forming groove of uniform size in plaster as per approved pattern using wooden battens, nailed to the under layer including removal of wooden battens, repairs to the ecges of plaster panel and finishing the groove complete as per specifications and direction of the Engineer-in-charge. | [7 empty] | 0 | 0
| 13.73.2 | 20 mm wide and 15 mm deep grove |  | 1500 |  |  |  | meter | 75.8 | 64.2373 | 0
12 | 11.26.1 | Kota stone slab flooring over 20 mm (average) thick base laid over and jointed with grey cement slurry mixed with pigment to match the shade of the slab, including rubbing and polishing complete with base of cement mortar 1 : 4 (1 cement : 4 coarse sand) :25 mm thick | [7 empty] | 0 | 0
|  | Stair Tread ) Flooring | 18 | 1.2 | 0.25 |  | 5.4 |  |  | 0 | 0
|  | ( Stair Landing) | 1 | 2.55 | 1.2 |  | 3.06 |  |  | 0 | 0
|  | Total |  |  |  |  | 8.46 | sqm | 1948.25 | 1651.0593 | 13967.9619
13 | 11.41 | Providing and laying vitrified floor tiles in different sizes (thickness to be specified by the manufacturer) with water absorption less than 0.08% and conforming to IS : 15622, of approved make, in all colours and shades, laid on 20mm thick cement mortar 1:4 (1 cement : 4 coarse sand), including grouting the joints with white cement and matching pigments etc., complete. | [7 empty] | 0 | 0
| 11.41.2 | Providing and laying 60x60 cm Vitrified floor tiles over 20 mm thick cement mortar (1:4) all complete | [7 empty] | 0 | 0
|  | Living Rm. | 4 | 4.5 | 3.3 |  | 59.4 |  |  | 0 | 0
|  | Dining | 4 | 2.75 | 3.225 |  | 35.475 |  |  | 0 | 0
|  | Bed Room | 4 | 3.6 | 3.2 |  | 46.08 |  |  | 0 | 0
|  | Bed Room | 4 | 3.6 | 3.3 |  | 47.52 |  |  | 0 | 0
|  | Toilet Front Lobby | 4 | 1.6 | 1.35 |  | 8.64 |  |  | 0 | 0
|  | wardroble | 4 | 2.13 | 0.6 |  | 5.112 |  |  | 0 | 0
|  | Total |  |  |  |  | 202.227 | Sq m | 1553.45 | 1316.4831 | 266228.4179
14 | 11.37 | Providing and laying Ceramic Glazed Floor tiles 300x300 in skirting of approved shade over 20 mm thick (1:4) cement mortar | [7 empty] | 0 | 0
|  | Toil. | 4 | 1.6 | 2.25 |  | 14.4 |  |  | 0 | 0
|  | Toil. | 4 | 1.62 | 2.15 |  | 13.932 |  |  | 0 | 0
|  | Bal. | 8 | 3.3 | 1.5 |  | 39.6 |  |  | 0 | 0
|  | Living Bal. | 4 | 3.3 | 1.65 |  | 21.78 |  |  | 0 | 0
|  | Total |  |  |  |  | 89.712 | Sq m | 1096.55 | 929.2797 | 83367.5369
15 | 11.23 | Marble stone flooring with 18 mm thick marble stone as per sample of marble approved by engineer in charge, over 20 mm ( average) thick base of cement mortar1:4(1 cement:4 coarse sand) laid and jointed with grey cement slurry, including rubbing and polishing completewith: | [7 empty] | 0 | 0
| 11.23.2 | Rajnagar Plain | [7 empty] | 0 | 0
|  | Kitchen | 4 | 3.2 | 2.5 |  | 32 |  |  | 0 | 0
|  | Entrance Lobby | 1 | 68.3 |  |  | 68.3 |  |  | 0 | 0
[10 empty] | 0 | 0
|  | Total |  |  |  |  | 100.3 | Sq m | 2346.8 | 1988.8136 | 199478
16 | 8.9 | Stone tile (polished) work for wall lining over 12 mm thick bed of cement mortar1:3 ( 1 cement : 3 coarse sand) and cement slurry @ 3.3 kg/ sqm including pointing in white cement. | [7 empty] | 0 | 0
| 8.9.1 | 8 mm thick | [7 empty] | 0 | 0
| 8.9.1.1 | Rajnagar Plain white marble | [7 empty] | 0 | 0
|  | Kit Skirting | 4 | 10.5 |  | 0.1 | 4.2 |  |  | 0 | 0
|  | Lobby Skirting | 1 | 39.875 |  | 0.1 | 3.9875 |  |  | 0 | 0
|  | Total |  |  |  |  | 8.1875 | Sqm | 3190.3 | 2703.6441 | 22136.0858
17 | 8.9 | Stone tile (polished) work for wall lining over 12 mm thick bed of cement mortar1:3 ( 1 cement : 3 coarse sand) and cement slurry @ 3.3 kg/ sqm including pointing in white cement. | [7 empty] | 0 | 0
| 8.9.1 | 8 mm thick | [7 empty] | 0 | 0
| 8.9.1.2 | Granite of any colour and shade | [7 empty] | 0 | 0
|  | Lift wall | 1 | 1.15 |  | 2.1 | 2.415 |  |  | 0 | 0
|  | Total |  |  |  |  | 2.415 | Sqm | 3617.55 | 3065.7203 | 7403.7146
18 | 11.27 | Kota stone slabs 20 mm thick in risers of steps, skirting, dado and pillars laid on 12 mm (average) thick cement mortar 1:3 (1 cement: 3 coarse sand) and jointed with grey cement slurry mixed with pigment to match the shade of the slabs, including rubbing and polishing complete. | [7 empty] | 0 | 0
|  | Stair riser | 20 | 1.2 |  | 0.15 | 3.6 |  |  | 0 | 0
|  | landing | 1 | 2.55 |  | 0.15 | 0.3825 |  |  | 0 | 0
|  | landing | 2 | 1.2 |  | 0.15 | 0.36 |  |  | 0 | 0
|  | side | 2 | 4 |  | 0.15 | 1.2 |  |  | 0 | 0
|  | Total |  |  |  |  | 5.5425 | sqm | 2354.7 | 1995.5085 | 11060.1057
19 | 11.46.2 | Providing and laying Vitrified tiles in Skirting, Riser of steps over 12 mm cement mortar (1:3) all complete | [7 empty] | 0 | 0
|  | Living Rm. | 4 | 17.9 |  | 0.1 | 7.16 |  |  | 0 | 0
|  | Dining | 4 | 11.69 |  | 0.1 | 4.676 |  |  | 0 | 0
|  | Bed Room | 4 | 15 |  | 0.1 | 6 |  |  | 0 | 0
|  | Bed Room | 4 | 15.95 |  | 0.1 | 6.38 |  |  | 0 | 0
|  | Toilet Front Lobby | 4 | 7.05 |  | 0.1 | 2.82 |  |  | 0 | 0
|  | wardroble | 4 | 3.33 |  | 0.1 | 1.332 |  |  | 0 | 0
[10 empty] | 0 | 0
|  | Total |  |  |  |  | 28.368 | Sqm | 1623.05 | 1375.4661 | 39019.2224
20 | 8.31 | Providing and fixing 1st quality Ceramic glazed wall tiles all complete | [7 empty] | 0 | 0
|  | Toil. | 4 | 6.95 | 2.25 | 2.1 | 58.38 |  |  | 0 | 0
|  | Toil. | 4 | 6.79 | 2.15 | 2.1 | 57.036 |  |  | 0 | 0
|  | Bal. | 8 | 7.2 | 1.5 | 2.1 | 120.96 |  |  | 0 | 0
|  | Living Bal. | 4 | 9 | 1.65 | 2.1 | 75.6 |  |  | 0 | 0
|  | Total |  |  |  |  | 311.976 | Sq m | 1267.95 | 1074.5339 | 335228.7875
21 | 9.1 | Providing wood work in frames of doors, windows, clerestory windows and other frames, wrought framed and fixed in position with hold fast lugs or with dash fasteners of required dia & length ( hold fast lugs or | [7 empty] | 0 | 0
|  | dash fastener shall be paid for separately). | [7 empty] | 0 | 0
| 9.1.2 | Providing Sal wood work in Frames of Door, Windows etc. and fixed in position all complete | [7 empty] | 0 | 0
|  | D0 | 4 | 6.9 | 0.125 | 0.0625 | 0.21563 |  |  | 0 | 0
|  | D1 | 8 | 5.2 | 0.125 | 0.0625 | 0.325 |  |  | 0 | 0
|  | D2 | 4 | 5.1 | 0.125 | 0.0625 | 0.15938 |  |  | 0 | 0
|  | D3 | 8 | 4.95 | 0.125 | 0.0625 | 0.30938 |  |  | 0 | 0
|  | D4 | 4 | 6.6 | 0.125 | 0.0625 | 0.20625 |  |  | 0 | 0
|  | Total |  |  |  |  | 1.2156 | Cu m | 116520.3 | 98746.0169 | 120038.1269
22 | 9.131 | Providing and fixing factory made shutters of Pre-laminated particle board flat pressed three layer or graded wood particle board with one side decorative finish and other side balancing lamination conforming to IS: 12823 Grade l Type ll, of approved design, and edges sealed with water resistant paint and lipped with aluminium 'U' type edge beading all- round the shutter, including fixing with angle cleat, grip strip, cadmiumplated steel screws, including fixing of aluminium hinges 100x63x4 mm etc. complete as per architectural drawing and direction of Engineer-in-Charge (Cost of 'U' beadingand hinges will be paid for separately). | [7 empty] | 0 | 0
| 9.131.1 | 25 mm thick | [7 empty] | 0 | 0
|  | D3 | 8 | 0.75 |  | 2.1 | 12.6 |  |  | 0 | 0
|  | D4 | 4 | 0.9 |  | 2.1 | 7.56 |  |  | 0 | 0
|  | Total |  |  |  |  | 20.16 | Sqm | 1801.6 | 1526.7797 | 30779.878
23 | 9.132 | Providing and fixing aluminum U beading of required size to Pre-laminated/flush door shutter, including fixing etc. complete as per direction of Engineer-in-charge (@ 0.50 Kg Per Meter ) | [7 empty] | 0 | 0
|  | D3 | 8 | 4.95 |  |  | 39.6 |  |  | 0 | 0
|  | D4 | 4 | 5.1 |  |  | 20.4 |  |  | 0 | 0
|  | Total | 12 |  |  |  | 30 | KG | 596.15 | 505.2119 | 15156.3559
24 | 9.21 | Providing and fixing ISI marked flush door shutters confirming to IS:2202(PartI) non decorative type, core of block board construction with frame of 1st class hard wood and well matched commercial 3 ply veneering with vertical grains or cross bands and face veneer on both faces of shutters. | [7 empty] | 0 | 0
| 9.21.1 | 35 mm thick including ISI marked stainless steel butt hinges with necessary screws. | [7 empty] | 0 | 0
|  | D0 | 4 | 1.05 |  | 2.1 | 8.82 |  |  | 0 | 0
|  | D1 | 8 | 1 |  | 2.1 | 16.8 |  |  | 0 | 0
|  | D2 | 4 | 0.9 |  | 2.1 | 7.56 |  |  | 0 | 0
[7 empty] | 33.18 | Sqm | 2392.65 | 2027.6695 | 67278.0737
25 | 9.147A | Providing and fixing factory made uPVC glazed/wire mesh windows/ doors comprising of lead free uPVC multi-chambered frame, sash and mullion/coupler (where ever required) extruded profiles having minimum wall thickness of 1.70 mm for Series R1 and R2 profiles and 2.10 mm for Series R3 and R4 profiles conforming to EN: 12608 in any shape, colour and design duly reinforced with galvanized mild steel section made of required shape & size as per CPWD Specification, uPVC extruded glazing beads, interlocks and Inline sash adaptor (where ever required) of appropriate dimension, EPDM gasket, hardware, SS 304 grade fasteners of minimum 8 mm dia with countersunk head, comprising of matching polyamide PA6 grade sleeve for fixing frame to finished wall as per IS 1367: Part 1 to 14, plastic packers, plastic caps and necessary stainless steel screws etc. Profile of frame, sash & mullion (if required) shall be mitred cut and fusion welded/mechanically jointed duly sealed at all corners, including drilling of holes for fixing hardware and drainage of water etc. After fixing frame the gap between frame and adjacent finished wall shall be filled with weather proof silicon sealant over backer rod of approved size and quality, | [7 empty] | 0 | 0
|  | all complete as per approved drawing conforming to CPWD specification & direction of Engineer-in-Charge. Section of steel reinforcement and cross sections of uPVC profiles to be as per design approved by Engineer-in-Charge. Wire mesh / Glazing of plain/ toughened/ laminated/ double glass unit with/without high performance coatings as per design requirements and conforming to IS: 3548 & IS: 16231 shall be paid separately. Note:- Structural design proof checked from a Government Engineering Institute, to be provided by the manufacturer for : (i) Sites with basic wind speed > 45 m/sec as per IS 875- Part 3 (ii) Sites with structure height more than 20m for all wind speeds | [7 empty] | 0 | 0
26 | 9.147A1.3 | Casement window Using R4 series with frame (64mm&above)x(45mm& above) & sash (44mm&above)x(55mm& above) with zinc alloy (zamak) powder coated handle on every panel along with-point locking system (Height above 1.8 m) | [7 empty] | 0 | 0
|  | W0 | 4 | 1.8 |  | 1.5 | 10.8 |  |  | 0 | 0
|  | W1 | 8 | 1.37 |  | 1.5 | 16.44 |  |  | 0 | 0
|  | W2 | 4 | 1.05 |  | 1.35 | 5.67 |  |  | 0 | 0
|  | W3 | 2 | 1.2 |  | 1.2 | 2.88 |  |  | 0 | 0
|  | V | 8 | 0.6 |  | 0.9 | 4.32 |  |  | 0 | 0
|  | Total |  |  |  |  | 40.11 | Sq m | 9628.6 | 8159.8305 | 327290.8017
[10 empty] | 0 | 0
27 | 9.147. B4 | Three track three panels sliding door with Aluminium channel for roller track, wool pile zinc alloy (zamak) powder coated handle on two panels along with multi-point locking system, adjustable nylon rollers with ss 304 body. | [7 empty] | 0 | 0
| 9.147. B4.1 | Using R3 series with frame (98mm&above)x(40mm& above) & sash (30mm&above)x(74mm& above) . (Height above 2.5 m) | [7 empty] | 0 | 0
|  | SWD | 8 | 2.4 |  | 2.4 | 46.08 |  |  | 0 | 0
|  | Total |  |  |  |  | 46.08 | Sq m | 8287.05 | 7022.9237 | 323616.3254
30 | 9.96 | Providing and fixing aluminium sliding door bolts, ISI marked anodised (anodic coating not less than grade AC 10 as per IS : 1868), transparent or dyed to required colour or shade, with nuts and screws etc. complete : | [7 empty] | 0 | 0
| 9.96.1 | 300x16 mm | 4 |  |  |  | 4 | no. | 303.25 | 256.9915 | 1027.9661
| 9.96.2 | 250 x 16 mm | 16 |  |  |  | 16 | no. | 260.6 | 220.8475 | 3533.5593
31 | 9.97 | Providing and fixing aluminium tower bolts, ISI marked, anodised (anodiccoating not less than grade AC 10 as per IS : 1868 ) transparent or dyed to required colour or shade, with necessary screws etc. complete : | [7 empty] | 0 | 0
| 9.97.1 | 300 x 10 mm | 4 |  |  |  | 4 | no. | 130.1 | 110.2542 | 441.0169
| 9.97.2 | 250 x 10 mm | 16 |  |  |  | 16 | no. | 115.15 | 97.5847 | 1561.3559
32 | 9.98 | Providing and fixing aluminium pull bolt lock,ISI marked, anodised ( anodic coating not less than grade AC 10 as per IS; 1868) transparent or dyed to rewuired colour and shade with necessary screws bolts, nut and washers etc. complete | 16 |  |  |  | 16 | each | 100.8 | 85.4237 | 1366.7797
33 | 9.1 | Providing and fixing aluminium handles ISI marked anodised (anodic coating not less than grade AC 10 as per IS:1868) transparent or dyed to required colour or shade with necessary screws etc. complete. | [7 empty] | 0 | 0
| 9.100.1 | 125 mm | 32 |  |  |  | 22 | no | 66.25 | 56.1441 | 1235.1695
| 9.100.2 | 100 mm | 16 |  |  |  | 20 | no | 59.55 | 50.4661 | 1009.322
34 | 9.101 | Providing and fixing aluminium hanging floor door stopper ISI marked anodised (anodic coating not less than grade AC 10 as per IS:1868) transparent or dyed to required colour and shade with necessary screws etc. complete. | [7 empty] | 0 | 0
| 9.101.2 | Twin rubber stopper | 20 |  |  |  | 13 | no | 72.35 | 61.3136 | 797.0763
35 | 10.28 | Providing & Fixing Stainless steel (grade 304) railing made of hollow tubes all complete | [7 empty] | 0 | 0
|  | @ 5 Kg per metre ( stair railing) | 2 | 3.76 |  |  | 7.52 |  |  | 0 | 0
|  | Balcony railing | 8 | 6.3 |  |  | 50.4 |  |  | 0 | 0
|  |  | 4 | 3.3 |  |  | 13.2 |  |  | 0 | 0
|  | Total |  |  |  |  | 355.6 | Kg | 772.4 | 654.5763 | 232767.322
36 | 13.26 | Providing and applying POP Putty of average thickness 2 mm of approved brand and manufacture | [7 empty] | 0 | 0
|  | As per 12 mm inner plaster |  |  |  |  | 555.5456 |  |  | 0 | 0
|  | As per 15 mm plaster |  |  |  |  | 267.1199 |  |  | 0 | 0
|  | As per 6 mm plaster |  |  |  |  | 495.545 |  |  | 0 | 0
|  | Deduction ( wall tiles area ) |  |  |  |  | -311.976 |  |  | 0 | 0
|  | Total |  |  |  |  | 1006.2344 | Sq m | 262.7 | 222.6271 | 224015.0735
37 | 13.83.2 | Prium Acrylic emulsion paint of approved brand and manufacture | [7 empty] | 0 | 0
|  | Quantity same as wall putty area |  |  |  |  | 1006.2344 | Sq m | 142.8 | 121.0169 | 121771.4218
38 | 13.47 | Finishing walls with premium Acrylic smooth exterior paint with silicone additives of required shade | [7 empty] | 0 | 0
| 13.47.1 | New work (Two or more coats applied @ 1.43kg/10sqm) over and including base coat of water proffing cement paint Snowcem Plus or equivalent applied @ 2.20 kg/10 sqm | [7 empty] | 0 | 0
|  | Quantity same as outer plaster area |  |  |  |  | 524.43 | Sq m | 171.1 | 145 | 76042.35
39 | 13.61 | Painting with synthetic enamel paint of approved brand and manufacture to give an even shade: | [7 empty] | 0 | 0
| 13.61.1 | Two or more coats on new work | [7 empty] | 0 | 0
|  |  | 1 | 73.29 | 2.5 |  | 183.225 | Sq m | 155.9 | 132.1186 | 24207.4386
40 | 10.18 | Providing and fixing circular cast iron box for ceiling fan all complete | 32 |  |  |  | 32 | No | 220.65 | 186.9915 | 5983.7288
41 | 9.47 | Providing and fixing nickel plated M.S pipe curtain rods with nickel plated brackets | [7 empty] | 0 | 0
| 9.47.1 | 20 mm dia( Heavy type) |  | 42.2 |  |  | 42.2 | meter | 175 | 148.3051 | 6258.4746
42 | 9.48 | Providing and fixing M.S. grills of required pattern in frames of windows etc. with flats, square or round bars etc. including priming cost with approved steel primer all complete. | [7 empty] | 0 | 0
| 9.48.2 | Fixed to openings/ wooden frames with rawl plugs screws etc. ( @ 24 kg Per sqm) |  | 40.11 |  |  | 962.64 | kg | 283.35 | 240.1271 | 231155.9695
43 | 22.5 | Providing and laying water proofing treatment in sunken portion of WCs, bathroom etc., by applying cement slurry mixed with water proofing cement compound consisting of applying : | [7 empty] | 0 | 0
|  | (a) First layer of slurry of cement @ 0.488 kg/sqm mixed with water proofing cement compound @ 0.253 kg/ sqm. This layer will be allowed to air cure for 4 hours. | [7 empty] | 0 | 0
|  | (b) Second layer of slurry of cement @ 0.242 kg/sqm mixed with water proofing cement compound @ 0.126 kg/sqm. This layer will be allowed to air cure for 4 hours followed with water curing for 48 hours. | [7 empty] | 0 | 0
|  | The rate includes preparation of surface, treatment and sealing of all joints, corners, junctions of pipes and masonry with polymer mixed slurry. | [7 empty] | 0 | 0
|  | Toil. | 4 | 1.6 | 2.25 |  | 14.4 |  |  | 0 | 0
|  | Face area | 4 | 7.7 | 0.45 |  | 13.86 |  |  | 0 | 0
|  | Toil. | 4 | 1.625 | 2.15 |  | 13.975 |  |  | 0 | 0
|  | Face area | 4 | 7.56 | 0.45 |  | 13.608 |  |  | 0 | 0
|  | Total |  |  |  |  | 55.843 | Sq m | 617.05 | 522.9237 | 29201.6298
|  | Grand Total (GST Extra as applicable)= | [8 empty] | 9689633.9296
Note on C252: Node-1:

## 2nd & 3rd
Construction of Residential Dwelling unit at -Biharsharif (Bihar)
BOQ 2nd & 3rd Floor ( DSR 2023 )
SN | DSR-2023 | Particulars | No. | Length | Width | Height | Quantity | Unit | Rate | Rate | Amount
1 | 5.2.2 | providing RCC (1:1.5:3) with graded stone chips of 20 mm nominal size in Column, Stiffener, Plinth band excluding the cost of centring, shuttering and reinforcement all complete
|  | C1 | 56 | 0.3 | 0.6 | 2.4 | 24.192
|  | C2 | 12 | 0.3 | 0.5 | 2.4 | 4.32
|  | Total | 68 |  |  |  | 28.512 | Cu m | 10852.95 | 9197.4153 | 262236.7037
2 (a) | 5.3 | Providing RCC (1:1.5:3) in Band at Lintel, Beam at Lintel, Roof Beam excluding the cost of centring, shuttering and reinforcement | [7 empty] | 0 | 0
|  | Lintel over Door | [7 empty] | 0 | 0
|  | D0 | 0 | 1.05 | 0.125 | 0.15 | 0 |  |  | 0 | 0
|  | D1 | 8 | 1.25 | 0.25 | 0.15 | 0.375 |  |  | 0 | 0
|  | D2 | 4 | 1.15 | 0.25 | 0.15 | 0.1725 |  |  | 0 | 0
|  | D3 | 8 | 1 | 0.125 | 0.15 | 0.15 |  |  | 0 | 0
|  | D4 | 0 | 0.9 | 0.125 | 0.15 | 0 |  |  | 0 | 0
|  | Roof beam | [7 empty] | 0 | 0
|  | Beam size 250 x 600 | [7 empty] | 0 | 0
|  | Along grid A (7-13) | 1 | 9.325 | 0.25 | 0.465 | 1.084 |  |  | 0 | 0
|  | Along Grid B (7-11) | 1 | 5.75 | 0.25 | 0.465 | 0.66844 |  |  | 0 | 0
|  | Along grid C (11-13) | 1 | 3.57 | 0.25 | 0.465 | 0.41501 |  |  | 0 | 0
|  | Along grid D (7-8) | 1 | 2.25 | 0.25 | 0.465 | 0.26156 |  |  | 0 | 0
|  | Along grid E & F (8-13) | 2 | 7.3 | 0.25 | 0.465 | 1.6972 |  |  | 0 | 0
|  | Along grid F (15-18) | 1 | 7.35 | 0.25 | 0.465 | 0.85444 |  |  | 0 | 0
|  | Along grid G (1-17) | 1 | 27.5 | 0.25 | 0.465 | 3.1969 |  |  | 0 | 0
|  | Along grid H (5-7) | 1 | 3.55 | 0.25 | 0.465 | 0.41269 |  |  | 0 | 0
|  | Along Grid H (17-18) | 1 | 5.475 | 0.25 | 0.465 | 0.63647 |  |  | 0 | 0
|  | Along grid J (14-18) | 1 | 8.7 | 0.25 | 0.465 | 1.0114 |  |  | 0 | 0
|  | Along grid K (7-13) | 1 | 9.1 | 0.25 | 0.465 | 1.0579 |  |  | 0 | 0
|  | Along grid K (1-7) | 1 | 12.12 | 0.25 | 0.465 | 1.4089 |  |  | 0 | 0
|  | Along grid L (1-2) | 1 | 5.6 | 0.25 | 0.465 | 0.651 |  |  | 0 | 0
|  | Along grid L (13-14) | 1 | 3.55 | 0.25 | 0.465 | 0.41269 |  |  | 0 | 0
|  | Along grid M (2-18) | 1 | 27.375 | 0.25 | 0.465 | 3.1823 |  |  | 0 | 0
|  | Along grid N (1-4) | 1 | 7.35 | 0.25 | 0.465 | 0.85444 |  |  | 0 | 0
|  | Along grid N (6-12) | 1 | 8.75 | 0.25 | 0.465 | 1.0172 |  |  | 0 | 0
|  | Along grid P (7-12) | 1 | 7.3 | 0.25 | 0.465 | 0.84862 |  |  | 0 | 0
|  | Along grid Q (12-13) | 1 | 2.52 | 0.25 | 0.465 | 0.29295 |  |  | 0 | 0
|  | Along grid R & S (7-13) | 2 | 10.35 | 0.25 | 0.465 | 2.4064 |  |  | 0 | 0
|  | Along grid 1 (G-N) | 1 | 9.325 | 0.25 | 0.465 | 1.084 |  |  | 0 | 0
|  | Along grid 2 (K-N) | 1 | 5.75 | 0.25 | 0.465 | 0.66844 |  |  | 0 | 0
|  | Along grid 3 (G-K) | 1 | 3.575 | 0.25 | 0.465 | 0.41559 |  |  | 0 | 0
|  | Along grid 4 & 6 (M-N) | 2 | 2.252 | 0.25 | 0.465 | 0.52359 |  |  | 0 | 0
|  | Along grid 5 (G-M) | 1 | 7.3 | 0.25 | 0.465 | 0.84862 |  |  | 0 | 0
|  | Along grid 7 (A-E) | 1 | 7.35 | 0.25 | 0.465 | 0.85444 |  |  | 0 | 0
|  | Along grid 7 (G-S) | 1 | 21.57 | 0.25 | 0.465 | 2.5075 |  |  | 0 | 0
|  | Along grid 8 (B-G) | 1 | 9.175 | 0.25 | 0.465 | 1.0666 |  |  | 0 | 0
|  | Along grid 9 (G-N) | 1 | 8.85 | 0.25 | 0.465 | 1.0288 |  |  | 0 | 0
|  | Along grid 10 (A-B) | 1 | 5.6 | 0.25 | 0.465 | 0.651 |  |  | 0 | 0
|  | Along grid 10 (P-S) | 1 | 8.7 | 0.25 | 0.465 | 1.0114 |  |  | 0 | 0
|  | Along grid 11 (A-E) | 1 | 8.7 | 0.25 | 0.465 | 1.0114 |  |  | 0 | 0
|  | Along grid 11 (R-S) | 1 | 5.6 | 0.25 | 0.465 | 0.651 |  |  | 0 | 0
|  | Along grid 12 (M-R) | 1 | 9.175 | 0.25 | 0.465 | 1.0666 |  |  | 0 | 0
|  | Along grid 13 (A-M) | 1 | 21.57 | 0.25 | 0.465 | 2.5075 |  |  | 0 | 0
|  | Along grid 13 (Q-S) | 1 | 7.08 | 0.25 | 0.465 | 0.82305 |  |  | 0 | 0
|  | Along grid 14 (G-M) | 1 | 7.3 | 0.25 | 0.465 | 0.84862 |  |  | 0 | 0
|  | Along grid 15 (F-G) | 1 | 2.525 | 0.25 | 0.465 | 0.29353 |  |  | 0 | 0
|  | Along grid 16 (J-M) | 1 | 3.575 | 0.25 | 0.465 | 0.41559 |  |  | 0 | 0
|  | Along grid 17 (F-J) | 1 | 5.75 | 0.25 | 0.465 | 0.66844 |  |  | 0 | 0
|  | Along grid 18 (F-M) | 1 | 9.325 | 0.25 | 0.465 | 1.084 |  |  | 0 | 0
|  | Toilet Beam | 4 | 6.4 | 0.125 | 0.465 | 1.488 |  |  | 0 | 0
|  | Balcony | 8 | 3.3 | 0.125 | 0.465 | 1.5345 |  |  | 0 | 0
[10 empty] | 0 | 0
|  | Total |  |  |  |  | 45.4228 | Cu m | 11505.5 | 9750.4237 | 442891.8151
|  | Total Length of 250 x 600 beam |  | 364.734 | [5 empty] | 0 | 0
|  | Total Length of 125 x 600 beam |  | 52 | [5 empty] | 0 | 0
[10 empty] | 0 | 0
2(b) | 5.3 | Providing RCC (1:1.5:3) in Roof slab, Landing excluding the cost of centring, shuttering and reinforcement | [7 empty] | 0 | 0
|  | Roof slab | 4 | 5.85 | 8.85 | 0.13 | 26.9217 |  |  | 0 | 0
|  |  | 4 | 4.65 | 6.575 | 0.13 | 15.8984 |  |  | 0 | 0
|  | Lobby Area | 1 | 93.33 |  | 1.13 | 105.4629 |  |  | 0 | 0
|  | Slab Beam Bottom | 4 | 4.1 | 0.475 | 0.13 | 1.0127 |  |  | 0 | 0
|  | Slab beam top | 4 | 4.1 | 0.475 | 0.13 | 1.0127 |  |  | 0 | 0
|  | Balcony projection | 8 | 3.675 | 1.5 | 0.15 | 6.615 |  |  | 0 | 0
|  | box window | 4 | 1.6 | 0.725 | 0.075 | 0.348 |  |  | 0 | 0
|  | Chajja W1 | 4 | 1.65 | 0.6 | 0.075 | 0.297 |  |  | 0 | 0
|  | Chajja W2 | 4 | 1.35 | 0.6 | 0.075 | 0.243 |  |  | 0 | 0
|  | Chajja W3 | 2 | 1.5 | 0.6 | 0.075 | 0.135 |  |  | 0 | 0
|  | Chajja V | 8 | 0.9 | 0.6 | 0.075 | 0.324 |  |  | 0 | 0
|  | Deductions for openings (stair) | -1 | 2.55 | 3.45 | 0.13 | -1.1437 |  |  | 0 | 0
|  | Lift | -1 | 2.05 | 2.05 | 0.13 | -0.54632 |  |  | 0 | 0
|  | Total |  |  |  |  | 156.5804 | Cu m | 11505.5 | 9750.4237 | 1526724.7601
2© | 5.3 | Providing RCC (1:1.5:3) in Staircase excluding the cost of centring, shuttering and reinforcement | [7 empty] | 0 | 0
|  | Waist slab | 2 | 3 | 1.2 | 0.15 | 1.08 |  |  | 0 | 0
|  | Landing | 1 | 1.45 | 2.55 | 0.15 | 0.55462 |  |  | 0 | 0
|  | Steps | 20 | 1.2 | 0.25 | 0.075 | 0.45 |  |  | 0 | 0
|  | Total |  |  |  |  | 2.0846 | Cu m | 11505.5 | 9750.4237 | 20325.9771
3 | 5.22 | Reinforcement for RCC work including straightening, cutting, bending, placing in position and binding all complete | [7 empty] | 0 | 0
| 5.22.6 | Thermo-Mechanically Treated bars of grade Fe-500D of more | [7 empty] | 0 | 0
|  | Total RCC |  | 232.5998 | [5 empty] | 0 | 0
|  | Steel in kg | 120 |  |  |  | 27911.9763 | Kg | 107.85 | 91.3983 | 2551107.3254
4 | 5.9 | Centring and shuttering including strutting, propping etc. and Removal of form for: | [7 empty] | 0 | 0
a | 5.9.3 | Suspended floors, roofs, landings, balconies and access platform | [7 empty] | 0 | 0
|  | Roof slab | 4 | 5.85 | 8.85 |  | 51.7725 |  |  | 0 | 0
|  |  | 4 | 4.65 | 6.575 |  | 30.5738 |  |  | 0 | 0
|  | Lobby Area | 1 | 93.33 |  |  | 93.33 |  |  | 0 | 0
|  | Slab Beam Bottom | 4 | 4.1 | 0.475 |  | 7.79 |  |  | 0 | 0
|  | Slab beam top | 4 | 4.1 | 0.475 |  | 7.79 |  |  | 0 | 0
|  | Balcony projection | 8 | 3.675 | 1.5 |  | 44.1 |  |  | 0 | 0
|  | box window | 4 | 1.6 | 0.725 |  | 4.64 |  |  | 0 | 0
|  | Providing RCC (1:1.5:3) in Staircase excluding the cost of centring, shuttering and reinforcement | 4 | 1.65 | 0.6 |  | 3.96 |  |  | 0 | 0
|  | Waist slab | 4 | 1.35 | 0.6 |  | 3.24 |  |  | 0 | 0
|  | Landing | 2 | 1.5 | 0.6 |  | 1.8 |  |  | 0 | 0
|  | Deductions for openings (stair) | -1 | 2.55 | 3.45 |  | -8.7975 |  |  | 0 | 0
|  | Lift | -1 | 2.05 | 2.05 |  | -4.2025 |  |  | 0 | 0
|  | Total |  |  |  |  | 235.9962 | Sq m | 927.25 | 785.8051 | 185447.0532
b | 5.9.5 | Lintel, Beam | [7 empty] | 0 | 0
|  | D0 | 0 | 1.55 | 0.4 |  | 0 |  |  | 0 | 0
|  | D1 | 8 | 1.5 | 0.65 |  | 7.8 |  |  | 0 | 0
|  | D2 | 4 | 1.15 | 0.65 |  | 2.99 |  |  | 0 | 0
|  | D3 | 8 | 1 | 0.4 |  | 3.2 |  |  | 0 | 0
|  | D4 | 0 | 1.15 | 0.4 |  | 0 |  |  | 0 | 0
[10 empty] | 0 | 0
[10 empty] | 0 | 0
|  | Roof Beam | [7 empty] | 0 | 0
|  | beam size 250 x 600 | 1 | 364.734 | 1.18 |  | 430.3861 |  |  | 0 | 0
|  | Beam size 125 x 450 | 1 | 52 | 1.055 |  | 54.86 |  |  | 0 | 0
|  | Total |  |  |  |  | 499.2361 | Sq m | 736.4 | 624.0678 | 311557.1854
c | 5.9.19 | Chajja | [7 empty] | 0 | 0
|  | Chajja W1 | 4 | 1.65 | 0.6 |  | 3.96 |  |  | 0 | 0
|  | Chajja W2 | 4 | 1.35 | 0.6 |  | 3.24 |  |  | 0 | 0
|  | Chajja W3 | 2 | 1.5 | 0.6 |  | 1.8 |  |  | 0 | 0
|  | Chajja V | 8 | 0.9 | 0.6 |  | 4.32 |  |  | 0 | 0
|  | Total |  |  |  |  | 13.32 | Sq m | 1028.4 | 871.5254 | 11608.7186
d | 5.9.6 | Column and Stiffener | [7 empty] | 0 | 0
|  | C1 | 56 | 1.8 |  | 2.4 | 241.92 |  |  | 0 | 0
|  | C2 | 12 | 1.6 |  | 2.4 | 46.08 |  |  | 0 | 0
|  | Total |  |  |  |  | 288 | Sq m | 961.3 | 814.661 | 234622.3729
e | 5.9.7 | Stair | [7 empty] | 0 | 0
|  | Waist slab | 2 | 3 | 1.2 |  | 7.2 |  |  | 0 | 0
|  | Landing | 1 | 1.2 | 2.55 |  | 3.06 |  |  | 0 | 0
|  | Side | 2 | 3 | 0.3 |  | 1.8 |  |  | 0 | 0
|  | Steps | 20 | 1.2 | 0.25 |  | 6 |  |  | 0 | 0
|  | Total |  |  |  |  | 18.06 | Sq m | 764.95 | 648.2627 | 11707.6246
5 | 6.4 | Brick work with common burnt clay F.P.S (Non modular) brick of class designation 7.5 in superstructure above plinth level up to V level in all shapes and size in | [7 empty] | 0 | 0
| 6.4.2 | F.P.S Brick work with Cement Mortar (1:6) in superstructure | [7 empty] | 0 | 0
|  | Outer wall 250mm thk. | [7 empty] | 0 | 0
|  | Along Grid-A | 1 | 7.225 | 0.25 | 2.4 | 4.335 |  |  | 0 | 0
|  | Along grid D | 1 | 2.22 | 0.25 | 2.4 | 1.332 |  |  | 0 | 0
|  | Along grid F | 1 | 1.7 | 0.25 | 2.4 | 1.02 |  |  | 0 | 0
|  | Along grid G (1-5) | 1 | 7.2 | 0.25 | 2.4 | 4.32 |  |  | 0 | 0
|  | Stair Landing | 1 | 2.45 | 0.25 | 2.4 | 1.47 |  |  | 0 | 0
|  | Along grid G (13-15) | 1 | 4.65 | 0.25 | 2.4 | 2.79 |  |  | 0 | 0
|  | Along grid M (4-7) | 1 | 3.75 | 0.25 | 2.4 | 2.25 |  |  | 0 | 0
|  | Along grid M (12-13) | 1 | 1.675 | 0.25 | 2.4 | 1.005 |  |  | 0 | 0
|  | Along grid M (14-18) | 1 | 6 | 0.25 | 2.4 | 3.6 |  |  | 0 | 0
|  | Along grid N (2-4) | 1 | 1.7 | 0.25 | 2.4 | 1.02 |  |  | 0 | 0
|  | Along grid N (6-7) | 1 | 1.7 | 0.25 | 2.4 | 1.02 |  |  | 0 | 0
|  | Along grid P (12-13) | 1 | 1.675 | 0.25 | 2.4 | 1.005 |  |  | 0 | 0
|  | Along grid S | 1 | 7.225 | 0.25 | 2.4 | 4.335 |  |  | 0 | 0
|  | Along grid 1 | 1 | 7.225 | 0.25 | 2.4 | 4.335 |  |  | 0 | 0
|  | Along grid 2 (B-E) | 1 | 1.7 | 0.25 | 2.4 | 1.02 |  |  | 0 | 0
|  | Along grid 7 (P-S) | 1 | 7.2 | 0.25 | 2.4 | 4.32 |  |  | 0 | 0
|  | Along grid 8 (D-G) | 1 | 7.12 | 0.25 | 2.4 | 4.272 |  |  | 0 | 0
|  | Along grid 12 (M-Q) | 1 | 7.12 | 0.25 | 2.4 | 4.272 |  |  | 0 | 0
|  | Along grid 13 (A-E) | 1 | 7.2 | 0.25 | 2.4 | 4.32 |  |  | 0 | 0
|  | Along grid13 (Q-R) | 1 | 1.7 | 0.25 | 2.4 | 1.02 |  |  | 0 | 0
|  | Along grid13 (F-G) | 1 | 1.675 | 0.25 | 2.4 | 1.005 |  |  | 0 | 0
|  | Along grid15 (F-G) | 1 | 1.925 | 0.25 | 2.4 | 1.155 |  |  | 0 | 0
|  | Along Grid-18 | 1 | 7.225 | 0.25 | 2.4 | 4.335 |  |  | 0 | 0
|  | Total length of 250 the. Outer wall |  | 96.81 | [5 empty] | 0 | 0
|  | Inner wall 250 mm thk. | [7 empty] | 0 | 0
|  | Along grid F (8-13) | 1 | 5.675 | 0.25 | 2.4 | 3.405 |  |  | 0 | 0
|  | Along grid N (7-12) | 1 | 5.675 | 0.25 | 2.4 | 3.405 |  |  | 0 | 0
|  | Along grid 7 (G-N) | 1 | 7.35 | 0.25 | 2.4 | 4.41 |  |  | 0 | 0
|  | Along grid 9 (G-K) | 1 | 2.6 | 0.25 | 2.4 | 1.56 |  |  | 0 | 0
|  | Along grid 13 (F-M) | 1 | 7.35 | 0.25 | 2.4 | 4.41 |  |  | 0 | 0
|  | Total length of 250 the. Inner wall |  | 28.65 | [5 empty] | 0 | 0
|  | Deduction for openings | [7 empty] | 0 | 0
|  | D0 | -4 | 1.05 | 0.25 | 2.4 | -2.52 |  |  | 0 | 0
|  | D1 | 0 | 1 | 0.25 | 2.1 | 0 |  |  | 0 | 0
|  | D2 | 0 | 0.9 | 0.25 | 2.1 | 0 |  |  | 0 | 0
|  | D3 | 0 | 0.75 | 0.25 | 2.1 | 0 |  |  | 0 | 0
|  | D4 | 0 | 0.9 | 0.25 | 2.4 | 0 |  |  | 0 | 0
|  | SDW | -8 | 2.4 | 0.25 | 2.4 | -11.52 |  |  | 0 | 0
|  | W1 | -4 | 1.35 | 0.25 | 1.5 | -2.025 |  |  | 0 | 0
|  | W2 | -4 | 1.05 | 0.25 | 1.35 | -1.4175 |  |  | 0 | 0
|  | W3 | -2 | 1.2 | 0.25 | 1.2 | -0.72 |  |  | 0 | 0
|  | V | -8 | 0.6 | 0.25 | 0.9 | -1.08 |  |  | 0 | 0
|  | Total |  |  |  |  | 57.4635 | Cu m | 9105.95 | 7716.9068 | 443440.4727
6 | 6.13 | Half Brick Masonry with common burnt clay F.P.S (Non modular) brick of class designation 7.5 in superstructure above plinth level up to floor V level | [7 empty] | 0 | 0
| 6.13.2 | F.P.S Brick work with Cement Mortar (1:4) in superstructure | [7 empty] | 0 | 0
|  | Inner wall (125 mm thk.) | [7 empty] | 0 | 0
|  | Along grid B (7-10) | 1 | 3.6 |  | 2.4 | 8.64 |  |  | 0 | 0
|  | Toilet | 4 | 1.6 |  | 2.4 | 15.36 |  |  | 0 | 0
|  | Along grid C & E (11-13) | 2 | 3.6 |  | 2.4 | 17.28 |  |  | 0 | 0
|  | Along grid H (17-18) | 1 | 3.55 |  | 2.4 | 8.52 |  |  | 0 | 0
|  | Along grid J (14-18) | 1 | 6.3 |  | 2.4 | 15.12 |  |  | 0 | 0
|  | Along grid K (1-5) | 1 | 6.3 |  | 2.4 | 15.12 |  |  | 0 | 0
|  | Along grid M (2-4) | 1 | 1.625 |  | 2.4 | 3.9 |  |  | 0 | 0
|  | Balcony | 4 | 3.3 |  | 2.4 | 31.68 |  |  | 0 | 0
|  | Along grid P & R (7-10) | 2 | 2.37 |  | 2.4 | 11.376 |  |  | 0 | 0
|  | Along grid R (11-13) | 1 | 3.6 |  | 2.4 | 8.64 |  |  | 0 | 0
|  | Along grid 10 (A-B) | 1 | 3.5 |  | 2.4 | 8.4 |  |  | 0 | 0
|  | Along grid 11 (A-B) | 1 | 6.3 |  | 2.4 | 15.12 |  |  | 0 | 0
|  | Along grid 2 (L-N) | 1 | 2.47 |  | 2.4 | 5.928 |  |  | 0 | 0
|  | Along grid 3 & 5 (G-K) | 2 | 2.975 |  | 2.4 | 14.28 |  |  | 0 | 0
|  | Along grid 9 (P-S) | 1 | 6.3 |  | 2.4 | 15.12 |  |  | 0 | 0
|  | Along grid 11 (R-S) | 1 | 3.5 |  | 2.4 | 8.4 |  |  | 0 | 0
|  | Along grid 12 (Q-R) | 1 | 1.625 |  | 2.4 | 3.9 |  |  | 0 | 0
|  | Along grid 14 &16 (J-M) | 2 | 2.975 |  | 2.4 | 14.28 |  |  | 0 | 0
|  | Along grid 17 (F-H) | 2.475 | 2.975 |  | 2.4 | 17.6715 |  |  | 0 | 0
|  | Total length of 125 the.inner. wall |  | 93.0731 | [5 empty] | 0 | 0
|  | Outer wall 125 mm thk. | [7 empty] | 0 | 0
|  | Along grid F (17-18) | 1 | 3.6 |  | 2.4 | 8.64 |  |  | 0 | 0
|  | Along grid N (1-12) | 1 | 3.6 |  | 2.4 | 8.64 |  |  | 0 | 0
|  | Along grid 7 (A-B) | 1 | 3.6 |  | 2.4 | 8.64 |  |  | 0 | 0
|  | Along grid 13 (R-S) | 1 | 3.6 |  | 2.4 | 8.64 |  |  | 0 | 0
|  | Balcony .60m b/w | 8 | 6.3 |  | 0.6 | 30.24 |  |  | 0 | 0
|  | Balcony .60m b/w | 4 | 3.3 |  | 0.6 | 7.92 |  |  | 0 | 0
|  | Total length of 125 the.outer . wall |  | 78 | [5 empty] | 0 | 0
[10 empty] | 0 | 0
|  | Deduction for openings | [7 empty] | 0 | 0
|  | D0 | 0 | 1.05 | 0.125 | 2.4 | 0 |  |  | 0 | 0
|  | D1 | -8 | 1 | 0.125 | 2.1 | -2.1 |  |  | 0 | 0
|  | D2 | -4 | 0.9 | 0.125 | 2.1 | -0.945 |  |  | 0 | 0
|  | D3 | -8 | 0.75 | 0.125 | 2.1 | -1.575 |  |  | 0 | 0
|  | D4 | -4 | 0.9 | 0.125 | 2.4 | -1.08 |  |  | 0 | 0
|  | SDW | 0 | 2.4 | 0.125 | 2.4 | 0 |  |  | 0 | 0
|  | W0 | -4 | 1.8 | 0.125 | 2.4 | -2.16 |  |  | 0 | 0
|  | W1 | -4 | 1.35 | 0.125 | 1.5 | -1.0125 |  |  | 0 | 0
|  | W2 | 0 | 1.05 | 0.125 | 1.35 | 0 |  |  | 0 | 0
|  | W3 | 0 | 1.2 | 0.125 | 1.2 | 0 |  |  | 0 | 0
|  | V | 0 | 0.6 | 0.125 | 0.9 | 0 |  |  | 0 | 0
|  | Total |  |  |  |  | 302.583 | sqm | 1123.8 | 952.3729 | 288171.8436
7 | 13.16 | 6 MM CEMENT PLASTER | [7 empty] | 0 | 0
| 13.16.1 | 6 mm (1:3) Ceiling plaster | [7 empty] | 0 | 0
|  | Roof slab | 4 | 5.85 | 8.85 |  | 207.09 |  |  | 0 | 0
|  |  | 4 | 4.65 | 6.575 |  | 122.295 |  |  | 0 | 0
|  | Lobby Area | 1 | 93.33 |  |  | 93.33 |  |  | 0 | 0
|  | Slab Beam Bottom | 4 | 4.1 | 0.475 |  | 7.79 |  |  | 0 | 0
|  | Slab beam top | 4 | 4.1 | 0.475 |  | 7.79 |  |  | 0 | 0
|  | Balcony projection | 8 | 3.675 | 1.5 |  | 44.1 |  |  | 0 | 0
|  | box window | 4 | 1.6 | 0.725 |  | 4.64 |  |  | 0 | 0
|  | Chajja W1 | 4 | 1.65 | 0.6 |  | 3.96 |  |  | 0 | 0
|  | Chajja W2 | 4 | 1.35 | 0.6 |  | 3.24 |  |  | 0 | 0
|  | Chajja W3 | 2 | 1.5 | 0.6 |  | 1.8 |  |  | 0 | 0
|  | Chajja V | 8 | 0.9 | 1.6 |  | 11.52 |  |  | 0 | 0
|  | Deductions for openings (stair) | -1 | 2.55 | 3.45 |  | -8.7975 |  |  | 0 | 0
|  | Lift | -1 | 2.05 | 2.05 |  | -4.2025 |  |  | 0 | 0
|  | Total |  |  |  |  | 494.555 | Sq m | 300.45 | 254.6186 | 125922.9235
8 | 13.4.2 | 12 mm (1:6) cement Plaster | [7 empty] | 0 | 0
|  | Length of 250 the outer wall ( inner face ) as per 250 the. Brick work | 1 | 96.81 |  | 2.87 | 277.8447 |  |  | 0 | 0
|  | Length of 250 the. Inner wall ( both face ) as per 250 the. Brick work | 2 | 28.65 |  | 2.87 | 164.451 |  |  | 0 | 0
|  | Deduction for openings | [7 empty] | 0 | 0
|  | D0 | -4 | 1.05 |  | 2.4 | -10.08 |  |  | 0 | 0
|  | D1 | 0 | 1 |  | 2.1 | 0 |  |  | 0 | 0
|  | D2 | 0 | 0.9 |  | 2.1 | 0 |  |  | 0 | 0
|  | D3 | 0 | 0.75 |  | 2.1 | 0 |  |  | 0 | 0
|  | D4 | -4 | 0.9 |  | 2.4 | -8.64 |  |  | 0 | 0
|  | SDW | -8 | 2.4 |  | 2.4 | -46.08 |  |  | 0 | 0
|  | W1 | -4 | 1.35 |  | 1.5 | -8.1 |  |  | 0 | 0
|  | W2 | -4 | 1.05 |  | 1.35 | -5.67 |  |  | 0 | 0
|  | W3 | -2 | 1.2 |  | 1.2 | -2.88 |  |  | 0 | 0
|  | V | -8 | 0.6 |  | 0.9 | -4.32 |  |  | 0 | 0
|  | Total |  |  |  |  | 356.5257 |  |  | 0 | 0
[10 empty] | 0 | 0
|  | Length of 125 the. Wall ( one side plaster ) as per 125 the. Brick work | 1 | 93.0731 |  | 2.87 | 267.1199 |  |  | 0 | 0
|  | D0 | 0 | 1.05 |  | 2.4 | 0 |  |  | 0 | 0
|  | D1 | -8 | 1 |  | 2.1 | -16.8 |  |  | 0 | 0
|  | D2 | -4 | 0.9 |  | 2.1 | -7.56 |  |  | 0 | 0
|  | D3 | -8 | 0.75 |  | 2.1 | -12.6 |  |  | 0 | 0
|  | D4 | -4 | 0.9 |  | 2.4 | -8.64 |  |  | 0 | 0
|  | SDW | 0 | 2.4 |  | 2.4 | 0 |  |  | 0 | 0
|  | W1 | -4 | 1.35 |  | 1.5 | -8.1 |  |  | 0 | 0
|  | W2 | 0 | 1.05 |  | 1.35 | 0 |  |  | 0 | 0
|  | W3 | 0 | 1.2 |  | 1.2 | 0 |  |  | 0 | 0
|  | V | 0 | 0.6 |  | 0.9 | 0 |  |  | 0 | 0
|  | Total |  |  |  |  | 213.4199 |  |  | 0 | 0
|  | Total 12 mm plaster |  |  |  |  | 569.9456 | Sq m | 343.65 | 291.2288 | 165984.5718
9 | 13.5.2 | 15 mm Cement plaster of rough side of single or half brick wall of mix 1:6 ( 1 cement:6 coarse sand) | [7 empty] | 0 | 0
|  | Length of 125 the. Wall ( one side) as per 125 the. Brick work | 1 | 93.0731 |  | 2.87 | 267.1199 |  |  | 0 | 0
|  | Total |  |  |  |  | 267.1199 | sqm | 395.35 | 335.0424 | 89496.4747
10 | 13.6.2 | 20 mm Cement plaster of mix 1:6 ( 1 cement : 6 coarse sand) | [7 empty] | 0 | 0
|  | Outer wall 250 mm thk | 1 | 96.81 |  | 3 | 290.43 |  |  | 0 | 0
|  | Outer Wall 125mm thk | 1 | 78 |  | 3 | 234 |  |  | 0 | 0
|  | Total |  |  |  |  | 524.43 | Sq m | 466.05 | 394.9576 | 207127.6284
11 | 13.73 | Forming groove of uniform size in plaster as per approved pattern using wooden battens, nailed to the under layer including removal of wooden battens, repairs to the ecges of plaster panel and finishing the groove complete as per specifications and direction of the Engineer-in-charge. | [7 empty] | 0 | 0
| 13.73.2 | 20 mm wide and 15 mm deep grove |  | 1500 |  |  |  | meter | 75.8 | 64.2373 | 0
12 | 11.26.1 | Kota stone slab flooring over 20 mm (average) thick base laid over and jointed with grey cement slurry mixed with pigment to match the shade of the slab, including rubbing and polishing complete with base of cement mortar 1 : 4 (1 cement : 4 coarse sand) :25 mm thick | [7 empty] | 0 | 0
|  | Stair Tread ) Flooring | 18 | 1.2 | 0.25 |  | 5.4 |  |  | 0 | 0
|  | ( Stair Landing) | 1 | 2.55 | 1.2 |  | 3.06 |  |  | 0 | 0
|  | Total |  |  |  |  | 8.46 | sqm | 1948.25 | 1651.0593 | 13967.9619
13 | 11.41 | Providing and laying vitrified floor tiles in different sizes (thickness to be specified by the manufacturer) with water absorption less than 0.08% and conforming to IS : 15622, of approved make, in all colours and shades, laid on 20mm thick cement mortar 1:4 (1 cement : 4 coarse sand), including grouting the joints with white cement and matching pigments etc., complete. | [7 empty] | 0 | 0
| 11.41.2 | Providing and laying 60x60 cm Vitrified floor tiles over 20 mm thick cement mortar (1:4) all complete | [7 empty] | 0 | 0
|  | Living Rm. | 4 | 5 | 3.3 |  | 66 |  |  | 0 | 0
|  | Dining | 4 | 2.75 | 3.225 |  | 35.475 |  |  | 0 | 0
|  | Bed Room | 4 | 3.6 | 3.2 |  | 46.08 |  |  | 0 | 0
|  | Bed Room | 4 | 3.6 | 3.3 |  | 47.52 |  |  | 0 | 0
|  | Toilet Front Lobby | 4 | 1.6 | 1.35 |  | 8.64 |  |  | 0 | 0
|  | wardroble | 4 | 2.13 | 0.6 |  | 5.112 |  |  | 0 | 0
|  | Total |  |  |  |  | 208.827 | Sq m | 1553.45 | 1316.4831 | 274917.2061
14 | 11.37 | Providing and laying Ceramic Glazed Floor tiles 300x300 in skirting of approved shade over 20 mm thick (1:4) cement mortar | [7 empty] | 0 | 0
|  | Toil. | 4 | 1.6 | 2.25 |  | 14.4 |  |  | 0 | 0
|  | Toil. | 4 | 1.62 | 2.15 |  | 13.932 |  |  | 0 | 0
|  | Bal. | 8 | 3.3 | 1.5 |  | 39.6 |  |  | 0 | 0
|  | Living Bal. | 4 | 3.3 | 1.8 |  | 23.76 |  |  | 0 | 0
|  | Total |  |  |  |  | 91.692 | Sq m | 1096.55 | 929.2797 | 85207.5107
15 | 11.23 | Marble stone flooring with 18 mm thick marble stone as per sample of marble approved by engineer in charge, over 20 mm ( average) thick base of cement mortar1:4(1 cement:4 coarse sand) laid and jointed with grey cement slurry, including rubbing and polishing completewith: | [7 empty] | 0 | 0
| 11.23.2 | Rajnagar Plain | [7 empty] | 0 | 0
|  | Kitchen | 4 | 3.2 | 2.5 |  | 32 |  |  | 0 | 0
|  | Entrance Lobby | 1 | 68.3 |  |  | 68.3 |  |  | 0 | 0
[10 empty] | 0 | 0
|  | Total |  |  |  |  | 100.3 | Sq m | 2346.8 | 1988.8136 | 199478
16 | 8.9 | Stone tile (polished) work for wall lining over 12 mm thick bed of cement mortar1:3 ( 1 cement : 3 coarse sand) and cement slurry @ 3.3 kg/ sqm including pointing in white cement. | [7 empty] | 0 | 0
| 8.9.1 | 8 mm thick | [7 empty] | 0 | 0
| 8.9.1.1 | Rajnagar Plain white marble | [7 empty] | 0 | 0
|  | Kit Skirting | 4 | 10.5 |  | 0.1 | 4.2 |  |  | 0 | 0
|  | Lobby Skirting | 1 | 39.875 |  | 0.1 | 3.9875 |  |  | 0 | 0
|  | Total |  |  |  |  | 8.1875 | Sqm | 3190.3 | 2703.6441 | 22136.0858
17 | 8.9 | Stone tile (polished) work for wall lining over 12 mm thick bed of cement mortar1:3 ( 1 cement : 3 coarse sand) and cement slurry @ 3.3 kg/ sqm including pointing in white cement. | [7 empty] | 0 | 0
| 8.9.1 | 8 mm thick | [7 empty] | 0 | 0
| 8.9.1.2 | Granite of any colour and shade | [7 empty] | 0 | 0
|  | Lift wall | 1 | 1.15 |  | 2.1 | 2.415 |  |  | 0 | 0
|  | Total |  |  |  |  | 2.415 | Sqm | 3617.55 | 3065.7203 | 7403.7146
18 | 11.27 | Kota stone slabs 20 mm thick in risers of steps, skirting, dado and pillars laid on 12 mm (average) thick cement mortar 1:3 (1 cement: 3 coarse sand) and jointed with grey cement slurry mixed with pigment to match the shade of the slabs, including rubbing and polishing complete. | [7 empty] | 0 | 0
|  | Stair riser | 20 | 1.2 |  | 0.15 | 3.6 |  |  | 0 | 0
|  | landing | 1 | 2.55 |  | 0.15 | 0.3825 |  |  | 0 | 0
|  | landing | 2 | 1.2 |  | 0.15 | 0.36 |  |  | 0 | 0
|  | side | 2 | 4 |  | 0.15 | 1.2 |  |  | 0 | 0
|  | Total |  |  |  |  | 5.5425 | sqm | 2354.7 | 1995.5085 | 11060.1057
19 | 11.46.2 | Providing and laying Vitrified tiles in Skirting, Riser of steps over 12 mm cement mortar (1:3) all complete | [7 empty] | 0 | 0
|  | Living Rm. | 4 | 18.9 |  | 0.1 | 7.56 |  |  | 0 | 0
|  | Dining | 4 | 11.69 |  | 0.1 | 4.676 |  |  | 0 | 0
|  | Bed Room | 4 | 15 |  | 0.1 | 6 |  |  | 0 | 0
|  | Bed Room | 4 | 15.95 |  | 0.1 | 6.38 |  |  | 0 | 0
|  | Toilet Front Lobby | 4 | 7.05 |  | 0.1 | 2.82 |  |  | 0 | 0
|  | wardroble | 4 | 3.33 |  | 0.1 | 1.332 |  |  | 0 | 0
[10 empty] | 0 | 0
|  | Total |  |  |  |  | 28.768 | Sqm | 1623.05 | 1375.4661 | 39569.4088
20 | 8.31 | Providing and fixing 1st quality Ceramic glazed wall tiles all complete | [7 empty] | 0 | 0
|  | Toil. | 4 | 6.95 | 2.25 | 2.1 | 58.38 |  |  | 0 | 0
|  | Toil. | 4 | 6.79 | 2.15 | 2.1 | 57.036 |  |  | 0 | 0
|  | Bal. | 8 | 7.2 | 1.5 | 2.1 | 120.96 |  |  | 0 | 0
|  | Living Bal. | 4 | 9.3 | 1.65 | 2.1 | 78.12 |  |  | 0 | 0
|  | Total |  |  |  |  | 314.496 | Sq m | 1267.95 | 1074.5339 | 337936.6129
21 | 9.1 | Providing wood work in frames of doors, windows, clerestory windows and other frames, wrought framed and fixed in position with hold fast lugs or with dash fasteners of required dia & length ( hold fast lugs or | [7 empty] | 0 | 0
|  | dash fastener shall be paid for separately). | [7 empty] | 0 | 0
| 9.1.2 | Providing Sal wood work in Frames of Door, Windows etc. and fixed in position all complete | [7 empty] | 0 | 0
|  | D0 | 4 | 6.9 | 0.125 | 0.0625 | 0.21563 |  |  | 0 | 0
|  | D1 | 8 | 5.2 | 0.125 | 0.0625 | 0.325 |  |  | 0 | 0
|  | D2 | 4 | 5.1 | 0.125 | 0.0625 | 0.15938 |  |  | 0 | 0
|  | D3 | 8 | 4.95 | 0.125 | 0.0625 | 0.30938 |  |  | 0 | 0
|  | D4 | 4 | 6.6 | 0.125 | 0.0625 | 0.20625 |  |  | 0 | 0
|  | Total |  |  |  |  | 1.2156 | Cu m | 116520.3 | 98746.0169 | 120038.1269
22 | 9.131 | Providing and fixing factory made shutters of Pre-laminated particle board flat pressed three layer or graded wood particle board with one side decorative finish and other side balancing lamination conforming to IS: 12823 Grade l Type ll, of approved design, and edges sealed with water resistant paint and lipped with aluminium 'U' type edge beading all- round the shutter, including fixing with angle cleat, grip strip, cadmiumplated steel screws, including fixing of aluminium hinges 100x63x4 mm etc. complete as per architectural drawing and direction of Engineer-in-Charge (Cost of 'U' beadingand hinges will be paid for separately). | [7 empty] | 0 | 0
| 9.131.1 | 25 mm thick | [7 empty] | 0 | 0
|  | D3 | 8 | 0.75 |  | 2.1 | 12.6 |  |  | 0 | 0
|  | D4 | 4 | 0.9 |  | 2.1 | 7.56 |  |  | 0 | 0
|  | Total |  |  |  |  | 20.16 | Sqm | 1801.6 | 1526.7797 | 30779.878
23 | 9.132 | Providing and fixing aluminum U beading of required size to Pre-laminated/flush door shutter, including fixing etc. complete as per direction of Engineer-in-charge (@ 0.50 Kg Per Meter ) | [7 empty] | 0 | 0
|  | D3 | 8 | 4.95 |  |  | 39.6 |  |  | 0 | 0
|  | D4 | 4 | 5.1 |  |  | 20.4 |  |  | 0 | 0
|  | Total | 12 |  |  |  | 30 | KG | 596.15 | 505.2119 | 15156.3559
24 | 9.21 | Providing and fixing ISI marked flush door shutters confirming to IS:2202(PartI) non decorative type, core of block board construction with frame of 1st class hard wood and well matched commercial 3 ply veneering with vertical grains or cross bands and face veneer on both faces of shutters. | [7 empty] | 0 | 0
| 9.21.1 | 35 mm thick including ISI marked stainless steel butt hinges with necessary screws. | [7 empty] | 0 | 0
|  | D0 | 4 | 1.05 |  | 2.1 | 8.82 |  |  | 0 | 0
|  | D1 | 8 | 1 |  | 2.1 | 16.8 |  |  | 0 | 0
|  | D2 | 4 | 0.9 |  | 2.1 | 7.56 |  |  | 0 | 0
[7 empty] | 33.18 | Sqm | 2392.65 | 2027.6695 | 67278.0737
25 | 9.147A | Providing and fixing factory made uPVC glazed/wire mesh windows/ doors comprising of lead free uPVC multi-chambered frame, sash and mullion/coupler (where ever required) extruded profiles having minimum wall thickness of 1.70 mm for Series R1 and R2 profiles and 2.10 mm for Series R3 and R4 profiles conforming to EN: 12608 in any shape, colour and design duly reinforced with galvanized mild steel section made of required shape & size as per CPWD Specification, uPVC extruded glazing beads, interlocks and Inline sash adaptor (where ever required) of appropriate dimension, EPDM gasket, hardware, SS 304 grade fasteners of minimum 8 mm dia with countersunk head, comprising of matching polyamide PA6 grade sleeve for fixing frame to finished wall as per IS 1367: Part 1 to 14, plastic packers, plastic caps and necessary stainless steel screws etc. Profile of frame, sash & mullion (if required) shall be mitred cut and fusion welded/mechanically jointed duly sealed at all corners, including drilling of holes for fixing hardware and drainage of water etc. After fixing frame the gap between frame and adjacent finished wall shall be filled with weather proof silicon sealant over backer rod of approved size and quality, | [7 empty] | 0 | 0
|  | all complete as per approved drawing conforming to CPWD specification & direction of Engineer-in-Charge. Section of steel reinforcement and cross sections of uPVC profiles to be as per design approved by Engineer-in-Charge. Wire mesh / Glazing of plain/ toughened/ laminated/ double glass unit with/without high performance coatings as per design requirements and conforming to IS: 3548 & IS: 16231 shall be paid separately. Note:- Structural design proof checked from a Government Engineering Institute, to be provided by the manufacturer for : (i) Sites with basic wind speed > 45 m/sec as per IS 875- Part 3 (ii) Sites with structure height more than 20m for all wind speeds | [7 empty] | 0 | 0
26 | 9.147A1.3 | Casement window Using R4 series with frame (64mm&above)x(45mm& above) & sash (44mm&above)x(55mm& above) with zinc alloy (zamak) powder coated handle on every panel along with-point locking system (Height above 1.8 m) | [7 empty] | 0 | 0
|  | W0 | 4 | 2.4 |  | 1.5 | 14.4 |  |  | 0 | 0
|  | W1 | 8 | 1.37 |  | 1.5 | 16.44 |  |  | 0 | 0
|  | W2 | 4 | 1.05 |  | 1.35 | 5.67 |  |  | 0 | 0
|  | W3 | 2 | 1.2 |  | 1.2 | 2.88 |  |  | 0 | 0
|  | V | 8 | 0.6 |  | 0.9 | 4.32 |  |  | 0 | 0
|  | Total |  |  |  |  | 43.71 | Sq m | 9628.6 | 8159.8305 | 356666.1915
[10 empty] | 0 | 0
27 | 9.147. B4 | Three track three panels sliding door with Aluminium channel for roller track, wool pile zinc alloy (zamak) powder coated handle on two panels along with multi-point locking system, adjustable nylon rollers with ss 304 body. | [7 empty] | 0 | 0
| 9.147. B4.1 | Using R3 series with frame (98mm&above)x(40mm& above) & sash (30mm&above)x(74mm& above) . (Height above 2.5 m) | [7 empty] | 0 | 0
|  | SWD | 8 | 2.4 |  | 2.4 | 46.08 |  |  | 0 | 0
|  | Total |  |  |  |  | 46.08 | Sq m | 8287.05 | 7022.9237 | 323616.3254
30 | 9.96 | Providing and fixing aluminium sliding door bolts, ISI marked anodised (anodic coating not less than grade AC 10 as per IS : 1868), transparent or dyed to required colour or shade, with nuts and screws etc. complete : | [7 empty] | 0 | 0
| 9.96.1 | 300x16 mm | 4 |  |  |  | 4 | no. | 303.25 | 256.9915 | 1027.9661
| 9.96.2 | 250 x 16 mm | 16 |  |  |  | 16 | no. | 260.6 | 220.8475 | 3533.5593
31 | 9.97 | Providing and fixing aluminium tower bolts, ISI marked, anodised (anodiccoating not less than grade AC 10 as per IS : 1868 ) transparent or dyed to required colour or shade, with necessary screws etc. complete : | [7 empty] | 0 | 0
| 9.97.1 | 300 x 10 mm | 4 |  |  |  | 4 | no. | 130.1 | 110.2542 | 441.0169
| 9.97.2 | 250 x 10 mm | 16 |  |  |  | 16 | no. | 115.15 | 97.5847 | 1561.3559
32 | 9.98 | Providing and fixing aluminium pull bolt lock,ISI marked, anodised ( anodic coating not less than grade AC 10 as per IS; 1868) transparent or dyed to rewuired colour and shade with necessary screws bolts, nut and washers etc. complete | 16 |  |  |  | 16 | each | 100.8 | 85.4237 | 1366.7797
33 | 9.1 | Providing and fixing aluminium handles ISI marked anodised (anodic coating not less than grade AC 10 as per IS:1868) transparent or dyed to required colour or shade with necessary screws etc. complete. | [7 empty] | 0 | 0
| 9.100.1 | 125 mm | 32 |  |  |  | 22 | no | 66.25 | 56.1441 | 1235.1695
| 9.100.2 | 100 mm | 16 |  |  |  | 20 | no | 59.55 | 50.4661 | 1009.322
34 | 9.101 | Providing and fixing aluminium hanging floor door stopper ISI marked anodised (anodic coating not less than grade AC 10 as per IS:1868) transparent or dyed to required colour and shade with necessary screws etc. complete. | [7 empty] | 0 | 0
| 9.101.2 | Twin rubber stopper | 20 |  |  |  | 13 | no | 72.35 | 61.3136 | 797.0763
35 | 10.28 | Providing & Fixing Stainless steel (grade 304) railing made of hollow tubes all complete | [7 empty] | 0 | 0
|  | @ 5 Kg per metre ( stair railing) | 2 | 3.76 |  |  | 7.52 |  |  | 0 | 0
|  | Balcony railing | 8 | 6.3 |  |  | 50.4 |  |  | 0 | 0
|  |  | 4 | 3.3 |  |  | 13.2 |  |  | 0 | 0
|  | Total |  |  |  |  | 355.6 | Kg | 772.4 | 654.5763 | 232767.322
36 | 13.26 | Providing and applying POP Putty of average thickness 2 mm of approved brand and manufacture | [7 empty] | 0 | 0
|  | As per 12 mm inner plaster |  |  |  |  | 569.9456 |  |  | 0 | 0
|  | As per 15 mm plaster |  |  |  |  | 267.1199 |  |  | 0 | 0
|  | As per 6 mm plaster |  |  |  |  | 494.555 |  |  | 0 | 0
|  | Deduction ( wall tiles area ) |  |  |  |  | -314.496 |  |  | 0 | 0
|  | Total |  |  |  |  | 1017.1244 | Sq m | 262.7 | 222.6271 | 226439.4828
37 | 13.83.2 | Prium Acrylic emulsion paint of approved brand and manufacture | [7 empty] | 0 | 0
|  | Quantity same as wall putty area |  |  |  |  | 1017.1244 | Sq m | 142.8 | 121.0169 | 123089.2963
38 | 13.47 | Finishing walls with premium Acrylic smooth exterior paint with silicone additives of required shade | [7 empty] | 0 | 0
| 13.47.1 | New work (Two or more coats applied @ 1.43kg/10sqm) over and including base coat of water proffing cement paint Snowcem Plus or equivalent applied @ 2.20 kg/10 sqm | [7 empty] | 0 | 0
|  | Quantity same as outer plaster area |  |  |  |  | 524.43 | Sq m | 171.1 | 145 | 76042.35
39 | 13.61 | Painting with synthetic enamel paint of approved brand and manufacture to give an even shade: | [7 empty] | 0 | 0
| 13.61.1 | Two or more coats on new work | [7 empty] | 0 | 0
|  |  | 1 | 76.89 | 2.5 |  | 192.225 | Sq m | 155.9 | 132.1186 | 25396.5064
40 | 10.18 | Providing and fixing circular cast iron box for ceiling fan all complete | 32 |  |  |  | 32 | No | 220.65 | 186.9915 | 5983.7288
41 | 9.47 | Providing and fixing nickel plated M.S pipe curtain rods with nickel plated brackets | [7 empty] | 0 | 0
| 9.47.1 | 20 mm dia( Heavy type) |  | 42.2 |  |  | 42.2 | meter | 175 | 148.3051 | 6258.4746
42 | 9.48 | Providing and fixing M.S. grills of required pattern in frames of windows etc. with flats, square or round bars etc. including priming cost with approved steel primer all complete. | [7 empty] | 0 | 0
| 9.48.2 | Fixed to openings/ wooden frames with rawl plugs screws etc. ( @ 24 kg Per sqm) |  | 43.71 |  |  | 1049.04 | kg | 283.35 | 240.1271 | 251902.9525
43 | 22.5 | Providing and laying water proofing treatment in sunken portion of WCs, bathroom etc., by applying cement slurry mixed with water proofing cement compound consisting of applying : | [8 empty] | 0
|  | (a) First layer of slurry of cement @ 0.488 kg/sqm mixed with water proofing cement compound @ 0.253 kg/ sqm. This layer will be allowed to air cure for 4 hours. | [8 empty] | 0
|  | (b) Second layer of slurry of cement @ 0.242 kg/sqm mixed with water proofing cement compound @ 0.126 kg/sqm. This layer will be allowed to air cure for 4 hours followed with water curing for 48 hours. | [8 empty] | 0
|  | The rate includes preparation of surface, treatment and sealing of all joints, corners, junctions of pipes and masonry with polymer mixed slurry. | [8 empty] | 0
|  | Toil. | 4 | 1.6 | 2.25 |  | 14.4 |  |  |  | 0
|  | Face area | 4 | 7.7 | 0.45 |  | 13.86 |  |  |  | 0
|  | Toil. | 4 | 1.625 | 2.15 |  | 13.975 |  |  |  | 0
|  | Face area | 4 | 7.56 | 0.45 |  | 13.608 |  |  |  | 0
|  | Total |  |  |  |  | 55.843 | Sq m | 617.05 | 522.9237 | 29201.6298
|  | Grand Total = | [8 empty] | 9771638.9977
Note on C255: Node-1:

## Terrace
Construction of Residential Dwelling unit at-Biharsharif (Bihar)
BOQ Parapet and Mumty ( DSR 2023 )
SN | DSR-2023 | Particulars | No. | Length | Width | Height | Quantity | Unit | Rate | Rate | Amount
1 | 5.2.2 | providing RCC (1:1.5:3) with graded stone chips of 20 mm nominal size in Column, Stiffener, Plinth band excluding the cost of centring, shuttering and reinforcement all complete
|  | C1 | 4 | 0.25 | 0.6 | 2.7 | 1.62
|  | St. | 4 | 0.25 | 0.3 | 2.7 | 0.81
|  | Water tank | 1 | 13.7 | 0.15 | 0.7 | 1.4385
|  | Stiffener ( parapet wall ) | 45 | 0.25 | 0.25 | 1.2 | 3.375
|  | Total |  |  |  |  | 7.2435 | Cu m | 10852.95 | 9197.4153 | 66621.4774
2 | 5.3 | Providing RCC (1:1.5:3) in Band at Lintel, Beam at Lintel, Roof Beam excluding the cost of centring, shuttering and reinforcement | [7 empty] | 0 | 0
|  | Lintel over Door & Window | [7 empty] | 0 | 0
|  | Roof beam | [7 empty] | 0 | 0
|  | Along grid G,K,M&N (7-10) | 4 | 3.05 | 0.25 | 0.6 | 1.83 |  |  | 0 | 0
|  | Along grid 7 & 10 (G-N) | 2 | 8.85 | 0.25 | 0.6 | 2.655 |  |  | 0 | 0
|  | Lift Beam | 2 | 2.52 | 0.25 | 0.6 | 0.756 |  |  | 0 | 0
|  | Lift Beam | 2 | 2.05 | 0.25 | 0.6 | 0.615 |  |  | 0 | 0
|  | Roof slab | 1 | 3.05 | 8.85 | 0.15 | 4.0489 |  |  | 0 | 0
|  | Lift Slab | 1 | 2.25 | 2.25 | 0.2 | 1.0125 |  |  | 0 | 0
|  | Machin Rm. | 1 | 5.35 | 2.52 | 0.15 | 2.0223 |  |  | 0 | 0
|  | Chajja D1 | 1 | 1.05 | 0.6 | 0.075 | 0.04725 |  |  | 0 | 0
|  | W3 | 1 | 1.2 | 0.6 | 0.075 | 0.054 |  |  | 0 | 0
|  | Band at parapet | 1 | 150 | 0.375 | 0.075 | 4.2188 |  |  | 0 | 0
|  | Total |  |  |  |  | 17.2597 | Cu m | 11505.5 | 9750.4237 | 168289.1447
3 | 5.22 | Reinforcement for RCC work including straightening, cutting, bending, placing in position and binding all complete | [7 empty] | 0 | 0
| 5.22.6 | Thermo-Mechanically Treated bars of grade Fe-500D of more | [7 empty] | 0 | 0
|  | Total RCC |  | 24.5032 | [5 empty] | 0 | 0
|  | Steel in kg | 105 |  |  |  | 2572.8334 | Kg | 107.85 | 91.3983 | 235152.6097
4 | 5.9 | Centring and shuttering including strutting, propping etc. and Removal of form for: | [7 empty] | 0 | 0
a | 5.9.3 | Suspended floors, roofs, landings, balconies and access platform | [7 empty] | 0 | 0
[10 empty] | 0 | 0
|  | Roof slab | 1 | 3.05 | 8.85 |  | 26.9925 |  |  | 0 | 0
|  |  | 1 | 2.25 | 2.25 |  | 5.0625 |  |  | 0 | 0
|  |  | 1 | 5.35 | 2.52 |  | 13.482 |  |  | 0 | 0
|  |  | 1 | 1.05 | 0.6 |  | 0.63 |  |  | 0 | 0
|  |  | 1 | 1.2 | 0.6 |  | 0.72 |  |  | 0 | 0
|  | Total |  |  |  |  | 46.167 | Sq m | 927.25 | 785.8051 | 36278.2633
b | 5.9.5 | Lintel, Beam | [7 empty] | 0 | 0
|  | Roof Beam | [7 empty] | 0 | 0
|  | B1 | 4 | 3.05 | 1.45 |  | 17.69 |  |  | 0 | 0
|  | B2 | 2 | 8.85 | 1.45 |  | 25.665 |  |  | 0 | 0
|  | B3 | 2 | 2.52 | 1.45 |  | 7.308 |  |  | 0 | 0
|  | B4 | 2 | 2.05 | 1.45 |  | 5.945 |  |  | 0 | 0
|  | Total |  |  |  |  | 56.608 | Sq m | 736.4 | 624.0678 | 35327.2298
c | 5.9.19 | Chajja | [7 empty] | 0 | 0
|  | Chajja D1 | 1 | 1.05 | 0.6 |  | 0.63 |  |  | 0 | 0
|  | W3 | 1 | 1.2 | 0.6 |  | 0.72 |  |  | 0 | 0
|  | Total |  |  |  |  | 1.35 | Sq m | 951.1 | 806.0169 | 1088.1229
d | 5.9.15 | Small lintels not exceeding 1.5 m clear span, moulding as in cornices, window sills, string courses, bands, copings, bed plates, anchor blocks and the like | [7 empty] | 0 | 0
|  | Band at parapet | 1 | 150 |  | 0.225 | 33.75 |  |  | 0 | 0
|  | Total |  | 150 |  |  | 33.75 | Sqm | 392.15 | 332.3305 | 11216.1547
e | 5.9.6 | Column and Stiffener | [7 empty] | 0 | 0
|  | C1 | 4 | 1.7 |  | 2.7 | 18.36 |  |  | 0 | 0
|  | St. | 1 | 1.1 |  | 2.7 | 2.97 |  |  | 0 | 0
|  | Water tank | 1 | 27.4 |  | 0.7 | 19.18 |  |  | 0 | 0
|  | Stiffener ( parapet wall ) | 45 | 0.5 |  | 1.2 | 27 |  |  | 0 | 0
|  | Total |  |  |  |  | 67.51 | Sq m | 961.3 | 814.661 | 54997.7653
5 | 6.4 | Brick work with common burnt clay F.P.S (Non modular) brick of class designation 7.5 in superstructure above plinth level up to V level in all shapes and size in | [7 empty] | 0 | 0
| 6.4.2 | F.P.S Brick work with Cement Mortar (1:6) in superstructure | [7 empty] | 0 | 0
|  | Outer wall 250mm thk. | [7 empty] | 0 | 0
|  | Stair | 1 | 10.05 | 0.25 | 2.1 | 5.2762 |  |  | 0 | 0
|  | Machine room | 1 | 2.52 | 0.25 | 3.25 | 2.0475 |  |  | 0 | 0
|  |  | 1 | 2.52 | 0.25 | 1.15 | 0.7245 |  |  | 0 | 0
|  |  | 1 | 3.12 | 0.25 | 2.1 | 1.638 |  |  | 0 | 0
|  | Total length of 250 outer wall |  | 18.21 | [5 empty] | 0 | 0
|  | 250 the. Inner wall | [7 empty] | 0 | 0
|  | stair | 1 | 3.8 | 0.25 | 2.1 | 1.995 |  |  | 0 | 0
|  | lift | 1 | 2.52 | 0.25 | 1.35 | 0.8505 |  |  | 0 | 0
|  | Total Length of 250 the. Wall |  | 6.32 | [5 empty] | 0 | 0
|  | Parapat wall 250mm thk | [7 empty] | 0 | 0
|  |  | 1 | 150 | 0.25 | 1.2 | 45 |  |  | 0 | 0
|  | Total length of parapet wall |  | 150 | [5 empty] | 0 | 0
|  | Deduction for openings | [7 empty] | 0 | 0
|  | D1 | -1 | 1.05 | 0.25 | 2.1 | -0.55125 |  |  | 0 | 0
|  | Total |  |  |  |  | 56.9805 | Cu m | 9105.95 | 7716.9068 | 439713.2068
6 | 6.13 | Half Brick Masonry with common burnt clay F.P.S (Non modular) brick of class designation 7.5 in superstructure above plinth level up to floor V level | [7 empty] | 0 | 0
| 6.13.2 | F.P.S Brick work with Cement Mortar (1:4) in superstructure | [7 empty] | 0 | 0
|  | outer wall (125 mm thk.) | [7 empty] | 0 | 0
|  | Stair wall | 1 | 4.8 |  | 2.1 | 10.08 |  |  | 0 | 0
|  | Deduction for openings | [7 empty] | 0 | 0
|  | W3 | -1 | 1.2 |  | 1.65 | -1.98 |  |  | 0 | 0
|  | Total |  |  |  |  | 8.1 | sqm | 1123.8 | 952.3729 | 7714.2203
|  | Length of 125 the. Outer wall |  | 4.8 | [5 empty] | 0 | 0
7 | 13.16 | 6 MM CEMENT PLASTER | [7 empty] | 0 | 0
| 13.16.1 | 6 mm (1:4) Ceiling plaster | [7 empty] | 0 | 0
|  |  | 1 | 2.52 | 3.8 |  | 9.576 |  |  | 0 | 0
|  |  | 1 | 2.52 | 4.8 |  | 12.096 |  |  | 0 | 0
|  |  | 1 | 2.05 | 2.05 |  | 4.2025 |  |  | 0 | 0
|  |  | 1 | 2.05 | 5.35 |  | 10.9675 |  |  | 0 | 0
|  | Total |  |  |  |  | 36.842 | Sq m | 300.45 | 254.6186 | 9380.6601
| 13.4.2 | 12 mm (1:6) Cement Plaster Over Inner plaster | [7 empty] | 0 | 0
8 |  | 250 outer wall one face | 1 | 18.21 |  | 3.4 | 61.914 |  |  | 0 | 0
|  | 250 the. Inner wall both face | 2 | 6.32 |  | 3.4 |  |  |  | 0 | 0
|  | 125 wall one face | 1 | 4.8 |  | 2.1 | 10.08 |  |  | 0 | 0
|  | Deduction for openings | [7 empty] | 0 | 0
|  | D1 | -1 | 1 |  | 2.1 | -2.1 |  |  | 0 | 0
|  | W3 | -1 | 1.2 |  | 1.65 | -1.98 |  |  | 0 | 0
|  | Total |  |  |  |  | 67.914 | Sq m | 343.65 | 291.2288 | 19778.5136
9 | 13.6.2 | 20 mm Cement plaster of mix 1:6 ( 1 cement : 6 coarse sand) | [7 empty] | 0 | 0
|  | Outer wall 250 mm thk | 1 | 18.21 |  | 3.7 | 67.377 |  |  | 0 | 0
|  | 125 th. Outer wall | 1 | 4.8 |  | 3.7 | 17.76 |  |  | 0 | 0
|  | Parapet wall Plaster Both Side | 2 | 150 |  | 1.2 | 360 |  |  | 0 | 0
|  | Parapet top | 1 | 150 |  | 0.4 | 60 |  |  | 0 | 0
|  | Total |  |  |  |  | 505.137 | Sq m | 466.05 | 394.9576 | 199507.7109
10 | 13.73 | Forming groove of uniform size in plaster as per approved pattern using wooden battens, nailed to the under layer including removal of wooden battens, repairs to the ecges of plaster panel and finishing the groove complete as per specifications and direction of the Engineer-in-charge. | [7 empty] | 0 | 0
| 13.73.2 | 20 mm wide and 15 mm deep grove |  | 45 |  |  |  | meter | 75.8 | 64.2373 | 0
| 11.26.1 | Kota stone slab flooring over 20 mm (average) thick base laid over and jointed with grey cement slurry mixed with pigment to match the shade of the slab, including rubbing and polishing complete with base of cement mortar 1 : 4 (1 cement : 4 coarse sand) :25 mm thick | [6 empty] | 2 | 1.6949 | 0
|  | Machine room | 1 | 2.05 | 5.35 |  | 8.4 |  |  | 0 | 0
|  | Top Landing | 1 | 2.55 | 2.075 |  | 5.625 |  |  | 0 | 0
|  | Total |  |  |  |  | 14.025 | sqm | 1948.25 | 1651.0593 | 23156.107
| 11.27 | Kota stone slabs 20 mm thick in risers of steps, skirting, dado and pillars laid on 12 mm (average) thick cement mortar 1:3 (1 cement: 3 coarse sand) and jointed with grey cement slurry mixed with pigment to match the shade of the slabs, including rubbing and polishing complete. | [7 empty] | 0 | 0
|  | Machine room |  | 13.8 |  | 0.1 | 1.38 |  |  | 0 | 0
|  | Landing |  | 5.7 |  | 0.1 | 0.57 |  |  | 0 | 0
|  | Total |  |  |  |  | 1.95 | sqm | 2354.7 | 1995.5085 | 3891.2415
11 | 8.31 | Providing and fixing 1st quality Ceramic glazed wall tiles all complete | [7 empty] | 0 | 0
|  | Water tank | 1 | 3.45 |  | 2.55 | 8.7975 |  |  | 0 | 0
|  |  | 1 | 0 |  | 0 | 0 |  |  | 0 | 0
|  | Total |  |  |  |  | 8.7975 | Sq m | 1267.95 | 1074.5339 | 9453.212
12 | 9.1 | Providing wood work in frames of doors, windows, clerestory windows and other frames, wrought framed and fixed in position with hold fast lugs or with dash fasteners of required dia & length ( hold fast lugs or | [7 empty] | 0 | 0
|  | dash fastener shall be paid for separately). | [7 empty] | 0 | 0
| 9.1.2 | Providing Sal wood work in Frames of Door, Windows etc. and fixed in position all complete | [7 empty] | 0 | 0
|  | D1 | 1 | 2.1 | 0.125 | 0.075 | 0.019688 |  |  | 0 | 0
|  | Total |  |  |  |  | 0.019688 | Cu m | 116520.3 | 98746.0169 | 1944.0622
13 | 9.131 | Providing and fixing factory made shutters of Pre-laminated particle board flat pressed three layer or graded wood particle board with one side decorative finish and other side balancing lamination conforming to IS: 12823 Grade l Type ll, of approved design, and edges sealed with water resistant paint and lipped with aluminium 'U' type edge beading all- round the shutter, including fixing with angle cleat, grip strip, cadmium plated steel screws, including fixing of aluminium hinges 100x63x4 mm etc. complete as per architectural drawing and direction of Engineer-in-Charge (Cost of 'U' beading and hinges will be paid for separately). | [7 empty] | 0 | 0
| 9.131.1 | 25 mm thick | [7 empty] | 0 | 0
|  | D1 | 1 | 1.05 |  | 2.1 | 2.205 |  |  | 0 | 0
|  | Total |  |  |  |  | 2.205 | Sqm | 1801.6 | 1526.7797 | 3366.5492
14 | 9.132 | Providing and fixing aluminum U beading of required size to Pre-laminated/flush door shutter, including fixing etc. complete as per direction of Engineer-in-charge (@ 0.5 Kg Per Meter ) | [7 empty] | 0 | 0
|  | D1 | 1 | 2.1 |  |  | 2.1 |  |  | 0 | 0
|  | Total | 1 |  |  |  | 1.05 | KG | 596.15 | 505.2119 | 530.4725
15 | 9.147A1.3 | Casement window Using R4 series with frame (64mm&above)x(45mm& above) & sash (44mm&above)x(55mm& above) with zinc alloy (zamak) powder coated handle on every panel along with-point locking system (Height above 1.8 m) | [7 empty] | 0 | 0
|  | W3 | 1 | 1.2 |  | 1.65 | 1.98 |  |  | 0 | 0
|  | Total |  |  |  |  | 1.98 | Sq m | 9628.6 | 8159.8305 | 16156.4644
18 | 9.96 | Providing and fixing aluminium sliding door bolts, ISI marked anodised (anodic coating not less than grade AC 10 as per IS : 1868), transparent or dyed to required colour or shade, with nuts and screws etc. complete : | [7 empty] | 0 | 0
| 9.96.2 | 250 x 16 mm | 2 |  |  |  | 2 | no. | 260.6 | 220.8475 | 441.6949
19 | 9.97 | Providing and fixing aluminium tower bolts, ISI marked, anodised (anodiccoating not less than grade AC 10 as per IS : 1868 ) transparent or dyed to required colour or shade, with necessary screws etc. complete : | [7 empty] | 0 | 0
| 9.97.2 | 250 x 10 mm | 1 |  |  |  | 1 | no. | 115.15 | 97.5847 | 97.5847
20 | 9.1 | Providing and fixing aluminium handles ISI marked anodised (anodic coating not less than grade AC 10 as per IS:1868) transparent or dyed to required colour or shade with necessary screws etc. complete. | [7 empty] | 0 | 0
| 9.100.1 | 125 mm | 2 |  |  |  | 2 | no | 66.25 | 56.1441 | 112.2881
21 | 13.26 | Providing and applying White cement based Putty of average thickness 2 mm of approved brand and manufacture | [7 empty] | 0 | 0
|  | Quantity same as plaster area ( 6mm and 12 mm inner) |  |  |  |  | 104.756 | Sq m | 262.7 | 222.6271 | 23321.5264
22 | 13.83.2 | Prium Acrylic emulsion paint of approved brand and manufacture | [7 empty] | 0 | 0
|  | Quantity same as putty area |  |  |  |  | 104.756 | Sq m | 142.8 | 121.0169 | 12677.2515
23 | 13.47 | Finishing walls with premium Acrylic smooth exterior paint with silicone additives of required shade | [7 empty] | 0 | 0
| 13.47.1 | New work (Two or more coats applied @ 1.43kg/10sqm) over and including base coat of water proffing cement paint Snowcem Plus or equivalent applied @ 2.20 kg/10 sqm | [7 empty] | 0 | 0
|  | Quantity same as outer plaster area |  |  |  |  | 505.137 | Sq m | 171.1 | 145 | 73244.865
24 | 13.62 | Painting with synthetic enamel paint of approved brand and manufacture of required colour to give an even shade: | [7 empty] | 0 | 0
| 13.62.1 | Two or more coats on new work over an under coat of suitable shade with ordinary paint of approved band and manufacure | [7 empty] | 0 | 0
|  | Quantity |  | 3.5 | 3 |  | 10.5 | Sq m | 226.25 | 191.7373 | 2013.2415
25 | Rate analysis | Providing and laying water proofing grading 1:2:4 as per POWERGRID TS Cl ref 10.11.2 as per below procedure: | [7 empty] | 0 | 0
|  | (a) water proofing membrane (APP modified polymeric membrane 2 mm thk) shall be laid on the RCC slab Roof with any break / providing 300mm overlapping. | [7 empty] | 0 | 0
|  | (b) Laying of 1:2:4 grading concrete of avg thickness of 50 mm with water proofing compound as per manufacture specification | [7 empty] | 0 | 0
|  | (c )cement concrete floooring of 40mm thick (1:2:4) finished with cement slurry shall be laid over grading concrete and making pattern of 300 x 300 mm square 3 mm deep. | [7 empty] | 0 | 0
|  | Terrace area | 4 | 99.47 |  |  | 397.88 |  |  | 0 | 0
|  |  | 1 | 56.28 |  |  | 56.28 |  |  | 0 | 0
|  | Total |  |  |  |  | 454.16 | Sq m | 1138.12 | 964.5085 | 438041.1688
26 | 10.5 | Providing and fixing 1 mm thick M.S. sheet door with frame of 40 x 40x 6 mm angle iron and 3 mm MS gusset plates at the junctions and corners, all necessary fittings complete, including applying a priming coat of approved steel primer | [7 empty] | 0 | 0
| 10.5.2 | Using flats 30 x 6 mm for diagonal braces and central cross piece. | 1 | 1 | 2 |  | 2 | Sq m | 5563.75 | 4715.0424 | 9430.0847
27 | 10.25 | Steel work welded in built-up sections/framed work,including cutting,hoisting,fixing in position and applying a priming coat of approved steel primer using structural steel etc. as required | [7 empty] | 0 | 0
| 10.25.2 | In gratings, frames,guard bar, ladder, railing, brackets, gates and similar works. | [7 empty] | 0 | 0
|  | Ladder @ 20 Kg per m2 | 1 | 1.5 | 1 |  | 30 | kg | 172.6 | 146.2712 | 4388.1356
28 | 12.22 | Making khurras 45x45 cm with average minimum thickness of 5 cm cement concrete 1:2:4 (1 cement : 2 coarse sand : 4 graded stone aggregate of 20 mm nominal size) over P.V.C. sheet 1 m x1 m x 400 micron, finished with 12 mm cement plaster 1:3 (1 cement : 3 coarse sand) and a coat of neat cement, rounding the edges and making and finishing the outlet complete. |  |  |  |  | 5 | each | 298.25 | 252.7542 | 1263.7712
29 |  | Providing and fixing on terrace Polyethelene Water Tank IS 12701 Marked with cover and suitable locking arrangements making necessary holes for inlet, outlet and other necessary pipes. | 2 |  |  |  | 10000 | each | 11 | 9.322 | 93220.339
Grand Total(GST Extra as applicable)=
2001815.1398

## BOQ LIFT
SUPPLY, INSTALLATION , TESTING AND COMMISSIONING OF LIFT
SL NO. | Description | Unit | Quantity | Rate | Amount(GST Extra as applicable). | REMARKS
1 | Supply, Installation, Testing and Commissioning of Lift for each tower. | No. | 2 | 1461017 | 2922034 | The lifts shall be with power operated centre opening/side opening doors and AC variable voltage & variable frequency controls, Car safety & Governor, Guides, guide rails, ropes, car platform, cabin finishes (stainless steel), car & landing doors (stainless steel), hoist motors, braking system, Automatic Rescue Device (ARD)etc. complete as per the CPWD Specifications and related IS standards upto date. (Liftscan be with Machine room or Machine room less depending upon site requirement) Provision of lifts will be made as per National BuildingCode-2016 I relevant BIS amended upto date) considering no of floors, height of the building and speed of elevators; At least one lift in each block be made compliant to barrier free and accessibility requirements as per CPWD specifications & capacity to be minimum 8 passengers for barrier free lift. Capacity/Person :8; Speed in M/sec:1; Travel Height=G+4
| TOTAL FINAL(GST EXTRA AS APPLICABLE) |  |  |  | 2922034

## Tower-2 Abstract of cost
Abstract of cost for the proposed construction of Residential Dwelling Unit at - Biharsharif (Bihar)
Tower-2
Serial | Particular | Amount
1 | Foundation and Plinth | 5964608.0858
2 | Ground Floor | 4184323.4403
3 | First Floor | 6533725.488
4 | Second Floor | 6533725.488
5 | Third Floor | 6506511.7377
6 | Fourth Floor | 4758809.6877
7 | Terrace,Parapet and Mumty | 1291430.1917
| SUPPLY AND INSTALLATION OF LIFT AS PER PAR 23 | 1461017
8 | Total Cost (GST extra as applicable) | 37234151.1191

## Plinth (2)
Construction of Residential Dwelling unit at-Biharsharif
BOQ - Upto Plinth Level
SN | DSR 2023 | Particulars | No. | Length | Width | Height | Quantity | Unit | Rate | Rate | Amount
1 | 2.8 | Earth work in excavation by mechanical means ( Hydraulic excavator)/ manual means in foundation trenches or drains (not exceding 1.5 m in width or 10 sqm on plan) including dressing of sides and ramming of bottoms, including getting out the excavated soil and disposal of surplus excavated soil as directed, with all lead & lifts.
| 2.8.1 | All Kinds of soil
|  | F1 | 14 | 2.95 | 2.35 | 2.5 | 242.6375
|  | F2 | 10 | 3.35 | 2.65 | 2.5 | 221.9375
|  | F3 | 10 | 3.75 | 3.35 | 2.5 | 314.0625
|  | Tie beam ( 250 th.) |  | 208.85 | 0.3 | 0.5 | 31.3275
|  | Total |  |  |  |  | 809.965 | Cu m | 260.3 | 220.5932 | 178672.7877
[10 empty] | 0 | 0
2 | 2.25 | Filling available excavated earth(excluding rock) in trenches , plinth, sides of foundations etc. in layers not exceeding 20cm in depth: consolidating each deposited layer by ramming and watering, lead up to 50 m and lift upto 1.5 m. | [7 empty] | 0 | 0
|  | @ 60 % of total excavation | [7 empty] | 0 | 0
|  | Total |  |  |  |  | 485.979 | Cu m | 196 | 166.1017 | 80721.9356
[10 empty] | 0 | 0
3 | 2.27 | Supplying and filling in plinth with local sand under floors including, watering, ramming consolidating and dressing complete. | [7 empty] | 0 | 0
|  | F1 | 14 | 2.95 | 2.35 | 0.1 | 9.7055 |  |  | 0 | 0
|  | F2 | 10 | 3.35 | 2.65 | 0.1 | 8.8775 |  |  | 0 | 0
|  | F3 | 10 | 3.75 | 3.35 | 0.1 | 12.5625 |  |  | 0 | 0
|  | Under plinth ( Total site should be raised by to 0.30 m ) Total site area = 675 m2 and av. Depth of filling = 0.30 m | 1 | 675 |  | 0.3 | 202.5 |  |  | 0 | 0
|  | Total |  |  |  |  | 233.6455 | Cu m | 2123.75 | 1799.7881 | 420512.3988
4 | 11.1 ANALYSIS | Providing brick of class designation 75 in one brick flat soling joints filled with local sand including cost of watering taxes royalty all complete as per specification and direction of Engineer-in-charge. | [7 empty] | 0 | 0
|  | F1 | 14 | 2.95 | 2.35 |  | 97.055 |  |  | 0 | 0
|  | F2 | 10 | 3.35 | 2.65 |  | 88.775 |  |  | 0 | 0
|  | F3 | 10 | 3.75 | 3.35 |  | 125.625 |  |  | 0 | 0
|  | Plinth ( area = 675 m2 ) | 1 | 675 |  |  | 675 |  |  | 0 | 0
|  | Total |  |  |  |  | 986.455 | Sq m | 475 | 402.5424 | 397089.9364
5 | 4.1 | Providing and laying in position cement concrete of specified grade excluding the cost of centring and shuttering-all work upto plinth level. | [7 empty] | 0 | 0
| 4.1.3 | 1:2:4 ( 1 Cement:2 coarse sand: 4 graded stone aggregate 20 mm nominal size) | [7 empty] | 0 | 0
|  | Foundation | [7 empty] | 0 | 0
|  | F1 | 14 | 2.95 | 2.35 | 0.075 | 7.2791 |  |  | 0 | 0
|  | F2 | 10 | 3.35 | 2.65 | 0.075 | 6.6581 |  |  | 0 | 0
|  | F3 | 10 | 3.75 | 3.35 | 0.075 | 9.4219 |  |  | 0 | 0
|  | Plinth | 1 | 675 |  | 0.075 | 50.625 |  |  | 0 | 0
|  | Total |  |  |  |  | 73.9841 | Cu m | 7878.5 | 6676.6949 | 493969.4312
6 | 5.1 | Providing and laying in position specified grade of reinforced cement concrete excluding the cost of centring, shuttering, finishing and reinforcement-all work upto plinth level. | [7 empty] | 0 | 0
| 5.1.2 | 1:1:5:3 (1 cement: 1.5 coarse sand: 3 graded stone aggregate 20 mm nominal size) | [7 empty] | 0 | 0
|  | F1 | 14 | 2.8 | 2.2 | 0.5 | 43.12 |  |  | 0 | 0
|  | Pedestal | 14 | 0.45 | 0.75 | 0.15 | 0.70875 |  |  | 0 | 0
|  | F2 | 10 | 3.2 | 2.5 | 0.6 | 48 |  |  | 0 | 0
|  | Pedestal | 10 | 0.45 | 0.75 | 0.15 | 0.50625 |  |  | 0 | 0
|  | F3 | 10 | 3.6 | 3.2 | 0.75 | 86.4 |  |  | 0 | 0
|  | Pedestal | 10 | 0.45 | 0.75 | 0.15 | 0.50625 |  |  | 0 | 0
|  | Column below FGL | [7 empty] | 0 | 0
|  | C1 | 14 | 0.3 | 0.6 | 1.4 | 3.528 |  |  | 0 | 0
|  | C2 | 10 | 0.3 | 0.6 | 1.3 | 2.34 |  |  | 0 | 0
|  | C3 | 10 | 0.3 | 0.6 | 1.15 | 2.07 |  |  | 0 | 0
|  | Lift wall | 1 | 10.3 | 0.2 | 1.7 | 3.502 |  |  | 0 | 0
|  |  | 34 | [6 empty] | 0 | 0
|  | Tie Beam | [7 empty] | 0 | 0
|  | Size ( 250 x 500 ) | [7 empty] | 0 | 0
|  | Along grid A | 1 | 11.5 | 0.25 | 0.5 | 1.4375 |  |  | 0 | 0
|  | Along Grid B | 1 | 8.85 | 0.25 | 0.5 | 1.1062 |  |  | 0 | 0
|  | Along Grid C | 1 | 3.05 | 0.25 | 0.5 | 0.38125 |  |  | 0 | 0
|  | Along Grid D | 1 | 4.7 | 0.25 | 0.5 | 0.5875 |  |  | 0 | 0
|  | Along grid E | 1 | 7.5 | 0.25 | 0.5 | 0.9375 |  |  | 0 | 0
|  | Along Grid F | 1 | 21.87 | 0.25 | 0.5 | 2.7338 |  |  | 0 | 0
|  | Along Grid G | 1 | 20.87 | 0.25 | 0.5 | 2.6088 |  |  | 0 | 0
|  | Along Grid H + J | 1 | 15.63 | 0.25 | 0.5 | 1.9538 |  |  | 0 | 0
|  | Along Grid K | 1 | 8.85 | 0.25 | 0.5 | 1.1062 |  |  | 0 | 0
|  | Along Grid 1 | 1 | 11.92 | 0.25 | 0.5 | 1.49 |  |  | 0 | 0
|  | Along Grid 2 & 3 + 4 | 2 | 14.67 | 0.25 | 0.5 | 3.6675 |  |  | 0 | 0
|  | Along Grid 5 | 1 | 19.37 | 0.25 | 0.5 | 2.4213 |  |  | 0 | 0
|  | Along Grid 6 + 7 | 1 | 11.6 | 0.25 | 0.5 | 1.45 |  |  | 0 | 0
|  | Along grid 8+9 & 10+11 | 2 | 16.9 | 0.25 | 0.5 | 4.225 |  |  | 0 | 0
|  | Total length of 250 x 500 tie beam |  | 208.85 | [5 empty] | 0 | 0
|  | R.C.C. band at plinth | [7 empty] | 0 | 0
|  | 250 thick |  | 208.85 | 0.25 | 0.075 | 3.9159 |  |  | 0 | 0
[10 empty] | 0 | 0
|  | Total |  |  |  |  | 220.7034 | Cu m | 9045.75 | 7665.8898 | 1691888.2371
7 | 5.22 | Reinforcement for RCC work including straightening, cutting, bending, placing in position and binding all complete upto plinth level | [7 empty] | 0 | 0
|  | Total RCC |  | 220.7034 | [5 empty] | 0 | 0
|  | Steel in kg/ cum | 120 |  |  |  | 26484.4125 |  |  | 0 | 0
| 5.22.6 | Thermo-Mechanically Treated bars of grade Fe-500D or more |  |  |  |  | 26484.4125 | Kg | 107.85 | 91.3983 | 2420630.4137
8 | 5.9 | Centring and shuttering including strutting, propping etc. and removal of form | [7 empty] | 0 | 0
| 5.9.1 | Pile Cap | [7 empty] | 0 | 0
|  | F1 | 14 | 10 |  | 0.15 | 21 |  |  | 0 | 0
|  | Pedestal | 14 | 2.4 |  | 0.15 | 5.04 |  |  | 0 | 0
|  | F2 | 10 | 11.4 |  | 0.15 | 17.1 |  |  | 0 | 0
|  | Pedestal | 10 | 2.4 |  | 0.15 | 3.6 |  |  | 0 | 0
|  | F3 | 10 | 13.6 |  | 0.15 | 20.4 |  |  | 0 | 0
|  | Pedestal | 10 | 2.4 |  | 0.15 | 3.6 |  |  | 0 | 0
|  | Total |  |  |  |  | 70.74 | Sq m | 392.15 | 332.3305 | 23509.0602
| 5.9.5 | Tie beam | [7 empty] | 0 | 0
|  | 250 x 500 size | 1 | 208.85 |  | 1 | 208.85 |  |  | 0 | 0
|  | Total |  |  |  |  | 208.85 | Sq m | 736.4 | 624.0678 | 130336.5593
| 5.9.6 | Column | [7 empty] | 0 | 0
|  | C1 | 14 | 1.8 |  | 1.4 | 35.28 |  |  | 0 | 0
|  | C2 | 10 | 1.8 |  | 1.3 | 23.4 |  |  | 0 | 0
|  | C3 | 10 | 1.8 |  | 1.15 | 20.7 |  |  | 0 | 0
|  | Lift wall | 1 | 20.6 |  | 1.7 | 35.02 |  |  | 0 | 0
|  | Total |  |  |  |  | 114.4 | Sq m | 961.3 | 814.661 | 93197.2203
| 5.9.15 | Bands | [7 empty] | 0 | 0
|  | 250 thick |  | 208.85 |  | 0.15 | 31.3275 |  |  | 0 | 0
|  | Total |  |  |  |  | 31.3275 | S qm | 392.15 | 332.3305 | 10411.084
9 | 6.1 | Brick work with common burnt clay F.P.S. ( Non modular) bricks of class designation 7.5 in foundation and plinth | [7 empty] | 0 | 0
| 6.1.2 | Cement mortar 1:6( 1 cement:6 coarse sans) |  | 208.85 | 0.25 | 0.075 | 3.9159 |  |  | 0 | 0
|  | Total |  |  |  |  | 3.9159 | cum | 7132.25 | 6044.2797 | 23669.0214
|  | Grand Total | [8 empty] | 5964608.0858

## Ground (2)
Construction of Residential Dwelling unit at-Biharsharif (Bihar)
BOQ Ground Floor
SN | DSR-2023 | Particulars | No. | Length | Width | Height | Quantity | Unit | Rate | Rate | Amount
1 | 5.2.2 | providing RCC (1:1.5:3) with graded stone chips of 20 mm nominal size in Column, Stiffener, Plinth band excluding the cost of centring, shuttering and reinforcement all complete
|  | C1 | 14 | 0.3 | 0.6 | 2.4 | 6.048
|  | C2 | 10 | 0.3 | 0.6 | 2.4 | 4.32
|  | C3 | 10 | 0.3 | 0.6 | 2.4 | 4.32
|  | Total | 34 |  |  |  | 14.688 | Cu m | 10852.95 | 9197.4153 | 135091.6353
2 (a) | 5.3 | Providing RCC (1:1.5:3) in Band at Lintel, Beam at Lintel, Roof Beam excluding the cost of centring, shuttering and reinforcement | [7 empty] | 0 | 0
|  | Lintel over Door | [7 empty] | 0 | 0
|  | D2 | 1 | 1.25 | 0.25 | 0.15 | 0.046875 |  |  | 0 | 0
|  | D5 | 1 | 1 | 0.125 | 0.15 | 0.01875 |  |  | 0 | 0
|  | Roof beam | [7 empty] | 0 | 0
|  | Beam size 250 x 600 | [7 empty] | 0 | 0
|  | Along grid A | 1 | 19.275 | 0.25 | 0.47 | 2.2648 |  |  | 0 | 0
|  | Along grid B +C + D | 1 | 21.575 | 0.25 | 0.47 | 2.5351 |  |  | 0 | 0
|  | Along grid E | 1 | 10.35 | 0.25 | 0.47 | 1.2161 |  |  | 0 | 0
|  | Along grid F & G | 2 | 23.375 | 0.25 | 0.47 | 5.4931 |  |  | 0 | 0
|  | Along grid H + J | 1 | 15.75 | 0.25 | 0.47 | 1.8506 |  |  | 0 | 0
|  | Along grid K | 1 | 8.85 | 0.25 | 0.47 | 1.0399 |  |  | 0 | 0
|  | Along grid 1 | 1 | 12.05 | 0.25 | 0.47 | 1.4159 |  |  | 0 | 0
|  | Along grid 2 | 1 | 14.675 | 0.25 | 0.47 | 1.7243 |  |  | 0 | 0
|  | Along grid 3 + 4 | 1 | 16.175 | 0.25 | 0.47 | 1.9006 |  |  | 0 | 0
|  | Along grid 5 | 1 | 22.375 | 0.25 | 0.47 | 2.6291 |  |  | 0 | 0
|  | Along grid 6 + 7 & 8 | 2 | 13.1 | 0.25 | 0.47 | 3.0785 |  |  | 0 | 0
|  | Along grid 9 | 1 | 7.525 | 0.25 | 0.47 | 0.88419 |  |  | 0 | 0
|  | Along grid 10 + 11 | 1 | 18.4 | 0.25 | 0.47 | 2.162 |  |  | 0 | 0
|  | Fins | 16 | 0.125 | 0.125 | 0.6 | 0.15 |  |  | 0 | 0
|  | Beam size 125 x 600 | [7 empty] | 0 | 0
|  | B Toil. | 1 | 11.6 | 0.125 | 0.47 | 0.6815 |  |  | 0 | 0
|  | Total |  |  |  |  | 29.0912 | Cu m | 11505.5 | 9750.4237 | 283652.0143
|  | Total Length of 250 x 600 beam |  | 221.55 | [5 empty] | 0 | 0
|  | Total Length of 125 x 600 beam |  | 11.6 | [5 empty] | 0 | 0
[10 empty] | 0 | 0
2(b) | 5.3 | Providing RCC (1:1.5:3) in Roof slab, Landing excluding the cost of centring, shuttering and reinforcement | [7 empty] | 0 | 0
|  | Roof slab | 1 | 11.925 | 4.45 | 0.135 | 7.1639 |  |  | 0 | 0
|  |  | 1 | 14.675 | 7.025 | 0.135 | 13.9174 |  |  | 0 | 0
|  |  | 1 | 19.375 | 8.85 | 0.135 | 23.1483 |  |  | 0 | 0
|  | Slab Beam Bottom | 1 | 6.1 | 0.6 | 0.1 | 0.366 |  |  | 0 | 0
|  | Slab beam top | 1 | 6.1 | 0.6 | 0.15 | 0.549 |  |  | 0 | 0
|  | Balcony projection | 3 | 3.85 | 1.5 | 0.15 | 2.5987 |  |  | 0 | 0
|  |  | 1 | 4.6 | 1.5 | 0.15 | 1.035 |  |  | 0 | 0
|  |  | 1 | 3.85 | 1.8 | 0.15 | 1.0395 |  |  | 0 | 0
|  | box window | 2 | 1.8 | 0.7 | 0.075 | 0.189 |  |  | 0 | 0
|  | Chajja (W1and W1') | 8 | 1.05 | 0.6 | 0.075 | 0.378 |  |  | 0 | 0
|  | Deductions for openings (stair) | -1 | 3.325 | 2.7 | 0.135 | -1.212 |  |  | 0 | 0
|  | Lift | -1 | 2.05 | 2.1 | 0.135 | -0.58117 |  |  | 0 | 0
|  | Behind Lift | -1 | 2.74 | 2.35 | 0.135 | -0.86927 |  |  | 0 | 0
|  | Total |  |  |  |  | 47.7225 | Cu m | 11505.5 | 9750.4237 | 465314.3587
2© | 5.3 | Providing RCC (1:1.5:3) in Staircase excluding the cost of centring, shuttering and reinforcement | [7 empty] | 0 | 0
|  | Waist slab | 2 | 3.6 | 1.275 | 0.15 | 1.377 |  |  | 0 | 0
|  | Landing | 1 | 1.325 | 2.7 | 0.15 | 0.53663 |  |  | 0 | 0
|  | Steps | 20 | 1.275 | 0.25 | 0.075 | 0.47812 |  |  | 0 | 0
|  | Total |  |  |  |  | 2.3917 | Cu m | 11505.5 | 9750.4237 | 23320.576
3 | 5.22 | Reinforcement for RCC work including straightening, cutting, bending, placing in position and binding all complete | [7 empty] | 0 | 0
| 5.22.6 | Thermo-Mechanically Treated bars of grade Fe-500D of more | [7 empty] | 0 | 0
|  | Total RCC |  | 93.8935 | [5 empty] | 0 | 0
|  | Steel in kg | 120 |  |  |  | 11267.2171 | Kg | 107.85 | 91.3983 | 1029804.5437
4 | 5.9 | Centring and shuttering including strutting, propping etc. and Removal of form for: | [7 empty] | 0 | 0
a | 5.9.3 | Suspended floors, roofs, landings, balconies and access platform | [7 empty] | 0 | 0
|  | Roof slab | 1 | 11.925 | 4.45 |  | 53.0663 |  |  | 0 | 0
|  |  | 1 | 14.675 | 7.025 |  | 103.0919 |  |  | 0 | 0
|  |  | 1 | 19.375 | 8.85 |  | 171.4688 |  |  | 0 | 0
|  | Slab Beam Bottom | 1 | 6.1 | 0.6 |  | 3.66 |  |  | 0 | 0
|  | Slab beam top | 1 | 6.1 | 0.6 |  | 3.66 |  |  | 0 | 0
|  | Balcony projection | 3 | 3.85 | 1.5 |  | 17.325 |  |  | 0 | 0
|  |  | 1 | 4.6 | 1.5 |  | 6.9 |  |  | 0 | 0
|  |  | 1 | 3.85 | 1.8 |  | 6.93 |  |  | 0 | 0
|  | box window | 2 | 1.8 | 0.7 |  | 2.52 |  |  | 0 | 0
|  | Deductions for openings (stair) | -1 | 3.325 | 2.7 |  | -8.9775 |  |  | 0 | 0
|  | Lift anf duct | -1 | 2.05 | 2.1 |  | -4.305 |  |  | 0 | 0
|  | Behind Lift | -1 | 2.74 | 2.35 |  | -6.439 |  |  | 0 | 0
|  | Total |  |  |  |  | 348.9004 | Sq m | 927.25 | 785.8051 | 274167.6887
b | 5.9.5 | Lintel, Beam | [7 empty] | 0 | 0
|  | D2 | 1 | 1.25 | 0.55 |  | 0.6875 |  |  | 0 | 0
|  | D5 | 1 | 1 | 0.425 |  | 0.425 |  |  | 0 | 0
|  | Roof Beam | [7 empty] | 0 | 0
|  | beam size 250 x 600 | 1 | 221.55 | 1.19 |  | 263.6445 |  |  | 0 | 0
|  | Beam size 125 x 600 | 1 | 11.6 | 1.065 |  | 12.354 |  |  | 0 | 0
|  | Total |  |  |  |  | 277.111 | Sq m | 736.4 | 624.0678 | 172936.0512
c | 5.9.19 | Chajja | [7 empty] | 0 | 0
|  |  | 2 | 1.05 | 0.6 |  | 1.26 |  |  | 0 | 0
|  | Total |  |  |  |  | 1.26 | Sq m | 951.1 | 806.0169 | 1015.5814
d | 5.9.6 | Column and Stiffener | [7 empty] | 0 | 0
|  | C1 | 14 | 1.8 |  | 2.4 | 60.48 |  |  | 0 | 0
|  | C2 | 10 | 1.8 |  | 2.4 | 43.2 |  |  | 0 | 0
|  | C3 | 10 | 1.8 |  | 2.4 | 43.2 |  |  | 0 | 0
|  | Total |  |  |  |  | 146.88 | Sq m | 961.3 | 814.661 | 119657.4102
e | 5.9.7 | Stair | [7 empty] | 0 | 0
|  | Waist slab | 2 | 3.6 | 1.275 |  | 9.18 |  |  | 0 | 0
|  | Riser | 1 | 1.325 | 2.7 |  | 3.5775 |  |  | 0 | 0
|  | Sides | 20 | 1.275 | 0.25 |  | 6.375 |  |  | 0 | 0
|  | Total |  |  |  |  | 19.1325 | Sq m | 764.95 | 648.2627 | 12402.8863
5 | 6.4 | Brick work with common burnt clay F.P.S (Non modular) brick of class designation 7.5 in superstructure above plinth level up to V level in all shapes and size in | [7 empty] | 0 | 0
| 6.4.2 | F.P.S Brick work with Cement Mortar (1:6) in superstructure | [7 empty] | 0 | 0
|  | wall 250mm thk. | 1 | 25.95 | 0.25 | 2.4 | 15.57 |  |  | 0 | 0
|  | Deduction for openings | [7 empty] | 0 | 0
|  | Lift door | -1 | 0.8 | 0.25 | 2.1 | -0.42 |  |  | 0 | 0
|  | W1 | -2 | 0.9 | 0.25 | 1.5 | -0.675 |  |  | 0 | 0
|  | V | -1 | 0.45 | 0.25 | 1.05 | -0.11813 |  |  | 0 | 0
|  | Total |  |  |  |  | 14.3569 | Cu m | 9105.95 | 7716.9068 | 110790.666
6 | 6.13 | Half Brick Masonry with common burnt clay F.P.S (Non modular) brick of class designation 7.5 in superstructure above plinth level up to floor V level | [7 empty] | 0 | 0
| 6.13.2 | F.P.S Brick work with Cement Mortar (1:4) in superstructure | [7 empty] | 0 | 0
|  | Inner wall (125 mm thk.) | 1 | 10.55 |  | 2.4 | 25.32 |  |  | 0 | 0
|  | Deduction for openings | [7 empty] | 0 | 0
|  | D2 | -1 | 1 |  | 2.1 | -2.1 |  |  | 0 | 0
|  | D5 | -1 | 0.75 |  | 2.1 | -1.575 |  |  | 0 | 0
|  | W1' | -1 | 0.9 |  | 1.65 | -1.485 |  |  | 0 | 0
|  | Total |  |  |  |  | 20.16 | sqm | 1123.8 | 952.3729 | 19199.8373
7 | 13.16 | 6 MM CEMENT PLASTER | [7 empty] | 0 | 0
| 13.16.1 | 6 mm (1:3) Ceiling plaster | [7 empty] | 0 | 0
|  | Roof slab | 1 | 11.925 | 4.45 |  | 53.0663 |  |  | 0 | 0
|  |  | 1 | 14.675 | 7.025 |  | 103.0919 |  |  | 0 | 0
|  |  | 1 | 19.375 | 5.05 |  | 97.8438 |  |  | 0 | 0
|  | Slab Beam Bottom | 1 | 6.1 | 0.6 |  | 3.66 |  |  | 0 | 0
|  | Slab beam top | 1 | 6.1 | 0.6 |  | 3.66 |  |  | 0 | 0
|  | Balcony projection | 3 | 3.85 | 1.5 |  | 17.325 |  |  | 0 | 0
|  |  | 1 | 4.6 | 1.5 |  | 6.9 |  |  | 0 | 0
|  |  | 1 | 3.85 | 1.8 |  | 6.93 |  |  | 0 | 0
|  | box window | 2 | 1.8 | 0.7 |  | 2.52 |  |  | 0 | 0
|  | Chajja | 2 | 1.05 | 0.6 |  | 1.26 |  |  | 0 | 0
|  | Deductions for openings (stair) | -1 | 3.325 | 2.7 |  | -8.9775 |  |  | 0 | 0
|  | Lift | -1 | 2.05 | 2.1 |  | -4.305 |  |  | 0 | 0
|  | Behind Lift | -1 | 2.74 | 2.35 |  | -6.439 |  |  | 0 | 0
|  | Total |  |  |  |  | 276.5354 | Sq m | 300.45 | 254.6186 | 70411.0622
8 | 13.4.2 | 12 mm (1:6) cement Plaster | [7 empty] | 0 | 0
|  | internal plaster | [7 empty] | 0 | 0
|  | Guard room | 1 | 15.25 |  | 2.87 | 43.7675 |  |  | 0 | 0
|  | Toil | 1 | 7.4 |  | 2.55 | 18.87 |  |  | 0 | 0
|  | Lift | 1 | 7.85 |  | 3 | 23.55 |  |  | 0 | 0
|  | lift | 1 | 7.5 |  | 2.87 | 21.525 |  |  | 0 | 0
|  | stair | 1 | 10.1 |  | 2.85 | 28.785 |  |  | 0 | 0
|  | Col. (0.3x 0.6) | 14 | 1.8 |  | 2.4 | 60.48 |  |  | 0 | 0
|  | Col. (0.3x 0.6) | 10 | 1.8 |  | 2.4 | 43.2 |  |  | 0 | 0
|  | Col.(0.3x0.6) | 10 | 1.8 |  | 2.4 | 43.2 |  |  | 0 | 0
|  | Length of 125 x 600 beam | 1 | 11.6 |  | 1.065 | 12.354 |  |  | 0 | 0
|  | Length of 250 x 600 beam | 1 | 221.55 |  | 1.19 | 263.6445 |  |  | 0 | 0
|  | D2 | -1 | 1 |  | 2.1 | -2.1 |  |  | 0 | 0
|  | D5 | -1 | 0.75 |  | 2.1 | -1.575 |  |  | 0 | 0
|  | Lift door | -1 | 0.8 |  | 2.1 | -1.68 |  |  | 0 | 0
|  | W1 | -2 | 0.9 |  | 1.65 | -2.97 |  |  | 0 | 0
|  | W1' | -1 | 0.9 |  | 1.8 | -1.62 |  |  | 0 | 0
|  | V | -1 | 0.45 |  | 1.05 | -0.4725 |  |  | 0 | 0
|  | Total |  |  |  |  | 548.9585 |  |  | 0 | 0
|  | Total 12 mm plaster |  |  |  |  | 548.9585 | Sq m | 343.65 | 291.2288 | 159872.5326
9 | 13.5.2 | 15 mm Cement plaster of rough side of single or half brick wall of mix 1:6 ( 1 cement:6 coarse sand) | [7 empty] | 0 | 0
|  | Length of 125 the. Wall ( one side) | 1 | 10.55 |  | 2.55 | 26.9025 |  |  | 0 | 0
|  | Total |  |  |  |  | 26.9025 | sqm | 395.35 | 335.0424 | 9013.4774
10 | 13.6.2 | 20 mm Cement plaster of mix 1:6 ( 1 cement : 6 coarse sand) | [7 empty] | 0 | 0
|  | Outer wall | 1 | 11.6 |  | 3 | 34.8 |  |  | 0 | 0
|  | Beam 250 x 600 | 1 | 221.55 |  | 0.6 | 132.93 |  |  | 0 | 0
|  | Total |  |  |  |  | 167.73 | Sq m | 466.05 | 394.9576 | 66246.2428
11 | 13.73 | Forming groove of uniform size in plaster as per approved pattern using wooden battens, nailed to the under layer including removal of wooden battens, repairs to the ecges of plaster panel and finishing the groove complete as per specifications and direction of the Engineer-in-charge. | [7 empty] | 0 | 0
| 13.73.2 | 20 mm wide and 15 mm deep grove |  | 60 |  |  |  | meter | 75.8 | 64.2373 | 0
12 | 11.26.1 | Kota stone slab flooring over 20 mm (average) thick base laid over and jointed with grey cement slurry mixed with pigment to match the shade of the slab, including rubbing and polishing complete with base of cement mortar 1 : 4 (1 cement : 4 coarse sand) :25 mm thick | [7 empty] | 0 | 0
|  | Stair Tread ) Flooring | 18 | 1.275 | 0.25 |  | 5.7375 |  |  | 0 | 0
|  | ( Stair Landing) | 1 | 2.7 | 1.33 |  | 3.591 |  |  | 0 | 0
|  | Stair room | 1 | 2.7 | 3.7 |  | 9.99 |  |  | 0 | 0
|  | Total |  |  |  |  | 19.3185 | sqm | 1948.25 | 1651.0593 | 31895.9895
13 | 11.2 | Chequerred precast cement concrete tiles 22 mm thick in footpath& courtyard, jointed with neatcement slurry mixed with pifment to match the shade of tiles, including rubbing and cleaning etc. complete on 20 mm thick bed of cement mortar 1:4( 1 cement : 4 coarse sand) | [7 empty] | 0 | 0
| 11.20.2 | Medium shade pigment using 50 % white cement 50 % Grey cement | [7 empty] | 0 | 0
|  | Q = Total plot area - other flooring |  |  |  |  | 619.7831 |  |  | 0 | 0
|  | Total |  |  |  |  | 619.7831 | sqm | 1328.35 | 1125.7203 | 697702.4696
14 | 11.41 | Providing and laying vitrified floor tiles in different sizes (thickness to be specified by the manufacturer) with water absorption less than 0.08% and conforming to IS : 15622, of approved make, in all colours and shades, laid on 20mm thick cement mortar 1:4 (1 cement : 4 coarse sand), including grouting the joints with white cement and matching pigments etc., complete. | [7 empty] | 0 | 0
| 11.41.2 | Providing and laying 60x60 cm Vitrified floor tiles over 20 mm thick cement mortar (1:4) all complete | [7 empty] | 0 | 0
|  | Guard rm. | 1 | 3.425 | 3.3 |  | 11.3025 |  |  | 0 | 0
|  | Total |  |  |  |  | 11.3025 | Sq m | 1553.45 | 1316.4831 | 14879.5497
15 | 11.37 | Providing and laying Ceramic Glazed Floor tiles 300x300 in skirting of approved shade over 20 mm thick (1:4) cement mortar | [7 empty] | 0 | 0
|  | Toil. | 1 | 1.625 | 2.075 |  | 3.3719 |  |  | 0 | 0
|  | Total |  |  |  |  | 3.3719 | Sq m | 1096.55 | 929.2797 | 3133.4149
16 | 11.23 | Marble stone flooring with 18 mm thick marble stone as per sample of marble approved by engineer in charge, over 20 mm ( average) thick base of cement mortar1:4(1 cement:4 coarse sand) laid and jointed with grey cement slurry, including rubbing and polishing completewith: | [7 empty] | 0 | 0
|  | Lobby | 1 | 6.05 | 5.05 |  | 30.5525 |  |  | 0 | 0
|  | Total |  |  |  |  | 30.5525 | Sq m | 1960.75 | 1661.6525 | 50767.6393
17 | 8.9 | Stone tile (polished) work for wall lining over 12 mm thick bed of cement mortar1:3 ( 1 cement : 3 coarse sand) and cement slurry @ 3.3 kg/ sqm including pointing in white cement. | [7 empty] | 0 | 0
| 8.9.1 | 8 mm thick | [7 empty] | 0 | 0
| 8.9.1.1 | Rajnagar Plain white marble | [7 empty] | 0 | 0
|  | Lobby Skirting | 1 | 17.7 |  | 0.15 | 2.655 |  |  | 0 | 0
|  | Col ( 0.3x 0.6) | 14 | 1.8 |  | 0.15 | 3.78 |  |  | 0 | 0
|  | Col.(0.3x0.6) | 10 | 1.8 |  | 0.15 | 2.7 |  |  | 0 | 0
|  | Col (0.3x 0.6) | 4 | 1.8 |  | 0.15 | 1.08 |  |  | 0 | 0
|  | Two side col. | 6 | 0.9 |  | 0.15 | 0.81 |  |  | 0 | 0
|  | Total |  |  |  |  | 11.025 | Sqm | 3190.3 | 2703.6441 | 29807.6758
17 | 8.9 | Stone tile (polished) work for wall lining over 12 mm thick bed of cement mortar1:3 ( 1 cement : 3 coarse sand) and cement slurry @ 3.3 kg/ sqm including pointing in white cement. | [7 empty] | 0 | 0
| 8.9.1 | 8 mm thick | [7 empty] | 0 | 0
| 8.9.1.2 | Granite of any colour and shade | [7 empty] | 0 | 0
|  | Lift wall | 1 | 1.8 |  | 2.1 | 3.78 |  |  | 0 | 0
|  | Total |  |  |  |  | 3.78 | Sqm | 3617.55 | 3065.7203 | 11588.4229
18 | 11.27 | Kota stone slabs 20 mm thick in risers of steps, skirting, dado and pillars laid on 12 mm (average) thick cement mortar 1:3 (1 cement: 3 coarse sand) and jointed with grey cement slurry mixed with pigment to match the shade of the slabs, including rubbing and polishing complete. | [7 empty] | 0 | 0
|  | Stair riser | 20 | 1.2 |  | 0.15 | 3.6 |  |  | 0 | 0
|  | landing | 1 | 2.7 |  | 0.15 | 0.405 |  |  | 0 | 0
|  | landing | 2 | 1.33 |  | 0.15 | 0.399 |  |  | 0 | 0
|  | side | 2 | 4 |  | 0.15 | 1.2 |  |  | 0 | 0
|  | Stair room | 1 | 10.1 |  | 0.1 | 1.01 |  |  | 0 | 0
|  | Total |  |  |  |  | 6.614 | sqm | 2354.7 | 1995.5085 | 13198.2931
19 | 11.46.2 | Providing and laying Vitrified tiles in Skirting, Riser of steps over 12 mm cement mortar (1:3) all complete | [7 empty] | 0 | 0
|  | Guard room | 1 | 12.65 |  | 0.1 | 1.265 |  |  | 0 | 0
|  | Total |  |  |  |  | 1.265 | Sqm | 1623.05 | 1375.4661 | 1739.9646
[10 empty] | 0 | 0
20 | 8.31 | Providing and fixing 1st quality Ceramic glazed wall tiles all complete | [7 empty] | 0 | 0
|  | Toil | 1 | 6.61 |  | 2.1 | 13.881 |  |  | 0 | 0
|  | Total |  |  |  |  | 13.881 | Sq m | 1267.95 | 1074.5339 | 14915.605
21 | 9.1 | Providing wood work in frames of doors, windows, clerestory windows and other frames, wrought framed and fixed in position with hold fast lugs or with dash fasteners of required dia & length ( hold fast lugs or | [7 empty] | 0 | 0
|  | dash fastener shall be paid for separately). | [7 empty] | 0 | 0
| 9.1.2 | Providing Sal wood work in Frames of Door, Windows etc. and fixed in position all complete | [7 empty] | 0 | 0
|  | D2 | 1 | 5.2 | 0.125 | 0.0625 | 0.040625 |  |  | 0 | 0
|  | D5 | 1 | 4.95 | 0.125 | 0.0625 | 0.038672 |  |  | 0 | 0
|  | Total |  |  |  |  | 0.079297 | Cu m | 116520.3 | 98746.0169 | 7830.2506
22 | 9.131 | Providing and fixing factory made shutters of Pre-laminated particle board flat pressed three layer or graded wood particle board with one side decorative finish and other side balancing lamination conforming to IS: 12823 Grade l Type ll, of approved design, and edges sealed with water resistant paint and lipped with aluminium 'U' type edge beading all- round the shutter, including fixing with angle cleat, grip strip, cadmiumplated steel screws, including fixing of aluminium hinges 100x63x4 mm etc. complete as per architectural drawing and direction of Engineer-in-Charge (Cost of 'U' beadingand hinges will be paid for separately). | [7 empty] | 0 | 0
| 9.131.1 | 25 mm thick | [7 empty] | 0 | 0
|  | D5 | 1 | 0.75 |  | 2.1 | 1.575 |  |  | 0 | 0
|  | Total |  |  |  |  | 1.575 | Sqm | 3066.2 | 2598.4746 | 4092.5975
23 | 9.132 | Providing and fixing aluminum U beading of required size to Pre-laminated/flush door shutter, including fixing etc. complete as per direction of Engineer-in-charge (@ 0.50 Kg Per Meter ) | [7 empty] | 0 | 0
|  | Duct door | 1 | 4.95 |  |  | 4.95 |  |  | 0 | 0
|  | D5 | 1 | 4.95 |  |  | 4.95 |  |  | 0 | 0
|  | Total | 2 |  |  |  | 4.95 | KG | 596.15 | 505.2119 | 2500.7987
24 | 9.21 | Providing and fixing ISI marked flush door shutters confirming to IS:2202(PartI) non decorative type, core of block board construction with frame of 1st class hard wood and well matched commercial 3 ply veneering with vertical grains or cross bands and face veneer on both faces of shutters. | [7 empty] | 0 | 0
| 9.21.1 | 35 mm thick including ISI marked stainless steel butt hinges with necessary screws. | [7 empty] | 0 | 0
|  | D2 | 1 | 1 |  | 2.1 | 2.1 |  |  | 0 | 0
[7 empty] | 2.1 | Sqm | 2392.65 | 2027.6695 | 4258.1059
25 | 9.147B | Providing and fixing factory made uPVC white colour fixed glazed windows/ventilators comprising of uPVC multi-chambered frame and mullion (where ever required)extruded profiles duly reinforced with 1.60 ± 0.2 mm thick galvanized mild steel section made from roll forming process of required length (shape & size accordingto uPVC profile), uPVC extruded glazing beads of appropriate dimension, EPDM gasket, G.I fasteners 100 x 8 mm size for fixing frame to finished wall, plastic packers, plastic caps and necessary stainless steel screws etc. Profile of frame shall be mitred cut and fusion welded at all corners, mullion (if required) shall be also fusion welded including drilling of holes for fixing hardware's and drainage of water etc. After fixing frame the gap between frame and adjacent finished wall shall be filled with weather proof silicon sealant over backer rod of required size and of approved quality, all complete as per approved drawing & direction of Engineer-in-Charge. (Single / double glass panes and silicon sealant shall be paid separately). Note: For uPVC frame, sash and mullion extruded profiles minus 5% tolerance in dimension i.e. in depth & width of profile shall be acceptable. Variation in profile dimension in higher side shall be accepted but no extra payment on this account shall be made. | [7 empty] | 0 | 0
| 9.147B.1 | Fixed window / ventilator made of (small series) frame 47 x 50 mm & mullion 47 x 68 mm both having wall thickness of 1.9 ± 0.2 mm and single glazing bead of appropriate dimension. (Area upto 0.75 sqm.) | [7 empty] | 0 | 0
|  | V | 1 | 0.45 |  | 1.05 | 0.4725 |  |  | 0 | 0
|  | Total |  |  |  |  | 0.4725 | Sq m | 9628.6 | 8159.8305 | 3855.5199
26 | 9.147A.3 | Casement window double panels with top fixed with S.S. friction hinges (350 x 19 x 1.9 mm) made of (small series) frame 47 x 50 mm, sash 47 x 68 mm & mullion 47 x 68 mm all having wall thickness of 1.9 ± 0.2 mm and single glazing bead of appropriate dimension. ( Area of window upto 2.50 sqm). | [7 empty] | 0 | 0
|  | W1 | 2 | 0.9 |  | 1.5 | 2.7 |  |  | 0 | 0
|  | W1' | 1 | 0.9 |  | 1.65 | 1.485 |  |  | 0 | 0
|  | Total |  |  |  |  | 4.185 | Sq m | 6982 | 5916.9492 | 24762.4322
27 | 9.149 | Providing and fixing casement handle made of zinc alloyed (white powder coated) for uPVC casement window with necessary screws etc. complete | 9 |  |  |  | 9 | No | 187.75 | 159.1102 | 1431.9915
28 | 2407 | 5.5mm Glass pane in door / window shutter | [7 empty] | 0 | 0
|  | W1 | 2 | 0.9 |  | 1.5 | 2.7 |  |  | 0 | 0
|  | W1' | 1 | 0.9 |  | 1.65 | 1.485 |  |  | 0 | 0
|  | V | 1 | 0.45 |  | 1.05 | 0.4725 |  |  | 0 | 0
|  | Total |  |  |  |  | 4.6575 | Sq m | 500 | 423.7288 | 1973.5169
29 | 9.96 | Providing and fixing aluminium sliding door bolts, ISI marked anodised (anodic coating not less than grade AC 10 as per IS : 1868), transparent or dyed to required colour or shade, with nuts and screws etc. complete : | [7 empty] | 0 | 0
| 9.96.1 | 300x16 mm | 1 |  |  |  | 1 | no. | 303.25 | 256.9915 | 256.9915
| 9.96.2 | 250 x 16 mm | 1 |  |  |  | 1 | no. | 260.6 | 220.8475 | 220.8475
30 | 9.97 | Providing and fixing aluminium tower bolts, ISI marked, anodised (anodiccoating not less than grade AC 10 as per IS : 1868 ) transparent or dyed to required colour or shade, with necessary screws etc. complete : | [7 empty] | 0 | 0
| 9.97.1 | 300 x 10 mm | 1 |  |  |  | 1 | no. | 130.1 | 110.2542 | 110.2542
| 9.97.2 | 250 x 10 mm | 16 |  |  |  | 16 | no. | 115.15 | 97.5847 | 1561.3559
31 | 9.98 | Providing and fixing aluminium pull bolt lock,ISI marked, anodised ( anodic coating not less than grade AC 10 as per IS; 1868) transparent or dyed to rewuired colour and shade with necessary screws bolts, nut and washers etc. complete | 3 |  |  |  | 3 | each | 100.8 | 85.4237 | 256.2712
32 | 9.1 | Providing and fixing aluminium handles ISI marked anodised (anodic coating not less than grade AC 10 as per IS:1868) transparent or dyed to required colour or shade with necessary screws etc. complete. | [7 empty] | 0 | 0
| 9.100.1 | 125 mm | 2 |  |  |  | 2 | no | 66.25 | 56.1441 | 112.2881
| 9.100.2 | 100 mm | 4 |  |  |  | 4 | no | 59.55 | 50.4661 | 201.8644
33 | 9.101 | Providing and fixing aluminium hanging floor door stopper ISI marked anodised (anodic coating not less than grade AC 10 as per IS:1868) transparent or dyed to required colour and shade with necessary screws etc. complete. | [7 empty] | 0 | 0
| 9.101.2 | Twin rubber stopper | 1 |  |  |  | 1 | no | 72.35 | 61.3136 | 61.3136
34 | 10.28 | Providing & Fixing Stainless steel (grade 304) railing made of hollow tubes all complete | [7 empty] | 0 | 0
|  | @ 5 Kg per metre ( stair railing) | 2 | 3.76 |  |  | 7.52 |  |  | 0 | 0
|  | Total |  |  |  |  | 37.6 | Kg | 772.4 | 654.5763 | 24612.0678
35 | 13.26 | Providing and applying POP Putty of average thickness 2 mm of approved brand and manufacture | [7 empty] | 0 | 0
|  | As per 12 mm inner plaster |  |  |  |  | 26.9025 |  |  | 0 | 0
|  | As per 15 mm plaster |  |  |  |  | 132.93 |  |  | 0 | 0
|  | As per 6 mm plaster |  |  |  |  | 276.5354 |  |  | 0 | 0
|  | Deduction ( wall tiles area ) |  |  |  |  | -13.881 |  |  | 0 | 0
|  | Total |  |  |  |  | 422.4869 | Sq m | 262.7 | 222.6271 | 94057.0356
36 | 13.83.2 | Prium Acrylic emulsion paint of approved brand and manufacture | [7 empty] | 0 | 0
|  | Quantity same as wall putty area |  |  |  |  | 422.4869 | Sq m | 142.8 | 121.0169 | 51128.0727
37 | 13.47 | Finishing walls with premium Acrylic smooth exterior paint with silicone additives of required shade | [7 empty] | 0 | 0
| 13.47.1 | New work (Two or more coats applied @ 1.43kg/10sqm) over and including base coat of water proffing cement paint Snowcem Plus or equivalent applied @ 2.20 kg/10 sqm | [7 empty] | 0 | 0
|  | Quantity same as 20mm plaster area |  |  |  |  | 167.73 | Sq m | 171.1 | 145 | 24320.85
38 | 13.61 | Painting with synthetic enamel paint of approved brand and manufacture to give an even shade: | [7 empty] | 0 | 0
| 13.61.1 | Two or more coats on new work | [7 empty] | 0 | 0
|  |  | 1 | 15.3975 | 2.5 |  | 38.4938 | Sq m | 155.9 | 132.1186 | 5085.7421
39 | 10.18 | Providing and fixing circular cast iron box for ceiling fan all complete | 16 |  |  |  | 16 | No | 220.65 | 186.9915 | 2991.8644
40 | 9.47 | Providing and fixing nickel plated M.S pipe curtain rods with nickel plated brackets | [7 empty] | 0 | 0
| 9.47.1 | 20 mm dia( Heavy type) |  | 3.6 |  |  | 3.6 | meter | 175 | 148.3051 | 533.8983
41 | 9.48 | Providing and fixing M.S. grills of required pattern in frames of windows etc. with flats, square or round bars etc. including priming cost with approved steel primer all complete. | [7 empty] | 0 | 0
| 9.48.2 | Fixed to openings/ wooden frames with rawl plugs screws etc. ( @ 24 kg Per sqm) |  | 4.6575 |  |  | 111.78 | kg | 230.35 | 195.2119 | 21820.7822
42 | 10.3 | providing and fixing in position collapsible steel shutters with vertical chanels 20 x 10 x 2 mm and braced with flat iron diagonals 20 x 5 mm size, with top and bottom rail of T iron 40x40x6 mm, with 40 mm dia steel pulleys, complete with bolts, nuts,locking arrangement, stoppers, handles,including applying a priming coat of approved steel primer. |  | 3.6 |  | 2.4 | 8.64 | Sqm | 11439.6 | 9694.5763 | 83761.139
|  | Grand Total | [8 empty] | 4184323.4403
Note on C146: Node-1:

## First & Second
Construction of Residential Dwelling unit at-Biharsharif (Bihar)
BOQ- First &Second Floor
SN | DSR-2023 | Particulars | No. | Length | Width | Height | Quantity | Unit | Rate | Amount
1 | 5.2.2 | providing RCC (1:1.5:3) with graded stone chips of 20 mm nominal size in Column, Stiffener, Plinth band excluding the cost of centring, shuttering and reinforcement all complete
|  | C1 | 14 | 0.3 | 0.6 | 2.4 | 6.048
|  | C2 | 10 | 0.3 | 0.6 | 2.4 | 4.32
|  | C3 | 10 | 0.3 | 0.6 | 2.4 | 4.32
|  | Total | 34 |  |  |  | 14.688 | Cu m | 10852.95 | 159408.1296
2 (a) | 5.3 | Providing RCC (1:1.5:3) in Band at Lintel, Beam at Lintel, Roof Beam excluding the cost of centring, shuttering and reinforcement
Lintel over Door
|  | D0 | 2 | 1.55 | 0.125 | 0.15 | 0.058125
|  | D1 | 5 | 1.25 | 0.25 | 0.15 | 0.23438
|  | D2 | 2 | 1.15 | 0.125 | 0.15 | 0.043125
|  | D3 | 5 | 1 | 0.125 | 0.15 | 0.09375
|  | D4 | 3 | 1.4 | 0.125 | 0.15 | 0.07875
Roof beam
Beam size 250 x 600
|  | Along grid A | 1 | 19.275 | 0.25 | 0.47 | 2.2648
|  | Along grid B +C + D | 1 | 21.575 | 0.25 | 0.47 | 2.5351
|  | Along grid E | 1 | 10.35 | 0.25 | 0.47 | 1.2161
|  | Along grid F & G | 2 | 23.375 | 0.25 | 0.47 | 5.4931
|  | Along grid H + J | 1 | 15.75 | 0.25 | 0.47 | 1.8506
|  | Along grid K | 1 | 8.85 | 0.25 | 0.47 | 1.0399
|  | Along grid 1 | 1 | 12.05 | 0.25 | 0.47 | 1.4159
|  | Along grid 2 | 1 | 14.675 | 0.25 | 0.47 | 1.7243
|  | Along grid 3 + 4 | 1 | 16.175 | 0.25 | 0.47 | 1.9006
|  | Along grid 5 | 1 | 22.375 | 0.25 | 0.47 | 2.6291
|  | Along grid 6 + 7 & 8 | 2 | 13.1 | 0.25 | 0.47 | 3.0785
|  | Along grid 9 | 1 | 7.525 | 0.25 | 0.47 | 0.88419
|  | Along grid 10 + 11 | 1 | 18.4 | 0.25 | 0.47 | 2.162
|  | Fins | 16 | 0.125 | 0.125 | 0.6 | 0.15
Beam size 125 x 600
|  | B Toil. | 1 | 11.6 | 0.125 | 0.47 | 0.6815
|  | Total |  |  |  |  | 29.5337 | Cu m | 11505.5 | 339800.5606
|  | Total Length of 250 x 600 beam |  | 192.475
|  | Total Length of 125 x 600 beam |  | 11.6
2(b) | 5.3 | Providing RCC (1:1.5:3) in Roof slab, Landing excluding the cost of centring, shuttering and reinforcement
|  | Roof slab | 1 | 11.925 | 4.45 | 0.135 | 7.1639
|  |  | 1 | 14.675 | 7.025 | 0.135 | 13.9174
|  |  | 1 | 19.375 | 8.85 | 0.135 | 23.1483
|  | Slab Beam Bottom | 1 | 6.1 | 0.6 | 0.1 | 0.366
|  | Slab beam top | 1 | 6.1 | 0.6 | 0.15 | 0.549
|  | Balcony projection | 3 | 3.85 | 1.5 | 0.15 | 2.5987
|  |  | 1 | 4.6 | 1.5 | 0.15 | 1.035
|  |  | 1 | 3.85 | 1.8 | 0.15 | 1.0395
|  | box window | 2 | 1.8 | 0.7 | 0.075 | 0.189
|  | Chajja W1 | 2 | 1.62 | 0.6 | 0.075 | 0.1458
|  | Chajja W2 | 2 | 1.15 | 0.6 | 0.075 | 0.1035
|  | Chajja W3 | 2 | 1.7 | 0.6 | 0.075 | 0.153
|  | Chajja V | 2 | 0.85 | 0.6 | 0.075 | 0.0765
|  | Deductions for openings (stair) | -1 | 3.325 | 2.7 | 0.135 | -1.212
|  | Lift | -1 | 2.05 | 2.1 | 0.135 | -0.58117
|  | Total |  |  |  |  | 48.6925 | Cu m | 11505.5 | 560232.0262
2© | 5.3 | Providing RCC (1:1.5:3) in Staircase excluding the cost of centring, shuttering and reinforcement
|  | Waist slab | 2 | 3.6 | 1.275 | 0.15 | 1.377
|  | Landing | 1 | 1.325 | 2.7 | 0.15 | 0.53663
|  | Steps | 20 | 1.275 | 0.25 | 0.075 | 0.47812
|  | Total |  |  |  |  | 2.3917 | Cu m | 11505.5 | 27518.2796
3 | 5.22 | Reinforcement for RCC work including straightening, cutting, bending, placing in position and binding all complete
| 5.22.6 | Thermo-Mechanically Treated bars of grade Fe-500D of more
|  | Total RCC |  | 95.306
|  | Steel in kg | 120 |  |  |  | 11436.7249 | Kg | 107.85 | 1233450.7778
4 | 5.9 | Centring and shuttering including strutting, propping etc. and Removal of form for:
a | 5.9.3 | Suspended floors, roofs, landings, balconies and access platform
|  | Roof slab | 1 | 11.925 | 4.45 |  | 53.0663
|  |  | 1 | 14.675 | 7.025 |  | 103.0919
|  |  | 1 | 19.375 | 8.85 |  | 171.4688
|  | Slab Beam Bottom | 1 | 6.1 | 0.6 |  | 3.66
|  | Slab beam top | 1 | 6.1 | 0.6 |  | 3.66
|  | Balcony projection | 3 | 3.85 | 1.5 |  | 17.325
|  |  | 1 | 4.6 | 1.5 |  | 6.9
|  |  | 1 | 3.85 | 1.8 |  | 6.93
|  | Deductions for openings (stair) | -1 | 3.325 | 2.7 |  | -8.9775
|  | Lift anf duct | -1 | 2.05 | 2.1 |  | -4.305
|  | Total |  |  |  |  | 352.8194 | Sq m | 927.25 | 327151.7655
b | 5.9.5 | Lintel, Beam
|  | D0 | 0 | 1.3 | 0.425 |  | 0
|  | D1 | 5 | 1.25 | 0.55 |  | 3.4375
|  | D2 | 2 | 1.15 | 0.425 |  | 0.9775
|  | D3 | 5 | 1 | 0.425 |  | 2.125
|  | D4 | 3 | 1.4 | 0.425 |  | 1.785
Roof Beam
|  | beam size 250 x 600 | 1 | 192.475 | 1.19 |  | 229.0452
|  | Beam size 125 x 600 | 1 | 11.6 | 1.065 |  | 12.354
|  | Total |  |  |  |  | 249.7242 | Sq m | 736.4 | 183896.9377
c | 5.9.19 | Chajja
|  | box window | 2 | 1.8 | 0.7 |  | 2.52
|  | Chajja W1 | 2 | 1.62 | 0.6 |  | 1.944
|  | Chajja W2 | 2 | 1.15 | 0.6 |  | 1.38
|  | Chajja W3 | 5 | 1.7 | 0.6 |  | 5.1
|  | Chajja V | 2 | 0.85 | 0.6 |  | 1.02
|  | Total |  |  |  |  | 11.964 | Sq m | 951.1 | 11378.9604
d | 5.9.6 | Column and Stiffener
|  | C1 | 14 | 1.8 |  | 2.4 | 60.48
|  | C2 | 10 | 1.8 |  | 2.4 | 43.2
|  | C3 | 10 | 1.8 |  | 2.4 | 43.2
|  | Total |  |  |  |  | 146.88 | Sq m | 961.3 | 141195.744
e | 5.9.7 | Stair
|  | Waist slab | 2 | 3.6 | 1.275 |  | 9.18
|  | Riser | 1 | 1.325 | 2.7 |  | 3.5775
|  | Sides | 20 | 1.275 | 0.25 |  | 6.375
|  | Total |  |  |  |  | 19.1325 | Sq m | 764.95 | 14635.4059
5 | 6.4 | Brick work with common burnt clay F.P.S (Non modular) brick of class designation 7.5 in superstructure above plinth level up to V level in all shapes and size in
| 6.4.2 | F.P.S Brick work with Cement Mortar (1:6) in superstructure
Outer wall 250mm thk.
|  | Along Grid-A | 1 | 11.475 | 0.25 | 2.4 | 6.885
|  | Along grid B | 1 | 8.6 | 0.25 | 2.4 | 5.16
|  | Along grid E & F | 2 | 1.5 | 0.25 | 2.4 | 1.8
|  | Along grid G + J | 1 | 9.025 | 0.25 | 2.4 | 5.415
|  | Along grid K | 1 | 8.85 | 0.25 | 2.4 | 5.31
|  | Along grid 1 | 1 | 11.925 | 0.25 | 2.4 | 7.155
|  | Along grid 2 | 1 | 2.75 | 0.25 | 2.4 | 1.65
|  | Along grid 4 | 1 | 3.475 | 0.25 | 2.4 | 2.085
|  | Along grid 5 | 1 | 12.155 | 0.25 | 2.4 | 7.293
|  | Along grid 10 + 11 | 1 | 16.9 | 0.25 | 2.4 | 10.14
|  | Total length of 250 the. Outer wall |  | 88.155
Inner wall 250 mm thk.
|  | Along grid E | 1 | 2.05 | 0.25 | 2.4 | 1.23
|  | Along grid F | 1 | 11.375 | 0.25 | 2.4 | 6.825
|  | Along grid ( Between G & H ) | 1 | 2.15 | 0.25 | 2.4 | 1.29
|  | Along grid 2 | 1 | 4.15 | 0.25 | 2.4 | 2.49
|  | Along grid 4 | 1 | 3.675 | 0.25 | 2.4 | 2.205
|  | Along grid 5 + 6 | 1 | 10.7 | 0.25 | 2.4 | 6.42
|  | Along grid 9 | 1 | 2.1 | 0.25 | 2.4 | 1.26
|  | Total length of 250 the. Inner wall |  | 36.2
Deduction for openings
|  | D0 | -2 | 1.05 | 0.25 | 2.4 | -1.26
|  | D4 | -3 | 0.9 | 0.25 | 2.4 | -1.62
|  | W | -3 | 1.8 | 0.25 | 1.5 | -2.025
|  | W1 | -2 | 1.37 | 0.25 | 1.5 | -1.0275
|  | W2 | -2 | 1 | 0.25 | 1.35 | -0.675
|  | W3 | -2 | 1.2 | 0.25 | 1.2 | -0.72
|  | V | -5 | 0.6 | 0.25 | 0.9 | -0.675
|  | SDW | -4 | 1.8 | 0.25 | 2.4 | -4.32
|  | Total |  |  |  |  | 62.2905 | Cu m | 9105.95 | 567214.1785
6 | 6.13 | Half Brick Masonry with common burnt clay F.P.S (Non modular) brick of class designation 7.5 in superstructure above plinth level up to floor V level
| 6.13.2 | F.P.S Brick work with Cement Mortar (1:4) in superstructure
Inner wall (125 mm thk.)
|  | Along grid C | 1 | 2.8 |  | 2.4 | 6.72
|  | Along grid D | 1 | 4.45 |  | 2.4 | 10.68
|  | Along grid ( Between E & F ) | 1 | 4.45 |  | 2.4 | 10.68
|  | Along grid F | 1 | 8.95 |  | 2.4 | 21.48
|  | Along grid G | 1 | 5.35 |  | 2.4 | 12.84
|  | Along grid H + J | 1 | 6.5 |  | 2.4 | 15.6
|  | Toil. | 1 | 8.6 |  | 2.4 | 20.64
|  | Along grid 2 | 1 | 4.1 |  | 2.4 | 9.84
|  | Along grid 3 | 1 | 3.2 |  | 2.4 | 7.68
|  | Along grid 7 | 1 | 4.2 |  | 2.4 | 10.08
|  | Along grid 8 | 1 | 7.5 |  | 2.4 | 18
|  | Total length of 125 the.inner. wall |  | 60.1
Deduction for openings
|  | D1 | -5 | 1 |  | 2.13 | -10.65
|  | D2 | -2 | 0.9 |  | 2.13 | -3.834
|  | D3 | -5 | 0.75 |  | 2.13 | -7.9875
|  | W1 | -2 | 1.37 |  | 1.5 | -4.11
|  | Total |  |  |  |  | 117.6585 | sqm | 1123.8 | 132224.6223
7 | 13.16 | 6 MM CEMENT PLASTER
| 13.16.1 | 6 mm (1:3) Ceiling plaster
|  | Roof slab | 1 | 11.925 | 4.45 |  | 53.0663
|  |  | 1 | 14.675 | 7.025 |  | 103.0919
|  |  | 1 | 19.375 | 5.05 |  | 97.8438
|  | Slab Beam Bottom | 1 | 6.1 | 0.6 |  | 3.66
|  | Slab beam top | 1 | 6.1 | 0.6 |  | 3.66
|  | Balcony projection | 3 | 3.85 | 1.5 |  | 17.325
|  |  | 1 | 4.6 | 1.5 |  | 6.9
|  |  | 1 | 3.85 | 1.8 |  | 6.93
|  | box window | 2 | 1.8 | 0.7 |  | 2.52
|  | Chajja | 2 | 1.05 | 0.6 |  | 1.26
|  | Deductions for openings (stair) | -1 | 3.325 | 2.7 |  | -8.9775
|  | Lift | -1 | 2.05 | 2.1 |  | -4.305
|  | Behind Lift | -1 | 2.74 | 2.35 |  | -6.439
|  | Total |  |  |  |  | 276.5354 | Sq m | 300.45 | 83085.0534
8 | 13.4.2 | 12 mm (1:6) cement Plaster
|  | Length of 250 the outer wall ( inner face ) as per 250 the. Brick work | 1 | 88.155 |  | 2.87 | 253.0049
|  | Length of 250 the. Inner wall ( both face ) as per 250 the. Brick work | 2 | 36.2 |  | 2.87 | 207.788
Deduction for openings
|  | D0 | -2 | 1.05 |  | 2.4 | -5.04
|  | D4 | -4 | 0.9 |  | 2.4 | -8.64
|  | W | -3 | 1.8 |  | 1.5 | -8.1
|  | W1 | -2 | 1.37 |  | 1.5 | -4.11
|  | W2 | -2 | 1 |  | 1.35 | -2.7
|  | W3 | -5 | 1.2 |  | 1.2 | -7.2
|  | V | -5 | 0.6 |  | 0.9 | -2.7
|  | SDW | -4 | 2.4 |  | 2.4 | -23.04
|  | Total |  |  |  |  | 399.2629
|  | Length of 125 the. Wall ( one side plaster ) as per 125 the. Brick work | 1 | 60.1 |  | 2.87 | 172.487
|  | Deduction D0 | 0 | 1.05 |  | 2.4 | 0
|  | D1 | -5 | 1 |  | 2.1 | -10.5
|  | D2 | -2 | 0.9 |  | 2.13 | -3.834
|  | D3 | -5 | 0.75 |  | 2.13 | -7.9875
|  | W1 | -2 | 1.37 |  | 1.5 | -4.11
|  | Total |  |  |  |  | 146.0555
|  | Total 12 mm plaster |  |  |  |  | 545.3184 | Sq m | 343.65 | 187398.651
9 | 13.5.2 | 15 mm Cement plaster of rough side of single or half brick wall of mix 1:6 ( 1 cement:6 coarse sand)
|  | Length of 125 the. Wall ( one side) as per 125 the. Brick work | 1 | 60.1 |  | 2.87 | 172.487
|  | Total |  |  |  |  | 172.487 | sqm | 395.35 | 68192.7355
10 | 13.6.2 | 20 mm Cement plaster of mix 1:6 ( 1 cement : 6 coarse sand)
|  | Outer wall 250 mm thk | 1 | 88.155 |  | 3 | 264.465
|  | Total |  |  |  |  | 264.465 | Sq m | 466.05 | 123253.9133
11 | 13.73 | Forming groove of uniform size in plaster as per approved pattern using wooden battens, nailed to the under layer including removal of wooden battens, repairs to the ecges of plaster panel and finishing the groove complete as per specifications and direction of the Engineer-in-charge.
| 13.73.2 | 20 mm wide and 15 mm deep grove |  | 160 |  |  |  | meter | 75.8 | 12128
12 | 11.26.1 | Kota stone slab flooring over 20 mm (average) thick base laid over and jointed with grey cement slurry mixed with pigment to match the shade of the slab, including rubbing and polishing complete with base of cement mortar 1 : 4 (1 cement : 4 coarse sand) :25 mm thick
|  | Stair Tread ) Flooring | 18 | 1.275 | 0.25 |  | 5.7375
|  | ( Stair Landing) | 1 | 2.7 | 1.33 |  | 3.591
|  | Total |  |  |  |  | 9.3285 | sqm | 1948.25 | 18174.2501
13 | 11.41 | Providing and laying vitrified floor tiles in different sizes (thickness to be specified by the manufacturer) with water absorption less than 0.08% and conforming to IS : 15622, of approved make, in all colours and shades, laid on 20mm thick cement mortar 1:4 (1 cement : 4 coarse sand), including grouting the joints with white cement and matching pigments etc., complete.
| 11.41.2 | Providing and laying 60x60 cm Vitrified floor tiles over 20 mm thick cement mortar (1:4) all complete
C - Type
|  | Living Room | 1 | 3.6 | 7.525 |  | 27.09
|  | Dining | 1 | 2.925 | 4.2 |  | 12.285
|  | Bed Room | 1 | 3.725 | 4.1 |  | 15.2725
|  | Bed room | 1 | 4.2 | 3.3 |  | 13.86
|  | Bed room | 1 | 4.2 | 3.6 |  | 15.12
|  | Wardrobe | 3 | 4.1 | 0.6 |  | 7.38
|  | Toilet Lobby | 1 | 1.7 | 3.3 |  | 5.61
|  |  | 1 | 2.275 | 0.85 |  | 1.9337
B3 - Type
|  | Living Room | 1 | 6.075 | 3.3 |  | 20.0475
|  | Dining | 1 | 2.75 | 3.475 |  | 9.5563
|  | Bed Room | 1 | 3.2 | 4.2 |  | 13.44
|  | Bed room | 1 | 3.3 | 4.2 |  | 13.86
|  | Wardrobe | 2 | 4.1 | 0.6 |  | 4.92
|  | Toilet Lobby | 1 | 1.6 | 1.225 |  | 1.96
|  | Entrance Lobby | 1 | 6.05 | 5.05 |  | 30.5525
|  | Total |  |  |  |  | 192.8875 | Sq m | 1553.45 | 299641.0869
14 | 11.37 | Providing and laying Ceramic Glazed Floor tiles 300x300 in skirting of approved shade over 20 mm thick (1:4) cement mortar
C - Type
|  | Toil. | 1 | 2.375 | 1.575 |  | 3.7406
|  | Toil. | 1 | 2.375 | 1.6 |  | 3.8
|  | Toil. | 1 | 1.6 | 2.2 |  | 3.52
|  | Bal | 1 | 3.3 | 1.8 |  | 5.94
|  | Bal | 2 | 3.3 | 1.5 |  | 9.9
|  | Bal | 1 | 2.257 | 1.575 |  | 3.5548
B3 - Type
|  | Toil. | 1 | 2.15 | 1.625 |  | 3.4937
|  | Toil. | 1 | 1.6 | 2.25 |  | 3.6
|  | Bal | 2 | 3.3 | 1.5 |  | 9.9
|  | Bal | 1 | 3.3 | 1.8 |  | 5.94
|  | Service Bal | 1 | 6.05 | 2.225 |  | 13.4612
|  | Total |  |  |  |  | 66.8504 | Sq m | 1096.55 | 73304.8061
15 | 11.23 | Marble stone flooring with 18 mm thick marble stone as per sample of marble approved by engineer in charge, over 20 mm ( average) thick base of cement mortar1:4(1 cement:4 coarse sand) laid and jointed with grey cement slurry, including rubbing and polishing completewith:
| 11.23.2 | Rajnagar Plain
|  | (C- Type) Kitchen | 1 | 2.8 | 3.2 |  | 8.96
|  | (B- Type) Kitchen | 1 | 3.2 | 2.7 |  | 8.64
|  | Total |  |  |  |  | 17.6 | Sq m | 2346.8 | 41303.68
16 | 8.9 | Stone tile (polished) work for wall lining over 12 mm thick bed of cement mortar1:3 ( 1 cement : 3 coarse sand) and cement slurry @ 3.3 kg/ sqm including pointing in white cement.
| 8.9.1 | 8 mm thick
| 8.9.1.1 | Rajnagar Plain white marble
|  | (C- Type) Kitchen | 1 | 11.1 |  | 0.1 | 1.11
|  | (B- Type) Kitchen | 1 | 10.9 |  | 0.1 | 1.09
|  | Total |  |  |  |  | 2.2 | Sqm | 3190.3 | 7018.66
17 | 8.9 | Stone tile (polished) work for wall lining over 12 mm thick bed of cement mortar1:3 ( 1 cement : 3 coarse sand) and cement slurry @ 3.3 kg/ sqm including pointing in white cement.
| 8.9.1 | 8 mm thick
| 8.9.1.2 | Granite of any colour and shade
|  | Lift wall | 1 | 1.15 |  | 2.1 | 2.415
|  | Total |  |  |  |  | 2.415 | Sqm | 3617.55 | 8736.3833
18 | 11.27 | Kota stone slabs 20 mm thick in risers of steps, skirting, dado and pillars laid on 12 mm (average) thick cement mortar 1:3 (1 cement: 3 coarse sand) and jointed with grey cement slurry mixed with pigment to match the shade of the slabs, including rubbing and polishing complete.
|  | Stair riser | 20 | 1.2 |  | 0.15 | 3.6
|  | landing | 1 | 2.55 |  | 0.15 | 0.3825
|  | landing | 2 | 1.2 |  | 0.15 | 0.36
|  | side | 2 | 4 |  | 0.15 | 1.2
|  | Total |  |  |  |  | 5.5425 | sqm | 2354.7 | 13050.9247
19 | 11.46.2 | Providing and laying Vitrified tiles in Skirting, Riser of steps over 12 mm cement mortar (1:3) all complete
C - Type
|  | Living Room | 1 | 27.3 |  | 0.1 | 2.73
|  | Dining | 1 | 12.52 |  | 0.1 | 1.252
|  | Bed Room | 1 | 17.05 |  | 0.1 | 1.705
|  | Bed room | 1 | 16.4 |  | 0.1 | 1.64
|  | Bed room | 1 | 14.6 |  | 0.1 | 1.46
|  | Wardrobe | 3 | 4.7 |  | 0.1 | 1.41
|  | Toilet Lobby | 1 | 13 |  | 0.1 | 1.3
|  |  | 1 | 5.38 |  | 0.1 | 0.538
B3 - Type
|  | Living Room | 1 | 17.95 |  | 0.1 | 1.795
|  | Dining | 1 | 12.2 |  | 0.1 | 1.22
|  | Bed Room | 1 | 17.45 |  | 0.1 | 1.745
|  | Bed room | 1 | 16.4 |  | 0.1 | 1.64
|  | Wardrobe | 2 | 4.7 |  | 0.1 | 0.94
|  | Toilet Lobby | 1 | 6 |  | 0.1 | 0.6
|  | Entrance Lobby | 1 | 24.45 |  | 0.1 | 2.445
|  | Total |  |  |  |  | 22.42 | Sqm | 1623.05 | 36388.781
20 | 8.31 | Providing and fixing 1st quality Ceramic glazed wall tiles all complete
C - Type
|  | Toil. | 1 | 7.15 |  | 2.1 | 15.015
|  | Toil. | 1 | 7.2 |  | 2.1 | 15.12
|  | Toil. | 1 | 6.85 |  | 2.1 | 14.385
|  | Bal | 1 | 9.45 |  | 0.25 | 2.3625
|  | Bal | 2 | 8.85 |  | 0.25 | 4.425
|  | Bal | 1 | 6.914 |  | 0.25 | 1.7285
B3 - Type
|  | Toil. | 1 | 6.8 |  | 2.1 | 14.28
|  | Toil. | 1 | 6.95 |  | 2.1 | 14.595
|  | Bal | 2 | 8.85 |  | 0.25 | 4.425
|  | Bal | 1 | 9.45 |  | 0.25 | 2.3625
|  | Service Bal | 1 | 21.2 |  | 0.25 | 5.3
|  | Total |  |  |  |  | 93.9985 | Sq m | 1267.95 | 119185.3981
21 | 9.1 | Providing wood work in frames of doors, windows, clerestory windows and other frames, wrought framed and fixed in position with hold fast lugs or with dash fasteners of required dia & length ( hold fast lugs or
dash fastener shall be paid for separately).
| 9.1.2 | Providing Sal wood work in Frames of Door, Windows etc. and fixed in position all complete
|  | D0 | 2 | 5.85 | 0.125 | 0.0625 | 0.091406
|  | D1 | 5 | 5.26 | 0.125 | 0.0625 | 0.20547
|  | D2 | 2 | 5.16 | 0.125 | 0.0625 | 0.080625
|  | D3 | 5 | 5.01 | 0.125 | 0.0625 | 0.1957
|  | D4 | 3 | 5.16 | 0.125 | 0.0625 | 0.12094
|  | Total |  |  |  |  | 0.69414 | Cu m | 116520.3 | 80881.4739
22 | 9.131 | Providing and fixing factory made shutters of Pre-laminated particle board flat pressed three layer or graded wood particle board with one side decorative finish and other side balancing lamination conforming to IS: 12823 Grade l Type ll, of approved design, and edges sealed with water resistant paint and lipped with aluminium 'U' type edge beading all- round the shutter, including fixing with angle cleat, grip strip, cadmiumplated steel screws, including fixing of aluminium hinges 100x63x4 mm etc. complete as per architectural drawing and direction of Engineer-in-Charge (Cost of 'U' beadingand hinges will be paid for separately).
| 9.131.1 | 25 mm thick
|  | D3 | 5 | 0.75 |  | 2.1 | 7.875
|  | D4 | 4 | 0.9 |  | 2.1 | 7.56
|  | Total |  |  |  |  | 15.435 | Sqm | 1801.6 | 27807.696
23 | 9.132 | Providing and fixing aluminum U beading of required size to Pre-laminated/flush door shutter, including fixing etc. complete as per direction of Engineer-in-charge (@ 0.50 Kg Per Meter )
|  | D3 | 5 | 5.01 |  |  | 25.05
|  | D4 | 4 | 5.16 |  |  | 20.64
|  | Total | 9 |  |  |  | 22.845 | KG | 596.15 | 13619.0467
24 | 9.21 | Providing and fixing ISI marked flush door shutters confirming to IS:2202(PartI) non decorative type, core of block board construction with frame of 1st class hard wood and well matched commercial 3 ply veneering with vertical grains or cross bands and face veneer on both faces of shutters.
| 9.21.1 | 35 mm thick including ISI marked stainless steel butt hinges with necessary screws.
|  | D | 2 | 1.05 |  | 2.1 | 4.41
|  | D1 | 5 | 1 |  | 2.1 | 10.5
|  | D2 | 2 | 0.9 |  | 2.1 | 3.78
[7 empty] | 18.69 | Sqm | 2392.65 | 44718.6285
25 | 9.147A | Providing and fixing factory made uPVC glazed/wire mesh windows/ doors comprising of lead free uPVC multi-chambered frame, sash and mullion/coupler (where ever required) extruded profiles having minimum wall thickness of 1.70 mm for Series R1 and R2 profiles and 2.10 mm for Series R3 and R4 profiles conforming to EN: 12608 in any shape, colour and design duly reinforced with galvanized mild steel section made of required shape & size as per CPWD Specification, uPVC extruded glazing beads, interlocks and Inline sash adaptor (where ever required) of appropriate dimension, EPDM gasket, hardware, SS 304 grade fasteners of minimum 8 mm dia with countersunk head, comprising of matching polyamide PA6 grade sleeve for fixing frame to finished wall as per IS 1367: Part 1 to 14, plastic packers, plastic caps and necessary stainless steel screws etc. Profile of frame, sash & mullion (if required) shall be mitred cut and fusion welded/mechanically jointed duly sealed at all corners, including drilling of holes for fixing hardware and drainage of water etc. After fixing frame the gap between frame and adjacent finished wall shall be filled with weather proof silicon sealant over backer rod of approved size and quality,
all complete as per approved drawing conforming to CPWD specification & direction of Engineer-in-Charge. Section of steel reinforcement and cross sections of uPVC profiles to be as per design approved by Engineer-in-Charge. Wire mesh / Glazing of plain/ toughened/ laminated/ double glass unit with/without high performance coatings as per design requirements and conforming to IS: 3548 & IS: 16231 shall be paid separately. Note:- Structural design proof checked from a Government Engineering Institute, to be provided by the manufacturer for : (i) Sites with basic wind speed > 45 m/sec as per IS 875- Part 3 (ii) Sites with structure height more than 20m for all wind speeds
26 | 9.147A1.3 | Casement window Using R4 series with frame (64mm&above)x(45mm& above) & sash (44mm&above)x(55mm& above) with zinc alloy (zamak) powder coated handle on every panel along with-point locking system (Height above 1.8 m)
|  | W0 | 4 | 1.8 |  | 1.5 | 10.8
|  | W1 | 8 | 1.37 |  | 1.5 | 16.44
|  | W2 | 2 | 0.9 |  | 1.35 | 2.43
|  | W3 | 2 | 1.2 |  | 1.2 | 2.88
|  | V | 5 | 0.6 |  | 0.9 | 2.7
|  | Total |  |  |  |  | 35.25 | Sq m | 9628.6 | 339408.15
27 | 9.147. B4 | Three track three panels sliding door with Aluminium channel for roller track, wool pile zinc alloy (zamak) powder coated handle on two panels along with multi-point locking system, adjustable nylon rollers with ss 304 body.
| 9.147. B4.1 | Using R3 series with frame (98mm&above)x(40mm& above) & sash (30mm&above)x(74mm& above) . (Height above 2.5 m)
|  | SWD | 5 | 2.4 |  | 2.4 | 28.8
|  | Total |  |  |  |  | 28.8 | Sq m | 8287.05 | 238667.04
30 | 9.96 | Providing and fixing aluminium sliding door bolts, ISI marked anodised (anodic coating not less than grade AC 10 as per IS : 1868), transparent or dyed to required colour or shade, with nuts and screws etc. complete :
| 9.96.1 | 300x16 mm | 11 |  |  |  | 11 | no. | 303.25 | 3335.75
| 9.96.2 | 250 x 16 mm | 5 |  |  |  | 5 | no. | 260.6 | 1303
31 | 9.97 | Providing and fixing aluminium tower bolts, ISI marked, anodised (anodiccoating not less than grade AC 10 as per IS : 1868 ) transparent or dyed to required colour or shade, with necessary screws etc. complete :
| 9.97.1 | 300 x 10 mm | 11 |  |  |  | 11 | no. | 130.1 | 1431.1
| 9.97.2 | 250 x 10 mm | 5 |  |  |  | 5 | no. | 115.15 | 575.75
32 | 9.98 | Providing and fixing aluminium pull bolt lock,ISI marked, anodised ( anodic coating not less than grade AC 10 as per IS; 1868) transparent or dyed to rewuired colour and shade with necessary screws bolts, nut and washers etc. complete | 6 |  |  |  | 6 | each | 100.8 | 604.8
33 | 9.1 | Providing and fixing aluminium handles ISI marked anodised (anodic coating not less than grade AC 10 as per IS:1868) transparent or dyed to required colour or shade with necessary screws etc. complete.
| 9.100.1 | 125 mm | 26 |  |  |  | 22 | no | 66.25 | 1457.5
| 9.100.2 | 100 mm | 10 |  |  |  | 20 | no | 59.55 | 1191
34 | 9.101 | Providing and fixing aluminium hanging floor door stopper ISI marked anodised (anodic coating not less than grade AC 10 as per IS:1868) transparent or dyed to required colour and shade with necessary screws etc. complete.
| 9.101.2 | Twin rubber stopper | 13 |  |  |  | 13 | no | 72.35 | 940.55
35 | 10.28 | Providing & Fixing Stainless steel (grade 304) railing made of hollow tubes all complete
|  | @ 5 Kg per metre ( stair railing) | 2 | 3.76 |  |  | 7.52
|  | Balcony railing | 8 | 6.3 |  |  | 50.4
|  |  | 4 | 3.3 |  |  | 13.2
|  | Total |  |  |  |  | 355.6 | Kg | 772.4 | 274665.44
36 | 13.26 | Providing and applying POP Putty of average thickness 2 mm of approved brand and manufacture
|  | As per 12 mm inner plaster |  |  |  |  | 545.3184
|  | As per 15 mm plaster |  |  |  |  | 172.487
|  | As per 6 mm plaster |  |  |  |  | 276.5354
|  | Deduction ( wall tiles area ) |  |  |  |  | -93.9985
|  | Total |  |  |  |  | 900.3422 | Sq m | 262.7 | 236519.9025
37 | 13.83.2 | Prium Acrylic emulsion paint of approved brand and manufacture
|  | Quantity same as wall putty area |  |  |  |  | 900.3422 | Sq m | 142.8 | 128568.8697
38 | 13.47 | Finishing walls with premium Acrylic smooth exterior paint with silicone additives of required shade
| 13.47.1 | New work (Two or more coats applied @ 1.43kg/10sqm) over and including base coat of water proffing cement paint Snowcem Plus or equivalent applied @ 2.20 kg/10 sqm
|  | Quantity same as outer plaster area |  |  |  |  | 264.465 | Sq m | 171.1 | 45249.9615
39 | 13.61 | Painting with synthetic enamel paint of approved brand and manufacture to give an even shade:
| 13.61.1 | Two or more coats on new work
|  |  | 1 | 53.94 | 2.5 |  | 134.85 | Sq m | 155.9 | 21023.115
40 | 10.18 | Providing and fixing circular cast iron box for ceiling fan all complete | 22 |  |  |  | 22 | No | 220.65 | 4854.3
41 | 9.47 | Providing and fixing nickel plated M.S pipe curtain rods with nickel plated brackets
| 9.47.1 | 20 mm dia( Heavy type) |  | 42.2 |  |  | 42.2 | meter | 175 | 7385
42 | 9.48 | Providing and fixing M.S. grills of required pattern in frames of windows etc. with flats, square or round bars etc. including priming cost with approved steel primer all complete.
| 9.48.2 | Fixed to openings/ wooden frames with rawl plugs screws etc. ( @ 24 kg Per sqm) |  | 35.25 |  |  | 846 | kg | 283.35 | 239714.1
43 | 22.5 | Providing and laying water proofing treatment in sunken portion of WCs, bathroom etc., by applying cement slurry mixed with water proofing cement compound consisting of applying :
(a) First layer of slurry of cement @ 0.488 kg/sqm mixed with water proofing cement compound @ 0.253 kg/ sqm. This layer will be allowed to air cure for 4 hours.
(b) Second layer of slurry of cement @ 0.242 kg/sqm mixed with water proofing cement compound @ 0.126 kg/sqm. This layer will be allowed to air cure for 4 hours followed with water curing for 48 hours.
The rate includes preparation of surface, treatment and sealing of all joints, corners, junctions of pipes and masonry with polymer mixed slurry.
|  | Toil. | 4 | 1.6 | 2.25 |  | 14.4
C - Type
|  | Toil. | 1 | 2.375 | 1.575 |  | 3.7406
|  | Face area | 1 | 7.9 | 0.45 |  | 3.555
|  | Toil. | 1 | 2.375 | 1.6 |  | 3.8
|  | Face area | 1 | 7.95 | 0.45 |  | 3.5775
|  | Toil. | 1 | 1.6 | 2.2 |  | 3.52
|  | Face area | 1 | 7.6 | 0.45 |  | 3.42
B3 - Type
|  | Toil. | 1 | 2.15 | 1.625 |  | 3.4937
|  | Face area | 1 | 7.55 | 0.45 |  | 3.3975
|  | Toil. | 1 | 1.6 | 2.25 |  | 3.6
|  | Face area | 1 | 7.7 | 0.45 |  | 3.465
|  | Total |  |  |  |  | 49.9694 | Sq m | 617.05 | 30833.6028
|  | Grand Total = | [7 empty] | 6533725.488
Note on C191: Node-1:

## Third
Proposed Construction of Residential Dwelling unit at-Biharsharif (Bihar)
Calculation of Quantity of Materials - Third Floor ( DSR 2023 )
SN | DSR-2023 | Particulars | No. | Length | Width | Height | Quantity | Unit | Rate | Amount
1 | 5.2.2 | providing RCC (1:1.5:3) with graded stone chips of 20 mm nominal size in Column, Stiffener, Plinth band excluding the cost of centring, shuttering and reinforcement all complete
|  | C1 | 14 | 0.3 | 0.6 | 2.4 | 6.048
|  | C2 | 10 | 0.3 | 0.6 | 2.4 | 4.32
|  | C3 | 10 | 0.3 | 0.6 | 2.4 | 4.32
|  | Total | 34 |  |  |  | 14.688 | Cu m | 10852.95 | 159408.1296
2 (a) | 5.3 | Providing RCC (1:1.5:3) in Band at Lintel, Beam at Lintel, Roof Beam excluding the cost of centring, shuttering and reinforcement
Lintel over Door
|  | D | 0 | 1.55 | 0.125 | 0.15 | 0
|  | D1 | 5 | 1.25 | 0.25 | 0.15 | 0.23438
|  | D2 | 2 | 1.15 | 0.125 | 0.15 | 0.043125
|  | D3 | 5 | 1 | 0.125 | 0.15 | 0.09375
|  | D4 | 3 | 1.4 | 0.125 | 0.15 | 0.07875
Roof beam
Beam size 250 x 600
|  | Along grid A | 1 | 19.275 | 0.25 | 0.47 | 2.2648
|  | Along grid B +C + D | 1 | 21.575 | 0.25 | 0.47 | 2.5351
|  | Along grid E | 1 | 10.35 | 0.25 | 0.47 | 1.2161
|  | Along grid F & G | 2 | 23.375 | 0.25 | 0.47 | 5.4931
|  | Along grid H + J | 1 | 15.75 | 0.25 | 0.47 | 1.8506
|  | Along grid K | 1 | 8.85 | 0.25 | 0.47 | 1.0399
|  | Along grid 1 | 1 | 12.05 | 0.25 | 0.47 | 1.4159
|  | Along grid 2 | 1 | 14.675 | 0.25 | 0.47 | 1.7243
|  | Along grid 3 + 4 | 1 | 16.175 | 0.25 | 0.47 | 1.9006
|  | Along grid 5 | 1 | 22.375 | 0.25 | 0.47 | 2.6291
|  | Along grid 6 + 7 & 8 | 2 | 13.1 | 0.25 | 0.47 | 3.0785
|  | Along grid 9 | 1 | 7.525 | 0.25 | 0.47 | 0.88419
|  | Along grid 10 + 11 | 1 | 18.4 | 0.25 | 0.47 | 2.162
|  | Fins | 16 | 0.125 | 0.125 | 0.6 | 0.15
Beam size 125 x 600
|  | B Toil. | 1 | 11.6 | 0.125 | 0.47 | 0.6815
|  | Total |  |  |  |  | 29.4756 | Cu m | 11505.5 | 339131.8034
|  | Total Length of 250 x 600 beam |  | 192.475
|  | Total Length of 125 x 600 beam |  | 11.6
2(b) | 5.3 | Providing RCC (1:1.5:3) in Roof slab, Landing excluding the cost of centring, shuttering and reinforcement
|  | Roof slab | 1 | 11.925 | 4.45 | 0.135 | 7.1639
|  |  | 1 | 14.675 | 7.025 | 0.135 | 13.9174
|  |  | 1 | 19.375 | 8.85 | 0.135 | 23.1483
|  | Slab Beam Bottom | 1 | 6.1 | 0.6 | 0.1 | 0.366
|  | Slab beam top | 1 | 6.1 | 0.6 | 0.15 | 0.549
|  | Balcony projection | 3 | 3.85 | 1.5 | 0.15 | 2.5987
|  |  | 1 | 4.6 | 1.5 | 0.15 | 1.035
|  |  | 1 | 3.85 | 1.8 | 0.15 | 1.0395
|  | box window | 2 | 1.8 | 0.7 | 0.075 | 0.189
|  | Chajja W1 | 2 | 1.62 | 0.6 | 0.075 | 0.1458
|  | Chajja W2 | 2 | 1.25 | 0.6 | 0.075 | 0.1125
|  | Chajja W3 | 2 | 1.45 | 0.6 | 0.075 | 0.1305
|  | Chajja V | 6 | 1.1 | 0.6 | 0.075 | 0.297
|  | Deductions for openings (stair) | -1 | 3.325 | 2.7 | 0.135 | -1.212
|  | Lift | -1 | 2.05 | 2.1 | 0.135 | -0.58117
|  | Total |  |  |  |  | 48.8995 | Cu m | 11505.5 | 562613.6647
2© | 5.3 | Providing RCC (1:1.5:3) in Staircase excluding the cost of centring, shuttering and reinforcement
|  | Waist slab | 2 | 3.6 | 1.275 | 0.15 | 1.377
|  | Landing | 1 | 1.325 | 2.7 | 0.15 | 0.53663
|  | Steps | 20 | 1.275 | 0.25 | 0.075 | 0.47812
|  | Waist slab duplex stair | 2 | 1.8 | 0.9 | 0.15 | 0.486
|  | Landing | 1 | 0.9 | 9 | 0.15 | 1.215
|  | Steps | 15 | 0.9 | 0.25 | 0.075 | 0.25313
|  | Total |  |  |  |  | 4.3459 | Cu m | 11505.5 | 50001.4648
3 | 5.22 | Reinforcement for RCC work including straightening, cutting, bending, placing in position and binding all complete
| 5.22.6 | Thermo-Mechanically Treated bars of grade Fe-500D of more
|  | Total RCC |  | 97.409
|  | Steel in kg | 120 |  |  |  | 11689.0849 | Kg | 107.85 | 1260667.8038
4 | 5.9 | Centring and shuttering including strutting, propping etc. and Removal of form for:
a | 5.9.3 | Suspended floors, roofs, landings, balconies and access platform
|  | Roof slab | 1 | 11.925 | 4.45 |  | 53.0663
|  |  | 1 | 14.675 | 7.025 |  | 103.0919
|  |  | 1 | 19.375 | 8.85 |  | 171.4688
|  | Slab Beam Bottom | 1 | 6.1 | 0.6 |  | 3.66
|  | Slab beam top | 1 | 6.1 | 0.6 |  | 3.66
|  | Balcony projection | 3 | 3.85 | 1.5 |  | 17.325
|  |  | 1 | 4.6 | 1.5 |  | 6.9
|  |  | 1 | 3.85 | 1.8 |  | 6.93
|  | Deductions for openings (stair) | -1 | 3.325 | 2.7 |  | -8.9775
|  | Lift anf duct | -1 | 2.05 | 2.1 |  | -4.305
|  | Total |  |  |  |  | 352.8194 | Sq m | 927.25 | 327151.7655
b | 5.9.5 | Lintel, Beam
|  | D0 | 0 | 1.3 | 0.425 |  | 0
|  | D1 | 6 | 1.25 | 0.55 |  | 4.125
|  | D2 | 2 | 1.15 | 0.425 |  | 0.9775
|  | D3 | 6 | 1 | 0.425 |  | 2.55
|  | D4 | 5 | 1.4 | 0.425 |  | 2.975
Roof Beam
|  | beam size 250 x 600 | 1 | 192.475 | 1.19 |  | 229.0452
|  | Beam size 125 x 600 | 1 | 11.6 | 1.065 |  | 12.354
|  | Total |  |  |  |  | 252.0267 | Sq m | 736.4 | 185592.4987
c | 5.9.19 | Chajja
|  | box window | 2 | 1.8 | 0.7 |  | 2.52
|  | Chajja W1 | 2 | 1.62 | 0.6 |  | 1.944
|  | Chajja W2 | 2 | 1.25 | 0.6 |  | 1.5
|  | Chajja W3 | 2 | 1.45 | 0.6 |  | 1.74
|  | Chajja V | 6 | 1.1 | 0.6 |  | 3.96
|  | Total |  |  |  |  | 11.664 | Sq m | 951.1 | 11093.6304
d | 5.9.6 | Column and Stiffener
|  | C1 | 14 | 1.8 |  | 2.4 | 60.48
|  | C2 | 10 | 1.8 |  | 2.4 | 43.2
|  | C3 | 10 | 1.8 |  | 2.4 | 43.2
|  | Total |  |  |  |  | 146.88 | Sq m | 961.3 | 141195.744
e | 5.9.7 | Stair
|  | Waist slab | 2 | 3.6 | 1.275 |  | 9.18
|  | Riser | 1 | 1.325 | 2.7 |  | 3.5775
|  | Sides | 20 | 1.275 | 0.25 |  | 6.375
|  | Waist slab duplex stair | 2 | 1.8 | 0.25 |  | 0.9
|  | Landing | 1 | 0.9 | 0.25 |  | 0.225
|  | Steps | 15 | 0.9 | 0.25 |  | 3.375
|  | Total |  |  |  |  | 23.6325 | Sq m | 764.95 | 18077.6809
5 | 6.4 | Brick work with common burnt clay F.P.S (Non modular) brick of class designation 7.5 in superstructure above plinth level up to V level in all shapes and size in
| 6.4.2 | F.P.S Brick work with Cement Mortar (1:6) in superstructure
Outer wall 250mm thk.
|  | Along Grid-A | 1 | 11.475 | 0.25 | 2.4 | 6.885
|  | Along grid B | 1 | 8.6 | 0.25 | 2.4 | 5.16
|  | Along grid E & F | 2 | 1.5 | 0.25 | 2.4 | 1.8
|  | Along grid G + J | 1 | 13.575 | 0.25 | 2.4 | 8.145
|  | Along grid K | 1 | 8.85 | 0.25 | 2.4 | 5.31
|  | Along grid 1 | 1 | 11.925 | 0.25 | 2.4 | 7.155
|  | Along grid 2 | 1 | 2.75 | 0.25 | 2.4 | 1.65
|  | Along grid 4 | 1 | 3.475 | 0.25 | 2.4 | 2.085
|  | Along grid 5 | 1 | 13.63 | 0.25 | 2.4 | 8.178
|  | Along grid 10 + 11 | 1 | 16.9 | 0.25 | 2.4 | 10.14
|  | Total length of 250 the. Outer wall |  | 94.18
Inner wall 250 mm thk.
|  | Along grid E | 1 | 2.05 | 0.25 | 2.4 | 1.23
|  | Along grid F | 1 | 11.375 | 0.25 | 2.4 | 6.825
|  | Along grid ( Between G & H ) | 1 | 2.15 | 0.25 | 2.4 | 1.29
|  | Along grid 2 | 1 | 4.15 | 0.25 | 2.4 | 2.49
|  | Along grid 4 | 1 | 3.675 | 0.25 | 2.4 | 2.205
|  | Along grid 5 + 6 | 1 | 10.7 | 0.25 | 2.4 | 6.42
|  | Along grid 9 | 1 | 2.1 | 0.25 | 2.4 | 1.26
|  | Total length of 250 the. Inner wall |  | 36.2
Deduction for openings
|  | D0 | -3 | 1.05 | 0.25 | 2.4 | -1.89
|  | D4 | -3 | 0.9 | 0.25 | 2.4 | -1.62
|  | W | -3 | 1.8 | 0.25 | 1.5 | -2.025
|  | W1 | -2 | 1.37 | 0.25 | 1.5 | -1.0275
|  | W2 | -2 | 1 | 0.25 | 1.4 | -0.7
|  | W3 | -2 | 1.2 | 0.25 | 1.05 | -0.63
|  | V | -6 | 0.6 | 0.25 | 1.4 | -1.26
|  | SDW | -4 | 2.4 | 0.25 | 2.4 | -5.76
|  | Total |  |  |  |  | 63.3155 | Cu m | 9105.95 | 576547.7772
6 | 6.13 | Half Brick Masonry with common burnt clay F.P.S (Non modular) brick of class designation 7.5 in superstructure above plinth level up to floor V level
| 6.13.2 | F.P.S Brick work with Cement Mortar (1:4) in superstructure
Inner wall (125 mm thk.)
|  | Along grid C | 1 | 2.8 |  | 2.4 | 6.72
|  | Along grid D | 1 | 4.45 |  | 2.4 | 10.68
|  | Along grid ( Between E & F ) | 1 | 4.45 |  | 2.4 | 10.68
|  | Along grid F | 1 | 8.95 |  | 2.4 | 21.48
|  | Along grid G | 1 | 5.35 |  | 2.4 | 12.84
|  | Along grid H + J | 1 | 6.5 |  | 2.4 | 15.6
|  | Toil. | 1 | 8.6 |  | 2.4 | 20.64
|  | Along grid 2 | 1 | 4.1 |  | 2.4 | 9.84
|  | Along grid 3 | 1 | 3.2 |  | 2.4 | 7.68
|  | Along grid 7 | 1 | 4.2 |  | 2.4 | 10.08
|  | Along grid 8 | 1 | 7.5 |  | 2.4 | 18
|  | Total length of 125 the.inner. wall |  | 60.1
Deduction for openings
|  | D1 | -6 | 1 |  | 2.13 | -12.78
|  | D2 | -2 | 0.9 |  | 2.13 | -3.834
|  | D3 | -6 | 0.75 |  | 2.13 | -9.585
|  | W1 | -2 | 1.37 |  | 1.5 | -4.11
|  | Total |  |  |  |  | 113.931 | sqm | 1123.8 | 128035.6578
7 | 13.16 | 6 MM CEMENT PLASTER
| 13.16.1 | 6 mm (1:3) Ceiling plaster
|  | Roof slab | 1 | 11.925 | 4.45 |  | 53.0663
|  |  | 1 | 14.675 | 7.025 |  | 103.0919
|  |  | 1 | 19.375 | 5.05 |  | 97.8438
|  | Slab Beam Bottom | 1 | 6.1 | 0.6 |  | 3.66
|  | Slab beam top | 1 | 6.1 | 0.6 |  | 3.66
|  | Balcony projection | 3 | 3.85 | 1.5 |  | 17.325
|  |  | 1 | 4.6 | 1.5 |  | 6.9
|  |  | 1 | 3.85 | 1.8 |  | 6.93
|  | box window | 2 | 1.8 | 0.7 |  | 2.52
|  | Chajja | 2 | 1.05 | 0.6 |  | 1.26
|  | Deductions for openings (stair) | -1 | 3.325 | 2.7 |  | -8.9775
|  | Lift | -1 | 2.05 | 2.1 |  | -4.305
|  | Behind Lift | -1 | 2.74 | 2.35 |  | -6.439
|  | Total |  |  |  |  | 276.5354 | Sq m | 300.45 | 83085.0534
8 | 13.4.2 | 12 mm (1:6) cement Plaster
|  | Length of 250 the outer wall ( inner face ) as per 250 the. Brick work | 1 | 94.18 |  | 2.87 | 270.2966
|  | Length of 250 the. Inner wall ( both face ) as per 250 the. Brick work | 2 | 36.2 |  | 2.87 | 207.788
Deduction for openings
|  | D0 | -3 | 1.05 |  | 2.4 | -7.56
|  | D4 | -3 | 0.9 |  | 2.4 | -6.48
|  | W0 | -3 | 1.8 |  | 1.5 | -8.1
|  | W1 | -2 | 1.37 |  | 1.5 | -4.11
|  | W2 | -2 | 1.05 |  | 1.4 | -2.94
|  | W3 | -2 | 1.2 |  | 1.05 | -2.52
|  | V | -6 | 0.6 |  | 1.4 | -5.04
|  | SDW | -4 | 1.8 |  | 2.4 | -17.28
|  | Total |  |  |  |  | 424.0546
|  | Length of 125 the. Wall ( one side plaster ) as per 125 the. Brick work | 1 | 60.1 |  | 2.87 | 172.487
|  | Deduction D0 | 0 | 1.5 |  | 2.1 | 0
|  | D1 | -6 | 1 |  | 2.13 | -12.78
|  | D2 | -2 | 0.9 |  | 2.13 | -3.834
|  | D3 | -6 | 0.75 |  | 2.13 | -9.585
|  | W1 | -2 | 1.37 |  | 1.5 | -4.11
|  | Total |  |  |  |  | 142.178
|  | Total 12 mm plaster |  |  |  |  | 566.2326 | Sq m | 343.65 | 194585.833
9 | 13.5.2 | 15 mm Cement plaster of rough side of single or half brick wall of mix 1:6 ( 1 cement:6 coarse sand)
|  | Length of 125 the. Wall ( one side) as per 125 the. Brick work | 1 | 60.1 |  | 2.87 | 172.487
|  | Total |  |  |  |  | 172.487 | sqm | 395.35 | 68192.7355
10 | 13.6.2 | 20 mm Cement plaster of mix 1:6 ( 1 cement : 6 coarse sand)
|  | Outer wall 250 mm thk | 1 | 94.18 |  | 3 | 282.54
|  | Total |  |  |  |  | 282.54 | Sq m | 466.05 | 131677.767
11 | 13.73 | Forming groove of uniform size in plaster as per approved pattern using wooden battens, nailed to the under layer including removal of wooden battens, repairs to the ecges of plaster panel and finishing the groove complete as per specifications and direction of the Engineer-in-charge.
| 13.73.2 | 20 mm wide and 15 mm deep grove |  | 160 |  |  |  | meter | 75.8 | 12128
12 | 11.26.1 | Kota stone slab flooring over 20 mm (average) thick base laid over and jointed with grey cement slurry mixed with pigment to match the shade of the slab, including rubbing and polishing complete with base of cement mortar 1 : 4 (1 cement : 4 coarse sand) :25 mm thick
|  | Stair Tread ) Flooring | 18 | 1.275 | 0.25 |  | 5.7375
|  | ( Stair Landing) | 1 | 2.7 | 1.33 |  | 3.591
|  | Total |  |  |  |  | 9.3285 | sqm | 1948.25 | 18174.2501
13 | 11.41 | Providing and laying vitrified floor tiles in different sizes (thickness to be specified by the manufacturer) with water absorption less than 0.08% and conforming to IS : 15622, of approved make, in all colours and shades, laid on 20mm thick cement mortar 1:4 (1 cement : 4 coarse sand), including grouting the joints with white cement and matching pigments etc., complete.
| 11.41.2 | Providing and laying 60x60 cm Vitrified floor tiles over 20 mm thick cement mortar (1:4) all complete
D - Type
|  | Living Room | 1 | 3.6 | 7.525 |  | 27.09
|  | Dining | 1 | 2.925 | 4.2 |  | 12.285
|  | Bed Room | 1 | 3.725 | 4.1 |  | 15.2725
|  | Bed room | 1 | 4.2 | 3.3 |  | 13.86
|  | Bed room | 1 | 4.2 | 3.6 |  | 15.12
|  | Stuady Room | 1 | 4.55 | 3.175 |  | 14.4462
|  | Wardrobe | 3 | 4.1 | 0.6 |  | 7.38
|  | Toilet Lobby | 1 | 1.7 | 3.3 |  | 5.61
|  |  | 1 | 2.275 | 0.85 |  | 1.9337
B3 - Type
|  | Living Room | 1 | 6.075 | 3.3 |  | 20.0475
|  | Dining | 1 | 2.75 | 3.475 |  | 9.5563
|  | Bed Room | 1 | 3.2 | 4.2 |  | 13.44
|  | Bed room | 1 | 3.3 | 4.2 |  | 13.86
|  | Wardrobe | 2 | 4.1 | 0.6 |  | 4.92
|  | Toilet Lobby | 1 | 1.6 | 1.225 |  | 1.96
|  | Entrance Lobby | 1 | 6.05 | 5.05 |  | 30.5525
|  | Total |  |  |  |  | 207.3338 | Sq m | 1553.45 | 322082.6139
14 | 11.37 | Providing and laying Ceramic Glazed Floor tiles 300x300 in skirting of approved shade over 20 mm thick (1:4) cement mortar
D - Type
|  | Toil. | 1 | 2.375 | 1.575 |  | 3.7406
|  | Toil. | 1 | 2.375 | 1.6 |  | 3.8
|  | Toil. | 1 | 1.6 | 2.2 |  | 3.52
|  | Stuady Room Toil. | 1 | 2.025 | 1.475 |  | 2.9869
|  | Bal | 1 | 3.3 | 1.8 |  | 5.94
|  | Bal | 2 | 3.3 | 1.5 |  | 9.9
|  | Bal | 1 | 2.257 | 1.575 |  | 3.5548
B3 - Type
|  | Toil. | 1 | 2.15 | 1.625 |  | 3.4937
|  | Toil. | 1 | 1.6 | 2.25 |  | 3.6
|  | Bal | 2 | 3.3 | 1.5 |  | 9.9
|  | Bal | 1 | 3.3 | 1.8 |  | 5.94
|  | Service Bal | 1 | 6.05 | 2.225 |  | 13.4612
|  | Total |  |  |  |  | 69.8373 | Sq m | 1096.55 | 76580.0639
15 | 11.23 | Marble stone flooring with 18 mm thick marble stone as per sample of marble approved by engineer in charge, over 20 mm ( average) thick base of cement mortar1:4(1 cement:4 coarse sand) laid and jointed with grey cement slurry, including rubbing and polishing completewith:
| 11.23.2 | Rajnagar Plain
|  | (D- Type) Kitchen | 1 | 2.8 | 3.2 |  | 8.96
|  | (B- Type) Kitchen | 1 | 3.2 | 2.7 |  | 8.64
|  | Landing duplex stair | 1 | 0.9 | 0.9 |  | 0.81
|  | Trade | 13 | 0.9 | 0.25 |  | 2.925
|  | Total |  |  |  |  | 21.335 | Sq m | 2346.8 | 50068.978
| 11.23.6 | Extra for pre Finish nosing to treads of steps of marble stone |  | 15 |  |  | 15
|  | Total |  |  |  |  | 15 | meter | 719.9 | 10798.5
16 | 8.9 | Stone tile (polished) work for wall lining over 12 mm thick bed of cement mortar1:3 ( 1 cement : 3 coarse sand) and cement slurry @ 3.3 kg/ sqm including pointing in white cement.
| 8.9.1 | 8 mm thick
| 8.9.1.1 | Rajnagar Plain white marble
|  | (D- Type) Kitchen | 1 | 11.1 |  | 0.1 | 1.11
|  | (B- Type) Kitchen | 1 | 10.9 |  | 0.1 | 1.09
|  | side | 4 | 2.4 |  | 0.1 | 0.96
|  | Riser | 15 | 0.9 |  | 0.1 | 1.35
|  | Total |  |  |  |  | 4.51 | Sqm | 3190.3 | 14388.253
17 | 8.9 | Stone tile (polished) work for wall lining over 12 mm thick bed of cement mortar1:3 ( 1 cement : 3 coarse sand) and cement slurry @ 3.3 kg/ sqm including pointing in white cement.
| 8.9.1 | 8 mm thick
| 8.9.1.2 | Granite of any colour and shade
|  | Lift wall | 1 | 1.15 |  | 2.1 | 2.415
|  | Total |  |  |  |  | 2.415 | Sqm | 3617.55 | 8736.3833
18 | 11.27 | Kota stone slabs 20 mm thick in risers of steps, skirting, dado and pillars laid on 12 mm (average) thick cement mortar 1:3 (1 cement: 3 coarse sand) and jointed with grey cement slurry mixed with pigment to match the shade of the slabs, including rubbing and polishing complete.
|  | Stair riser | 20 | 1.2 |  | 0.15 | 3.6
|  | landing | 1 | 2.55 |  | 0.15 | 0.3825
|  | landing | 2 | 1.2 |  | 0.15 | 0.36
|  | side | 2 | 4 |  | 0.15 | 1.2
|  | Total |  |  |  |  | 5.5425 | sqm | 2354.7 | 13050.9247
19 | 11.46.2 | Providing and laying Vitrified tiles in Skirting, Riser of steps over 12 mm cement mortar (1:3) all complete
D - Type
|  | Living Room | 1 | 27.3 |  | 0.1 | 2.73
|  | Dining | 1 | 12.52 |  | 0.1 | 1.252
|  | Bed Room | 1 | 17.05 |  | 0.1 | 1.705
|  | Bed room | 1 | 16.4 |  | 0.1 | 1.64
|  | Bed room | 1 | 14.6 |  | 0.1 | 1.46
|  | Stuady Room | 1 | 14.45 |  | 1.1 | 15.895
|  | Wardrobe | 3 | 4.7 |  | 0.1 | 1.41
|  | Toilet Lobby | 1 | 13 |  | 0.1 | 1.3
|  |  | 1 | 5.38 |  | 0.1 | 0.538
B3 - Type
|  | Living Room | 1 | 17.95 |  | 0.1 | 1.795
|  | Dining | 1 | 12.2 |  | 0.1 | 1.22
|  | Bed Room | 1 | 17.45 |  | 0.1 | 1.745
|  | Bed room | 1 | 16.4 |  | 0.1 | 1.64
|  | Wardrobe | 2 | 4.7 |  | 0.1 | 0.94
|  | Toilet Lobby | 1 | 6 |  | 0.1 | 0.6
|  | Entrance Lobby | 1 | 24.45 |  | 0.1 | 2.445
|  | Total |  |  |  |  | 38.315 | Sqm | 1623.05 | 62187.1607
20 | 8.31 | Providing and fixing 1st quality Ceramic glazed wall tiles all complete
D - Type
|  | Toil. | 1 | 7.15 |  | 2.1 | 15.015
|  | Toil. | 1 | 7.2 |  | 2.1 | 15.12
|  | Toil. | 1 | 6.85 |  | 2.1 | 14.385
|  | Stuady Room Toil. | 1 | 6.95 |  | 2.1 | 14.595
|  | Bal | 1 | 9.45 |  | 0.25 | 2.3625
|  | Bal | 2 | 8.85 |  | 0.25 | 4.425
|  | Bal | 1 | 6.914 |  | 0.25 | 1.7285
B3 - Type
|  | Toil. | 1 | 6.8 |  | 2.1 | 14.28
|  | Toil. | 1 | 6.95 |  | 2.1 | 14.595
|  | Bal | 2 | 8.85 |  | 0.25 | 4.425
|  | Bal | 1 | 9.45 |  | 0.25 | 2.3625
|  | Service Bal | 1 | 21.2 |  | 0.25 | 5.3
|  | Total |  |  |  |  | 108.5935 | Sq m | 1267.95 | 137691.1283
21 | 9.1 | Providing wood work in frames of doors, windows, clerestory windows and other frames, wrought framed and fixed in position with hold fast lugs or with dash fasteners of required dia & length ( hold fast lugs or
dash fastener shall be paid for separately).
| 9.1.2 | Providing Sal wood work in Frames of Door, Windows etc. and fixed in position all complete
|  | D0 | 3 | 5.85 | 0.125 | 0.0625 | 0.13711
|  | D1 | 6 | 5.26 | 0.125 | 0.0625 | 0.24656
|  | D2 | 2 | 5.16 | 0.125 | 0.0625 | 0.080625
|  | D3 | 6 | 5.01 | 0.125 | 0.0625 | 0.23484
|  | D4 | 3 | 5.16 | 0.125 | 0.0625 | 0.12094
|  | Total |  |  |  |  | 0.82008 | Cu m | 116520.3 | 95555.7491
22 | 9.131 | Providing and fixing factory made shutters of Pre-laminated particle board flat pressed three layer or graded wood particle board with one side decorative finish and other side balancing lamination conforming to IS: 12823 Grade l Type ll, of approved design, and edges sealed with water resistant paint and lipped with aluminium 'U' type edge beading all- round the shutter, including fixing with angle cleat, grip strip, cadmiumplated steel screws, including fixing of aluminium hinges 100x63x4 mm etc. complete as per architectural drawing and direction of Engineer-in-Charge (Cost of 'U' beadingand hinges will be paid for separately).
| 9.131.1 | 25 mm thick
|  | D3 | 6 | 0.75 |  | 2.1 | 9.45
|  | D4 | 3 | 0.9 |  | 2.1 | 5.67
|  | Total |  |  |  |  | 15.12 | Sqm | 1801.6 | 27240.192
23 | 9.132 | Providing and fixing aluminum U beading of required size to Pre-laminated/flush door shutter, including fixing etc. complete as per direction of Engineer-in-charge (@ 0.50 Kg Per Meter )
|  | D3 | 6 | 5.01 |  |  | 30.06
|  | D4 | 3 | 5.16 |  |  | 15.48
|  | Total | 9 |  |  |  | 22.77 | KG | 596.15 | 13574.3355
24 | 9.21 | Providing and fixing ISI marked flush door shutters confirming to IS:2202(PartI) non decorative type, core of block board construction with frame of 1st class hard wood and well matched commercial 3 ply veneering with vertical grains or cross bands and face veneer on both faces of shutters.
| 9.21.1 | 35 mm thick including ISI marked stainless steel butt hinges with necessary screws.
|  | D0 | 3 | 1.05 |  | 2.1 | 6.615
|  | D1 | 6 | 1 |  | 2.1 | 12.6
|  | D2 | 2 | 0.9 |  | 2.1 | 3.78
[7 empty] | 22.995 | Sqm | 2392.65 | 55018.9868
25 | 9.147A | Providing and fixing factory made uPVC glazed/wire mesh windows/ doors comprising of lead free uPVC multi-chambered frame, sash and mullion/coupler (where ever required) extruded profiles having minimum wall thickness of 1.70 mm for Series R1 and R2 profiles and 2.10 mm for Series R3 and R4 profiles conforming to EN: 12608 in any shape, colour and design duly reinforced with galvanized mild steel section made of required shape & size as per CPWD Specification, uPVC extruded glazing beads, interlocks and Inline sash adaptor (where ever required) of appropriate dimension, EPDM gasket, hardware, SS 304 grade fasteners of minimum 8 mm dia with countersunk head, comprising of matching polyamide PA6 grade sleeve for fixing frame to finished wall as per IS 1367: Part 1 to 14, plastic packers, plastic caps and necessary stainless steel screws etc. Profile of frame, sash & mullion (if required) shall be mitred cut and fusion welded/mechanically jointed duly sealed at all corners, including drilling of holes for fixing hardware and drainage of water etc. After fixing frame the gap between frame and adjacent finished wall shall be filled with weather proof silicon sealant over backer rod of approved size and quality,
all complete as per approved drawing conforming to CPWD specification & direction of Engineer-in-Charge. Section of steel reinforcement and cross sections of uPVC profiles to be as per design approved by Engineer-in-Charge. Wire mesh / Glazing of plain/ toughened/ laminated/ double glass unit with/without high performance coatings as per design requirements and conforming to IS: 3548 & IS: 16231 shall be paid separately. Note:- Structural design proof checked from a Government Engineering Institute, to be provided by the manufacturer for : (i) Sites with basic wind speed > 45 m/sec as per IS 875- Part 3 (ii) Sites with structure height more than 20m for all wind speeds
26 | 9.147A1.3 | Casement window Using R4 series with frame (64mm&above)x(45mm& above) & sash (44mm&above)x(55mm& above) with zinc alloy (zamak) powder coated handle on every panel along with-point locking system (Height above 1.8 m)
|  | W0 | 3 | 1.8 |  | 1.5 | 8.1
|  | W1 | 2 | 1.37 |  | 1.5 | 4.11
|  | W2 | 2 | 1.05 |  | 1.35 | 2.835
|  | W3 | 2 | 1.2 |  | 1.2 | 2.88
|  | V | 6 | 0.6 |  | 0.9 | 3.24
|  | Total |  |  |  |  | 21.165 | Sq m | 9628.6 | 203789.319
27 | 9.147. B4 | Three track three panels sliding door with Aluminium channel for roller track, wool pile zinc alloy (zamak) powder coated handle on two panels along with multi-point locking system, adjustable nylon rollers with ss 304 body.
| 9.147. B4.1 | Using R3 series with frame (98mm&above)x(40mm& above) & sash (30mm&above)x(74mm& above) . (Height above 2.5 m)
|  | SWD | 5 | 2.4 |  | 2.4 | 28.8
|  | Total |  |  |  |  | 28.8 | Sq m | 8287.05 | 238667.04
30 | 9.96 | Providing and fixing aluminium sliding door bolts, ISI marked anodised (anodic coating not less than grade AC 10 as per IS : 1868), transparent or dyed to required colour or shade, with nuts and screws etc. complete :
| 9.96.1 | 300x16 mm | 11 |  |  |  | 11 | no. | 303.25 | 3335.75
| 9.96.2 | 250 x 16 mm | 5 |  |  |  | 5 | no. | 260.6 | 1303
31 | 9.97 | Providing and fixing aluminium tower bolts, ISI marked, anodised (anodiccoating not less than grade AC 10 as per IS : 1868 ) transparent or dyed to required colour or shade, with necessary screws etc. complete :
| 9.97.1 | 300 x 10 mm | 11 |  |  |  | 11 | no. | 130.1 | 1431.1
| 9.97.2 | 250 x 10 mm | 5 |  |  |  | 5 | no. | 115.15 | 575.75
32 | 9.98 | Providing and fixing aluminium pull bolt lock,ISI marked, anodised ( anodic coating not less than grade AC 10 as per IS; 1868) transparent or dyed to rewuired colour and shade with necessary screws bolts, nut and washers etc. complete | 6 |  |  |  | 6 | each | 100.8 | 604.8
33 | 9.1 | Providing and fixing aluminium handles ISI marked anodised (anodic coating not less than grade AC 10 as per IS:1868) transparent or dyed to required colour or shade with necessary screws etc. complete.
| 9.100.1 | 125 mm | 26 |  |  |  | 22 | no | 66.25 | 1457.5
| 9.100.2 | 100 mm | 10 |  |  |  | 20 | no | 59.55 | 1191
34 | 9.101 | Providing and fixing aluminium hanging floor door stopper ISI marked anodised (anodic coating not less than grade AC 10 as per IS:1868) transparent or dyed to required colour and shade with necessary screws etc. complete.
| 9.101.2 | Twin rubber stopper | 13 |  |  |  | 13 | no | 72.35 | 940.55
35 | 10.28 | Providing & Fixing Stainless steel (grade 304) railing made of hollow tubes all complete
|  | @ 5 Kg per metre ( stair railing) | 2 | 3.76 |  |  | 7.52
|  | Balcony railing | 8 | 6.3 |  |  | 50.4
|  |  | 4 | 3.3 |  |  | 13.2
|  | Total |  |  |  |  | 355.6 | Kg | 772.4 | 274665.44
36 | 13.26 | Providing and applying POP Putty of average thickness 2 mm of approved brand and manufacture
|  | As per 12 mm inner plaster |  |  |  |  | 566.2326
|  | As per 15 mm plaster |  |  |  |  | 172.487
|  | As per 6 mm plaster |  |  |  |  | 276.5354
|  | Deduction ( wall tiles area ) |  |  |  |  | -108.5935
|  | Total |  |  |  |  | 906.6615 | Sq m | 262.7 | 238179.9695
37 | 13.83.2 | Prium Acrylic emulsion paint of approved brand and manufacture
|  | Quantity same as wall putty area |  |  |  |  | 906.6615 | Sq m | 142.8 | 129471.2586
38 | 13.47 | Finishing walls with premium Acrylic smooth exterior paint with silicone additives of required shade
| 13.47.1 | New work (Two or more coats applied @ 1.43kg/10sqm) over and including base coat of water proffing cement paint Snowcem Plus or equivalent applied @ 2.20 kg/10 sqm
|  | Quantity same as outer plaster area |  |  |  |  | 282.54 | Sq m | 171.1 | 48342.594
39 | 13.61 | Painting with synthetic enamel paint of approved brand and manufacture to give an even shade:
| 13.61.1 | Two or more coats on new work
|  |  | 1 | 44.16 | 2.5 |  | 110.4 | Sq m | 155.9 | 17211.36
40 | 10.18 | Providing and fixing circular cast iron box for ceiling fan all complete | 23 |  |  |  | 23 | No | 220.65 | 5074.95
41 | 9.47 | Providing and fixing nickel plated M.S pipe curtain rods with nickel plated brackets
| 9.47.1 | 20 mm dia( Heavy type) |  | 42.2 |  |  | 42.2 | meter | 175 | 7385
42 | 9.48 | Providing and fixing M.S. grills of required pattern in frames of windows etc. with flats, square or round bars etc. including priming cost with approved steel primer all complete.
| 9.48.2 | Fixed to openings/ wooden frames with rawl plugs screws etc. ( @ 24 kg Per sqm) |  | 21.165 |  |  | 507.96 | kg | 283.35 | 143930.466
43 | 22.5 | Providing and laying water proofing treatment in sunken portion of WCs, bathroom etc., by applying cement slurry mixed with water proofing cement compound consisting of applying :
(a) First layer of slurry of cement @ 0.488 kg/sqm mixed with water proofing cement compound @ 0.253 kg/ sqm. This layer will be allowed to air cure for 4 hours.
(b) Second layer of slurry of cement @ 0.242 kg/sqm mixed with water proofing cement compound @ 0.126 kg/sqm. This layer will be allowed to air cure for 4 hours followed with water curing for 48 hours.
The rate includes preparation of surface, treatment and sealing of all joints, corners, junctions of pipes and masonry with polymer mixed slurry.
|  | Toil. | 4 | 1.6 | 2.25 |  | 14.4
D - Type
|  | Toil. | 1 | 2.375 | 1.575 |  | 3.7406
|  | Face area | 1 | 7.9 | 0.45 |  | 3.555
|  | Toil. | 1 | 2.375 | 1.6 |  | 3.8
|  | Face area | 1 | 7.95 | 0.45 |  | 3.5775
|  | Toil. | 1 | 1.6 | 2.2 |  | 3.52
|  | Face area | 1 | 7.6 | 0.45 |  | 3.42
|  | Studay Toil. | 1 | 2.025 | 1.475 |  | 2.9869
|  | Face area | 1 | 7 | 0.45 |  | 3.15
B3 - Type
|  | Toil. | 1 | 2.15 | 1.625 |  | 3.4937
|  | Face area | 1 | 7.55 | 0.45 |  | 3.3975
|  | Toil. | 1 | 1.6 | 2.25 |  | 3.6
|  | Face area | 1 | 7.7 | 0.45 |  | 3.465
|  | Total |  |  |  |  | 56.1063 | Sq m | 617.05 | 34620.3616
|  | Grand Total = | [7 empty] | 6506511.7377
Note on C198: Node-1:

## Fourth
Construction of Residential Dwelling unit at-Biharsharif (Bihar)
BOQ- Fourth Floor ( DSR 2023 )
SN | DSR-2023 | Particulars | No. | Length | Width | Height | Quantity | Unit | Rate | Rate | Amount
1 | 5.2.2 | providing RCC (1:1.5:3) with graded stone chips of 20 mm nominal size in Column, Stiffener, Plinth band excluding the cost of centring, shuttering and reinforcement all complete
|  | C1 | 17 | 0.3 | 0.6 | 2.4 | 7.344
|  | C2 | 4 | 0.3 | 0.6 | 2.4 | 1.728
|  | C3 | 6 | 0.3 | 0.6 | 2.4 | 2.592
|  | Stiffener ( parapet wall ) | 10 | 0.25 | 0.25 | 1.2 | 0.75
|  | Total | 37 |  |  |  | 12.414 | Cu m | 10852.95 | 9197.4153 | 114176.713
2 (a) | 5.3 | Providing RCC (1:1.5:3) in Band at Lintel, Beam at Lintel, Roof Beam excluding the cost of centring, shuttering and reinforcement | [7 empty] | 0 | 0
|  | Lintel over Door | [7 empty] | 0 | 0
|  | D | 0 | 1.55 | 0.125 | 0.15 | 0 |  |  | 0 | 0
|  | D1 | 3 | 1.25 | 0.25 | 0.15 | 0.14062 |  |  | 0 | 0
|  | D2 | 1 | 1.15 | 0.125 | 0.15 | 0.021562 |  |  | 0 | 0
|  | D3 | 3 | 1 | 0.125 | 0.15 | 0.05625 |  |  | 0 | 0
|  | D4 | 2 | 1.4 | 0.125 | 0.15 | 0.0525 |  |  | 0 | 0
|  | Roof beam | [7 empty] | 0 | 0
|  | Beam size 250 x 600 | [7 empty] | 0 | 0
|  | Along grid A | 1 | 6.55 | 0.25 | 0.47 | 0.76962 |  |  | 0 | 0
|  | Along grid B | 1 | 8.75 | 0.25 | 0.47 | 1.0281 |  |  | 0 | 0
|  | Along grid C | 1 | 7.025 | 0.25 | 0.47 | 0.82544 |  |  | 0 | 0
|  | Along grid E | 1 | 10.25 | 0.25 | 0.47 | 1.2044 |  |  | 0 | 0
|  | Along grid F | 1 | 17.55 | 0.25 | 0.47 | 2.0621 |  |  | 0 | 0
|  | Along grid G | 1 | 13.3 | 0.25 | 0.47 | 1.5628 |  |  | 0 | 0
|  | Along grid H | 2 | 4.5 | 0.25 | 0.47 | 1.0575 |  |  | 0 | 0
|  | Along grid J & K | 2 | 9.325 | 0.25 | 0.47 | 2.1914 |  |  | 0 | 0
|  | B Toil. | 1 | 3 | 0.25 | 0.47 | 0.3525 |  |  | 0 | 0
|  | Along grid 2 | 1 | 11.31 | 0.25 | 0.47 | 1.3289 |  |  | 0 | 0
|  | Along grid 3 | 1 | 4.5 | 0.25 | 0.47 | 0.52875 |  |  | 0 | 0
|  | Along grid 4 | 1 | 6.9 | 0.25 | 0.47 | 0.81075 |  |  | 0 | 0
|  | Along grid 5 | 1 | 22.38 | 0.25 | 0.47 | 2.6296 |  |  | 0 | 0
|  | Along grid 6 | 1 | 7.15 | 0.25 | 0.47 | 0.84013 |  |  | 0 | 0
|  | Along grid 7 | 1 | 6.2 | 0.25 | 0.47 | 0.7285 |  |  | 0 | 0
|  | Along grid 8 | 1 | 13.1 | 0.25 | 0.47 | 1.5392 |  |  | 0 | 0
|  | Along grid 9 | 1 | 8.075 | 0.25 | 0.47 | 0.94881 |  |  | 0 | 0
|  | Along grid 10 | 1 | 18.4 | 0.25 | 0.47 | 2.162 |  |  | 0 | 0
|  | Along grid 11 | 1 | 3.2 | 0.25 | 0.47 | 0.376 |  |  | 0 | 0
|  | Bal Beam | 3 | 3.3 | 0.125 | 0.47 | 0.58162 |  |  | 0 | 0
|  | Band at parapet | 1 | 70.1 | 0.375 | 0.075 | 1.9716 |  |  | 0 | 0
[10 empty] | 0 | 0
|  | Total |  |  |  |  | 25.7707 | Cu m | 11505.5 | 9750.4237 | 251275.2448
|  | Total Length of 250 x 600 beam |  | 275.29 | [5 empty] | 0 | 0
|  | Total Length of 125 x 600 beam |  | 9.9 | [5 empty] | 0 | 0
[10 empty] | 0 | 0
2(b) | 5.3 | Providing RCC (1:1.5:3) in Roof slab, Landing excluding the cost of centring, shuttering and reinforcement | [7 empty] | 0 | 0
|  | Roof slab | 1 | 9.325 | 4.7 | 0.135 | 5.9167 |  |  | 0 | 0
|  |  | 1 | 6.9 | 6.57 | 0.135 | 6.12 |  |  | 0 | 0
|  |  | 1 | 8.72 | 7.77 | 0.135 | 9.1468 |  |  | 0 | 0
|  |  | 1 | 6.775 | 4.7 | 0.135 | 4.2987 |  |  | 0 | 0
|  |  | 1 | 6.5 | 4.5 | 0.135 | 3.9488 |  |  | 0 | 0
|  | Slab Beam Bottom | 1 | 4.7 | 4.75 | 0.1 | 2.2325 |  |  | 0 | 0
|  | Slab beam top | 1 | 4.7 | 0.475 | 0.15 | 0.33487 |  |  | 0 | 0
|  | Balcony projection | 2 | 3.3 | 1.5 | 0.15 | 1.485 |  |  | 0 | 0
|  |  | 1 | 3.3 | 1.925 | 0.15 | 0.95287 |  |  | 0 | 0
|  | box window | 1 | 1.6 | 0.7 | 0.075 | 0.084 |  |  | 0 | 0
|  | Chajja W1 | 2 | 1.62 | 0.6 | 0.075 | 0.1458 |  |  | 0 | 0
|  | Chajja W2 | 1 | 1.15 | 0.6 | 0.075 | 0.05175 |  |  | 0 | 0
|  | Chajja W3 | 4 | 1.45 | 0.6 | 0.075 | 0.261 |  |  | 0 | 0
|  | Chajja V | 3 | 1.1 | 0.6 | 0.075 | 0.1485 |  |  | 0 | 0
|  | Deductions for openings (stair) | -1 | 3.325 | 2.7 | 0.135 | -1.212 |  |  | 0 | 0
|  | Lift | -1 | 2.05 | 2.1 | 0.135 | -0.58117 |  |  | 0 | 0
|  | Total |  |  |  |  | 33.3342 | Cu m | 11505.5 | 9750.4237 | 325022.1993
2© | 5.3 | Providing RCC (1:1.5:3) in Staircase excluding the cost of centring, shuttering and reinforcement | [7 empty] | 0 | 0
|  | Waist slab | 2 | 3.6 | 1.275 | 0.15 | 1.377 |  |  | 0 | 0
|  | Landing | 1 | 1.325 | 2.7 | 0.15 | 0.53663 |  |  | 0 | 0
|  | Steps | 20 | 1.275 | 0.25 | 0.075 | 0.47812 |  |  | 0 | 0
|  | Total |  |  |  |  | 2.3917 | Cu m | 11505.5 | 9750.4237 | 23320.576
3 | 5.22 | Reinforcement for RCC work including straightening, cutting, bending, placing in position and binding all complete | [7 empty] | 0 | 0
| 5.22.6 | Thermo-Mechanically Treated bars of grade Fe-500D of more | [7 empty] | 0 | 0
|  | Total RCC |  | 73.9106 | [5 empty] | 0 | 0
|  | Steel in kg | 120 |  |  |  | 8869.2734 | Kg | 107.85 | 91.3983 | 810636.5543
4 | 5.9 | Centring and shuttering including strutting, propping etc. and Removal of form for: | [7 empty] | 0 | 0
a | 5.9.3 | Suspended floors, roofs, landings, balconies and access platform | [7 empty] | 0 | 0
|  | Roof slab | 1 | 9.325 | 4.7 |  | 43.8275 |  |  | 0 | 0
|  |  | 1 | 6.9 | 6.57 |  | 45.333 |  |  | 0 | 0
|  |  | 1 | 8.72 | 7.77 |  | 67.7544 |  |  | 0 | 0
|  |  | 1 | 6.775 | 4.7 |  | 31.8425 |  |  | 0 | 0
|  |  | 1 | 6.5 | 4.5 |  | 29.25 |  |  | 0 | 0
|  | Slab Beam Bottom | 1 | 4.7 | 4.75 |  | 22.325 |  |  | 0 | 0
|  | Slab beam top | 1 | 4.7 | 0.475 |  | 2.2325 |  |  | 0 | 0
|  | Balcony projection | 2 | 3.3 | 1.5 |  | 9.9 |  |  | 0 | 0
|  |  | 1 | 3.3 | 1.925 |  | 6.3525 |  |  | 0 | 0
|  | box window | 1 | 1.6 | 0.7 |  | 1.12 |  |  | 0 | 0
|  | Chajja W1 | 2 | 1.62 | 0.6 |  | 1.944 |  |  | 0 | 0
|  | Chajja W2 | 1 | 1.3 | 0.6 |  | 0.78 |  |  | 0 | 0
|  | Chajja W3 | 4 | 1.45 | 0.6 |  | 3.48 |  |  | 0 | 0
|  | Chajja V | 3 | 1.1 | 0.6 |  | 1.98 |  |  | 0 | 0
|  | Deductions for openings (stair) | -1 | 3.325 | 2.7 |  | -8.9775 |  |  | 0 | 0
|  | Lift | -1 | 2.05 | 2.1 |  | -4.305 |  |  | 0 | 0
|  | Total |  |  |  |  | 254.8389 | Sq m | 927.25 | 785.8051 | 200253.7034
b | 5.9.5 | Lintel, Beam | [7 empty] | 0 | 0
|  | D | 0 | 1.3 | 0.425 |  | 0 |  |  | 0 | 0
|  | D1 | 3 | 1.25 | 0.55 |  | 2.0625 |  |  | 0 | 0
|  | D2 | 1 | 1.15 | 0.425 |  | 0.48875 |  |  | 0 | 0
|  | D3 | 3 | 1 | 0.425 |  | 1.275 |  |  | 0 | 0
|  | D4 | 3 | 1.4 | 0.425 |  | 1.785 |  |  | 0 | 0
|  | Roof Beam | [7 empty] | 0 | 0
|  | beam size 250 x 600 | 1 | 275.29 | 1.19 |  | 327.5951 |  |  | 0 | 0
|  | Beam size 125 x 600 | 1 | 9.9 | 0.72 |  | 7.128 |  |  | 0 | 0
|  | Total |  |  |  |  | 337.7831 | Sq m | 736.4 | 624.0678 | 210799.5549
c | 5.9.19 | Chajja | [7 empty] | 0 | 0
|  | box window | 1 | 1.6 | 0.7 |  | 1.12 |  |  | 0 | 0
|  | Chajja W1 | 2 | 1.62 | 0.6 |  | 1.944 |  |  | 0 | 0
|  | Chajja W2 | 1 | 1.15 | 0.6 |  | 0.69 |  |  | 0 | 0
|  | Chajja W3 | 4 | 1.45 | 0.6 |  | 3.48 |  |  | 0 | 0
|  | Chajja V | 3 | 1.1 | 0.6 |  | 1.98 |  |  | 0 | 0
[10 empty] | 0 | 0
|  | Total |  |  |  |  | 9.214 | Sq m | 951.1 | 806.0169 | 7426.6402
d | 5.9.6 | Column and Stiffener | [7 empty] | 0 | 0
|  | C1 | 17 | 1.8 |  | 2.4 | 73.44 |  |  | 0 | 0
|  | C2 | 6 | 1.8 |  | 2.4 | 25.92 |  |  | 0 | 0
|  | C3 | 4 | 1.8 |  | 2.4 | 17.28 |  |  | 0 | 0
|  | Total |  |  |  |  | 116.64 | Sq m | 961.3 | 814.661 | 95022.061
e | 5.9.7 | Stair | [7 empty] | 0 | 0
|  | Waist slab | 2 | 3.6 | 1.275 |  | 9.18 |  |  | 0 | 0
|  | Riser | 1 | 1.325 | 2.7 |  | 3.5775 |  |  | 0 | 0
|  | Sides | 20 | 1.275 | 0.25 |  | 6.375 |  |  | 0 | 0
|  | Total |  |  |  |  | 19.1325 | Sq m | 764.95 | 648.2627 | 12402.8863
5 | 6.4 | Brick work with common burnt clay F.P.S (Non modular) brick of class designation 7.5 in superstructure above plinth level up to V level in all shapes and size in | [7 empty] | 0 | 0
| 6.4.2 | F.P.S Brick work with Cement Mortar (1:6) in superstructure | [7 empty] | 0 | 0
|  | Outer wall 250mm thk. | [7 empty] | 0 | 0
|  | Along grid B | 1 | 7.55 | 0.25 | 2.4 | 4.53 |  |  | 0 | 0
|  | Along grid C | 1 | 6.725 | 0.25 | 2.4 | 4.035 |  |  | 0 | 0
|  | Along grid E | 1 | 9.95 | 0.25 | 2.4 | 5.97 |  |  | 0 | 0
|  | Along grid F | 1 | 19.95 | 0.25 | 2.4 | 11.97 |  |  | 0 | 0
|  | Along grid G | 1 | 13.3 | 0.25 | 2.4 | 7.98 |  |  | 0 | 0
|  | Along grid H | 1 | 1.6 | 0.25 | 2.4 | 0.96 |  |  | 0 | 0
|  | Along grid 2 | 1 | 9.81 | 0.25 | 2.4 | 5.886 |  |  | 0 | 0
|  | Along grid 4 | 1 | 5.7 | 0.25 | 2.4 | 3.42 |  |  | 0 | 0
|  | Along grid 5 | 1 | 22.38 | 0.25 | 2.4 | 13.428 |  |  | 0 | 0
|  | Lift | 1 | 4.6 | 0.25 | 2.4 | 2.76 |  |  | 0 | 0
|  | Along grid 10 | 1 | 11 | 0.25 | 2.4 | 6.6 |  |  | 0 | 0
|  | Along grid 11 | 1 | 2.6 | 0.25 | 2.4 | 1.56 |  |  | 0 | 0
|  | Bal b/w | 3 | 3.3 | 0.45 | 0.45 | 2.0048 |  |  | 0 | 0
|  | Band at parapet | 1 | 70.1 | 0.375 | 0.075 | 1.9716 |  |  | 0 | 0
|  | Total length of 250 the. Outer wall |  | 125.065 | [5 empty] | 0 | 0
|  | Inner wall 250 mm thk. | [7 empty] | 0 | 0
|  | B/w | 1 | 4.45 | 0.25 | 2.4 | 2.67 |  |  | 0 | 0
|  |  | 1 | 4.9 | 0.25 | 2.4 | 2.94 |  |  | 0 | 0
|  |  | 1 | 5.8 | 0.25 | 2.4 | 3.48 |  |  | 0 | 0
|  |  | 1 | 2.275 | 0.25 | 2.4 | 1.365 |  |  | 0 | 0
|  |  | 1 | 2 | 0.25 | 2.4 | 1.2 |  |  | 0 | 0
|  | Total length of 250 the. Inner wall |  | 19.425 | [5 empty] | 0 | 0
|  | Deduction for openings | [7 empty] | 0 | 0
|  | D | -1 | 1.05 | 0.25 | 2.4 | -0.63 |  |  | 0 | 0
|  | D4 | -3 | 0.9 | 0.25 | 2.4 | -1.62 |  |  | 0 | 0
|  | W | -2 | 1.8 | 0.25 | 1.5 | -1.35 |  |  | 0 | 0
|  | W1 | -2 | 1.37 | 0.25 | 1.5 | -1.0275 |  |  | 0 | 0
|  | W2 | -1 | 1.05 | 0.25 | 1.35 | -0.35438 |  |  | 0 | 0
|  | W3 | -3 | 1.2 | 0.25 | 1.2 | -1.08 |  |  | 0 | 0
|  | V | -3 | 0.6 | 0.25 | 0.9 | -0.405 |  |  | 0 | 0
|  | SDW | -3 | 2.4 | 0.25 | 2.4 | -4.32 |  |  | 0 | 0
|  | Total |  |  |  |  | 73.9434 | Cu m | 9105.95 | 7716.9068 | 570614.6142
6 | 6.13 | Half Brick Masonry with common burnt clay F.P.S (Non modular) brick of class designation 7.5 in superstructure above plinth level up to floor V level | [7 empty] | 0 | 0
| 6.13.2 | F.P.S Brick work with Cement Mortar (1:4) in superstructure | [7 empty] | 0 | 0
|  | Inner wall (125 mm thk.) | [7 empty] | 0 | 0
|  | Along grid G | 1 | 13.3 |  | 2.4 | 31.92 |  |  | 0 | 0
|  | Along grid H | 2 | 4.5 |  | 2.4 | 21.6 |  |  | 0 | 0
|  | Along grid K | 1 | 9.325 |  | 2.4 | 22.38 |  |  | 0 | 0
|  | Along grid 7 | 1 | 6.2 |  | 2.4 | 14.88 |  |  | 0 | 0
|  | Along grid 8 | 1 | 13.1 |  | 2.4 | 31.44 |  |  | 0 | 0
|  | Toil. | 1 | 8.6 |  | 2.4 | 20.64 |  |  | 0 | 0
|  | Total length of 125 the.inner. wall |  | 55.025 | [5 empty] | 0 | 0
[10 empty] | 0 | 0
|  | Deduction for openings | [7 empty] | 0 | 0
|  | D1 | -3 | 1 |  | 2.1 | -6.3 |  |  | 0 | 0
|  | D2 | -1 | 0.9 |  | 2.1 | -1.89 |  |  | 0 | 0
|  | D3 | -3 | 0.75 |  | 2.1 | -4.725 |  |  | 0 | 0
|  | W1 | -2 | 1.37 |  | 1.5 | -4.11 |  |  | 0 | 0
|  | Total |  |  |  |  | 125.835 | sqm | 1123.8 | 952.3729 | 119841.8415
7 | 13.16 | 6 MM CEMENT PLASTER | [7 empty] | 0 | 0
| 13.16.1 | 6 mm (1:3) Ceiling plaster | [7 empty] | 0 | 0
|  | Roof slab | 1 | 9.325 | 4.7 |  | 43.8275 |  |  | 0 | 0
|  |  | 1 | 6.9 | 6.57 |  | 45.333 |  |  | 0 | 0
|  |  | 1 | 8.72 | 7.77 |  | 67.7544 |  |  | 0 | 0
|  |  | 1 | 6.775 | 4.7 |  | 31.8425 |  |  | 0 | 0
|  |  | 1 | 6.5 | 4.5 |  | 29.25 |  |  | 0 | 0
|  | Slab Beam Bottom | 1 | 4.7 | 4.75 |  | 22.325 |  |  | 0 | 0
|  | Slab beam top | 1 | 4.7 | 0.475 |  | 2.2325 |  |  | 0 | 0
|  | Balcony projection | 2 | 3.3 | 1.5 |  | 9.9 |  |  | 0 | 0
|  |  | 1 | 3.3 | 1.925 |  | 6.3525 |  |  | 0 | 0
|  | box window | 1 | 1.6 | 0.7 |  | 1.12 |  |  | 0 | 0
|  | Chajja W1 | 2 | 1.62 | 0.6 |  | 1.944 |  |  | 0 | 0
|  | Chajja W2 | 1 | 1.15 | 0.6 |  | 0.69 |  |  | 0 | 0
|  | Chajja W3 | 4 | 1.45 | 0.6 |  | 3.48 |  |  | 0 | 0
|  | Chajja V | 3 | 1.1 | 0.6 |  | 1.98 |  |  | 0 | 0
|  | Deductions for openings (stair) | -1 | 3.325 | 2.7 |  | -8.9775 |  |  | 0 | 0
|  | Lift | -1 | 2.05 | 2.1 |  | -4.305 |  |  | 0 | 0
|  | Total |  |  |  |  | 254.7489 | Sq m | 300.45 | 254.6186 | 64863.8195
8 | 13.4.2 | 12 mm (1:6) cement Plaster | [7 empty] | 0 | 0
|  | Length of 250 the outer wall ( inner face ) as per 250 the. Brick work | 1 | 125.065 |  | 2.87 | 358.9365 |  |  | 0 | 0
|  | Length of 250 the. Inner wall ( both face ) as per 250 the. Brick work | 2 | 19.425 |  | 2.87 | 111.4995 |  |  | 0 | 0
|  | Deduction for openings | [7 empty] | 0 | 0
|  | D | -1 | 1.05 |  | 2.4 | -2.52 |  |  | 0 | 0
|  | D4 | -3 | 0.9 |  | 2.4 | -6.48 |  |  | 0 | 0
|  | W0 | -2 | 1.8 |  | 1.5 | -5.4 |  |  | 0 | 0
|  | W1 | -2 | 1.37 |  | 1.5 | -4.11 |  |  | 0 | 0
|  | W2 | -1 | 1.05 |  | 1.35 | -1.4175 |  |  | 0 | 0
|  | W3 | -4 | 1.2 |  | 1.2 | -5.76 |  |  | 0 | 0
|  | V | -3 | 0.6 |  | 0.9 | -1.62 |  |  | 0 | 0
|  | SDW | -3 | 2.4 |  | 2.4 | -17.28 |  |  | 0 | 0
|  | Total |  |  |  |  | 425.8485 |  |  | 0 | 0
[10 empty] | 0 | 0
|  | Length of 125 the. Wall ( one side plaster ) as per 125 the. Brick work | 1 | 55.025 |  | 2.87 | 157.9218 |  |  | 0 | 0
|  | Deduction D0 | 0 | 1.5 |  | 2.1 | 0 |  |  | 0 | 0
|  | D1 | -3 | 1 |  | 2.1 | -6.3 |  |  | 0 | 0
|  | D2 | -1 | 0.9 |  | 2.1 | -1.89 |  |  | 0 | 0
|  | D3 | -3 | 0.75 |  | 2.1 | -4.725 |  |  | 0 | 0
|  | W1 | -2 | 1.37 |  | 1.5 | -4.11 |  |  | 0 | 0
[10 empty] | 0 | 0
|  | Total |  |  |  |  | 140.8968 |  |  | 0 | 0
|  | Total 12 mm plaster |  |  |  |  | 566.7453 | Sq m | 343.65 | 291.2288 | 165052.5613
9 | 13.5.2 | 15 mm Cement plaster of rough side of single or half brick wall of mix 1:6 ( 1 cement:6 coarse sand) | [7 empty] | 0 | 0
|  | Length of 125 the. Wall ( one side) as per 125 the. Brick work | 1 | 55.025 |  | 2.87 | 157.9218 |  |  | 0 | 0
|  | Total |  |  |  |  | 157.9218 | sqm | 395.35 | 335.0424 | 52910.4778
10 | 13.6.2 | 20 mm Cement plaster of mix 1:6 ( 1 cement : 6 coarse sand) | [7 empty] | 0 | 0
|  | Outer wall 250 mm thk | 1 | 125.065 |  | 3 | 375.195 |  |  | 0 | 0
|  | Total |  |  |  |  | 375.195 | Sq m | 466.05 | 394.9576 | 148186.1269
11 | 13.73 | Forming groove of uniform size in plaster as per approved pattern using wooden battens, nailed to the under layer including removal of wooden battens, repairs to the ecges of plaster panel and finishing the groove complete as per specifications and direction of the Engineer-in-charge. | [7 empty] | 0 | 0
| 13.73.2 | 20 mm wide and 15 mm deep grove |  | 120 |  |  |  | meter | 75.8 | 64.2373 | 0
12 | 11.26.1 | Kota stone slab flooring over 20 mm (average) thick base laid over and jointed with grey cement slurry mixed with pigment to match the shade of the slab, including rubbing and polishing complete with base of cement mortar 1 : 4 (1 cement : 4 coarse sand) :25 mm thick | [7 empty] | 0 | 0
|  | Stair Tread ) Flooring | 18 | 1.275 | 0.25 |  | 5.7375 |  |  | 0 | 0
|  | ( Stair Landing) | 1 | 2.7 | 1.33 |  | 3.591 |  |  | 0 | 0
|  | Total |  |  |  |  | 9.3285 | sqm | 1948.25 | 1651.0593 | 15401.9069
13 | 11.41 | Providing and laying vitrified floor tiles in different sizes (thickness to be specified by the manufacturer) with water absorption less than 0.08% and conforming to IS : 15622, of approved make, in all colours and shades, laid on 20mm thick cement mortar 1:4 (1 cement : 4 coarse sand), including grouting the joints with white cement and matching pigments etc., complete. | [7 empty] | 0 | 0
| 11.41.2 | Providing and laying 60x60 cm Vitrified floor tiles over 20 mm thick cement mortar (1:4) all complete | [7 empty] | 0 | 0
|  | Duplex | [7 empty] | 0 | 0
|  | F. lounge | 1 | 6.525 | 4.2 |  | 27.405 |  |  | 0 | 0
|  | Bed room | 1 | 4.2 | 3.6 |  | 15.12 |  |  | 0 | 0
|  | Wardrobe | 1 | 2.82 | 0.6 |  | 1.692 |  |  | 0 | 0
|  | Toilet Lobby | 1 | 2.275 | 0.875 |  | 1.9906 |  |  | 0 | 0
[10 empty] | 0 | 0
|  | B3 - Type | [7 empty] | 0 | 0
|  | Living Room | 1 | 6.075 | 3.3 |  | 20.0475 |  |  | 0 | 0
|  | Dining | 1 | 2.75 | 3.475 |  | 9.5563 |  |  | 0 | 0
|  | Bed Room | 1 | 3.2 | 4.2 |  | 13.44 |  |  | 0 | 0
|  | Bed room | 1 | 3.3 | 4.2 |  | 13.86 |  |  | 0 | 0
|  | Wardrobe | 2 | 4.1 | 0.6 |  | 4.92 |  |  | 0 | 0
|  | Toilet Lobby | 1 | 1.6 | 1.225 |  | 1.96 |  |  | 0 | 0
|  | Entrance Lobby | 1 | 6.05 | 5.05 |  | 30.5525 |  |  | 0 | 0
|  | Total |  |  |  |  | 140.5439 | Sq m | 1553.45 | 1316.4831 | 185023.6293
14 | 11.37 | Providing and laying Ceramic Glazed Floor tiles 300x300 in skirting of approved shade over 20 mm thick (1:4) cement mortar | [7 empty] | 0 | 0
|  | Duplex | [7 empty] | 0 | 0
|  | Toil. | 1 | 1.6 | 2.2 |  | 3.52 |  |  | 0 | 0
|  | Bal | 1 | 2.257 | 1.575 |  | 3.5548 |  |  | 0 | 0
|  | Duplex Terrace | 1 | 98.35 |  |  | 98.35 |  |  | 0 | 0
|  | B3 - Type | [7 empty] | 0 | 0
|  | Toil. | 1 | 2.15 | 1.625 |  | 3.4937 |  |  | 0 | 0
|  | Toil. | 1 | 1.6 | 2.25 |  | 3.6 |  |  | 0 | 0
|  | Bal | 2 | 3.3 | 1.5 |  | 9.9 |  |  | 0 | 0
|  | Bal | 1 | 3.3 | 1.8 |  | 5.94 |  |  | 0 | 0
|  | Service Bal | 1 | 6.05 | 2.225 |  | 13.4612 |  |  | 0 | 0
|  | Terrace | 1 | 17.94 |  |  | 17.94 |  |  | 0 | 0
|  | Total |  |  |  |  | 159.7598 | Sq m | 1096.55 | 929.2797 | 148461.5096
15 | 11.23 | Marble stone flooring with 18 mm thick marble stone as per sample of marble approved by engineer in charge, over 20 mm ( average) thick base of cement mortar1:4(1 cement:4 coarse sand) laid and jointed with grey cement slurry, including rubbing and polishing completewith: | [7 empty] | 0 | 0
| 11.23.2 | Rajnagar Plain | [7 empty] | 0 | 0
|  | (B- Type) Kitchen | 1 | 3.2 | 2.7 |  | 8.64 |  |  | 0 | 0
|  | Total |  |  |  |  | 8.64 | Sq m | 2346.8 | 1988.8136 | 17183.3492
16 | 8.9 | Stone tile (polished) work for wall lining over 12 mm thick bed of cement mortar1:3 ( 1 cement : 3 coarse sand) and cement slurry @ 3.3 kg/ sqm including pointing in white cement. | [7 empty] | 0 | 0
| 8.9.1 | 8 mm thick | [7 empty] | 0 | 0
| 8.9.1.1 | Rajnagar Plain white marble | [7 empty] | 0 | 0
|  | (B- Type) Kitchen | 1 | 10.9 |  | 0.1 | 1.09 |  |  | 0 | 0
|  | Total |  |  |  |  | 1.09 | Sqm | 3190.3 | 2703.6441 | 2946.972
[10 empty] | 0 | 0
17 | 8.9 | Stone tile (polished) work for wall lining over 12 mm thick bed of cement mortar1:3 ( 1 cement : 3 coarse sand) and cement slurry @ 3.3 kg/ sqm including pointing in white cement. | [7 empty] | 0 | 0
| 8.9.1 | 8 mm thick | [7 empty] | 0 | 0
| 8.9.1.2 | Granite of any colour and shade | [7 empty] | 0 | 0
|  | Lift wall | 1 | 1.15 |  | 2.1 | 2.415 |  |  | 0 | 0
|  | Total |  |  |  |  | 2.415 | Sqm | 3617.55 | 3065.7203 | 7403.7146
18 | 11.27 | Kota stone slabs 20 mm thick in risers of steps, skirting, dado and pillars laid on 12 mm (average) thick cement mortar 1:3 (1 cement: 3 coarse sand) and jointed with grey cement slurry mixed with pigment to match the shade of the slabs, including rubbing and polishing complete. | [7 empty] | 0 | 0
|  | Stair Riser | 20 | 1.2 |  | 0.15 | 3.6 |  |  | 0 | 0
|  | landing | 1 | 2.55 |  | 0.15 | 0.3825 |  |  | 0 | 0
|  | landing | 2 | 1.2 |  | 0.15 | 0.36 |  |  | 0 | 0
|  | side | 2 | 4 |  | 0.15 | 1.2 |  |  | 0 | 0
|  | Total |  |  |  |  | 5.5425 | sqm | 2354.7 | 1995.5085 | 11060.1057
19 | 11.46.2 | Providing and laying Vitrified tiles in Skirting, Riser of steps over 12 mm cement mortar (1:3) all complete | [7 empty] | 0 | 0
|  | Duplex | [7 empty] | 0 | 0
|  | F. lounge | 1 | 21.35 |  | 0.1 | 2.135 |  |  | 0 | 0
|  | Bed room | 1 | 14.6 |  | 0.1 | 1.46 |  |  | 0 | 0
|  | Wardrobe | 1 | 3.42 |  | 0.1 | 0.342 |  |  | 0 | 0
|  | Toilet Lobby | 1 | 4.85 |  | 0.1 | 0.485 |  |  | 0 | 0
[10 empty] | 0 | 0
|  | B3 - Type | [7 empty] | 0 | 0
|  | Living Room | 1 | 21.35 |  | 0.1 | 2.135 |  |  | 0 | 0
|  | Dining | 1 | 12.2 |  | 0.1 | 1.22 |  |  | 0 | 0
|  | Bed Room | 1 | 16.95 |  | 0.1 | 1.695 |  |  | 0 | 0
|  | Bed room | 1 | 16.4 |  | 0.1 | 1.64 |  |  | 0 | 0
|  | Wardrobe | 2 | 6.2 |  | 0.1 | 1.24 |  |  | 0 | 0
|  | Toilet Lobby | 1 | 6 |  | 0.1 | 0.6 |  |  | 0 | 0
|  | Entrance Lobby | 1 | 25.75 |  | 0.1 | 2.575 |  |  | 0 | 0
|  | Total |  |  |  |  | 15.527 | Sqm | 1623.05 | 1375.4661 | 21356.8622
20 | 8.31 | Providing and fixing 1st quality Ceramic glazed wall tiles all complete | [7 empty] | 0 | 0
|  | Duplex | [7 empty] | 0 | 0
|  | Toil. | 1 | 6.85 |  | 2.1 | 14.385 |  |  | 0 | 0
|  | Bal | 1 | 5.264 |  | 0.25 | 1.316 |  |  | 0 | 0
|  | Duplex Terrace | 1 | 98.35 |  | 0.25 | 24.5875 |  |  | 0 | 0
|  | B3 - Type | [7 empty] | 0 | 0
|  | Toil. | 1 | 6.8 |  | 2.1 | 0 |  |  | 0 | 0
|  | Toil. | 1 | 6.95 |  | 2.1 | 0 |  |  | 0 | 0
|  | Bal | 2 | 7.2 |  | 0.25 | 0 |  |  | 0 | 0
|  | Bal | 1 | 9.45 |  | 0.25 | 0 |  |  | 0 | 0
|  | Service Bal | 1 | 15.65 |  | 0.25 | 0 |  |  | 0 | 0
|  | Terrace | 1 | 17.94 |  | 0.25 | 4.485 |  |  | 0 | 0
|  | Total |  |  |  |  | 44.7735 | Sq m | 1267.95 | 1074.5339 | 48110.6435
21 | 9.1 | Providing wood work in frames of doors, windows, clerestory windows and other frames, wrought framed and fixed in position with hold fast lugs or with dash fasteners of required dia & length ( hold fast lugs or | [7 empty] | 0 | 0
|  | dash fastener shall be paid for separately). | [7 empty] | 0 | 0
| 9.1.2 | Providing Sal wood work in Frames of Door, Windows etc. and fixed in position all complete | [7 empty] | 0 | 0
|  | D0 | 1 | 5.85 | 0.125 | 0.0625 | 0.045703 |  |  | 0 | 0
|  | D1 | 3 | 5.26 | 0.125 | 0.0625 | 0.12328 |  |  | 0 | 0
|  | D2 | 1 | 5.16 | 0.125 | 0.0625 | 0.040313 |  |  | 0 | 0
|  | D3 | 3 | 5.01 | 0.125 | 0.0625 | 0.11742 |  |  | 0 | 0
|  | D4 | 3 | 5.16 | 0.125 | 0.0625 | 0.12094 |  |  | 0 | 0
|  | Total |  |  |  |  | 0.44766 | Cu m | 116520.3 | 98746.0169 | 44204.2716
22 | 9.131 | Providing and fixing factory made shutters of Pre-laminated particle board flat pressed three layer or graded wood particle board with one side decorative finish and other side balancing lamination conforming to IS: 12823 Grade l Type ll, of approved design, and edges sealed with water resistant paint and lipped with aluminium 'U' type edge beading all- round the shutter, including fixing with angle cleat, grip strip, cadmiumplated steel screws, including fixing of aluminium hinges 100x63x4 mm etc. complete as per architectural drawing and direction of Engineer-in-Charge (Cost of 'U' beadingand hinges will be paid for separately). | [7 empty] | 0 | 0
| 9.131.1 | 25 mm thick | [7 empty] | 0 | 0
|  | D3 | 3 | 0.75 |  | 2.1 | 4.725 |  |  | 0 | 0
|  | D4 | 3 | 0.9 |  | 2.1 | 5.67 |  |  | 0 | 0
|  | Total |  |  |  |  | 10.395 | Sqm | 1801.6 | 1526.7797 | 15870.8746
23 | 9.132 | Providing and fixing aluminum U beading of required size to Pre-laminated/flush door shutter, including fixing etc. complete as per direction of Engineer-in-charge (@ 0.50 Kg Per Meter ) | [7 empty] | 0 | 0
|  | D3 | 3 | 5.01 |  |  | 15.03 |  |  | 0 | 0
|  | D4 | 3 | 5.16 |  |  | 15.48 |  |  | 0 | 0
|  | Total | 6 |  |  |  | 15.255 | KG | 596.15 | 505.2119 | 7707.007
24 | 9.21 | Providing and fixing ISI marked flush door shutters confirming to IS:2202(PartI) non decorative type, core of block board construction with frame of 1st class hard wood and well matched commercial 3 ply veneering with vertical grains or cross bands and face veneer on both faces of shutters. | [7 empty] | 0 | 0
| 9.21.1 | 35 mm thick including ISI marked stainless steel butt hinges with necessary screws. | [7 empty] | 0 | 0
|  | D | 1 | 1.05 |  | 2.1 | 2.205 |  |  | 0 | 0
|  | D1 | 3 | 1 |  | 2.1 | 6.3 |  |  | 0 | 0
|  | D2 | 1 | 0.9 |  | 2.1 | 1.89 |  |  | 0 | 0
[7 empty] | 10.395 | Sqm | 2392.65 | 2027.6695 | 21077.6244
25 | 9.147A | Providing and fixing factory made uPVC glazed/wire mesh windows/ doors comprising of lead free uPVC multi-chambered frame, sash and mullion/coupler (where ever required) extruded profiles having minimum wall thickness of 1.70 mm for Series R1 and R2 profiles and 2.10 mm for Series R3 and R4 profiles conforming to EN: 12608 in any shape, colour and design duly reinforced with galvanized mild steel section made of required shape & size as per CPWD Specification, uPVC extruded glazing beads, interlocks and Inline sash adaptor (where ever required) of appropriate dimension, EPDM gasket, hardware, SS 304 grade fasteners of minimum 8 mm dia with countersunk head, comprising of matching polyamide PA6 grade sleeve for fixing frame to finished wall as per IS 1367: Part 1 to 14, plastic packers, plastic caps and necessary stainless steel screws etc. Profile of frame, sash & mullion (if required) shall be mitred cut and fusion welded/mechanically jointed duly sealed at all corners, including drilling of holes for fixing hardware and drainage of water etc. After fixing frame the gap between frame and adjacent finished wall shall be filled with weather proof silicon sealant over backer rod of approved size and quality, | [7 empty] | 0 | 0
|  | all complete as per approved drawing conforming to CPWD specification & direction of Engineer-in-Charge. Section of steel reinforcement and cross sections of uPVC profiles to be as per design approved by Engineer-in-Charge. Wire mesh / Glazing of plain/ toughened/ laminated/ double glass unit with/without high performance coatings as per design requirements and conforming to IS: 3548 & IS: 16231 shall be paid separately. Note:- Structural design proof checked from a Government Engineering Institute, to be provided by the manufacturer for : (i) Sites with basic wind speed > 45 m/sec as per IS 875- Part 3 (ii) Sites with structure height more than 20m for all wind speeds | [7 empty] | 0 | 0
26 | 9.147A1.3 | Casement window Using R4 series with frame (64mm&above)x(45mm& above) & sash (44mm&above)x(55mm& above) with zinc alloy (zamak) powder coated handle on every panel along with-point locking system (Height above 1.8 m) | [7 empty] | 0 | 0
|  | W0 | 2 | 1.8 |  | 1.5 | 5.4 |  |  | 0 | 0
|  | W1 | 3 | 1.37 |  | 1.5 | 6.165 |  |  | 0 | 0
|  | W2 | 1 | 0.9 |  | 1.4 | 1.26 |  |  | 0 | 0
|  | W3 | 3 | 0.6 |  | 1.4 | 2.52 |  |  | 0 | 0
|  | W4 | 3 | 1.2 |  | 1.05 | 3.78 |  |  | 0 | 0
|  | Total |  |  |  |  | 19.125 | Sq m | 9628.6 | 8159.8305 | 156056.7585
[10 empty] | 0 | 0
27 | 9.147. B4 | Three track three panels sliding door with Aluminium channel for roller track, wool pile zinc alloy (zamak) powder coated handle on two panels along with multi-point locking system, adjustable nylon rollers with ss 304 body. | [7 empty] | 0 | 0
| 9.147. B4.1 | Using R3 series with frame (98mm&above)x(40mm& above) & sash (30mm&above)x(74mm& above) . (Height above 2.5 m) | [7 empty] | 0 | 0
|  | SWD | 3 | 2.4 |  | 2.44 | 17.568 |  |  | 0 | 0
|  | Total |  |  |  |  | 17.568 | Sq m | 8287.05 | 7022.9237 | 123378.7241
30 | 9.96 | Providing and fixing aluminium sliding door bolts, ISI marked anodised (anodic coating not less than grade AC 10 as per IS : 1868), transparent or dyed to required colour or shade, with nuts and screws etc. complete : | [7 empty] | 0 | 0
| 9.96.1 | 300x16 mm | 6 |  |  |  | 6 | no. | 303.25 | 256.9915 | 1541.9492
| 9.96.2 | 250 x 16 mm | 6 |  |  |  | 6 | no. | 260.6 | 220.8475 | 1325.0847
31 | 9.97 | Providing and fixing aluminium tower bolts, ISI marked, anodised (anodiccoating not less than grade AC 10 as per IS : 1868 ) transparent or dyed to required colour or shade, with necessary screws etc. complete : | [7 empty] | 0 | 0
| 9.97.1 | 300 x 10 mm | 6 |  |  |  | 6 | no. | 130.1 | 110.2542 | 661.5254
| 9.97.2 | 250 x 10 mm | 3 |  |  |  | 3 | no. | 115.15 | 97.5847 | 292.7542
32 | 9.98 | Providing and fixing aluminium pull bolt lock,ISI marked, anodised ( anodic coating not less than grade AC 10 as per IS; 1868) transparent or dyed to rewuired colour and shade with necessary screws bolts, nut and washers etc. complete | 3 |  |  |  | 3 | each | 100.8 | 85.4237 | 256.2712
33 | 9.1 | Providing and fixing aluminium handles ISI marked anodised (anodic coating not less than grade AC 10 as per IS:1868) transparent or dyed to required colour or shade with necessary screws etc. complete. | [7 empty] | 0 | 0
| 9.100.1 | 125 mm | 18 |  |  |  | 22 | no | 66.25 | 56.1441 | 1235.1695
| 9.100.2 | 100 mm | 6 |  |  |  | 20 | no | 59.55 | 50.4661 | 1009.322
34 | 9.101 | Providing and fixing aluminium hanging floor door stopper ISI marked anodised (anodic coating not less than grade AC 10 as per IS:1868) transparent or dyed to required colour and shade with necessary screws etc. complete. | [7 empty] | 0 | 0
| 9.101.2 | Twin rubber stopper | 11 |  |  |  | 13 | no | 72.35 | 61.3136 | 797.0763
35 | 10.28 | Providing & Fixing Stainless steel (grade 304) railing made of hollow tubes all complete | [7 empty] | 0 | 0
|  | @ 5 Kg per metre ( stair railing) | 2 | 3.76 |  |  | 7.52 |  |  | 0 | 0
|  | Balcony railing | 8 | 6.3 |  |  | 50.4 |  |  | 0 | 0
|  |  | 4 | 3.3 |  |  | 13.2 |  |  | 0 | 0
|  | Total |  |  |  |  | 355.6 | Kg | 772.4 | 654.5763 | 232767.322
36 | 13.26 | Providing and applying POP Putty of average thickness 2 mm of approved brand and manufacture | [7 empty] | 0 | 0
|  | As per 12 mm inner plaster |  |  |  |  | 566.7453 |  |  | 0 | 0
|  | As per 15 mm plaster |  |  |  |  | 157.9218 |  |  | 0 | 0
|  | As per 6 mm plaster |  |  |  |  | 254.7489 |  |  | 0 | 0
|  | Deduction ( wall tiles area ) |  |  |  |  | -44.7735 |  |  | 0 | 0
|  | Total |  |  |  |  | 934.6425 | Sq m | 262.7 | 222.6271 | 208076.7556
37 | 13.83.2 | Prium Acrylic emulsion paint of approved brand and manufacture | [7 empty] | 0 | 0
|  | Quantity same as wall putty area |  |  |  |  | 934.6425 | Sq m | 142.8 | 121.0169 | 113107.5778
38 | 13.47 | Finishing walls with premium Acrylic smooth exterior paint with silicone additives of required shade | [7 empty] | 0 | 0
| 13.47.1 | New work (Two or more coats applied @ 1.43kg/10sqm) over and including base coat of water proffing cement paint Snowcem Plus or equivalent applied @ 2.20 kg/10 sqm | [7 empty] | 0 | 0
|  | Quantity same as outer plaster area |  |  |  |  | 375.195 | Sq m | 171.1 | 145 | 54403.275
39 | 13.61 | Painting with synthetic enamel paint of approved brand and manufacture to give an even shade: | [7 empty] | 0 | 0
| 13.61.1 | Two or more coats on new work | [7 empty] | 0 | 0
|  |  | 1 | 29.52 | 2.5 |  | 73.8 | Sq m | 155.9 | 132.1186 | 9750.3559
40 | 10.18 | Providing and fixing circular cast iron box for ceiling fan all complete | 23 |  |  |  | 23 | No | 220.65 | 186.9915 | 4300.8051
41 | 9.47 | Providing and fixing nickel plated M.S pipe curtain rods with nickel plated brackets | [7 empty] | 0 | 0
| 9.47.1 | 20 mm dia( Heavy type) |  | 24 |  |  | 24 | meter | 175 | 148.3051 | 3559.322
42 | 9.48 | Providing and fixing M.S. grills of required pattern in frames of windows etc. with flats, square or round bars etc. including priming cost with approved steel primer all complete. | [7 empty] | 0 | 0
| 9.48.2 | Fixed to openings/ wooden frames with rawl plugs screws etc. ( @ 24 kg Per sqm) |  | 19.125 |  |  | 459 | kg | 283.35 | 240.1271 | 110218.3475
43 | 22.5 | Providing and laying water proofing treatment in sunken portion of WCs, bathroom etc., by applying cement slurry mixed with water proofing cement compound consisting of applying : | [7 empty] | 0 | 0
|  | (a) First layer of slurry of cement @ 0.488 kg/sqm mixed with water proofing cement compound @ 0.253 kg/ sqm. This layer will be allowed to air cure for 4 hours. | [7 empty] | 0 | 0
|  | (b) Second layer of slurry of cement @ 0.242 kg/sqm mixed with water proofing cement compound @ 0.126 kg/sqm. This layer will be allowed to air cure for 4 hours followed with water curing for 48 hours. | [7 empty] | 0 | 0
|  | The rate includes preparation of surface, treatment and sealing of all joints, corners, junctions of pipes and masonry with polymer mixed slurry. | [7 empty] | 0 | 0
|  | Toil. | 4 | 1.6 | 2.25 |  | 14.4 |  |  | 0 | 0
|  | Duplex | [7 empty] | 0 | 0
|  | Toil. | 1 | 1.6 | 2.2 |  | 3.52 |  |  | 0 | 0
|  | Face area | 1 | 7.6 | 0.45 |  | 3.42 |  |  | 0 | 0
|  | B3 - Type | [7 empty] | 0 | 0
|  | Toil. | 1 | 2.15 | 1.625 |  | 3.4937 |  |  | 0 | 0
|  | Face area | 1 | 7.55 | 0.45 |  | 3.3975 |  |  | 0 | 0
|  | Toil. | 1 | 1.6 | 2.25 |  | 3.6 |  |  | 0 | 0
|  | Face area | 1 | 7.7 | 0.45 |  | 3.465 |  |  | 0 | 0
|  | Total |  |  |  |  | 35.2963 | Sq m | 617.05 | 522.9237 | 18457.2467
|  | Grand Total = | [8 empty] | 4758809.6877
Note on C204: Node-1:

## Terrace (2)
Construction of Residential Dwelling unit at-Biharsharif (Bihar)
BOQ Parapet and Mumty ( DSR 2023 )
SN | DSR-2023 | Particulars | No. | Length | Width | Height | Quantity | Unit | Rate | Rate | Amount
1 | 5.2.2 | providing RCC (1:1.5:3) with graded stone chips of 20 mm nominal size in Column, Stiffener, Plinth band excluding the cost of centring, shuttering and reinforcement all complete
|  | C1 | 9 | 0.25 | 0.6 | 2.7 | 3.645
|  | St. | 1 | 0.25 | 0.3 | 2.7 | 0.2025
|  | Water tank | 1 | 13.75 | 0.15 | 0.7 | 1.4438
|  | Stiffener ( parapet wall ) | 18 | 0.25 | 0.25 | 1.2 | 1.35
|  | Total |  |  |  |  | 6.6413 | Cu m | 10852.95 | 9197.4153 | 61082.3341
2 | 5.3 | Providing RCC (1:1.5:3) in Band at Lintel, Beam at Lintel, Roof Beam excluding the cost of centring, shuttering and reinforcement | [7 empty] | 0 | 0
|  | Lintel over Door & Window | [7 empty] | 0 | 0
|  | W4 | 3 | 1.45 | 0.125 | 0.16 | 0.087 |  |  | 0 | 0
|  | Roof beam | [7 empty] | 0 | 0
|  | Along grid B | 1 | 8.85 | 0.25 | 0.6 | 1.3275 |  |  | 0 | 0
|  | Along grid E & F | 2 | 10.3 | 0.25 | 0.6 | 3.09 |  |  | 0 | 0
|  | Along grid 5, 9, & 10 | 3 | 7.9 | 0.25 | 0.6 | 3.555 |  |  | 0 | 0
|  | Along grid 11 | 1 | 2.7 | 0.25 | 0.6 | 0.405 |  |  | 0 | 0
|  | Chajja D1 | 3 | 1 | 0.6 | 0.075 | 0.135 |  |  | 0 | 0
|  | W3 | 1 | 1.7 | 0.6 | 0.075 | 0.0765 |  |  | 0 | 0
|  | Band at parapet | 1 | 30 | 0.375 | 0.075 | 0.84375 |  |  | 0 | 0
|  | Total |  |  |  |  | 9.5197 | Cu m | 11505.5 | 9750.4237 | 92821.5963
3 | 5.22 | Reinforcement for RCC work including straightening, cutting, bending, placing in position and binding all complete | [7 empty] | 0 | 0
| 5.22.6 | Thermo-Mechanically Treated bars of grade Fe-500D of more | [7 empty] | 0 | 0
|  | Total RCC |  | 16.161 | [5 empty] | 0 | 0
|  | Steel in kg | 105 |  |  |  | 1696.905 | Kg | 107.85 | 91.3983 | 155094.2409
4 | 5.9 | Centring and shuttering including strutting, propping etc. and Removal of form for: | [7 empty] | 0 | 0
a | 5.9.3 | Suspended floors, roofs, landings, balconies and access platform | [7 empty] | 0 | 0
[10 empty] | 0 | 0
|  | Roof slab | 1 | 8.85 | 5.55 |  | 49.1175 |  |  | 0 | 0
|  |  | 1 | 3.9 | 2.7 |  | 10.53 |  |  | 0 | 0
|  |  | 1 | 5.1 | 3.02 |  | 15.402 |  |  | 0 | 0
|  | Total |  |  |  |  | 75.0495 | Sq m | 927.25 | 785.8051 | 58974.2787
b | 5.9.5 | Lintel, Beam | [7 empty] | 0 | 0
|  | W3 | 3 | 1.45 | 0.41 |  | 1.7835 |  |  | 0 | 0
|  | Roof beam | [7 empty] | 0 | 0
|  | Along grid B | 1 | 8.85 | 1.1 |  | 9.735 |  |  | 0 | 0
|  | Along grid E & F | 2 | 10.3 | 1.1 |  | 22.66 |  |  | 0 | 0
|  | Along grid 5, 9, & 10 | 3 | 7.9 | 1.1 |  | 26.07 |  |  | 0 | 0
|  | Along grid 11 | 1 | 2.7 | 1.1 |  | 2.97 |  |  | 0 | 0
|  | Chajja D1 | 3 | 1 | 1.275 |  | 3.825 |  |  | 0 | 0
|  | W3 | 3 | 1.7 | 1.275 |  | 6.5025 |  |  | 0 | 0
|  | Total |  |  |  |  | 73.546 | Sq m | 736.4 | 624.0678 | 45897.6902
c | 5.9.19 | Chajja | [7 empty] | 0 | 0
|  | Chajja D1 | 3 | 1.25 | 0.6 |  | 2.25 |  |  | 0 | 0
|  | W3 | 3 | 1.7 | 0.6 |  | 3.06 |  |  | 0 | 0
|  | Total |  |  |  |  | 5.31 | Sq m | 951.1 | 806.0169 | 4279.95
d | 5.9.15 | Small lintels not exceeding 1.5 m clear span, moulding as in cornices, window sills, string courses, bands, copings, bed plates, anchor blocks and the like | [7 empty] | 0 | 0
|  | Band at parapet | 1 | 30 |  | 0.225 | 6.75 |  |  | 0 | 0
|  | Total |  | 30 |  |  | 6.75 | Sqm | 392.15 | 332.3305 | 2243.2309
e | 5.9.6 | Column and Stiffener | [7 empty] | 0 | 0
|  | C1 | 9 | 1.7 |  | 2.7 | 41.31 |  |  | 0 | 0
|  | St. | 1 | 1.1 |  | 2.7 | 2.97 |  |  | 0 | 0
|  | Water tank | 1 | 27.5 |  | 0.7 | 19.25 |  |  | 0 | 0
|  | Stiffener ( parapet wall ) | 18 | 0.5 |  | 1.2 | 10.8 |  |  | 0 | 0
|  | Total |  |  |  |  | 74.33 | Sq m | 961.3 | 814.661 | 60553.7534
5 | 6.4 | Brick work with common burnt clay F.P.S (Non modular) brick of class designation 7.5 in superstructure above plinth level up to V level in all shapes and size in | [7 empty] | 0 | 0
| 6.4.2 | F.P.S Brick work with Cement Mortar (1:6) in superstructure | [7 empty] | 0 | 0
|  | Outer wall 250mm thk. | [7 empty] | 0 | 0
|  | Stair | 1 | 7.55 | 0.25 | 2.1 | 3.9637 |  |  | 0 | 0
|  | Machine room | 1 | 8.75 | 0.25 | 3.25 | 7.1094 |  |  | 0 | 0
|  |  | 1 | 2.21 | 0.25 | 1.15 | 0.63538 |  |  | 0 | 0
|  |  | 1 | 3.12 | 0.25 | 2.1 | 1.638 |  |  | 0 | 0
|  | Total length of 250 outer wall |  | 21.63 | [5 empty] | 0 | 0
|  | 250 the. Inner wall | [7 empty] | 0 | 0
|  | stair | 1 | 5.1 | 0.25 | 2.1 | 2.6775 |  |  | 0 | 0
|  | lift | 1 | 1.95 | 0.25 | 1.35 | 0.65813 |  |  | 0 | 0
|  | Total Length of 250 the. Wall |  | 7.05 | [5 empty] | 0 | 0
|  | Parapat wall 250mm thk | [7 empty] | 0 | 0
|  |  | 1 | 30 | 0.25 | 1.2 | 9 |  |  | 0 | 0
|  | Total length of parapet wall |  | 30 | [5 empty] | 0 | 0
|  | Deduction for openings | [7 empty] | 0 | 0
|  | D1 | -1 | 1.05 | 0.25 | 2.1 | -0.55125 |  |  | 0 | 0
|  | Total |  |  |  |  | 25.1309 | Cu m | 9105.95 | 7716.9068 | 193932.6197
6 | 6.13 | Half Brick Masonry with common burnt clay F.P.S (Non modular) brick of class designation 7.5 in superstructure above plinth level up to floor V level | [7 empty] | 0 | 0
| 6.13.2 | F.P.S Brick work with Cement Mortar (1:4) in superstructure | [7 empty] | 0 | 0
|  | outer wall (125 mm thk.) | [7 empty] | 0 | 0
|  | Stair wall | 1 | 2.55 |  | 2.1 | 5.355 |  |  | 0 | 0
|  | Deduction for openings | [7 empty] | 0 | 0
|  | W3 | -1 | 1.2 |  | 1.65 | -1.98 |  |  | 0 | 0
|  | Total |  |  |  |  | 3.375 | sqm | 1123.8 | 952.3729 | 3214.2585
|  | Length of 125 the. Outer wall |  | 2.55 | [5 empty] | 0 | 0
7 | 13.16 | 6 MM CEMENT PLASTER | [7 empty] | 0 | 0
| 13.16.1 | 6 mm (1:4) Ceiling plaster | [7 empty] | 0 | 0
|  | Roof slab | 1 | 8.85 | 5.55 |  | 49.1175 |  |  | 0 | 0
|  |  | 1 | 3.9 | 2.7 |  | 10.53 |  |  | 0 | 0
|  |  | 1 | 5.1 | 3.02 |  | 15.402 |  |  | 0 | 0
|  | W3 | 3 | 1.7 | 0.6 |  | 3.06 |  |  | 0 | 0
|  | Total |  |  |  |  | 78.1095 | Sq m | 300.45 | 254.6186 | 19888.135
| 13.4.2 | 12 mm (1:6) Cement Plaster Over Inner plaster | [7 empty] | 0 | 0
8 |  | 250 outer wall one face | 1 | 21.63 |  | 3.4 | 73.542 |  |  | 0 | 0
|  | 250 the. Inner wall both face | 2 | 7.05 |  | 3.4 |  |  |  | 0 | 0
|  | 125 wall one face | 1 | 2.55 |  | 2.1 | 5.355 |  |  | 0 | 0
|  | Deduction for openings | [7 empty] | 0 | 0
|  | D1 | -3 | 1 |  | 2.1 | -6.3 |  |  | 0 | 0
|  | W3 | -3 | 1.2 |  | 1.65 | -5.94 |  |  | 0 | 0
|  | Total |  |  |  |  | 66.657 | Sq m | 343.65 | 291.2288 | 19412.439
9 | 13.6.2 | 20 mm Cement plaster of mix 1:6 ( 1 cement : 6 coarse sand) | [7 empty] | 0 | 0
|  | Outer wall 250 mm thk | 1 | 21.63 |  | 3.7 | 80.031 |  |  | 0 | 0
|  | 125 th. Outer wall | 1 | 2.55 |  | 3.7 | 9.435 |  |  | 0 | 0
|  | Parapet wall Plaster Both Side | 2 | 30 |  | 1.2 | 72 |  |  | 0 | 0
|  | Parapet top | 1 | 30 |  | 0.4 | 12 |  |  | 0 | 0
|  | Total |  |  |  |  | 173.466 | Sq m | 466.05 | 394.9576 | 68511.7197
10 | 13.73 | Forming groove of uniform size in plaster as per approved pattern using wooden battens, nailed to the under layer including removal of wooden battens, repairs to the ecges of plaster panel and finishing the groove complete as per specifications and direction of the Engineer-in-charge. | [7 empty] | 0 | 0
| 13.73.2 | 20 mm wide and 15 mm deep grove |  | 20 |  |  |  | meter | 75.8 | 64.2373 | 0
| 11.26.1 | Kota stone slab flooring over 20 mm (average) thick base laid over and jointed with grey cement slurry mixed with pigment to match the shade of the slab, including rubbing and polishing complete with base of cement mortar 1 : 4 (1 cement : 4 coarse sand) :25 mm thick | [7 empty] | 0 | 0
|  | Machine room | 1 | 1.95 | 4.85 |  | 7.8 |  |  | 0 | 0
|  | Top Landing | 1 | 2.55 | 2.075 |  | 5.625 |  |  | 0 | 0
|  | Total |  |  |  |  | 13.425 | sqm | 1948.25 | 1651.0593 | 22165.4714
| 11.27 | Kota stone slabs 20 mm thick in risers of steps, skirting, dado and pillars laid on 12 mm (average) thick cement mortar 1:3 (1 cement: 3 coarse sand) and jointed with grey cement slurry mixed with pigment to match the shade of the slabs, including rubbing and polishing complete. | [7 empty] | 0 | 0
|  | Machine room |  | 12.6 |  | 0.1 | 1.26 |  |  | 0 | 0
|  | Landing |  | 5.7 |  | 0.1 | 0.57 |  |  | 0 | 0
|  | Total |  |  |  |  | 1.83 | sqm | 2354.7 | 1995.5085 | 3651.7805
11 | 8.31 | Providing and fixing 1st quality Ceramic glazed wall tiles all complete | [7 empty] | 0 | 0
|  | Water tank | 1 | 3.3 |  | 1.5 | 4.95 |  |  | 0 | 0
|  |  | 1 | 2.55 |  | 1.5 | 3.825 |  |  | 0 | 0
|  | Total |  |  |  |  | 8.775 | Sq m | 1267.95 | 1074.5339 | 9429.035
12 | 9.1 | Providing wood work in frames of doors, windows, clerestory windows and other frames, wrought framed and fixed in position with hold fast lugs or with dash fasteners of required dia & length ( hold fast lugs or | [7 empty] | 0 | 0
|  | dash fastener shall be paid for separately). | [7 empty] | 0 | 0
| 9.1.2 | Providing Sal wood work in Frames of Door, Windows etc. and fixed in position all complete | [7 empty] | 0 | 0
|  | D1 | 3 | 2.205 | 0.125 | 0.075 | 0.062016 |  |  | 0 | 0
|  | Total |  |  |  |  | 0.062016 | Cu m | 116520.3 | 98746.0169 | 6123.796
13 | 9.131 | Providing and fixing factory made shutters of Pre-laminated particle board flat pressed three layer or graded wood particle board with one side decorative finish and other side balancing lamination conforming to IS: 12823 Grade l Type ll, of approved design, and edges sealed with water resistant paint and lipped with aluminium 'U' type edge beading all- round the shutter, including fixing with angle cleat, grip strip, cadmium plated steel screws, including fixing of aluminium hinges 100x63x4 mm etc. complete as per architectural drawing and direction of Engineer-in-Charge (Cost of 'U' beading and hinges will be paid for separately). | [7 empty] | 0 | 0
| 9.131.1 | 25 mm thick | [7 empty] | 0 | 0
|  | D1 | 3 | 1.05 |  | 2.1 | 6.615 |  |  | 0 | 0
|  | Total |  |  |  |  | 6.615 | Sqm | 1801.6 | 1526.7797 | 10099.6475
14 | 9.132 | Providing and fixing aluminum U beading of required size to Pre-laminated/flush door shutter, including fixing etc. complete as per direction of Engineer-in-charge (@ 0.5 Kg Per Meter ) | [7 empty] | 0 | 0
|  | D1 | 3 | 2.205 |  |  | 6.615 |  |  | 0 | 0
|  | Total | 3 |  |  |  | 3.3075 | KG | 596.15 | 505.2119 | 1670.9882
15 | 9.147A1.3 | Casement window double panels with top fixed with S.S. friction hinges (350 x 19 x 1.9 mm) made of (small series) frame 47 x 50 mm, sash 47 x 68 mm & mullion 47 x 68 mm all having wall thickness of 1.9 ± 0.2 mm and single glazing bead of appropriate dimension. ( Area of window upto 2.50 sqm). | [7 empty] | 0 | 0
|  | W3 | 1 | 1.2 |  | 1.65 | 1.98 |  |  | 0 | 0
|  | Total |  |  |  |  | 1.98 | Sq m | 9628.6 | 8159.8305 | 16156.4644
16 | 9.149 | Providing and fixing casement handle made of zinc alloyed (white powder coated) for uPVC casement window with necessary screws etc. complete | 2 |  |  |  | 2 | No | 231.05 | 195.8051 | 391.6102
17 | 2407 | Float glass panes of nominal thickness 5.5 mm ( weight not less than 12.50 kg/sqm) | [7 empty] | 0 | 0
|  | W3 | 1 | 1.2 |  | 1.8 | 2.16 |  |  | 0 | 0
|  | Total |  |  |  |  | 2.16 | Sq m | 529 | 448.3051 | 968.339
18 | 9.96 | Providing and fixing aluminium sliding door bolts, ISI marked anodised (anodic coating not less than grade AC 10 as per IS : 1868), transparent or dyed to required colour or shade, with nuts and screws etc. complete : | [7 empty] | 0 | 0
| 9.96.2 | 250 x 16 mm | 2 |  |  |  | 2 | no. | 260.6 | 220.8475 | 441.6949
19 | 9.97 | Providing and fixing aluminium tower bolts, ISI marked, anodised (anodiccoating not less than grade AC 10 as per IS : 1868 ) transparent or dyed to required colour or shade, with necessary screws etc. complete : | [7 empty] | 0 | 0
| 9.97.2 | 250 x 10 mm | 1 |  |  |  | 1 | no. | 115.15 | 97.5847 | 97.5847
20 | 9.1 | Providing and fixing aluminium handles ISI marked anodised (anodic coating not less than grade AC 10 as per IS:1868) transparent or dyed to required colour or shade with necessary screws etc. complete. | [7 empty] | 0 | 0
| 9.100.1 | 125 mm | 2 |  |  |  | 2 | no | 66.25 | 56.1441 | 112.2881
21 | 13.26 | Providing and applying White cement based Putty of average thickness 2 mm of approved brand and manufacture | [7 empty] | 0 | 0
|  | Quantity same as plaster area ( 6mm and 12 mm inner) |  |  |  |  | 144.7665 | Sq m | 262.7 | 222.6271 | 32228.9488
22 | 13.83.2 | Prium Acrylic emulsion paint of approved brand and manufacture | [7 empty] | 0 | 0
|  | Quantity same as putty area |  |  |  |  | 144.7665 | Sq m | 142.8 | 121.0169 | 17519.2002
23 | 13.47 | Finishing walls with premium Acrylic smooth exterior paint with silicone additives of required shade | [7 empty] | 0 | 0
| 13.47.1 | New work (Two or more coats applied @ 1.43kg/10sqm) over and including base coat of water proffing cement paint Snowcem Plus or equivalent applied @ 2.20 kg/10 sqm | [7 empty] | 0 | 0
|  | Quantity same as outer plaster area |  |  |  |  | 173.466 | Sq m | 171.1 | 145 | 25152.57
24 | 13.62 | Painting with synthetic enamel paint of approved brand and manufacture of required colour to give an even shade: | [7 empty] | 0 | 0
| 13.62.1 | Two or more coats on new work over an under coat of suitable shade with ordinary paint of approved band and manufacure | [7 empty] | 0 | 0
|  | Quantity |  | 3.5 | 3 |  | 10.5 | Sq m | 226.25 | 191.7373 | 2013.2415
25 | Rate analysis | Providing and laying water proofing grading 1:2:4 as per POWERGRID TS Cl ref 10.11.2 as per below procedure: | [7 empty] | 0 | 0
|  | (a) water proofing membrane (APP modified polymeric membrane 2 mm thk) shall be laid on the RCC slab Roof with any break / providing 300mm overlapping. | [7 empty] | 0 | 0
|  | (b) Laying of 1:2:4 grading concrete of avg thickness of 50 mm with water proofing compound as per manufacture specification | [7 empty] | 0 | 0
|  | (c )cement concrete floooring of 40mm thick (1:2:4) finished with cement slurry shall be laid over grading concrete and making pattern of 300 x 300 mm square 3 mm deep. | [7 empty] | 0 | 0
[10 empty] | 0 | 0
|  | Terrace area | 1 | 2.27 | 5.5 |  | 12.485 |  |  | 0 | 0
|  |  | 1 | 4.5 | 11.35 |  | 51.075 |  |  | 0 | 0
|  |  | 2 | 1.8 | 3.3 |  | 11.88 |  |  | 0 | 0
|  |  | 1 | 9.32 | 6.45 |  | 60.114 |  |  | 0 | 0
|  |  | 1 | 4.9 | 6.575 |  | 32.2175 |  |  | 0 | 0
|  |  | 1 | 6.05 | 2.22 |  | 13.431 |  |  | 0 | 0
|  |  | 1 | 10.07 | 2.7 |  | 27.189 |  |  | 0 | 0
|  |  | 1 | 7.9 | 6.3 |  | 49.77 |  |  | 0 | 0
|  | Total |  |  |  |  | 258.1615 | Sq m | 1138.12 | 964.5085 | 248998.9546
26 | 10.5 | Providing and fixing 1 mm thick M.S. sheet door with frame of 40 x 40x 6 mm angle iron and 3 mm MS gusset plates at the junctions and corners, all necessary fittings complete, including applying a priming coat of approved steel primer | [7 empty] | 0 | 0
| 10.5.2 | Using flats 30 x 6 mm for diagonal braces and central cross piece. | 1 | 1 | 2 |  | 2 | Sq m | 5563.75 | 4715.0424 | 9430.0847
27 | 10.25 | Steel work welded in built-up sections/framed work,including cutting,hoisting,fixing in position and applying a priming coat of approved steel primer using structural steel etc. as required | [7 empty] | 0 | 0
| 10.25.2 | In gratings, frames,guard bar, ladder, railing, brackets, gates and similar works. | [7 empty] | 0 | 0
|  | Ladder @ 20 Kg per m2 | 1 | 1.5 | 1 |  | 30 | kg | 172.6 | 146.2712 | 4388.1356
28 | 12.22 | Making khurras 45x45 cm with average minimum thickness of 5 cm cement concrete 1:2:4 (1 cement : 2 coarse sand : 4 graded stone aggregate of 20 mm nominal size) over P.V.C. sheet 1 m x1 m x 400 micron, finished with 12 mm cement plaster 1:3 (1 cement : 3 coarse sand) and a coat of neat cement, rounding the edges and making and finishing the outlet complete. |  |  |  |  | 5 | each | 298.25 | 252.7542 | 1263.7712
29 |  | Providing and fixing on terrace Polyethelene Water Tank IS 12701 Marked with cover and suitable locking arrangements making necessary holes for inlet, outlet and other necessary pipes. | 2 |  |  |  | 10000 | each | 11 | 9.322 | 93220.339
|  | Grand Total | [8 empty] | 1291430.1917

## rate sl 25 (hidden)
Rate analysis of item no 25
For 10 sqm avg thickness 50 mm
DSR 23 code | Item | Rate | Qty | Total Rate
4.1.3 | 1:2:4 Conctere | 7878.5 | 0.5 | 3939.25
For 10 sqm avg thickness 40 mm cement flooring with punning
11.3.1 | 1:2:4 Conctere | 614.19 | 10 | 6141.9
8201 | APP modified polymeric membrane 2 mm thk | 130 | 10 | 1300
|  |  | Total for 10 sqm | 11381.15
|  |  | Total for 1 sqm | 1138.115

## BOQ- New Drain
POWER GRID CORPORATION OF INDIA LIMITED
ERTS - I, 400/220 KV BIHARSHARIF SUB-STATION
BILL OF QUANTITY
m
Sl. No. | DSR23 Item No. | Item Description | Unit | Unit Price, DSR'23 Rate (Rs.) | Rate (Rs.) | BOQ Quantity | BOQ Amount
1 | 2 | 3 | 4 | 5 | 6 = ( 100/118)x 5 | 7 | 8 = (6x7)
CONSTRUCTION OF NEW DRAIN IN COLONY AREA :
1 | 1.1.2 | Carriage of Earth by Mechanical Transport including loading, unloading and stacking at site for lead upto 5 km for all lifts, complete as per directions of Engineer-in-Charge. | cum | 326.68 | 276.8475 | 39.3187 | 10885.296
2 | 2.6.1 | Earth work in excavation by mechanical means (Hydraulic excavator)/manual means over areas (exceeding 30 cm in depth, 1.5 m in width as well as 10 sqm on plan) including getting out and disposal of excavated earth lead upto 50 m and lift upto 1.5 m, as directed by Engineer-in-charge. All kinds of soil | cum | 177.5 | 150.4237 | 245.025 | 36857.5742
3 | 2.25 | Filling available excavated earth (excluding rock) in trenches, plinth, sides of foundations etc. in layers not exceeding 20cm in depth, consolidating each deposited layer by ramming and watering, lead up to 50 m and lift upto 1.5 m. | cum | 196 | 166.1017 | 87.75 | 14575.4237
4 | 4.1.3 | Providing and laying in position cement concrete of specified grade excluding the cost of centering and shuttering - All work up to plinth level : 1:2:4 (1 cement : 2 coarse sand (zone-III) : 4 graded stone aggregate 20 mm nominal size). | cum | 7878.5 | 6676.6949 | 25.8311 | 172466.5409
5 | 4.1.8 | Providing and laying in position cement concrete of specified grade excluding the cost of centering and shuttering - All work up to plinth level : 1:4:8 (1 Cement : 4 coarse sand (zone-III) : 8 graded stone aggregate 40 mm nominal size) | cum | 6812 | 5772.8814 | 20.475 | 118199.7458
6 | 5.9.1 | Centering and shuttering including strutting, propping etc. and removal of form for all heights : Foundations, footings, bases of columns, etc. for mass concrete | sqm | 392.15 | 332.3305 | 99 | 32900.7203
7 | 6.1.2 | Brick work with common burnt clay F.P.S. (non modular) bricks of class designation 7.5 in foundation and plinth in : Cement mortar 1:6 (1 cement : 6 coarse sand) | cum | 7132.25 | 6044.2797 | 82.8 | 500466.3559
8 | 13.7.2 | 12 mm cement plaster finished with a floating coat of neat cement of mix : 1:4 (1 cement: 4 fine sand) | sqm | 425.55 | 360.6356 | 603 | 217463.2627
9 | 19.35.1 | Providing and laying Non Pressure NP-3 class (Medium duty) R.C.C. pipes including collars/spigot jointed with stiff mixture of cement mortar in the proportion of 1:2 (1 cement : 2 fine sand) including testing of joints etc. complete. 450 mm dia RCC pipes. | metre | 2676.55 | 2268.2627 | 30 | 68047.8814
[6 empty] | Total BOQ Amount (Rs.) | 1171862.8009
[6 empty] | Say (Rs.) | 1171863
Extra as per Applicable GST

## Calculation - New Drain (hidden)
POWER GRID CORPORATION OF INDIA LIMITED
ESTIMATE MEASUREMENT SHEET for drainage system of Colony drain
Name of Work : Calculation sheet
Sl. No. | Item Description | Unit | No. |  | L ( m ) | B ( m ) | H/D ( m ) | Quantity
1 | Carriage of Earth by Mechanical Transport including loading, unloading and stacking at site for lead upto 5 km for all lifts, complete as per directions of Engineer-in-Charge.
| Carriage of earth quantity, all kind of soil, 25% of item no. - 2. | cum | 1 |  | 61.2563 |  |  | 61.2563
| Less back filling, 25% of item no. - 3. |  | -1 |  | 21.9375 |  |  | -21.9375
| Total Quantity | [6 empty] | 39.3187
2 | Earth work in excavation by mechanical means (Hydraulic excavator)/manual means over areas (exceeding 30 cm in depth, 1.5 m in width as well as 10 sqm on plan) including getting out and disposal of excavated earth lead upto 50 m and lift upto 1.5 m, as directed by Engineer-in-charge. All kinds of soil
| Earth work in Foundation : | cum
| New Drain section A-A |  | 1 |  | 300 | 1.21 | 0.675 | 245.025
| Total Quantity | [6 empty] | 245.025
3 | Filling available excavated earth (excluding rock) in trenches, plinth, sides of foundations etc. in layers not exceeding 20cm in depth, consolidating each deposited layer by ramming and watering, lead up to 50 m and lift upto 1.5 m.
| Filling available excavated earth : | cum
| Earth work excavation, all kind of soil |  | 1 |  | 300 | 1.21 | 0.675 | 245.025
| Less PCC 1:4:8 |  | -1 |  | 300 | 0.91 | 0.075 | -20.475
| Less Brick work in foundation |  | -1 |  | 300 | 0.76 | 0.6 | -136.8
| Total Quantity | [6 empty] | 87.75
4 | Providing and laying in position cement concrete of specified grade excluding the cost of centering and shuttering - All work up to plinth level : 1:2:4 (1 cement : 2 coarse sand (zone-III) : 4 graded stone aggregate 20 mm nominal size).
DRAIN PCC 1:2:4 :
| New Drain section A-A |  | 1 |  | 300 | 0.3 | 0.025 | 2.25
CULVERT PCC 1:2:4 :
| Drain Culvert, PCC 1:2:4 |  | 6 |  | 5 | 1.05 | 0.9 | 28.35
| Less pipe area, 450 mm dia |  | -6 | 3.14 | 0.225 | 0.225 | 5 | -4.7689
| Total Quantity | [6 empty] | 25.8311
5 | Providing and laying in position cement concrete of specified grade excluding the cost of centering and shuttering - All work up to plinth level : 1:4:8 (1 Cement : 4 coarse sand (zone-III) : 8 graded stone aggregate 40 mm nominal size)
| DRAIN PCC 1:4:8 : | cum
| New Drain section A-A |  | 1 |  | 300 | 0.91 | 0.075 | 20.475
| Total Quantity | [6 empty] | 20.475
6 | Centering and shuttering including strutting, propping etc. and removal of form for all heights : Foundations, footings, bases of columns, etc. for mass concrete.
| SHUTTERING FOR PCC 1:4:8 : | sqm
DRAIN PCC 1:4:8 :
| New Drain section A-A |  | 2 |  | 300 | 0.075 |  | 45
SHUTTERING FOR PCC 1:2:4 :
CULVERT PCC 1:2:4 :
| Drain Culvert, PCC 1:2:4 |  | 6 |  | 5 | 1.8 |  | 54
| Total Quantity | [6 empty] | 99
7 | Brick work with common burnt clay F.P.S. (non modular) bricks of class designation 7.5 in foundation and plinth in : Cement mortar 1:6 (1 cement : 6 coarse sand)
| BRICK WORK IN CONSTRUCTION OF NEW DRAIN : | cum
| New Drain section A-A |  | 2 |  | 300 | 0.23 | 0.6 | 82.8
| Total Quantity | [6 empty] | 82.8
8 | 12 mm cement plaster finished with a floating coat of neat cement of mix : 1:4 (1 cement: 4 fine sand)
| 12 mm CEMENT PLASTER ON NEW DRAINS : | sqm
| New Drain section A-A |  | 2 |  | 300 | 1.005 |  | 603
| Total Quantity | [6 empty] | 603
9 | Providing and laying Non Pressure NP-3 class (Medium duty) R.C.C. pipes including collars/spigot jointed with stiff mixture of cement mortar in the proportion of 1:2 (1 cement : 2 fine sand) including testing of joints etc. complete. 450 mm dia RCC pipes.
Providing and laying Non Pressure NP-3 class (Medium duty) R.C.C. pipes :
| R.C.C. hume pipes | metre | 6 |  | 5 |  |  | 30
| Total Quantity | [6 empty] | 30

## ABSTRACT road
ABSTRACT OF COST FOR CONSTRUCTIN OF TOWNSHIP ROAD,ROAD,PAVER BLOCK AND KERB STONE AT BIHARSHARIF SUB-STATION UNDER ADD CAP
S.No. | Item Description | Estimated Amount (Rs)+GST
1 | COST FOR EXISTING ROAD | 1673700
2 | COST OF NEW ROAD | 1922528.052
3 | COST OF PAVER BLOCK AND KERB STONE | 1073314
| TOTAL ESTIMATED COST OF TOWNSHIP ROAD,ROAD,PAVER BLOCK AND KERB STONE & ASSOCIATED WORKS | 4669542.052

## BOQ EXISTING ROAD IN colony
POWER GRID CORPORATION OF INDIA LIMITED
ERTS - I, 400/220 KV BIHARSHARIF SUB-STATION
BILL OF QUANTITY
Name of Work : Construction of RCC Road(250 mtr) after dismantaling of Bituminous layer in Colony area at POWERGRID, Biharsharif sub-station.
Sl. No. | DSR'23 Item No. | Item Description | Unit | Unit Price, DSR'23 Rate (Rs.) | Without GST, DSR'23 Rate (100/118) (Rs.) | BOQ Quantity | BOQ Amount (Rs.)
1 | 2 | 3 | 4 | 5 | 6 = (100/118)x5 | 7 | 8 = (6x7)
1 | 1.1.1 | Carriage of materials by Mechanical Transport including loading, unloading and stacking at site for lead upto 1 km for all lifts, complete as per directions of Engineer-in-Charge. | cum | 174.04 | 147.4915 | 93.75 | 13827.3305
2 | Ref item 2.2.1 | Dismantalling of existining top layer of Bitumen and disposal , dressing , watering and rolling of the existining WBM layer with Road roller filling up ground depressions,( WBM material required paid separately) | cum | 395.3 | 335 | 93.75 | 31406.25
3 | 4.1.8 | Providing and laying in position cement concrete of specified grade excluding the cost of centering and shuttering - All work up to plinth level : 1:4:8 (1 Cement : 4 coarse sand (zone-III) derived from natural sources : 8 graded stone aggregate 40 mm nominal size derived from natural sources) | cum | 6812 | 5772.8814 | 93.75 | 541207.6271
4 | 5.1.2 | Providing and laying in position specified grade of reinforced cement concrete, excluding the cost of centering, shuttering, finishing and reinforcement - All work up to plinth level : 1:1.5:3 (1 cement : 1.5 coarse sand (zone-III) derived from natural sources : 3 graded stone aggregate 20 mm nominal size de rived from natural sources) | cum | 9045.75 | 7665.8898 | 93.75 | 718677.1716
5 | 5.9.1 | Centering and shuttering including strutting, propping etc. and removal of form for Foundations, footings, bases of columns, etc. for mass concrete | sqm | 392.15 | 332.3305 | 100 | 33233.0508
6 | 0323 | Providing and laying in position Separation Membrane of impermeable plastic sheeting 125 micron thick in between PCC and RCC. | sqm | 18.75 | 18.75 | 937.5 | 17578.125 | 10% INSTALLATION + 15% CPOH
7 | 5.22.6 | Steel reinforcement for R.C.C. work including straightening, cutting, bending, placing in position and binding all complete upto plinth level. Thermo-Mechanically Treated bars of grade Fe-500D or more. | Kg | 89.65 | 75.9746 | 2602.8525 | 197750.6158
8 | 16.46.1 | Providing and filling in position rubberized bitumen hot sealing compound for sealing of expansion joints in roads / pavements all complete as per direction of the Engineer-in-Charge. Using grade 'A' sealing compound conforming to IS: 1834. | per cm depth per cm width per metre length | 8.65 | 7.3305 | 1181.25 | 8659.1631
9 | 293 | supply and installation of 40 mm aggreagte reuired to patches repair and undulation filling | cum | 1750 | 1750 | 46.875 | 82031.25 | 10% INSTALLATION + 15% CPOH
10 | 296 | supply and installation of 12.5 mm aggreagte reuired to patches repair and undulation filling | cum | 1750 | 1750 | 11.7188 | 20507.8125 | 10% INSTALLATION + 15% CPOH
11 | 16.3.10 | Supplying and stacking at site Moorum | cum | 888.3 | 752.7966 | 11.7188 | 8821.8353
[6 empty] | Total BOQ Amount (Rs.) | 1673700.2318
[6 empty] | Say (Rs.) | 1673700
Extra as per Applicable GST

## Cal- existing ROAD (hidden)
POWER GRID CORPORATION OF INDIA LIMITED
ERTS - I, 400/220 KV BIHARSHARIF SUB-STATION
ESTIMATE MEASUREMENT SHEET
NAME OF WORK : Construction of RCC Road after dismantaling of Bituminous layer in Switchyard area at POWERGRID, Jamshedpur sub-station.
Proposed Road length | [8 empty] | 250 | mtr
BOQ Item No. | Item Description | Unit |  | Nos/Ls |  | Qty. | Breadth | Height/ Depth | Quantity
1 | Carriage of materials by Mechanical Transport including loading, unloading and stacking at site for lead upto 1 km for all lifts, complete as per directions of Engineer-in-Charge.
| Carriage of materials by Mechanical Transport | cum
| Carriage of excavated earth |  |  | 1 |  | 93.75 |  |  | 93.75
| Total Quantity | [7 empty] | 93.75
2 | Dismantalling of existining top layer of Bitumen and disposal , dressing , watering and rolling of the existining WBM layer with Road roller filling up ground depressions,( WBM material required paid separately)
cum
|  |  |  | 1 |  | 250 | 3.75 | 0.1 | 93.75
| Total Quantity | [7 empty] | 93.75
3 | Providing and laying in position cement concrete of specified grade excluding the cost of centering and shuttering - All work up to plinth level : 1:4:8 (1 Cement : 4 coarse sand (zone-III) derived from natural sources : 8 graded stone aggregate 40 mm nominal size derived from natural sources)
| PCC 1:4:8 | cum
| PCC 1:4:8 |  |  | 1 |  | 250 | 3.75 | 0.1 | 93.75
| Total Quantity | [7 empty] | 93.75
4 | Providing and laying in position specified grade of reinforced cement concrete, excluding the cost of centering, shuttering, finishing and reinforcement - All work up to plinth level : 1:1.5:3 (1 cement : 1.5 coarse sand (zone-III) derived from natural sources : 3 graded stone aggregate 20 mm nominal size de rived from natural sources)
| Reinforced cement concrete work RCC 1:1.5:3 | cum
| RCC 1:1.5:3 for Road concreting |  |  | 1 |  | 250 | 3.75 | 0.1 | 93.75
| Total Quantity | [7 empty] | 93.75
5 | Centering and shuttering including strutting, propping etc. and removal of form for Foundations, footings, bases of columns, etc. for mass concrete
| CENTERING AND SHUTTERING : | sqm
| Centering and shuttering for Road side-PCC AND RCC |  |  | 2 |  | 250 | 0.2 |  | 100
| Total Quantity | [7 empty] | 100
6 | Providing and laying in position Separation Membrane of impermeable plastic sheeting 125 micron thick in between PCC and RCC.
| Laying in position Separation Membrane : | sqm
| Laying Separation Membrane on PCC |  |  | 1 |  | 250 | 3.75 |  | 937.5
| Total Quantity | [7 empty] | 937.5
BOQ Item No. | Item Description | Dia of Bar | Unit Wt | Nos. |  | No. of R/F | Cutting length |  | Quantity
7 | Steel reinforcement for R.C.C. work including straightening, cutting, bending, placing in position and binding all complete upto plinth level. Thermo-Mechanically Treated bars of grade Fe-500D or more.
| Steel reinforcement for R.C.C. work | Kgs
| Steel reinforcement for R.C.C. Road @300 mm C/C both sides | 8mm dia | 0.395 | 1 |  | 14 | 250 |  | 1382.5
|  | 8mm dia | 0.395 | 1 |  | 835 | 3.7 |  | 1220.3525
| Total Quantity | [7 empty] | 2602.8525
833.3333
BOQ Item No. | Item Description | Unit |  | Nos/Ls | No. of Position | Length | Breadth | Height/Depth | Quantity
8 | Providing and filling in position rubberized bitumen hot sealing compound for sealing of expansion joints in roads / pavements all complete as per direction of the Engineer-in-Charge. Using grade 'A' sealing compound conforming to IS: 1834.
| Filling in position rubberized bitumen hot sealing compound for sealing of expansion joints of RCC roads | per cm depth per cm width per metre length
| Filling bitumen hot sealing compound for sealing of expansion joints |  |  | 63 |  | 3.75 | 2 | 2.5 | 1181.25
| [SL. NO. - 9], Total Quantity | [7 empty] | 1181.25
BOQ Item No. | Item Description | Unit |  |  |  | Length | Breadth | h | Quantity
9
| supply of 40 mm aggreagte | cum |  |  |  | 250 | 3.75 | 0.05 | 46.875
46.875
BOQ Item No. | Item Description | Unit | co efficent |  |  | Length | Breadth | h | Quantity
10
| supply of 12.5 mm aggreagte | cum | 0.25 |  |  | 250 | 3.75 | 0.05 | 11.7188
11.7188
BOQ Item No. | Item Description | Unit | co efficent |  |  | Length | Breadth | h | Quantity
11
| supply of moorum | cum | 0.25 |  |  | 250 | 3.75 | 0.05 | 11.7188
11.7188

## Estimate for road -new
COST ESTIMATE OF TOWNSHIP ROAD -NEW
Sl. No. | DSR'23 ITEM CODE | Descreption of Items | Unit | Quantity | Rate | Rate | Amount(INR)
1 | 2 | 3 | 4 | 5 | 6 | 7 | 8
| 1.1 | Carriage of materials By Mechanical Transport including loading, unloading , stacking and transporting,
| 1.1.2(4) | Earth(up to 1km) | cum | 185.7 | 217.55 | 184.3644 | 34236.4703
1 | 2.1.1 | Earth work in surface excavation not exceeding 30 cm in depth but exceeding 1.5 m in width as well as 10 sqm on plan including disposal of excavated earth upto 50 m and lift upto 1.5 m, disposed soil to be levelled and neatly dressed : All kinds of soil | Sqm | 618.75 | 129.85 | 110.0424 | 68088.7182
2 | 2.25 | Filling available excavated earth (excluding rock) in trenches, plinth, sides of foundations etc. in layers not exceeding 20cm in depth, consolidating each deposited layer by ramming and watering, lead up to 50 m and lift upto 1.5 m. | Cum | 18 | 196 | 166.1017 | 2989.8305
4 | 16.1 | Preparation and consolidation of sub grade with power road roller of 8 to 12 tonne capacity after excavating earth to an average of 22.5 cm depth dressing to camber and consolidating with road roller including making good the undulations etc. and re-rolling the sub grade and disposal of surplus earth with lead upto 50 metres. | Sqm | 618.75 | 218.9 | 185.5085 | 114783.3686
5 | 16.3 | Supplying and stacking at site. |  |  |  | 0 | 0
i | 16.3.1 | 90 mm to 45 mm size stone aggregate | cum | 232.0312 | 2098.4 | 1778.3051 | 412622.3517
ii | 16.3.6 | Stone screening 13.2 mm nominal size (Type A) | cum | 53.8313 | 2034.35 | 1724.0254 | 92806.4436
iii | 16.3.10 | Moorum | cum | 16.7062 | 768.25 | 651.0593 | 10876.7598
6 | 16.4 | Laying, spreading and compacting stone aggregate of specified sizes to WBM specifications in uniform thickness, hand picking, rolling with 3 wheeled road / vibratory roller 8-10 tonne capacity in stages to proper grade and camber, applying and brooming requisite type of screening /binding material to fill up interstices of coarse aggregate, watering and compacting to the required density | cum | 185.625 | 1046.95 | 887.2458 | 164694.9947
7 | 4.1 | Providing and laying in position cement concrete of specified grade excluding the cost of centering and shuttering - All work up to plinth level : |  |  |  | 0 | 0
ii | 4.1.8 | 1:4:8 (1 Cement : 4 coarse sand : 8 graded stone aggregate 40 mm nominal size) | cum | 61.875 | 6812 | 5772.8814 | 357197.0339
| 4.1.3 | 1:2:4 (1 cement : 2 coarse sand (zone-III) : 4 graded stone aggregate 20 mm nominal size) | cum | 0.51 | 7878.5 | 6676.6949 | 3434.4919
8 | 5.9.1 | Centering and shuttering including strutting, propping etc. and removal of form for : Foundations, footings, bases of columns, etc. for mass concrete | Sqm | 60 | 392.15 | 332.3305 | 19939.8305
9 | 5.1.2 | Providing and laying in position specified grade of reinforced cement concrete, excluding the cost of centering, shuttering, finishing and reinforcement - All work up to plinth level : 1:1.5:3 (1 cement : 1.5 coarse sand (zone-III) derived from natural sources : 3 graded stone aggregate 20 mm nominal size de rived from natural sources) | cum | 61.875 | 9045.75 | 7665.8898 | 474326.9333
10 | 16.45 | Providing and fixing in position pre-moulded joint filler in expansion | per cm depth per cm width per m length | 641.25 | 5.3 | 4.4915 | 2880.1907
11 | 16.46.1 | Providing and laying in position bitumen hot sealing compound for expansion joints etc. Using grade ‘A’ sealing compound. | per cm depth per cm width per m length | 213.75 | 8.65 | 7.3305 | 1566.8962
12 | 5.22.6 | Steel reinforcement for R.C.C. work including straightening, cutting, bending, placing in position and binding all complete upto plinth level. Thermo-Mechanically Treated bars. | Kg | 1661.3438 | 107.85 | 91.3983 | 151844.0029
13 | Basic Rate 7053 + 10 % placing in position+15%cpoh | Providing & laying polythene sheet of 125 microns between PCC & RCC Slab | Sqm | 618.75 | 16.25 | 13.7712 | 8520.9216
14 | 19.6 | Providing and laying non-pressure NP2 class (light duty) R.C.C. pipes with collars jointed with stiff mixture of cement mortar in the proportion of 1:2 (1 cement : 2 fine sand) including testing of joints etc. complete : |  |  |  | 0 | 0
| 19.6.1 | 100 mm dia. R.C.C. Pipe | Mtr. | 4 | 507.05 | 429.7034 | 1718.8136
|  |  | Sub Total |  |  |  | 1922528.052

## road calculation-new (hidden)
PART-I: QUNATITIES CALCULATION OF TOWNSHIP ROAD (WIDTH 3.75M AND LENGTH 250 M)
Sl No. | Road type | Road Length (Rmt) | Qty. (Sqm) | Widening of road at turning/junction as per site requirement | Total (sqm) | Remarks
1 | 2 | 3 | 4 = 3*(3.75) | 5 = 4*0.1 | 6 = 4+ 5
1 | 3.75m wide S/Y Raod
A | Surface Excavation | 150 | 562.5 | 56.25 | 618.75
B | Preparation of sub-base | 150 | 562.5 | 56.25 | 618.75
C | WBM
I | WBM-1st LAYER | 150 | 562.5 | 56.25 | 618.75
II | WBM-2nd LAYER | 150 | 562.5 | 56.25 | 618.75
II | WBM-3rd LAYER | 150 | 562.5 | 56.25 | 618.75
| WBM area for 3.75m thick road |  |  |  | 1856.25
Surface Excavation |  |  |  |  | 618.75 | Sqm
Filling in road berms (2*150*0.3*0.2-required at site ) |  |  |  |  | 18 | Cum
Total WBM Area (100mm thick) |  |  |  |  | 1856.25
Total sub-base area of Road incl. widening at turning / junction of road: |  |  |  |  | 618.75
PCC (1:4:8) -100mm thick |  |  |  |  | 61.875 | Cum
RCC (1:1.5:3) - 100mm thick |  |  |  |  | 61.875 | Cum
RF steel @ 2.685kg per sqm of 8mmᶲ |  |  |  |  | 1661.3438 | Kg
100mm Hume Pipe -NP2 at 1 points for cable crossing ( 4 Mtr) |  |  |  |  | 4 | Mtr.
PCC (1:2:4) - bedding of hume pipe for 1 point =4*(0.4*0.4-.785*.2*.2) |  |  |  |  | 0.5144 | Cum
Description |  | Thickness (mm) | 90 to 45mm | Screening material | Binding Material
Grade - I |  | 100 | 1.25 | 0.29 | 0.09
Total for 10 sqm |  |  | 1.25 | 0.29 | 0.09
So for 1 sqm |  |  | 0.125 | 0.029 | 0.009
For 3094 sqm WBM (100mm thick) |  |  | 232.0312 | 53.8313 | 16.7062 | Cum
Expansion joint :- for 3.75m wide road longitudinal = (150/8) = 18.75=19*10*1.2*3.75 |  |  |  |  | 855 |  | 18.75
Shuttering : Road PCC and RCC (2*150*2*0.1) |  |  |  |  | 60 | Sqm
Item required as per site condition
1 | 1.1 | Carriage of materials By Mechanical Transport including loading, unloading , stacking and transporting, | cum
| 1.1.2(4) | Earth(up to 1km)
|  | Excavated Earth=619*0.3 |  |  | 185.7 | Cum

## BOQ- PAVER BLOCK
POWER GRID CORPORATION OF INDIA LIMITED
BILL OF QUANTITY
Name of Work : BOQ for construction of Paver Block and kerb Stone along both side of Road at Biharsharif sub-station.
Sl. No. | DSR'23 Item No. | Item Description | Unit | Unit Price, DSR'23 Rate (Rs.) | Post GST, DSR'23 Rate (100/118) (Rs.) | BOQ Quantity | BOQ Amount
1 | 16.68 | Providing and laying 60mm thick faciory made cement concrete interlocking paver block of M -30 grade made by block making machine with strong vibratory compaction, of approved size, design & shape, laid in required colour and pattern over and including 50mm thick compacted bed of coarse sand, filling the joints with line sand etc. all complete as per the direction of Engineer-in-charge. | sqm | 972 | 823.7288 | 360 | 296542.3729
2 | 5.1.2 | Providing and laying in position specified grade of cement concrete, excluding the cost of centering, shuttering, finishing and reinforcement - All work up to plinth level for making Cast In situ kerb stone in position to the required line, level and curvature including making drainage opening wherever required complete etc. as per direction of Engineer-in-charge 1:1.5:3 (1 cement : 1.5 coarse sand (zone-III): 3 graded stone aggregate 20 mm nominal size). | cum | 9045.75 | 7665.8898 | 36 | 275972.0339
3 | 5.9.1 | Centering and shuttering including strutting, propping etc. and removal of form for all heights : Foundations, footings, bases of columns, etc. for mass concrete | sqm | 392.15 | 332.3305 | 360 | 119638.9831
4 | 4.1.8 | Providing and laying in position cement concrete of specified grade excluding the cost of centering and shuttering - All work up to plinth level :1:4:8 (1 Cement : 4 coarse sand (zone-III) : 8 graded stone aggregate 40 mm nominal size) | cum | 6812 | 5772.8814 | 48 | 277098.3051
5 | 13.43.1 | Applying one coat of water thinnable cement primer of approved brand and manufacture on wall surface : 13.43.1 Water thinnable cement primer | sqm | 74.1175 | 62.8114 | 360 | 22612.1186 | DSR21 RATE +15% ESCALATION(NOT AVAILABLE IN DSR23
6 | 13.62.1 | Painting with synthetic enamel paint of approved brand and manufacture of required colour to give an even shade :13.62.1 Two or more coats on new work over an under coat of suitable shade with ordinary paint of approved brand and manufacture | sqm | 191.4 | 226.25 | 360 | 81450
[6 empty] | Total BOQ Amount (Rs.) | 1073313.8136
[6 empty] | Say (Rs.) | 1073314
Extra as per Applicable GST

## Calculation - PAVER BLOCK (hidden)
POWER GRID CORPORATION OF INDIA LIMITED
MEASUREMENT SHEET FOR PAVER BLOCK AND KERB STONE
Sl. No. | Item Description | Unit | No. | No. of Platform | L ( m ) | B ( m ) | H/D ( m ) | Quantity
1 | Providing and laying 60mm thick faciory made cement concrete interlocking paver block of M -30 grade made by block making machine with strong vibratory compaction, of approved size, design & shape, laid in required colour and pattern over and including 50mm thick compacted bed of coarse sand, filling the joints with line sand etc. all complete as per the direction of Engineer-in-charge.
| paver block | cum | 2 |  | 300 | 0.6 |  | 360
| Total Quantity | [6 empty] | 360
2 | Providing and laying in position specified grade of cement concrete, excluding the cost of centering, shuttering, finishing and reinforcement - All work up to plinth level for making Cast In situ kerb stone in position to the required line, level and curvature including making drainage opening wherever required complete etc. as per direction of Engineer-in-charge 1:1.5:3 (1 cement : 1.5 coarse sand (zone-III): 3 graded stone aggregate 20 mm nominal size).
| kerb stone | cum | 2 |  | 300 | 0.2 | 0.3 | 36
| Total Quantity | [6 empty] | 36
3 | Centering and shuttering including strutting, propping etc. and removal of form for all heights : Foundations, footings, bases of columns, etc. for mass concrete.
CENTERING AND SHUTTERING IN ROAD :
| Centering and shuttering for RCC 1:1.5:3, kerb stone | sqm | 4 |  | 300 | 0.3 |  | 360
| Total Quantity | [6 empty] | 360
4 | Providing and laying in position cement concrete of specified grade excluding the cost of centering and shuttering - All work up to plinth level : 1:4:8 (1 Cement : 4 coarse sand (zone-III) : 8 graded stone aggregate 40 mm nominal size)
R.C.C. ROAD FOUNDATION :
| PCC 1:4:8, | cum | 2 |  | 300 | 0.8 | 0.1 | 48
| Total Quantity | [6 empty] | 48
5 | Applying one coat of water thinnable cement primer of approved brand and manufacture on wall surface : 13.43.1 Water thinnable cement primer
| kerb stone | sqm | [5 empty] | 360
| Total Quantity | [6 empty] | 360
6 | Painting with synthetic enamel paint of approved brand and manufacture of required colour to give an even shade : 13.62.1 Two or more coats on new work over an under coat of suitable shade with ordinary paint of approved brand and manufacture
| kerb stone | sqm | 2 |  | 300 | 0.8 | 0.1 | 48
| Total Quantity | [6 empty] | 360

## BOQ for dismantling items
POWER GRID CORPORATION OF INDIA LIMITED
ERTS - I, 400/220 KV BIHARSHARIF SUB-STATION
BILL OF QUANTITY
Name of Work : Dismantling of residential quarters of old A & B-Type quarters and existing road of colony at POWERGRID, Biharsharif Substation.
Sl. No. | DSR'23 Item No. | Item Description | Unit | Unit Price, DSR'23 Rate (Rs.) | Rate (Rs.) | BOQ Quantity | BOQ Amount (Rs.)
1 | 2 | 3 | 4 | 5 | 6 = (100/118)x5 | 7 | 8 = (6x7)
1 | 1.1.1(5) | Carriage of materials by Mechanical Transport including loading, unloading and stacking at site for lead upto 2 km for all lifts, complete as per directions of Engineer-in-Charge.-Lime, moorum, building rubbish | cum | 196.66 | 166.661 | 2222.9204 | 370474.1745
2 | 15.13.2 | Taking out doors, windows and clerestory window shutters (steel or wood) including stacking within 50 metres lead : Of area beyond 3 sq. metres | each | 188.9 | 160.0847 | 436 | 69796.9492
3 | 15.3 | Demolishing R.C.C. work manually/ by mechanical means including stacking of steel bars and disposal of unserviceable material within 50 metres lead as per direction of Engineer - in- charge. | cum | 3551.25 | 3009.5339 | 195.5 | 588363.8771
4 | 14.82 | Dismantling W.C. Pan of all sizes including disposal of dismantled materials i/c malba all complete as per directions of Engineer-in- Charge. | each | 134.1 | 113.6441 | 28 | 3182.0339
5 | 15.2.1 | Demolishing cement concrete manually/ by mechanical means including disposal of material within 50 metres lead as per direction of Engineer - in - charge. Nominal concrete 1:3:6 or richer mix (i/c equivalent design mix) | cum | 2434.25 | 2062.9237 | 460.86 | 950719.0297
6 | 15.7.4 | Demolishing brick work manually/ by mechanical means including stacking of serviceable material and disposal of unserviceable material within 50 metres lead as per direction of Engineer-in-charge. In cement mortar | cum | 2060.2 | 1745.9322 | 1004.0604 | 1753021.3865
7 | 15.43.2 | Dismantling manually/ by mechanical means including stacking of serviceable material and disposal of unserviceable material within 50 metres lead as per direction of Engineer-in-charge :bituminous road | Sqm | 428.5 | 363.1356 | 562.5 | 204263.7712
[6 empty] | Total BOQ Amount (Rs.) | 3939821.222
[6 empty] | Say (Rs.) | 3939821
Extra as per Applicable GST

## CALCULATION (hidden)
POWER GRID CORPORATION OF INDIA LIMITED
ERTS - I, 400/220 KV BIHARSHARIF SUB-STATION
ESTIMATE MEASUREMENT SHEET
NAME OF WORK : Dismantling of residential quarters of old A & B-Type quarters and existing road at POWERGRID, Biharsharif Substation.
BOQ Item No. | Item Description | Unit | Nos/Ls | Qty. | Breadth | Height/ Depth | Quantity
1 | Carriage of materials by Mechanical Transport including loading, unloading and stacking at site for lead upto 2 km for all lifts, complete as per directions of Engineer-in-Charge.
| Carriage of materials by Mechanical Transport | cum
| Carriage of materials of demolishing cement concrete work |  | 1 | 460.86 |  |  | 460.86
| Carriage of materials of demolishing brick work |  | 1 | 1004.0604 |  |  | 1004.0604
| Carriage of materials of dismantling R.C.C. work |  | 1 | 195.5 |  |  | 195.5
| Carriage of materials of dismantling bituminous road |  | 1 | 562.5 |  |  | 562.5
| Total Quantity | [5 empty] | 2222.9204
BOQ Item No. | Item Description | Unit | Nos/Ls | Length | Breadth | Height/ Depth | Quantity
2 | Taking out doors, windows and clerestory window shutters (steel or wood) including stacking within 50 metres lead : Of area beyond 3 sq. metres
| Taking out doors, windows | each
| B-Type Quarter- window |  | 84 |  |  |  | 84
| B-Type Quarter- door |  | 144 |  |  |  | 144
| A-Type Quarter- window |  | 64 |  |  |  | 64
| A-Type Quarter- door |  | 144 |  |  |  | 144
| Total Quantity | [5 empty] | 436
BOQ Item No. | Item Description | Unit | Nos/Ls | Area | Thickness | Height/ Depth | Quantity
3 | Demolishing R.C.C. work manually/ by mechanical means including stacking of steel bars and disposal of unserviceable material within 50 metres lead as per direction of Engineer - in- charge.
| Demolishing R.C.C. work | cum
| B-Type Quarter |  | 12 | 65 | 0.125 |  | 97.5
| A-Type Quarter |  | 16 | 49 | 0.125 |  | 98
| Total Quantity | [5 empty] | 195.5
BOQ Item No. | Item Description | Unit | Nos/Ls | No. | Breadth | Height/ Depth | Quantity
4 | Dismantling W.C. Pan of all sizes including disposal of dismantled materials i/c malba all complete as per directions of Engineer-in- Charge.
| Dismantling W.C. Pan of all sizes | each
| B-Type Quarter-Dismantling W.C. Pan of all sizes |  | 12 | 1 |  |  | 12
| A-Type Quarter-Dismantling W.C. Pan of all sizes |  | 16 | 1 |  |  | 16
| Total Quantity | [5 empty] | 28
BOQ Item No. | Item Description | Unit | Nos/Ls | Area | Thickness | Height/ Depth | Quantity
5 | Demolishing cement concrete manually/ by mechanical means including disposal of material within 50 metres lead as per direction of Engineer - in - charge. Nominal concrete 1:3:6 or richer mix (i/c equivalent design mix)
| Demolishing cement concrete | cum
| B-Type Quarter-Demolishing cement concrete, Living Area |  | 12 | 65 | 0.15 |  | 117
| B-Type Quarter-Demolishing cement concrete, Front&Back Agan Area |  | 12 | 58.5 | 0.15 |  | 105.3
| A-Type Quarter-Demolishing cement concrete, Living Area |  | 16 | 49 | 0.15 |  | 117.6
| A-Type Quarter-Demolishing cement concrete, Front&Back Agan Area |  | 16 | 50.4 | 0.15 |  | 120.96
| Total Quantity | [5 empty] | 460.86
BOQ Item No. | Item Description | Unit | Nos/Ls | Length | Breadth | Height/ Depth | Quantity
6 | Demolishing brick work manually/ by mechanical means including stacking of serviceable material and disposal of unserviceable material within 50 metres lead as per direction of Engineer-in-charge. In cement mortar
| Demolishing brick work | cum
B-Type Quarter-
| Demolishing brick work, Living Area |  | 12 | 55.6 | 0.23 | 3.5 | 537.096
| Demolishing brick work, Front Agan Area |  | 12 | 11 | 0.115 | 0.9 | 13.662
| Demolishing brick work, Back Agan Area |  | 12 | 11 | 0.23 | 2 | 60.72
| A-Type Quarter- | [5 empty] | 0
| Demolishing brick work, Living Area |  | 16 | 23.8 | 0.23 | 3.5 | 306.544
| Demolishing brick work, Front Agan Area |  | 16 | 10.4 | 0.115 | 0.9 | 17.2224
| Demolishing brick work, Back Agan Area |  | 16 | 11 | 0.23 | 1.7 | 68.816
| Total Quantity | [5 empty] | 1004.0604
7 | Dismantling manually/ by mechanical means including stacking of serviceable material and disposal of unserviceable material within 50 metres lead as per direction of Engineer-in-charge :
| bituminous road | sqm | 1 | 150 |  | 3.75 | 562.5

## BOQ main POWER SUPPLY TO COLONY
Electrification Main Power supply system of Township at 400/220 kV Biharsharif SS
Sl No | Ref Rate Taken from Banka PO | Description | Unit | Unit Ex Works Price (Banka PO) | Req. Quantity
[5 empty] | Qty | Amount
1 | Item 60 (Po-6900006912)+ Item 60 ( po- 6900007878) + 20% escalation | Supplying, installing, testing and commissioning Feeder Piller Supply of LT kiosk outdoor type, IP 55 stand/floor/plinth mounted powder coated made out of 16SWG CRCA Steel Sheet for body and 14 SWG CRCA Steel Sheet for door, sectionalised copper bus bar with bus coupler cum Breaker, & two incomer , earthing bus bar consisting of following components | Set | 436200 | 1 | 436200
Incomer - (2 nos incomer circuit breaker and 1 no bus coupler circuit breaker)
|  | 400 A 4P MCCB 50 kA | 3 No
Outgoing (7 no in one section of bus bar and 6 no in another section of bus bar)
|  | 100 A TPN MCCB | 13 No
|  | Voltmeter 0-500V Analog with selector switch, Phase Indicating LED Lamp, Ameter with CT, HRC Backup fuse etc complete as per attached Drawing | 2 Set
2 | Item 80 (Po-6900006912)+ Item 80 ( po- 6900007878) + 20% escalation | Supplying, installing, testing and commissioning Meter DB For D Type Quarter Supply of LT kiosk indoor type,stand/floor/plinth mounted powder coated made out of 16SWG CRCA Steel Sheet for body and 14 SWG CRCA Steel Sheet for door,100 A copper Busbar consisting of following components | Set | 41688 | 1 | 41688
Incomer
|  | 100 A TPN MCCB 50 kA | 1 No
Outgoing
|  | 63 A DP MCB | 2 No
|  | Voltmeter 0-500V Analog with selector switch, Phase Indicating LED Lamp, Ameter with CT, HRC Backup fuse as per attached Drawing | 1 Set
|  | Three Phase Energy Meter | 1 No
3 | Item 90 (Po-6900006912)+ Item 90 ( po- 6900007878) + 20% escalation | Supplying, installing, testing and commissioning Meter DB For B3 and C Type Quarter Supply of LT kiosk indoor type, stand/floor/plinth mounted powder coated made out of 16SWG CRCA Steel Sheet for body and 14 SWG CRCA Steel Sheet for door,100 A copper Busbar consisting of following components | Set | 68616 | 5 | 343080
Incomer
|  | 100 A TPN MCCB 50 kA | 3 No
Outgoing
|  | 40 A DP MCB | 8 No
|  | Voltmeter 0-500V Analog with selector switch, Phase Indicating LED Lamp, Ameter with CT, HRC Backup fuse and as per attached Drawing | 3 Set
|  | Single Phase Phase Energy Meter | 8 No
4 |  | Supplying, installing, testing and commissioning 1.1 kV Grade XLPE Cable alon with clamps, gland lugs and straight joints
ii | Item 120 (Po-6900006912)+ Item 120 ( po- 6900007878) + 20% escalation | 3.5C 35 sqmm | m | 354 | 500 | 177000
iii | Item 130 (Po-6900006912)+ Item 120 ( po- 6900007878) + 20% escalation | 3.5C 70 sqmm | m | 538.8 | 500 | 269400
| Total |  |  |  |  | 1267368
GST AS EXTRA

## PHE & electrical ABSTRACT
SL NO. | DESCRIPTION | AMOUNT(GST EXTRA AS APPLICABLE)
1 | PHE, SEPTIC TANK RECHARGE PIT | 7504333.9512
2 | ELECTRICAL | 5896965.2234
| TOTAL(GST EXTRA AS APPLICABLE) | 13401299.1745

## PHE works
ESTIMATE OF PHE
S.N. | DSR23 | Description | Unit | Quantity | Rate | Rate | Amount
A | WATER SUPPLY
C.P.V.C PIPES
1 | DSR 18.7 | Providing and fixing Chlorinated polyvinyl Chloride(CPVC) pipes,having thermal stability for hot & cold water supply,including all CPVC plain & brass threaded fittings,including fixing the pipe with clamp at 1.00 m spacing.This includes jointing of pipes & fittings with one step CPVC solvent cement and testing of joints complete as per direction of engineer in charge.
(A) | DSR 18.7.2 | 20 mm dia. Nominal outer dia pipes | Metre | 132 | 335 | 283.8983 | 37474.5763
(B) | DSR 18.7.3 | 25 mm dia. Nominal outer dia pipes | Metre | 77 | 401.55 | 340.2966 | 26202.839
(C) | DSR 18.7.4 | 32 mm dia. Nominal outer dia pipes | Metre | 94.6 | 518.75 | 439.6186 | 41587.9237
(D) | DSR 18.7.5 | 40 mm dia. Nominal outer dia pipes | Metre | 151.8 | 702.95 | 595.7203 | 90430.3475
(E) | DSR 18.7.6 | 50 mm dia. Nominal outer dia pipes | Metre | 193.6 | 934.15 | 791.6525 | 153263.9322
2 | DSR 18.8 | Providing and fixing Chlorinated polyvinyl Chloride(CPVC) pipes,having thermal stability for hot & cold water supply,including all CPVC plain & brass threaded fittings,i/c fixing the pipe with clamps at 1.00 m spacing.This includes jointing of pipes & fittings with one step CPVC solvent cement and the cost of cutting chases and making good the same including testing of joints complete as per direction of engineer in charge. |  |  |  | 0 | 0
|  | Concealed work, including cutting chases and making good the walls etc. |  |  |  | 0 | 0
(A) | DSR 18.8.1 | 15 mm dia. Nominal outer dia pipes | Metre | 468.6 | 497.8 | 421.8644 | 197685.661
(B) | DSR 18.8.2 | 20 mm dia. Nominal outer dia pipes | Metre | 253 | 537.6 | 455.5932 | 115265.0847
3 | DSR 18.9 | Providing and fixing Chlorinated polyvinyl Chloride(CPVC) pipes,having thermal stability for hot & cold water supply,including all CPVC plain & brass threaded fittings, This includes jointing of pipes & fittings with one step CPVC solvent cement trenching,refilling and testing of joints complete as per direction of engineer in charge. |  |  |  | 0 | 0
(A) | DSR 18.9.4 | 32 mm dia. Nominal outer dia pipes | Metre | 226.6 | 438.6 | 371.6949 | 84226.0678
(B) | DSR 18.9.5 | 40 mm dia. Nominal outer dia pipes | Metre | 33 | 563.05 | 477.161 | 15746.3136
4 | DSR 18.13 | Making connection of G.I. distribution branch with G.I. Main of following sizes by providing and fixing tee, including cutting and threading the pipe etc. complete. |  |  |  | 0 | 0
(A) | DSR 18.13.1 | 25 to 40 mm Nominal bore | each | 3 | 911.9 | 772.7966 | 2318.3898
5 | DSR 18.17 | Providing and fixing brass gate valve with C.I. wheel of approved quality. |  |  |  | 0 | 0
(A) | DSR 18.17.1A | 20 mm Nominal bore | Each. | 121 | 539.95 | 457.5847 | 55367.7542
(B) | DSR 18.17.1 | 25 mm Nominal bore | Each. | 3 | 622.4 | 527.4576 | 1582.3729
(C) | DSR 18.17.2 | 32 mm Nominal bore | Each. | 16 | 689.6 | 584.4068 | 9350.5085
(C) | DSR 18.17.3 | 40 mm Nominal bore | Each. | 5 | 826.1 | 700.0847 | 3500.4237
(E) | DSR 18.17.4 | 50 mm Nominal bore | Each. | 7 | 1026.65 | 870.0424 | 6090.2966
6 | DSR 18.19 | Providing and fixing metal non-return valve of approved quality. |  |  |  | 0 | 0
| DSR 18.19.2 | 32 mm nominal bore |  |  |  | 0 | 0
| DSR 18.19.2.1 | Horizontal | Each. | 5 | 791.9 | 671.1017 | 3355.5085
| DSR 18.19.2.2 | Vertical | Each. | 5 | 850.25 | 720.5508 | 3602.7542
| DSR 18.19.3 | 40 mm nominal bore |  |  |  | 0 | 0
| DSR 18.19.3.1 | Horizontal | Each. | 3 | 952.6 | 807.2881 | 2421.8644
| DSR 18.19.3.2 | Vertical | Each. | 3 | 1134.7 | 961.6102 | 2884.8305
[6 empty] | 0 | 0
7 | DSR 18.46 | Providing and fixing G.I. union in G.I.pipe including cutting and threading the pipe and making long screws etc.complete |  |  |  | 0 | 0
(A) | DSR 18.46.2 | 20 mm dia. Nominal bore | each | 121 | 346.8 | 293.8983 | 35561.6949
(B) | DSR 18.46.3 | 25mm dia. Nominal bore | each | 29 | 439.25 | 372.2458 | 10795.1271
(C) | DSR 18.46.4 | 32mm dia. Nominal bore | each | 33 | 489.05 | 414.4492 | 13676.822
(D) | DSR 18.46.5 | 40mm dia. Nominal bore | each | 25 | 631.3 | 535 | 13375
(E) | DSR 18.46.6 | 50mm dia. Nominal bore | each | 29 | 823.8 | 698.1356 | 20245.9322
C.P. BRASS FITTINGS
8 | DSR 18.49 | Providing and fixing C.P brass bib cock of approved quality confirming to IS:8931
| DSR 18.49.1 | 15mm nominal bore | Each | 99 | 506.8 | 429.4915 | 42519.661
9 | DSR 18.50 | Providing and fixing C.P. brass long bib cock of approved quality conforming to IS standards and weighing not less than810 gms. |  |  |  | 0 | 0
| DSR 18.50.1 | 15 mm Nominal bore | Each | 113 | 820.7 | 695.5085 | 78592.4576
10 | DSR 18.52 | Providing and fixing C.P. brass stop cock(concealed) of standard design and of approved make confirming to8931 |  |  |  | 0 | 0
| DSR 18.52.1 | 15 mm Nominal bore | Each | 326 | 670.45 | 568.178 | 185226.0169
11 | DSR 18.53 | Providing and fixing C.P. brass angle valve for basin mixer and geyser pointsof approved quality confirming to8931 |  |  |  | 0 | 0
| DSR 18.53.1 | 15 mm Nominal bore | Each | 469 | 574.3 | 486.6949 | 228259.9153
12 | DSR 18.22 | Providing and fixing CP brass shower rose with 15 or 20 mm inlet |  |  |  | 0 | 0
| DSR 18.22.2. | 150 mm diameter | Each. | 113 | 222.35 | 188.4322 | 21292.839
13 | DSR 18.58 | Providing and fixing P.T.M.T. grating of approved quality & colour |  |  |  | 0 | 0
| DSR 18.58.1 | circular type |  |  |  | 0 | 0
| DSR 18.58.1.1 | 100 mm nominal dia, | Each | 185 | 37.6 | 31.8644 | 5894.9153
B | SANITARY INSTALLATION |  |  |  |  | 0 | 0
1 | DSR 17.1 | Providing and fixing water closet squatting pan(indian type WC pan)with 100mm sand cast iron P or S trap, 10 litre low fixture complete , including ctting and making good the walls and level white PVC flushing cistern,including flush pipe with manuall controlled device(handle leer) cofirming to IS 7231, with all fittings and floors wherever required |  |  |  | 0 | 0
| DSR 17.1.1 | white vitreous china Orissa pattern WC pan of size 580X440mm with integral type foot rests | Each | 60 | 6767.4 | 5735.0847 | 344105.0847
2 | DSR 17.78 | Providing and fixing White vitreous china extended wall mounting water closet of size 780 x 370 x 690 mm of approved shape including providing & fixing white vitreous china cistern with dual flush fittings of flushing capacity 3 liters/6 liters(adjustable to 4 lit./8 litres),including seat cover,and cistern fittings,nuts,bolts,and gasket etc. complete | Each | 64 | 14999.15 | 12711.1441 | 813513.2203
[6 empty] | 0 | 0
3 | DSR 17.4 | Providing and fixing .white vitreous china flat back or wall corner type lipped front urinal basin of size 450 x 260 x 350mm and 340 x 410 x 265 mm sizes respectively with automatic flushing cistern with standard flush pipe and CP brass spreaders with brass unions and GI clamps complete including painting of fittings and brackets, cutting and making good the walls and floors wherever required. |  |  |  | 0 | 0
| DSR 17.4.1 | One urinal basin with 5 litres white P.V.C. automatic flushing cistern. | Each | 3 | 6258.75 | 5304.0254 | 15912.0763
4 | DSR 17.7 | Provding and fixing wash basin with C.I. brackets, 15 mm C.P. brass pillar taps, , 32 mm C.P. brass waste of standard pattern, including paintings of fittings and brackets, cutting and making good the .wall wherever required. |  |  |  | 0 | 0
| DSR 17.7.4 | White vitreous china flat back wash basin size 550X400mm with a single15mm CP brass pillar tap | Each | 48 | 1879.2 | 1592.5424 | 76442.0339
5 | DSR 17.10 | Provding and fixing Stainless Steel A ISI 304 (18/8) Kitchen sink as per I.S. 13983 with C.I. brackets and stainless steel plug 40mm inculding painting of fitting and brackets, cutting and making good the walls wherever required. |  |  |  | 0 | 0
| DSR 17.10.1 | Kitchen sink with drain board. |  |  |  | 0 | 0
| DSR 17.10.1.1 | 510X1040mm bowl depth 250mm | Each | 20 | 6945.6 | 5886.1017 | 117722.0339
6 | DSR 17.28 | Provding and fixing PVC waste pipe for sink or wash basin including PVC waste fittings complete |  |  |  | 0 | 0
| DSR 17.28.2 | Flexiable pipe |  |  |  | 0 | 0
| DSR 17.28.2.2 | 40 mm dia | Each | 22 | 119.55 | 101.3136 | 2228.8983
7 | DSR 17.31 | Provding and fixing 600X450mm bevelled edge mirror of superior glass (of approved quality) complete with 6mm thick hard board ground fixed to wooden cleats with CP brass screws & washers complete. | Each | 53 | 1607.95 | 1362.6695 | 72221.4831
8 | DSR 17.33 | Provding and fixing 600X120X5 mm glass shelf with edges rounded off supported on anodised aluminium angle frame with CP brass brackets and guard rail complete fixed with 40 mm long screws ,rawl plug etc, complete. | Each | 53 | 1083.5 | 918.2203 | 48665.678
9 | DSR 17.34 | Provding and fixing toilet paper holder |  |  |  | 0 | 0
| DSR 17.34.1 | C.P. brass | Each | 20 | 803.7 | 681.1017 | 13622.0339
10 | DSR 17.70 | Provding and fixing PTMT bottle traps for wash basin & sink |  |  |  | 0 | 0
| DSR 17.70.2 | Bottle trap 38 mm single piece moulded with height of 270mm , effective length of tail pipe 260mm from the centre of waste coupling 77mm breadth with 25mm minimum water seal ,weighing not less than 263 gms. | Each | 53 | 375.65 | 318.3475 | 16872.4153
11 | DSR 17.71 | Provding and fixing PTMT liquid soap container 109 mm wide,125mm high and 112mm distance from wall of standard shape with bracket of same materials with snap fittings of approved quality and colour, weighing not less than 105 gms. | Each | 53 | 168.35 | 142.6695 | 7561.4831
12 | DSR 17.73 | Provding and fixing PTMT towel rail complete with brackets fixed to wooden cleats with CP brass screws with concealed fittings arrangement of approved quality and colour. |  |  |  | 0 | 0
| DSR 17.73.2 | 600 mm long towel rail with total length of 645mm width78mm and effective height of 88mm,weighing not less than 190 gms. | Each | 53 | 708.95 | 600.8051 | 31842.6695
|  | RAIN WATER PIPE & BALCONY DRAINAGE |  |  |  | 0 | 0
13 | DSR 12.41 | Providing and fixing on wall face unplasticised-Rigid PVC rain water pipes conforming to IS:13592 Type-A including jointing with seal ring conforming to IS:5382 leaving 10mm gap for thermal expansion |  |  |  | 0 | 0
| DSR 12.41.1 | 75 mm diameter | Metre | 312.4 | 248.8 | 210.8475 | 65868.7458
| DSR 12.41.2 | 110 mm diameter | Metre | 242 | 377.4 | 319.8305 | 77398.9831
[6 empty] | 0 | 0
14 | DSR 12.42 | Providing and fixing on wall face unplasticised -PVC moulded fittings/ accessories for unplasticised Rigid PVC rainwater pipes conforming to IS: 13592 Type-A including jointing with seal ring conforming to IS:5382 leaving 10mm gap for thermal expansion. |  |  |  | 0 | 0
| DSR 12.42.1 | Coupler |  |  |  | 0 | 0
| DSR 12.42.1.1 | 75 mm | Each | 71 | 91.7 | 77.7119 | 5517.5424
| DSR 12.42.1.2 | 110 mm | Each | 49 | 136.15 | 115.3814 | 5653.6864
| DSR 12.42.4 | single tee without door |  |  |  | 0 | 0
| DSR 12.42.4.1 | 75 x 75 x 75 mm | Each | 69 | 144.3 | 122.2881 | 8437.8814
| DSR 12.42.4.2 | 110 x 110 x 110 mm | Each | 40 | 221.35 | 187.5847 | 7503.3898
| DSR 12.42.5 | Bend 87.50 |  |  |  | 0 | 0
| DSR 12.42.5.1 | 75 mm bend | Each | 88 | 105.9 | 89.7458 | 7897.6271
| DSR 12.42.5.2 | 110 mm bend | Each | 27 | 150.35 | 127.4153 | 3440.2119
| DSR 12.42.6 | Shoe (Plain) |  |  |  | 0 | 0
| DSR 12.42.6.1 | 75 mm Shoe | Each | 19.8 | 93.1 | 78.8983 | 1562.1864
| DSR 12.42.6.2 | 110 mm Shoe | Each | 13.2 | 131.85 | 111.7373 | 1474.9322
15 | DSR 12.43 | Providing and fixing unplasticised -PVC pipe clips of approved design to unplasticised-PVC rain water pipes by means of 50x50x50mm hard wood plugs, screwed with M.S screws of required length including cutting brick work and fixing in cement mortar 1:4( 1 cement: 4 coarse sand) and making good the wall etc. complete. |  |  |  | 0 | 0
| DSR 12.43.1 | 75 mm | Each | 275 | 369.85 | 313.4322 | 86193.8559
| DSR 12.43.2 | 110mm | Each | 176 | 371.3 | 314.661 | 55380.339
16 | DSR 12.44 | Providing and fixing to the inlet mouth of rain water pipe cast iron grating 15 cm diameter and weighing not less than 440 grams. | Each | 14 | 54.7 | 46.3559 | 648.9831
C | DRAINAGE |  |  |  |  | 0 | 0
1 | DSR 2.10 | Excavating trenches of required width for pipes, cables etc including excavation for sockets and dressing of sides, ramming of bottoms depth upto 1.5m ,including getting out the excavated soil , and then returning the soil as required,in the layers not exceeding 20 cm in depth including consolidating each deposited layers by ramming watering and desposing of surplus excavated soil as dirceted within a lead of 50m |  |  |  | 0 | 0
(A) | DSR 2.10.1.2 | pipes cables etc exceeding 80mm dia but not exceeding 300 mm dia | Metr. | 830 | 352.15 | 298.4322 | 247698.7288
2 | DSR 19.6 | Providing and laying non -pressure NP2 class(light duty) R.C.C. pipes with collars jointed with stiff mixture of cement mortar in the proportion of 1:2 including testing of joints etc. complete |  |  |  | 0 | 0
(A) | DSR 19.6.2 | 150 mm dia R.C.C. pipe | Metr. | 352 | 556.45 | 471.5678 | 165991.8644
(B) | DSR 19.6.3 | 250 mm dia R.C.C. pipe | Metr. | 357 | 899.8 | 762.5424 | 272227.6271
3 | DSR 19.7 | Constructing brick masonary manhole in cement mortar 1:4 (1 cement, 4 coarse sand.) with R.C.C. top slab with1:1.5:3 mix(1 cement, 1.5 coarse sand, 3 graded stone aggregate 20 mm nominal size) foundation concrete 1:4:8 mix (1cement, 4 coarse sand, 8 graded stone aggregate 40 mm nominal size.) inside plastering 12 mm thick with cement mortar 1:3 (1 cement, 3 coarse sand.) finished with floating coat of neat cement and making channels in cement concrete 1:2:4. finished with floating coat of neat cement complete as per standard design. |  |  |  | 0 | 0
(a) | DSR 19.7.1 | Inside size 90x80cm and 45 cm deep including C.I. cover with frame ( light duty) 455x610 mm internal diamension tatal weight of cover and fram to be not less than 38 kg (weight of cover23 kg and weight of frame 15 kg ) |  |  |  | 0 | 0
| DSR 19.7.1.1 | With cmmon burnt clay F.P.S. (non modular)bricks with class designation 7.5 | Each | 62 | 12770.55 | 10822.5 | 670995
(b) | DSR 19.7.2 | Inside size 120x90cm and 90 cm deep including C.I. cover with frame (medium duty) 500mm internal diameter total weight of cover and fram to be not less than 116 kg (weight of cover 58kg and weight of frame 58 kg ) |  |  |  | 0 | 0
| DSR 19.7.2.1 | With cmmon burnt clay F.P.S. (non modular)bricks with class designation 7.5 | Each | 14 | 26405.5 | 22377.5424 | 313285.5932
4 | DSR 19.28 | Constructing brick masonry road gully chamber 45x45x77.5cms with bricks in cement mortar 1:4(1cement: 4 c coarse sand)with pre-cast R.C.C. vertical grating complete as per standard design: |  |  |  | 0 | 0
| DSR 19.28.1 | With cmmon burnt clay F.P.S. (non modular)bricks with class designation 7.5 | Each | 58 | 6889.8 | 5838.8136 | 338651.1864
5 | DSR 19.32 | Making soak pit 2.5 m diameter 3.0 meter deep with 45x45 cm dry brick honey comb shaft with brick and S.W. drain pipe 100 mm diameter, 1.8 m long complete as per standard design. |  |  |  | 0 | 0
| DSR 19.32.1 | With cmmon burnt clay F.P.S. (non modular)bricks with class designation 7.5 | Each | 5 | 26861.9 | 22764.322 | 113821.6102
D | SEPTIC TANK |  |  |  |  | 0 | 0
| Liquid Dimension 4500X1500X1500 cu-m(02 Nos) |  |  |  |  | 0 | 0
1 | DSR 2.8 | Earthwork in excavation by mechanical means (Hydraulic excavtor)/ manual means in foundation trenches or drains (not exceeding 1.5 m in width or 10 sq m on plan ) including dressing of sides and ramming of bottoms,lift upto 1.5m,including getting out the excavated soil and disposal of surplus excavated as directed within a lead of 50m |  |  |  | 0 | 0
| DSR 2.8.1 | All kind of soil | Cum | 97.76 | 260.3 | 220.5932 | 21565.1932
2 | DSR 2.27 | Supplying and filling in plinth with sand and under floors including watering,ramming consolidating and dressing complete | Cum | 4.06 | 2123.75 | 1799.7881 | 7307.1398
3 | DSR 4.1 | Providing and laying in position cement concrete of specified grade excluding the cost of centring and shuttering -All work upto plinth level |  |  |  | 0 | 0
| DSR 4.1.3 | 1:2:4(1cement:2 corse sand:4 graded stone aggregate 20mm nominal size | Cum | 4.06 | 7878.5 | 6676.6949 | 27107.3814
4 | DSR 6.1 | Brick work with common burnt clay FPS bricks of class designation 7.5 in foundations and plinth in |  |  |  | 0 | 0
| DSR 6.1.2 | Cement morter 1:6(1 cement : 6 corse sand) | Cum | 22.94 | 7132.25 | 6044.2797 | 138655.7754
5 | DSR 13.7 | 12 mm cement plaster finished with a floting coat of neat cement of mix |  |  |  | 0 | 0
| DSR 13.7.2 | 1:4(1 cement : 4 fine sand) | Sqm. | 186.56 | 425.55 | 360.6356 | 67280.1763
6 | DAR 11.2 | Providing designation 100 A one brick flat soling joints filled with local sand including cost of watering, taxes, royalty all complete as per building specification and direction of E/l, | Sqm. | 28.38 | 474.8939 | 402.4525 | 11421.6017
7 | DSR 5.3. | Reinforced cement concrete work in beams,suspended floors roofs,having slope upto 15, landing,balconies, shelves,chajjas,lintal,bends,plain window sills stair case,and spiral staircases up to floor five level excluding the cost of centering,shuttering,finishing and reinforcement with 1:1.5:3 | Cum | 6.04 | 11505.5 | 9750.4237 | 58892.5593
8 | DSR 5.9 | Centring and shuttering including strutting propping etc. and removal of form for |  |  |  | 0 | 0
| DSR 5.9.3 | Suspended floors ,roofs,landings,balconies and access platform | Sqm. | 21.44 | 927.25 | 785.8051 | 16847.661
| DSR 5.9.5 | Lintels,beams, plinth beams, griders, bressumers and cantilivers | Sqm. | 0.76 | 736.4 | 624.0678 | 474.2915
| DSR 5.9.6 | Columns,pillars,piers,abutments,posts and struts | Sqm. | 12 | 961.3 | 814.661 | 9775.9322
9 | DSR 5.22 | Steel reinforcement for R.C.C. work including straightening, cutting, bending, placing in position and binding all complete upto plinth level |  |  |  | 0 | 0
| DSR 5.22.6 | Thermo-Mechanically Treated bars of grade Fe-500D or more | Kg | 380 | 107.85 | 91.3983 | 34731.3559
10 | DSR 19.18 | Supplying and fixing C.I cover without frame for manholes: |  |  |  | 0 | 0
| DSR 19.18.2 | 500 mm diameter C.I cover (medium duty) the weiht of he cover to be not less than 58 kg. | Each | 4 | 3441.2 | 2916.2712 | 11665.0847
11 | DSR 19.15 | Providing M.S foot rests including fixing in septic tank with 20 x 20 x 10 cm cement concrete blocks 1:3:6 ( 1 cement: 3 coarse sand: 6 graded stone aggregate 20mm nominal size) as per standard design: |  |  |  | 0 | 0
| DSR 19.15.1 | With 20 x 20 mm square bar | Each | 36 | 544.7 | 461.6102 | 16617.9661
[6 empty] | 0 | 0
E | TUBE WELL |  |  |  |  | 0 | 0
| 150 DIAX100DIAX120 METRE DEPTH TUBEWELL |  |  |  |  | 0 | 0
1 | DSR 23.1 | Boring/drilling bore well of required dia for casing/strainer pipe, by suitable method prescribed in IS: 2800 (part I), including collecting samples from different strata, preparing and submitting strata chart/bore log, including hire & running charges of all equipments, tools, plants & machineries required for the job, all complete as per direction of Engineer -in-charge, upto 90 metre depth below ground level. |  |  |  | 0 | 0
| DSR 23.1.1 | All types of soil |  |  |  | 0 | 0
| DSR 23.1.1.1 | 300 mm dia | Mtrs. | 180 | 707.75 | 599.7881 | 107961.8644
2 | DSR 23.2 | Boring/drilling bore well of required dia for casing/strainer pipe, by suitable method prescribed in IS: 2800 (part I), including collecting samples from different strata, preparing and submitting strata chart/bore log, including hire & running charges of all equipments, tools, plants & machineries required for the job, all complete as per direction of Engineer -in-charge, upto 90 metre depth below ground level. |  |  |  | 0 | 0
| DSR 23.2.1 | All types of soil |  |  |  | 0 | 0
| DSR 23.2.1.1 | 300 mm dia | Mtrs. | 60 | 825.7 | 699.7458 | 41984.7458
3 | DSR 23.3 | Supplying, assembling, lowering and fixing in vertical position in bore well, unplasticized PVC medium well casing (CM) pipe of required dia, conforming to IS:12818, including required hire and labour charges, fittings & accessories etc. all complete, for all depths, as per direction of Engineer -in-charge. |  |  |  | 0 | 0
| DSR 23.3.1 | 100 mm nominal size dia | Mtrs. | 90 | 672.3 | 569.7458 | 51277.1186
| DSR 23.3.2 | 150 mm nominal size dia | Mtrs. | 60 | 793.25 | 672.2458 | 40334.7458
4 | DSR 23.4 | Supplying, assembling, lowering and fixing in vertical position in bore well unplasticized PVC medium well screen (RMS) pipes with ribs, conforming to IS: 12818, including hire & labour charges, fittings & accessories etc. all complete, for all depths, as per direction of Engineer-in-charge. |  |  |  | 0 | 0
| DSR 23.4.1 | 100 mm nominal size dia | Metre | 60 | 686.55 | 581.822 | 34909.322
5 | DSR 23.8 | Gravels packing in tubewell construction in accordance with IS 4097 including providing graval fine/medium/coarse,in required grading & sizes as per actual requirement,all complete as per direction of Engineer-in charge. | cu_m | 14.16 | 2024.5 | 1715.678 | 24294
6 | DSR 23.12 | Development of tube well in accordance with IS : 2800 (part I) and IS: 11189, to establish maximum rate of usable water yield without sand content (beyond permissible limit), with required capacity air compressor, running the compressor for required time till well is fully develo ped, measuring yield of well by V notch method or any other approved method, measuring static level & draw down etc. by step draw down method, collecting water samples & getting tested in approved laboratory, i/c disinfection of tubewell, all complete,including hire & labour charges of air compressor, tools & accessories etc., all as per requirement and direction of Engineer-in-charge. | Hrs | 96 | 1085.05 | 919.5339 | 88275.2542
7 | DSR 23.13 | Providing & fixing suitable size threaded mild steel cap or spot welded plate to the top of borewell housing/ casing pipe ,removable as per requirement,all complete for borewell of,
| DSR 23.13.2 | 150 mm dia | each | 2 | 246.45 | 208.8559 | 417.7119
8 | DSR 23.14 | Providing & fixing MS clamp of required dia to the top of housing/casing pipe of,removable as pe tubewell as per IS;2800(part-I), including necessary bolts & nuts of required size complete
| DSR 23.14.2 | 150 mm dia | each | 2 | 2019.05 | 1711.0593 | 3422.1186
9 | DSR 23.15 | Providing & fixing Bail plug/ bottom plug of required dia to the bottom of pipe assembly as per IS;2800(part-I),
| DSR 23.15.1 | 100 mm dia | each | 2 | 265.1 | 224.661 | 449.322
F. | RAIN WATER HARVESTING
FILTER PIT & RECHARGE WELL(2 NOS.)
1 | DSR 2.8 | Earthwork in excavation by mechanical means (Hydraulic excavtor)/ manual means in foundation trenches or drains (not exceeding 1.5 m in width or 10 sq m on plan ) including dressing of sides and ramming of bottoms,lift upto 1.5m,including getting out the excavated soil and disposal of surplus excavated as directed within a lead of 50m
| DSR 2.8.1 | All kind of soil | Cum | 111.5 | 260.3 | 220.5932 | 24596.1441
2 | DSR 2.27 | Supplying and filling in plinth with sand and under floors including watering,ramming consolidating and dressing complete | Cum | 1.78 | 2123.75 | 1799.7881 | 3203.6229
3 | 11.2 DAR | Providing designation 100 A one brick flat soling joints filled with local sand including cost of watering, taxes, royalty all complete as per building specification and direction of E/l, | Sqm | 14.3 | 472.63 | 400.5339 | 5727.6347
4 | DSR 4.1 | Providing and laying in position cement concrete of specified grade excluding the cost of centring and shuttering -All work upto plinth level |  |  |  | 0 | 0
| DSR 4.1.3 | 1:2:4(1cement:2 corse sand:4 graded stone aggregate 20mm nominal size | Cum | 1.9 | 7878.5 | 6676.6949 | 12685.7203
5 | DSR 6.1 | Brick work with common burnt clay FPS bricks of class designation 7.5 in foundations and plinth in |  |  |  | 0 | 0
| DSR 6.1.2 | Cement morter 1:6(1 cement : 6 corse sand) | Cum | 17.88 | 7132.25 | 6044.2797 | 108071.7203
6 | DSR 13.7 | 12 mm cement plaster finished with a floting coat of neat cement of mix |  |  |  | 0 | 0
| DSR 13.7.2 | 1:4(1 cement : 4 fine sand) | Sqm. | 63.6 | 425.55 | 360.6356 | 22936.4237
7 | DSR 5.3. | Reinforced cement concrete work in beams,suspended floors roofs,having slope upto 15, landing,balconies, shelves,chajjas,lintal,bends,plain window sills stair case,and spiral staircases up to floor five level excluding the cost of centering,shuttering,finishing and reinforcement with 1:1.5:3 | Cum | 2.32 | 11505.5 | 9750.4237 | 22620.9831
8 | DSR 5.22 | Steel reinforcement for R.C.C. work including straightening, cutting, bending, placing in position and binding all complete upto plinth level |  |  |  | 0 | 0
| DSR 5.22.6 | Thermo-Mechanically Treated bars of grade Fe-500D or more | Kg | 56 | 107.85 | 91.3983 | 5118.3051
9 | DSR 19.18 | Supplying and fixing C.I cover without frame for manholes: |  |  |  | 0 | 0
| DSR 19.18.2 | 500 mm diameter C.I cover (medium duty) the weiht of he cover to be not less than 58 kg. | Each | 2 | 3441.2 | 2916.2712 | 5832.5424
10 | DSR 23.1 | Boring/drilling bore well of required dia for casing/strainer pipe, by suitable method prescribed in IS: 2800 (part I), including collecting samples from different strata, preparing and submitting strata chart/bore log, including hire & running charges of all equipments, tools, plants & machineries required for the job, all complete as per direction of Engineer -in-charge, upto 90 metre depth below ground level. |  |  |  | 0 | 0
| DSR 23.1.1 | All types of soil |  |  |  | 0 | 0
| DSR 23.1.1.1 | 300 mm dia | metre | 80 | 707.75 | 599.7881 | 47983.0508
11 | DSR 23.3 | Supplying, assembling, lowering and fixing in vertical position in bore well, unplasticized PVC medium well casing (CM) pipe of required dia, conforming to IS:12818, including required hire and labour charges, fittings & accessories etc. all complete, for all depths, as per direction of Engineer -in-charge. |  |  |  | 0 | 0
| DSR 23.3.1 | 100 mm nominal size dia | metre | 74 | 672.3 | 569.7458 | 42161.1864
12 | DSR 23.4 | Supplying, assembling, lowering and fixing in vertical position in bore well unplasticized PVC medium well screen (RMS) pipes with ribs, conforming to IS: 12818, including hire & labour charges, fittings & accessories etc. all complete, for all depths, as per direction of Engineer-in-charge. |  |  |  | 0 | 0
| DSR 23.4.1 | 100 mm nominal size dia | metre | 6 | 686.55 | 581.822 | 3490.9322
13 | DSR 23.5 | Supplying , filling, spreading & leveling stone boulders of size range 5 cm to 20 cm, in Recharge Pit,in the required thickness ,for all leads & lifts, . all complete as per direction of Engineer-in-charge | cu-m | 6.36 | 1509.8 | 1279.4915 | 8137.5661
14 | DSR 23.6 | Supplying , filling, spreading & leveling gravels of size range 5 mm to 10 mm, in the Recharge Pit,over the existing layer boulders in the required thickness ,for all leads & lifts, . all complete as per direction of Engineer-in-charge | cu-m | 6 | 1538.25 | 1303.6017 | 7821.6102
15 | DSR 23.7 | Supplying , filling, spreading & leveling coarse sand of size range 1.5 mm to 2 mm, in the Recharge Pit, in the required thickness over gravel layer ,for all leads & lifts, . all complete as per direction of Engineer-in-charge | cu-m | 6 | 1538.25 | 1303.6017 | 7821.6102
16 | DSR 23.13 | Providing & fixing suitable size threaded mild steel cap or spot welded plate to top of borewell housing/casing pipe,removable as per requirement all complete for borewell of |  |  |  | 0 | 0
| DSR 23.13.1 | 100 mm dia | each | 2 | 224.1 | 189.9153 | 379.8305
17 | SOR 23.14 | Providing & fixing MS clamp of required dia to the top of housing/casing pipe of,removable as pe tubewell as per IS;2800(part-I), including necessary bolts & nuts of required size complete |  |  |  | 0 | 0
| DSR 23.14.1 | 100 mm clamp | each | 2 | 1911.4 | 1619.8305 | 3239.661
18 | DSR 23.15 | Providing & fixing Bail plug/ bottom plug of required dia to the bottom of pipe assembly as per IS;2800(part-I), |  |  |  | 0 | 0
| DSR 23.15.1 | 100 mm dia | each | 2 | 265.1 | 224.661 | 449.322
| UNDER GROUND WATER TANK |  |  |  |  | 0 | 0
| ANALYSIS | Constructing Under Ground Water Tank of capacity 2.5 X 1.5X 1.5 m3 Liquid dimension all complete as per direction of engineer in charge (detail attchhed) | each | 2 | 150234.8697 | 150234.8697 | 300469.7393
G | NON SCHEDULED ITEMS(MARKET RATE)
PUMP
| DJB SCHEDULED RATE2.1.1 | Establishment of 2.0 HP of submersible pump set (detail attchhed) | each | 1 | 66334 | 66334 | 66334
| DJB SCHEDULED RATE2.1.3 | Establishment of 1.5 HP of submersible pump set (detail attchhed) | each | 2 | 44389 | 37617.7966 | 75235.5932
P.V.C. PIPE
| ANALYSIS | Provding and fixing soil,waste and vent pipes
| ANALYSIS 1(a) | 110 mm dia | metre | 427 | 931 | 788.9831 | 336895.7627
| P.V.C. FITTINGS |  |  |  |  | 0 | 0
| (i) | DOOR TEE |  |  |  | 0 | 0
| ANALYSIS | 110 mm dia | each | 66 | 328 | 277.9661 | 18345.7627
| (ii) | DOOR BEND |  |  |  | 0 | 0
| ANALYSIS | 110 mm dia | each | 7 | 266 | 225.4237 | 1577.9661
| (iii) | BEND 45 |  |  |  | 0 | 0
| ANALYSIS | 110 mm dia | each | 34 | 171 | 144.9153 | 4927.1186
| (iv) | VENT COWEL |  |  |  | 0 | 0
| DSR1640 | 100 mm dia | each | 23 | 354.2 | 354.2 | 8146.6 | 15%Contractors Profit and 10 percent Installation considered
| (v) | PIPE CLIP |  |  |  | 0 | 0
| DSR | 110 mm dia | each | 284 | 52 | 44.0678 | 12515.2542 | 15%Contractors Profit and 10 percent Installation considered
| (vi) | FLOOR TRAP |  |  |  | 0 | 0
| ANALYSIS | 110X110 mm dia | each | 38 | 428 | 362.7119 | 13783.0508
|  | TOTAL Excl GST |  |  |  |  | 7504333.9512
|  | GST@18% |  |  |  |  | 1350780.1112
|  | FINAL TOTAL |  |  |  |  | 8855114.0624
`

## BOQ (hidden)
B.O.Q. for the Construction of Residential Dwelling unit at 400 KV GIS Chandwa
Civil Works
Sl.No. | DSR , 2018 | DESCRIPTION | UNIT | QTY | RATE(Rs.) | RATE*(100/112) | AMOUNT (Rs.)
|  | SECTION-I (EARTH WORK AND SAND FILLING IN FOUNDATION AND PLINTH) |  | total
1 | 2.8 | Earth work in excavation by mechanical means ( Hydraulic excavator)/ manual means in foundation trenches or drains (not exceding 1.5 m in width or 10 sqm on plan) including dressing of sides and ramming of bottoms, including getting out the excavated soil and disposal of surplus excavated soil as directed, with all lead & lifts.
| 2.8.1 | All kinds of soil | Cum | #REF! | 252.3 | 225.2679 | #REF!
2 | 2.25 | Filling available excavated earth(excluding rock) in trenches , plinth, sides of foundations etc. in layers not exceeding 20cm in depth: consolidating each deposited layer by ramming and watering, lead up to 50 m and lift upto 1.5 m. | Cum | #REF! | 219.65 | 196.1161 | #REF!
3 | 2.27 | Supplying and filling in plinth with sand under floors, including watering,ramming, consolidating and dressing complete. | Cum | #REF! | 1953.05 | 1743.7946 | #REF!
4 | DAR 11.2 | Providing brick of class designation 75 in one brick flat soling joints filled with local sand including cost of watering taxes royalty all complete as per specification and direction of Engineer-in-charge. | Sqm | #REF! | 408.12 | 364.3929 | #REF!
SECTION-II (RCC / PCC WORK)
5 | 4.1 | Providing and laying in position cement concrete of specified grade excluding the cost of centring and shuttering-all work upto plinth level.
| 4.1.3 | 1:2:4 ( 1 Cement:2 coarse sand: 4 graded stone aggregate 20 mm nominal size) | Cum | #REF! | 6788.6 | 6061.25 | #REF!
6 | 5.1 | Providing and laying in position specified grade of reinforced cement concrete excluding the cost of centring, shuttering, finishing and reinforcement-all work upto plinth level.
| 5.1.2 | 1:1:5:3 (1 cement: 1.5 coarse sand: 3 graded stone aggregate 20 mm nominal size) | Cum | #REF! | 7718.25 | 6891.2946 | #REF!
7 | 5.3 | Reinforced cement concrete work in roof beams, suspended floors, roofs having slope upto 15 degree, landings, balconies, shelves, chajjas, lintels, bands, plain window sills, staircases and spiral stair cases upto floor five level excluding the cost of centring, shuttering, finishing and reinforcement with 1:11/2:3 ( 1 cement: 11/2 coarse sand: 3 graded stone aggregate 20 mm nominal size). | Cum | #REF! | 9763.8 | 8717.6786 | #REF!
8 | 5.2 | Reinforced cement concrete work in walls (any thickness), including attached pilasters, buttresses, plinth and string courses, fillets, columns, pillars, piers, abutments, posts and struts, etc. upto floor five level excluding cost of centring, shuttering, finishing, and reinforcement.
| 5.2.2 | 1:1:5:3 ( 1 cement: 1.5 coarse sand: 3 graded stone aggregate 20 mm nominal size) | Cum | #REF! | 9306 | 8308.9286 | #REF!
9 | 5.22 | Reinforcement for R.C.C work including straightening, cutting, bending, placing in position and binding all complete.
| 5.22.6 | Thermo-mechanically treated bars | Kg | #REF! | 83.5 | 74.5536 | #REF!
10 |  | Centering & shuttering including
a | 5.9.1 | Foundation, footings, bases of columns etc. for mass concrete | Sqm | #REF! | 284.85 | 254.3304 | #REF!
b | 5.9.5 | Lintels, beams, plinth beams, girders, bressumers and cantilevers. | Sqm | #REF! | 552.05 | 492.9018 | #REF!
c | 5.9.3 | Suspended floors, roofs, landings, balconies and access platform. | Sqm | #REF! | 693.05 | 618.7946 | #REF!
d | 5.9.6 | Columns, Pillars, Piers, Abutments, Posts and Struts | Sqm | #REF! | 733.7 | 655.0893 | #REF!
e | 5.9.15 | small lintel not exceeding 1.5 m clear span, moulding as in cornices,window sill,string courses, bands, copings,bed plates, anchor blocks and like | Sqm | #REF! | 284.85 | 254.3304 | #REF!
f | 5.9.7 | stairs,( excluding landing except spiral-staircases) | Sqm | #REF! | 622.35 | 555.6696 | #REF!
g | 5.9.19 | Weather shade, Chajjas, corbels etc., including edges | Sqm | #REF! | 766.75 | 684.5982 | #REF!
SECTION-III ( MASONRY WORK)
11 | 6.1.2 | Brick work with common burnt clay F.P.S.( Non modular) bricks of class designation 75, in foundation and plinth leve in. cement mortar 1:6(1 cement: coarse sand). | Cum | #REF! | 6157.45 | 5497.7232 | #REF!
12 | 6.4.2 | Brick work with common burnt clay F.P.S.( non modular) bricks of class designation 75, in superstructure above plinth level upto floor V level in all shapes and sizes in cement mortar 1:6 (1 cement: 6 coarse sand). | Cum | #REF! | 7590.45 | 6777.1875 | #REF!
13 | 6.13.2 | Half brick masonry with common burnt clay F.P.S.( non modular) bricks of class designation 75 in superstructure above plinth level upto floor V level . Cement mortar 1:4 ( 1 cement :4 coarse sand ) | Sqm | #REF! | 932.1 | 832.2321 | #REF!
SECTION-IV (PLASTERING WORK)
14 | 13.16 | 6mm cement plaster to ceiling of mix:
| 13.16.1 | 1:3 ( 1 cement: 3 fine sand) | Sqm | #REF! | 227.35 | 202.9911 | #REF!
15 | 13.4 | 12mm cement plaster of mix:
| 13.4.2 | 1:6 (1 cement:6 coarse sand) | Sqm | #REF! | 263.55 | 235.3125 | #REF!
16 | 13.5 | 15 mm Cement plaster of rough side of single or half brick wall of mix 1:6 ( 1 cement:6 coarse sand)
| 13.5.2 | 1:6(1 cement: 6 coarse sand) | Sqm | #REF! | 303.9 | 271.3393 | #REF!
17 | 13.6 | 20 mm cement plaster of mix
| 13.6.2 | 1:6 ( 1 cement: 6 coarse sand ) |  | #REF! | 360.1 | 321.5179 | #REF!
18 | 13.73 | Forming groove of uniform size in plaster as per approved pattern using wooden battens, nailed to the under layer including removal of wooden battens, repairs to the ecges of plaster panel and finishing the groove complete as per specifications and direction of the Engineer-in-charge.
| 13.73.2 | 20 mm wide and 15 mm deep grove | meter | #REF! | 57.5 | 51.3393 | #REF!
SECTION-V (FLOORING WORK)
19 | 11.26 | Kota stone slab flooring over 20 mm (average) thick base laid over and jointed with grey cement slurry mixed with pigment to match the shade of the slab, including rubbing and polishing complete with base of cement mortar 1 : 4 (1 cement : 4 coarse sand) :25 mm thick | Sqm | #REF! | 1531.85 | 1367.7232 | #REF!
20 | 11.2 | Chequerred precast cement concrete tiles 22 mm thick in footpath& courtyard, jointed with neatcement slurry mixed with pifment to match the shade of tiles, including rubbing and cleaning etc. complete on 20 mm thick bed of cement mortar 1:4( 1 cement : 4 coarse sand)
| 11.20.2 | Medium shade pigment using 50 % white cement 50 % Grey cement |  | #REF! | 1104.25 | 985.9375 | #REF!
21 | 11.41 | Providing and laying vitrified floor tiles in different sizes (thickness to be specified by the manufacturer) with water absorption less than 0.08% and conforming to IS : 15622, of approved make, in all colours and shades, laid on 20mm thick cement mortar 1:4 (1 cement : 4 coarse sand), including grouting the joints with white cement and matching pigments etc., complete.
| 11.41.2 | 11.41.2 Size of Tile 600x600 mm | Sqm | #REF! | 1500.55 | 1339.7768 | #REF!
22 | 11.37 | Providing and laying ceramic glazed floor tiles 300x300 mm( thickness to be specified by the manufacturer )of 1st quality conforming to IS:15622 of approved make in colours such as white, ivory, grey, fume red brown, laid on 20 mm thick Cement Mortar 1:4 (1 Cement:4 Coarse sand )including pointing the joints in white cement mixed and matching pigment etc. complete. | Sqm | #REF! | 926.9 | 827.5893 | #REF!
23 | 11.23 | Marble stone flooring with 18 mm thick marble stone as per sample of marble approved by engineer in charge, over 20 mm ( average) thick base of cement mortar1:4(1 cement:4 coarse sand) laid and jointed with grey cement slurry, including rubbing and polishing completewith: |  | #REF! | #REF! | #REF! | #REF!
24 | 8.9 | Stone tile (polished) work for wall lining over 12 mm thick bed of cement mortar1:3 ( 1 cement : 3 coarse sand) and cement slurry @ 3.3 kg/ sqm including pointing in white cement.
| 8.9.1 | 8 mm thick
| 8.9.1.1 | Rajnagar Plain white marble |  | #REF! | #REF! | #REF! | #REF!
21 | 8.9 | Stone tile (polished) work for wall lining over 12 mm thick bed of cement mortar 1:3 (1 cement : 3 coarse sand) and cement slurry @ 3.3 kg/sqm including pointing in white cement complete.
| 8.9.1 | 8.9.1 8mm thick
| 8.9.1.2 | Granite of any colour and shade | Sqm | #REF! | 2926.85 | 2613.2589 | #REF!
25 | 11.27 | Kota stone slabs 20 mm thick in risers of steps, skirting, dado and pillars laid on 12 mm (average) thick cement mortar 1:3 (1 cement: 3 coarse sand) and jointed with grey cement slurry mixed with pigment to match the shade of the slabs, including rubbing and polishing complete. | Sqm | #REF! | 1810.05 | 1616.1161 | #REF!
26 | 11.46 | Providing and laying Vitrified tiles in different sizes (thickness to be specified by the manufacturer), with water absorption less than 0.08% and conforming to IS: 15622, of approved make, in all colours and shade, in skirting, riser of steps,over 12 mm thick bed of cement mortar 1:3( 1 cement:3 coarse sand), jointing with grey cement slurry @ 3.3 kg/sqm including grouting the joints with whitw cement and matching pigments etc. complete
| 11.46.2 | Size of Tile 600x600 mm | Sqm | #REF! | 1545.85 | 1380.2232 | #REF!
27 | 8.31 | Providing and fixing 1st quality ceramic glazed wall tiles conforming to IS:15622 ( thickness to be specified by the manufacture) of approved make in all colours, shades except begundy, bottle green,blackof any size as approved by Engineer-in-chage in skirting, risers of steps and dados over 12mm thick bed of Cement Mortar 1:3 (1 Cement:3 Coarse sand ) and jointing with grey cement slurry @ 3.3kg per sqm including pointing in white cement mixed with pigment of matching shade complete. | Sqm | #REF! | 1030.3 | 919.9107 | #REF!
28 | 11.38 | Providing and laying ceramic glazed floor tiles of size 300x300 mm( thickness to be specified by the manufacturer )of 1st quality conforming to IS:15622 of approved make in colours, shades, except , ivory, grey, fume red brown, laid on 20 mm thick Cement Mortar 1:4 (1 Cement:4 Coarse sand ) jointing with grey cement slurry @ 3.3kg/sqm including pointing the joints with white cement and matching pigment etc. complete. | Sqm | #REF! | 996.7 | 889.9107 | #REF!
SECTION-VI (CARPENTARY, STEEL AND HARDWARE WORK)
29 | 9.1 | Providing wood work in frames of doors, windows, clerestory windows and other frames, wrought framed and fixed in position with hold fast lugs or with dash fasteners of required dia & length ( hold fast lugs or dash fastener shall be paid for separately).
| 9.1.2 | sal wood | Cum | #REF! | 105327.2 | 94042.1429 | #REF!
30 | 9.131 | Providing and fixing factory made shutters of Pre-laminated particle board flat pressed three layer or graded wood particle board with one side decorative finish and other side balancing lamination conforming to IS: 12823 Grade l Type ll, of approved design, and edges sealed with water resistant paint and lipped with aluminium 'U' type edge beading all- round the shutter, including fixing with angle cleat, grip strip, cadmium plated steel screws, including fixing of aluminium hinges 100x63x4 mm etc. complete as per architectural drawing and direction of Engineer-in-Charge (Cost of 'U' beading and hinges will be paid for separately).
| 9.131.1 | 25 mm thick | Sqm | #REF! | 1531.45 | 1367.3661 | #REF!
31 | 9.132 | Providing and fixing aluminum U beading of required size to Pre-laminated/flush door shutter, including fixing etc. complete as per direction of Engineer-in-charge (@ 1 Kg Per Meter ) | kg | #REF! | 517.8 | 462.3214 | #REF!
32 | 9.21 | Providing and fixing ISI marked flush door shutters confirming to IS:2202(PartI) non decorative type, core of block board construction with frame of 1st class hard wood and well matched commercial 3 ply veneering with vertical grains or cross bands and face veneer on both faces of shutters.
| 9.21.1 | 35 mm thick including ISI marked stainless steel butt hinges with necessary screws. |  | #REF! | #REF! | #REF! | #REF!
33 | 9.147B | Providing and fixing factory made uPVC white colour fixed glazed windows/ventilators comprising of uPVC multi-chambered frame and mullion (where ever required) extruded profiles duly reinforced with 1.60 ± 0.2 mm thick galvanized mild steel section made from roll forming process of required length (shape & size according to uPVC profile), uPVC extruded glazing beads of appropriate dimension, EPDM gasket, G.I fasteners 100 x 8 mm size for fixing frame to finished wall, plastic packers, plastic caps and necessary stainless steel screws etc. Profile of frame shall be mitred cut and fusion welded at all corners, mullion (if required) shall be also fusion welded including drilling of holes for fixing
| 9.147B | hardware's and drainage of water etc. After fixing frame the gap between frame and adjacent finished wall shall be filled with weather proof silicon sealant over backer rod of required size and of approved quality, all complete as per approved drawing & direction of Engineer-in-Charge. (Single / double glass panes and silicon sealant shall be paid separately). Note: For uPVC frame, sash and mullion extruded profiles minus 5% tolerance in dimension i.e. in depth & width of profile shall be acceptable. Variation in profile dimension in higher side shall be accepted but no extra payment on this account shall be made.
| 9.147B.1 | Fixed window / ventilator made of (small series) frame 47 x 50 mm & mullion 47 x 68 mm both having wall thickness of 1.9 ± 0.2 mm and single glazing bead of appropriate dimension. (Area upto 0.75 sqm.) | Sqm | #REF! | 6478.75 | 5784.5982 | #REF!
34 | 9.147A.6 | Casement cum fixed panel window having both end single casement panel, middle fixed panels and at top completely fixed ventilator with S.S friction hinges (350 x 19 x 1.9) made of (big series) frame 67 x 60 mm , sash 67 x 80 mm & mullion 67 x 80 mm all having wall thickness of 2.3 ± 0.2 mm and single glazing bead/double glazing bead of appropriate dimension. (Area of window above 3.00 sqm upto 5.00 sqm) | Sqm | #REF! | 7242.25 | 6466.2946 | #REF!
35 | 9.147A.3 | Casement window double panels with top fixed with S.S. friction hinges (350 x 19 x 1.9 mm) made of (small series) frame 47 x 50 mm, sash 47 x 68 mm & mullion 47 x 68 mm all having wall thickness of 1.9 ± 0.2 mm and single glazing bead of appropriate dimension. ( Area of window upto 2.50 sqm). | Sqm | #REF! | 6982 | 6233.9286 | #REF!
26 | 9.149 | Providing and fixing casement handle made of zinc alloyed (white powder coated) for uPVC casement window with necessary screws etc. complete | no | #REF! | 187.75 | 167.6339 | #REF!
37 | 2407 | Float glass panes of nominal thickness 5.5 mm ( weight not less than 12.50 kg/sqm) | sqm | #REF! | 500 | 446.4286 | #REF!
38 | 9.96 | Providing and fixing aluminium sliding door bolts, ISI marked anodised (anodiccoating not less than grade AC 10 as per IS : 1868), transparent or dyed torequired colour or shade, with nuts and screws etc. complete :
| 9.96.1 | 300x16 mm |  | #REF! | #REF! | #REF! | #REF!
| 9.96.2 | 250x16mm | each | #REF! | 231.7 | 206.875 | #REF!
39 | 9.97 | Providing and fixing aluminium tower bolts, ISI marked, anodised (anodiccoating not less than grade AC 10 as per IS : 1868 ) transparent or dyed to required colour or shade, with necessary screws etc. complete :
| 9.97.2 | 250 x 10 mm |  | #REF! | #REF! | #REF! | #REF!
| 9.97.1 | 300 x 10 mm | each | #REF! | #REF! | #REF! | #REF!
40 | 9.98 | Providing and fixing aluminium pull bolt lock,ISI marked, anodised ( anodic coating not less than grade AC 10 as per IS; 1868) transparent or dyed to rewuired colour and shade with necessary screws bolts, nut and washers etc. complete | each | #REF! | #REF! | #REF! | #REF!
41 | 9.1 | Providing and fixing aluminium handles ISI marked anodised (anodic coating not less than grade AC 10 as per IS:1868) transparent or dyed to required colour or shade with necessary screws etc. complete.
| 9.100.1 | 125 mm | Each | #REF! | 59.65 | 53.2589 | #REF!
| 9.100.2 | 100 mm | Each | #REF! | 52.85 | 47.1875 | #REF!
42 | 9.101 | Providing and fixing aluminium hanging floor door stopper ISI marked anodised (anodic coating not less than grade AC 10 as per IS:1868) transparent or dyed to required colour and shade with necessary screws etc. complete.
| 9.101.2 | Twin rubber stopper | Each | #REF! | 62.05 | 55.4018 | #REF!
43 | 10.28 | Providing and fixing stainless steel ( Grade 304) railing made of Hollow tubes, channels, plates etc., including welding, grinding, buffing, polishing and making curvature (wherever required) and fitting the same with necessary stainless steel nuts and bolts complete, i/c fixing the railing with necessary accessories & stainless steel dash fasteners , stainless steel bolts etc., of required size, on the top of the floor or the side of waist slab with suitable arrangement as per approval of Engineer-in-charge, ( for payment purpose only weight of stainless steel members shall be considered excluding fixing accessories such as nuts, bolts, fasteners etc.).. | k.g. | #REF! | 575.45 | 513.7946 | #REF!
SECTION-VII (FINISHING WORK)
44 | 13.26 | Providing and applying plaster of paris putty of 2 mm thickness over plastered surface to prepare the surface even and smooth complete. | Sqm | #REF! | 196.7 | 175.625 | #REF!
45 | 13.83 | Wall painting with Premium acrylic amulsion paint of interior grade, having VOC ( Volatile Organic Compound) content less than 50 grams/ litre of approved brand and manufacture including applying additional coats wherever required to achieve even shade and colour
| 13.83.2.1 | Two or more coats on new work | Sqm | #REF! | 113.9 | 101.6964 | #REF!
46 | 13.47 | Finishing walls with premium Acrylic smooth exterior paint with silicone additives of required shade:
| 13.47.1 | New work (Two or more coats applied @ 1.43kg/10sqm) over and including base coat of waterproffing cement paint Snowcem Plus or equivalent applied @ 2.20 kg/10 sqm | Sqm | #REF! | 161.15 | 143.8839 | #REF!
47 | 13.61 | Painting with synthetic enamel paint of approved brand and manufacture of required colour to give an even shade:
| 13.61.1 | Two or more coats on new work over an under coat of suitable shade with ordinary paint of approved band and manufacure | Sqm | #REF! | 121.55 | 108.5268 | #REF!
SECTION-VIII (MISCELLANEOUS ITEMS)
48 | 10.18 | Providing and fixing circular/hexagonal M.S sheet ceiling fan box with clamp of internal dia 140 mm, 73 mm height, 3 mm thick rim, top and bottom lid of 1.5 mm M.S sheet. Lids shall be screwed into M.S box by means of 3 mm round headed screws, clamps shall be made of 12 mm dia M.S bar bent to shape as per standard drawing with over all length as 80 cm. | Each | #REF! | 172.25 | 153.7946 | #REF!
49 | 22.5 | Providing and laying water proofing treatment in sunken portion of WCs, bathroom etc., by applying cement slurry mixed with water proofing cement compound consisting of applying : a) First layer of slurry of cement @ 0.488 kg/sqm mixed with water proofing cement compound @ 0.253 kg/sqm. This layer will be allowed to air cure for 4 hours. b) Second layer of slurry of cement @ 0.242 kg/sqm mixed with water proofing cement compound @ 0.126 kg/sqm. This layer will be allowed to air cure for 4 hours followed with water curing for 48 hours. The rate includes preparation of surface, treatment and sealing of all joints, corners, junctions of pipes and masonry with polymer mixed slurry. | Sqm | #REF! | 465.6 | 415.7143 | #REF!
50 | 22.7 | Providing and laying integral cement based water proofing treatment including preparation of surface as required for treatment of roofs, balconies, terraces / sunken slabs etc consisting of following operations.
Applying a slurry coat of neat cement using 2.75 kg/sqm of cement admixed with water proofing compound conforming to IS:2645 and approved by engineer -in-charge over the RCC slab including adjoining walls up to 300 mm height including cleaning the surface before treatment.
Laying brick bats 25mm to 115mm size with 50% of cement mortar 1:5 (1cement: 5 coarse sand) admixed with proprietary water profing compound conforming to IS: 2645 over 20mm thick layer of cement mortar of mix 1:5 (1 cement: 5 coarse sand) admixed with prorietary water proofing compound conforming to IS: 2645 and appeoved by engineer-in-charge to requiredslope and treating similary the adjoining walls upto 300mm height including rounding of junctions to walls and slabs.
After twodays of proper curing applying a second coat of cement slurry using 2.75 kg / sqm of cement admixed with proprietary water proofing compound conforming to IS: 2645.and approved by engineer-in charge.
Finishing the surface with 20mm thick jointless cement mortar of mix 1:4 (1 cement:4 coarse sand) admixed with proprietary water proofingcompound conforming to IS: 2645 and laying approved by engineer - in charge including laying glass fibre cloth of approved quality in top layer of plaster and finally finishing the surface with trowelwith neat cement slurry and making pattern of 300 x 300 mm square 3 mm deep.
The whole terraceso finished shall be flooded with water for a minimum period of two weeks for curing and for final test. All above operations to be done in order and as directed and specified by the Enigneer-in-charge.
The whole twrrace so finished shall be flooded with water for a minimum period of two weeks for curing and for final test . all above operations to be done in order and as directed and specified by engineer - in - charge.
| 22.7.1 | With average thickness of 120mm and minimum thickness at khurra as 65 mm | Sqm | #REF! | 1398.5 | 1248.6607 | #REF!
51 | 10.3 | providing and fixing in position collapsible steel shutters with vertical chanels 20 x 10 x 2 mm and braced with flat iron diagonals 20 x 5 mm size, with top and bottom rail of T iron 40x40x6 mm, with 40 mm dia stee pulleys, complete with bolts, nuts, locking arrangement, stoppers,handles,including applying a priming cost of approved steel primer | Sqm | #REF! | #REF! | #REF! | #REF!
52 | 9.47 | Providing and fixing nickel plated M.S pipe curtain rods with nickel plated brackets
| 9.47.1 | 20 mm dia( Heavy type) | meter | #REF! | #REF! | #REF! | #REF!
53 | 9.48 | Providing and fixing M.S. grills of required pattern in frames of windows etc. with flats, square or round bars etc. including priming cost with approved steel primer all complete.
| 9.48.2 | Fixed to openings/ wooden frames with rawl plugs screws etc. ( @ 24 kg Per sqm) | kg | #REF! | #REF! | #REF! | #REF!
54 | 10.5 | Providing and fixing 1 mm thick M.S. sheet door with frame of 40 x 40x 6 mm angle iron and 3 mm MS gusset plates at the junctions and corners, all necessary fittings complete, including applying a priming coat of approved steel primer
| 10.5.2 | Using flats 30 x 6 mm for diagonal braces and central cross piece. | Sqm | #REF! | #REF! | #REF! | #REF!
55 | 10.25 | Steel work welded in built-up sections/framed work,including cutting,hoisting,fixing in position and applying a priming coat of approved steel primer using structural steel etc. as required
| 10.25.2 | In gratings, frames,guard bar, ladder, railing, brackets, gates and similar works.
|  | Ladder @ 20 Kg per m2 | kg | #REF! | #REF! | #REF! | #REF!
56 | 12.22 | Making khurras 45x45 cm with average minimum thickness of 5 cm cement concrete 1:2:4 (1 cement : 2 coarse sand : 4 graded stone aggregate of 20 mm nominal size) over P.V.C. sheet 1 m x1 m x 400 micron, finished with 12 mm cement plaster 1:3 (1 cement : 3 coarse sand) and a coat of neat cement, rounding the edges and making and finishing the outlet complete. | Each | #REF! | 244.05 | 217.9018 | #REF!
|  | TOTAL |  |  |  |  | #REF!
|  | GST@18% |  |  |  |  | #REF!
|  | FINAL TOTAL |  |  |  |  | #REF!

## Sheet1 (2) (hidden)
Proposed Construction of Dwelling unit at 400 Kv GIS Xhandwa
Part - I ( Civil works )
Sl.No. | DSR , 2018 | DESCRIPTION | UNIT | [7 empty] | QTY | RATE(Rs.) | RATE*(100/112) | AMOUNT (Rs.)
|  | SECTION-I (EARTH WORK AND SAND FILLING IN FOUNDATION AND PLINTH) |  | Plinth | ground | 1st | 2nd | 3rd | 4th | terrace | total |  |  |  | plinth | gf | ff | 2nd | 3rd | 4th | t
1 | 2.8 | Earth work in excavation by mechanical means ( Hydraulic excavator)/ manual means in foundation trenches or drains (not exceding 1.5 m in width or 10 sqm on plan) including dressing of sides and ramming of bottoms, including getting out the excavated soil and disposal of surplus excavated soil as directed, with all lead & lifts. | [14 empty] | 0
| 2.8.1 | All kinds of soil | Cum | #REF! | [6 empty] | #REF! | 252.3 | 225.2679 | #REF! | #REF! |  | 0 | 0 | 0 | 0 | 0 | #REF!
2 | 2.25 | Filling available excavated earth(excluding rock) in trenches , plinth, sides of foundations etc. in layers not exceeding 20cm in depth: consolidating each deposited layer by ramming and watering, lead up to 50 m and lift upto 1.5 m. | Cum | #REF! | [6 empty] | #REF! | 219.65 | 196.1161 | #REF! | #REF! |  | 0 | 0 | 0 | 0 | 0 | #REF!
3 | BSR 2020 2.28 | Supplying and filling in plinth with local sand under floors including, watering, ramming consolidating and dressing complete. | Cum | #REF! | [6 empty] | #REF! | 281.4 | 251.25 | #REF! | #REF! |  | 0 | 0 | 0 | 0 | 0 | #REF!
4 | BSR 2020 11.72 | Providing brick of class designation 75 in one brick flat soling joints filled with local sand including cost of watering taxes royalty all complete as per specification and direction of Engineer-in-charge. | Sqm | #REF! | [6 empty] | #REF! | 285.2 | 254.6429 | #REF! | #REF! |  | 0 | 0 | 0 | 0 | 0 | #REF!
|  | SECTION-II (RCC / PCC WORK) | [12 empty] | 0 |  | 0 | 0 | 0 | 0 | 0 | 0
5 | 4.1 | Providing and laying in position cement concrete of specified grade excluding the cost of centring and shuttering-all work upto plinth level. | [12 empty] | 0 |  | 0 | 0 | 0 | 0 | 0 | 0
| 4.1.3 | 1:2:4 ( 1 Cement:2 coarse sand: 4 graded stone aggregate 20 mm nominal size) | Cum | #REF! | [6 empty] | #REF! | 6788.6 | 6061.25 | #REF! | #REF! |  | 0 | 0 | 0 | 0 | 0 | #REF!
6 | 5.1 | Providing and laying in position specified grade of reinforced cement concrete excluding the cost of centring, shuttering, finishing and reinforcement-all work upto plinth level. | [12 empty] | 0 |  |  | 0 | 0 | 0 | 0 | 0
| 5.1.2 | 1:1:5:3 (1 cement: 1.5 coarse sand: 3 graded stone aggregate 20 mm nominal size) | Cum | #REF! | [6 empty] | #REF! | 7718.25 | 6891.2946 | #REF! | #REF! |  | #REF! | 0 | 0 | 0 | 0 | #REF!
7 | 5.3 | Reinforced cement concrete work in roof beams, suspended floors, roofs having slope upto 15 degree, landings, balconies, shelves, chajjas, lintels, bands, plain window sills, staircases and spiral stair cases upto floor five level excluding the cost of centring, shuttering, finishing and reinforcement with 1:11/2:3 ( 1 cement: 11/2 coarse sand: 3 graded stone aggregate 20 mm nominal size). | Cum |  | #REF! | #REF! | #REF! | #REF! | #REF! | #REF! | #REF! | 9763.8 | 8717.6786 | #REF! | 0 | #REF! | 0 | #REF! | #REF! | #REF! | #REF! | #REF!
8 | 5.2 | Reinforced cement concrete work in walls (any thickness), including attached pilasters, buttresses, plinth and string courses, fillets, columns, pillars, piers, abutments, posts and struts, etc. upto floor five level excluding cost of centring, shuttering, finishing, and reinforcement. | [12 empty] | 0 | 0 | #REF! | 0 | 0 | 0 | 0 | #REF!
| 5.2.2 | 1:1:5:3 ( 1 cement: 1.5 coarse sand: 3 graded stone aggregate 20 mm nominal size) | Cum |  | #REF! | #REF! | #REF! | #REF! | #REF! | #REF! | #REF! | 9306 | 8308.9286 | #REF! | 0 | #REF! | 0 | #REF! | #REF! | #REF! | #REF! | #REF!
9 | 5.22 | Reinforcement for R.C.C work including straightening, cutting, bending, placing in position and binding all complete. | [12 empty] | 0 | 0 | #REF! | 0 | 0 | 0 | 0 | #REF!
| 5.22.6 | Thermo-mechanically treated bars | Kg | #REF! | #REF! | #REF! | #REF! | #REF! | #REF! | #REF! | #REF! | 83.5 | 74.5536 | #REF! | #REF! | #REF! | 0 | #REF! | #REF! | #REF! | #REF! | #REF!
10 |  | Centering & shuttering including | [12 empty] | 0 | 0 | 0 | 0 | 0 | 0 | 0 | 0
a | 5.9.1 | Foundation, footings, bases of columns etc. for mass concrete | Sqm | #REF! | [6 empty] | #REF! | 284.85 | 254.3304 | #REF! | #REF! | 0 | #REF! | 0 | 0 | 0 | 0 | #REF!
b | 5.9.5 | Lintels, beams, plinth beams, girders, bressumers and cantilevers. | Sqm | #REF! | #REF! | #REF! | #REF! | #REF! | #REF! | #REF! | #REF! | 552.05 | 492.9018 | #REF! | #REF! | #REF! | #REF! | #REF! | #REF! | #REF! | #REF! | #REF!
c | 5.9.3 | Suspended floors, roofs, landings, balconies and access platform. | Sqm |  | #REF! | #REF! | #REF! | #REF! | #REF! | #REF! | #REF! | 693.05 | 618.7946 | #REF! | 0 | #REF! | #REF! | #REF! | #REF! | #REF! | #REF! | #REF!
d | 5.9.6 | Columns, Pillars, Piers, Abutments, Posts and Struts | Sqm | #REF! | #REF! | #REF! | #REF! | #REF! | #REF! | #REF! | #REF! | 733.7 | 655.0893 | #REF! | #REF! | #REF! | 0 | #REF! | #REF! | #REF! | #REF! | #REF!
e | 5.9.15 | small lintel not exceeding 1.5 m clear span, moulding as in cornices,window sill,string courses, bands, copings,bed plates, anchor blocks and like | Sqm | #REF! |  |  |  |  | #REF! | #REF! | #REF! | 284.85 | 254.3304 | #REF! | #REF! | 0 | #REF! | 0 | 0 | #REF! | #REF! | #REF!
f | 5.9.7 | stairs,( excluding landing except spiral-staircases) | Sqm |  | #REF! | #REF! | #REF! | #REF! | #REF! |  | #REF! | 622.35 | 555.6696 | #REF! | 0 | #REF! | #REF! | #REF! | #REF! | #REF! | 0 | #REF!
g | 5.9.19 | Weather shade, Chajjas, corbels etc., including edges | Sqm |  | #REF! | #REF! | #REF! | #REF! | #REF! | #REF! | #REF! | 766.75 | 684.5982 | #REF! | 0 | #REF! | 0 | #REF! | #REF! | #REF! | #REF! | #REF!
|  | SECTION-III ( MASONRY WORK) | [12 empty] | 0 | 0 | 0 | 0 | 0 | 0 | 0 | 0
11 | 6.1.2 | Brick work with common burnt clay F.P.S.( Non modular) bricks of class designation 75, in foundation and plinth leve in. cement mortar 1:6(1 cement: coarse sand). | Cum | #REF! | [6 empty] | #REF! | 6157.45 | 5497.7232 | #REF! | #REF! | 0 | #REF! | 0 | 0 | 0 | 0 | #REF!
12 | 6.4.2 | Brick work with common burnt clay F.P.S.( non modular) bricks of class designation 75, in superstructure above plinth level upto floor V level in all shapes and sizes in cement mortar 1:6 (1 cement: 6 coarse sand). | Cum |  | #REF! | #REF! | #REF! | #REF! | #REF! | #REF! | #REF! | 7590.45 | 6777.1875 | #REF! | 0 | #REF! | #REF! | #REF! | #REF! | #REF! | #REF! | #REF!
13 | 6.13.2 | Half brick masonry with common burnt clay F.P.S.( non modular) bricks of class designation 75 in superstructure above plinth level upto floor V level . Cement mortar 1:4 ( 1 cement :4 coarse sand ) | Sqm |  | #REF! | #REF! | #REF! | #REF! | #REF! | #REF! | #REF! | 932.1 | 832.2321 | #REF! | 0 | #REF! | 0 | #REF! | #REF! | #REF! | #REF! | #REF!
|  | SECTION-IV (PLASTERING WORK) | [12 empty] | 0 | 0 | 0 | 0 | 0 | 0 | 0 | 0
14 | 13.16 | 6mm cement plaster to ceiling of mix: | [12 empty] | 0 | 0 | #REF! | 0 | 0 | 0 | 0 | #REF!
| 13.16.1 | 1:3 ( 1 cement: 3 fine sand) | Sqm |  | #REF! | #REF! | #REF! | #REF! | #REF! | #REF! | #REF! | 227.35 | 202.9911 | #REF! | 0 | #REF! | 0 | #REF! | #REF! | #REF! | #REF! | #REF!
15 | 13.4 | 12mm cement plaster of mix: | [12 empty] | 0 | 0 | #REF! | 0 | 0 | 0 | 0 | #REF!
| 13.4.2 | 1:6 (1 cement:6 coarse sand) | Sqm |  | #REF! | #REF! | #REF! | #REF! | #REF! | #REF! | #REF! | 263.55 | 235.3125 | #REF! | 0 | #REF! | 0 | #REF! | #REF! | #REF! | #REF! | #REF!
16 | 13.5 | 15 mm Cement plaster of rough side of single or half brick wall of mix 1:6 ( 1 cement:6 coarse sand) | [12 empty] | 0 | 0 | #REF! | 0 | 0 | 0 | 0 | #REF!
| 13.5.2 | 1:6(1 cement: 6 coarse sand) | Sqm |  | #REF! | #REF! | #REF! | #REF! | #REF! | 0 | #REF! | 303.9 | 271.3393 | #REF! | 0 | #REF! | 0 | #REF! | #REF! | #REF! | 0 | #REF!
17 | 13.6 | 20 mm cement plaster of mix | [12 empty] | 0 | 0 | #REF! | 0 | 0 | 0 | 0
| 13.6.2 | 1:6 ( 1 cement: 6 coarse sand ) |  |  | #REF! | #REF! | #REF! | #REF! | #REF! | #REF! | #REF! | 360.1 | 321.5179 | #REF! | 0 | #REF! | 0 | #REF! | #REF! | #REF! | #REF! | #REF!
18 | 13.73 | Forming groove of uniform size in plaster as per approved pattern using wooden battens, nailed to the under layer including removal of wooden battens, repairs to the ecges of plaster panel and finishing the groove complete as per specifications and direction of the Engineer-in-charge. | [12 empty] | 0 | 0 | #REF! | 0 | 0 | 0 | 0
| 13.73.2 | 20 mm wide and 15 mm deep grove | meter |  | #REF! | #REF! | #REF! | #REF! | #REF! | #REF! | #REF! | 57.5 | 51.3393 | #REF! | 0 | #REF! | 0 | #REF! | #REF! | #REF! | #REF!
|  | SECTION-V (FLOORING WORK) | [12 empty] | 0 | 0 | #REF! | 0 | 0 | 0 | 0 | #REF!
19 | 11.26 | Kota stone slab flooring over 20 mm (average) thick base laid over and jointed with grey cement slurry mixed with pigment to match the shade of the slab, including rubbing and polishing complete with base of cement mortar 1 : 4 (1 cement : 4 coarse sand) :25 mm thick | Sqm |  | #REF! | #REF! | #REF! | #REF! | #REF! | #REF! | #REF! | 1531.85 | 1367.7232 | #REF! | 0 | #REF! | 0 | #REF! | #REF! | #REF! | #REF! | #REF!
20 | 11.2 | Chequerred precast cement concrete tiles 22 mm thick in footpath& courtyard, jointed with neatcement slurry mixed with pifment to match the shade of tiles, including rubbing and cleaning etc. complete on 20 mm thick bed of cement mortar 1:4( 1 cement : 4 coarse sand) | [12 empty] | 0 | 0 | 0 | 0 | 0 | 0 | 0
| 11.20.2 | Medium shade pigment using 50 % white cement 50 % Grey cement |  |  | #REF! | [5 empty] | #REF! | 1104.25 | 985.9375 | #REF! | 0 | #REF! | 0 | 0 | 0 | 0 | 0
21 | 11.41 | Providing and laying vitrified floor tiles in different sizes (thickness to be specified by the manufacturer) with water absorption less than 0.08% and conforming to IS : 15622, of approved make, in all colours and shades, laid on 20mm thick cement mortar 1:4 (1 cement : 4 coarse sand), including grouting the joints with white cement and matching pigments etc., complete. | [12 empty] | 0 | 0 | #REF! | 0 | 0 | 0 | 0 | #REF!
| 11.41.2 | 11.41.2 Size of Tile 600x600 mm | Sqm |  | #REF! | #REF! | #REF! | #REF! | #REF! |  | #REF! | 1500.55 | 1339.7768 | #REF! | 0 | #REF! | #REF! | #REF! | #REF! | #REF! | 0 | #REF!
22 | 11.37 | Providing and laying ceramic glazed floor tiles 300x300 mm( thickness to be specified by the manufacturer )of 1st quality conforming to IS:15622 of approved make in colours such as white, ivory, grey, fume red brown, laid on 20 mm thick Cement Mortar 1:4 (1 Cement:4 Coarse sand )including pointing the joints in white cement mixed and matching pigment etc. complete. | Sqm |  | #REF! | #REF! | #REF! | #REF! | #REF! |  | #REF! | 926.9 | 827.5893 | #REF! | 0 | #REF! | #REF! | #REF! | #REF! | #REF! | 0 | #REF!
23 | 11.23 | Marble stone flooring with 18 mm thick marble stone as per sample of marble approved by engineer in charge, over 20 mm ( average) thick base of cement mortar1:4(1 cement:4 coarse sand) laid and jointed with grey cement slurry, including rubbing and polishing completewith: |  |  | #REF! | #REF! | #REF! | #REF! | #REF! |  | #REF! | #REF! | #REF! | #REF! | #REF! | #REF! | 0 | #REF! | #REF! | #REF! | #REF!
24 | 8.9 | Stone tile (polished) work for wall lining over 12 mm thick bed of cement mortar1:3 ( 1 cement : 3 coarse sand) and cement slurry @ 3.3 kg/ sqm including pointing in white cement. | [12 empty] | 0 | 0 | 0 | 0 | 0 | 0 | 0
| 8.9.1 | 8 mm thick | [12 empty] | 0 | 0 | #REF! | 0 | 0 | 0 | 0
| 8.9.1.1 | Rajnagar Plain white marble |  |  | #REF! | #REF! | #REF! | #REF! | #REF! |  | #REF! | #REF! | #REF! | #REF! | #REF! | #REF! | 0 | #REF! | #REF! | #REF! | #REF!
21 | 8.9 | Stone tile (polished) work for wall lining over 12 mm thick bed of cement mortar 1:3 (1 cement : 3 coarse sand) and cement slurry @ 3.3 kg/sqm including pointing in white cement complete. | [12 empty] | 0 | 0 | 0 | 0 | 0 | 0 | 0 | 0
| 8.9.1 | 8.9.1 8mm thick | [12 empty] | 0 | 0 | #REF! | 0 | 0 | 0 | 0 | #REF!
| 8.9.1.2 | Granite of any colour and shade | Sqm |  | #REF! | #REF! | #REF! | #REF! | #REF! |  | #REF! | 2926.85 | 2613.2589 | #REF! | 0 | #REF! | #REF! | #REF! | #REF! | #REF! | 0 | #REF!
25 | 11.27 | Kota stone slabs 20 mm thick in risers of steps, skirting, dado and pillars laid on 12 mm (average) thick cement mortar 1:3 (1 cement: 3 coarse sand) and jointed with grey cement slurry mixed with pigment to match the shade of the slabs, including rubbing and polishing complete. | Sqm |  | #REF! | #REF! | #REF! | #REF! | #REF! | #REF! | #REF! | 1810.05 | 1616.1161 | #REF! | 0 | #REF! | 0 | #REF! | #REF! | #REF! | #REF! | #REF!
26 | 11.46 | Providing and laying Vitrified tiles in different sizes (thickness to be specified by the manufacturer), with water absorption less than 0.08% and conforming to IS: 15622, of approved make, in all colours and shade, in skirting, riser of steps,over 12 mm thick bed of cement mortar 1:3( 1 cement:3 coarse sand), jointing with grey cement slurry @ 3.3 kg/sqm including grouting the joints with whitw cement and matching pigments etc. complete | [12 empty] | 0 | 0 | #REF! | 0 | 0 | 0 | 0 | #REF!
| 11.46.2 | Size of Tile 600x600 mm | Sqm |  | #REF! | #REF! | #REF! | #REF! | #REF! |  | #REF! | 1545.85 | 1380.2232 | #REF! | 0 | #REF! | #REF! | #REF! | #REF! | #REF! | 0 | #REF!
27 | 8.31 | Providing and fixing 1st quality ceramic glazed wall tiles conforming to IS:15622 ( thickness to be specified by the manufacture) of approved make in all colours, shades except begundy, bottle green,blackof any size as approved by Engineer-in-chage in skirting, risers of steps and dados over 12mm thick bed of Cement Mortar 1:3 (1 Cement:3 Coarse sand ) and jointing with grey cement slurry @ 3.3kg per sqm including pointing in white cement mixed with pigment of matching shade complete. | Sqm |  | #REF! | #REF! | #REF! | #REF! | #REF! | #REF! | #REF! | 1030.3 | 919.9107 | #REF! | 0 | #REF! | 0 | #REF! | #REF! | #REF! | #REF! | #REF!
28 | 11.38 | Providing and laying ceramic glazed floor tiles of size 300x300 mm( thickness to be specified by the manufacturer )of 1st quality conforming to IS:15622 of approved make in colours, shades, except , ivory, grey, fume red brown, laid on 20 mm thick Cement Mortar 1:4 (1 Cement:4 Coarse sand ) jointing with grey cement slurry @ 3.3kg/sqm including pointing the joints with white cement and matching pigment etc. complete. | Sqm | [5 empty] | #REF! |  | #REF! | 996.7 | 889.9107 | #REF! | 0 | 0 | 0 | 0 | 0 | #REF! | 0 | #REF!
|  | SECTION-VI (CARPENTARY, STEEL AND HARDWARE WORK) | [12 empty] | 0 | 0 | 0 | 0 | 0 | 0 | 0 | 0
29 | 9.1 | Providing wood work in frames of doors, windows, clerestory windows and other frames, wrought framed and fixed in position with hold fast lugs or with dash fasteners of required dia & length ( hold fast lugs or dash fastener shall be paid for separately). | [12 empty] | 0 | 0 | #REF! | 0 | 0 | 0 | 0 | #REF!
| 9.1.2 | sal wood | Cum |  | #REF! | #REF! | #REF! | #REF! | #REF! | #REF! | #REF! | 105327.2 | 94042.1429 | #REF! | 0 | #REF! | 0 | #REF! | #REF! | #REF! | #REF! | #REF!
30 | 9.131 | Providing and fixing factory made shutters of Pre-laminated particle board flat pressed three layer or graded wood particle board with one side decorative finish and other side balancing lamination conforming to IS: 12823 Grade l Type ll, of approved design, and edges sealed with water resistant paint and lipped with aluminium 'U' type edge beading all- round the shutter, including fixing with angle cleat, grip strip, cadmium plated steel screws, including fixing of aluminium hinges 100x63x4 mm etc. complete as per architectural drawing and direction of Engineer-in-Charge (Cost of 'U' beading and hinges will be paid for separately). | [12 empty] | 0 | 0 | #REF! | 0 | 0 | 0 | 0 | #REF!
| 9.131.1 | 25 mm thick | Sqm |  | #REF! | #REF! | #REF! | #REF! | #REF! | #REF! | #REF! | 1531.45 | 1367.3661 | #REF! | 0 | #REF! | #REF! | #REF! | #REF! | #REF! | #REF! | #REF!
31 | 9.132 | Providing and fixing aluminum U beading of required size to Pre-laminated/flush door shutter, including fixing etc. complete as per direction of Engineer-in-charge (@ 1 Kg Per Meter ) | kg |  | #REF! | #REF! | #REF! | #REF! | #REF! | #REF! | #REF! | 517.8 | 462.3214 | #REF! | 0 | #REF! | 0 | #REF! | #REF! | #REF! | #REF! | #REF!
32 | 9.21 | Providing and fixing ISI marked flush door shutters confirming to IS:2202(PartI) non decorative type, core of block board construction with frame of 1st class hard wood and well matched commercial 3 ply veneering with vertical grains or cross bands and face veneer on both faces of shutters. | [12 empty] | 0 | 0 | #REF! | 0 | 0 | 0 | 0
| 9.21.1 | 35 mm thick including ISI marked stainless steel butt hinges with necessary screws. |  |  | #REF! | #REF! | #REF! | #REF! | #REF! |  | #REF! | #REF! | #REF! | #REF! | #REF! | #REF! | 0 | #REF! | #REF! | #REF! | #REF!
33 | 9.147B | Providing and fixing factory made uPVC white colour fixed glazed windows/ventilators comprising of uPVC multi-chambered frame and mullion (where ever required) extruded profiles duly reinforced with 1.60 ± 0.2 mm thick galvanized mild steel section made from roll forming process of required length (shape & size according to uPVC profile), uPVC extruded glazing beads of appropriate dimension, EPDM gasket, G.I fasteners 100 x 8 mm size for fixing frame to finished wall, plastic packers, plastic caps and necessary stainless steel screws etc. Profile of frame shall be mitred cut and fusion welded at all corners, mullion (if required) shall be also fusion welded including drilling of holes for fixing | [12 empty] | 0 | 0 | 0 | 0 | 0 | 0 | 0 | 0
| 9.147B | hardware's and drainage of water etc. After fixing frame the gap between frame and adjacent finished wall shall be filled with weather proof silicon sealant over backer rod of required size and of approved quality, all complete as per approved drawing & direction of Engineer-in-Charge. (Single / double glass panes and silicon sealant shall be paid separately). Note: For uPVC frame, sash and mullion extruded profiles minus 5% tolerance in dimension i.e. in depth & width of profile shall be acceptable. Variation in profile dimension in higher side shall be accepted but no extra payment on this account shall be made. | [12 empty] | 0 | 0 | #REF! | 0 | 0 | 0 | 0 | #REF!
| 9.147B.1 | Fixed window / ventilator made of (small series) frame 47 x 50 mm & mullion 47 x 68 mm both having wall thickness of 1.9 ± 0.2 mm and single glazing bead of appropriate dimension. (Area upto 0.75 sqm.) | Sqm |  | #REF! | #REF! | #REF! | #REF! | #REF! |  | #REF! | 6478.75 | 5784.5982 | #REF! | 0 | #REF! | #REF! | #REF! | #REF! | #REF! | 0 | #REF!
34 | 9.147A.6 | Casement cum fixed panel window having both end single casement panel, middle fixed panels and at top completely fixed ventilator with S.S friction hinges (350 x 19 x 1.9) made of (big series) frame 67 x 60 mm , sash 67 x 80 mm & mullion 67 x 80 mm all having wall thickness of 2.3 ± 0.2 mm and single glazing bead/double glazing bead of appropriate dimension. (Area of window above 3.00 sqm upto 5.00 sqm) | Sqm |  | 0 | #REF! | #REF! | #REF! | #REF! |  | #REF! | 7242.25 | 6466.2946 | #REF! | 0 | 0 | #REF! | #REF! | #REF! | #REF! | 0 | #REF!
35 | 9.147A.3 | Casement window double panels with top fixed with S.S. friction hinges (350 x 19 x 1.9 mm) made of (small series) frame 47 x 50 mm, sash 47 x 68 mm & mullion 47 x 68 mm all having wall thickness of 1.9 ± 0.2 mm and single glazing bead of appropriate dimension. ( Area of window upto 2.50 sqm). | Sqm |  | #REF! | #REF! | #REF! | #REF! | #REF! | #REF! | #REF! | 6982 | 6233.9286 | #REF! | 0 | #REF! | #REF! | #REF! | #REF! | #REF! | #REF! | #REF!
26 | 9.149 | Providing and fixing casement handle made of zinc alloyed (white powder coated) for uPVC casement window with necessary screws etc. complete | no |  | #REF! | #REF! | #REF! | #REF! | #REF! | #REF! | #REF! | 187.75 | 167.6339 | #REF! | 0 | #REF! | #REF! | #REF! | #REF! | #REF! | #REF! | #REF!
37 | 2407 | Float glass panes of nominal thickness 5.5 mm ( weight not less than 12.50 kg/sqm) | sqm |  | #REF! | #REF! | #REF! | #REF! | #REF! | #REF! | #REF! | 500 | 446.4286 | #REF! | 0 | #REF! | 0 | #REF! | #REF! | #REF! | #REF! | #REF!
38 | 9.96 | Providing and fixing aluminium sliding door bolts, ISI marked anodised (anodiccoating not less than grade AC 10 as per IS : 1868), transparent or dyed torequired colour or shade, with nuts and screws etc. complete : | [12 empty] | 0 | 0 | #REF! | 0 | 0 | 0 | 0 | #REF!
| 9.96.1 | 300x16 mm |  |  | #REF! | #REF! | #REF! | #REF! | #REF! |  | #REF! | #REF! | #REF! | #REF! | #REF! | #REF! | #REF! | #REF! | #REF! | #REF! | #REF!
| 9.96.2 | 250x16mm | each |  | #REF! | #REF! | #REF! | #REF! | #REF! | #REF! | #REF! | 231.7 | 206.875 | #REF! | 0 | #REF! | 0 | #REF! | #REF! | #REF! | #REF! | #REF!
39 | 9.97 | Providing and fixing aluminium tower bolts, ISI marked, anodised (anodiccoating not less than grade AC 10 as per IS : 1868 ) transparent or dyed to required colour or shade, with necessary screws etc. complete : | [12 empty] | 0 | 0 | #REF! | 0 | 0 | 0 | 0 | #REF!
| 9.97.2 | 250 x 10 mm |  |  | #REF! | #REF! | #REF! | #REF! | #REF! | #REF! | #REF! | #REF! | #REF! | #REF! | #REF! | #REF! | #REF! | #REF! | #REF! | #REF! | #REF!
| 9.97.1 | 300 x 10 mm | each |  | #REF! | #REF! | #REF! | #REF! | #REF! |  | #REF! | #REF! | #REF! | #REF! | #REF! | #REF! | #REF! | #REF! | #REF! | #REF! |  | #REF!
40 | 9.98 | Providing and fixing aluminium pull bolt lock,ISI marked, anodised ( anodic coating not less than grade AC 10 as per IS; 1868) transparent or dyed to rewuired colour and shade with necessary screws bolts, nut and washers etc. complete | each |  | #REF! | #REF! | #REF! | #REF! | #REF! |  | #REF! | #REF! | #REF! | #REF! | #REF! | #REF! | 0 | #REF! | #REF! | #REF! | #REF!
41 | 9.1 | Providing and fixing aluminium handles ISI marked anodised (anodic coating not less than grade AC 10 as per IS:1868) transparent or dyed to required colour or shade with necessary screws etc. complete. | [12 empty] | 0 | 0 | #REF! | 0 | 0 | 0 | 0 | #REF!
| 9.100.1 | 125 mm | Each |  | #REF! | #REF! | #REF! | #REF! | #REF! | #REF! | #REF! | 59.65 | 53.2589 | #REF! | 0 | #REF! | #REF! | #REF! | #REF! | #REF! | #REF! | #REF!
| 9.100.2 | 100 mm | Each |  | #REF! | #REF! | #REF! | #REF! | #REF! |  | #REF! | 52.85 | 47.1875 | #REF! | 0 | #REF! | 0 | #REF! | #REF! | #REF! | 0 | #REF!
42 | 9.101 | Providing and fixing aluminium hanging floor door stopper ISI marked anodised (anodic coating not less than grade AC 10 as per IS:1868) transparent or dyed to required colour and shade with necessary screws etc. complete. | [12 empty] | 0 | 0 | #REF! | 0 | 0 | 0 | 0 | #REF!
| 9.101.2 | Twin rubber stopper | Each |  | #REF! | #REF! | #REF! | #REF! | #REF! |  | #REF! | 62.05 | 55.4018 | #REF! | 0 | #REF! | #REF! | #REF! | #REF! | #REF! | 0 | #REF!
43 | 10.28 | Providing and fixing stainless steel ( Grade 304) railing made of Hollow tubes, channels, plates etc., including welding, grinding, buffing, polishing and making curvature (wherever required) and fitting the same with necessary stainless steel nuts and bolts complete, i/c fixing the railing with necessary accessories & stainless steel dash fasteners , stainless steel bolts etc., of required size, on the top of the floor or the side of waist slab with suitable arrangement as per approval of Engineer-in-charge, ( for payment purpose only weight of stainless steel members shall be considered excluding fixing accessories such as nuts, bolts, fasteners etc.).. | k.g. |  | #REF! | #REF! | #REF! | #REF! | #REF! |  | #REF! | 575.45 | 513.7946 | #REF! | 0 | #REF! | 0 | #REF! | #REF! | #REF! | 0 | #REF!
|  | SECTION-VII (FINISHING WORK) | [12 empty] | 0 | 0 | #REF! | 0 | 0 | 0 | 0 | #REF!
44 | 13.26 | Providing and applying plaster of paris putty of 2 mm thickness over plastered surface to prepare the surface even and smooth complete. | Sqm |  | #REF! | #REF! | #REF! | #REF! | #REF! | #REF! | #REF! | 196.7 | 175.625 | #REF! | 0 | #REF! | 0 | #REF! | #REF! | #REF! | #REF! | #REF!
45 | 13.83 | Wall painting with Premium acrylic amulsion paint of interior grade, having VOC ( Volatile Organic Compound) content less than 50 grams/ litre of approved brand and manufacture including applying additional coats wherever required to achieve even shade and colour | [12 empty] | 0 | 0 | #REF! | 0 | 0 | 0 | 0 | #REF!
| 13.83.2.1 | Two or more coats on new work | Sqm |  | #REF! | #REF! | #REF! | #REF! | #REF! | #REF! | #REF! | 113.9 | 101.6964 | #REF! | 0 | #REF! | 0 | #REF! | #REF! | #REF! | #REF! | #REF!
46 | 13.47 | Finishing walls with premium Acrylic smooth exterior paint with silicone additives of required shade: | [12 empty] | 0 | 0 | #REF! | 0 | 0 | 0 | 0 | #REF!
| 13.47.1 | New work (Two or more coats applied @ 1.43kg/10sqm) over and including base coat of waterproffing cement paint Snowcem Plus or equivalent applied @ 2.20 kg/10 sqm | Sqm |  | #REF! | #REF! | #REF! | #REF! | #REF! | #REF! | #REF! | 161.15 | 143.8839 | #REF! | 0 | #REF! | 0 | #REF! | #REF! | #REF! | #REF! | #REF!
47 | 13.61 | Painting with synthetic enamel paint of approved brand and manufacture of required colour to give an even shade: | [12 empty] | 0 | 0 | #REF! | 0 | 0 | 0 | 0 | #REF!
| 13.61.1 | Two or more coats on new work over an under coat of suitable shade with ordinary paint of approved band and manufacure | Sqm |  | #REF! | #REF! | #REF! | #REF! | #REF! | #REF! | #REF! | 121.55 | 108.5268 | #REF! | 0 | #REF! | 0 | #REF! | #REF! | #REF! | #REF! | #REF!
|  | SECTION-VIII (MISCELLANEOUS ITEMS) | [12 empty] | 0 | 0 | #REF! | 0 | 0 | 0 | 0 | #REF!
48 | 10.18 | Providing and fixing circular/hexagonal M.S sheet ceiling fan box with clamp of internal dia 140 mm, 73 mm height, 3 mm thick rim, top and bottom lid of 1.5 mm M.S sheet. Lids shall be screwed into M.S box by means of 3 mm round headed screws, clamps shall be made of 12 mm dia M.S bar bent to shape as per standard drawing with over all length as 80 cm. | Each |  | #REF! | #REF! | #REF! | #REF! | #REF! |  | #REF! | 172.25 | 153.7946 | #REF! | 0 | #REF! | #REF! | #REF! | #REF! | #REF! | 0 | #REF!
49 | 22.5 | Providing and laying water proofing treatment in sunken portion of WCs, bathroom etc., by applying cement slurry mixed with water proofing cement compound consisting of applying : a) First layer of slurry of cement @ 0.488 kg/sqm mixed with water proofing cement compound @ 0.253 kg/sqm. This layer will be allowed to air cure for 4 hours. b) Second layer of slurry of cement @ 0.242 kg/sqm mixed with water proofing cement compound @ 0.126 kg/sqm. This layer will be allowed to air cure for 4 hours followed with water curing for 48 hours. The rate includes preparation of surface, treatment and sealing of all joints, corners, junctions of pipes and masonry with polymer mixed slurry. | Sqm |  |  | #REF! | #REF! | #REF! | #REF! |  | #REF! | 465.6 | 415.7143 | #REF! | 0 | 0 | 0 | #REF! | #REF! | #REF! | 0 | #REF!
50 | 22.7 | Providing and laying integral cement based water proofing treatment including preparation of surface as required for treatment of roofs, balconies, terraces / sunken slabs etc consisting of following operations. | [12 empty] | 0 | 0 | 0 | 0 | 0 | 0 | 0 | 0
|  | Applying a slurry coat of neat cement using 2.75 kg/sqm of cement admixed with water proofing compound conforming to IS:2645 and approved by engineer -in-charge over the RCC slab including adjoining walls up to 300 mm height including cleaning the surface before treatment. | [12 empty] | 0 | 0 | 0 | 0 | 0 | 0 | 0 | 0
|  | Laying brick bats 25mm to 115mm size with 50% of cement mortar 1:5 (1cement: 5 coarse sand) admixed with proprietary water profing compound conforming to IS: 2645 over 20mm thick layer of cement mortar of mix 1:5 (1 cement: 5 coarse sand) admixed with prorietary water proofing compound conforming to IS: 2645 and appeoved by engineer-in-charge to requiredslope and treating similary the adjoining walls upto 300mm height including rounding of junctions to walls and slabs. | [12 empty] | 0 | 0 | 0 | 0 | 0 | 0 | 0 | 0
|  | After twodays of proper curing applying a second coat of cement slurry using 2.75 kg / sqm of cement admixed with proprietary water proofing compound conforming to IS: 2645.and approved by engineer-in charge. | [12 empty] | 0 | 0 | 0 | 0 | 0 | 0 | 0 | 0
|  | Finishing the surface with 20mm thick jointless cement mortar of mix 1:4 (1 cement:4 coarse sand) admixed with proprietary water proofingcompound conforming to IS: 2645 and laying approved by engineer - in charge including laying glass fibre cloth of approved quality in top layer of plaster and finally finishing the surface with trowelwith neat cement slurry and making pattern of 300 x 300 mm square 3 mm deep. | [12 empty] | 0 | 0 | 0 | 0 | 0 | 0 | 0 | 0
|  | The whole terraceso finished shall be flooded with water for a minimum period of two weeks for curing and for final test. All above operations to be done in order and as directed and specified by the Enigneer-in-charge. | [12 empty] | 0 | 0 | 0 | 0 | 0 | 0 | 0 | 0
|  | The whole twrrace so finished shall be flooded with water for a minimum period of two weeks for curing and for final test . all above operations to be done in order and as directed and specified by engineer - in - charge. | [12 empty] | 0 | 0 | 0 | 0 | 0 | 0 | 0 | 0
| 22.7.1 | With average thickness of 120mm and minimum thickness at khurra as 65 mm | Sqm | [6 empty] | #REF! | #REF! | 1398.5 | 1248.6607 | #REF! | 0 | 0 | #REF! | 0 | 0 | 0 | #REF! | #REF!
51 | 10.3 | providing and fixing in position collapsible steel shutters with vertical chanels 20 x 10 x 2 mm and braced with flat iron diagonals 20 x 5 mm size, with top and bottom rail of T iron 40x40x6 mm, with 40 mm dia steel pulleys, complete with bolts, nuts,locking arrangement, stoppers, handles,including applying a priming coat of approved steel primer. | Sqm | 0 | #REF! | [5 empty] | #REF! | #REF! | #REF! | #REF! | #REF! | #REF! | 0 | #REF! | #REF! | #REF! | #REF! | #REF!
52 | 9.47 | Providing and fixing nickel plated M.S pipe curtain rods with nickel plated brackets | [12 empty] | 0 | 0 | #REF! | 0 | 0 | 0 | 0
| 9.47.1 | 20 mm dia( Heavy type) | meter |  | #REF! | #REF! | #REF! | #REF! | #REF! |  | #REF! | #REF! | #REF! | #REF! | #REF! | #REF! | 0 | #REF! | #REF! | #REF! | #REF!
53 | 9.48 | Providing and fixing M.S. grills of required pattern in frames of windows etc. with flats, square or round bars etc. including priming cost with approved steel primer all complete. | [12 empty] | 0 | 0 | #REF! | 0 | 0 | 0 | 0
| 9.48.2 | Fixed to openings/ wooden frames with rawl plugs screws etc. ( @ 24 kg Per sqm) | kg |  | #REF! | #REF! | #REF! | #REF! | #REF! |  | #REF! | #REF! | #REF! | #REF! | #REF! | #REF! | 0 | #REF! | #REF! | #REF! | #REF!
54 | 10.5 | Providing and fixing 1 mm thick M.S. sheet door with frame of 40 x 40x 6 mm angle iron and 3 mm MS gusset plates at the junctions and corners, all necessary fittings complete, including applying a priming coat of approved steel primer | [12 empty] | 0 | 0 | #REF! | 0 | 0 | 0 | 0
| 10.5.2 | Using flats 30 x 6 mm for diagonal braces and central cross piece. | Sqm | [6 empty] | #REF! | #REF! | #REF! | #REF! | #REF! | #REF! | #REF! | 0 | #REF! | #REF! | #REF! | #REF!
55 | 10.25 | Steel work welded in built-up sections/framed work,including cutting,hoisting,fixing in position and applying a priming coat of approved steel primer using structural steel etc. as required | [12 empty] | 0 | 0 | 0 | 0 | 0 | 0 | 0
| 10.25.2 | In gratings, frames,guard bar, ladder, railing, brackets, gates and similar works. | [12 empty] | 0 | 0 | #REF! | 0 | 0 | 0 | 0
|  | Ladder @ 20 Kg per m2 | kg | [6 empty] | #REF! | #REF! | #REF! | #REF! | #REF! | #REF! | #REF! | 0 | #REF! | #REF! | #REF! | #REF!
56 | 12.22 | Making khurras 45x45 cm with average minimum thickness of 5 cm cement concrete 1:2:4 (1 cement : 2 coarse sand : 4 graded stone aggregate of 20 mm nominal size) over P.V.C. sheet 1 m x1 m x 400 micron, finished with 12 mm cement plaster 1:3 (1 cement : 3 coarse sand) and a coat of neat cement, rounding the edges and making and finishing the outlet complete. | Each | [5 empty] | #REF! | #REF! | #REF! | 244.05 | 217.9018 | #REF! | 0 | 0 | 0 | 0 | 0 | #REF! | #REF! | #REF!
|  | TOTAL | [11 empty] | #REF! | #REF! | #REF! | #REF! | #REF! | #REF! | #REF! | #REF! | #REF!
|  | GST@18% | [11 empty] | #REF! | #REF! | #REF! | #REF! | #REF! | #REF! | #REF! | #REF! | #REF!
|  | FINAL TOTAL | [11 empty] | #REF! | #REF! | #REF! | #REF! | #REF! | #REF! | #REF! | #REF! | #REF!

## Electrical works
NAME OF WORK : BOQ & ESTIMATE FOR ELECTRICAL & TELEPHONE WIRING FOR BIHARSHARIF SUBSTATION
Sl No | Item of work | Unit | Qty | QTYfor two towers | Rate ₹ | Rate | Amount ₹ | Remarks
| WIRING | [6 empty] | DSR22
1 | Wiring for Light plug & circuit wiring with 2x2.5 sq.mm FRLS PVC insulated copper conductor single core cable in recessed PVC conduit along with 1 No.2.5 sq mm FRLS PVC insulated copper conductor single core cable for loop earthing as required | Meter | 1550 | 3410 | 275 | 245.5357 | 837276.7857 | 1.14.2
2 | Wiring for power plug with 2x4 sq.mm FRLS PVC insulated copper conductor single core cable in surface / recessed medium class PVC conduit along with 1 No.4 sq mm FRLS PVC insulated copper conductor single core cable for loop earthing as required | Meter | 1692 | 3722.4 | 334 | 298.2143 | 1110072.8571 | 1.12
3 | Wiring for submain with 2x10 sq.mm +1X6 sq mm earth wire FRLS PVC insulated copper conductor single core cable in surface / recessed medium class PVC conduit etc. as required.(Main to DB) | Meter | 320 | 704 | 570 | 508.9286 | 358285.7143 | 1.14.5
4 | Wiring for submain with 4x6 sq.mm +2X6 sq mm earth wire FRLS PVC insulated copper conductor single core cable in surface / recessed medium class PVC conduit etc. as required.(Main to Common centre DB & Lift Room) | Meter | 100 | 220 | 754 | 673.2143 | 148107.1429 | 1.14.9
5 | Wiring for submain with 4x10sq.mm +2X6 sq mm earth wire FRLS PVC insulated copper conductor single core cable in surface / recessed medium class PVC conduit etc. as required.(Main to D type ) | Meter | 45 | 99 | 1005 | 897.3214 | 88834.8214 | 1.14.10
6 | Supplying and fixing metal box of following size (nominal size) in surface/ recess with suitable size of phenolic laminated sheet cover in the front including painting etc. as required. |  |  | 0 |  | 0 | 0
| (a)100mmX100mmX60mm deep | Each | 15 | 33 | 209 | 186.6071 | 6158.0357 | 1.22.2
| (b)200mmX125mmX60mm deep | Each | 10 | 22 | 323 | 288.3929 | 6344.6429 | 1.22.6
7 | Supplying & fixing of following size medium class PVC conduit along with accessories in surface/ recess including cutting of wall and making good the same in case of recessed conduit as required. |  |  | 0 |  | 0 | 0
| (a) 20 mm dia | Meter | 240 | 528 | 128 | 114.2857 | 60342.8571 | 1.21.1
| (b) 25 mm dia | Meter | 500 | 1100 | 145 | 129.4643 | 142410.7143 | 1.21.2
8 | Supplying and fixing following size / modules, GI box along with modular base & cover plate for modular switches/ socket/TV / Telephone outlet in surface/ recess etc. as required. |  |  | 0 |  | 0 | 0
| (a)75mmX75mmX50mm | Each | 35 | 77 | 298 | 266.0714 | 20487.5 | 1.27.1
9 | Wiring for light point/ fan point/ exhaust fan point / call bell point with 1.5 Sq.mm FRLS PVC insulated copper conductor single core cable in surface / recessed medium class PVC conduit with modular switch, modular plate, suitable GI box and earthing the point with 1.5 sq mm FRLS PVC insulated copper conductor single core cable etc as required. (Group B) | Point | 371 | 816.2 | 1182 | 1055.3571 | 861382.5 | 1.10.2
10 | Supplying and fixing suitable size GI box with modular plate and cover in front on surface or in recess including providing and fixing 3 pin 5/6 amps moduler socket outlet & 6A modular type switch connection etc. as required. | Point | 130 | 286 | 477 | 425.8929 | 121805.3571 | 1.31
11 | Supplying and fixing suitable size GI box with modular plate and cover in front on surface or in recess including providing and fixing 6 pin 5/6 & 15/ 16 amps moduler socket outlet & 15/16A modular type switch connection etc. as required. | Point | 68 | 149.6 | 586 | 523.2143 | 78272.8571 | 1.32
12 | Supplying and fixing 20 amps 240 volt, SPN industrial type, socket outlet, with 2 pole and earth metal enclosed plug top along ,with 20 amp 'C' series, SP, MCB in sheet steel enclosure on surface or in recess,with chained metal cover for socket out let and complete with connections testing and commissioning etc. as required. | Each | 26 | 57.2 | 1621 | 1447.3214 | 82786.7857 | 2.18
13 | Supplying and fixing 30 amps 415 volt, TPN industrial type, socket outlet, with 4 pole and earth metal enclosed plug top along ,with 30 amp 'C' series, TP, MCB in sheet steel enclosure on surface or in recess,with chained metal cover for socket out let and complete with connections testing and commissioning etc. as required. ( Lift Room) | Each | 1 | 2.2 | 4107 | 3666.9643 | 8067.3214 | 2.2
14 | Supplying and drawing 2 pair 0.5 sq mm. FR PVC insulated copper conductor telephone cable through existing PVC concuit/ raceway including connection, testing etc. as required. | Meter | 240 | 528 | 38 | 33.9286 | 17914.2857 | 1.18.2
15 | Supplying and fixing moduler type 2 pin telephone socket on the existing box including making connection etc. as required. | Each | 12 | 26.4 | 148 | 132.1429 | 3488.5714 | 1.24.6
16 | Supplying Installing Testing and commissioning of 20 Pair distribution tag box all complete as per specification and direction of E/I | Each | 1 | 2.2 | 1461 | 1304.4643 | 2869.8214 | M/R
17 | Supplying and installation of 10 pair 0.5 sq mm.ATC unarmoured PVC insulated copper conductor telephone cable through existing PVC conduit including connection, testing etc. as required. | Meter | 50 | 110 | 62 | 55.3571 | 6089.2857 | M/R
18 | Supplying and drawing low resistance co-axial T.V cable RJ-6 grade 0.7mm solid copper conductor PE insulated shielded with fine tinned copper braid and protected with PVC sheath in the existing PVC concuit etc. as required. | Meter | 460 | 1012 | 47 | 41.9643 | 42467.8571 | 1.19
19 | Supplying and fixing modular type TV antenna socket outlet on the existing box including making connection etc. as required. | Each | 23 | 50.6 | 148 | 132.1429 | 6686.4286 | 1.24.7
20 | Supplying and fixing modular blanking plate on the existing modular plate & box excluding moduler plate etc. as required. | Each | 20 | 44 | 40 | 35.7143 | 1571.4286 | 1.26
21 | Supplying and fixing stepped type electronic fan regulator on the existing switch box including connections excluding modular plate etc. as required. | Each | 60 | 132 | 369 | 329.4643 | 43489.2857 | 1.25
22 | Supplying and fixing call bell/ buzzer suitable for DC/AC single phase 230 volt complete etc. as required. | Each | 9 | 19.8 | 99 | 88.3929 | 1750.1786 | 1.38
| D.B.s |  |  | 0 |  | 0 | 0
23 | Supplying and fixing 8 way, Double Door, single pole and neutral, sheet steel, MCB distribution board, 240 V, on surface/ recess, complete with tinned copper bus bar, neutral bus bar, earth bar, din bar, interconnections, powder painted including earthing etc. as required. (But without MCB/RCCB/Isolator) | Each | 1 | 2.2 | 2573 | 2297.3214 | 5054.1071 | 2.3.2
24 | Supplying and fixing 16 way, Double Door, single pole and neutral, sheet steel, MCB distribution board, 240 V, on surface/ recess, complete with tinned copper bus bar, neutral bus bar, earth bar, din bar, interconnections, powder painted including earthing etc. as required. (But without MCB/RCCB/Isolator) | Each | 8 | 17.6 | 3141 | 2804.4643 | 49358.5714 | 2.3.4
25 | Supplying and fixing 3x4 way double door horizontal type three pole and Neutral sheet steel M.C.B. D.B, 415 Volts on surface/ recess, complete with tinned copper busbar, neutral bus bar, earth bar, din bar , detachable gland plate, interconnection including painting, earthing etc. as required | Each | 1 | 2.2 | 4091 | 3652.6786 | 8035.8929 | 2.4.1
26 | Supplying and fixing 3x6 way double door horizontal type three pole and Neutral sheet steel M.C.B. D.B, 415 Volts on surface/ recess, complete with tinned copper busbar, neutral bus bar, earth bar, din bar , detachable gland plate, interconnection including painting, earthing etc. as required | Each | 1 | 2.2 | 4974 | 4441.0714 | 9770.3571 | 2.4.2
27 | Supplying and fixing cable end box ( Loose wire box , IP 43) suitable for following three pole and Neutral sheet steel M.C.B. Distribution board, 415 volt on surface/ recess, complete with testing commissioning etc. as required |  |  | 0 |  | 0 | 0
| (i) For 4 way Double door TPN MCB DB | Each | 1 | 2.2 | 1080 | 964.2857 | 2121.4286 | 2.24.1
| (ii) For 6 way Double door TPN MCB DB | Each | 1 | 2.2 | 1124 | 1003.5714 | 2207.8571 | 2.24.2
28 | Supplying and fixing Cable End Box (Loose Wire Box) suitable for following single pole and neutral, sheet steel, MCB distribution board, 240 Volts, on surface/ recess, complete with testing and commissioning etc. as required |  |  | 0 |  | 0 | 0
| (i) For 8 way, Double door SPN MCBDB | Each | 1 | 2.2 | 752 | 671.4286 | 1477.1429 | 2.23.1
| (ii) For 16 way, Double door SPN MCBDB | Each | 8 | 17.6 | 902 | 805.3571 | 14174.2857 | 2.23.4
29 | Supplying and fixing of following rating C series MCB/ Isolator suitable for lighting and other loads of following poles in the existing MCB DB complete witth connections ,testing and commissioning etc. as required . |  |  | 0 |  | 0 | 0
| 6 Amp. To 32 Amp. SP MCB 240 Volt | Each | 134 | 294.8 | 256 | 228.5714 | 67382.8571 | 2.10.1
| 32 Amp. SPN MCB 240V | Each | 1 | 2.2 | 599 | 534.8214 | 1176.6071 | 2.10.2
| 32 Amp. TPN MCB 415V | Each | 1 | 2.2 | 1228 | 1096.4286 | 2412.1429 | 2.10.5
30 | Supplying and fixing of following rating four pole 415V Isolator in the existing MCB DB & MCB VTPN DB complete witth connections ,testing and commissioning etc. as required . |  |  | 0 |  | 0 | 0
| 40 Amp DP 240 volts Isolator | Each | 8 | 17.6 | 435 | 388.3929 | 6835.7143 | 2.12.1
| 40 Amp FP 415 volts Isolator | Each | 1 | 2.2 | 970 | 866.0714 | 1905.3571 | 2.13.1
31 | Providing and fixing MV danger notice plate of 200mmX150mm made of mild steel at least 2mm thick, and vitreous enamelled white on both sides, and with inscription in single red colour on front side etc as required. | Each | 1 | 2.2 | 269 | 240.1786 | 528.3929 | 2.21
| EARTHING |  |  | 0 |  | 0 | 0
32 | Earthing with G.I earth pipe 4.5 mt. long 40mm dia including accessories and providing masonary enclosure with cover plate having locking arrangement and watering pipe etc. with Charcoal/coke and salt as required. | Set | 2 | 4.4 | 6855 | 6120.5357 | 26930.3571 | 5.2
33 | Earthing with GI earth plate 600mm X600 mm X6mm thick including accessories and providing masonary enclosure with cover plate having locking arrangement and watering pipe 2.7 metre long etc. with salt and charcoal/ coke and salt as required. | Set | 2 | 4.4 | 7472 | 6671.4286 | 29354.2857 | 5.4
34 | Providing and laying earth connections from earth electode with 6 SWG dia G.I. wire in 15 mm. Dia G.I.pipe from earth electrode including connection with G.I. thimble excavation and refilling etc. as required. | Meter | 80 | 176 | 287 | 256.25 | 45100 | 5.12
35 | Providing and fixing 6 SWG dia G.I. wire on surface or in recess for loop earthing etc as required. | Meter | 100 | 220 | 70 | 62.5 | 13750 | 5.16
| LAYING OF UNDER GROUND CABLE |  |  | 0 |  | 0 | 0
36 | Laying of one number PVC insulated and PVC sheathed/ XLE power cable of 1.1 KV grade of following size direct in ground including excavation, sand cushionig, protective covering and refilling the trench etc. as required. |  |  | 0 |  | 0 | 0
| (a) Above 95 sq. mm. and upto 185 sq.mm | Meter | 60 | 132 | 422 | 376.7857 | 49735.7143 | 7.1.3
37 | Laying and fixing of one number PVC insulated and PVC sheathed aluminium conductor cable of1.1 KV grade of following size on surface etc. as required. |  |  | 0 |  | 0 | 0
| (a)Above 95 sq. mm and upto 185 sq. mm (clamped with 25/40x3mm MS flat clamp) | Meter | 15 | 33 | 153 | 136.6071 | 4508.0357 | 7.7.3
38 | Excavating for cable trenches of depth upto 1.2M in soft soil including getting out the excavated soil and disposal of surplus excavated soil directed within lead of 50 metres. | Cum | 6 | 13.2 | 260.3 | 220.5932 | 2911.8305 | 2.8.1 | DSR Civil
39 | Filling available excavated earth (excluding rock) in tenches, sides of foundations etc. in layers not exceeding 20 cm in depth, consolidating each deposited layer by ramming and watering, lead upto 50 metres. | Cum | 3 | 6.6 | 255 | 227.6786 | 1502.6786 | 14.3
40 | Providing and laying following size NP2 (Non pressure) RCC pipe complete with RCC collar etc. as required . |  |  | 0 |  | 0 | 0
| (a) Dia 300 mm. | Meter | 5 | 11 | 1140 | 1017.8571 | 11196.4286 | 14.14.4
41 | Laying of one number PVC insulated and PVC sheathed aluminium conductor cable of1.1 KV grade of following size in the existing RCC/ HUME/METAL pipe etc. as required. |  |  | 0 |  | 0 | 0
| (a) Above 95 sq. mm and upto 185 sq. mm | M | 5 | 11 | 77 | 68.75 | 756.25 | 7.5.3
42 | Supplying and making end termination with brass compression gland and aluminium lugs for following size of PVC insulated and PVC sheathed/XLPE aluminium conductor cable of 1.1 KV grade as reguired. |  |  | 0 |  | 0 | 0
| (a) 3.5 Core 150 sq mm | Set | 2 | 4.4 | 697 | 622.3214 | 2738.2143 | 9.1.26
| MAIN PANEL |  |  | 0 |  | 0 | 0
43 | Supplying and fixing of wall/floor mounted cubicle panel board fabricated with 16 guage iron sheet suitable for panel mounted switch disconnector, including busbar chamber, insulator, nut-bolt painting etc as required. (But without busbar copper strip) | Sft | 16 | 35.2 | 1382 | 1233.9286 | 43434.2857 | BSR 2018 8.10.2
44 | Supplying and fixing of following rating electrical items in the existing cubical panel board including drilling holes in cubicle panel making connections etc. as required . |  |  | 0 |  |  | 0
| Incomings:- |  |  | 0 |  |  | 0
| (i) 200 Amp 35 KA FP 415 volt MCCB. | Each | 1 | 2.2 | 11915 | 10638.3929 | 23404.4643 | 2.4.5
| (ii) 200 Amp, 4 pole changeover switch . | Each | 1 | 2.2 | 9463 | 8449.1071 | 18588.0357 | 2.7.6
| (b) Out going |  |  | 0 |  | 0 | 0
| (iii) 6/32 Amp SPN MCB 240 Volt | Each | 1 | 2.2 | 527 | 470.5357 | 1035.1786 | 2.12.2
| (iv) 40 Amp SPN MCB 240 Volt | Each | 8 | 17.6 | 729 | 650.8929 | 11455.7143 | 2.12.3
| (v) 32 Amp TPN MCB 415 Volt | Each | 1 | 2.2 | 1108 | 989.2857 | 2176.4286 | 2.12.5
| (vi) 40 Amp TPN MCB 415 Volt | Each | 1 | 2.2 | 1487 | 1327.6786 | 2920.8929 | 2.12.6
| (vii) Copper strip of all sizes. | Kg | 8 | 17.6 | 776 | 692.8571 | 12194.2857 | 1830+Ana
| (viii) Digital ammeter three phase | Each | 1 | 2.2 | 1643 | 1466.9643 | 3227.3214 | 8.10.6
| (ix)Digital Voltmeter three phase | Each | 1 | 2.2 | 1337 | 1193.75 | 2626.25 | 8.10.4
| (x)Pilot lamp for indicator | Each | 3 | 6.6 | 121 | 108.0357 | 713.0357 | 2318+Ana
| SUPPLY & INSTALLATION OF FIXTURES |  |  | 0 |  | 0 | 0
45 | Supply and Installation of regular / standard model A.C. ceiling fan of 1200 mm sweep including wiring the down rod of standard length (upto 30cm) with 1.5 sq.mm FR PVC insulated copper conductor, single core cable etc. as required. | Each | 60 | 132 | 3784 | 3378.5714 | 445971.4286 | 8.11.2
46 | Supply and Installation of 300mm sweep 230 A.C. exhaust fan in the existing opening including making good the damage connection testing commissioning etc. as required. | Each | 34 | 74.8 | 4982 | 4448.2143 | 332726.4286 | 8.11.4
47 | Supplying and fixing single wall mounted 20/22watt LED type batten fitting complete with electronic driver and LED tube etc. directly on ceiling / wall including connections with 1.5 sq.mm FR PVC insulated, copper conductor single core cable and earthing the body etc. as required. | Each | 74 | 162.8 | 684 | 610.7143 | 99424.2857 | 5.9.3
48 | Supplying and fixing surface mounted 10/12 watt LED type bulkhead fitting comprising of pressure die cast housing with acrylic diffuser (IP65) and complete with integrated electronic driver etc directly on wall/ ceiling including connections with 1.5 sq.mm FR PVC insulated, copper conductor single core cable and earting the body etc. as required. | Each | 8 | 17.6 | 244 | 217.8571 | 3834.2857 | 5.15
49 | Supplying and fixing 4'*40 watt suspended type LED luminaire provides soft-light and glare free symmetrical illumination complete with all accessories etc including complete with all accessories etc. including ball and socket arrangement, 2 no. down rods of 20mm dia*1.6mm thick GI pipe upto 30 cm length, painting and wiring the down rods and connection with 1.5 sqmm FR PVC insulated copper conductor, single core cable and earthing etc. as required. | Each | 16 | 35.2 | 4949 | 4418.75 | 155540 | 5.14
50 | Supplying and fixing surface mounted 15/18 watt LED downlighter with integrated electronic driver directly on ceiling including all accessories and connection with 1.5 sq mm FR PVC insulated copper conductor single core cable and earthing the body etc as required. | Each | 44 | 96.8 | 1380 | 1232.1429 | 119271.4286 | 5.11.7
51 | Supplying and fixing 2 pin 5 Amp ceiling rose on the existing junction box/ PVC box including connection etc as required. | Each | 108 | 237.6 | 87 | 77.6786 | 18456.4286 | 1.33
52 | Supplying and fixing batten / angle holder including connections with 1.5 sq.mm FR PVC insulated, copper conductor single core cable etc. as required. | Each | 126 | 277.2 | 131 | 116.9643 | 32422.5 | 1.34
53 | Supplying and fixing following types lamp in existing electrical fitting/ fixture etc as required. |  |  | 0 |  | 0 | 0
| (i) 10/12 watt LED lamp | Each | 126 | 277.2 | 178 | 158.9286 | 44055 | 6.1.33
| SUPPLY OF UNDER GROUND CABLE |  |  | 0 |  | 0 | 0
54 | Supply of PVC insulated PVC sheathed aluminium conductor armoured under ground cable of graded 1.1 KV for working voltage upto 1100 volts conforming to ISI 1554 (Part-I) of 1964 with upto date amendment as detailed below. |  |  | 0 |  | 0 | 0
| (a) 3.5 Core 150 sq. mm | Meter | 80 | 176 | 672 | 600 | 105600 | AR-1
| TOTAL excl GST | [5 empty] | 5896965.2234
[5 empty] | GST@18% |  | 1061453.7402
| TOTAL ₹ | [5 empty] | 6958418.9636

## PHE analysis (hidden)
SN. | PARTICULARS | UNIT | QUANTITY | RATE | AMOUNT
(b) | PVC PIPE
110 mm dia PVC pipe
MATERIALS
7751 | Cost of 6 m pipe | metre | 6 | 560 | 3360
7191 | seal ring | each | 1 | 12 | 12
| adhesive and sundries | each | 3.1 | 2.27 | 7.037
|  |  |  | (I). tot.= | 3379.037
LABOUR
| fitter | Each | 0.42 | 897 | 376.74
| Beldar | Each | 0.83 | 736 | 610.88
| Bandhani | Each | 0.21 | 816 | 171.36
|  |  |  | II...tot.= | 1158.98
|  |  | (I) + (II) = |  | 4538.017
| add for carriage of pipe @3% |  |  |  | 136.1405
| add for wc & electricty @1% |  |  |  | 45.3802
| add for scaffolding @3% |  |  |  | 136.1405
|  |  |  | subtotal = | 4855.6782
| add for C.P @15% |  |  |  | 728.3517
| Cost of 6.00m pipe= |  |  |  | 5584.0299
| Cost of 1m pipe= |  |  |  | 930.6717
| say |  |  |  | 931
(c) | PVC FITTINGS
(i) | 110 DIA DOOR TEE
| Cost of door tee | each | 1 | 235 | 235
| seal ring | each | 3 | 12 | 36
adhesive ,carriage of material
| rubber washer etc. including fixing | each | 5.18 | 2.27 | 11.7586
| total ,mat +labour = |  |  |  | 282.7586
| add for wc & electricty @1% |  |  |  | 2.8276
| subtotal , = |  |  |  | 285.5862
| add for C.P @15% |  |  |  | 42.8379
| cost of fitting = |  |  |  | 328.4241
| say |  |  |  | 328
(ii) | 110 DIA PLAIN BEND
| Cost of bend 87.5 | each | 1 | 145 | 145
| seal ring | each | 1 | 20 | 20
| adhesive and sundries | each | 1.05 | 2.6 | 2.73
| carrage & fixing charges | each | 4.15 | 2.6 | 10.79
| total ,mat +labour = |  |  |  | 178.52
| add for wc & electricty @1% |  |  |  | 1.7852
| subtotal , = |  |  |  | 180.3052
| add for C.P @15% |  |  |  | 27.0458
| cost of fitting = |  |  |  | 207.351
| say |  |  |  | 207
(iii) | 110 DIA DOOR BEND
| Cost of door bend | each | 1 | 205 | 205
| seal ring | each | 1 | 12 | 12
| adhesive and sundries | each | 1.05 | 2.27 | 2.3835
| carrage & fixing charges | each | 4.15 | 2.27 | 9.4205
| total ,mat +labour = |  |  |  | 228.804
| add for wc & electricty @1% |  |  |  | 2.288
| subtotal , = |  |  |  | 231.092
| add for C.P @15% |  |  |  | 34.6638
| cost of fitting = |  |  |  | 265.7558
| say |  |  |  | 266
(iv) | 110 DIA BEND 45
| Cost of bend 45 | each | 1 | 123 | 123
| seal ring | each | 1 | 12 | 12
| adhesive and sundries | each | 1.05 | 2.27 | 2.3835
| carrage & fixing charges | each | 4.15 | 2.27 | 9.4205
| total ,mat +labour = |  |  |  | 146.804
| add for wc & electricty @1% |  |  |  | 1.468
| subtotal , = |  |  |  | 148.272
| add for C.P @15% |  |  |  | 22.2408
| cost of fitting = |  |  |  | 170.5128
| say |  |  |  | 171
(v) | 110 DIA DOUBLE DOOR TEE
| Cost of cross tee | each | 1 | 310 | 310
| seal ring | each | 4 | 20 | 80
adhesive ,carriage of material
| rubber washer etc. including fixing | each | 6 | 2.6 | 15.6
| total ,mat +labour = |  |  |  | 405.6
| add for wc & electricty @1% |  |  |  | 4.056
| subtotal , = |  |  |  | 409.656
| add for C.P @15% |  |  |  | 61.4484
| cost of fitting = |  |  |  | 471.1044
| say |  |  |  | 471
(vi) | 110 DIA VENT COWEL
| Cost of vent cowel | each | 1 | 35 | 35
| carriage of material & lab. | LS |  | 20 | 20
| total ,mat +labour = |  |  |  | 55
| add for wc & electricty @1% |  |  |  | 0.55
| subtotal , = |  |  |  | 55.55
| add for C.P @15% |  |  |  | 8.3325
| cost of fitting = |  |  |  | 63.8825
| say |  |  |  | 64
(vii) | 110 DIA PIPE CLIP
| Cost of clip | each | 1 | 27 | 27
| fixing wood & clent | LS | 1 | 15 | 15
| sundries | LS | 1 | 2.6 | 2.6
| total ,mat +labour = |  |  |  | 44.6
| add for wc & electricty @1% |  |  |  | 0.446
| subtotal , = |  |  |  | 45.046
| add for C.P @15% |  |  |  | 6.7569
| cost of fitting = |  |  |  | 51.8029
| say |  |  |  | 52
(viii) | 110X100 DIA P- TRAP
| Cost of p-trap | each | 1 | 320 | 320
| carriage | LS | 1 | 2 | 2
| labour,20% of fitting |  | 1 | 2.6 | 46.4
| total ,mat +labour = |  |  |  | 368.4
| add for wc & electricty @1% |  |  |  | 3.684
| subtotal , = |  |  |  | 372.084
| add for C.P @15% |  |  |  | 55.8126
| cost of fitting = |  |  |  | 427.8966
| say |  |  |  | 428
(ix) | 110 DIA PLAIN TEE
| Cost of door tee | each | 1 | 203 | 203
| seal ring | each | 3 | 20 | 60
adhesive ,carriage of material
| rubber washer etc. including fixing | each | 5.18 | 2.6 | 13.468
| total ,mat +labour = |  |  |  | 276.468
| add for wc & electricty @1% |  |  |  | 2.7647
| subtotal , = |  |  |  | 279.2327
| add for C.P @15% |  |  |  | 41.8849
| cost of fitting = |  |  |  | 321.1176
| say |  |  |  | 321
(x) | 110 DIA PLAIN WYE
| Cost of door tee | each | 1 | 252 | 252
| seal ring | each | 3 | 20 | 60
adhesive ,carriage of material
| rubber washer etc. including fixing | each | 5.18 | 2.6 | 13.468
| total ,mat +labour = |  |  |  | 325.468
| add for wc & electricty @1% |  |  |  | 3.2547
| subtotal , = |  |  |  | 328.7227
| add for C.P @15% |  |  |  | 49.3084
| cost of fitting = |  |  |  | 378.0311
| say |  |  |  | 378
ANALYSIS OF PUMP(2HP)
SN. | ITEMS | QUANTITY
1 | 2 H.P. Submersible Pump with Motor | 1
2 | Automatic Pannel Board | 1
3 | cable wire 1X3 core PVC h.v.(metre) | 30
4 | Clamp with nutt & bolts(1 pair) | 1
5 | Tubewell cover with nutt & bolts | 1
6 | 40 mm dia Tata GI pipe(ft.) | 80
7 | 40 mm dia GI Elbow | 1
8 | 40 X 300 nipple | 1
9 | 40 X 150 nipple | 1
10 | Pump installation charge | 1
add 1% water charge
add 15% CP
ANALYSIS OF RATE
ANALYSIS OF PUMP(1.5 HP)
SN. | ITEMS | QUANTITY
1 | 1.5 H.P. Submersible Pump with Motor | 1
2 | Automatic Pannel Board | 1
3 | cable wire 1X3 core PVC h.v.(metre) | 30
4 | Clamp with nutt & bolts(1 pair) | 1
5 | Tubewell cover with nutt & bolts | 1
6 | 40 mm dia Tata GI pipe(ft.) | 80
7 | 40 mm dia GI Elbow | 1
8 | 40 X 300 nipple | 1
9 | 40 X 150 nipple | 1
10 | Pump installation charge | 1
| add 1% water charge |  |  | 0
0
| add 15% CP |  |  | 0
|  |  | total | 0
|  |  | say | 0

## QTY. Septic Tank (hidden)
analysis of septic tank(liq. Depth -4.5 X 1.5 X 1.5 m3)
Sl.No. | Item | Nos. | Length | Width. | Height | Quantity
1 | Earthwork(cu-m.) |  | 5.6 | 2.6 | 3 | 43.68
|  | 2 | 1.7 | 1.7 | 0.9 | 5.202
48.882
2 | Sand filling(cu-m.) |  | 5.3 | 2.3 | 0.15 | 1.8285
|  | 2 | 1 | 1 | 0.1 | 0.2
2.0285
| PCC(cu-m.) |  | 5.3 | 2.3 | 0.15 | 1.8285
|  | 2 | 1 | 1 | 0.1 | 0.2
2.0285
3 | B/W(cu-m.) | 2 | 5 | 0.25 | 3 | 7.5
|  | 2 | 1.5 | 0.25 | 3 | 2.25
|  | 2 | 0.125 | 1.75 | 1.35 | 0.59063
|  |  | 0.125 | 1.75 | 1.2 | 0.2625
|  | 4 | 0.85 | 0.25 | 0.75 | 0.6375 | 2
|  | 2 | 0.6 | 0.25 | 0.75 | 0.225
11.4656
4 | cement plaster (sq-m.) | 2 | 4.5 |  | 2.5 | 22.5
|  | 2 | 1.5 |  | 2.5 | 7.5
|  | 4 | 1.5 |  | 1.35 | 8.1
|  | 2 | 1.5 |  | 1.2 | 3.6
|  | 5 | 1.5 |  | 0.125 | 0.9375
|  | 8 | 0.6 |  | 0.75 | 3.6
|  | 2 | 5 |  | 3 | 30
|  | 2 | 2 |  | 3 | 12
|  | 4 | 0.85 |  | 0.9 | 3.06
|  | 2 | 1.1 |  | 0.9 | 1.98
93.2775
5 | fbs (sq-m.) |  | 5.3 | 2.3 |  | 12.19
|  | 2 | 1 | 1 |  | 2
14.19
6 | RCC(cu-m.) |  | 5.3 | 2.3 | 0.15 | 1.8285
|  | 2 | 1 | 1.4 | 0.15 | 0.42
|  | 2 | 1.75 | 0.125 | 0.25 | 0.10938
|  | 4 | 0.25 | 0.25 | 2.65 | 0.6625
3.0204
7 | shuttering (sq-m.) slab |  | 5 | 2 |  | 10
|  | 2 | 0.6 | 0.6 |  | 0.72
10.72
| beam | 2 | 1.5 | 0.125 |  | 0.375
| column | 8 | 0.25 | 3 |  | 6
8 | CI cover(500 dia ) |  |  |  |  | 2
9 | foot rest |  |  |  |  | 18
10 | sw tee |  |  |  |  | 2

## Qty Recharge Pit (hidden)
(A) | FILTER PIT
S.NO. | PARTICULARS | SAME | L | B | D | QUANTITY | QUANTITY | TOTAL
|  | NO. |  |  |  | filter pit(X) | Recharge well(Y) | Qty.(X+Y)
1 | EARTH WORK(CU-M) | 1 | 1.85 | 1.85 | 1.5 | 5.1338 | 50.62 | 55.7537
2 | SAND FILLING(CU-M) | 1 | 1.55 | 1.55 | 0.075 | 0.18019 | 0.71 | 0.89019
3 | FLAT BRICK SOLING(Sq-M) | 1 | 1.55 | 1.55 |  | 2.4025 | 4.75 | 7.1525
4 | P.C.C(1:2:4)CU-M | 1 | 1.55 | 1.55 | 0.1 | 0.24025 | 0.71 | 0.95025
5 | B/W(1:6) CU-M | 2 | 1.4 | 0.25 | 1.2 | 0.84
|  | 2 | 0.9 | 0.25 | 1.2 | 0.54
[6 empty] | 1.38 | 7.56 | 8.94
6 | CEMENT PLASTER(1:4)Sq-M | 4 | 0.9 |  | 1.2 | 4.32 | 27.48 | 31.8
7 | NEAT CEMENT PUNNING(Sq-M) | 4 | 0.9 |  | 1.2 | 4.32 | 27.48 | 31.8
8 | R.C.C.(1:2:4) CU-M | 1 | 1.4 | 1.4 | 0.05 | 0.098 | 1.06 | 1.158
9 | SHUTTERING(Sq-M) | 1 | 0.9 | 0.9 |  | 0.81 | 4.91 | 5.72
10 | STEEL Kg |  |  |  |  | 4.8 | 50.94 | 55.74
11 | 5 cm-20 cm Boulders CU-M | 1 | 0.9 | 0.9 | 0.3 | 0.243 | 2.94 | 3.183
12 | GRAVEL |  |  |  |  | 0 | 2.94 | 2.94
13 | COARSE SAND |  |  |  |  | 0 | 2.94 | 2.94
14 | 500 DIA CI COVER |  |  |  |  | 0 | 1 | 1
(B) | RECHARGE WELL
S.NO. | PARTICULARS | PAI/4 | D2 | D2XD2 | D1 | D1XD1 | A-B | H | QUANTITY
|  |  |  | A |  | B
1 | EARTH WORK(CU-M) | 0.785 | 4 | 16 | 0 | 0 | 16 | 4.03 | 50.6168
2 | SAND FILLING(CU-M) | 0.785 | 3.3 | 10.89 | 2.2 | 4.84 | 6.05 | 0.15 | 0.71239
3 | FLAT BRICK SOLING(Sq-M) | 0.785 | 3.3 | 10.89 | 2.2 | 4.84 | 6.05 |  | 4.7492
4 | P.C.C(1:2:4)CU-M | 0.785 | 3.3 | 10.89 | 2.2 | 4.84 | 6.05 | 0.15 | 0.71239
5 | B/W(1:6) CU-M | 0.785 | 3 | 9 | 2.5 | 6.25 | 2.75 | 3.5 | 7.5556
6 | CEMENT PLASTER(1:4)Sq-M | 3.14 | 2.5 |  | 0 |  | 0 | 3.5 | 27.475
7 | NEAT CEMENT PUNNING(Sq-M) | 3.14 | 2.5 |  | 0 |  | 0 | 3.5 | 27.475
8 | R.C.C.(1:2:4) CU-M | 0.785 | 3 | 9 | 0 | 0 | 9 | 0.15 | 1.0597
9 | SHUTTERING(Sq-M) | 0.785 | 2.5 | 6.25 | 0 | 0 | 6.25 |  | 4.9062
10 | STEEL Kg | [7 empty] | 50.94
11 | 5 cm-20 cm Boulders CU-M | 0.785 | 2.5 | 6.25 | 0 | 0 | 6.25 | 0.6 | 2.9438
12 | GRAVEL | 0.785 | 2.5 | 6.25 | 0 | 0 | 6.25 | 0.6 | 2.9438
13 | COARSE SAND | 0.785 | 2.5 | 6.25 | 0 | 0 | 6.25 | 0.6 | 2.9438
14 | 500 DIA CI COVER | [7 empty] | 1

## underground water tank
UNDERGROUND WATER TANK (Liquid Dimension 2.5mX1.5mX1.5m ) For one tank
s.no. | DSR2023 |  | nos | length | width. | height | quantity | unit | rate | Rate | amount
Liquid Dimension 2.5mX1.5mX1.5m For one tank
1 | 2.8 | Earthwork in excavation in foundation trenches or drains including dressing of sidesand ramming of bottoms,lift upto 1.5m,including getting out the excavated soil and disposal of surplus excavated as directed within a lead of 50m
| 2.8.1 | All kind of soil | 1 | 3.5 | 2.5 | 2.4 | 21 | Cum | 260.3 | 220.5932 | 4632.4576
2 | 2.27 | Supplying and filling in plinth with sand under floors, including watering, ramming, consolidating and dressing complete. | 1 | 3.5 | 2.5 | 0.1 | 0.875 | Cum | 2123.75 | 1799.7881 | 1574.8146
3 | 11.2 DAR | Providing designation 100 A one brick flat soling joints filled with local sand including cost of watering, taxes, royalty all complete as per building specification and direction of E/l, | 1 | 3.5 | 2.5 |  | 8.75 | Sqm. | 474.8939 | 402.4525 | 3521.4593
4 | 2.25 | Filling available excavated earth(excluding rock) in trenches , plinth, sides of foundations etc. in layers not exceeding 20cm in depth: consolidating each deposited layer by ramming and watering, lead up to 50 m and lift upto 1.5 m. | [7 empty] | 0 | 0
|  | sides | 2 | 3.5 | 0.3 | 1.95 | 4.095 |  |  | 0 | 0
|  | sides | 2 | 1.5 | 0.3 | 1.95 | 1.755 |  |  | 0 | 0
|  | Total |  |  |  |  | 5.85 | Cum | 196 | 166.1017 | 971.6949
5 | 4.1 | Providing and laying in position concrete of specified grade excluding the cost of centring and shuttering all work upto plinth level | [7 empty] | 0 | 0
| 4.1.3 | 1:2:4(1cement:2 corse sand:4 graded stone aggregate 20mm nominal size | 1 | 3.5 | 2.5 | 0.075 | 0.65625 | Cum | 7878.5 | 6676.6949 | 4381.581
6 | 5.1 | Providing and laying in position spesified grade of reinforced cement concrete,excluding the cost of centering, shuttering, finishing and reinforcement - all work upto plinth | [7 empty] | 0 | 0
| 5.1.2 | 1:1.5:3 (1 cement:1.5 coarse sand(zone III):3 graded stone aggregate 20 mm nominal size) | [7 empty] | 0 | 0
a | 5.1.2 | base | 1 | 3.5 | 2.5 | 0.2 | 1.75 | Cum | 9045.75 | 7665.8898 | 13415.3072
b | 5.1.2 | Slab of tank | 1 | 3.1 | 2.1 | 0.15 | 0.9765 | Cum | 9045.75 | 7665.8898 | 7485.7414
c | 5.1.2 | wall | 1 | 8 | 0.2 | 1.8 | 2.88 | Cum | 9045.75 | 7665.8898 | 22077.7627
7 | 5.9 | Centring and shuttering including strutting propping etc. and removal of form for | [7 empty] | 0 | 0
a | 5.9.3 | Suspendedfloors,roofs,landings,balconies and access platform | 1 | 3.1 | 2.1 |  | 6.51 | Sqm. | 927.25 | 785.8051 | 5115.5911
b | 5.9.2 | Walls(any thickness)including attached pilasters, …. Etc | 1 | 8 |  | 1.8 | 14.4 | Sqm. | 842.5 | 713.9831 | 10281.3559
c | 5.9.1 | Foundation, gootings,etc for mass concrete | 1 | 12 |  | 0.2 | 2.4 | Sqm. | 392.15 | 332.3305 | 797.5932
8 | 5.22 | Steel Reinforcement for R.C.C. work including straightening, cutting, bending, placing in position and binding all complete up to plinth level | [7 empty] | 0 | 0
| 5.22.6 | steel @ 120 kg /cum |  |  |  |  | 672.78 | Kg | 107.85 | 91.3983 | 61490.9517
9 | 13.7 | 12 mm cement plaster finished with a floting coat of neat cement of mix | [7 empty] | 0 | 0
| 13.7.2 | 1:4(1 cement : 4 fine sand) | 1 | 8 |  | 1.8 | 14.4 | Sqm. | 425.55 | 360.6356 | 5193.1525
10 | 13.16 | 6 mm cement plaster of mix | [7 empty] | 0 | 0
| 13.16.1 | 1:3 ( 1 cement:4 coarse sand) | 1 | 3.1 | 2.1 |  | 6.51 | Sqm. | 300.45 | 254.6186 | 1657.5674
11 | 11.3 | Cement concrete flooring 1:2:4( 1 cement:2 coarse sand:4 graded stone aggregate) finished with floating coat of neat cement, including cement slurry, but excluding the cost of nosing og steps etc. complete | [7 empty] | 0 | 0
| 11.3.1 | 40 mm thick with 20 mm nominal size stone aggregate | 1 | 2.5 | 1.5 |  | 3.75 | Sqm. | 614.2 | 520.5085 | 1951.9068
12 | 19.18 | Supplying and fixing C.I cover without frame for manholes: | [7 empty] | 0 | 0
| 19.18.2 | 500 mm diameter C.I cover (medium duty) the weiht of he cover to be not less than 58 kg. |  |  |  |  | 1 | Each | 3441.2 | 2916.2712 | 2916.2712
13 | 19.15 | Providing M.S foot rests including fixing in septic tank with 20 x 20 x 10 cm cement concrete blocks 1:3:6 ( 1 cement: 3 coarse sand: 6 graded stone aggregate 20mm nominal size) as per standard design: | [7 empty] | 0 | 0
| 19.15.1 | With 20 x 20 mm square bar |  |  |  |  | 6 | Each | 544.7 | 461.6102 | 2769.661
|  | Total | [8 empty] | 150234.8697
|  | TOTAL FOR TWO TANKS | [8 empty] | 300469.7393
|  | GST@18% | [8 empty] | 54084.5531
|  | FINAL TOTAL | [8 empty] | 354554.2924
s

## DAR 11.2 (hidden)
BRICK FLAT SOLING ON SAND BED BASED ON DAR -11.2
Code No. | Discription | Unit | QTY. | RATE | Amount
Details of cost for 10 sqm
2602 | Bricks | Nos. | 387 | 4.724 | 1828.188
2210 | Carriage of Bricks | Nos. | 387 | 0 | 0
983 | Fine Sand | Cum | 0.09 | 980 | 88.2
2261 | Carriage of Fine Sand | Cum | 0.09 | 0 | 0
3.18 | Motar | Cum | 0.09 | 940.55 | 84.6495
124 | Mason 2nd class | Cum | 0.54 | 816 | 440.64
115 | Coolie | Day | 1.188 | 736 | 874.368
101 | Bhisti | Day | 0.03 | 736 | 22.08
|  |  | Total |  | 3338.1255
|  |  | Water charges @1% |  | 33.3813
|  |  | Total |  | 3371.5068
|  |  | GST MF 0.2127 |  | 717.1195
|  |  | Total |  | 4088.6262
|  |  | CPOH @15% |  | 613.2939
|  |  | Total |  | 4701.9202
|  |  | Add cess@1% |  | 47.0192
|  |  | Cost of 10 sqm |  | 4748.9394
|  |  | Cost of 1 sqm |  | 474.8939

## MODULAR KITCHEN
POWER GRID CORPORATION OF INDIA LIMITED
ERTS - I, 400/220 KV JAMSHEDPUR SUB-STATION
BILL OF QUANTITY
Name of Work : Insatallation of modular kitchen at kitchen in Colony POWERGRID, Biharsharif sub-station.
Sl. No. | Item Description | Unit | Rate (Rs) | BOQ Quantity | BOQ Amount (Rs.)
1 | 3 | 4 | 6 | 7 | 8 = (6x7)
1 | Modular Kitchen B1 type, Godrej make as per enclosed design provided by M/s Godrej | cum | 239290.62 | 4 | 957162.48
2 | Modular Kitchen B2 type, Godrej make as per enclosed design provided by M/s Godrej | cum | 239290.62 | 8 | 1914324.96
3 | Modular Kitchen B3 type, Godrej make as per enclosed design provided by M/s Godrej | cum | 268249.92 | 4 | 1072999.68
4 | Modular Kitchen C type, Godrej make as per enclosed design provided by M/s Godrej | cum | 283013.16 | 2 | 566026.32
5 | Modular Kitchen D type, Godrej make as per enclosed design provided by M/s Godrej | cum | 320698.2 | 1 | 320698.2
|  |  |  | Total BOQ Amount (Rs.) | 4831211.64
|  |  |  | Say (Rs.) | 4831212
Extra as per Applicable GST
| Contractors Profit and OverHead Charges @15% |  |  |  | 724681.8
| TOTAL FINAL FOR MODULAR KITCHEN GST Extra |  |  |  | 5555893.8

## MODULAR wardrobe
POWER GRID CORPORATION OF INDIA LIMITED
ERTS - I, 400/220 KV JAMSHEDPUR SUB-STATION
BILL OF QUANTITY
Name of Work : Insatallation of modular wardrobe in Colony POWERGRID, Biharsharif sub-station.(Tower 1 & Tower 2)
Sl. No. | Item Description | Unit | Rate Patna RHQ incl 18% GST | Rate without GST | Rate (Rs) | BOQ Quantity | BOQ Amount (Rs.)
1 | 3 | 4 | 6 |  |  | 7 | 8 = (6x7)
1 | Godrej Interio make Modular wardrobe for D,C,B3 qtr as per attached speciofication. Product Name- Godrej Kreation X-2 steel modular wrd with locker (Q3) | EA | 121079 | 102609.322 | 141600.8644 | 18 | 2548815.5593
2 | Godrej Interio make Modular wardrobe for B1,B2 qtr as per attached speciofication. Product Name- Godrej Kreation X-2 steel modular wrd with locker (Q3) | EA | 115580 | 97949.1525 | 135169.8305 | 24 | 3244075.9322
[6 empty] | Total BOQ Amount (Rs.) | 5792891.4915
[6 empty] | Say (Rs.) | 5792891
Extra as per Applicable GST
| Contractors Profit and OverHead Charges @15% | [5 empty] | 868933.65
| TOTAL FINAL FOR MODULAR WARDROBE GST Extra | [5 empty] | 6661824.65

## Landscaping
POWER GRID CORPORATION OF INDIA LIMITED
Name of Work : BOQ for the work of "Beautification of Landscapping Work BIHARSHARIF SS
Sl. No. | DSR'20 Horticulture Item No. | Item Description | Unit | Unit Price, DSR'18 Rate (Rs.) | DSR Rate (Rs.) | Rate | Quantity | Amount
1 | 2.6.1 | Earth work in excavation by mechanical means (Hydraulic excavator) / manual means over areas (exceeding 30 cm in depth, 1.5 m in width as well as 10 sqm on plan), including disposal of excavated earth, lead up to 50 m and lift up to 1.5 m,as per directions of Engineer in Incharge. | cum | 155.6 | 169.25 | 194.6375 | 500 | 84625
2 | 2.27 | Supplying and spreading of sand in lawn area, including watering, and dressing complete. | cum | 1006.25 | 1768.55 | 2033.8325 | 50 | 88427.5
3 | 2.2 | Supplying and stacking of good earth at site including royalty and carriage upto 5 km lead complete (earth measured in stacks will be reduced by 20% for payment). | cum | 469.5 | 515.6 | 592.94 | 500 | 257800
4 | 2.4 | Supplying and stacking at site dump manure from approved source, including carriage upto 5 km lead complete (manure measured in stacks will be reduced by 8% for payment) : 2.4.1 Screened through sieve of I.S. designation 20 mm | cum | 229.95 | 254.15 | 292.2725 | 100 | 25415
5 | 2.9 | Mixing earth and sludge or manure in the required proportion specified or directed by the Officer-in-charge | cum | 32.1 | 36.55 | 42.0325 | 600 | 21930
6 | 2.7 | Fine dressing of the ground. | sqm | 3.25 | 3.7 | 4.255 | 2000 | 7400
7 | 2.24 | Flooding the ground with water including making kiaries and dismantling the same. | sqm | 1.9 | 2.1 | 2.415 | 2000 | 4200
8 | 2.8 | Spreading of sludge, dump manure and/or good earth in required thickness as per direction of officer-in-charge (cost of sludge, dump manure and/ or good earth to be paid separately). | cum | 46.15 | 52.35 | 60.2025 | 600 | 31410
9 | 2.34 | Providing & laying Selection no. 1 /doob grass turf with earth 50mm to 60mm thickness of existing ground prepared with proper level and ramming with required tools wooden and than rolling the surface with light roller make the surface smoothen and light watering the same maintenance for 30 days or more till the grass establish properly,as per direction of officer in charge | sqm | 84.35 | 87.5 | 100.625 | 2000 | 175000
10 | 10298 | Foxtail palm ht. 180-210 cm bottom girth 25-30 cm well developed in big size HDPE bag | Each | 480 | 480 | 552 | 50 | 24000
11 | 10266 | Bottle palm ht. 210-240 cm bottom girth 30-35 cm well developed in big HDPE bag | Each | 350 | 350 | 402.5 | 50 | 17500
12 | 10295 | Fishtail palm ht. 210-240 cm bottom girth 25-30 cm well developed in big size HDPE bag | Each | 300 | 300 | 345 | 50 | 15000
[7 empty] | Total LOAAmount (Rs.) | 752707.5
Extra as per Applicable GST