## Basic (hidden)
Package Name | 400kV GIS Substation Package SS-135 (Re-tender) for (a) Extension of 400kV Pandiabili GIS Substation under ERBS-I. (b) Extension of Rangpo 132kV GIS Substation under ERBS-II (c) Bay Extension of Misa GIS S/s under NERES XXVIII
Direct
Package Code | 400kV GIS substation package SS-135 (Re-tender) | Bought-out
Specification No. | Spec No:CC/NT/W-GIS/DOM/A04/25/12409

## Cover_SS135(Re-tender)
Price Schedules | 400kV GIS Substation Package SS-135 (Re-tender) for (a) Extension of 400kV Pandiabili GIS Substation under ERBS-I. (b) Extension of Rangpo 132kV GIS Substation under ERBS-II (c) Bay Extension of Misa GIS S/s under NERES XXVIII |  |  | 400kV GIS substation package SS-135 (Re-tender)
Spec No:CC/NT/W-GIS/DOM/A04/25/12409
| 1 | Fill up only green shaded cells in Sch-1, Sch-2, Sch-3, Sch-4, Sch-5, Sch-7, Discount (Optional), Guarantee Declariation and Bid Form 2nd Envelope.
| 2 | All the cells in Sch-6 are auto filled, therefore no cell is required to be filled up there.
| 3 | Instructions / error messages, if any, will be displayed automatically after selecting the cell.
| 4 | After filling up all the schedues, save the file, take print out of all the schedules and Bid form and sign & stamp and submit them as hard copy of the 2nd envelope (Price part) of the bid. Also ensure to submit the soft copy of the the same file on CD/ DVD.
Click to skip Instructions & Proceed
Click for Detailed General Instructions
General guidelines for filling up the Price Schedules, Sch-1 to Sch-7

## Cover (hidden)
ORIGINAL
Price Schedules | 400kV GIS Substation Package SS-135 (Re-tender) for (a) Extension of 400kV Pandiabili GIS Substation under ERBS-I. (b) Extension of Rangpo 132kV GIS Substation under ERBS-II (c) Bay Extension of Misa GIS S/s under NERES XXVIII |  | Substation Package SS-01
Spec No:CC/NT/W-GIS/DOM/A04/25/12409
| 1 | Fill up only green shaded cells in Sch-1, Sch-2, Sch-3, Sch-5, Sch-7 and Bid Form 2nd Envelope.
| 2 | All the cells in Sch-4 & Sch-6 are auto filled, therefore no cell is required to be filled up there.
| 3 | Instructions / error messages, if any, will be displayed automatically after selecting the cell.
| 4 | After filling up all the schedues, save the file, take print out of all the schedules and Bid form and sign & stamp and submit them as hard copy of the 2nd envelope (Price part) of the bid. Also ensure to submit the soft copy of the the same file on CD/ DVD.
पावर ग्रिड कारपोरेशन ऑफ इण्डिया लिमिटेड
(भारत सरकार का उद्यम)
Power Grid Corporation of India Limited
(A Government of India Enterprises)
Click to skip Instructions & Proceed
Click for Detailed General Instructions
General guidelines for filling up the Price Schedules, Sch-1 to Sch-7

## Instructions (hidden)
General Instruction to the Bidders for filling up this workbook of Price Schedules for Package TW13
I | While filling up the worksheets following may please be observed :
| (i) | Fill up only green shaded cells.
| (ii) | Certain data type entries have been restricted, such as Numeric values or limits of numeric values.
| (iii) | Select only the options provided in pull down menus.
| (iv) | Do not link any cell of this work book with any other work book.
| (v) | Do not use copy & paste or cut & paste options for filling up the data.
| (vi) | Do not reformat any of the cell of the work book.
II | This Workbook consists of following worksheets :
Cover :
Opening page of the workbook.
Names of Bidder :
| ● | Select Sole Bidder or JV (Joint Venture) from the pull down menu. Do not leave this cell blank.
| ● | Select nos. of the JV Partners other than the Lead Partner from drop down menu.
| ● | In case of JV partners more than 2, enter details of 3rd & more partners along with details of 2nd partner.
| ● | Fill up names and address of the Sole Bidder and /or Joint Venture.
| ● | Fill up date in dd-mm-yyyy format from drop down menu.
| ● | Click for Sch-1 given at the right top of the worksheet to go to Sch-1.
Sch-1 (Ex-works Prices) :
| ● | Fill up unit rates for all the items in numeric values greater than 0 (zero). If unit rate is left blank, the corresponding item shall be deemed to be included in the total price.
| ● | Corresponding cell for mode of transaction shall be come enable only after filling up the unit rate, therefore first fill up the unit rate and then mode of transaction for the corresponding item.
| ● | Select either Direct or Bought-out from the drop down menu. Do not leave the cell blank the same shall be deemed to be Bought-out if the cell is left blank.
| ● | Total amount shall get calculated automatically.
| ● | Type Test charges shall appear automatically after filling up Sch-7 appropriately.
Sch-2 (Freight & Insurance Charges) :
| ● | Fill up unit rates for all the items in numeric values greater than 0 (zero). If unit rate is left blank, the corresponding item shall be deemed to be included in the total price.
| ● | Total amount shall get calculated automatically.
Sch-3 (Erection Charges) :
| ● | Fill up unit rates for all the items in numeric values greater than 0 (zero). If unit rate is left blank, the corresponding item shall be deemed to be included in the total price.
| ● | Total amount shall get calculated automatically.
Sch-4 (Training Charges) :
| ● | Not applicable, hence no cell is required to be filled up.
Sch-5 (Summary of Taxes and Duties applicable on the Goods) :
| ● | Fill up applicable rate of Excise Duty. The amount of Excise Duty on the items mentioned as Direct in the mode of transaction in Schedule-1 shall be calculated automatically at the rate mentioned by the bidder here.
| ● | Segregate and fill up the amount on which Sales Tax shall be applicable out of Ex-works supply items mentioned as direct in the mode of transaction in Schedule-1. Applicable Excise Duty on this amount will be calculated automatically at the rate mentioned by the bidder. Further, fill up the rate of applicable Sales Tax. Amount of Sales Tax shall be automatically calculated on the amount mentioned by the bidder as subjected to Sales Tax plus applicable Excise Duty at the rate mentioned by the Bidder.
| ● | Difference of total amount quoted by the bidder as Direct Transaction and the amount mentioned by him subjected to Sales Tax shall be considered as the amount on which VAT shall become applicable and the same shall be calculated & displayed automatically. Applicable Excise Duty on this amount at the rate mentioned by the bidder shall also be calculated & displayed automatically. Fill up the rate of applicable VAT. The amount of VAT shall be calculated automatically on the amount considered to be subjected to VAT plus applicable Excise Duty at the rate mentioned by the bidder here.
| ● | Amount as per details filled up by the bidder in the work sheets Entry Tax, Octroi and other Taxes & Duties shall be displayed in this work sheet Sch-5 but will not be added to the grand total and shall be considered as applicable.
| ● | Click at the links to go to the work sheets Entry Tax, Octroi and other Taxes & Duties one by one.
Entry Tax :
| ● | Fill the description, amount and rate of applicable Entry Tax. Total of this worksheet shall be displayed in Sch -5 (Taxes & Duties)
| ● | Click at the link to go back to Sch-5.
OCTROI :
| ● | Fill the description, amount and rate of applicable Octroi. Total of this worksheet shall be displayed in Sch -5 (Taxes & Duties)
| ● | Click at the link to go back to Sch-5.
Other Taxes & Duties :
| ● | Fill the description, amount and rate of applicable Other Taxes & Duties. Total of this worksheet shall be displayed in Sch -5 (Taxes & Duties)
| ● | Click at the link to go back to Sch-5.
Sch -6 :
| ● | Summary of all the Schedules without considering discount (mentioned in the work sheet discount) shall be displayed automatically.
| ● | No cell is required to be filled in by the bidder in this worksheet.
Sch-7 (Type Test Charges) :
| ● | Fill up the rates & location where type tests are proposed.
| ● | Total of this Sch-7 shall automatically appear in Sch-1.
Bid form 2nd Envelope :
| ● | Fill up ref. no. as bidder's ref no. of this letter.
| ● | This letter shall consider the net price as per Sch-6 (After Discount).
| ● | Fill up names & Designation of the representatives of other JV partner(s) if the bidder is JV (Joint Venture) .
| ● | Fill up additional information as required.
* * *
Happy Bidding !
Click to Proceed

## Names of Bidder
400kV GIS Substation Package SS-135 (Re-tender) for (a) Extension of 400kV Pandiabili GIS Substation under ERBS-I. (b) Extension of Rangpo 132kV GIS Substation under ERBS-II (c) Bay Extension of Misa GIS S/s under NERES XXVIII
Spec No:CC/NT/W-GIS/DOM/A04/25/12409 |  |  |  | Sole Bidder | 1
|  |  |  | JV (Joint Venture) | Other Partner
Enter following details of the bidder
Specify type of Bidder [Select from drop down menu] | Sole Bidder |  | 1 | 0
Other Partner
Name of Sole Bidder
Address of Sole Bidder
Name of other Partner - 2 (more, if any) | DEF
Address of other Partner - 2 (more, if any)
Printed Name
Designation
Date |  | 31
Place
Click for Sch-1

## Sch-1
Spec No:CC/NT/W-GIS/DOM/A04/25/12409 | [10 empty] | Schedule-1
400kV GIS Substation Package SS-135 (Re-tender) for (a) Extension of 400kV Pandiabili GIS Substation under ERBS-I. (b) Extension of Rangpo 132kV GIS Substation under ERBS-II (c) Bay Extension of Misa GIS S/s under NERES XXVIII
(SCHEDULE OF RATES AND PRICES)
BIDDER:
JOINT VENTURE OF & | [7 empty] | To:
Bidder’s Name and Address (Sole Bidder) : | [7 empty] | Contract Services
Name : | [7 empty] | Power Grid Corporation of India Ltd.,
Address : | [7 empty] | "Saudamini", Plot No.-2
Sector-29,
Gurugram (Haryana) - 122001
Plant and Equipment (including Mandatory Spares Parts) to be supplied, including Type Test Charges for Tests to be conducted.
(All Prices are in Indian Rupees)
SI. No. | Activity Description | Material Code | HSN Code | Whether HSN in column ‘6’ is confirmed. If not indicate applicable the HSN code # | Rate of GST applicable ( in %) | Whether rate of GST in column ‘8’ is confirmed. If not indicate applicable rate of GST # | Item Description | Unit | Qty. | Unit Ex-Works Price (excluding GST) | Total Ex-Works Price (excluding GST) |  | GST Before Discount | Discount | Total Price after discount | GST After Discount
1 | 4 | 5 | 6 | 7 | 8 | 9 | 10 | 11 | 12 | 13 | 14 = 12 X 13 | [6 empty] | 86
Re-tender-NIT-BOQ-Pandiabil SS (ERBS-I) | [16 empty] | 0
1 | AIS EQUIPMENT | 1000004401 | 85462040 |  | 18 |  | 420 kV, 1 phase Bus Post Insulator (except for Line Traps) | EA | 6 |  | INCLUDED | 0 | 0 | 0 | 0 | 0
2 | AIS EQUIPMENT | 1000020419 | 85354010 |  | 18 |  | 336kV Surge Arrester (1-phase) | EA | 6 |  | INCLUDED | 0 | 0 | 0 | 0 | 0
3 | AIS EQUIPMENT | 1000004535 | 85359090 |  | 18 |  | 420 kV, 4400 pF Capacitive Voltage Transformer (1-Phase) | EA | 6 |  | INCLUDED | 0 | 0 | 0 | 0 | 0
4 | AIS EQUIPMENT | 1000000004 | 85176210 |  | 18 |  | 400kV,3150A,1.0mH ,63kA Line Trap | EA | 4 |  | INCLUDED | 0 | 0 | 0 | 0 | 0
5 | AIS EQUIPMENT | 1000004400 | 85462040 |  | 18 |  | 420 kV ,1 phase Bus Post Insulators for Line Traps | EA | 12 |  | INCLUDED | 0 | 0 | 0 | 0 | 0
6 | 400KV GIS EQUIPMENT | 1000004287 | 85389000 |  | 18 |  | 420kV, 3000A, 63kA, Single phase, SF6Gas Insulated Bus Duct (GIB) outsideGIS Hall alongwith associated supportstructure | M | 600 |  | INCLUDED | 0 | 0 | 0 | 0 | 0
7 | 400KV GIS EQUIPMENT | 1000032699 | 85389000 |  | 18 |  | 3150A, 63KA, 1SEC SINGLE PHASE 420KV SF6 TO AIR BUSHING | EA | 6 |  | INCLUDED | 0 | 0 | 0 | 0 | 0
8 | 400KV GIS EQUIPMENT | 1000032802 | 85359030 |  | 18 |  | 420KV, 4000A,63KA GIS BUSBAR MODULE EXTENSION | SET | 2 |  | INCLUDED | 0 | 0 | 0 | 0 | 0
9 | 400KV GIS EQUIPMENT | 1000004364 | 85389000 |  | 18 |  | Single phase/3-phase 420kV GIS earthing switch of including maincircuit, enclosure, driving mechanism. | SET | 1 |  | INCLUDED | 0 | 0 | 0 | 0 | 0
10 | 400KV GIS EQUIPMENT | 1000004638 | 85359030 |  | 18 |  | 420 kV, 3150 A, 63 kA, SF6 GIS Linefeeder bay module(without PIR) as perSection-Project, Technicalspecification | SET | 1 |  | INCLUDED | 0 | 0 | 0 | 0 | 0
11 | 400KV GIS EQUIPMENT | 1000004505 | 85359030 |  | 18 |  | 420kV, 3150 A, 63 kA, SF6 GIS Tie baymodule(without PIR) as perSection-Project, Technicalspecification | SET | 1 |  | INCLUDED | 0 | 0 | 0 | 0 | 0
12 | 400KV GIS EQUIPMENT | 1000004637 | 85359030 |  | 18 |  | 420kV, 3150 A, 63 kA, SF6 GIS ICT feederbay module as per Section-Project,Technical specification | SET | 1 |  | INCLUDED | 0 | 0 | 0 | 0 | 0
13 | 400KV GIS EQUIPMENT | 1000009713 | 85389000 |  | 18 |  | Controlled Switching Device for 420 kV, 3-ph Circuit Breaker | EA | 3 |  | INCLUDED | 0 | 0 | 0 | 0 | 0
14 | 400KV GIS EQUIPMENT | 1000077608 | 85359030 |  | 18 |  | 420KV,4000A, 63KA, 3-PHASE GIS EXTENSION PIECE (INTERFACE) MODULESUITABLE FOR EXTENDING EXISTING HYOSUNG MAKE GIS BUS BAR/DUCT AS PERTECHNICAL SPECIFICATION | SET | 2 |  | INCLUDED | 0 | 0 | 0 | 0 | 0
15 | CRP | 1000055446 | 85371000 |  | 18 |  | 400KV CIRCUIT BREAKER RELAY PANEL (WITH AUTOMATION) | EA | 3 |  | INCLUDED | 0 | 0 | 0 | 0 | 0
16 | CRP | 1000025391 | 82032000 |  | 18 |  | Relay Test kit | EA | 1 |  | INCLUDED | 0 | 0 | 0 | 0 | 0
17 | CRP | 1000003398 | 85371000 |  | 18 |  | 400kV Line Protection Panel (with Automation) | EA | 2 |  | INCLUDED | 0 | 0 | 0 | 0 | 0
18 | AUG-SAS | 1000003409 | 85371000 |  | 18 |  | Augmentation of Substation automation System for 400kV Main bay as perTechnical Specification | EA | 3 |  | INCLUDED | 0 | 0 | 0 | 0 | 0
19 | AUG-SAS | 1000003411 | 85371000 |  | 18 |  | Augmentation of Substation automation System for 400kV Tie bay as perTechnical Specification | EA | 1 |  | INCLUDED | 0 | 0 | 0 | 0 | 0
20 | ERECTION HARDWARE & INSULATOR | 1000011336 | 72169990 |  | 18 |  | Erection Hardware for 400kV I type layout for GIS terminationarrangement-Line bay as per technical specification | SET | 2 |  | INCLUDED | 0 | 0 | 0 | 0 | 0
21 | ILLUMINATION | 1000014547 | 85371000 |  | 18 |  | Lighting Panel type ACP-2 as per technical specification | EA | 2 |  | INCLUDED | 0 | 0 | 0 | 0 | 0
22 | ILLUMINATION | 1000014546 | 94059900 |  | 18 |  | Lighting Panel (Indoor) type ACP-1 as per technical specification | EA | 1 |  | INCLUDED | 0 | 0 | 0 | 0 | 0
23 | ILLUMINATION | 1000004795 | 94059900 |  | 18 |  | 5/15 A, 240V: Indoor Receptacle 3-pin type modular (type RI) as pertechnical specifications | EA | 1 |  | INCLUDED | 0 | 0 | 0 | 0 | 0
24 | ILLUMINATION | 1000001050 | 94059900 |  | 18 |  | 15A, 240V: Outdoor Receptacle 2 pole, 3-pin modular (type RO) as pertechnical specifications | EA | 1 |  | INCLUDED | 0 | 0 | 0 | 0 | 0
25 | ILLUMINATION | 1000038325 | 94059900 |  | 18 |  | LIGHTING FIXTURE LED LUMINAIRES TYPE FL2 AS PER TECH. SPECIFICATIONS | EA | 10 |  | INCLUDED | 0 | 0 | 0 | 0 | 0
26 | ILLUMINATION | 1000038039 | 94051090 |  | 18 |  | LIGHTING FIXTURE LED LUMINAIRES TYPE FL-1 AS PER TECH. SPECIFICATIONS | EA | 10 |  | INCLUDED | 0 | 0 | 0 | 0 | 0
27 | ILLUMINATION | 1000004952 | 94059900 |  | 18 |  | 63A, 415V : Interlocked switch socket outdoor Receptacle (type RP) asper technical specifications | EA | 2 |  | INCLUDED | 0 | 0 | 0 | 0 | 0
28 | VMS | 1000030433 | 85287390 |  | 18 |  | COLOR IP CAMERA, WITH PAN, TILT AND ZOOM FACILITIES, ALONGWITH ALLREQUIRED ITEMS, ACCESSORIES, LINE INTERFACE UNITS, FIBER PATCH CORDS,POWER SUPPLY UNITS, JUNCTION BOXES, CABLES, FIBER OPTIC CABLES, ETC.,AND INCLUDING INTEGRATION IN EXISTING HARDWARE AND SOFTWARE FORAUGMENTATION OF VISUAL MONITORING SYSTEM AS PER TECHNICALSPECIFICATION. | SET | 1 |  | INCLUDED | 0 | 0 | 0 | 0 | 0
29 | LT SWITCHGEAR | 1000004304 | 85371000 |  | 18 |  | 415V ACDB (Extn.) | SET | 1 |  | INCLUDED | 0 | 0 | 0 | 0 | 0
30 | PLCC Equipment at Pandiabili end | 1000010014 | 85176210 |  | 18 |  | Coupling device for PLCC | SET | 2 |  | INCLUDED | 0 | 0 | 0 | 0 | 0
31 | PLCC Equipment at Pandiabili end | 1000000046 | 85176210 |  | 18 |  | Carrier Equipment Analog type (for Speech+Data & Speech+Protection) | EA | 2 |  | INCLUDED | 0 | 0 | 0 | 0 | 0
32 | PLCC Equipment at Pandiabili end | 1000017887 | 85176210 |  | 18 |  | Analog Protection Coupler for PLCC | EA | 2 |  | INCLUDED | 0 | 0 | 0 | 0 | 0
33 | PLCC Equipment at Pandiabili end | 1000010638 | 85176210 |  | 18 |  | Digital Protection Coupler | EA | 2 |  | INCLUDED | 0 | 0 | 0 | 0 | 0
34 | PLCC Equipment at Pandiabili end | 1000025769 | 85176210 |  | 18 |  | Testing & Maintenance equipment (print test kit only) for PLCC | SET | 1 |  | INCLUDED | 0 | 0 | 0 | 0 | 0
35 | PLCC Equipment at Pandiabili end | 1000036908 | 85446020 |  | 18 |  | HF CABLE 75 OHMS FOR PLCC | KM | 1 |  | INCLUDED | 0 | 0 | 0 | 0 | 0
36 | PLCC Equipment at Pandiabili end | 1000001104 | 85176210 |  | 18 |  | 2wire telephone equipment | EA | 1 |  | INCLUDED | 0 | 0 | 0 | 0 | 0
37 | PLCC Equipment at Talchar end | 1000010014 | 85176210 |  | 18 |  | Coupling device for PLCC | SET | 2 |  | INCLUDED | 0 | 0 | 0 | 0 | 0
38 | PLCC Equipment at Talchar end | 1000000046 | 85176210 |  | 18 |  | Carrier Equipment Analog type (for Speech+Data & Speech+Protection) | EA | 2 |  | INCLUDED | 0 | 0 | 0 | 0 | 0
39 | PLCC Equipment at Talchar end | 1000017887 | 85176210 |  | 18 |  | Analog Protection Coupler for PLCC | EA | 2 |  | INCLUDED | 0 | 0 | 0 | 0 | 0
40 | PLCC Equipment at Talchar end | 1000010638 | 85176210 |  | 18 |  | Digital Protection Coupler | EA | 2 |  | INCLUDED | 0 | 0 | 0 | 0 | 0
41 | PLCC Equipment at Talchar end | 1000025769 | 85176210 |  | 18 |  | Testing & Maintenance equipment (print test kit only) for PLCC | SET | 1 |  | INCLUDED | 0 | 0 | 0 | 0 | 0
42 | PLCC Equipment at Talchar end | 1000036908 | 85446020 |  | 18 |  | HF CABLE 75 OHMS FOR PLCC | KM | 1 |  | INCLUDED | 0 | 0 | 0 | 0 | 0
43 | PLCC Equipment at Talchar end | 1000001104 | 85176210 |  | 18 |  | 2wire telephone equipment | EA | 1 |  | INCLUDED | 0 | 0 | 0 | 0 | 0
44 | Power&Control Cable (LS) | 1000000443 | 85446020 |  | 18 |  | 1.1kV grade Power Cables (PVCinsulated)along withlugs,glands,straight joints &accessories,etc. | LS | 1 |  | INCLUDED | 0 | 0 | 0 | 0 | 0
45 | Power&Control Cable (LS) | 1000000442 | 85446020 |  | 18 |  | 1.1kV grade Control Cables (PVCinsulated) along withlugs,glands,straight joints &accessories,etc. | LS | 1 |  | INCLUDED | 0 | 0 | 0 | 0 | 0
46 | Power&Control Cable (LS) | 1000000444 | 85446090 |  | 18 |  | 1.1kV grade Power Cables (XLPEinsulated) along withlugs,glands,straight joints &accessories,etc. | LS | 1 |  | INCLUDED | 0 | 0 | 0 | 0 | 0
47 | Mandatory spares AIS & General-LS | 1000025943 | 85359090 |  | 18 |  | Spare-420kV CVT 1 | SET | 1 |  | INCLUDED | 0 | 0 | 0 | 0 | 0
48 | Mandatory spares AIS & General-LS | 1000025940 | 85462040 |  | 18 |  | Spare-420kV BPI | SET | 1 |  | INCLUDED | 0 | 0 | 0 | 0 | 0
49 | Mandatory spares AIS & General-LS | 1000019927 | 85389000 |  | 18 |  | Spares-Substation Automation System | LS | 1 |  | INCLUDED | 0 | 0 | 0 | 0 | 0
50 | Mandatory spares AIS & General-LS | 1000019912 | 85371000 |  | 18 |  | Relay & protection Panels (with automation) | LS | 1 |  | INCLUDED | 0 | 0 | 0 | 0 | 0
51 | Mandatory spares AIS & General-LS | 1000024186 | 85354010 |  | 18 |  | SPARES FOR 336KV SURGE ARRESTER | LS | 1 |  | INCLUDED | 0 | 0 | 0 | 0 | 0
52 | Mandatory spares AIS & General-LS | 1000053851 | 76169990 |  | 18 |  | SPARES FOR CLAMPS & CONNECTORS | LOT | 1 |  | INCLUDED | 0 | 0 | 0 | 0 | 0
53 | GIS Testing and maintainance equipment | 1000025440 | 85389000 |  | 18 |  | SF6 Gas processing Unit for 400kV GIS station | SET | 1 |  | INCLUDED | 0 | 0 | 0 | 0 | 0
54 | GIS Testing and maintainance equipment | 1000032132 | 85389000 |  | 18 |  | SF6 GAS ANALYZER | EA | 1 |  | INCLUDED | 0 | 0 | 0 | 0 | 0
55 | GIS Testing and maintainance equipment | 1000025436 | 90271000 |  | 18 |  | SF6 Gas Leakage Detector | EA | 1 |  | INCLUDED | 0 | 0 | 0 | 0 | 0
56 | GIS Testing and maintainance equipment | 1000025329 | 90318000 |  | 18 |  | Portable Partial Discharge measurement test kitwith all necessary accessories,Industrial Grade Laptop and licensedsoftware as per Technicalspecification. | EA | 1 |  | INCLUDED | 0 | 0 | 0 | 0 | 0
57 | GIS Mandatory spares | 1000049795 | 85359030 |  | 18 |  | PIPE LENGTH (COPPER & STEEL) OF EACH SIZE & TYPE (FOR HYDRAULICOPERATED MECHANISM, IF APPLICABLE)-400KV GIS CIRCUIT BREKAER | SET | 1 |  | INCLUDED | 0 | 0 | 0 | 0 | 0
58 | GIS Mandatory spares | 1000049808 | 85359030 |  | 18 |  | PRESSURE SWITCHES OF EACH TYPE (FOR HYDRAULIC OPERATED MECHANISM, IFAPPLICABLE)-400KV GIS CIRCUIT BREKAER | SET | 1 |  | INCLUDED | 0 | 0 | 0 | 0 | 0
59 | GIS Mandatory spares | 1000049805 | 85359030 |  | 18 |  | PRESSURE GAUGE WITH COUPLING DEVICE OF EACH TYPE (FOR HYDRAULICOPERATED MECHANISM, IF APPLICABLE)-400KV GIS CIRCUIT BREKAER | SET | 1 |  | INCLUDED | 0 | 0 | 0 | 0 | 0
60 | GIS Mandatory spares | 1000058321 | 85359030 |  | 18 |  | 400KV GIS CIRCUIT BREAKER-HYDRAULIC OIL (5% OF TOTAL OIL QUANTITY)(FOR HYDRAULIC OPERATED MECHANISM, IF APPLICABLE) | SET | 1 |  | INCLUDED | 0 | 0 | 0 | 0 | 0
61 | GIS Mandatory spares | 1000049799 | 85359030 |  | 18 |  | PRESSURE RELIEF DEVICE OF EACH TYPE (FOR HYDRAULIC OPERATED MECHANISM,IF APPLICABLE)-400KV GIS CIRCUIT BREKAER | SET | 1 |  | INCLUDED | 0 | 0 | 0 | 0 | 0
62 | GIS Mandatory spares | 1000058325 | 85359030 |  | 18 |  | 400KV GIS CIRCUIT BREAKER-COMPLETE SPRING OPERATING MECHANISMINCLUDING CHARGING MECHANISM ETC. (FOR SPRING OPERATED MECHANISM, IFAPPLICABLE) | SET | 1 |  | INCLUDED | 0 | 0 | 0 | 0 | 0
63 | GIS Mandatory spares | 1000058318 | 85359030 |  | 18 |  | 400KV GIS CIRCUIT BREAKER- COMPLETE HYDRAULIC-SPRING OPERATINGMECHANISM INCLUDING CHARGING MECHANISM ETC. (FOR HYDRAULIC-SPRINGOPERATED MECHANISM, IF APPLICABLE) | SET | 1 |  | INCLUDED | 0 | 0 | 0 | 0 | 0
64 | GIS Mandatory spares | 1000049495 | 85359030 |  | 18 |  | PRESSURE SWITCHES OF EACH TYPE FOR420KV GIS CIRCUIT BREAKER (ForHydraulic-Spring Operated Mechanism, ifapplicable) | SET | 1 |  | INCLUDED | 0 | 0 | 0 | 0 | 0
65 | GIS Mandatory spares | 1000049802 | 85359030 |  | 18 |  | PRESSURE GAUGE WITH COUPLING DEVICE OF EACH TYPE (FOR HYDRAULIC-SPRINGOPERATED MECHANISM, IF APPLICABLE)-400KV GIS CIRCUIT BREKAER | SET | 1 |  | INCLUDED | 0 | 0 | 0 | 0 | 0
66 | GIS Mandatory spares | 1000058374 | 85359030 |  | 18 |  | 400kV GIS- Single phase of 3150Adisconnector switch including maincircuit, enclosure, driving mechanismand support insulator etc., complete inall respect (Note 1- The contractorshall supply spare for disconnectorswitch to ensure one to one replacementof all disconnector switch supplied asmain equipment without any requirementof modification in fittings at site tocover all different types ofdisconnector switch supplied. In case,quantity of supplied dis-connectorswitch types (for one to onereplacement) are more than the quantitymentioned in BPS for spare, thecontractor shall supply theseadditional types of disconnector switchwithout any additional priceimplication to POWERGRID and quantitiesof these additional type ofdisconnector switch are deem to beincluded in the quantities mentioned inBPS for spare disconnector. Note 2 - Incase, Dis-connector Switch (DS) & EarthSwitch (ES) is provided in a sameenclosure with common operatingmechanism, then the module comprisingof Dis-connector & Earth switch insingle enclosure with common operatingmechanism is to be provided under thehead of spare Dis-connector only. Note3- In case, Dis-connector Switch (DS)&Earth Switch (ES) is provided in asame enclosure with separate operatingmechanism, then the module comprisingof Dis-connector & Earth switch insingle enclosure with separateoperating mechanism is to be providedunder the head of spare Dis-connectoronly.) | EA | 4 |  | INCLUDED | 0 | 0 | 0 | 0 | 0
67 | GIS Mandatory spares | 1000058314 | 85359030 |  | 18 |  | 400KV GIS- SINGLE PHASE MAINTENANCE EARTHING SWITCH INCLUDING MAINCIRCUIT, ENCLOSURE, DRIVING MECHANISM AND SUPPORT INSULATOR ETC.,COMPLETE IN ALL RESPECT (NOTE 1 - IN CASE, DIS-CONNECTOR SWITCH (DS) &EARTH SWITCH (ES) IS PROVIDED IN A SAME ENCLOSURE WITH COMMONOPERATING MECHANISM, THEN THE MODULE COMPRISING OF DIS-CONNECTOR &EARTH SWITCH IN SINGLE ENCLOSURE WITH COMMON OPERATING MECHANISM IS TOBE PROVIDED UNDER THE HEAD OF SPARE DIS-CONNECTOR ONLY. NOTE 2 - INCASE, DIS-CONNECTOR SWITCH (DS) & EARTH SWITCH (ES) IS PROVIDED IN ASAME ENCLOSURE WITH SEPARATE OPERATING MECHANISM, THEN THE MODULECOMPRISING OF DIS-CONNECTOR & EARTH SWITCH IN SINGLE ENCLOSURE WITHSEPARATE OPERATING MECHANISM IS TO BE PROVIDED UNDER THE HEAD OF SPAREDIS-CONNECTOR ONLY.) | EA | 2 |  | INCLUDED | 0 | 0 | 0 | 0 | 0
68 | GIS Mandatory spares | 1000058310 | 85359030 |  | 18 |  | 400KV GIS - SINGLE PHASE FAST EARTHING SWITCH INCLUDING MAIN CIRCUIT,ENCLOSURE, DRIVING MECHANISM AND SUPPORT INSULATOR ETC., COMPLETE INALL RESPECT (NOTE 1 - IN CASE, DIS-CONNECTOR SWITCH (DS) & EARTHSWITCH (ES) IS PROVIDED IN A SAME ENCLOSURE WITH COMMON OPERATINGMECHANISM, THEN THE MODULE COMPRISING OF DIS-CONNECTOR & EARTH SWITCHIN SINGLE ENCLOSURE WITH COMMON OPERATING MECHANISM IS TO BE PROVIDEDUNDER THE HEAD OF SPARE DIS-CONNECTOR ONLY. NOTE 2 - IN CASE,DIS-CONNECTOR SWITCH (DS) & EARTH SWITCH (ES) IS PROVIDED IN A SAMEENCLOSURE WITH SEPARATE OPERATING MECHANISM, THEN THE MODULECOMPRISING OF DIS-CONNECTOR & EARTH SWITCH IN SINGLE ENCLOSURE WITHSEPARATE OPERATING MECHANISM IS TO BE PROVIDED UNDER THE HEAD OF SPAREDIS-CONNECTOR ONLY.) | EA | 2 |  | INCLUDED | 0 | 0 | 0 | 0 | 0
69 | GIS Mandatory spares | 1000058305 | 85359030 |  | 18 |  | OPEN/CLOSE CONTACTOR ASSEMBLY, TIMERS, KEY INTERLOCK, INTERLOCKINGCOILS, RELAYS, PUSH BUTTONS, INDICATING LAMPS, POWER CONTACTORS,RESISTORS, FUSES, MCBS & DRIVE CONTROL CARDS ETC. (AS APPLICABLE) ONEOF EACH TYPE FOR ONE COMPLETE MOM BOX FOR 400KV GIS DISCONNECTORSWITCH | SET | 1 |  | INCLUDED | 0 | 0 | 0 | 0 | 0
70 | GIS Mandatory spares | 1000058312 | 85359030 |  | 18 |  | OPEN/CLOSE CONTACTOR ASSEMBLY, TIMERS, KEY INTERLOCK, INTERLOCKINGCOILS, RELAYS, PUSH BUTTONS, INDICATING LAMPS, POWER CONTACTORS,RESISTORS, FUSES, MCBS & DRIVE CONTROL CARDS ETC. (AS APPLICABLE) ONEOF EACH TYPE FOR ONE COMPLETE MOM BOX FOR 400KV GIS MAINTENANCE EARTHSWITCH | SET | 1 |  | INCLUDED | 0 | 0 | 0 | 0 | 0
71 | GIS Mandatory spares | 1000058308 | 85359030 |  | 18 |  | OPEN/CLOSE CONTACTOR ASSEMBLY, TIMERS, KEY INTERLOCK, INTERLOCKINGCOILS, RELAYS, PUSH BUTTONS, INDICATING LAMPS, POWER CONTACTORS,RESISTORS, FUSES, MCBS & DRIVE CONTROL CARDS ETC. (AS APPLICABLE) ONEOF EACH TYPE FOR ONE COMPLETE MOM BOX FOR 400KV GIS FAST EARTHINGSWITCH | SET | 1 |  | INCLUDED | 0 | 0 | 0 | 0 | 0
72 | GIS Mandatory spares | 1000049776 | 85359030 |  | 18 |  | LIMIT SWITCHES AND AUX. SWITCHES FOR ONE COMPLETE MOM BOX FORDISCONNECTOR-400KV GIS | SET | 2 |  | INCLUDED | 0 | 0 | 0 | 0 | 0
73 | GIS Mandatory spares | 1000049778 | 85359030 |  | 18 |  | LIMIT SWITCHES AND AUX. SWITCHES FOR ONE COMPLETE MOM BOX FORMAINTENANCE EARTHING SWITCH-400KV GIS | SET | 2 |  | INCLUDED | 0 | 0 | 0 | 0 | 0
74 | GIS Mandatory spares | 1000058306 | 85359030 |  | 18 |  | DRIVE MECHANISM FOR 400KV GIS DISCONNECTOR SWITCH | SET | 1 |  | INCLUDED | 0 | 0 | 0 | 0 | 0
75 | GIS Mandatory spares | 1000058313 | 85359030 |  | 18 |  | DRIVE MECHANISM FOR 400KV GIS MAINTENANCE EARTH SWITCH | SET | 1 |  | INCLUDED | 0 | 0 | 0 | 0 | 0
76 | GIS Mandatory spares | 1000058309 | 85359030 |  | 18 |  | DRIVE MECHANISM FOR 400KV GIS FAST EARTHING SWITCH | SET | 1 |  | INCLUDED | 0 | 0 | 0 | 0 | 0
77 | GIS Mandatory spares | 1000058307 | 85359030 |  | 18 |  | MOTOR FOR DRIVE MECHANISM FOR 400KV GIS DISCONNECTOR SWITCH | EA | 1 |  | INCLUDED | 0 | 0 | 0 | 0 | 0
78 | GIS Mandatory spares | 1000058315 | 85359030 |  | 18 |  | MOTOR FOR DRIVE MECHANISM FOR 400KVGIS MAINTENANCE EARTH SWITCH | EA | 1 |  | INCLUDED | 0 | 0 | 0 | 0 | 0
79 | GIS Mandatory spares | 1000058311 | 85359030 |  | 18 |  | MOTOR FOR DRIVE MECHANISM FOR 400KV GIS FAST EARTHING SWITCH | EA | 1 |  | INCLUDED | 0 | 0 | 0 | 0 | 0
80 | GIS Mandatory spares | 1000058327 | 85359030 |  | 18 |  | 400KV GIS- SINGLE PHASE OF CURRENT TRANSFORMER (3 CORES, TYPE-CTA)WITH ASSOCIATED ENCLOSURE AND PRIMARY CONDUCTOR COMPLETE IN ALLRESPECT | EA | 1 |  | INCLUDED | 0 | 0 | 0 | 0 | 0
81 | GIS Mandatory spares | 1000058326 | 85359030 |  | 18 |  | 400KV GIS- SINGLE PHASE OF CURRENT TRANSFORMER (2 CORES, TYPE-CTB)WITH ASSOCIATED ENCLOSURE AND PRIMARY CONDUCTOR COMPLETE IN ALLRESPECT | EA | 1 |  | INCLUDED | 0 | 0 | 0 | 0 | 0
82 | GIS Mandatory spares | 1000058332 | 85359030 |  | 18 |  | 400KV GIS-SF6 GAS PRESSURE RELIEF DEVICE ASSEMBLY OF EACH TYPE | EA | 2 |  | INCLUDED | 0 | 0 | 0 | 0 | 0
83 | GIS Mandatory spares | 1000049817 | 85359030 |  | 18 |  | SF6 PRESSURE GAUGE CUM SWITCH /DENSITY MONITORS AND PRESSURESWITCH AS APPLICABLE, OF EACH TYPE-400KV GIS | SET | 3 |  | INCLUDED | 0 | 0 | 0 | 0 | 0
84 | GIS Mandatory spares | 1000049753 | 85359030 |  | 18 |  | COUPLING DEVICE FOR PRESSURE GAUGE CUM SWITCH FOR CONNECTINGGAS HANDLING PLANT OF EACH TYPE-400KV GIS | SET | 2 |  | INCLUDED | 0 | 0 | 0 | 0 | 0
85 | GIS Mandatory spares | 1000049762 | 85359030 |  | 18 |  | RUBBER GASKETS, Ã‚â‚¬Å’OÃ‚â‚¬Â RINGS AND SEALS FOR SF6 GAS FOR GISENCLOSURE OF EACH TYPE-400KV GIS | SET | 3 |  | INCLUDED | 0 | 0 | 0 | 0 | 0
86 | GIS Mandatory spares | 1000058330 | 85359030 |  | 18 |  | 400KV GIS-MOLECULAR FILTER FOR SF6 GAS WITH FILTER BAGS (5 % OF TOTALWEIGHT) | SET | 1 |  | INCLUDED | 0 | 0 | 0 | 0 | 0
87 | GIS Mandatory spares | 1000049750 | 85359030 |  | 18 |  | CONTROL VALVES FOR SF6 GAS OF EACH TYPE-400KV GIS | SET | 3 |  | INCLUDED | 0 | 0 | 0 | 0 | 0
88 | GIS Mandatory spares | 1000058331 | 85359030 |  | 18 |  | 400KV GIS-SF6 GAS (5 % OF TOTAL GAS QUANTITY) | LOT | 1 |  | INCLUDED | 0 | 0 | 0 | 0 | 0
89 | GIS Mandatory spares | 1000049783 | 85359030 |  | 18 |  | LOCKING DEVICE TO KEEP THE DIS-CONNECTORS (ISOLATORS)AND EARTHING/FAST EARTHING SWITCHES IN CLOSE OR OPEN POSITION IN CASEOF REMOVAL OF THE DRIVING MECHANISM-400KV GIS | SET | 3 |  | INCLUDED | 0 | 0 | 0 | 0 | 0
90 | GIS Mandatory spares | 1000049505 | 85359030 |  | 18 |  | UHF PD SENSORS OF EACH TYPE ALONG WITH BNC CONNECTOR FOR 420KV GIS | EA | 5 |  | INCLUDED | 0 | 0 | 0 | 0 | 0
91 | GIS Mandatory spares | 1000058329 | 85359030 |  | 18 |  | 400KV GIS-GAS BARRIERS OF EACH TYPE (COMPLETE WITH METAL RING ETC.)ALONG WITH ASSOCIATED CONTACTS AND SHIELDS | EA | 5 |  | INCLUDED | 0 | 0 | 0 | 0 | 0
92 | GIS Mandatory spares | 1000058333 | 85359030 |  | 18 |  | 400KV GIS- 3150A SF6 TO AIR BUSHING COMPLETE IN ALL RESPECT | EA | 1 |  | INCLUDED | 0 | 0 | 0 | 0 | 0
93 | GIS Mandatory spares | 1000032799 | 85389000 |  | 18 |  | 420KV, 4000A, 63KA SF6 TO AIR BUSHING | SET | 1 |  | INCLUDED | 0 | 0 | 0 | 0 | 0
94 | GIS Mandatory spares | 1000049498 | 85359030 |  | 18 |  | LCC SPARES - AUX. RELAYS, CONTACTORS,PUSH BUTTONS, SWITCHES,LAMPS,ANNUNCIATION WINDOWS, MCB, FUSES,TIMERS, TERMINAL BLOCKS ETC. OF EACHTYPE & RATING-400kV GIS | SET | 2 |  | INCLUDED | 0 | 0 | 0 | 0 | 0
95 | GIS Mandatory spares | 1000058317 | 85359030 |  | 18 |  | 400KV GIS-ONE POLE OF 3150A CIRCUIT BREAKER WITHOUT PIR WITHINTERRUPTER, MAIN CIRCUIT, ENCLOSURE AND OPERATING MECHANISM COMPLETEIN ALL RESPECT | SET | 1 |  | INCLUDED | 0 | 0 | 0 | 0 | 0
96 | GIS Mandatory spares | 1000058316 | 85359030 |  | 18 |  | 400KV GIS-ONE POLE OF 3150A CIRCUIT BREAKER WITH PIR WITH INTERRUPTER,MAIN CIRCUIT, ENCLOSURE AND OPERATING MECHANISM COMPLETE IN ALLRESPECT | SET | 1 |  | INCLUDED | 0 | 0 | 0 | 0 | 0
97 | GIS Mandatory spares | 1000021873 | 85389000 |  | 18 |  | Trip coil assembly with resistor for420kV GIS Circuit Breaker (asapplicable) | SET | 3 |  | INCLUDED | 0 | 0 | 0 | 0 | 0
98 | GIS Mandatory spares | 1000009208 | 85389000 |  | 18 |  | Closing coil assembly with resistor for420kV GIS Circuit Breaker (asapplicable) | SET | 3 |  | INCLUDED | 0 | 0 | 0 | 0 | 0
99 | GIS Mandatory spares | 1000058324 | 85359030 |  | 18 |  | RELAYS, POWER CONTACTORS, PUSH BUTTONS, TIMERS & MCBS ETC. (ASAPPLICABLE) OF EACH TYPE FOR 400KV GIS CIRCUIT BREAKER | SET | 1 |  | INCLUDED | 0 | 0 | 0 | 0 | 0
100 | GIS Mandatory spares | 1000007067 | 85389000 |  | 18 |  | Auxiliary switch assembly of each type for 420kV GIS Circuit Breaker | SET | 3 |  | INCLUDED | 0 | 0 | 0 | 0 | 0
101 | GIS Mandatory spares | 1000058323 | 85359030 |  | 18 |  | 400KV GIS CIRCUIT BREAKER-OPERATION COUNTER | EA | 3 |  | INCLUDED | 0 | 0 | 0 | 0 | 0
102 | GIS Mandatory spares | 1000058320 | 85359030 |  | 18 |  | 400KV GIS CIRCUIT BREAKER-HYDRAULIC OPERATING MECHANISM WITH DRIVEMOTOR (FOR HYDRAULIC OPERATED MECHANISM, IF APPLICABLE) | SET | 1 |  | INCLUDED | 0 | 0 | 0 | 0 | 0
103 | GIS Mandatory spares | 1000049759 | 85359030 |  | 18 |  | HYDRAULIC FILTER OF EACH TYPE (FOR HYDRAULIC OPERATED MECHANISM, IFPPLICABLE)-400KV GIS CIRCUIT BREKAER | SET | 1 |  | INCLUDED | 0 | 0 | 0 | 0 | 0
104 | GIS Mandatory spares | 1000058319 | 85359030 |  | 18 |  | 400KV GIS CIRCUIT BREAKER- HOSE PIPE OF EACH TYPE (AS APPLICABLE) (FORHYDRAULIC OPERATED MECHANISM, IF APPLICABLE) | SET | 1 |  | INCLUDED | 0 | 0 | 0 | 0 | 0
105 | GIS Mandatory spares | 1000058322 | 85359030 |  | 18 |  | 400KV GIS CIRCUIT BREAKER - N2 ACCUMULATOR (FOR HYDRAULIC OPERATEDMECHANISM, IF APPLICABLE) | SET | 1 |  | INCLUDED | 0 | 0 | 0 | 0 | 0
106 | GIS Mandatory spares | 1000049835 | 85359030 |  | 18 |  | VALVES OF EACH TYPE (FOR HYDRAULIC OPERATED MECHANISM, IFAPPLICABLE)-400KV GIS CIRCUIT BREKAER | SET | 1 |  | INCLUDED | 0 | 0 | 0 | 0 | 0
107 | GIS Mandatory spares | 1000049777 | 85359030 |  | 18 |  | LIMIT SWITCHES AND AUX. SWITCHES FOR ONE COMPLETE MOM BOX FOR FASTEARTHING SWITCH (IF APPLICABLE)-400KV GIS | SET | 2 |  | INCLUDED | 0 | 0 | 0 | 0 | 0
108 | GIS Mandatory spares | 1000058334 | 85359030 |  | 18 |  | 400KV GIS-SUPPORT INSULATORS (GAS THROUGH) OF EACH TYPE (COMPLETE WITHMETAL RING ETC.) ALONG WITH ASSOCIATED CONTACTS AND SHIELDS | EA | 5 |  | INCLUDED | 0 | 0 | 0 | 0 | 0
109 | supply- steel structures | 1000015954 | 73082011 |  | 18 |  | Fabrication, galvanising and supply of Lattice Structures (MS Steel),to be designed during detailed engineering, for towers, beams andequipment support structure including pack plates / packwashers andgusset plates excluding fasteners and foundation bolts | MT | 90 |  | INCLUDED | 0 | 0 | 0 | 0 | 0
110 | supply- steel structures | 1000015953 | 73082011 |  | 18 |  | Fabrication, galvanising and supply of Lattice Structures (HT Steel),to be designed during detailed engineering, for towers, beams andequipment support structure including pack plates / packwashers andgusset plates excluding fasteners and foundation bolts | MT | 27 |  | INCLUDED | 0 | 0 | 0 | 0 | 0
111 | supply- steel structures | 1000011713 | 73082011 |  | 18 |  | Fabrication, galvanising and supply of fasteners ( nuts, bolts andwashers ) including step bolts for lattice and pipe structures to bedesigned during detailed engineering | MT | 7 |  | INCLUDED | 0 | 0 | 0 | 0 | 0
112 | supply- steel structures | 1000012373 | 73082011 |  | 18 |  | Fabrication, galvanising and supply of foundation bolts including nuts,checknut and washers for lattice and pipe structures to be designedduring detailed engineering | MT | 10 |  | INCLUDED | 0 | 0 | 0 | 0 | 0
113 | PMU & associated items (Pandiabili) | 1000017518 | 85364900 |  | 18 |  | PMU with GPS Clock (clock can be either internal or external) | EA | 1 |  | INCLUDED | 0 | 0 | 0 | 0 | 0
114 | PMU & associated items (Pandiabili) | 1000022512 | 90311000 |  | 18 |  | WAMS Hardware - Time System (GPS receiver) | EA | 1 |  | INCLUDED | 0 | 0 | 0 | 0 | 0
115 | PMU & associated items (Pandiabili) | 1000071061 | 85176290 |  | 18 |  | SUBSTATION GRADE LAYER 2 LAN SWITCH | EA | 1 |  | INCLUDED | 0 | 0 | 0 | 0 | 0
116 | PMU & associated items (Pandiabili) | 1000071062 | 85176290 |  | 18 |  | SUBSTATION GRADE LAYER 3 LAN SWITCH | EA | 1 |  | INCLUDED | 0 | 0 | 0 | 0 | 0
117 | PMU & associated items (Pandiabili) | 1000022487 | 85447090 |  | 18 |  | WAMS Miscellaneous - Armored Fibre Optic Cable and associatedtermination (e.g. L2 Switch) for connecting PMU panels located indifferent control room of a station | EA | 1 |  | INCLUDED | 0 | 0 | 0 | 0 | 0
118 | PMU & associated items (Pandiabili) | 1000030641 | 85389000 |  | 18 |  | LIU - FO PATCH PANEL-12 PORT | EA | 2 |  | INCLUDED | 0 | 0 | 0 | 0 | 0
119 | Telecom Eqpt Supply | 1000031367 | 85176260 |  | 18 |  | SDH EQUIPMENT (STM-16 MADM UPTO 5 MSP PROTECTED DIRECTIONS)-BASEEQUIPMENT (COMMON CARDS, CROSS CONNECT/CONTROL CARDS, OPTICAL BASECARDS, POWER SUPPLY CARDS, POWER CABLING, OTHER HARDWARE ANDACCESSORIES INCLUDING SUB RACKS, PATCH CORD, DDF ETC FULLY EQUIPEDEXCLUDING OPTICAL INTERFACE & TRIBUTARY CARDS | EA | 1 |  | INCLUDED | 0 | 0 | 0 | 0 | 0
120 | Telecom Eqpt Supply | 1000018706 | 85176990 |  | 18 |  | S16.1 SFP | EA | 4 |  | INCLUDED | 0 | 0 | 0 | 0 | 0
121 | Telecom Eqpt Supply | 1000031374 | 85176290 |  | 18 |  | TRIBUTARY INTERFACE- E1 INTERFACE (MINIMUM 16 NOS.) | SET | 2 |  | INCLUDED | 0 | 0 | 0 | 0 | 0
122 | Telecom Eqpt Supply | 1000034950 | 85176990 |  | 18 |  | ETHERNET INTERFACE 10/100 BASE T WITH LAYER-2 SWITCHING (MIN 8INTERFACES PER CARD) | EA | 2 |  | INCLUDED | 0 | 0 | 0 | 0 | 0
123 | Telecom Eqpt Supply | 1000031381 | 85176290 |  | 18 |  | TRIBUTARY INTERFACE-GIGABIT ETHERNET INTERFACES 10/100 MBPS WITH LAYER-2 SWITCHING (MINIMUM 2 NOS.) | SET | 1 |  | INCLUDED | 0 | 0 | 0 | 0 | 0
124 | Telecom Eqpt Supply | 1000026228 | 85176290 |  | 18 |  | Equipment Cabinets For SDH | EA | 1 |  | INCLUDED | 0 | 0 | 0 | 0 | 0
125 | Telecom Eqpt Supply | 1000037545 | 85447090 |  | 18 |  | 24F (DWSM) APPROACH FIBRE OPTIC CABLE | KM | 1 |  | INCLUDED | 0 | 0 | 0 | 0 | 0
126 | Telecom Eqpt Supply | 1000066614 | 73069011 |  | 18 |  | GI PIPE INSTALLATION HARDWARE FOR APPROACH CABLING | KM | 1 |  | INCLUDED | 0 | 0 | 0 | 0 | 0
127 | Telecom Eqpt Supply | 1000066612 | 73071900 |  | 18 |  | GI ELBOW INSTALLATION HARDWARE FOR APPROAH CABLING | EA | 10 |  | INCLUDED | 0 | 0 | 0 | 0 | 0
128 | Telecom Eqpt Supply | 1000066613 | 83071000 |  | 18 |  | GI FLEXIBLE CONDUIT INSTALLATION HARDWARE FOR APPROAH CABLING | EA | 7 |  | INCLUDED | 0 | 0 | 0 | 0 | 0
129 | Telecom Eqpt Supply | 1000023471 | 85372000 |  | 18 |  | OPGW Fibre Optic Distribution Panel (FODP): Indoor Type: 96F | EA | 1 |  | INCLUDED | 0 | 0 | 0 | 0 | 0
130 | Telecom Eqpt Supply | 1000034998 | 85171890 |  | 18 |  | VOIP TELEPHONE INSTRUMENT WITH ONE COMMON SWITCH (MIN. 8 PORT) | EA | 2 |  | INCLUDED | 0 | 0 | 0 | 0 | 0
131 | Telecom Eqpt Supply | 1000037546 | 85447090 |  | 18 |  | 48F (DWSM) APPROACH FIBRE OPTIC CABLE | KM | 1 |  | INCLUDED | 0 | 0 | 0 | 0 | 0
132 | Telecom Eqpt Spare | 1000031369 | 85176260 |  | 18 |  | SDH EQUIPMENT (STM-16 MADM UPTO 5 MSP PROTECTED DIRECTIONS)-COMMONCARDS, CROSS-CONNECT/CONTROL CARDS, OPTICAL BASE CARD, POWER SUPPLYCARDS, POWER CABLING, OTHER HARDWARE & ACCESSORIES (EACH). | SET | 1 |  | INCLUDED | 0 | 0 | 0 | 0 | 0
133 | Telecom Eqpt Spare | 1000018706 | 85176990 |  | 18 |  | S16.1 SFP | EA | 1 |  | INCLUDED | 0 | 0 | 0 | 0 | 0
134 | Telecom Eqpt Spare | 1000031374 | 85176290 |  | 18 |  | TRIBUTARY INTERFACE- E1 INTERFACE (MINIMUM 16 NOS.) | SET | 1 |  | INCLUDED | 0 | 0 | 0 | 0 | 0
135 | Telecom Eqpt Spare | 1000034950 | 85176990 |  | 18 |  | ETHERNET INTERFACE 10/100 BASE T WITH LAYER-2 SWITCHING (MIN 8INTERFACES PER CARD) | EA | 1 |  | INCLUDED | 0 | 0 | 0 | 0 | 0
136 | Telecom Eqpt Spare | 1000031381 | 85176290 |  | 18 |  | TRIBUTARY INTERFACE-GIGABIT ETHERNET INTERFACES 10/100 MBPS WITH LAYER-2 SWITCHING (MINIMUM 2 NOS.) | SET | 1 |  | INCLUDED | 0 | 0 | 0 | 0 | 0
137 | Telecom Eqpt Spare | 1000034998 | 85171890 |  | 18 |  | VOIP TELEPHONE INSTRUMENT WITH ONE COMMON SWITCH (MIN. 8 PORT) | EA | 1 |  | INCLUDED | 0 | 0 | 0 | 0 | 0
138 | Telecom Eqpt Spare | 1000031398 | 85171890 |  | 18 |  | PRE CONNECTORIZED OPTICAL FIBER PATCH CORDS(10 MTRS) â€“ PACK OF SIXPATCH CORDS | SET | 1 |  | INCLUDED | 0 | 0 | 0 | 0 | 0
139 | Telecom Eqpt Spare | 1000066614 | 73069011 |  | 18 |  | GI PIPE INSTALLATION HARDWARE FOR APPROACH CABLING | KM | 0.035 |  | INCLUDED | 0 | 0 | 0 | 0 | 0
140 | Telecom Eqpt Spare | 1000066612 | 73071900 |  | 18 |  | GI ELBOW INSTALLATION HARDWARE FOR APPROAH CABLING | EA | 4 |  | INCLUDED | 0 | 0 | 0 | 0 | 0
141 | Telecom Eqpt Spare | 1000066613 | 83071000 |  | 18 |  | GI FLEXIBLE CONDUIT INSTALLATION HARDWARE FOR APPROAH CABLING | EA | 3 |  | INCLUDED | 0 | 0 | 0 | 0 | 0
142 | Telecom Eqpt Spare | 1000037546 | 85447090 |  | 18 |  | 48F (DWSM) APPROACH FIBRE OPTIC CABLE | KM | 0.5 |  | INCLUDED | 0 | 0 | 0 | 0 | 0
Re-tender-NIT-BOQ-Rangpo SS(ERBS-II)
143 | GIS Portion-145kV, 31.5kA GIS EQUIPMENT | 1000037223 | 85389000 |  | 18 |  | 145KV, 1600, 31.5KA, FOR 1 SEC SF6 GIS BUS BAR EXTENSION MODULE AS PERSECTION-PROJECT, TECHNICAL SPECIFICATION | SET | 2 |  | INCLUDED | 0 | 0 | 0 | 0 | 0
144 | GIS Portion-145kV, 31.5kA GIS EQUIPMENT | 1000000994 | 85359030 |  | 18 |  | 145kV, 1250 A, 31.5 kA, SF6 GIS Linefeeder bay module as perSection-Project, Technicalspecification | SET | 2 |  | INCLUDED | 0 | 0 | 0 | 0 | 0
145 | GIS Portion-145kV, 31.5kA GIS EQUIPMENT | 1000032751 | 85389000 |  | 18 |  | 145KV, 1250A, 31.5KA,3PH,GIS BUS DUCT | M | 200 |  | INCLUDED | 0 | 0 | 0 | 0 | 0
146 | GIS Portion-145kV, 31.5kA GIS EQUIPMENT | 1000032373 | 85389000 |  | 18 |  | 145KV, 1250A, 31.5KA SF6/AIR BUSHING FOR CONNECTING GIS TO AISALONGWITH SUPPORT STRUCTURE | SET | 6 |  | INCLUDED | 0 | 0 | 0 | 0 | 0
147 | GIS Portion-145kV, 31.5kA GIS EQUIPMENT | 1000079181 | 85049010 |  | 18 |  | 145KV, 1600A, 31.5KA, 3-PHASE GIS EXTENSION PIECE (INTERFACE) MODULESUITABLE FOR EXTENDING EXISTING HYOSUNG MAKE GIS BUS BAR/DUCT AS PERTECHNICAL SPECIFICATION | EA | 2 |  | INCLUDED | 0 | 0 | 0 | 0 | 0
148 | 145kV, 31.5kA AIS EQUIPMENT | 1000020416 | 85354010 |  | 18 |  | 120kV Surge Arrester(1-phase) | EA | 6 |  | INCLUDED | 0 | 0 | 0 | 0 | 0
149 | 145kV, 31.5kA AIS EQUIPMENT | 1000000956 | 85462040 |  | 18 |  | 145kV, 1 phase Bus Post Insulators | EA | 12 |  | INCLUDED | 0 | 0 | 0 | 0 | 0
150 | 145kV, 31.5kA AIS EQUIPMENT | 1000000991 | 85359090 |  | 18 |  | 145 kV, 8800pf, 1-phase Capacitive Voltage Transformer | EA | 6 |  | INCLUDED | 0 | 0 | 0 | 0 | 0
151 | 145kV, 31.5kA AIS EQUIPMENT | 1000054118 | 85176210 |  | 18 |  | 132 KV, 800A, 0.5MH, 31.5KA LINE TRAP | EA | 2 |  | INCLUDED | 0 | 0 | 0 | 0 | 0
152 | Erection HW for 132 kV DM Type | 1000011222 | 85389000 |  | 18 |  | Erection Hardware for 132kV DM type layout for GIS terminationarrangement-Line bay as per technical specification | SET | 2 |  | INCLUDED | 0 | 0 | 0 | 0 | 0
153 | CRP for 132 kV Bays with SAS | 1000000812 | 85371000 |  | 18 |  | 132kV Line Protection Panel (with Automation) | EA | 2 |  | INCLUDED | 0 | 0 | 0 | 0 | 0
154 | CRP for 132 kV Bays with SAS | 1000055441 | 85371000 |  | 18 |  | 132KV CIRCUIT BREAKER RELAY PANEL (WITH AUTOMATION) | EA | 2 |  | INCLUDED | 0 | 0 | 0 | 0 | 0
155 | CRP for 132 kV Bays with SAS | 1000000735 | 85371000 |  | 18 |  | Augmentation of existing 132kV bus bar protection scheme.(No. of baysas per specification)-(with Automation) | SET | 1 |  | INCLUDED | 0 | 0 | 0 | 0 | 0
156 | SAS | 1000000815 | 85371000 |  | 18 |  | Augmentation of Substation automation System for 132kV bay as perTechnical Specification | EA | 2 |  | INCLUDED | 0 | 0 | 0 | 0 | 0
157 | PLCC 132kV Rangpo end | 1000010014 | 85176210 |  | 18 |  | Coupling device for PLCC | SET | 1 |  | INCLUDED | 0 | 0 | 0 | 0 | 0
158 | PLCC 132kV Rangpo end | 1000000046 | 85176210 |  | 18 |  | Carrier Equipment Analog type (for Speech+Data & Speech+Protection) | EA | 1 |  | INCLUDED | 0 | 0 | 0 | 0 | 0
159 | PLCC 132kV Rangpo end | 1000017887 | 85176210 |  | 18 |  | Analog Protection Coupler for PLCC | EA | 1 |  | INCLUDED | 0 | 0 | 0 | 0 | 0
160 | PLCC 132kV Rangpo end | 1000010638 | 85176210 |  | 18 |  | Digital Protection Coupler | EA | 1 |  | INCLUDED | 0 | 0 | 0 | 0 | 0
161 | PLCC 132kV Rangpo end | 1000025769 | 85176210 |  | 18 |  | Testing & Maintenance equipment (print test kit only) for PLCC | SET | 1 |  | INCLUDED | 0 | 0 | 0 | 0 | 0
162 | PLCC 132kV Rangpo end | 1000036908 | 85446020 |  | 18 |  | HF CABLE 75 OHMS FOR PLCC | KM | 0.5 |  | INCLUDED | 0 | 0 | 0 | 0 | 0
163 | PLCC 132kV Rammam end | 1000010014 | 85176210 |  | 18 |  | Coupling device for PLCC | SET | 1 |  | INCLUDED | 0 | 0 | 0 | 0 | 0
164 | PLCC 132kV Rammam end | 1000000046 | 85176210 |  | 18 |  | Carrier Equipment Analog type (for Speech+Data & Speech+Protection) | EA | 1 |  | INCLUDED | 0 | 0 | 0 | 0 | 0
165 | PLCC 132kV Rammam end | 1000017887 | 85176210 |  | 18 |  | Analog Protection Coupler for PLCC | EA | 1 |  | INCLUDED | 0 | 0 | 0 | 0 | 0
166 | PLCC 132kV Rammam end | 1000010638 | 85176210 |  | 18 |  | Digital Protection Coupler | EA | 1 |  | INCLUDED | 0 | 0 | 0 | 0 | 0
167 | PLCC 132kV Rammam end | 1000025769 | 85176210 |  | 18 |  | Testing & Maintenance equipment (print test kit only) for PLCC | SET | 1 |  | INCLUDED | 0 | 0 | 0 | 0 | 0
168 | PLCC 132kV Rammam end | 1000036908 | 85446020 |  | 18 |  | HF CABLE 75 OHMS FOR PLCC | KM | 0.5 |  | INCLUDED | 0 | 0 | 0 | 0 | 0
169 | POWER & CONTROL CABLE | 1000000443 | 85446020 |  | 18 |  | 1.1kV grade Power Cables (PVCinsulated)along withlugs,glands,straight joints &accessories,etc. | LS | 1 |  | INCLUDED | 0 | 0 | 0 | 0 | 0
170 | POWER & CONTROL CABLE | 1000000442 | 85446020 |  | 18 |  | 1.1kV grade Control Cables (PVCinsulated) along withlugs,glands,straight joints &accessories,etc. | LS | 1 |  | INCLUDED | 0 | 0 | 0 | 0 | 0
171 | POWER & CONTROL CABLE | 1000000444 | 85446090 |  | 18 |  | 1.1kV grade Power Cables (XLPEinsulated) along withlugs,glands,straight joints &accessories,etc. | LS | 1 |  | INCLUDED | 0 | 0 | 0 | 0 | 0
172 | ILLUMINATION SYSTEM | 1000014547 | 85371000 |  | 18 |  | Lighting Panel type ACP-2 as per technical specification | EA | 2 |  | INCLUDED | 0 | 0 | 0 | 0 | 0
173 | ILLUMINATION SYSTEM | 1000004952 | 94059900 |  | 18 |  | 63A, 415V : Interlocked switch socket outdoor Receptacle (type RP) asper technical specifications | EA | 1 |  | INCLUDED | 0 | 0 | 0 | 0 | 0
174 | ILLUMINATION SYSTEM | 1000038387 | 94051090 |  | 18 |  | LED FLOOD LIGHT LUMINARIESTYPE FL-1 (150W) AS PER TECHNICALSPECIFICATION | EA | 5 |  | INCLUDED | 0 | 0 | 0 | 0 | 0
175 | ILLUMINATION SYSTEM | 1000038325 | 94059900 |  | 18 |  | LIGHTING FIXTURE LED LUMINAIRES TYPE FL2 AS PER TECH. SPECIFICATIONS | EA | 5 |  | INCLUDED | 0 | 0 | 0 | 0 | 0
176 | ILLUMINATION SYSTEM | 1000049467 | 94059900 |  | 18 |  | INDOOR LIGHTNING FOR GIS BUILDING (AS PER TECHNICAL SPECIFICATION) including AHU & Relay Rooms as applicable | SET | 1 |  | INCLUDED | 0 | 0 | 0 | 0 | 0
177 | ILLUMINATION SYSTEM | 1000014546 | 94059900 |  | 18 |  | Lighting Panel (Indoor) type ACP-1 as per technical specification | EA | 2 |  | INCLUDED | 0 | 0 | 0 | 0 | 0
178 | Spare 132kV Equipment | 1000028572 | 85359090 |  | 18 |  | SPARE-145KV CVT | LOT | 1 |  | INCLUDED | 0 | 0 | 0 | 0 | 0
179 | Spare 132kV Equipment | 1000026087 | 85354010 |  | 18 |  | Spares for 120kV Surge Arrester | LS | 1 |  | INCLUDED | 0 | 0 | 0 | 0 | 0
180 | Spare 132kV Equipment | 1000054421 | 85462040 |  | 18 |  | SPARES FOR 145KV BUS POST INSULATORS | SET | 1 |  | INCLUDED | 0 | 0 | 0 | 0 | 0
181 | Spare Other | 1000019912 | 85371000 |  | 18 |  | Relay & protection Panels (with automation) | LS | 1 |  | INCLUDED | 0 | 0 | 0 | 0 | 0
182 | Spare Other | 1000019927 | 85389000 |  | 18 |  | Spares-Substation Automation System | LS | 1 |  | INCLUDED | 0 | 0 | 0 | 0 | 0
183 | Spare Other | 1000053851 | 76169990 |  | 18 |  | SPARES FOR CLAMPS & CONNECTORS | LOT | 1 |  | INCLUDED | 0 | 0 | 0 | 0 | 0
184 | Spare Other | 1000025980 | 85446020 |  | 18 |  | Power and Control Cables | LS | 1 |  | INCLUDED | 0 | 0 | 0 | 0 | 0
185 | Spare Other | 1000025950 | 85176210 |  | 18 |  | Spare-PLCC | SET | 1 |  | INCLUDED | 0 | 0 | 0 | 0 | 0
186 | Spare Other | 1000019925 | 84819090 |  | 18 |  | Spares for Fire Protection System | LS | 1 |  | INCLUDED | 0 | 0 | 0 | 0 | 0
187 | GIS common eqpt | 1000032822 | 85389000 |  | 18 |  | EOT CRANE EXTENSION FOR 132KV GIS BUILDING | SET | 1 |  | INCLUDED | 0 | 0 | 0 | 0 | 0
188 | VMS | 1000030433 | 85287390 |  | 18 |  | COLOR IP CAMERA, WITH PAN, TILT AND ZOOM FACILITIES, ALONGWITH ALLREQUIRED ITEMS, ACCESSORIES, LINE INTERFACE UNITS, FIBER PATCH CORDS,POWER SUPPLY UNITS, JUNCTION BOXES, CABLES, FIBER OPTIC CABLES, ETC.,AND INCLUDING INTEGRATION IN EXISTING HARDWARE AND SOFTWARE FORAUGMENTATION OF VISUAL MONITORING SYSTEM AS PER TECHNICALSPECIFICATION. | SET | 1 |  | INCLUDED | 0 | 0 | 0 | 0 | 0
189 | Air conditioning | 1000013502 | 84158210 |  | 28 |  | High wall type split AC unit of 2 TR capacity | EA | 4 |  | INCLUDED | 0 | 0 | 0 | 0 | 0
190 | Non Standard Structures | 1000015954 | 73082011 |  | 18 |  | Fabrication, galvanising and supply of Lattice Structures (MS Steel),to be designed during detailed engineering, for towers, beams andequipment support structure including pack plates / packwashers andgusset plates excluding fasteners and foundation bolts | MT | 20 |  | INCLUDED | 0 | 0 | 0 | 0 | 0
191 | Non Standard Structures | 1000011713 | 73082011 |  | 18 |  | Fabrication, galvanising and supply of fasteners ( nuts, bolts andwashers ) including step bolts for lattice and pipe structures to bedesigned during detailed engineering | MT | 2 |  | INCLUDED | 0 | 0 | 0 | 0 | 0
192 | Non Standard Structures | 1000012373 | 73082011 |  | 18 |  | Fabrication, galvanising and supply of foundation bolts including nuts,checknut and washers for lattice and pipe structures to be designedduring detailed engineering | MT | 3 |  | INCLUDED | 0 | 0 | 0 | 0 | 0
193 | Spare-GIS | 1000058267 | 85359030 |  | 18 |  | 145KV GIS-SF6 GAS PRESSURE RELIEF DEVICE ASSEMBLY OF EACH TYPE | EA | 1 |  | INCLUDED | 0 | 0 | 0 | 0 | 0
194 | Spare-GIS | 1000050242 | 85359030 |  | 18 |  | SF6 PRESSURE GAUGE CUM SWITCH /DENSITY MONITORS AND PRESSURESWITCH AS APPLICABLE, OF EACH TYPE-145KV GIS | SET | 2 |  | INCLUDED | 0 | 0 | 0 | 0 | 0
195 | Spare-GIS | 1000050214 | 85359030 |  | 18 |  | COUPLING DEVICE FOR PRESSURE GAUGE CUM SWITCH FOR CONNECTINGGAS HANDLING PLANT OF EACH TYPE-145KV GIS | SET | 1 |  | INCLUDED | 0 | 0 | 0 | 0 | 0
196 | Spare-GIS | 1000050226 | 85359030 |  | 18 |  | RUBBER GASKETS, Ã‚â‚¬Å’OÃ‚â‚¬Â RINGS AND SEALS FOR SF6 GAS FOR GISENCLOSURE OF EACH TYPE-145KV GIS | SET | 2 |  | INCLUDED | 0 | 0 | 0 | 0 | 0
197 | Spare-GIS | 1000058265 | 85359030 |  | 18 |  | 145KV GIS-MOLECULAR FILTER FOR SF6 GAS WITH FILTER BAGS (5 % OF TOTALWEIGHT) | SET | 1 |  | INCLUDED | 0 | 0 | 0 | 0 | 0
198 | Spare-GIS | 1000050213 | 85359030 |  | 18 |  | CONTROL VALVES FOR SF6 GAS OF EACH TYPE-145KV GIS | SET | 2 |  | INCLUDED | 0 | 0 | 0 | 0 | 0
199 | Spare-GIS | 1000058266 | 85359030 |  | 18 |  | 145KV GIS-SF6 GAS (5 % OF TOTAL GAS QUANTITY) | LOT | 1 |  | INCLUDED | 0 | 0 | 0 | 0 | 0
200 | Spare-GIS | 1000050229 | 85359030 |  | 18 |  | LOCKING DEVICE TO KEEP THE DIS-CONNECTORS (ISOLATORS)AND EARTHING/FAST EARTHING SWITCHES (AS APPLICABLE) IN CLOSE OR OPENPOSITION IN CASE OF REMOVAL OF THE DRIVING MECHANISM-145KV GIS | SET | 2 |  | INCLUDED | 0 | 0 | 0 | 0 | 0
201 | Spare-GIS | 1000050256 | 85359030 |  | 18 |  | UHF PD SENSORS OF EACH TYPE ALONG WITH BNC CONNECTOR FOR 145KV GIS | EA | 3 |  | INCLUDED | 0 | 0 | 0 | 0 | 0
202 | Spare-GIS | 1000058269 | 85359030 |  | 18 |  | 145KV GIS-SUPPORT INSULATORS (GAS THROUGH) OF EACH TYPE (COMPLETE WITHMETAL RING ETC.) ALONG WITH ASSOCIATED CONTACTS AND SHIELDS | EA | 3 |  | INCLUDED | 0 | 0 | 0 | 0 | 0
203 | Spare-GIS | 1000058264 | 85359030 |  | 18 |  | 145KV GIS-GAS BARRIERS OF EACH TYPE (COMPLETE WITH METAL RING ETC.)ALONG WITH ASSOCIATED CONTACTS AND SHIELDS | EA | 3 |  | INCLUDED | 0 | 0 | 0 | 0 | 0
204 | Spare-GIS | 1000058268 | 85359030 |  | 18 |  | 145kV GIS- 1250A SF6 to air bushing complete in all respect | EA | 1 |  | INCLUDED | 0 | 0 | 0 | 0 | 0
205 | Spare-GIS | 1000050249 | 85359030 |  | 18 |  | LCC SPARES - AUX. RELAYS, CONTACTORS, PUSH BUTTONS, SWITCHES, LAMPS,ANNUNCIATION WINDOWS, MCB, FUSES, TIMERS, TERMINAL BLOCKS ETC.OF EACH TYPE & RATING-145KV GIS | SET | 1 |  | INCLUDED | 0 | 0 | 0 | 0 | 0
206 | Spare-GIS | 1000058241 | 85359030 |  | 18 |  | 145KV GIS- CIRCUIT BREAKER (THREE PHASE) OF 1250A WITH INTERRUPTER,MAIN CIRCUIT, ENCLOSURE AND OPERATING MECHANISM COMPLETE IN ALLRESPECT | SET | 1 |  | INCLUDED | 0 | 0 | 0 | 0 | 0
207 | Spare-GIS | 1000021870 | 85389000 |  | 18 |  | Trip coil assembly with resistor (asapplicable) for 145kV GIS CircuitBreaker | SET | 3 |  | INCLUDED | 0 | 0 | 0 | 0 | 0
208 | Spare-GIS | 1000009184 | 85389000 |  | 18 |  | Closing coil assembly with resistor (asapplicable) for 145kV GIS CircuitBreaker | SET | 3 |  | INCLUDED | 0 | 0 | 0 | 0 | 0
209 | Spare-GIS | 1000058257 | 85359030 |  | 18 |  | RELAYS, POWER CONTACTORS, PUSH BUTTONS, TIMERS & MCBS ETC. (ASAPPLICABLE) OF EACH TYPE FOR 145KV GIS CIRCUIT BREAKER | SET | 1 |  | INCLUDED | 0 | 0 | 0 | 0 | 0
210 | Spare-GIS | 1000058244 | 85359030 |  | 18 |  | AUXILIARY SWITCH ASSEMBLY OF EACH TYPE FOR 145KV GIS CIRCUIT BREAKER | SET | 1 |  | INCLUDED | 0 | 0 | 0 | 0 | 0
211 | Spare-GIS | 1000058251 | 85359030 |  | 18 |  | 145KV GIS CIRCUIT BREAKER-OPERATION COUNTER | EA | 1 |  | INCLUDED | 0 | 0 | 0 | 0 | 0
212 | Spare-GIS | 1000058258 | 85359030 |  | 18 |  | 145KV GIS CIRCUIT BREAKER-COMPLETE SPRING OPERATING MECHANISMINCLUDING CHARGING MECHANISM ETC. (FOR SPRING OPERATED MECHANISM, IFAPPLICABLE) | SET | 1 |  | INCLUDED | 0 | 0 | 0 | 0 | 0
213 | Spare-GIS | 1000058369 | 85359030 |  | 18 |  | 145kV GIS- Three phase of 1250Adisconnector switch including maincircuit, enclosure, driving mechanismand support insulator etc., complete inall respect (Note 1- The contractorshall supply spare for disconnectorswitch to ensure one to one replacementof all disconnector switch supplied asmain equipment without any requirementof modification in fittings at site tocover all different types ofdisconnector switch supplied. In case,quantity of supplied dis-connectorswitch types (for one to onereplacement) are more than the quantitymentioned in BPS for spare, thecontractor shall supply theseadditional types of disconnector switchwithout any additional priceimplication to POWERGRID and quantitiesof these additional type ofdisconnector switch are deem to beincluded in the quantities mentioned inBPS for spare disconnector. Note 2 - Incase, Dis-connector Switch (DS) & EarthSwitch (ES) is provided in a sameenclosure with common operatingmechanism, then the module comprisingof Dis-connector & Earth switch insingle enclosure with common operatingmechanism is to be provided under thehead of spare Dis-connector only. Note3- In case, Dis-connector Switch (DS)&Earth Switch (ES) is provided in asame enclosure with separate operatingmechanism, then the module comprisingof Dis-connector & Earth switch insingle enclosure with separateoperating mechanism is to be providedunder the head of spare Dis-connectoronly.) | EA | 2 |  | INCLUDED | 0 | 0 | 0 | 0 | 0
214 | Spare-GIS | 1000058239 | 85359030 |  | 18 |  | 145KV GIS- THREE PHASE MAINTENANCE EARTHING SWITCH INCLUDING MAINCIRCUIT, ENCLOSURE, DRIVING MECHANISM AND SUPPORT INSULATOR ETC.,COMPLETE IN ALL RESPECT (NOTE 1 - IN CASE, DIS-CONNECTOR SWITCH (DS) &EARTH SWITCH (ES) IS PROVIDED IN A SAME ENCLOSURE WITH COMMONOPERATING MECHANISM, THEN THE MODULE COMPRISING OF DIS-CONNECTOR &EARTH SWITCH IN SINGLE ENCLOSURE WITH COMMON OPERATING MECHANISM IS TOBE PROVIDED UNDER THE HEAD OF SPARE DIS-CONNECTOR ONLY. NOTE 2 - INCASE, DIS-CONNECTOR SWITCH (DS) & EARTH SWITCH (ES) IS PROVIDED IN ASAME ENCLOSURE WITH SEPARATE OPERATING MECHANISM, THEN THE MODULECOMPRISING OF DIS-CONNECTOR & EARTH SWITCH IN SINGLE ENCLOSURE WITHSEPARATE OPERATING MECHANISM IS TO BE PROVIDED UNDER THE HEAD OF SPAREDIS-CONNECTOR ONLY.) | EA | 1 |  | INCLUDED | 0 | 0 | 0 | 0 | 0
215 | Spare-GIS | 1000058234 | 85359030 |  | 18 |  | 145KV GIS - THREE PHASE FAST EARTHING SWITCH INCLUDING MAIN CIRCUIT,ENCLOSURE, DRIVING MECHANISM AND SUPPORT INSULATOR ETC., COMPLETE INALL RESPECT (NOTE 1 - IN CASE, DIS-CONNECTOR SWITCH (DS) & EARTHSWITCH (ES) IS PROVIDED IN A SAME ENCLOSURE WITH COMMON OPERATINGMECHANISM, THEN THE MODULE COMPRISING OF DIS-CONNECTOR & EARTH SWITCHIN SINGLE ENCLOSURE WITH COMMON OPERATING MECHANISM IS TO BE PROVIDEDUNDER THE HEAD OF SPARE DIS-CONNECTOR ONLY. NOTE 2 - IN CASE,DIS-CONNECTOR SWITCH (DS) & EARTH SWITCH (ES) IS PROVIDED IN A SAMEENCLOSURE WITH SEPARATE OPERATING MECHANISM, THEN THE MODULECOMPRISING OF DIS-CONNECTOR & EARTH SWITCH IN SINGLE ENCLOSURE WITHSEPARATE OPERATING MECHANISM IS TO BE PROVIDED UNDER THE HEAD OF SPAREDIS-CONNECTOR ONLY.) | EA | 1 |  | INCLUDED | 0 | 0 | 0 | 0 | 0
216 | Spare-GIS | 1000058048 | 85359030 |  | 18 |  | OPEN/CLOSE CONTACTOR ASSEMBLY, TIMERS, KEY INTERLOCK, INTERLOCKINGCOILS, RELAYS, PUSH BUTTONS, INDICATING LAMPS, POWER CONTACTORS,RESISTORS, FUSES, MCBS & DRIVE CONTROL CARDS ETC. (AS APPLICABLE) ONEOF EACH TYPE FOR ONE COMPLETE MOM BOX FOR 145KV GIS DISCONNECTORSWITCH | SET | 1 |  | INCLUDED | 0 | 0 | 0 | 0 | 0
217 | Spare-GIS | 1000058236 | 85359030 |  | 18 |  | OPEN/CLOSE CONTACTOR ASSEMBLY, TIMERS, KEY INTERLOCK, INTERLOCKINGCOILS, RELAYS, PUSH BUTTONS, INDICATING LAMPS, POWER CONTACTORS,RESISTORS, FUSES, MCBS & DRIVE CONTROL CARDS ETC. (AS APPLICABLE) ONEOF EACH TYPE FOR ONE COMPLETE MOM BOX FOR 145KV GIS MAINTENANCE EARTHSWITCH | SET | 1 |  | INCLUDED | 0 | 0 | 0 | 0 | 0
218 | Spare-GIS | 1000058231 | 85359030 |  | 18 |  | OPEN/CLOSE CONTACTOR ASSEMBLY, TIMERS, KEY INTERLOCK, INTERLOCKINGCOILS, RELAYS, PUSH BUTTONS, INDICATING LAMPS, POWER CONTACTORS,RESISTORS, FUSES, MCBS & DRIVE CONTROL CARDS ETC. (AS APPLICABLE) ONEOF EACH TYPE FOR ONE COMPLETE MOM BOX FOR 145KV GIS FAST EARTHINGSWITCH | SET | 1 |  | INCLUDED | 0 | 0 | 0 | 0 | 0
219 | Spare-GIS | 1000058260 | 85359030 |  | 18 |  | LIMIT SWITCHES AND AUX. SWITCHES FOR ONE COMPLETE MOM BOX FOR 145KVGIS DISCONNECTOR SWITCH | SET | 1 |  | INCLUDED | 0 | 0 | 0 | 0 | 0
220 | Spare-GIS | 1000058238 | 85359030 |  | 18 |  | LIMIT SWITCHES AND AUX. SWITCHES FOR ONE COMPLETE MOM BOX FOR 145KVGIS MAINTENANCE EARTH SWITCH | SET | 1 |  | INCLUDED | 0 | 0 | 0 | 0 | 0
221 | Spare-GIS | 1000058233 | 85359030 |  | 18 |  | LIMIT SWITCHES AND AUX. SWITCHES FOR ONE COMPLETE MOM BOX FOR 145KVGIS FAST EARTHING SWITCH | SET | 1 |  | INCLUDED | 0 | 0 | 0 | 0 | 0
222 | Spare-GIS | 1000058049 | 85359030 |  | 18 |  | DRIVE MECHANISM FOR 145KV GIS DISCONNECTOR SWITCH | SET | 1 |  | INCLUDED | 0 | 0 | 0 | 0 | 0
223 | Spare-GIS | 1000058237 | 85359030 |  | 18 |  | DRIVE MECHANISM FOR 145KV GIS MAINTENANCE EARTH SWITCH | SET | 1 |  | INCLUDED | 0 | 0 | 0 | 0 | 0
224 | Spare-GIS | 1000058232 | 85359030 |  | 18 |  | DRIVE MECHANISM FOR 145KV GIS FAST EARTHING SWITCH | SET | 1 |  | INCLUDED | 0 | 0 | 0 | 0 | 0
225 | Spare-GIS | 1000058230 | 85359030 |  | 18 |  | MOTOR FOR DRIVE MECHANISM FOR 145KV GIS DISCONNECTOR SWITCH | EA | 1 |  | INCLUDED | 0 | 0 | 0 | 0 | 0
226 | Spare-GIS | 1000058240 | 85359030 |  | 18 |  | MOTOR FOR DRIVE MECHANISM FOR 145KVGIS MAINTENANCE EARTH SWITCH | EA | 1 |  | INCLUDED | 0 | 0 | 0 | 0 | 0
227 | Spare-GIS | 1000058235 | 85359030 |  | 18 |  | MOTOR FOR DRIVE MECHANISM FOR 145KV GIS FAST EARTHING SWITCH | EA | 1 |  | INCLUDED | 0 | 0 | 0 | 0 | 0
228 | Spare-GIS | 1000058261 | 85359030 |  | 18 |  | 145KV GIS- CURRENT TRANSFORMER (4 CORES) WITH ASSOCIATED ENCLOSURE ANDPRIMARY CONDUCTOR COMPLETE IN ALL RESPECT | EA | 1 |  | INCLUDED | 0 | 0 | 0 | 0 | 0
229 | LT Switchgear | 1000004304 | 85371000 |  | 18 |  | 415V ACDB (Extn.) | SET | 1 |  | INCLUDED | 0 | 0 | 0 | 0 | 0
230 | Telecom Eqpt Supply | 1000031367 | 85176260 |  | 18 |  | SDH EQUIPMENT (STM-16 MADM UPTO 5 MSP PROTECTED DIRECTIONS)-BASEEQUIPMENT (COMMON CARDS, CROSS CONNECT/CONTROL CARDS, OPTICAL BASECARDS, POWER SUPPLY CARDS, POWER CABLING, OTHER HARDWARE ANDACCESSORIES INCLUDING SUB RACKS, PATCH CORD, DDF ETC FULLY EQUIPEDEXCLUDING OPTICAL INTERFACE & TRIBUTARY CARDS | EA | 1 |  | INCLUDED | 0 | 0 | 0 | 0 | 0
231 | Telecom Eqpt Supply | 1000018706 | 85176990 |  | 18 |  | S16.1 SFP | EA | 4 |  | INCLUDED | 0 | 0 | 0 | 0 | 0
232 | Telecom Eqpt Supply | 1000031374 | 85176290 |  | 18 |  | TRIBUTARY INTERFACE- E1 INTERFACE (MINIMUM 16 NOS.) | SET | 2 |  | INCLUDED | 0 | 0 | 0 | 0 | 0
233 | Telecom Eqpt Supply | 1000034950 | 85176990 |  | 18 |  | ETHERNET INTERFACE 10/100 BASE T WITH LAYER-2 SWITCHING (MIN 8INTERFACES PER CARD) | EA | 2 |  | INCLUDED | 0 | 0 | 0 | 0 | 0
234 | Telecom Eqpt Supply | 1000031381 | 85176290 |  | 18 |  | TRIBUTARY INTERFACE-GIGABIT ETHERNET INTERFACES 10/100 MBPS WITH LAYER-2 SWITCHING (MINIMUM 2 NOS.) | SET | 1 |  | INCLUDED | 0 | 0 | 0 | 0 | 0
235 | Telecom Eqpt Supply | 1000026228 | 85176290 |  | 18 |  | Equipment Cabinets For SDH | EA | 1 |  | INCLUDED | 0 | 0 | 0 | 0 | 0
236 | Telecom Eqpt Supply | 1000066614 | 73069011 |  | 18 |  | GI PIPE INSTALLATION HARDWARE FOR APPROACH CABLING | KM | 1 |  | INCLUDED | 0 | 0 | 0 | 0 | 0
237 | Telecom Eqpt Supply | 1000066612 | 73071900 |  | 18 |  | GI ELBOW INSTALLATION HARDWARE FOR APPROAH CABLING | EA | 10 |  | INCLUDED | 0 | 0 | 0 | 0 | 0
238 | Telecom Eqpt Supply | 1000066613 | 83071000 |  | 18 |  | GI FLEXIBLE CONDUIT INSTALLATION HARDWARE FOR APPROAH CABLING | EA | 7 |  | INCLUDED | 0 | 0 | 0 | 0 | 0
239 | Telecom Eqpt Supply | 1000034998 | 85171890 |  | 18 |  | VOIP TELEPHONE INSTRUMENT WITH ONE COMMON SWITCH (MIN. 8 PORT) | EA | 2 |  | INCLUDED | 0 | 0 | 0 | 0 | 0
240 | Telecom Eqpt Supply | 1000023471 | 85372000 |  | 18 |  | OPGW Fibre Optic Distribution Panel (FODP): Indoor Type: 96F | EA | 1 |  | INCLUDED | 0 | 0 | 0 | 0 | 0
241 | Telecom Eqpt Supply | 1000037546 | 85447090 |  | 18 |  | 48F (DWSM) APPROACH FIBRE OPTIC CABLE | KM | 1 |  | INCLUDED | 0 | 0 | 0 | 0 | 0
242 | Telecom Eqpt Spare | 1000031369 | 85176260 |  | 18 |  | SDH EQUIPMENT (STM-16 MADM UPTO 5 MSP PROTECTED DIRECTIONS)-COMMONCARDS, CROSS-CONNECT/CONTROL CARDS, OPTICAL BASE CARD, POWER SUPPLYCARDS, POWER CABLING, OTHER HARDWARE & ACCESSORIES (EACH). | SET | 1 |  | INCLUDED | 0 | 0 | 0 | 0 | 0
243 | Telecom Eqpt Spare | 1000018706 | 85176990 |  | 18 |  | S16.1 SFP | EA | 1 |  | INCLUDED | 0 | 0 | 0 | 0 | 0
244 | Telecom Eqpt Spare | 1000031374 | 85176290 |  | 18 |  | TRIBUTARY INTERFACE- E1 INTERFACE (MINIMUM 16 NOS.) | SET | 1 |  | INCLUDED | 0 | 0 | 0 | 0 | 0
245 | Telecom Eqpt Spare | 1000034950 | 85176990 |  | 18 |  | ETHERNET INTERFACE 10/100 BASE T WITH LAYER-2 SWITCHING (MIN 8INTERFACES PER CARD) | EA | 1 |  | INCLUDED | 0 | 0 | 0 | 0 | 0
246 | Telecom Eqpt Spare | 1000031381 | 85176290 |  | 18 |  | TRIBUTARY INTERFACE-GIGABIT ETHERNET INTERFACES 10/100 MBPS WITH LAYER-2 SWITCHING (MINIMUM 2 NOS.) | SET | 1 |  | INCLUDED | 0 | 0 | 0 | 0 | 0
247 | Telecom Eqpt Spare | 1000034998 | 85171890 |  | 18 |  | VOIP TELEPHONE INSTRUMENT WITH ONE COMMON SWITCH (MIN. 8 PORT) | EA | 1 |  | INCLUDED | 0 | 0 | 0 | 0 | 0
248 | Telecom Eqpt Spare | 1000031398 | 85171890 |  | 18 |  | PRE CONNECTORIZED OPTICAL FIBER PATCH CORDS(10 MTRS) â€“ PACK OF SIXPATCH CORDS | SET | 1 |  | INCLUDED | 0 | 0 | 0 | 0 | 0
249 | Telecom Eqpt Spare | 1000066614 | 73069011 |  | 18 |  | GI PIPE INSTALLATION HARDWARE FOR APPROACH CABLING | KM | 0.035 |  | INCLUDED | 0 | 0 | 0 | 0 | 0
250 | Telecom Eqpt Spare | 1000066612 | 73071900 |  | 18 |  | GI ELBOW INSTALLATION HARDWARE FOR APPROAH CABLING | EA | 1 |  | INCLUDED | 0 | 0 | 0 | 0 | 0
251 | Telecom Eqpt Spare | 1000066613 | 83071000 |  | 18 |  | GI FLEXIBLE CONDUIT INSTALLATION HARDWARE FOR APPROAH CABLING | EA | 1 |  | INCLUDED | 0 | 0 | 0 | 0 | 0
252 | Telecom Eqpt Spare | 1000037546 | 85447090 |  | 18 |  | 48F (DWSM) APPROACH FIBRE OPTIC CABLE | KM | 0.5 |  | INCLUDED | 0 | 0 | 0 | 0 | 0
253 | Fire Protection System | 1000012008 | 85311020 |  | 18 |  | Fire Detection and Alarm System for 132kV GIS Hall | SET | 1 |  | INCLUDED | 0 | 0 | 0 | 0 | 0
254 | Fire Protection System | 1000038141 | 85311020 |  | 18 |  | HYDRANT SYSTEM, COMPLETE PIPING ANDACCESSORIES ETC. OUTSIDE THE PUMP HOUSEFOR 132KV SS | SET | 1 |  | INCLUDED | 0 | 0 | 0 | 0 | 0
255 | PMU & associated item Ranpo | 1000017518 | 85364900 |  | 18 |  | PMU with GPS Clock (clock can be either internal or external) | EA | 1 |  | INCLUDED | 0 | 0 | 0 | 0 | 0
256 | PMU & associated item Ranpo | 1000022512 | 90311000 |  | 18 |  | WAMS Hardware - Time System (GPS receiver) | EA | 1 |  | INCLUDED | 0 | 0 | 0 | 0 | 0
257 | PMU & associated item Ranpo | 1000071061 | 85176290 |  | 18 |  | SUBSTATION GRADE LAYER 2 LAN SWITCH | EA | 1 |  | INCLUDED | 0 | 0 | 0 | 0 | 0
258 | PMU & associated item Ranpo | 1000071062 | 85176290 |  | 18 |  | SUBSTATION GRADE LAYER 3 LAN SWITCH | EA | 1 |  | INCLUDED | 0 | 0 | 0 | 0 | 0
259 | PMU & associated item Ranpo | 1000022487 | 85447090 |  | 18 |  | WAMS Miscellaneous - Armored Fibre Optic Cable and associatedtermination (e.g. L2 Switch) for connecting PMU panels located indifferent control room of a station | EA | 1 |  | INCLUDED | 0 | 0 | 0 | 0 | 0
260 | PMU & associated item Ranpo | 1000030641 | 85389000 |  | 18 |  | LIU - FO PATCH PANEL-12 PORT | EA | 2 |  | INCLUDED | 0 | 0 | 0 | 0 | 0
RETENDER MISA SS NERES-XXVIII | [11 empty] | 0 | 0 | 0 | 0 | 0
261 | GIS PORTION 420kV GIS eqpts | 1000032796 | 85389000 |  | 18 |  | 420KV, 3150A, 63KA SF6 TO AIR BUSHING including support structure | SET | 3 |  | INCLUDED | 0 | 0 | 0 | 0 | 0
262 | GIS PORTION 420kV GIS eqpts | 1000059207 | 85359030 |  | 18 |  | 420KV, 3000A, 63KA, SINGLE PHASE, SF6 GAS INSULATED BUS DUCT (GIB)OUTSIDE GIS HALL ALONGWITH ASSOCIATED SUPPORT STRUCTURE, ETC. AS PERTECHNICAL SPECIFICATION | M | 450 |  | INCLUDED | 0 | 0 | 0 | 0 | 0
263 | GIS PORTION 420kV GIS eqpts | 1000032802 | 85359030 |  | 18 |  | 420KV, 4000A,63KA GIS BUSBAR MODULE EXTENSION | SET | 2 |  | INCLUDED | 0 | 0 | 0 | 0 | 0
264 | GIS PORTION 420kV GIS eqpts | 1000009713 | 85389000 |  | 18 |  | Controlled Switching Device for 420 kV, 3-ph Circuit Breaker | EA | 2 |  | INCLUDED | 0 | 0 | 0 | 0 | 0
265 | GIS PORTION 420kV GIS eqpts | 1000004632 | 85359030 |  | 18 |  | 420kV, 3150 A, 63 kA, SF6 GIS BusReactor bay module as perSection-Project, Technicalspecification | SET | 1 |  | INCLUDED | 0 | 0 | 0 | 0 | 0
266 | GIS PORTION 420kV GIS eqpts | 1000004505 | 85359030 |  | 18 |  | 420kV, 3150 A, 63 kA, SF6 GIS Tie baymodule(without PIR) as perSection-Project, Technicalspecification | SET | 1 |  | INCLUDED | 0 | 0 | 0 | 0 | 0
267 | GIS PORTION 420kV GIS eqpts | 1000077607 | 85359030 |  | 18 |  | 420KV,4000A, 63KA, 3-PHASE GIS EXTENSION PIECE (INTERFACE) MODULESUITABLE FOR EXTENDING EXISTING HITACHI MAKE GIS BUS BAR/DUCT AS PERTECHNICAL SPECIFICATION | SET | 2 |  | INCLUDED | 0 | 0 | 0 | 0 | 0
268 | AIS equipments | 1000020419 | 85354010 |  | 18 |  | 336kV Surge Arrester (1-phase) | EA | 3 |  | INCLUDED | 0 | 0 | 0 | 0 | 0
269 | AIS equipments | 1000004401 | 85462040 |  | 18 |  | 420 kV, 1 phase Bus Post Insulator (except for Line Traps) | EA | 6 |  | INCLUDED | 0 | 0 | 0 | 0 | 0
270 | RELAY & PROTECTION PANEL | 1000055446 | 85371000 |  | 18 |  | 400KV CIRCUIT BREAKER RELAY PANEL (WITH AUTOMATION) | EA | 2 |  | INCLUDED | 0 | 0 | 0 | 0 | 0
271 | RELAY & PROTECTION PANEL | 1000002146 | 85371000 |  | 18 |  | Augmentation of existing 400kV bus bar protection scheme.(No. of baysas per specification)-(with Automation) | SET | 1 |  | INCLUDED | 0 | 0 | 0 | 0 | 0
272 | RELAY & PROTECTION PANEL | 1000003407 | 85371000 |  | 18 |  | 400kV Reactor Protection Panel (with Automation) | EA | 1 |  | INCLUDED | 0 | 0 | 0 | 0 | 0
273 | SAS augmenttaion | 1000003409 | 85371000 |  | 18 |  | Augmentation of Substation automation System for 400kV Main bay as perTechnical Specification | EA | 1 |  | INCLUDED | 0 | 0 | 0 | 0 | 0
274 | SAS augmenttaion | 1000003411 | 85371000 |  | 18 |  | Augmentation of Substation automation System for 400kV Tie bay as perTechnical Specification | EA | 1 |  | INCLUDED | 0 | 0 | 0 | 0 | 0
275 | 420kV Erection harware | 1000011329 | 72169990 |  | 18 |  | Erection Hardware for 400kV DM type layout for GIS terminationarrangement-Bus Reactor bay as per technical specification | SET | 1 |  | INCLUDED | 0 | 0 | 0 | 0 | 0
276 | ventilation system | 1000022409 | 84159000 |  | 28 |  | Ventillation system for 400kV GIS Hall Ext | SET | 1 |  | INCLUDED | 0 | 0 | 0 | 0 | 0
277 | power & control cable | 1000000442 | 85446020 |  | 18 |  | 1.1kV grade Control Cables (PVCinsulated) along withlugs,glands,straight joints &accessories,etc. | LS | 1 |  | INCLUDED | 0 | 0 | 0 | 0 | 0
278 | power & control cable | 1000000443 | 85446020 |  | 18 |  | 1.1kV grade Power Cables (PVCinsulated)along withlugs,glands,straight joints &accessories,etc. | LS | 1 |  | INCLUDED | 0 | 0 | 0 | 0 | 0
279 | power & control cable | 1000000444 | 85446090 |  | 18 |  | 1.1kV grade Power Cables (XLPEinsulated) along withlugs,glands,straight joints &accessories,etc. | LS | 1 |  | INCLUDED | 0 | 0 | 0 | 0 | 0
280 | Illumination (indoor) | 1000049467 | 94059900 |  | 18 |  | INDOOR LIGHTNING FOR GIS BUILDING (AS PER TECHNICAL SPECIFICATION) including AHU & Relay Rooms as applicable | SET | 1 |  | INCLUDED | 0 | 0 | 0 | 0 | 0
281 | outdoor illumination | 1000014547 | 85371000 |  | 18 |  | Lighting Panel type ACP-2 as per technical specification | EA | 1 |  | INCLUDED | 0 | 0 | 0 | 0 | 0
282 | outdoor illumination | 1000038325 | 94059900 |  | 18 |  | LIGHTING FIXTURE LED LUMINAIRES TYPE FL2 AS PER TECH. SPECIFICATIONS | EA | 10 |  | INCLUDED | 0 | 0 | 0 | 0 | 0
283 | outdoor illumination | 1000038039 | 94051090 |  | 18 |  | LIGHTING FIXTURE LED LUMINAIRES TYPE FL-1 AS PER TECH. SPECIFICATIONS | EA | 10 |  | INCLUDED | 0 | 0 | 0 | 0 | 0
284 | outdoor illumination | 1000004952 | 94059900 |  | 18 |  | 63A, 415V : Interlocked switch socket outdoor Receptacle (type RP) asper technical specifications | EA | 1 |  | INCLUDED | 0 | 0 | 0 | 0 | 0
285 | outdoor illumination | 1000001894 | 94059900 |  | 18 |  | Outdoor Power Receptacle for oilfiltration unit (250A) | EA | 1 |  | INCLUDED | 0 | 0 | 0 | 0 | 0
286 | outdoor illumination | 1000038385 | 94059900 |  | 18 |  | FIRE WALL MOUNTED LED LUMINARIE TYPE FL-2 (250W) | EA | 4 |  | INCLUDED | 0 | 0 | 0 | 0 | 0
287 | LT swgr extension | 1000004304 | 85371000 |  | 18 |  | 415V ACDB (Extn.) | SET | 1 |  | INCLUDED | 0 | 0 | 0 | 0 | 0
288 | LT swgr extension | 1000001145 | 85371000 |  | 18 |  | 220V DCDB (Extn.) | SET | 1 |  | INCLUDED | 0 | 0 | 0 | 0 | 0
289 | LT swgr extension | 1000004309 | 85371000 |  | 18 |  | 415V MLDB (Extn.) | SET | 1 |  | INCLUDED | 0 | 0 | 0 | 0 | 0
290 | fire protection system | 1000012022 | 84241000 |  | 18 |  | 4.5 kg CO2 type Portable Fire extinguisher | EA | 2 |  | INCLUDED | 0 | 0 | 0 | 0 | 0
291 | fire protection system | 1000012026 | 84241000 |  | 18 |  | 6Kg dry chemical powered type Portable Fire extinguisher | EA | 2 |  | INCLUDED | 0 | 0 | 0 | 0 | 0
292 | fire protection system | 1000055457 | 84248990 |  | 18 |  | HVW SPRAY SYSTEM, HYDRANT SYSTEM AND COMPLETE U/G & O/G PIPING ANDACCESSORIES ETC. OUT SIDE THE PUMP HOUSE FOR 420KV 3 PHASE BUSREACTOR | SET | 1 |  | INCLUDED | 0 | 0 | 0 | 0 | 0
293 | fire protection system | 1000012010 | 85311020 |  | 18 |  | Fire Detection and Alarm System for 400kV GIS Hall | SET | 1 |  | INCLUDED | 0 | 0 | 0 | 0 | 0
294 | fire protection system | 1000012037 | 84819090 |  | 18 |  | Hydrant system, complete U/G piping and accessories etc. outside thePump House for Fire Protection of 400/220kV (Ext) Substation | SET | 1 |  | INCLUDED | 0 | 0 | 0 | 0 | 0
295 | earthmat | 1000032055 | 72159090 |  | 18 |  | 40 MM MS ROD FOR MAIN EARTHMAT | KM | 1 |  | INCLUDED | 0 | 0 | 0 | 0 | 0
296 | mandatory spares | 1000024186 | 85354010 |  | 18 |  | SPARES FOR 336KV SURGE ARRESTER | LS | 1 |  | INCLUDED | 0 | 0 | 0 | 0 | 0
297 | mandatory spares | 1000025940 | 85462040 |  | 18 |  | Spare-420kV BPI | SET | 1 |  | INCLUDED | 0 | 0 | 0 | 0 | 0
298 | mandatory spares | 1000019912 | 85371000 |  | 18 |  | Relay & protection Panels (with automation) | LS | 1 |  | INCLUDED | 0 | 0 | 0 | 0 | 0
299 | mandatory spares | 1000019927 | 85389000 |  | 18 |  | Spares-Substation Automation System | LS | 1 |  | INCLUDED | 0 | 0 | 0 | 0 | 0
300 | mandatory spares | 1000019925 | 84819090 |  | 18 |  | Spares for Fire Protection System | LS | 1 |  | INCLUDED | 0 | 0 | 0 | 0 | 0
301 | GIS PORTION -MANDATORY SPARES | 1000058332 | 85359030 |  | 18 |  | 400KV GIS-SF6 GAS PRESSURE RELIEF DEVICE ASSEMBLY OF EACH TYPE | EA | 1 |  | INCLUDED | 0 | 0 | 0 | 0 | 0
302 | GIS PORTION -MANDATORY SPARES | 1000049817 | 85359030 |  | 18 |  | SF6 PRESSURE GAUGE CUM SWITCH /DENSITY MONITORS AND PRESSURESWITCH AS APPLICABLE, OF EACH TYPE-400KV GIS | SET | 2 |  | INCLUDED | 0 | 0 | 0 | 0 | 0
303 | GIS PORTION -MANDATORY SPARES | 1000049753 | 85359030 |  | 18 |  | COUPLING DEVICE FOR PRESSURE GAUGE CUM SWITCH FOR CONNECTINGGAS HANDLING PLANT OF EACH TYPE-400KV GIS | SET | 1 |  | INCLUDED | 0 | 0 | 0 | 0 | 0
304 | GIS PORTION -MANDATORY SPARES | 1000049762 | 85359030 |  | 18 |  | RUBBER GASKETS, Ã‚â‚¬Å’OÃ‚â‚¬Â RINGS AND SEALS FOR SF6 GAS FOR GISENCLOSURE OF EACH TYPE-400KV GIS | SET | 2 |  | INCLUDED | 0 | 0 | 0 | 0 | 0
305 | GIS PORTION -MANDATORY SPARES | 1000058330 | 85359030 |  | 18 |  | 400KV GIS-MOLECULAR FILTER FOR SF6 GAS WITH FILTER BAGS (5 % OF TOTALWEIGHT) | SET | 1 |  | INCLUDED | 0 | 0 | 0 | 0 | 0
306 | GIS PORTION -MANDATORY SPARES | 1000049750 | 85359030 |  | 18 |  | CONTROL VALVES FOR SF6 GAS OF EACH TYPE-400KV GIS | SET | 2 |  | INCLUDED | 0 | 0 | 0 | 0 | 0
307 | GIS PORTION -MANDATORY SPARES | 1000058331 | 85359030 |  | 18 |  | 400KV GIS-SF6 GAS (5 % OF TOTAL GAS QUANTITY) | LOT | 1 |  | INCLUDED | 0 | 0 | 0 | 0 | 0
308 | GIS PORTION -MANDATORY SPARES | 1000049783 | 85359030 |  | 18 |  | LOCKING DEVICE TO KEEP THE DIS-CONNECTORS (ISOLATORS)AND EARTHING/FAST EARTHING SWITCHES IN CLOSE OR OPEN POSITION IN CASEOF REMOVAL OF THE DRIVING MECHANISM-400KV GIS | SET | 2 |  | INCLUDED | 0 | 0 | 0 | 0 | 0
309 | GIS PORTION -MANDATORY SPARES | 1000049505 | 85359030 |  | 18 |  | UHF PD SENSORS OF EACH TYPE ALONG WITH BNC CONNECTOR FOR 420KV GIS | EA | 3 |  | INCLUDED | 0 | 0 | 0 | 0 | 0
310 | GIS PORTION -MANDATORY SPARES | 1000058334 | 85359030 |  | 18 |  | 400KV GIS-SUPPORT INSULATORS (GAS THROUGH) OF EACH TYPE (COMPLETE WITHMETAL RING ETC.) ALONG WITH ASSOCIATED CONTACTS AND SHIELDS | EA | 3 |  | INCLUDED | 0 | 0 | 0 | 0 | 0
311 | GIS PORTION -MANDATORY SPARES | 1000058329 | 85359030 |  | 18 |  | 400KV GIS-GAS BARRIERS OF EACH TYPE (COMPLETE WITH METAL RING ETC.)ALONG WITH ASSOCIATED CONTACTS AND SHIELDS | EA | 3 |  | INCLUDED | 0 | 0 | 0 | 0 | 0
312 | GIS PORTION -MANDATORY SPARES | 1000058333 | 85359030 |  | 18 |  | 400KV GIS- 3150A SF6 TO AIR BUSHING COMPLETE IN ALL RESPECT | EA | 1 |  | INCLUDED | 0 | 0 | 0 | 0 | 0
313 | GIS PORTION -MANDATORY SPARES | 1000049498 | 85359030 |  | 18 |  | LCC SPARES - AUX. RELAYS, CONTACTORS,PUSH BUTTONS, SWITCHES,LAMPS,ANNUNCIATION WINDOWS, MCB, FUSES,TIMERS, TERMINAL BLOCKS ETC. OF EACHTYPE & RATING-400kV GIS | SET | 1 |  | INCLUDED | 0 | 0 | 0 | 0 | 0
314 | GIS PORTION -MANDATORY SPARES | 1000058317 | 85359030 |  | 18 |  | 400KV GIS-ONE POLE OF 3150A CIRCUIT BREAKER WITHOUT PIR WITHINTERRUPTER, MAIN CIRCUIT, ENCLOSURE AND OPERATING MECHANISM COMPLETEIN ALL RESPECT | SET | 1 |  | INCLUDED | 0 | 0 | 0 | 0 | 0
315 | GIS PORTION -MANDATORY SPARES | 1000021873 | 85389000 |  | 18 |  | Trip coil assembly with resistor for420kV GIS Circuit Breaker (asapplicable) | SET | 3 |  | INCLUDED | 0 | 0 | 0 | 0 | 0
316 | GIS PORTION -MANDATORY SPARES | 1000009208 | 85389000 |  | 18 |  | Closing coil assembly with resistor for420kV GIS Circuit Breaker (asapplicable) | SET | 3 |  | INCLUDED | 0 | 0 | 0 | 0 | 0
317 | GIS PORTION -MANDATORY SPARES | 1000058324 | 85359030 |  | 18 |  | RELAYS, POWER CONTACTORS, PUSH BUTTONS, TIMERS & MCBS ETC. (ASAPPLICABLE) OF EACH TYPE FOR 400KV GIS CIRCUIT BREAKER | SET | 1 |  | INCLUDED | 0 | 0 | 0 | 0 | 0
318 | GIS PORTION -MANDATORY SPARES | 1000007067 | 85389000 |  | 18 |  | Auxiliary switch assembly of each type for 420kV GIS Circuit Breaker | SET | 1 |  | INCLUDED | 0 | 0 | 0 | 0 | 0
319 | GIS PORTION -MANDATORY SPARES | 1000058320 | 85359030 |  | 18 |  | 400KV GIS CIRCUIT BREAKER-HYDRAULIC OPERATING MECHANISM WITH DRIVEMOTOR (FOR HYDRAULIC OPERATED MECHANISM, IF APPLICABLE) | SET | 1 |  | INCLUDED | 0 | 0 | 0 | 0 | 0
320 | GIS PORTION -MANDATORY SPARES | 1000049759 | 85359030 |  | 18 |  | HYDRAULIC FILTER OF EACH TYPE (FOR HYDRAULIC OPERATED MECHANISM, IFPPLICABLE)-400KV GIS CIRCUIT BREKAER | SET | 1 |  | INCLUDED | 0 | 0 | 0 | 0 | 0
321 | GIS PORTION -MANDATORY SPARES | 1000058319 | 85359030 |  | 18 |  | 400KV GIS CIRCUIT BREAKER- HOSE PIPE OF EACH TYPE (AS APPLICABLE) (FORHYDRAULIC OPERATED MECHANISM, IF APPLICABLE) | SET | 1 |  | INCLUDED | 0 | 0 | 0 | 0 | 0
322 | GIS PORTION -MANDATORY SPARES | 1000058322 | 85359030 |  | 18 |  | 400KV GIS CIRCUIT BREAKER - N2 ACCUMULATOR (FOR HYDRAULIC OPERATEDMECHANISM, IF APPLICABLE) | SET | 1 |  | INCLUDED | 0 | 0 | 0 | 0 | 0
323 | GIS PORTION -MANDATORY SPARES | 1000049835 | 85359030 |  | 18 |  | VALVES OF EACH TYPE (FOR HYDRAULIC OPERATED MECHANISM, IFAPPLICABLE)-400KV GIS CIRCUIT BREKAER | SET | 1 |  | INCLUDED | 0 | 0 | 0 | 0 | 0
324 | GIS PORTION -MANDATORY SPARES | 1000049795 | 85359030 |  | 18 |  | PIPE LENGTH (COPPER & STEEL) OF EACH SIZE & TYPE (FOR HYDRAULICOPERATED MECHANISM, IF APPLICABLE)-400KV GIS CIRCUIT BREKAER | SET | 1 |  | INCLUDED | 0 | 0 | 0 | 0 | 0
325 | GIS PORTION -MANDATORY SPARES | 1000049808 | 85359030 |  | 18 |  | PRESSURE SWITCHES OF EACH TYPE (FOR HYDRAULIC OPERATED MECHANISM, IFAPPLICABLE)-400KV GIS CIRCUIT BREKAER | SET | 1 |  | INCLUDED | 0 | 0 | 0 | 0 | 0
326 | GIS PORTION -MANDATORY SPARES | 1000049805 | 85359030 |  | 18 |  | PRESSURE GAUGE WITH COUPLING DEVICE OF EACH TYPE (FOR HYDRAULICOPERATED MECHANISM, IF APPLICABLE)-400KV GIS CIRCUIT BREKAER | SET | 1 |  | INCLUDED | 0 | 0 | 0 | 0 | 0
327 | GIS PORTION -MANDATORY SPARES | 1000058321 | 85359030 |  | 18 |  | 400KV GIS CIRCUIT BREAKER-HYDRAULIC OIL (5% OF TOTAL OIL QUANTITY)(FOR HYDRAULIC OPERATED MECHANISM, IF APPLICABLE) | SET | 1 |  | INCLUDED | 0 | 0 | 0 | 0 | 0
328 | GIS PORTION -MANDATORY SPARES | 1000049799 | 85359030 |  | 18 |  | PRESSURE RELIEF DEVICE OF EACH TYPE (FOR HYDRAULIC OPERATED MECHANISM,IF APPLICABLE)-400KV GIS CIRCUIT BREKAER | SET | 1 |  | INCLUDED | 0 | 0 | 0 | 0 | 0
329 | GIS PORTION -MANDATORY SPARES | 1000058325 | 85359030 |  | 18 |  | 400KV GIS CIRCUIT BREAKER-COMPLETE SPRING OPERATING MECHANISMINCLUDING CHARGING MECHANISM ETC. (FOR SPRING OPERATED MECHANISM, IFAPPLICABLE) | SET | 1 |  | INCLUDED | 0 | 0 | 0 | 0 | 0
330 | GIS PORTION -MANDATORY SPARES | 1000058318 | 85359030 |  | 18 |  | 400KV GIS CIRCUIT BREAKER- COMPLETE HYDRAULIC-SPRING OPERATINGMECHANISM INCLUDING CHARGING MECHANISM ETC. (FOR HYDRAULIC-SPRINGOPERATED MECHANISM, IF APPLICABLE) | SET | 1 |  | INCLUDED | 0 | 0 | 0 | 0 | 0
331 | GIS PORTION -MANDATORY SPARES | 1000049495 | 85359030 |  | 18 |  | PRESSURE SWITCHES OF EACH TYPE FOR420KV GIS CIRCUIT BREAKER (ForHydraulic-Spring Operated Mechanism, ifapplicable) | SET | 1 |  | INCLUDED | 0 | 0 | 0 | 0 | 0
332 | GIS PORTION -MANDATORY SPARES | 1000049802 | 85359030 |  | 18 |  | PRESSURE GAUGE WITH COUPLING DEVICE OF EACH TYPE (FOR HYDRAULIC-SPRINGOPERATED MECHANISM, IF APPLICABLE)-400KV GIS CIRCUIT BREKAER | SET | 1 |  | INCLUDED | 0 | 0 | 0 | 0 | 0
333 | GIS PORTION -MANDATORY SPARES | 1000058374 | 85359030 |  | 18 |  | 400kV GIS- Single phase of 3150Adisconnector switch including maincircuit, enclosure, driving mechanismand support insulator etc., complete inall respect (Note 1- The contractorshall supply spare for disconnectorswitch to ensure one to one replacementof all disconnector switch supplied asmain equipment without any requirementof modification in fittings at site tocover all different types ofdisconnector switch supplied. In case,quantity of supplied dis-connectorswitch types (for one to onereplacement) are more than the quantitymentioned in BPS for spare, thecontractor shall supply theseadditional types of disconnector switchwithout any additional priceimplication to POWERGRID and quantitiesof these additional type ofdisconnector switch are deem to beincluded in the quantities mentioned inBPS for spare disconnector. Note 2 - Incase, Dis-connector Switch (DS) & EarthSwitch (ES) is provided in a sameenclosure with common operatingmechanism, then the module comprisingof Dis-connector & Earth switch insingle enclosure with common operatingmechanism is to be provided under thehead of spare Dis-connector only. Note3- In case, Dis-connector Switch (DS)&Earth Switch (ES) is provided in asame enclosure with separate operatingmechanism, then the module comprisingof Dis-connector & Earth switch insingle enclosure with separateoperating mechanism is to be providedunder the head of spare Dis-connectoronly.) | EA | 2 |  | INCLUDED | 0 | 0 | 0 | 0 | 0
334 | GIS PORTION -MANDATORY SPARES | 1000058314 | 85359030 |  | 18 |  | 400KV GIS- SINGLE PHASE MAINTENANCE EARTHING SWITCH INCLUDING MAINCIRCUIT, ENCLOSURE, DRIVING MECHANISM AND SUPPORT INSULATOR ETC.,COMPLETE IN ALL RESPECT (NOTE 1 - IN CASE, DIS-CONNECTOR SWITCH (DS) &EARTH SWITCH (ES) IS PROVIDED IN A SAME ENCLOSURE WITH COMMONOPERATING MECHANISM, THEN THE MODULE COMPRISING OF DIS-CONNECTOR &EARTH SWITCH IN SINGLE ENCLOSURE WITH COMMON OPERATING MECHANISM IS TOBE PROVIDED UNDER THE HEAD OF SPARE DIS-CONNECTOR ONLY. NOTE 2 - INCASE, DIS-CONNECTOR SWITCH (DS) & EARTH SWITCH (ES) IS PROVIDED IN ASAME ENCLOSURE WITH SEPARATE OPERATING MECHANISM, THEN THE MODULECOMPRISING OF DIS-CONNECTOR & EARTH SWITCH IN SINGLE ENCLOSURE WITHSEPARATE OPERATING MECHANISM IS TO BE PROVIDED UNDER THE HEAD OF SPAREDIS-CONNECTOR ONLY.) | EA | 1 |  | INCLUDED | 0 | 0 | 0 | 0 | 0
335 | GIS PORTION -MANDATORY SPARES | 1000058305 | 85359030 |  | 18 |  | OPEN/CLOSE CONTACTOR ASSEMBLY, TIMERS, KEY INTERLOCK, INTERLOCKINGCOILS, RELAYS, PUSH BUTTONS, INDICATING LAMPS, POWER CONTACTORS,RESISTORS, FUSES, MCBS & DRIVE CONTROL CARDS ETC. (AS APPLICABLE) ONEOF EACH TYPE FOR ONE COMPLETE MOM BOX FOR 400KV GIS DISCONNECTORSWITCH | SET | 1 |  | INCLUDED | 0 | 0 | 0 | 0 | 0
336 | GIS PORTION -MANDATORY SPARES | 1000058312 | 85359030 |  | 18 |  | OPEN/CLOSE CONTACTOR ASSEMBLY, TIMERS, KEY INTERLOCK, INTERLOCKINGCOILS, RELAYS, PUSH BUTTONS, INDICATING LAMPS, POWER CONTACTORS,RESISTORS, FUSES, MCBS & DRIVE CONTROL CARDS ETC. (AS APPLICABLE) ONEOF EACH TYPE FOR ONE COMPLETE MOM BOX FOR 400KV GIS MAINTENANCE EARTHSWITCH | SET | 1 |  | INCLUDED | 0 | 0 | 0 | 0 | 0
337 | GIS PORTION -MANDATORY SPARES | 1000049776 | 85359030 |  | 18 |  | LIMIT SWITCHES AND AUX. SWITCHES FOR ONE COMPLETE MOM BOX FORDISCONNECTOR-400KV GIS | SET | 1 |  | INCLUDED | 0 | 0 | 0 | 0 | 0
338 | GIS PORTION -MANDATORY SPARES | 1000049778 | 85359030 |  | 18 |  | LIMIT SWITCHES AND AUX. SWITCHES FOR ONE COMPLETE MOM BOX FORMAINTENANCE EARTHING SWITCH-400KV GIS | SET | 1 |  | INCLUDED | 0 | 0 | 0 | 0 | 0
339 | GIS PORTION -MANDATORY SPARES | 1000058306 | 85359030 |  | 18 |  | DRIVE MECHANISM FOR 400KV GIS DISCONNECTOR SWITCH | SET | 1 |  | INCLUDED | 0 | 0 | 0 | 0 | 0
340 | GIS PORTION -MANDATORY SPARES | 1000058313 | 85359030 |  | 18 |  | DRIVE MECHANISM FOR 400KV GIS MAINTENANCE EARTH SWITCH | SET | 1 |  | INCLUDED | 0 | 0 | 0 | 0 | 0
341 | GIS PORTION -MANDATORY SPARES | 1000058307 | 85359030 |  | 18 |  | MOTOR FOR DRIVE MECHANISM FOR 400KV GIS DISCONNECTOR SWITCH | EA | 1 |  | INCLUDED | 0 | 0 | 0 | 0 | 0
342 | GIS PORTION -MANDATORY SPARES | 1000058315 | 85359030 |  | 18 |  | MOTOR FOR DRIVE MECHANISM FOR 400KVGIS MAINTENANCE EARTH SWITCH | EA | 1 |  | INCLUDED | 0 | 0 | 0 | 0 | 0
343 | GIS PORTION -MANDATORY SPARES | 1000058327 | 85359030 |  | 18 |  | 400KV GIS- SINGLE PHASE OF CURRENT TRANSFORMER (3 CORES, TYPE-CTA)WITH ASSOCIATED ENCLOSURE AND PRIMARY CONDUCTOR COMPLETE IN ALLRESPECT | EA | 1 |  | INCLUDED | 0 | 0 | 0 | 0 | 0
344 | GIS PORTION -MANDATORY SPARES | 1000058326 | 85359030 |  | 18 |  | 400KV GIS- SINGLE PHASE OF CURRENT TRANSFORMER (2 CORES, TYPE-CTB)WITH ASSOCIATED ENCLOSURE AND PRIMARY CONDUCTOR COMPLETE IN ALLRESPECT | EA | 1 |  | INCLUDED | 0 | 0 | 0 | 0 | 0
345 | supply of foundation bolt | 1000012367 | 73082011 |  | 18 |  | Fabrication, galvanising and supply of 32mm dia foundation boltsincluding nuts, checknuts, washers and packplates | EA | 36 |  | INCLUDED | 0 | 0 | 0 | 0 | 0
346 | Supply of structure | 1000020195 | 73045930 |  | 18 |  | Fabrication, galvanising and supply ofStandard Pipe Structure - 400 kV,1-Phase, SA including nuts, bolts,all type of washers, packplates, stepbolts and gusset plates excludingfoundation bolts | EA | 3 |  | INCLUDED | 0 | 0 | 0 | 0 | 0
347 | Supply of structure | 1000020196 | 73045930 |  | 18 |  | Fabrication, galvanising and supply ofStd Pipe Structure - 400 kV, 1-Phase,BPI, (Excluding Wave Trap), includingnuts, bolts, all type of washers,packplates, step bolts and gussetplates excluding foundation bolts | EA | 6 |  | INCLUDED | 0 | 0 | 0 | 0 | 0
348 | Supply of structure | 1000015952 | 73082011 |  | 18 |  | Fabrication, galvanising and supply of Equipment Support (Pipe)Structures to be designed during detailed engineering | MT | 5 |  | INCLUDED | 0 | 0 | 0 | 0 | 0
349 | Supply of structure | 1000012373 | 73082011 |  | 18 |  | Fabrication, galvanising and supply of foundation bolts including nuts,checknut and washers for lattice and pipe structures to be designedduring detailed engineering | MT | 1 |  | INCLUDED | 0 | 0 | 0 | 0 | 0
Total Ex-Works Price | [10 empty] | 0 | 0 | 0 | 0 | 0 | 0 | 0
Total Type Test charges as per Schedule-7 | [10 empty] | 0
Total Ex-Works Price including Type Test charges | [10 empty] | 0
Printed Name
Designation
Click for Sch-2

## Sch-2
Spec No:CC/NT/W-GIS/DOM/A04/25/12409 | [6 empty] | Schedule - 2
400kV GIS Substation Package SS-135 (Re-tender) for (a) Extension of 400kV Pandiabili GIS Substation under ERBS-I. (b) Extension of Rangpo 132kV GIS Substation under ERBS-II (c) Bay Extension of Misa GIS S/s under NERES XXVIII
(SCHEDULE OF RATES AND PRICES)
BIDDER:
JOINT VENTURE OF & |  |  |  |  | To:
Bidder’s Name and Address (Sole Bidder) : |  |  |  |  | Contract Services
Name : |  |  |  |  | Power Grid Corporation of India Ltd.,
Address: |  |  |  |  | "Saudamini", Plot No.-2
Sector-29,
Gurugram (Haryana) - 122001
Local Transportation, In-transit Insurance, Loading and Unloading
(All Prices are in Indian Rupees)
SI. No. | Activity Description | Material Code | Description | Unit | Quantity | Unit Freight, In-transit Insurance, loading & Unloading Charges | Total Freight, In-transit Insurance, loading & Unloading Charges
1 | 4 | 5 | 6 | 7 | 8 | 9 | 10 = 8 X 9
Re-tender-NIT-BOQ-Pandiabil SS (ERBS-I)
1 | AIS EQUIPMENT | 1000004401 | 420 kV, 1 phase Bus Post Insulator (except for Line Traps) | EA | 6 |  | INCLUDED
2 | AIS EQUIPMENT | 1000020419 | 336kV Surge Arrester (1-phase) | EA | 6 |  | INCLUDED
3 | AIS EQUIPMENT | 1000004535 | 420 kV, 4400 pF Capacitive Voltage Transformer (1-Phase) | EA | 6 |  | INCLUDED
4 | AIS EQUIPMENT | 1000000004 | 400kV,3150A,1.0mH ,63kA Line Trap | EA | 4 |  | INCLUDED
5 | AIS EQUIPMENT | 1000004400 | 420 kV ,1 phase Bus Post Insulators for Line Traps | EA | 12 |  | INCLUDED
6 | 400KV GIS EQUIPMENT | 1000004287 | 420kV, 3000A, 63kA, Single phase, SF6Gas Insulated Bus Duct (GIB) outsideGIS Hall alongwith associated supportstructure | M | 600 |  | INCLUDED
7 | 400KV GIS EQUIPMENT | 1000032699 | 3150A, 63KA, 1SEC SINGLE PHASE 420KV SF6 TO AIR BUSHING | EA | 6 |  | INCLUDED
8 | 400KV GIS EQUIPMENT | 1000032802 | 420KV, 4000A,63KA GIS BUSBAR MODULE EXTENSION | SET | 2 |  | INCLUDED
9 | 400KV GIS EQUIPMENT | 1000004364 | Single phase/3-phase 420kV GIS earthing switch of including maincircuit, enclosure, driving mechanism. | SET | 1 |  | INCLUDED
10 | 400KV GIS EQUIPMENT | 1000004638 | 420 kV, 3150 A, 63 kA, SF6 GIS Linefeeder bay module(without PIR) as perSection-Project, Technicalspecification | SET | 1 |  | INCLUDED
11 | 400KV GIS EQUIPMENT | 1000004505 | 420kV, 3150 A, 63 kA, SF6 GIS Tie baymodule(without PIR) as perSection-Project, Technicalspecification | SET | 1 |  | INCLUDED
12 | 400KV GIS EQUIPMENT | 1000004637 | 420kV, 3150 A, 63 kA, SF6 GIS ICT feederbay module as per Section-Project,Technical specification | SET | 1 |  | INCLUDED
13 | 400KV GIS EQUIPMENT | 1000009713 | Controlled Switching Device for 420 kV, 3-ph Circuit Breaker | EA | 3 |  | INCLUDED
14 | 400KV GIS EQUIPMENT | 1000077608 | 420KV,4000A, 63KA, 3-PHASE GIS EXTENSION PIECE (INTERFACE) MODULESUITABLE FOR EXTENDING EXISTING HYOSUNG MAKE GIS BUS BAR/DUCT AS PERTECHNICAL SPECIFICATION | SET | 2 |  | INCLUDED
15 | CRP | 1000055446 | 400KV CIRCUIT BREAKER RELAY PANEL (WITH AUTOMATION) | EA | 3 |  | INCLUDED
16 | CRP | 1000025391 | Relay Test kit | EA | 1 |  | INCLUDED
17 | CRP | 1000003398 | 400kV Line Protection Panel (with Automation) | EA | 2 |  | INCLUDED
18 | AUG-SAS | 1000003409 | Augmentation of Substation automation System for 400kV Main bay as perTechnical Specification | EA | 3 |  | INCLUDED
19 | AUG-SAS | 1000003411 | Augmentation of Substation automation System for 400kV Tie bay as perTechnical Specification | EA | 1 |  | INCLUDED
20 | ERECTION HARDWARE & INSULATOR | 1000011336 | Erection Hardware for 400kV I type layout for GIS terminationarrangement-Line bay as per technical specification | SET | 2 |  | INCLUDED
21 | ILLUMINATION | 1000014547 | Lighting Panel type ACP-2 as per technical specification | EA | 2 |  | INCLUDED
22 | ILLUMINATION | 1000014546 | Lighting Panel (Indoor) type ACP-1 as per technical specification | EA | 1 |  | INCLUDED
23 | ILLUMINATION | 1000004795 | 5/15 A, 240V: Indoor Receptacle 3-pin type modular (type RI) as pertechnical specifications | EA | 1 |  | INCLUDED
24 | ILLUMINATION | 1000001050 | 15A, 240V: Outdoor Receptacle 2 pole, 3-pin modular (type RO) as pertechnical specifications | EA | 1 |  | INCLUDED
25 | ILLUMINATION | 1000038325 | LIGHTING FIXTURE LED LUMINAIRES TYPE FL2 AS PER TECH. SPECIFICATIONS | EA | 10 |  | INCLUDED
26 | ILLUMINATION | 1000038039 | LIGHTING FIXTURE LED LUMINAIRES TYPE FL-1 AS PER TECH. SPECIFICATIONS | EA | 10 |  | INCLUDED
27 | ILLUMINATION | 1000004952 | 63A, 415V : Interlocked switch socket outdoor Receptacle (type RP) asper technical specifications | EA | 2 |  | INCLUDED
28 | VMS | 1000030433 | COLOR IP CAMERA, WITH PAN, TILT AND ZOOM FACILITIES, ALONGWITH ALLREQUIRED ITEMS, ACCESSORIES, LINE INTERFACE UNITS, FIBER PATCH CORDS,POWER SUPPLY UNITS, JUNCTION BOXES, CABLES, FIBER OPTIC CABLES, ETC.,AND INCLUDING INTEGRATION IN EXISTING HARDWARE AND SOFTWARE FORAUGMENTATION OF VISUAL MONITORING SYSTEM AS PER TECHNICALSPECIFICATION. | SET | 1 |  | INCLUDED
29 | LT SWITCHGEAR | 1000004304 | 415V ACDB (Extn.) | SET | 1 |  | INCLUDED
30 | PLCC Equipment at Pandiabili end | 1000010014 | Coupling device for PLCC | SET | 2 |  | INCLUDED
31 | PLCC Equipment at Pandiabili end | 1000000046 | Carrier Equipment Analog type (for Speech+Data & Speech+Protection) | EA | 2 |  | INCLUDED
32 | PLCC Equipment at Pandiabili end | 1000017887 | Analog Protection Coupler for PLCC | EA | 2 |  | INCLUDED
33 | PLCC Equipment at Pandiabili end | 1000010638 | Digital Protection Coupler | EA | 2 |  | INCLUDED
34 | PLCC Equipment at Pandiabili end | 1000025769 | Testing & Maintenance equipment (print test kit only) for PLCC | SET | 1 |  | INCLUDED
35 | PLCC Equipment at Pandiabili end | 1000036908 | HF CABLE 75 OHMS FOR PLCC | KM | 1 |  | INCLUDED
36 | PLCC Equipment at Pandiabili end | 1000001104 | 2wire telephone equipment | EA | 1 |  | INCLUDED
37 | PLCC Equipment at Talchar end | 1000010014 | Coupling device for PLCC | SET | 2 |  | INCLUDED
38 | PLCC Equipment at Talchar end | 1000000046 | Carrier Equipment Analog type (for Speech+Data & Speech+Protection) | EA | 2 |  | INCLUDED
39 | PLCC Equipment at Talchar end | 1000017887 | Analog Protection Coupler for PLCC | EA | 2 |  | INCLUDED
40 | PLCC Equipment at Talchar end | 1000010638 | Digital Protection Coupler | EA | 2 |  | INCLUDED
41 | PLCC Equipment at Talchar end | 1000025769 | Testing & Maintenance equipment (print test kit only) for PLCC | SET | 1 |  | INCLUDED
42 | PLCC Equipment at Talchar end | 1000036908 | HF CABLE 75 OHMS FOR PLCC | KM | 1 |  | INCLUDED
43 | PLCC Equipment at Talchar end | 1000001104 | 2wire telephone equipment | EA | 1 |  | INCLUDED
44 | Power&Control Cable (LS) | 1000000443 | 1.1kV grade Power Cables (PVCinsulated)along withlugs,glands,straight joints &accessories,etc. | LS | 1 |  | INCLUDED
45 | Power&Control Cable (LS) | 1000000442 | 1.1kV grade Control Cables (PVCinsulated) along withlugs,glands,straight joints &accessories,etc. | LS | 1 |  | INCLUDED
46 | Power&Control Cable (LS) | 1000000444 | 1.1kV grade Power Cables (XLPEinsulated) along withlugs,glands,straight joints &accessories,etc. | LS | 1 |  | INCLUDED
47 | Mandatory spares AIS & General-LS | 1000025943 | Spare-420kV CVT 1 | SET | 1 |  | INCLUDED
48 | Mandatory spares AIS & General-LS | 1000025940 | Spare-420kV BPI | SET | 1 |  | INCLUDED
49 | Mandatory spares AIS & General-LS | 1000019927 | Spares-Substation Automation System | LS | 1 |  | INCLUDED
50 | Mandatory spares AIS & General-LS | 1000019912 | Relay & protection Panels (with automation) | LS | 1 |  | INCLUDED
51 | Mandatory spares AIS & General-LS | 1000024186 | SPARES FOR 336KV SURGE ARRESTER | LS | 1 |  | INCLUDED
52 | Mandatory spares AIS & General-LS | 1000053851 | SPARES FOR CLAMPS & CONNECTORS | LOT | 1 |  | INCLUDED
53 | GIS Testing and maintainance equipment | 1000025440 | SF6 Gas processing Unit for 400kV GIS station | SET | 1 |  | INCLUDED
54 | GIS Testing and maintainance equipment | 1000032132 | SF6 GAS ANALYZER | EA | 1 |  | INCLUDED
55 | GIS Testing and maintainance equipment | 1000025436 | SF6 Gas Leakage Detector | EA | 1 |  | INCLUDED
56 | GIS Testing and maintainance equipment | 1000025329 | Portable Partial Discharge measurement test kitwith all necessary accessories,Industrial Grade Laptop and licensedsoftware as per Technicalspecification. | EA | 1 |  | INCLUDED
57 | GIS Mandatory spares | 1000049795 | PIPE LENGTH (COPPER & STEEL) OF EACH SIZE & TYPE (FOR HYDRAULICOPERATED MECHANISM, IF APPLICABLE)-400KV GIS CIRCUIT BREKAER | SET | 1 |  | INCLUDED
58 | GIS Mandatory spares | 1000049808 | PRESSURE SWITCHES OF EACH TYPE (FOR HYDRAULIC OPERATED MECHANISM, IFAPPLICABLE)-400KV GIS CIRCUIT BREKAER | SET | 1 |  | INCLUDED
59 | GIS Mandatory spares | 1000049805 | PRESSURE GAUGE WITH COUPLING DEVICE OF EACH TYPE (FOR HYDRAULICOPERATED MECHANISM, IF APPLICABLE)-400KV GIS CIRCUIT BREKAER | SET | 1 |  | INCLUDED
60 | GIS Mandatory spares | 1000058321 | 400KV GIS CIRCUIT BREAKER-HYDRAULIC OIL (5% OF TOTAL OIL QUANTITY)(FOR HYDRAULIC OPERATED MECHANISM, IF APPLICABLE) | SET | 1 |  | INCLUDED
61 | GIS Mandatory spares | 1000049799 | PRESSURE RELIEF DEVICE OF EACH TYPE (FOR HYDRAULIC OPERATED MECHANISM,IF APPLICABLE)-400KV GIS CIRCUIT BREKAER | SET | 1 |  | INCLUDED
62 | GIS Mandatory spares | 1000058325 | 400KV GIS CIRCUIT BREAKER-COMPLETE SPRING OPERATING MECHANISMINCLUDING CHARGING MECHANISM ETC. (FOR SPRING OPERATED MECHANISM, IFAPPLICABLE) | SET | 1 |  | INCLUDED
63 | GIS Mandatory spares | 1000058318 | 400KV GIS CIRCUIT BREAKER- COMPLETE HYDRAULIC-SPRING OPERATINGMECHANISM INCLUDING CHARGING MECHANISM ETC. (FOR HYDRAULIC-SPRINGOPERATED MECHANISM, IF APPLICABLE) | SET | 1 |  | INCLUDED
64 | GIS Mandatory spares | 1000049495 | PRESSURE SWITCHES OF EACH TYPE FOR420KV GIS CIRCUIT BREAKER (ForHydraulic-Spring Operated Mechanism, ifapplicable) | SET | 1 |  | INCLUDED
65 | GIS Mandatory spares | 1000049802 | PRESSURE GAUGE WITH COUPLING DEVICE OF EACH TYPE (FOR HYDRAULIC-SPRINGOPERATED MECHANISM, IF APPLICABLE)-400KV GIS CIRCUIT BREKAER | SET | 1 |  | INCLUDED
66 | GIS Mandatory spares | 1000058374 | 400kV GIS- Single phase of 3150Adisconnector switch including maincircuit, enclosure, driving mechanismand support insulator etc., complete inall respect (Note 1- The contractorshall supply spare for disconnectorswitch to ensure one to one replacementof all disconnector switch supplied asmain equipment without any requirementof modification in fittings at site tocover all different types ofdisconnector switch supplied. In case,quantity of supplied dis-connectorswitch types (for one to onereplacement) are more than the quantitymentioned in BPS for spare, thecontractor shall supply theseadditional types of disconnector switchwithout any additional priceimplication to POWERGRID and quantitiesof these additional type ofdisconnector switch are deem to beincluded in the quantities mentioned inBPS for spare disconnector. Note 2 - Incase, Dis-connector Switch (DS) & EarthSwitch (ES) is provided in a sameenclosure with common operatingmechanism, then the module comprisingof Dis-connector & Earth switch insingle enclosure with common operatingmechanism is to be provided under thehead of spare Dis-connector only. Note3- In case, Dis-connector Switch (DS)&Earth Switch (ES) is provided in asame enclosure with separate operatingmechanism, then the module comprisingof Dis-connector & Earth switch insingle enclosure with separateoperating mechanism is to be providedunder the head of spare Dis-connectoronly.) | EA | 4 |  | INCLUDED
67 | GIS Mandatory spares | 1000058314 | 400KV GIS- SINGLE PHASE MAINTENANCE EARTHING SWITCH INCLUDING MAINCIRCUIT, ENCLOSURE, DRIVING MECHANISM AND SUPPORT INSULATOR ETC.,COMPLETE IN ALL RESPECT (NOTE 1 - IN CASE, DIS-CONNECTOR SWITCH (DS) &EARTH SWITCH (ES) IS PROVIDED IN A SAME ENCLOSURE WITH COMMONOPERATING MECHANISM, THEN THE MODULE COMPRISING OF DIS-CONNECTOR &EARTH SWITCH IN SINGLE ENCLOSURE WITH COMMON OPERATING MECHANISM IS TOBE PROVIDED UNDER THE HEAD OF SPARE DIS-CONNECTOR ONLY. NOTE 2 - INCASE, DIS-CONNECTOR SWITCH (DS) & EARTH SWITCH (ES) IS PROVIDED IN ASAME ENCLOSURE WITH SEPARATE OPERATING MECHANISM, THEN THE MODULECOMPRISING OF DIS-CONNECTOR & EARTH SWITCH IN SINGLE ENCLOSURE WITHSEPARATE OPERATING MECHANISM IS TO BE PROVIDED UNDER THE HEAD OF SPAREDIS-CONNECTOR ONLY.) | EA | 2 |  | INCLUDED
68 | GIS Mandatory spares | 1000058310 | 400KV GIS - SINGLE PHASE FAST EARTHING SWITCH INCLUDING MAIN CIRCUIT,ENCLOSURE, DRIVING MECHANISM AND SUPPORT INSULATOR ETC., COMPLETE INALL RESPECT (NOTE 1 - IN CASE, DIS-CONNECTOR SWITCH (DS) & EARTHSWITCH (ES) IS PROVIDED IN A SAME ENCLOSURE WITH COMMON OPERATINGMECHANISM, THEN THE MODULE COMPRISING OF DIS-CONNECTOR & EARTH SWITCHIN SINGLE ENCLOSURE WITH COMMON OPERATING MECHANISM IS TO BE PROVIDEDUNDER THE HEAD OF SPARE DIS-CONNECTOR ONLY. NOTE 2 - IN CASE,DIS-CONNECTOR SWITCH (DS) & EARTH SWITCH (ES) IS PROVIDED IN A SAMEENCLOSURE WITH SEPARATE OPERATING MECHANISM, THEN THE MODULECOMPRISING OF DIS-CONNECTOR & EARTH SWITCH IN SINGLE ENCLOSURE WITHSEPARATE OPERATING MECHANISM IS TO BE PROVIDED UNDER THE HEAD OF SPAREDIS-CONNECTOR ONLY.) | EA | 2 |  | INCLUDED
69 | GIS Mandatory spares | 1000058305 | OPEN/CLOSE CONTACTOR ASSEMBLY, TIMERS, KEY INTERLOCK, INTERLOCKINGCOILS, RELAYS, PUSH BUTTONS, INDICATING LAMPS, POWER CONTACTORS,RESISTORS, FUSES, MCBS & DRIVE CONTROL CARDS ETC. (AS APPLICABLE) ONEOF EACH TYPE FOR ONE COMPLETE MOM BOX FOR 400KV GIS DISCONNECTORSWITCH | SET | 1 |  | INCLUDED
70 | GIS Mandatory spares | 1000058312 | OPEN/CLOSE CONTACTOR ASSEMBLY, TIMERS, KEY INTERLOCK, INTERLOCKINGCOILS, RELAYS, PUSH BUTTONS, INDICATING LAMPS, POWER CONTACTORS,RESISTORS, FUSES, MCBS & DRIVE CONTROL CARDS ETC. (AS APPLICABLE) ONEOF EACH TYPE FOR ONE COMPLETE MOM BOX FOR 400KV GIS MAINTENANCE EARTHSWITCH | SET | 1 |  | INCLUDED
71 | GIS Mandatory spares | 1000058308 | OPEN/CLOSE CONTACTOR ASSEMBLY, TIMERS, KEY INTERLOCK, INTERLOCKINGCOILS, RELAYS, PUSH BUTTONS, INDICATING LAMPS, POWER CONTACTORS,RESISTORS, FUSES, MCBS & DRIVE CONTROL CARDS ETC. (AS APPLICABLE) ONEOF EACH TYPE FOR ONE COMPLETE MOM BOX FOR 400KV GIS FAST EARTHINGSWITCH | SET | 1 |  | INCLUDED
72 | GIS Mandatory spares | 1000049776 | LIMIT SWITCHES AND AUX. SWITCHES FOR ONE COMPLETE MOM BOX FORDISCONNECTOR-400KV GIS | SET | 2 |  | INCLUDED
73 | GIS Mandatory spares | 1000049778 | LIMIT SWITCHES AND AUX. SWITCHES FOR ONE COMPLETE MOM BOX FORMAINTENANCE EARTHING SWITCH-400KV GIS | SET | 2 |  | INCLUDED
74 | GIS Mandatory spares | 1000058306 | DRIVE MECHANISM FOR 400KV GIS DISCONNECTOR SWITCH | SET | 1 |  | INCLUDED
75 | GIS Mandatory spares | 1000058313 | DRIVE MECHANISM FOR 400KV GIS MAINTENANCE EARTH SWITCH | SET | 1 |  | INCLUDED
76 | GIS Mandatory spares | 1000058309 | DRIVE MECHANISM FOR 400KV GIS FAST EARTHING SWITCH | SET | 1 |  | INCLUDED
77 | GIS Mandatory spares | 1000058307 | MOTOR FOR DRIVE MECHANISM FOR 400KV GIS DISCONNECTOR SWITCH | EA | 1 |  | INCLUDED
78 | GIS Mandatory spares | 1000058315 | MOTOR FOR DRIVE MECHANISM FOR 400KVGIS MAINTENANCE EARTH SWITCH | EA | 1 |  | INCLUDED
79 | GIS Mandatory spares | 1000058311 | MOTOR FOR DRIVE MECHANISM FOR 400KV GIS FAST EARTHING SWITCH | EA | 1 |  | INCLUDED
80 | GIS Mandatory spares | 1000058327 | 400KV GIS- SINGLE PHASE OF CURRENT TRANSFORMER (3 CORES, TYPE-CTA)WITH ASSOCIATED ENCLOSURE AND PRIMARY CONDUCTOR COMPLETE IN ALLRESPECT | EA | 1 |  | INCLUDED
81 | GIS Mandatory spares | 1000058326 | 400KV GIS- SINGLE PHASE OF CURRENT TRANSFORMER (2 CORES, TYPE-CTB)WITH ASSOCIATED ENCLOSURE AND PRIMARY CONDUCTOR COMPLETE IN ALLRESPECT | EA | 1 |  | INCLUDED
82 | GIS Mandatory spares | 1000058332 | 400KV GIS-SF6 GAS PRESSURE RELIEF DEVICE ASSEMBLY OF EACH TYPE | EA | 2 |  | INCLUDED
83 | GIS Mandatory spares | 1000049817 | SF6 PRESSURE GAUGE CUM SWITCH /DENSITY MONITORS AND PRESSURESWITCH AS APPLICABLE, OF EACH TYPE-400KV GIS | SET | 3 |  | INCLUDED
84 | GIS Mandatory spares | 1000049753 | COUPLING DEVICE FOR PRESSURE GAUGE CUM SWITCH FOR CONNECTINGGAS HANDLING PLANT OF EACH TYPE-400KV GIS | SET | 2 |  | INCLUDED
85 | GIS Mandatory spares | 1000049762 | RUBBER GASKETS, Ã‚â‚¬Å’OÃ‚â‚¬Â RINGS AND SEALS FOR SF6 GAS FOR GISENCLOSURE OF EACH TYPE-400KV GIS | SET | 3 |  | INCLUDED
86 | GIS Mandatory spares | 1000058330 | 400KV GIS-MOLECULAR FILTER FOR SF6 GAS WITH FILTER BAGS (5 % OF TOTALWEIGHT) | SET | 1 |  | INCLUDED
87 | GIS Mandatory spares | 1000049750 | CONTROL VALVES FOR SF6 GAS OF EACH TYPE-400KV GIS | SET | 3 |  | INCLUDED
88 | GIS Mandatory spares | 1000058331 | 400KV GIS-SF6 GAS (5 % OF TOTAL GAS QUANTITY) | LOT | 1 |  | INCLUDED
89 | GIS Mandatory spares | 1000049783 | LOCKING DEVICE TO KEEP THE DIS-CONNECTORS (ISOLATORS)AND EARTHING/FAST EARTHING SWITCHES IN CLOSE OR OPEN POSITION IN CASEOF REMOVAL OF THE DRIVING MECHANISM-400KV GIS | SET | 3 |  | INCLUDED
90 | GIS Mandatory spares | 1000049505 | UHF PD SENSORS OF EACH TYPE ALONG WITH BNC CONNECTOR FOR 420KV GIS | EA | 5 |  | INCLUDED
91 | GIS Mandatory spares | 1000058329 | 400KV GIS-GAS BARRIERS OF EACH TYPE (COMPLETE WITH METAL RING ETC.)ALONG WITH ASSOCIATED CONTACTS AND SHIELDS | EA | 5 |  | INCLUDED
92 | GIS Mandatory spares | 1000058333 | 400KV GIS- 3150A SF6 TO AIR BUSHING COMPLETE IN ALL RESPECT | EA | 1 |  | INCLUDED
93 | GIS Mandatory spares | 1000032799 | 420KV, 4000A, 63KA SF6 TO AIR BUSHING | SET | 1 |  | INCLUDED
94 | GIS Mandatory spares | 1000049498 | LCC SPARES - AUX. RELAYS, CONTACTORS,PUSH BUTTONS, SWITCHES,LAMPS,ANNUNCIATION WINDOWS, MCB, FUSES,TIMERS, TERMINAL BLOCKS ETC. OF EACHTYPE & RATING-400kV GIS | SET | 2 |  | INCLUDED
95 | GIS Mandatory spares | 1000058317 | 400KV GIS-ONE POLE OF 3150A CIRCUIT BREAKER WITHOUT PIR WITHINTERRUPTER, MAIN CIRCUIT, ENCLOSURE AND OPERATING MECHANISM COMPLETEIN ALL RESPECT | SET | 1 |  | INCLUDED
96 | GIS Mandatory spares | 1000058316 | 400KV GIS-ONE POLE OF 3150A CIRCUIT BREAKER WITH PIR WITH INTERRUPTER,MAIN CIRCUIT, ENCLOSURE AND OPERATING MECHANISM COMPLETE IN ALLRESPECT | SET | 1 |  | INCLUDED
97 | GIS Mandatory spares | 1000021873 | Trip coil assembly with resistor for420kV GIS Circuit Breaker (asapplicable) | SET | 3 |  | INCLUDED
98 | GIS Mandatory spares | 1000009208 | Closing coil assembly with resistor for420kV GIS Circuit Breaker (asapplicable) | SET | 3 |  | INCLUDED
99 | GIS Mandatory spares | 1000058324 | RELAYS, POWER CONTACTORS, PUSH BUTTONS, TIMERS & MCBS ETC. (ASAPPLICABLE) OF EACH TYPE FOR 400KV GIS CIRCUIT BREAKER | SET | 1 |  | INCLUDED
100 | GIS Mandatory spares | 1000007067 | Auxiliary switch assembly of each type for 420kV GIS Circuit Breaker | SET | 3 |  | INCLUDED
101 | GIS Mandatory spares | 1000058323 | 400KV GIS CIRCUIT BREAKER-OPERATION COUNTER | EA | 3 |  | INCLUDED
102 | GIS Mandatory spares | 1000058320 | 400KV GIS CIRCUIT BREAKER-HYDRAULIC OPERATING MECHANISM WITH DRIVEMOTOR (FOR HYDRAULIC OPERATED MECHANISM, IF APPLICABLE) | SET | 1 |  | INCLUDED
103 | GIS Mandatory spares | 1000049759 | HYDRAULIC FILTER OF EACH TYPE (FOR HYDRAULIC OPERATED MECHANISM, IFPPLICABLE)-400KV GIS CIRCUIT BREKAER | SET | 1 |  | INCLUDED
104 | GIS Mandatory spares | 1000058319 | 400KV GIS CIRCUIT BREAKER- HOSE PIPE OF EACH TYPE (AS APPLICABLE) (FORHYDRAULIC OPERATED MECHANISM, IF APPLICABLE) | SET | 1 |  | INCLUDED
105 | GIS Mandatory spares | 1000058322 | 400KV GIS CIRCUIT BREAKER - N2 ACCUMULATOR (FOR HYDRAULIC OPERATEDMECHANISM, IF APPLICABLE) | SET | 1 |  | INCLUDED
106 | GIS Mandatory spares | 1000049835 | VALVES OF EACH TYPE (FOR HYDRAULIC OPERATED MECHANISM, IFAPPLICABLE)-400KV GIS CIRCUIT BREKAER | SET | 1 |  | INCLUDED
107 | GIS Mandatory spares | 1000049777 | LIMIT SWITCHES AND AUX. SWITCHES FOR ONE COMPLETE MOM BOX FOR FASTEARTHING SWITCH (IF APPLICABLE)-400KV GIS | SET | 2 |  | INCLUDED
108 | GIS Mandatory spares | 1000058334 | 400KV GIS-SUPPORT INSULATORS (GAS THROUGH) OF EACH TYPE (COMPLETE WITHMETAL RING ETC.) ALONG WITH ASSOCIATED CONTACTS AND SHIELDS | EA | 5 |  | INCLUDED
109 | supply- steel structures | 1000015954 | Fabrication, galvanising and supply of Lattice Structures (MS Steel),to be designed during detailed engineering, for towers, beams andequipment support structure including pack plates / packwashers andgusset plates excluding fasteners and foundation bolts | MT | 90 |  | INCLUDED
110 | supply- steel structures | 1000015953 | Fabrication, galvanising and supply of Lattice Structures (HT Steel),to be designed during detailed engineering, for towers, beams andequipment support structure including pack plates / packwashers andgusset plates excluding fasteners and foundation bolts | MT | 27 |  | INCLUDED
111 | supply- steel structures | 1000011713 | Fabrication, galvanising and supply of fasteners ( nuts, bolts andwashers ) including step bolts for lattice and pipe structures to bedesigned during detailed engineering | MT | 7 |  | INCLUDED
112 | supply- steel structures | 1000012373 | Fabrication, galvanising and supply of foundation bolts including nuts,checknut and washers for lattice and pipe structures to be designedduring detailed engineering | MT | 10 |  | INCLUDED
113 | PMU & associated items (Pandiabili) | 1000017518 | PMU with GPS Clock (clock can be either internal or external) | EA | 1 |  | INCLUDED
114 | PMU & associated items (Pandiabili) | 1000022512 | WAMS Hardware - Time System (GPS receiver) | EA | 1 |  | INCLUDED
115 | PMU & associated items (Pandiabili) | 1000071061 | SUBSTATION GRADE LAYER 2 LAN SWITCH | EA | 1 |  | INCLUDED
116 | PMU & associated items (Pandiabili) | 1000071062 | SUBSTATION GRADE LAYER 3 LAN SWITCH | EA | 1 |  | INCLUDED
117 | PMU & associated items (Pandiabili) | 1000022487 | WAMS Miscellaneous - Armored Fibre Optic Cable and associatedtermination (e.g. L2 Switch) for connecting PMU panels located indifferent control room of a station | EA | 1 |  | INCLUDED
118 | PMU & associated items (Pandiabili) | 1000030641 | LIU - FO PATCH PANEL-12 PORT | EA | 2 |  | INCLUDED
119 | Telecom Eqpt Supply | 1000031367 | SDH EQUIPMENT (STM-16 MADM UPTO 5 MSP PROTECTED DIRECTIONS)-BASEEQUIPMENT (COMMON CARDS, CROSS CONNECT/CONTROL CARDS, OPTICAL BASECARDS, POWER SUPPLY CARDS, POWER CABLING, OTHER HARDWARE ANDACCESSORIES INCLUDING SUB RACKS, PATCH CORD, DDF ETC FULLY EQUIPEDEXCLUDING OPTICAL INTERFACE & TRIBUTARY CARDS | EA | 1 |  | INCLUDED
120 | Telecom Eqpt Supply | 1000018706 | S16.1 SFP | EA | 4 |  | INCLUDED
121 | Telecom Eqpt Supply | 1000031374 | TRIBUTARY INTERFACE- E1 INTERFACE (MINIMUM 16 NOS.) | SET | 2 |  | INCLUDED
122 | Telecom Eqpt Supply | 1000034950 | ETHERNET INTERFACE 10/100 BASE T WITH LAYER-2 SWITCHING (MIN 8INTERFACES PER CARD) | EA | 2 |  | INCLUDED
123 | Telecom Eqpt Supply | 1000031381 | TRIBUTARY INTERFACE-GIGABIT ETHERNET INTERFACES 10/100 MBPS WITH LAYER-2 SWITCHING (MINIMUM 2 NOS.) | SET | 1 |  | INCLUDED
124 | Telecom Eqpt Supply | 1000026228 | Equipment Cabinets For SDH | EA | 1 |  | INCLUDED
125 | Telecom Eqpt Supply | 1000037545 | 24F (DWSM) APPROACH FIBRE OPTIC CABLE | KM | 1 |  | INCLUDED
126 | Telecom Eqpt Supply | 1000066614 | GI PIPE INSTALLATION HARDWARE FOR APPROACH CABLING | KM | 1 |  | INCLUDED
127 | Telecom Eqpt Supply | 1000066612 | GI ELBOW INSTALLATION HARDWARE FOR APPROAH CABLING | EA | 10 |  | INCLUDED
128 | Telecom Eqpt Supply | 1000066613 | GI FLEXIBLE CONDUIT INSTALLATION HARDWARE FOR APPROAH CABLING | EA | 7 |  | INCLUDED
129 | Telecom Eqpt Supply | 1000023471 | OPGW Fibre Optic Distribution Panel (FODP): Indoor Type: 96F | EA | 1 |  | INCLUDED
130 | Telecom Eqpt Supply | 1000034998 | VOIP TELEPHONE INSTRUMENT WITH ONE COMMON SWITCH (MIN. 8 PORT) | EA | 2 |  | INCLUDED
131 | Telecom Eqpt Supply | 1000037546 | 48F (DWSM) APPROACH FIBRE OPTIC CABLE | KM | 1 |  | INCLUDED
132 | Telecom Eqpt Spare | 1000031369 | SDH EQUIPMENT (STM-16 MADM UPTO 5 MSP PROTECTED DIRECTIONS)-COMMONCARDS, CROSS-CONNECT/CONTROL CARDS, OPTICAL BASE CARD, POWER SUPPLYCARDS, POWER CABLING, OTHER HARDWARE & ACCESSORIES (EACH). | SET | 1 |  | INCLUDED
133 | Telecom Eqpt Spare | 1000018706 | S16.1 SFP | EA | 1 |  | INCLUDED
134 | Telecom Eqpt Spare | 1000031374 | TRIBUTARY INTERFACE- E1 INTERFACE (MINIMUM 16 NOS.) | SET | 1 |  | INCLUDED
135 | Telecom Eqpt Spare | 1000034950 | ETHERNET INTERFACE 10/100 BASE T WITH LAYER-2 SWITCHING (MIN 8INTERFACES PER CARD) | EA | 1 |  | INCLUDED
136 | Telecom Eqpt Spare | 1000031381 | TRIBUTARY INTERFACE-GIGABIT ETHERNET INTERFACES 10/100 MBPS WITH LAYER-2 SWITCHING (MINIMUM 2 NOS.) | SET | 1 |  | INCLUDED
137 | Telecom Eqpt Spare | 1000034998 | VOIP TELEPHONE INSTRUMENT WITH ONE COMMON SWITCH (MIN. 8 PORT) | EA | 1 |  | INCLUDED
138 | Telecom Eqpt Spare | 1000031398 | PRE CONNECTORIZED OPTICAL FIBER PATCH CORDS(10 MTRS) â€“ PACK OF SIXPATCH CORDS | SET | 1 |  | INCLUDED
139 | Telecom Eqpt Spare | 1000066614 | GI PIPE INSTALLATION HARDWARE FOR APPROACH CABLING | KM | 0.035 |  | INCLUDED
140 | Telecom Eqpt Spare | 1000066612 | GI ELBOW INSTALLATION HARDWARE FOR APPROAH CABLING | EA | 4 |  | INCLUDED
141 | Telecom Eqpt Spare | 1000066613 | GI FLEXIBLE CONDUIT INSTALLATION HARDWARE FOR APPROAH CABLING | EA | 3 |  | INCLUDED
142 | Telecom Eqpt Spare | 1000037546 | 48F (DWSM) APPROACH FIBRE OPTIC CABLE | KM | 0.5 |  | INCLUDED
Re-tender-NIT-BOQ-Rangpo SS(ERBS-II)
143 | GIS Portion-145kV, 31.5kA GIS EQUIPMENT | 1000037223 | 145KV, 1600, 31.5KA, FOR 1 SEC SF6 GIS BUS BAR EXTENSION MODULE AS PERSECTION-PROJECT, TECHNICAL SPECIFICATION | SET | 2 |  | INCLUDED
144 | GIS Portion-145kV, 31.5kA GIS EQUIPMENT | 1000000994 | 145kV, 1250 A, 31.5 kA, SF6 GIS Linefeeder bay module as perSection-Project, Technicalspecification | SET | 2 |  | INCLUDED
145 | GIS Portion-145kV, 31.5kA GIS EQUIPMENT | 1000032751 | 145KV, 1250A, 31.5KA,3PH,GIS BUS DUCT | M | 200 |  | INCLUDED
146 | GIS Portion-145kV, 31.5kA GIS EQUIPMENT | 1000032373 | 145KV, 1250A, 31.5KA SF6/AIR BUSHING FOR CONNECTING GIS TO AISALONGWITH SUPPORT STRUCTURE | SET | 6 |  | INCLUDED
147 | GIS Portion-145kV, 31.5kA GIS EQUIPMENT | 1000079181 | 145KV, 1600A, 31.5KA, 3-PHASE GIS EXTENSION PIECE (INTERFACE) MODULESUITABLE FOR EXTENDING EXISTING HYOSUNG MAKE GIS BUS BAR/DUCT AS PERTECHNICAL SPECIFICATION | EA | 2 |  | INCLUDED
148 | 145kV, 31.5kA AIS EQUIPMENT | 1000020416 | 120kV Surge Arrester(1-phase) | EA | 6 |  | INCLUDED
149 | 145kV, 31.5kA AIS EQUIPMENT | 1000000956 | 145kV, 1 phase Bus Post Insulators | EA | 12 |  | INCLUDED
150 | 145kV, 31.5kA AIS EQUIPMENT | 1000000991 | 145 kV, 8800pf, 1-phase Capacitive Voltage Transformer | EA | 6 |  | INCLUDED
151 | 145kV, 31.5kA AIS EQUIPMENT | 1000054118 | 132 KV, 800A, 0.5MH, 31.5KA LINE TRAP | EA | 2 |  | INCLUDED
152 | Erection HW for 132 kV DM Type | 1000011222 | Erection Hardware for 132kV DM type layout for GIS terminationarrangement-Line bay as per technical specification | SET | 2 |  | INCLUDED
153 | CRP for 132 kV Bays with SAS | 1000000812 | 132kV Line Protection Panel (with Automation) | EA | 2 |  | INCLUDED
154 | CRP for 132 kV Bays with SAS | 1000055441 | 132KV CIRCUIT BREAKER RELAY PANEL (WITH AUTOMATION) | EA | 2 |  | INCLUDED
155 | CRP for 132 kV Bays with SAS | 1000000735 | Augmentation of existing 132kV bus bar protection scheme.(No. of baysas per specification)-(with Automation) | SET | 1 |  | INCLUDED
156 | SAS | 1000000815 | Augmentation of Substation automation System for 132kV bay as perTechnical Specification | EA | 2 |  | INCLUDED
157 | PLCC 132kV Rangpo end | 1000010014 | Coupling device for PLCC | SET | 1 |  | INCLUDED
158 | PLCC 132kV Rangpo end | 1000000046 | Carrier Equipment Analog type (for Speech+Data & Speech+Protection) | EA | 1 |  | INCLUDED
159 | PLCC 132kV Rangpo end | 1000017887 | Analog Protection Coupler for PLCC | EA | 1 |  | INCLUDED
160 | PLCC 132kV Rangpo end | 1000010638 | Digital Protection Coupler | EA | 1 |  | INCLUDED
161 | PLCC 132kV Rangpo end | 1000025769 | Testing & Maintenance equipment (print test kit only) for PLCC | SET | 1 |  | INCLUDED
162 | PLCC 132kV Rangpo end | 1000036908 | HF CABLE 75 OHMS FOR PLCC | KM | 0.5 |  | INCLUDED
163 | PLCC 132kV Rammam end | 1000010014 | Coupling device for PLCC | SET | 1 |  | INCLUDED
164 | PLCC 132kV Rammam end | 1000000046 | Carrier Equipment Analog type (for Speech+Data & Speech+Protection) | EA | 1 |  | INCLUDED
165 | PLCC 132kV Rammam end | 1000017887 | Analog Protection Coupler for PLCC | EA | 1 |  | INCLUDED
166 | PLCC 132kV Rammam end | 1000010638 | Digital Protection Coupler | EA | 1 |  | INCLUDED
167 | PLCC 132kV Rammam end | 1000025769 | Testing & Maintenance equipment (print test kit only) for PLCC | SET | 1 |  | INCLUDED
168 | PLCC 132kV Rammam end | 1000036908 | HF CABLE 75 OHMS FOR PLCC | KM | 0.5 |  | INCLUDED
169 | POWER & CONTROL CABLE | 1000000443 | 1.1kV grade Power Cables (PVCinsulated)along withlugs,glands,straight joints &accessories,etc. | LS | 1 |  | INCLUDED
170 | POWER & CONTROL CABLE | 1000000442 | 1.1kV grade Control Cables (PVCinsulated) along withlugs,glands,straight joints &accessories,etc. | LS | 1 |  | INCLUDED
171 | POWER & CONTROL CABLE | 1000000444 | 1.1kV grade Power Cables (XLPEinsulated) along withlugs,glands,straight joints &accessories,etc. | LS | 1 |  | INCLUDED
172 | ILLUMINATION SYSTEM | 1000014547 | Lighting Panel type ACP-2 as per technical specification | EA | 2 |  | INCLUDED
173 | ILLUMINATION SYSTEM | 1000004952 | 63A, 415V : Interlocked switch socket outdoor Receptacle (type RP) asper technical specifications | EA | 1 |  | INCLUDED
174 | ILLUMINATION SYSTEM | 1000038387 | LED FLOOD LIGHT LUMINARIESTYPE FL-1 (150W) AS PER TECHNICALSPECIFICATION | EA | 5 |  | INCLUDED
175 | ILLUMINATION SYSTEM | 1000038325 | LIGHTING FIXTURE LED LUMINAIRES TYPE FL2 AS PER TECH. SPECIFICATIONS | EA | 5 |  | INCLUDED
176 | ILLUMINATION SYSTEM | 1000049467 | INDOOR LIGHTNING FOR GIS BUILDING (AS PER TECHNICAL SPECIFICATION) including AHU & Relay Rooms as applicable | SET | 1 |  | INCLUDED
177 | ILLUMINATION SYSTEM | 1000014546 | Lighting Panel (Indoor) type ACP-1 as per technical specification | EA | 2 |  | INCLUDED
178 | Spare 132kV Equipment | 1000028572 | SPARE-145KV CVT | LOT | 1 |  | INCLUDED
179 | Spare 132kV Equipment | 1000026087 | Spares for 120kV Surge Arrester | LS | 1 |  | INCLUDED
180 | Spare 132kV Equipment | 1000054421 | SPARES FOR 145KV BUS POST INSULATORS | SET | 1 |  | INCLUDED
181 | Spare Other | 1000019912 | Relay & protection Panels (with automation) | LS | 1 |  | INCLUDED
182 | Spare Other | 1000019927 | Spares-Substation Automation System | LS | 1 |  | INCLUDED
183 | Spare Other | 1000053851 | SPARES FOR CLAMPS & CONNECTORS | LOT | 1 |  | INCLUDED
184 | Spare Other | 1000025980 | Power and Control Cables | LS | 1 |  | INCLUDED
185 | Spare Other | 1000025950 | Spare-PLCC | SET | 1 |  | INCLUDED
186 | Spare Other | 1000019925 | Spares for Fire Protection System | LS | 1 |  | INCLUDED
187 | GIS common eqpt | 1000032822 | EOT CRANE EXTENSION FOR 132KV GIS BUILDING | SET | 1 |  | INCLUDED
188 | VMS | 1000030433 | COLOR IP CAMERA, WITH PAN, TILT AND ZOOM FACILITIES, ALONGWITH ALLREQUIRED ITEMS, ACCESSORIES, LINE INTERFACE UNITS, FIBER PATCH CORDS,POWER SUPPLY UNITS, JUNCTION BOXES, CABLES, FIBER OPTIC CABLES, ETC.,AND INCLUDING INTEGRATION IN EXISTING HARDWARE AND SOFTWARE FORAUGMENTATION OF VISUAL MONITORING SYSTEM AS PER TECHNICALSPECIFICATION. | SET | 1 |  | INCLUDED
189 | Air conditioning | 1000013502 | High wall type split AC unit of 2 TR capacity | EA | 4 |  | INCLUDED
190 | Non Standard Structures | 1000015954 | Fabrication, galvanising and supply of Lattice Structures (MS Steel),to be designed during detailed engineering, for towers, beams andequipment support structure including pack plates / packwashers andgusset plates excluding fasteners and foundation bolts | MT | 20 |  | INCLUDED
191 | Non Standard Structures | 1000011713 | Fabrication, galvanising and supply of fasteners ( nuts, bolts andwashers ) including step bolts for lattice and pipe structures to bedesigned during detailed engineering | MT | 2 |  | INCLUDED
192 | Non Standard Structures | 1000012373 | Fabrication, galvanising and supply of foundation bolts including nuts,checknut and washers for lattice and pipe structures to be designedduring detailed engineering | MT | 3 |  | INCLUDED
193 | Spare-GIS | 1000058267 | 145KV GIS-SF6 GAS PRESSURE RELIEF DEVICE ASSEMBLY OF EACH TYPE | EA | 1 |  | INCLUDED
194 | Spare-GIS | 1000050242 | SF6 PRESSURE GAUGE CUM SWITCH /DENSITY MONITORS AND PRESSURESWITCH AS APPLICABLE, OF EACH TYPE-145KV GIS | SET | 2 |  | INCLUDED
195 | Spare-GIS | 1000050214 | COUPLING DEVICE FOR PRESSURE GAUGE CUM SWITCH FOR CONNECTINGGAS HANDLING PLANT OF EACH TYPE-145KV GIS | SET | 1 |  | INCLUDED
196 | Spare-GIS | 1000050226 | RUBBER GASKETS, Ã‚â‚¬Å’OÃ‚â‚¬Â RINGS AND SEALS FOR SF6 GAS FOR GISENCLOSURE OF EACH TYPE-145KV GIS | SET | 2 |  | INCLUDED
197 | Spare-GIS | 1000058265 | 145KV GIS-MOLECULAR FILTER FOR SF6 GAS WITH FILTER BAGS (5 % OF TOTALWEIGHT) | SET | 1 |  | INCLUDED
198 | Spare-GIS | 1000050213 | CONTROL VALVES FOR SF6 GAS OF EACH TYPE-145KV GIS | SET | 2 |  | INCLUDED
199 | Spare-GIS | 1000058266 | 145KV GIS-SF6 GAS (5 % OF TOTAL GAS QUANTITY) | LOT | 1 |  | INCLUDED
200 | Spare-GIS | 1000050229 | LOCKING DEVICE TO KEEP THE DIS-CONNECTORS (ISOLATORS)AND EARTHING/FAST EARTHING SWITCHES (AS APPLICABLE) IN CLOSE OR OPENPOSITION IN CASE OF REMOVAL OF THE DRIVING MECHANISM-145KV GIS | SET | 2 |  | INCLUDED
201 | Spare-GIS | 1000050256 | UHF PD SENSORS OF EACH TYPE ALONG WITH BNC CONNECTOR FOR 145KV GIS | EA | 3 |  | INCLUDED
202 | Spare-GIS | 1000058269 | 145KV GIS-SUPPORT INSULATORS (GAS THROUGH) OF EACH TYPE (COMPLETE WITHMETAL RING ETC.) ALONG WITH ASSOCIATED CONTACTS AND SHIELDS | EA | 3 |  | INCLUDED
203 | Spare-GIS | 1000058264 | 145KV GIS-GAS BARRIERS OF EACH TYPE (COMPLETE WITH METAL RING ETC.)ALONG WITH ASSOCIATED CONTACTS AND SHIELDS | EA | 3 |  | INCLUDED
204 | Spare-GIS | 1000058268 | 145kV GIS- 1250A SF6 to air bushing complete in all respect | EA | 1 |  | INCLUDED
205 | Spare-GIS | 1000050249 | LCC SPARES - AUX. RELAYS, CONTACTORS, PUSH BUTTONS, SWITCHES, LAMPS,ANNUNCIATION WINDOWS, MCB, FUSES, TIMERS, TERMINAL BLOCKS ETC.OF EACH TYPE & RATING-145KV GIS | SET | 1 |  | INCLUDED
206 | Spare-GIS | 1000058241 | 145KV GIS- CIRCUIT BREAKER (THREE PHASE) OF 1250A WITH INTERRUPTER,MAIN CIRCUIT, ENCLOSURE AND OPERATING MECHANISM COMPLETE IN ALLRESPECT | SET | 1 |  | INCLUDED
207 | Spare-GIS | 1000021870 | Trip coil assembly with resistor (asapplicable) for 145kV GIS CircuitBreaker | SET | 3 |  | INCLUDED
208 | Spare-GIS | 1000009184 | Closing coil assembly with resistor (asapplicable) for 145kV GIS CircuitBreaker | SET | 3 |  | INCLUDED
209 | Spare-GIS | 1000058257 | RELAYS, POWER CONTACTORS, PUSH BUTTONS, TIMERS & MCBS ETC. (ASAPPLICABLE) OF EACH TYPE FOR 145KV GIS CIRCUIT BREAKER | SET | 1 |  | INCLUDED
210 | Spare-GIS | 1000058244 | AUXILIARY SWITCH ASSEMBLY OF EACH TYPE FOR 145KV GIS CIRCUIT BREAKER | SET | 1 |  | INCLUDED
211 | Spare-GIS | 1000058251 | 145KV GIS CIRCUIT BREAKER-OPERATION COUNTER | EA | 1 |  | INCLUDED
212 | Spare-GIS | 1000058258 | 145KV GIS CIRCUIT BREAKER-COMPLETE SPRING OPERATING MECHANISMINCLUDING CHARGING MECHANISM ETC. (FOR SPRING OPERATED MECHANISM, IFAPPLICABLE) | SET | 1 |  | INCLUDED
213 | Spare-GIS | 1000058369 | 145kV GIS- Three phase of 1250Adisconnector switch including maincircuit, enclosure, driving mechanismand support insulator etc., complete inall respect (Note 1- The contractorshall supply spare for disconnectorswitch to ensure one to one replacementof all disconnector switch supplied asmain equipment without any requirementof modification in fittings at site tocover all different types ofdisconnector switch supplied. In case,quantity of supplied dis-connectorswitch types (for one to onereplacement) are more than the quantitymentioned in BPS for spare, thecontractor shall supply theseadditional types of disconnector switchwithout any additional priceimplication to POWERGRID and quantitiesof these additional type ofdisconnector switch are deem to beincluded in the quantities mentioned inBPS for spare disconnector. Note 2 - Incase, Dis-connector Switch (DS) & EarthSwitch (ES) is provided in a sameenclosure with common operatingmechanism, then the module comprisingof Dis-connector & Earth switch insingle enclosure with common operatingmechanism is to be provided under thehead of spare Dis-connector only. Note3- In case, Dis-connector Switch (DS)&Earth Switch (ES) is provided in asame enclosure with separate operatingmechanism, then the module comprisingof Dis-connector & Earth switch insingle enclosure with separateoperating mechanism is to be providedunder the head of spare Dis-connectoronly.) | EA | 2 |  | INCLUDED
214 | Spare-GIS | 1000058239 | 145KV GIS- THREE PHASE MAINTENANCE EARTHING SWITCH INCLUDING MAINCIRCUIT, ENCLOSURE, DRIVING MECHANISM AND SUPPORT INSULATOR ETC.,COMPLETE IN ALL RESPECT (NOTE 1 - IN CASE, DIS-CONNECTOR SWITCH (DS) &EARTH SWITCH (ES) IS PROVIDED IN A SAME ENCLOSURE WITH COMMONOPERATING MECHANISM, THEN THE MODULE COMPRISING OF DIS-CONNECTOR &EARTH SWITCH IN SINGLE ENCLOSURE WITH COMMON OPERATING MECHANISM IS TOBE PROVIDED UNDER THE HEAD OF SPARE DIS-CONNECTOR ONLY. NOTE 2 - INCASE, DIS-CONNECTOR SWITCH (DS) & EARTH SWITCH (ES) IS PROVIDED IN ASAME ENCLOSURE WITH SEPARATE OPERATING MECHANISM, THEN THE MODULECOMPRISING OF DIS-CONNECTOR & EARTH SWITCH IN SINGLE ENCLOSURE WITHSEPARATE OPERATING MECHANISM IS TO BE PROVIDED UNDER THE HEAD OF SPAREDIS-CONNECTOR ONLY.) | EA | 1 |  | INCLUDED
215 | Spare-GIS | 1000058234 | 145KV GIS - THREE PHASE FAST EARTHING SWITCH INCLUDING MAIN CIRCUIT,ENCLOSURE, DRIVING MECHANISM AND SUPPORT INSULATOR ETC., COMPLETE INALL RESPECT (NOTE 1 - IN CASE, DIS-CONNECTOR SWITCH (DS) & EARTHSWITCH (ES) IS PROVIDED IN A SAME ENCLOSURE WITH COMMON OPERATINGMECHANISM, THEN THE MODULE COMPRISING OF DIS-CONNECTOR & EARTH SWITCHIN SINGLE ENCLOSURE WITH COMMON OPERATING MECHANISM IS TO BE PROVIDEDUNDER THE HEAD OF SPARE DIS-CONNECTOR ONLY. NOTE 2 - IN CASE,DIS-CONNECTOR SWITCH (DS) & EARTH SWITCH (ES) IS PROVIDED IN A SAMEENCLOSURE WITH SEPARATE OPERATING MECHANISM, THEN THE MODULECOMPRISING OF DIS-CONNECTOR & EARTH SWITCH IN SINGLE ENCLOSURE WITHSEPARATE OPERATING MECHANISM IS TO BE PROVIDED UNDER THE HEAD OF SPAREDIS-CONNECTOR ONLY.) | EA | 1 |  | INCLUDED
216 | Spare-GIS | 1000058048 | OPEN/CLOSE CONTACTOR ASSEMBLY, TIMERS, KEY INTERLOCK, INTERLOCKINGCOILS, RELAYS, PUSH BUTTONS, INDICATING LAMPS, POWER CONTACTORS,RESISTORS, FUSES, MCBS & DRIVE CONTROL CARDS ETC. (AS APPLICABLE) ONEOF EACH TYPE FOR ONE COMPLETE MOM BOX FOR 145KV GIS DISCONNECTORSWITCH | SET | 1 |  | INCLUDED
217 | Spare-GIS | 1000058236 | OPEN/CLOSE CONTACTOR ASSEMBLY, TIMERS, KEY INTERLOCK, INTERLOCKINGCOILS, RELAYS, PUSH BUTTONS, INDICATING LAMPS, POWER CONTACTORS,RESISTORS, FUSES, MCBS & DRIVE CONTROL CARDS ETC. (AS APPLICABLE) ONEOF EACH TYPE FOR ONE COMPLETE MOM BOX FOR 145KV GIS MAINTENANCE EARTHSWITCH | SET | 1 |  | INCLUDED
218 | Spare-GIS | 1000058231 | OPEN/CLOSE CONTACTOR ASSEMBLY, TIMERS, KEY INTERLOCK, INTERLOCKINGCOILS, RELAYS, PUSH BUTTONS, INDICATING LAMPS, POWER CONTACTORS,RESISTORS, FUSES, MCBS & DRIVE CONTROL CARDS ETC. (AS APPLICABLE) ONEOF EACH TYPE FOR ONE COMPLETE MOM BOX FOR 145KV GIS FAST EARTHINGSWITCH | SET | 1 |  | INCLUDED
219 | Spare-GIS | 1000058260 | LIMIT SWITCHES AND AUX. SWITCHES FOR ONE COMPLETE MOM BOX FOR 145KVGIS DISCONNECTOR SWITCH | SET | 1 |  | INCLUDED
220 | Spare-GIS | 1000058238 | LIMIT SWITCHES AND AUX. SWITCHES FOR ONE COMPLETE MOM BOX FOR 145KVGIS MAINTENANCE EARTH SWITCH | SET | 1 |  | INCLUDED
221 | Spare-GIS | 1000058233 | LIMIT SWITCHES AND AUX. SWITCHES FOR ONE COMPLETE MOM BOX FOR 145KVGIS FAST EARTHING SWITCH | SET | 1 |  | INCLUDED
222 | Spare-GIS | 1000058049 | DRIVE MECHANISM FOR 145KV GIS DISCONNECTOR SWITCH | SET | 1 |  | INCLUDED
223 | Spare-GIS | 1000058237 | DRIVE MECHANISM FOR 145KV GIS MAINTENANCE EARTH SWITCH | SET | 1 |  | INCLUDED
224 | Spare-GIS | 1000058232 | DRIVE MECHANISM FOR 145KV GIS FAST EARTHING SWITCH | SET | 1 |  | INCLUDED
225 | Spare-GIS | 1000058230 | MOTOR FOR DRIVE MECHANISM FOR 145KV GIS DISCONNECTOR SWITCH | EA | 1 |  | INCLUDED
226 | Spare-GIS | 1000058240 | MOTOR FOR DRIVE MECHANISM FOR 145KVGIS MAINTENANCE EARTH SWITCH | EA | 1 |  | INCLUDED
227 | Spare-GIS | 1000058235 | MOTOR FOR DRIVE MECHANISM FOR 145KV GIS FAST EARTHING SWITCH | EA | 1 |  | INCLUDED
228 | Spare-GIS | 1000058261 | 145KV GIS- CURRENT TRANSFORMER (4 CORES) WITH ASSOCIATED ENCLOSURE ANDPRIMARY CONDUCTOR COMPLETE IN ALL RESPECT | EA | 1 |  | INCLUDED
229 | LT Switchgear | 1000004304 | 415V ACDB (Extn.) | SET | 1 |  | INCLUDED
230 | Telecom Eqpt Supply | 1000031367 | SDH EQUIPMENT (STM-16 MADM UPTO 5 MSP PROTECTED DIRECTIONS)-BASEEQUIPMENT (COMMON CARDS, CROSS CONNECT/CONTROL CARDS, OPTICAL BASECARDS, POWER SUPPLY CARDS, POWER CABLING, OTHER HARDWARE ANDACCESSORIES INCLUDING SUB RACKS, PATCH CORD, DDF ETC FULLY EQUIPEDEXCLUDING OPTICAL INTERFACE & TRIBUTARY CARDS | EA | 1 |  | INCLUDED
231 | Telecom Eqpt Supply | 1000018706 | S16.1 SFP | EA | 4 |  | INCLUDED
232 | Telecom Eqpt Supply | 1000031374 | TRIBUTARY INTERFACE- E1 INTERFACE (MINIMUM 16 NOS.) | SET | 2 |  | INCLUDED
233 | Telecom Eqpt Supply | 1000034950 | ETHERNET INTERFACE 10/100 BASE T WITH LAYER-2 SWITCHING (MIN 8INTERFACES PER CARD) | EA | 2 |  | INCLUDED
234 | Telecom Eqpt Supply | 1000031381 | TRIBUTARY INTERFACE-GIGABIT ETHERNET INTERFACES 10/100 MBPS WITH LAYER-2 SWITCHING (MINIMUM 2 NOS.) | SET | 1 |  | INCLUDED
235 | Telecom Eqpt Supply | 1000026228 | Equipment Cabinets For SDH | EA | 1 |  | INCLUDED
236 | Telecom Eqpt Supply | 1000066614 | GI PIPE INSTALLATION HARDWARE FOR APPROACH CABLING | KM | 1 |  | INCLUDED
237 | Telecom Eqpt Supply | 1000066612 | GI ELBOW INSTALLATION HARDWARE FOR APPROAH CABLING | EA | 10 |  | INCLUDED
238 | Telecom Eqpt Supply | 1000066613 | GI FLEXIBLE CONDUIT INSTALLATION HARDWARE FOR APPROAH CABLING | EA | 7 |  | INCLUDED
239 | Telecom Eqpt Supply | 1000034998 | VOIP TELEPHONE INSTRUMENT WITH ONE COMMON SWITCH (MIN. 8 PORT) | EA | 2 |  | INCLUDED
240 | Telecom Eqpt Supply | 1000023471 | OPGW Fibre Optic Distribution Panel (FODP): Indoor Type: 96F | EA | 1 |  | INCLUDED
241 | Telecom Eqpt Supply | 1000037546 | 48F (DWSM) APPROACH FIBRE OPTIC CABLE | KM | 1 |  | INCLUDED
242 | Telecom Eqpt Spare | 1000031369 | SDH EQUIPMENT (STM-16 MADM UPTO 5 MSP PROTECTED DIRECTIONS)-COMMONCARDS, CROSS-CONNECT/CONTROL CARDS, OPTICAL BASE CARD, POWER SUPPLYCARDS, POWER CABLING, OTHER HARDWARE & ACCESSORIES (EACH). | SET | 1 |  | INCLUDED
243 | Telecom Eqpt Spare | 1000018706 | S16.1 SFP | EA | 1 |  | INCLUDED
244 | Telecom Eqpt Spare | 1000031374 | TRIBUTARY INTERFACE- E1 INTERFACE (MINIMUM 16 NOS.) | SET | 1 |  | INCLUDED
245 | Telecom Eqpt Spare | 1000034950 | ETHERNET INTERFACE 10/100 BASE T WITH LAYER-2 SWITCHING (MIN 8INTERFACES PER CARD) | EA | 1 |  | INCLUDED
246 | Telecom Eqpt Spare | 1000031381 | TRIBUTARY INTERFACE-GIGABIT ETHERNET INTERFACES 10/100 MBPS WITH LAYER-2 SWITCHING (MINIMUM 2 NOS.) | SET | 1 |  | INCLUDED
247 | Telecom Eqpt Spare | 1000034998 | VOIP TELEPHONE INSTRUMENT WITH ONE COMMON SWITCH (MIN. 8 PORT) | EA | 1 |  | INCLUDED
248 | Telecom Eqpt Spare | 1000031398 | PRE CONNECTORIZED OPTICAL FIBER PATCH CORDS(10 MTRS) â€“ PACK OF SIXPATCH CORDS | SET | 1 |  | INCLUDED
249 | Telecom Eqpt Spare | 1000066614 | GI PIPE INSTALLATION HARDWARE FOR APPROACH CABLING | KM | 0.035 |  | INCLUDED
250 | Telecom Eqpt Spare | 1000066612 | GI ELBOW INSTALLATION HARDWARE FOR APPROAH CABLING | EA | 1 |  | INCLUDED
251 | Telecom Eqpt Spare | 1000066613 | GI FLEXIBLE CONDUIT INSTALLATION HARDWARE FOR APPROAH CABLING | EA | 1 |  | INCLUDED
252 | Telecom Eqpt Spare | 1000037546 | 48F (DWSM) APPROACH FIBRE OPTIC CABLE | KM | 0.5 |  | INCLUDED
253 | Fire Protection System | 1000012008 | Fire Detection and Alarm System for 132kV GIS Hall | SET | 1 |  | INCLUDED
254 | Fire Protection System | 1000038141 | HYDRANT SYSTEM, COMPLETE PIPING ANDACCESSORIES ETC. OUTSIDE THE PUMP HOUSEFOR 132KV SS | SET | 1 |  | INCLUDED
255 | PMU & associated item Ranpo | 1000017518 | PMU with GPS Clock (clock can be either internal or external) | EA | 1 |  | INCLUDED
256 | PMU & associated item Ranpo | 1000022512 | WAMS Hardware - Time System (GPS receiver) | EA | 1 |  | INCLUDED
257 | PMU & associated item Ranpo | 1000071061 | SUBSTATION GRADE LAYER 2 LAN SWITCH | EA | 1 |  | INCLUDED
258 | PMU & associated item Ranpo | 1000071062 | SUBSTATION GRADE LAYER 3 LAN SWITCH | EA | 1 |  | INCLUDED
259 | PMU & associated item Ranpo | 1000022487 | WAMS Miscellaneous - Armored Fibre Optic Cable and associatedtermination (e.g. L2 Switch) for connecting PMU panels located indifferent control room of a station | EA | 1 |  | INCLUDED
260 | PMU & associated item Ranpo | 1000030641 | LIU - FO PATCH PANEL-12 PORT | EA | 2 |  | INCLUDED
RETENDER MISA SS NERES-XXVIII
261 | GIS PORTION 420kV GIS eqpts | 1000032796 | 420KV, 3150A, 63KA SF6 TO AIR BUSHING including support structure | SET | 3 |  | INCLUDED
262 | GIS PORTION 420kV GIS eqpts | 1000059207 | 420KV, 3000A, 63KA, SINGLE PHASE, SF6 GAS INSULATED BUS DUCT (GIB)OUTSIDE GIS HALL ALONGWITH ASSOCIATED SUPPORT STRUCTURE, ETC. AS PERTECHNICAL SPECIFICATION | M | 450 |  | INCLUDED
263 | GIS PORTION 420kV GIS eqpts | 1000032802 | 420KV, 4000A,63KA GIS BUSBAR MODULE EXTENSION | SET | 2 |  | INCLUDED
264 | GIS PORTION 420kV GIS eqpts | 1000009713 | Controlled Switching Device for 420 kV, 3-ph Circuit Breaker | EA | 2 |  | INCLUDED
265 | GIS PORTION 420kV GIS eqpts | 1000004632 | 420kV, 3150 A, 63 kA, SF6 GIS BusReactor bay module as perSection-Project, Technicalspecification | SET | 1 |  | INCLUDED
266 | GIS PORTION 420kV GIS eqpts | 1000004505 | 420kV, 3150 A, 63 kA, SF6 GIS Tie baymodule(without PIR) as perSection-Project, Technicalspecification | SET | 1 |  | INCLUDED
267 | GIS PORTION 420kV GIS eqpts | 1000077607 | 420KV,4000A, 63KA, 3-PHASE GIS EXTENSION PIECE (INTERFACE) MODULESUITABLE FOR EXTENDING EXISTING HITACHI MAKE GIS BUS BAR/DUCT AS PERTECHNICAL SPECIFICATION | SET | 2 |  | INCLUDED
268 | AIS equipments | 1000020419 | 336kV Surge Arrester (1-phase) | EA | 3 |  | INCLUDED
269 | AIS equipments | 1000004401 | 420 kV, 1 phase Bus Post Insulator (except for Line Traps) | EA | 6 |  | INCLUDED
270 | RELAY & PROTECTION PANEL | 1000055446 | 400KV CIRCUIT BREAKER RELAY PANEL (WITH AUTOMATION) | EA | 2 |  | INCLUDED
271 | RELAY & PROTECTION PANEL | 1000002146 | Augmentation of existing 400kV bus bar protection scheme.(No. of baysas per specification)-(with Automation) | SET | 1 |  | INCLUDED
272 | RELAY & PROTECTION PANEL | 1000003407 | 400kV Reactor Protection Panel (with Automation) | EA | 1 |  | INCLUDED
273 | SAS augmenttaion | 1000003409 | Augmentation of Substation automation System for 400kV Main bay as perTechnical Specification | EA | 1 |  | INCLUDED
274 | SAS augmenttaion | 1000003411 | Augmentation of Substation automation System for 400kV Tie bay as perTechnical Specification | EA | 1 |  | INCLUDED
275 | 420kV Erection harware | 1000011329 | Erection Hardware for 400kV DM type layout for GIS terminationarrangement-Bus Reactor bay as per technical specification | SET | 1 |  | INCLUDED
276 | ventilation system | 1000022409 | Ventillation system for 400kV GIS Hall Ext | SET | 1 |  | INCLUDED
277 | power & control cable | 1000000442 | 1.1kV grade Control Cables (PVCinsulated) along withlugs,glands,straight joints &accessories,etc. | LS | 1 |  | INCLUDED
278 | power & control cable | 1000000443 | 1.1kV grade Power Cables (PVCinsulated)along withlugs,glands,straight joints &accessories,etc. | LS | 1 |  | INCLUDED
279 | power & control cable | 1000000444 | 1.1kV grade Power Cables (XLPEinsulated) along withlugs,glands,straight joints &accessories,etc. | LS | 1 |  | INCLUDED
280 | Illumination (indoor) | 1000049467 | INDOOR LIGHTNING FOR GIS BUILDING (AS PER TECHNICAL SPECIFICATION) including AHU & Relay Rooms as applicable | SET | 1 |  | INCLUDED
281 | outdoor illumination | 1000014547 | Lighting Panel type ACP-2 as per technical specification | EA | 1 |  | INCLUDED
282 | outdoor illumination | 1000038325 | LIGHTING FIXTURE LED LUMINAIRES TYPE FL2 AS PER TECH. SPECIFICATIONS | EA | 10 |  | INCLUDED
283 | outdoor illumination | 1000038039 | LIGHTING FIXTURE LED LUMINAIRES TYPE FL-1 AS PER TECH. SPECIFICATIONS | EA | 10 |  | INCLUDED
284 | outdoor illumination | 1000004952 | 63A, 415V : Interlocked switch socket outdoor Receptacle (type RP) asper technical specifications | EA | 1 |  | INCLUDED
285 | outdoor illumination | 1000001894 | Outdoor Power Receptacle for oilfiltration unit (250A) | EA | 1 |  | INCLUDED
286 | outdoor illumination | 1000038385 | FIRE WALL MOUNTED LED LUMINARIE TYPE FL-2 (250W) | EA | 4 |  | INCLUDED
287 | LT swgr extension | 1000004304 | 415V ACDB (Extn.) | SET | 1 |  | INCLUDED
288 | LT swgr extension | 1000001145 | 220V DCDB (Extn.) | SET | 1 |  | INCLUDED
289 | LT swgr extension | 1000004309 | 415V MLDB (Extn.) | SET | 1 |  | INCLUDED
290 | fire protection system | 1000012022 | 4.5 kg CO2 type Portable Fire extinguisher | EA | 2 |  | INCLUDED
291 | fire protection system | 1000012026 | 6Kg dry chemical powered type Portable Fire extinguisher | EA | 2 |  | INCLUDED
292 | fire protection system | 1000055457 | HVW SPRAY SYSTEM, HYDRANT SYSTEM AND COMPLETE U/G & O/G PIPING ANDACCESSORIES ETC. OUT SIDE THE PUMP HOUSE FOR 420KV 3 PHASE BUSREACTOR | SET | 1 |  | INCLUDED
293 | fire protection system | 1000012010 | Fire Detection and Alarm System for 400kV GIS Hall | SET | 1 |  | INCLUDED
294 | fire protection system | 1000012037 | Hydrant system, complete U/G piping and accessories etc. outside thePump House for Fire Protection of 400/220kV (Ext) Substation | SET | 1 |  | INCLUDED
295 | earthmat | 1000032055 | 40 MM MS ROD FOR MAIN EARTHMAT | KM | 1 |  | INCLUDED
296 | mandatory spares | 1000024186 | SPARES FOR 336KV SURGE ARRESTER | LS | 1 |  | INCLUDED
297 | mandatory spares | 1000025940 | Spare-420kV BPI | SET | 1 |  | INCLUDED
298 | mandatory spares | 1000019912 | Relay & protection Panels (with automation) | LS | 1 |  | INCLUDED
299 | mandatory spares | 1000019927 | Spares-Substation Automation System | LS | 1 |  | INCLUDED
300 | mandatory spares | 1000019925 | Spares for Fire Protection System | LS | 1 |  | INCLUDED
301 | GIS PORTION -MANDATORY SPARES | 1000058332 | 400KV GIS-SF6 GAS PRESSURE RELIEF DEVICE ASSEMBLY OF EACH TYPE | EA | 1 |  | INCLUDED
302 | GIS PORTION -MANDATORY SPARES | 1000049817 | SF6 PRESSURE GAUGE CUM SWITCH /DENSITY MONITORS AND PRESSURESWITCH AS APPLICABLE, OF EACH TYPE-400KV GIS | SET | 2 |  | INCLUDED
303 | GIS PORTION -MANDATORY SPARES | 1000049753 | COUPLING DEVICE FOR PRESSURE GAUGE CUM SWITCH FOR CONNECTINGGAS HANDLING PLANT OF EACH TYPE-400KV GIS | SET | 1 |  | INCLUDED
304 | GIS PORTION -MANDATORY SPARES | 1000049762 | RUBBER GASKETS, Ã‚â‚¬Å’OÃ‚â‚¬Â RINGS AND SEALS FOR SF6 GAS FOR GISENCLOSURE OF EACH TYPE-400KV GIS | SET | 2 |  | INCLUDED
305 | GIS PORTION -MANDATORY SPARES | 1000058330 | 400KV GIS-MOLECULAR FILTER FOR SF6 GAS WITH FILTER BAGS (5 % OF TOTALWEIGHT) | SET | 1 |  | INCLUDED
306 | GIS PORTION -MANDATORY SPARES | 1000049750 | CONTROL VALVES FOR SF6 GAS OF EACH TYPE-400KV GIS | SET | 2 |  | INCLUDED
307 | GIS PORTION -MANDATORY SPARES | 1000058331 | 400KV GIS-SF6 GAS (5 % OF TOTAL GAS QUANTITY) | LOT | 1 |  | INCLUDED
308 | GIS PORTION -MANDATORY SPARES | 1000049783 | LOCKING DEVICE TO KEEP THE DIS-CONNECTORS (ISOLATORS)AND EARTHING/FAST EARTHING SWITCHES IN CLOSE OR OPEN POSITION IN CASEOF REMOVAL OF THE DRIVING MECHANISM-400KV GIS | SET | 2 |  | INCLUDED
309 | GIS PORTION -MANDATORY SPARES | 1000049505 | UHF PD SENSORS OF EACH TYPE ALONG WITH BNC CONNECTOR FOR 420KV GIS | EA | 3 |  | INCLUDED
310 | GIS PORTION -MANDATORY SPARES | 1000058334 | 400KV GIS-SUPPORT INSULATORS (GAS THROUGH) OF EACH TYPE (COMPLETE WITHMETAL RING ETC.) ALONG WITH ASSOCIATED CONTACTS AND SHIELDS | EA | 3 |  | INCLUDED
311 | GIS PORTION -MANDATORY SPARES | 1000058329 | 400KV GIS-GAS BARRIERS OF EACH TYPE (COMPLETE WITH METAL RING ETC.)ALONG WITH ASSOCIATED CONTACTS AND SHIELDS | EA | 3 |  | INCLUDED
312 | GIS PORTION -MANDATORY SPARES | 1000058333 | 400KV GIS- 3150A SF6 TO AIR BUSHING COMPLETE IN ALL RESPECT | EA | 1 |  | INCLUDED
313 | GIS PORTION -MANDATORY SPARES | 1000049498 | LCC SPARES - AUX. RELAYS, CONTACTORS,PUSH BUTTONS, SWITCHES,LAMPS,ANNUNCIATION WINDOWS, MCB, FUSES,TIMERS, TERMINAL BLOCKS ETC. OF EACHTYPE & RATING-400kV GIS | SET | 1 |  | INCLUDED
314 | GIS PORTION -MANDATORY SPARES | 1000058317 | 400KV GIS-ONE POLE OF 3150A CIRCUIT BREAKER WITHOUT PIR WITHINTERRUPTER, MAIN CIRCUIT, ENCLOSURE AND OPERATING MECHANISM COMPLETEIN ALL RESPECT | SET | 1 |  | INCLUDED
315 | GIS PORTION -MANDATORY SPARES | 1000021873 | Trip coil assembly with resistor for420kV GIS Circuit Breaker (asapplicable) | SET | 3 |  | INCLUDED
316 | GIS PORTION -MANDATORY SPARES | 1000009208 | Closing coil assembly with resistor for420kV GIS Circuit Breaker (asapplicable) | SET | 3 |  | INCLUDED
317 | GIS PORTION -MANDATORY SPARES | 1000058324 | RELAYS, POWER CONTACTORS, PUSH BUTTONS, TIMERS & MCBS ETC. (ASAPPLICABLE) OF EACH TYPE FOR 400KV GIS CIRCUIT BREAKER | SET | 1 |  | INCLUDED
318 | GIS PORTION -MANDATORY SPARES | 1000007067 | Auxiliary switch assembly of each type for 420kV GIS Circuit Breaker | SET | 1 |  | INCLUDED
319 | GIS PORTION -MANDATORY SPARES | 1000058320 | 400KV GIS CIRCUIT BREAKER-HYDRAULIC OPERATING MECHANISM WITH DRIVEMOTOR (FOR HYDRAULIC OPERATED MECHANISM, IF APPLICABLE) | SET | 1 |  | INCLUDED
320 | GIS PORTION -MANDATORY SPARES | 1000049759 | HYDRAULIC FILTER OF EACH TYPE (FOR HYDRAULIC OPERATED MECHANISM, IFPPLICABLE)-400KV GIS CIRCUIT BREKAER | SET | 1 |  | INCLUDED
321 | GIS PORTION -MANDATORY SPARES | 1000058319 | 400KV GIS CIRCUIT BREAKER- HOSE PIPE OF EACH TYPE (AS APPLICABLE) (FORHYDRAULIC OPERATED MECHANISM, IF APPLICABLE) | SET | 1 |  | INCLUDED
322 | GIS PORTION -MANDATORY SPARES | 1000058322 | 400KV GIS CIRCUIT BREAKER - N2 ACCUMULATOR (FOR HYDRAULIC OPERATEDMECHANISM, IF APPLICABLE) | SET | 1 |  | INCLUDED
323 | GIS PORTION -MANDATORY SPARES | 1000049835 | VALVES OF EACH TYPE (FOR HYDRAULIC OPERATED MECHANISM, IFAPPLICABLE)-400KV GIS CIRCUIT BREKAER | SET | 1 |  | INCLUDED
324 | GIS PORTION -MANDATORY SPARES | 1000049795 | PIPE LENGTH (COPPER & STEEL) OF EACH SIZE & TYPE (FOR HYDRAULICOPERATED MECHANISM, IF APPLICABLE)-400KV GIS CIRCUIT BREKAER | SET | 1 |  | INCLUDED
325 | GIS PORTION -MANDATORY SPARES | 1000049808 | PRESSURE SWITCHES OF EACH TYPE (FOR HYDRAULIC OPERATED MECHANISM, IFAPPLICABLE)-400KV GIS CIRCUIT BREKAER | SET | 1 |  | INCLUDED
326 | GIS PORTION -MANDATORY SPARES | 1000049805 | PRESSURE GAUGE WITH COUPLING DEVICE OF EACH TYPE (FOR HYDRAULICOPERATED MECHANISM, IF APPLICABLE)-400KV GIS CIRCUIT BREKAER | SET | 1 |  | INCLUDED
327 | GIS PORTION -MANDATORY SPARES | 1000058321 | 400KV GIS CIRCUIT BREAKER-HYDRAULIC OIL (5% OF TOTAL OIL QUANTITY)(FOR HYDRAULIC OPERATED MECHANISM, IF APPLICABLE) | SET | 1 |  | INCLUDED
328 | GIS PORTION -MANDATORY SPARES | 1000049799 | PRESSURE RELIEF DEVICE OF EACH TYPE (FOR HYDRAULIC OPERATED MECHANISM,IF APPLICABLE)-400KV GIS CIRCUIT BREKAER | SET | 1 |  | INCLUDED
329 | GIS PORTION -MANDATORY SPARES | 1000058325 | 400KV GIS CIRCUIT BREAKER-COMPLETE SPRING OPERATING MECHANISMINCLUDING CHARGING MECHANISM ETC. (FOR SPRING OPERATED MECHANISM, IFAPPLICABLE) | SET | 1 |  | INCLUDED
330 | GIS PORTION -MANDATORY SPARES | 1000058318 | 400KV GIS CIRCUIT BREAKER- COMPLETE HYDRAULIC-SPRING OPERATINGMECHANISM INCLUDING CHARGING MECHANISM ETC. (FOR HYDRAULIC-SPRINGOPERATED MECHANISM, IF APPLICABLE) | SET | 1 |  | INCLUDED
331 | GIS PORTION -MANDATORY SPARES | 1000049495 | PRESSURE SWITCHES OF EACH TYPE FOR420KV GIS CIRCUIT BREAKER (ForHydraulic-Spring Operated Mechanism, ifapplicable) | SET | 1 |  | INCLUDED
332 | GIS PORTION -MANDATORY SPARES | 1000049802 | PRESSURE GAUGE WITH COUPLING DEVICE OF EACH TYPE (FOR HYDRAULIC-SPRINGOPERATED MECHANISM, IF APPLICABLE)-400KV GIS CIRCUIT BREKAER | SET | 1 |  | INCLUDED
333 | GIS PORTION -MANDATORY SPARES | 1000058374 | 400kV GIS- Single phase of 3150Adisconnector switch including maincircuit, enclosure, driving mechanismand support insulator etc., complete inall respect (Note 1- The contractorshall supply spare for disconnectorswitch to ensure one to one replacementof all disconnector switch supplied asmain equipment without any requirementof modification in fittings at site tocover all different types ofdisconnector switch supplied. In case,quantity of supplied dis-connectorswitch types (for one to onereplacement) are more than the quantitymentioned in BPS for spare, thecontractor shall supply theseadditional types of disconnector switchwithout any additional priceimplication to POWERGRID and quantitiesof these additional type ofdisconnector switch are deem to beincluded in the quantities mentioned inBPS for spare disconnector. Note 2 - Incase, Dis-connector Switch (DS) & EarthSwitch (ES) is provided in a sameenclosure with common operatingmechanism, then the module comprisingof Dis-connector & Earth switch insingle enclosure with common operatingmechanism is to be provided under thehead of spare Dis-connector only. Note3- In case, Dis-connector Switch (DS)&Earth Switch (ES) is provided in asame enclosure with separate operatingmechanism, then the module comprisingof Dis-connector & Earth switch insingle enclosure with separateoperating mechanism is to be providedunder the head of spare Dis-connectoronly.) | EA | 2 |  | INCLUDED
334 | GIS PORTION -MANDATORY SPARES | 1000058314 | 400KV GIS- SINGLE PHASE MAINTENANCE EARTHING SWITCH INCLUDING MAINCIRCUIT, ENCLOSURE, DRIVING MECHANISM AND SUPPORT INSULATOR ETC.,COMPLETE IN ALL RESPECT (NOTE 1 - IN CASE, DIS-CONNECTOR SWITCH (DS) &EARTH SWITCH (ES) IS PROVIDED IN A SAME ENCLOSURE WITH COMMONOPERATING MECHANISM, THEN THE MODULE COMPRISING OF DIS-CONNECTOR &EARTH SWITCH IN SINGLE ENCLOSURE WITH COMMON OPERATING MECHANISM IS TOBE PROVIDED UNDER THE HEAD OF SPARE DIS-CONNECTOR ONLY. NOTE 2 - INCASE, DIS-CONNECTOR SWITCH (DS) & EARTH SWITCH (ES) IS PROVIDED IN ASAME ENCLOSURE WITH SEPARATE OPERATING MECHANISM, THEN THE MODULECOMPRISING OF DIS-CONNECTOR & EARTH SWITCH IN SINGLE ENCLOSURE WITHSEPARATE OPERATING MECHANISM IS TO BE PROVIDED UNDER THE HEAD OF SPAREDIS-CONNECTOR ONLY.) | EA | 1 |  | INCLUDED
335 | GIS PORTION -MANDATORY SPARES | 1000058305 | OPEN/CLOSE CONTACTOR ASSEMBLY, TIMERS, KEY INTERLOCK, INTERLOCKINGCOILS, RELAYS, PUSH BUTTONS, INDICATING LAMPS, POWER CONTACTORS,RESISTORS, FUSES, MCBS & DRIVE CONTROL CARDS ETC. (AS APPLICABLE) ONEOF EACH TYPE FOR ONE COMPLETE MOM BOX FOR 400KV GIS DISCONNECTORSWITCH | SET | 1 |  | INCLUDED
336 | GIS PORTION -MANDATORY SPARES | 1000058312 | OPEN/CLOSE CONTACTOR ASSEMBLY, TIMERS, KEY INTERLOCK, INTERLOCKINGCOILS, RELAYS, PUSH BUTTONS, INDICATING LAMPS, POWER CONTACTORS,RESISTORS, FUSES, MCBS & DRIVE CONTROL CARDS ETC. (AS APPLICABLE) ONEOF EACH TYPE FOR ONE COMPLETE MOM BOX FOR 400KV GIS MAINTENANCE EARTHSWITCH | SET | 1 |  | INCLUDED
337 | GIS PORTION -MANDATORY SPARES | 1000049776 | LIMIT SWITCHES AND AUX. SWITCHES FOR ONE COMPLETE MOM BOX FORDISCONNECTOR-400KV GIS | SET | 1 |  | INCLUDED
338 | GIS PORTION -MANDATORY SPARES | 1000049778 | LIMIT SWITCHES AND AUX. SWITCHES FOR ONE COMPLETE MOM BOX FORMAINTENANCE EARTHING SWITCH-400KV GIS | SET | 1 |  | INCLUDED
339 | GIS PORTION -MANDATORY SPARES | 1000058306 | DRIVE MECHANISM FOR 400KV GIS DISCONNECTOR SWITCH | SET | 1 |  | INCLUDED
340 | GIS PORTION -MANDATORY SPARES | 1000058313 | DRIVE MECHANISM FOR 400KV GIS MAINTENANCE EARTH SWITCH | SET | 1 |  | INCLUDED
341 | GIS PORTION -MANDATORY SPARES | 1000058307 | MOTOR FOR DRIVE MECHANISM FOR 400KV GIS DISCONNECTOR SWITCH | EA | 1 |  | INCLUDED
342 | GIS PORTION -MANDATORY SPARES | 1000058315 | MOTOR FOR DRIVE MECHANISM FOR 400KVGIS MAINTENANCE EARTH SWITCH | EA | 1 |  | INCLUDED
343 | GIS PORTION -MANDATORY SPARES | 1000058327 | 400KV GIS- SINGLE PHASE OF CURRENT TRANSFORMER (3 CORES, TYPE-CTA)WITH ASSOCIATED ENCLOSURE AND PRIMARY CONDUCTOR COMPLETE IN ALLRESPECT | EA | 1 |  | INCLUDED
344 | GIS PORTION -MANDATORY SPARES | 1000058326 | 400KV GIS- SINGLE PHASE OF CURRENT TRANSFORMER (2 CORES, TYPE-CTB)WITH ASSOCIATED ENCLOSURE AND PRIMARY CONDUCTOR COMPLETE IN ALLRESPECT | EA | 1 |  | INCLUDED
345 | supply of foundation bolt | 1000012367 | Fabrication, galvanising and supply of 32mm dia foundation boltsincluding nuts, checknuts, washers and packplates | EA | 36 |  | INCLUDED
346 | Supply of structure | 1000020195 | Fabrication, galvanising and supply ofStandard Pipe Structure - 400 kV,1-Phase, SA including nuts, bolts,all type of washers, packplates, stepbolts and gusset plates excludingfoundation bolts | EA | 3 |  | INCLUDED
347 | Supply of structure | 1000020196 | Fabrication, galvanising and supply ofStd Pipe Structure - 400 kV, 1-Phase,BPI, (Excluding Wave Trap), includingnuts, bolts, all type of washers,packplates, step bolts and gussetplates excluding foundation bolts | EA | 6 |  | INCLUDED
348 | Supply of structure | 1000015952 | Fabrication, galvanising and supply of Equipment Support (Pipe)Structures to be designed during detailed engineering | MT | 5 |  | INCLUDED
349 | Supply of structure | 1000012373 | Fabrication, galvanising and supply of foundation bolts including nuts,checknut and washers for lattice and pipe structures to be designedduring detailed engineering | MT | 1 |  | INCLUDED
0
Printed Name
Designation

## Sch-3
Spec No:CC/NT/W-GIS/DOM/A04/25/12409 | [10 empty] | Schedule - 3
400kV GIS Substation Package SS-135 (Re-tender) for (a) Extension of 400kV Pandiabili GIS Substation under ERBS-I. (b) Extension of Rangpo 132kV GIS Substation under ERBS-II (c) Bay Extension of Misa GIS S/s under NERES XXVIII
(SCHEDULE OF RATES AND PRICES )
BIDDER:
JOINT VENTURE OF & | [7 empty] | To:
Bidder’s Name and Address (Sole Bidder) : | [7 empty] | Contract Services
Name : | [7 empty] | Power Grid Corporation of India Ltd.,
Address : | [7 empty] | "Saudamini", Plot No.-2
Sector-29,
Gurugram (Haryana) - 122001
Installation Charges : | [9 empty] | (All Prices are in Indian Rupees)
SI. No. | Activity Description | Service Code | SAC (Service Accounting Codes) | Whether SAC in column ‘8’ is confirmed. If not indicate applicable the SAC # | Rate of GST applicable ( in %) | Whether rate of GST in column ‘10’ is confirmed. If not indicate applicable rate of GST # | Description | Unit | Quantity | Unit Erection Charges | Total Erection Charges |  | GST Before Discount | Discount | Total Price after discount | GST After Discount
1 | 6 | 7 | 8 | 9 | 10 | 11 | 12 | 13 | 14 | 15 | 16=14*15
I
1: Re-tender-NIT-BOQ-Pandiabil SS (ERBS-I) | 0 | 0 | 0 | 0 | 0 | 0 | 18 | 0
1 | Inst-AIS EQUIPMENT | 100005443 | 998734 |  | 18 |  | 420KV, 1-PHASE BUS POST INSULATORS | EA | 6 |  | INCLUDED |  | 0 | 0 | 0 | 0 |  | 18 | 0
2 | Inst-AIS EQUIPMENT | 100000328 | 998736 |  | 18 |  | 336kV Surge Arrester (1-phase) | EA | 6 |  | INCLUDED |  | 0 | 0 | 0 | 0 |  | 18 | 0
3 | Inst-AIS EQUIPMENT | 100000275 | 998736 |  | 18 |  | 420 kV, 4400 pF Capacitive Voltage Transformer (1-Phase) | EA | 6 |  | INCLUDED |  | 0 | 0 | 0 | 0 |  | 18 | 0
4 | Inst-AIS EQUIPMENT | 100002042 | 998734 |  | 18 |  | 400kV,3150A,0.5mH ,63kA Line Trap | EA | 4 |  | INCLUDED |  | 0 | 0 | 0 | 0 |  | 18 | 0
5 | Inst-AIS EQUIPMENT | 100000883 | 998734 |  | 18 |  | 420 kV ,1 phase Bus Post Insulators for Line Traps | EA | 12 |  | INCLUDED |  | 0 | 0 | 0 | 0 |  | 18 | 0
6 | Inst-400KV GIS EQUIPMENT | 100002140 | 998736 |  | 18 |  | 420kV, 3000A/3150, 63kA, Single phase, SF6 Gas Insulated Bus Duct (GIB) outsideGIS Hall along with associated support structure | M | 600 |  | INCLUDED |  | 0 | 0 | 0 | 0 |  | 18 | 0
7 | Inst-400KV GIS EQUIPMENT | 100002392 | 998736 |  | 18 |  | 420kV, SF6 to Air Bushing alongwithassociated support structure for 3150A,63 kA for 1 sec. Single Phase | EA | 6 |  | INCLUDED |  | 0 | 0 | 0 | 0 |  | 18 | 0
8 | Inst-400KV GIS EQUIPMENT | 100003557 | 998736 |  | 18 |  | Extension of 420kV , 4000 A, 63 kA3 -phase SF6 GIS bus bar | SET | 2 |  | INCLUDED |  | 0 | 0 | 0 | 0 |  | 18 | 0
9 | Inst-400KV GIS EQUIPMENT | 100001826 | 998736 |  | 18 |  | 420kV, 3150 A, 63 kA, SF6 GIS ICT feeder bay module as per Section-Project, Technical specification | SET | 1 |  | INCLUDED |  | 0 | 0 | 0 | 0 |  | 18 | 0
10 | Inst-400KV GIS EQUIPMENT | 100005502 | 998736 |  | 18 |  | Three nos 1-Phase/One no 3-Phase 420kV GIS earthing switch including of maincircuit, enclosure, driving mechanism. | SET | 1 |  | INCLUDED |  | 0 | 0 | 0 | 0 |  | 18 | 0
11 | Inst-400KV GIS EQUIPMENT | 100002135 | 998736 |  | 18 |  | 420 kV, 3150 A, 63 kA, SF6 GIS Line feeder bay module(with PIR) as per Section-Project, Technical specification | SET | 1 |  | INCLUDED |  | 0 | 0 | 0 | 0 |  | 18 | 0
12 | Inst-400KV GIS EQUIPMENT | 100002132 | 998736 |  | 18 |  | 420kV, 3150 A, 63 kA, SF6 GIS Tie bay module(without PIR) as per Section-Project, Technical specification | SET | 1 |  | INCLUDED |  | 0 | 0 | 0 | 0 |  | 18 | 0
13 | Inst-400KV GIS EQUIPMENT | 100057110 | 998736 |  | 18 |  | 420kV,4000A, 63kA, 3-Phase GIS Extension Piece (Interface) module suitable for extending existing HYOSUNG make GIS Bus Bar/Duct asper Technical Specification | SET | 2 |  | INCLUDED |  | 0 | 0 | 0 | 0 |  | 18 | 0
14 | Inst-400KV GIS EQUIPMENT | 100000268 | 998736 |  | 18 |  | Controlled Switching Device for 420 kV, 3-ph Circuit Breaker | EA | 3 |  | INCLUDED |  | 0 | 0 | 0 | 0 |  | 18 | 0
15 | Inst-CRP | 100000730 | 998736 |  | 18 |  | 400kV Line Protection Panel (with Automation) | EA | 2 |  | INCLUDED |  | 0 | 0 | 0 | 0 |  | 18 | 0
16 | Inst-CRP | 100016779 | 998736 |  | 18 |  | 400kV Circuit Breaker Relay Panel (with Automation) | EA | 3 |  | INCLUDED |  | 0 | 0 | 0 | 0 |  | 18 | 0
17 | Inst-CRP | 100000735 | 998736 |  | 18 |  | Augmentation of existing 400kV bus bar protection scheme.(No. of bays as per specification)-(with Automation) | SET | 1 |  | INCLUDED |  | 0 | 0 | 0 | 0 |  | 18 | 0
18 | Inst-Aug-SAS | 100002069 | 998736 |  | 18 |  | Augmentation of Substation automation System for 400kV Main bay as per Technical Specification | EA | 3 |  | INCLUDED |  | 0 | 0 | 0 | 0 |  | 18 | 0
19 | Inst-Aug-SAS | 100002075 | 998736 |  | 18 |  | Augmentation of Substation automation System for 400kV Tie bay as per Technical Specification | EA | 1 |  | INCLUDED |  | 0 | 0 | 0 | 0 |  | 18 | 0
20 | Inst-ERECTION HARDWARE & INSULATOR | 100002187 | 998731 |  | 18 |  | Erection Hardware for 400kV I type layout for GIS termination arrangement-Line bay as per technical specification | SET | 2 |  | INCLUDED |  | 0 | 0 | 0 | 0 |  | 18 | 0
21 | Inst-Illumination | 100001051 | 998731 |  | 18 |  | 15A, 240V: Outdoor Receptacle 2 pole, 3-pin modular (type RO) as per technical specifications | EA | 1 |  | INCLUDED |  | 0 | 0 | 0 | 0 |  | 18 | 0
22 | Inst-Illumination | 100001052 | 998731 |  | 18 |  | 63A, 415V : Interlocked switch socket outdoor Receptacle (type RP) as per technical specifications | EA | 2 |  | INCLUDED |  | 0 | 0 | 0 | 0 |  | 18 | 0
23 | Inst-Illumination | 100004852 | 998731 |  | 18 |  | Lighting Fixture LED Luminaires type FL-1 as per tech. specifications | EA | 10 |  | INCLUDED |  | 0 | 0 | 0 | 0 |  | 18 | 0
24 | Inst-Illumination | 100001021 | 995461 |  | 18 |  | Lighting Panel type ACP-2 as per technical specification | EA | 2 |  | INCLUDED |  | 0 | 0 | 0 | 0 |  | 18 | 0
25 | Inst-Illumination | 100001050 | 998731 |  | 18 |  | 5/15 A, 240V: Indoor Receptacle 3-pin type modular (type RI) as per technical specifications | EA | 1 |  | INCLUDED |  | 0 | 0 | 0 | 0 |  | 18 | 0
26 | Inst-Illumination | 100001020 | 998731 |  | 18 |  | Lighting Panel (Indoor) type ACP-1 as per technical specification | EA | 1 |  | INCLUDED |  | 0 | 0 | 0 | 0 |  | 18 | 0
27 | Inst-Illumination | 100004926 | 998731 |  | 18 |  | Lighting Fixture LED Luminaires type FL2 as per tech. specifications | EA | 10 |  | INCLUDED |  | 0 | 0 | 0 | 0 |  | 18 | 0
28 | Inst-VMS | 100002500 | 998731 |  | 18 |  | Color IP camera, with PAN, TILT and ZOOM facilities, alongwith all required Items, Accessories, Line Interface units, Fiber patchcords, Power supply units, Junction Boxes, Cables, Fiber Optic Cables, etc., and including Integration in existing Hardware andSoftware for Augmentation of Visual Monitoring System as per technical specification. | SET | 1 |  | INCLUDED |  | 0 | 0 | 0 | 0 |  | 18 | 0
29 | Inst-LT SWITCHGEAR | 100000896 | 998736 |  | 18 |  | 415V ACDB (Extn.) | SET | 1 |  | INCLUDED |  | 0 | 0 | 0 | 0 |  | 18 | 0
30 | Inst-PLCC Equipment at Pandiabili end | 100000886 | 998734 |  | 18 |  | Coupling device for PLCC | EA | 1 |  | INCLUDED |  | 0 | 0 | 0 | 0 |  | 18 | 0
31 | Inst-PLCC Equipment at Pandiabili end | 100000888 | 998734 |  | 18 |  | Carrier Equipment Analog type (for Speech+Data & Speech+Protection) | EA | 1 |  | INCLUDED |  | 0 | 0 | 0 | 0 |  | 18 | 0
32 | Inst-PLCC Equipment at Pandiabili end | 100000890 | 998734 |  | 18 |  | Protection Coupler (Analog) | EA | 1 |  | INCLUDED |  | 0 | 0 | 0 | 0 |  | 18 | 0
33 | Inst-PLCC Equipment at Pandiabili end | 100000891 | 998734 |  | 18 |  | Digital Protection Coupler | EA | 1 |  | INCLUDED |  | 0 | 0 | 0 | 0 |  | 18 | 0
34 | Inst-PLCC Equipment at Pandiabili end | 100003517 | 998734 |  | 18 |  | HF CABLE FOR PLCC-75 OHM (KM) | KM | 1 |  | INCLUDED |  | 0 | 0 | 0 | 0 |  | 18 | 0
35 | Inst-PLCC Equipment at Pandiabili end | 100002762 | 998734 |  | 18 |  | PLCC-Equipments-Telephone Instruments (2 wire) | EA | 1 |  | INCLUDED |  | 0 | 0 | 0 | 0 |  | 18 | 0
36 | Inst-PLCC Equipment at Talchar end | 100000886 | 998734 |  | 18 |  | Coupling device for PLCC | EA | 1 |  | INCLUDED |  | 0 | 0 | 0 | 0 |  | 18 | 0
37 | Inst-PLCC Equipment at Talchar end | 100000888 | 998734 |  | 18 |  | Carrier Equipment Analog type (for Speech+Data & Speech+Protection) | EA | 1 |  | INCLUDED |  | 0 | 0 | 0 | 0 |  | 18 | 0
38 | Inst-PLCC Equipment at Talchar end | 100000890 | 998734 |  | 18 |  | Protection Coupler (Analog) | EA | 1 |  | INCLUDED |  | 0 | 0 | 0 | 0 |  | 18 | 0
39 | Inst-PLCC Equipment at Talchar end | 100000891 | 998734 |  | 18 |  | Digital Protection Coupler | EA | 1 |  | INCLUDED |  | 0 | 0 | 0 | 0 |  | 18 | 0
40 | Inst-PLCC Equipment at Talchar end | 100003517 | 998734 |  | 18 |  | HF CABLE FOR PLCC-75 OHM (KM) | KM | 1 |  | INCLUDED |  | 0 | 0 | 0 | 0 |  | 18 | 0
41 | Inst-PLCC Equipment at Talchar end | 100002762 | 998734 |  | 18 |  | PLCC-Equipments-Telephone Instruments (2 wire) | EA | 1 |  | INCLUDED |  | 0 | 0 | 0 | 0 |  | 18 | 0
42 | Inst-Power&Control Cable (LS) | 100002181 | 998736 |  | 18 |  | 1.1kV grade Power Cables (PVCinsulated)along withlugs,glands,straight joints &accessories,etc. | LS | 1 |  | INCLUDED |  | 0 | 0 | 0 | 0 |  | 18 | 0
43 | Inst-Power&Control Cable (LS) | 100002182 | 998736 |  | 18 |  | 1.1kV grade Control Cables (PVCinsulated) along withlugs,glands,straight joints &accessories,etc. | LS | 1 |  | INCLUDED |  | 0 | 0 | 0 | 0 |  | 18 | 0
44 | service-civil work | 100004518 | 995433 |  | 18 |  | Excavation in all kind of soil including rock for all leads and lifts, backfilling, disposal of surplus earth within a lead up to2Km as per technical specification. The surplus earth shall be roughly graded . | M3 | 1837 |  | INCLUDED |  | 0 | 0 | 0 | 0 |  | 18 | 0
45 | service-civil work | 100011662 | 995433 |  | 18 |  | Excavation in hard rock which require blasting (including chemical blasting and rock excavated using specialized tools) for allfoundation works including stacking, measuring, disposal etc.for all leads and lifts as per technical specification. | M3 | 1224 |  | INCLUDED |  | 0 | 0 | 0 | 0 |  | 18 | 0
46 | service-civil work | 100001325 | 995454 |  | 18 |  | Providing and laying of Plain Cement Concrete (PCC) (1:4:8) | M3 | 77 |  | INCLUDED |  | 0 | 0 | 0 | 0 |  | 18 | 0
47 | service-civil work | 100001326 | 995454 |  | 18 |  | Providing and laying of Plain Cement Concrete (PCC) (1:2:4) | M3 | 5 |  | INCLUDED |  | 0 | 0 | 0 | 0 |  | 18 | 0
48 | service-civil work | 100001328 | 995454 |  | 18 |  | Providing and laying Plain Cement Concrete 1:5:10 (1 cement : 5 sand : 10 brick aggregate) | M3 | 92 |  | INCLUDED |  | 0 | 0 | 0 | 0 |  | 18 | 0
49 | service-civil work | 100016607 | 995451 |  | 18 |  | Providing and laying of Reinforced Cement Concrete M30 including pre cast, shuttering, Grouting of pockets & underpinning butexcluding steel reinforcement | M3 | 550 |  | INCLUDED |  | 0 | 0 | 0 | 0 |  | 18 | 0
50 | service-civil work | 100016681 | 995454 |  | 18 |  | Reinforcement steel meeting corrosion resistance properties as per IS:1786 and manufacturer specificationâ€‹ | MT | 44 |  | INCLUDED |  | 0 | 0 | 0 | 0 |  | 18 | 0
51 | service-civil work | 100001714 | 995428 |  | 18 |  | Stone spreading in switchyard excluding PCC | M2 | 1200 |  | INCLUDED |  | 0 | 0 | 0 | 0 |  | 18 | 0
52 | service-civil work | 100001713 | 995424 |  | 18 |  | Antiweed treatment | M2 | 1200 |  | INCLUDED |  | 0 | 0 | 0 | 0 |  | 18 | 0
53 | service-civil work | 100008110 | 995421 |  | 18 |  | 3.75m wide Bitumen road with earthen shoulder including 100 mm dia RCC Hume Pipe @ 100 metre interval as per drawing and TS (as perDSR item no 16.35 and 16.30.1) and including 225 mm thick WBM in three equal layers of 75 mm each as per CPWD specification. | M2 | 188 |  | INCLUDED |  | 0 | 0 | 0 | 0 |  | 18 | 0
54 | service-civil work | 100008611 | 995477 |  | 18 |  | Swtichyard fencing: Providing and fixing fencing of GI barbed wire consisting of galvanized MS tubular posts at 3 m intervals; GIbarded wire shall run horizontally from post to post at a spacing of 300 mm (vertically) and a cross formation in each panel,complete as per technical specification and drawing. | M | 50 |  | INCLUDED |  | 0 | 0 | 0 | 0 |  | 18 | 0
55 | service-civil work | 100020960 | 995461 |  | 18 |  | RCC culvert crossings including supplying and laying hume pipe 250mm dia of grade (NP-3) excluding concrete as per specification. | M | 10 |  | INCLUDED |  | 0 | 0 | 0 | 0 |  | 18 | 0
56 | service-civil work | 100020961 | 995461 |  | 18 |  | RCC culvert crossings including supplying and laying hume pipe 300mm dia of grade (NP-3) excluding concrete as per specification. | M | 10 |  | INCLUDED |  | 0 | 0 | 0 | 0 |  | 18 | 0
57 | service-civil work | 100020962 | 995461 |  | 18 |  | RCC culvert crossings including supplying and laying hume pipe 450mm dia of grade (NP-3) excluding concrete as per specification. | M | 10 |  | INCLUDED |  | 0 | 0 | 0 | 0 |  | 18 | 0
58 | service-civil work | 100001412 | 995462 |  | 18 |  | Drain including culverts but excluding concrete & reinforcement steel-Section A-A | M | 25 |  | INCLUDED |  | 0 | 0 | 0 | 0 |  | 18 | 0
59 | service-civil work | 100001413 | 995462 |  | 18 |  | Drain including culverts but excluding concrete & reinforcement steel-Section B-B | M | 50 |  | INCLUDED |  | 0 | 0 | 0 | 0 |  | 18 | 0
60 | service-civil work | 100001414 | 995462 |  | 18 |  | Drain including culverts but excluding concrete & reinforcement steel-Section C-C | M | 15 |  | INCLUDED |  | 0 | 0 | 0 | 0 |  | 18 | 0
61 | service-civil work | 100001415 | 995462 |  | 18 |  | Drain including culverts but excluding concrete & reinforcement steel-Section D-D | M | 10 |  | INCLUDED |  | 0 | 0 | 0 | 0 |  | 18 | 0
62 | service-civil work | 100001479 | 995454 |  | 18 |  | Cable Trench including all types of crossings, all metallic works and sump pit including concrte and reinforcement steel Section 3-3 | M | 50 |  | INCLUDED |  | 0 | 0 | 0 | 0 |  | 18 | 0
63 | service-civil work | 100001480 | 995454 |  | 18 |  | Cable Trench including all types of crossings, all metallic works and sump pit including concrte and reinforcement steel Section 4-4 | M | 50 |  | INCLUDED |  | 0 | 0 | 0 | 0 |  | 18 | 0
64 | service-civil work | 100002911 | 995432 |  | 18 |  | Earthwork in excavation & filling in all types of soil and soft/disintegrated rock in open areas/nallas/channels, to the requiredslopes, shapes, levels, elevations and profile, including trimming of bottom and slopes of excavation, bailing out rain(dewatering), pumping, removal of slush, preparing embankments/marginal banks, loosening, dressing, spreading material in layers notexceeding 200mm, as per direction of Engineer-in-Charge, water flooding, compacting to achieve 95% consolidation at optimum moisturecontent, finishing etc. all complete, for all leads and lifts within leveling boundary, including disposal of surplus earth andstacking of unsuitable material within a lead of 2.0 Km beyond substation boundary, with all labour, material, tools, tackles andequipment, safeguards and incidentals, Royalty,taxes etc. as necessary, as per drawings, specification and directions of theEngineer-in-Charge. Clearing of jungle is included in this item. (Only excavation/cutting will be measured for payment purpose.) | M3 | 1632 |  | INCLUDED |  | 0 | 0 | 0 | 0 |  | 18 | 0
65 | service-civil work | 100002583 | 995432 |  | 18 |  | Supply of earth (excluding rock & boulders) at site including royalty, carriage and filling in specified areas in layers notexceeding 200mm in depth, compacting under optimum moisture condition to achieve 95% of Proctor density, finishing etc. allcomplete, for all leads & lifts, with all labour, material, tools, tackles, equipments, safeguards & incidentals as necessary as perdrawings, specification and direction of the Engineer- in- Charge. | M3 | 2448 |  | INCLUDED |  | 0 | 0 | 0 | 0 |  | 18 | 0
66 | service-civil work | 100002914 | 995432 |  | 18 |  | Earthwork in excavation in Hard rocks in open areas/nallas/ channels, to the required slopes, shapes, levels, elevations andprofile, including trimming of bottom and slopes of excavation and stacking and disposal of rock for a lead up to 2.0 KM beyondleveling boundary and all lifts , with all labour, material, tools, tackles and equipment, safeguards and incidentals,Royalty,taxesetc. as per directions of the Engineer-in-Charge. Serviceable material if available shall be stacked at site as identified byEngineer-in-Charge.(50% void deduction from stack measurement) | M3 | 816 |  | INCLUDED |  | 0 | 0 | 0 | 0 |  | 18 | 0
67 | service-civil work | 100001542 | 995429 |  | 18 |  | Dismantling & Re-erection of Existing fence | M | 50 |  | INCLUDED |  | 0 | 0 | 0 | 0 |  | 18 | 0
68 | service-civil work | 100001447 | 995429 |  | 18 |  | Dismantling of existing fencing | M | 50 |  | INCLUDED |  | 0 | 0 | 0 | 0 |  | 18 | 0
69 | service-civil work | 100039866 | 995432 |  | 18 |  | Soil Investigation for 02 borehole locations: As per technical specification including all laboratory and field tests, report andrecommendations. | LOT | 1 |  | INCLUDED |  | 0 | 0 | 0 | 0 |  | 18 | 0
70 | service- erection steel structure | 100001210 | 995455 |  | 18 |  | Erection of Lattice Structures (MS Steel), to be designed during detailed engineering, for towers, beams and equipment supportstructure including pack plates / packwashers and gusset plates excluding fasteners and foundation bolts | MT | 90 |  | INCLUDED |  | 0 | 0 | 0 | 0 |  | 18 | 0
71 | service- erection steel structure | 100001209 | 995455 |  | 18 |  | Erection of Lattice Structures (HT Steel), to be designed during detailed engineering, for towers, beams and equipment supportstructure including pack plates / packwashers and gusset plates excluding fasteners and foundation bolts. | MT | 27 |  | INCLUDED |  | 0 | 0 | 0 | 0 |  | 18 | 0
72 | service- erection steel structure | 100001680 | 995455 |  | 18 |  | Erection of fasteners ( nuts, bolts and washers ) including step bolts for lattice and pipe structures to be designed duringdetailed engineering | MT | 7 |  | INCLUDED |  | 0 | 0 | 0 | 0 |  | 18 | 0
73 | service- erection steel structure | 100001681 | 995455 |  | 18 |  | Erection of foundation bolts including nuts, checknut and washers for lattice and pipe structures to be designed during detailedengineering | MT | 10 |  | INCLUDED |  | 0 | 0 | 0 | 0 |  | 18 | 0
74 | PMU & associated items (Pandiabili) | 170000502 | 998713 |  | 18 |  | Service:- Phasor Measurement Unit (PMU) | EA | 1 |  | INCLUDED |  | 0 | 0 | 0 | 0 |  | 18 | 0
75 | PMU & associated items (Pandiabili) | 170000530 | 998734 |  | 18 |  | WAMS TIME SYSTEM(GPS RECEIVER) | EA | 1 |  | INCLUDED |  | 0 | 0 | 0 | 0 |  | 18 | 0
76 | PMU & associated items (Pandiabili) | 170004701 | 998734 |  | 18 |  | SUBSTATION GRADE Layer 2 LAN SWITCH | EA | 1 |  | INCLUDED |  | 0 | 0 | 0 | 0 |  | 18 | 0
77 | PMU & associated items (Pandiabili) | 170004700 | 998734 |  | 18 |  | SUBSTATION GRADE Layer 3 LAN SWITCH | EA | 1 |  | INCLUDED |  | 0 | 0 | 0 | 0 |  | 18 | 0
78 | PMU & associated items (Pandiabili) | 170000504 | 998713 |  | 18 |  | Services:- Armored Fibre Optic Cable and associated termination equipment | LOT | 1 |  | INCLUDED |  | 0 | 0 | 0 | 0 |  | 18 | 0
79 | PMU & associated items (Pandiabili) | 170003449 | 998316 |  | 18 |  | SUPPLY, INSTALLATION, TESTING AND COMMISSIONING OF LIU-FO PATCH PANEL-12 PORT | EA | 2 |  | INCLUDED |  | 0 | 0 | 0 | 0 |  | 18 | 0
80 | PMU & associated items (Pandiabili) | 170000501 | 998734 |  | 18 |  | Integration of PMU with the PDC (Phasor Data Concentrator) of RLDCs and respective SLDCs as required. | LOT | 1 |  | INCLUDED |  | 0 | 0 | 0 | 0 |  | 18 | 0
81 | Service- Telecome eqpt | 100002812 | 998734 |  | 18 |  | SDH Equipment (STM-16 MADM upto 5 MSP protected directions)-Base Equipment (Common cards, Cross Connect/control cards, optical basecards, power supply cards, power cabling, other hardware and accessories including sub racks, patch cord, DDF etc fully equipedexcluding optical interface & Tributary cards | EA | 1 |  | INCLUDED |  | 0 | 0 | 0 | 0 |  | 18 | 0
82 | Service- Telecome eqpt | 170000433 | 998734 |  | 18 |  | Optical Interface Cards/SFP# -S16.1 for SDH Equipment-STM-16 | EA | 4 |  | INCLUDED |  | 0 | 0 | 0 | 0 |  | 18 | 0
83 | Service- Telecome eqpt | 100002825 | 998734 |  | 18 |  | Tributary interface- E1 interface (Minimum 16 nos.) | SET | 2 |  | INCLUDED |  | 0 | 0 | 0 | 0 |  | 18 | 0
84 | Service- Telecome eqpt | 170000550 | 998336 |  | 18 |  | Ethernet Interface 10/100 Base T with Layer-2 switching (Min 8 Interfaces per card) | EA | 2 |  | INCLUDED |  | 0 | 0 | 0 | 0 |  | 18 | 0
85 | Service- Telecome eqpt | 100002829 | 998734 |  | 18 |  | Tributary interface-Gigabit Ethernet Interfaces 10/100 Mbps with Layer -2 Switching (minimum 2 nos.) | SET | 1 |  | INCLUDED |  | 0 | 0 | 0 | 0 |  | 18 | 0
86 | Service- Telecome eqpt | 170000375 | 998734 |  | 18 |  | Equipment Cabinets-For SDH Equipments | EA | 1 |  | INCLUDED |  | 0 | 0 | 0 | 0 |  | 18 | 0
87 | Service- Telecome eqpt | 170000356 | 998336 |  | 18 |  | Fibre Optic Distribution Panel (FODP): Indoor Type: FC Coupling and mounted on ETSI 19" rack or slimline rack: Type 2 (96 Fibre) | EA | 1 |  | INCLUDED |  | 0 | 0 | 0 | 0 |  | 18 | 0
88 | Service- Telecome eqpt | 170000551 | 998336 |  | 18 |  | VOIP telephone instrument with one common switch (min. 8 port) | EA | 1 |  | INCLUDED |  | 0 | 0 | 0 | 0 |  | 18 | 0
89 | Service- Telecome eqpt | 170004395 | 998336 |  | 18 |  | Fibre Optic Approach cabling: Including installation hardware like GI pipe, elbow, conduits, accessories etc.: 48 Fibre | KM | 1 |  | INCLUDED |  | 0 | 0 | 0 | 0 |  | 18 | 0
6: Re-tender-NIT-BOQ-Rangpo SS(ERBS-II) |  | 0 | 0 | 0 | 0 |  | 18 | -18
90 | GIS Portion-145kV, 31.5kA GIS EQUIPMENT | 100004753 | 998736 |  | 18 |  | 145kV, 1600, 31.5kA, for 1 sec SF6 GIS Bus bar Extension module as per Section-Project, Technical specification | SET | 2 |  | INCLUDED |  | 0 | 0 | 0 | 0 |  | 18 | 0
91 | GIS Portion-145kV, 31.5kA GIS EQUIPMENT | 100000525 | 998736 |  | 18 |  | 145kV, 1250 A, 31.5 kA, 3-Phase SF6 GIS Line feeder bay module for connecting Overhead line (Air/SF6) with GIS through gasinsulated interconnection bus etc. to complete feeder bay module | SET | 2 |  | INCLUDED |  | 0 | 0 | 0 | 0 |  | 18 | 0
92 | GIS Portion-145kV, 31.5kA GIS EQUIPMENT | 100002415 | 998736 |  | 18 |  | 145 Kv SF6 Gas Insulated Bus Duct (GIB)outside GIS hall including Bus Ductsupport structure and associatedaccessories for 1250A, 31.5kA, 1secthree phase | M | 200 |  | INCLUDED |  | 0 | 0 | 0 | 0 |  | 18 | 0
93 | GIS Portion-145kV, 31.5kA GIS EQUIPMENT | 100003241 | 998736 |  | 18 |  | 145kV, 1250A, 31.5kA SF6/Air Bushing for Connecting GIS to AIS alongwith support structure | SET | 6 |  | INCLUDED |  | 0 | 0 | 0 | 0 |  | 18 | 0
94 | GIS Portion-145kV, 31.5kA GIS EQUIPMENT | 100057761 | 998736 |  | 18 |  | 145KV, 1600A, 31.5KA, 3-PHASE GIS EXTENSION PIECE (INTERFACE) MODULE SUITABLE FOR EXTENDING EXISTING HYOSUNG MAKE GIS BUS BAR/DUCTAS PER TECHNICAL SPECIFICATION | EA | 2 |  | INCLUDED |  | 0 | 0 | 0 | 0 |  | 18 | 0
95 | 145kV, 31.5kA AIS EQUIPMENT | 100000587 | 998736 |  | 18 |  | 120kV Surge Arrester(1-phase) | EA | 6 |  | INCLUDED |  | 0 | 0 | 0 | 0 |  | 18 | 0
96 | 145kV, 31.5kA AIS EQUIPMENT | 100001908 | 998736 |  | 18 |  | 145kV ,1 phase Bus Post Insulators | EA | 12 |  | INCLUDED |  | 0 | 0 | 0 | 0 |  | 18 | 0
97 | 145kV, 31.5kA AIS EQUIPMENT | 100000559 | 998736 |  | 18 |  | 145 kV, 8800pf, 1-phase Capacitive Voltage Transformer | EA | 6 |  | INCLUDED |  | 0 | 0 | 0 | 0 |  | 18 | 0
98 | 145kV, 31.5kA AIS EQUIPMENT | 100015346 | 998734 |  | 18 |  | 132 kV, 800A, 0.5mH, 31.5kA Line Trap | EA | 2 |  | INCLUDED |  | 0 | 0 | 0 | 0 |  | 18 | 0
99 | Erection HW for 132 kV DM Type | 100002165 | 998731 |  | 18 |  | Erection Hardware for 132kV DM type layout for GIS termination arrangement-Line bay as per technical specification | SET | 2 |  | INCLUDED |  | 0 | 0 | 0 | 0 |  | 18 | 0
100 | CRP for 132 kV Bays with SAS | 100000746 | 998736 |  | 18 |  | 132kV Line Protection Panel (with Automation) | EA | 2 |  | INCLUDED |  | 0 | 0 | 0 | 0 |  | 18 | 0
101 | CRP for 132 kV Bays with SAS | 100016777 | 998736 |  | 18 |  | 132kV Circuit Breaker Relay Panel (with Automation) | EA | 2 |  | INCLUDED |  | 0 | 0 | 0 | 0 |  | 18 | 0
102 | CRP for 132 kV Bays with SAS | 100000750 | 998736 |  | 18 |  | Augmentation of existing 132kV bus bar protection scheme.(No. of bays as per specification)-(with Automation) | SET | 1 |  | INCLUDED |  | 0 | 0 | 0 | 0 |  | 18 | 0
103 | SAS | 100002071 | 998736 |  | 18 |  | Augmentation of Substation automation System for 132kV bay as per Technical Specification | EA | 1 |  | INCLUDED |  | 0 | 0 | 0 | 0 |  | 18 | 0
104 | PLCC 132kV Rangpo end | 100000886 | 998734 |  | 18 |  | Coupling device for PLCC | EA | 1 |  | INCLUDED |  | 0 | 0 | 0 | 0 |  | 18 | 0
105 | PLCC 132kV Rangpo end | 100000888 | 998734 |  | 18 |  | Carrier Equipment Analog type (for Speech+Data & Speech+Protection) | EA | 1 |  | INCLUDED |  | 0 | 0 | 0 | 0 |  | 18 | 0
106 | PLCC 132kV Rangpo end | 100000890 | 998734 |  | 18 |  | Protection Coupler (Analog) | EA | 1 |  | INCLUDED |  | 0 | 0 | 0 | 0 |  | 18 | 0
107 | PLCC 132kV Rangpo end | 100000891 | 998734 |  | 18 |  | Digital Protection Coupler | EA | 1 |  | INCLUDED |  | 0 | 0 | 0 | 0 |  | 18 | 0
108 | PLCC 132kV Rangpo end | 100003517 | 998734 |  | 18 |  | HF CABLE FOR PLCC-75 OHM (KM) | KM | 0.5 |  | INCLUDED |  | 0 | 0 | 0 | 0 |  | 18 | 0
109 | PLCC 132kV Rammam end | 100000886 | 998734 |  | 18 |  | Coupling device for PLCC | EA | 1 |  | INCLUDED |  | 0 | 0 | 0 | 0 |  | 18 | 0
110 | PLCC 132kV Rammam end | 100000888 | 998734 |  | 18 |  | Carrier Equipment Analog type (for Speech+Data & Speech+Protection) | EA | 1 |  | INCLUDED |  | 0 | 0 | 0 | 0 |  | 18 | 0
111 | PLCC 132kV Rammam end | 100000890 | 998734 |  | 18 |  | Protection Coupler (Analog) | EA | 1 |  | INCLUDED |  | 0 | 0 | 0 | 0 |  | 18 | 0
112 | PLCC 132kV Rammam end | 100000891 | 998734 |  | 18 |  | Digital Protection Coupler | EA | 1 |  | INCLUDED |  | 0 | 0 | 0 | 0 |  | 18 | 0
113 | PLCC 132kV Rammam end | 100003517 | 998734 |  | 18 |  | HF CABLE FOR PLCC-75 OHM (KM) | KM | 0.5 |  | INCLUDED |  | 0 | 0 | 0 | 0 |  | 18 | 0
114 | POWER & CONTROL CABLE | 100002181 | 998736 |  | 18 |  | 1.1kV grade Power Cables (PVCinsulated)along withlugs,glands,straight joints &accessories,etc. | LS | 1 |  | INCLUDED |  | 0 | 0 | 0 | 0
115 | POWER & CONTROL CABLE | 100002182 | 998736 |  | 18 |  | 1.1kV grade Control Cables (PVCinsulated) along withlugs,glands,straight joints &accessories,etc. | LS | 1 |  | INCLUDED |  | 0 | 0 | 0 | 0 |  | 18 | 0
116 | ILLUMINATION SYSTEM | 100001021 | 995461 |  | 18 |  | Lighting Panel type ACP-2 as per technical specification | EA | 2 |  | INCLUDED |  | 0 | 0 | 0 | 0 |  | 18 | 0
117 | ILLUMINATION SYSTEM | 100001052 | 998731 |  | 18 |  | 63A, 415V : Interlocked switch socket outdoor Receptacle (type RP) as per technical specifications | EA | 1 |  | INCLUDED |  | 0 | 0 | 0 | 0 |  | 18 | 0
118 | ILLUMINATION SYSTEM | 100004930 | 998731 |  | 18 |  | LED Flood Light Luminaries Type-FL-1 as per technical specification | EA | 5 |  | INCLUDED |  | 0 | 0 | 0 | 0 |  | 18 | 0
119 | ILLUMINATION SYSTEM | 100004926 | 998731 |  | 18 |  | Lighting Fixture LED Luminaires type FL2 as per tech. specifications | EA | 5 |  | INCLUDED |  | 0 | 0 | 0 | 0 |  | 18 | 0
120 | ILLUMINATION SYSTEM | 100008185 | 998736 |  | 18 |  | Indoor Lightning for GIS Building (As per Technical specification) including AHU & Relay Rooms as applicable | SET | 1 |  | INCLUDED |  | 0 | 0 | 0 | 0 |  | 18 | 0
121 | ILLUMINATION SYSTEM | 100001020 | 998731 |  | 18 |  | Lighting Panel (Indoor) type ACP-1 as per technical specification | EA | 2 |  | INCLUDED |  | 0 | 0 | 0 | 0 |  | 18 | 0
122 | GIS common eqpt | 100003603 | 998736 |  | 18 |  | EOT Crane Extension for GIS Building for 132kV GIS station | SET | 1 |  | INCLUDED |  | 0 | 0 | 0 | 0 |  | 18 | 0
123 | VMS | 100002500 | 998731 |  | 18 |  | Color IP camera, with PAN, TILT and ZOOM facilities, alongwith all required Items, Accessories, Line Interface units, Fiber patchcords, Power supply units, Junction Boxes, Cables, Fiber Optic Cables, etc., and including Integration in existing Hardware andSoftware for Augmentation of Visual Monitoring System as per technical specification. | SET | 1 |  | INCLUDED |  | 0 | 0 | 0 | 0 |  | 18 | 0
124 | Air conditioning | 100000960 | 995463 |  | 18 |  | High wall type split AC unit of 2 TR capacity | EA | 4 |  | INCLUDED |  | 0 | 0 | 0 | 0 |  | 18 | 0
125 | Civil Service | 100004518 | 995433 |  | 18 |  | Excavation in all kind of soil including rock for all leads and lifts, backfilling, disposal of surplus earth within a lead up to2Km as per technical specification. The surplus earth shall be roughly graded . | M3 | 1171 |  | INCLUDED |  | 0 | 0 | 0 | 0 |  | 18 | 0
126 | Civil Service | 100011662 | 995433 |  | 18 |  | Excavation in hard rock which require blasting (including chemical blasting and rock excavated using specialized tools) for allfoundation works including stacking, measuring, disposal etc.for all leads and lifts as per technical specification. | M3 | 200 |  | INCLUDED |  | 0 | 0 | 0 | 0 |  | 18 | 0
127 | Civil Service | 100001325 | 995454 |  | 18 |  | Providing and laying of Plain Cement Concrete (PCC) (1:4:8) | M3 | 73 |  | INCLUDED |  | 0 | 0 | 0 | 0 |  | 18 | 0
128 | Civil Service | 100001326 | 995454 |  | 18 |  | Providing and laying of Plain Cement Concrete (PCC) (1:2:4) | M3 | 27 |  | INCLUDED |  | 0 | 0 | 0 | 0 |  | 18 | 0
129 | Civil Service | 100001328 | 995454 |  | 18 |  | Providing and laying Plain Cement Concrete 1:5:10 (1 cement : 5 sand : 10 brick aggregate) | M3 | 60 |  | INCLUDED |  | 0 | 0 | 0 | 0 |  | 18 | 0
130 | Civil Service | 100001327 | 995454 |  | 18 |  | Providing and laying of Reinforced Cement Concrete M25 mix including pre cast, shuttering, Grouting of pockets & underpinning butexcluding steel reinforcement | M3 | 397 |  | INCLUDED |  | 0 | 0 | 0 | 0 |  | 18 | 0
131 | Civil Service | 100001329 | 995454 |  | 18 |  | Steel Reinforcement | MT | 32 |  | INCLUDED |  | 0 | 0 | 0 | 0 |  | 18 | 0
132 | Civil Service | 100001331 | 995455 |  | 18 |  | Misc. Structural steel including rails, embedments, edge protection angles, gratings etc. but excluding the reinforcement steel andsteel for lattice and pipe structures. | MT | 10 |  | INCLUDED |  | 0 | 0 | 0 | 0 |  | 18 | 0
133 | Civil Service | 100001714 | 995428 |  | 18 |  | Stone spreading in switchyard excluding PCC | M2 | 800 |  | INCLUDED |  | 0 | 0 | 0 | 0 |  | 18 | 0
134 | Civil Service | 100001713 | 995424 |  | 18 |  | Antiweed treatment | M2 | 800 |  | INCLUDED |  | 0 | 0 | 0 | 0 |  | 18 | 0
135 | Civil Service | 100001379 | 995421 |  | 18 |  | 3.75m wide Concrete road (including all crossings) as per drawing except reinforcement & concrete in Switchyard | M2 | 75 |  | INCLUDED |  | 0 | 0 | 0 | 0 |  | 18 | 0
136 | Civil Service | 170002351 | 995421 |  | 18 |  | DISMANTLING OF EXISTING -CONCRETE ROAD . | M2 | 75 |  | INCLUDED |  | 0 | 0 | 0 | 0 |  | 18 | 0
137 | Civil Service | 100003972 | 995416 |  | 18 |  | EXTENSION OF 132 KV GIS HALL BUILDING (RCC) EXCLUDING EXCAVATION,PCC,RCC AND REINFORCEMENT BUT INCLUDING FINISHING (INTERNAL &EXTERNAL) & ALL CIVIL WORKS INCLUDING INTERNAL FOUNATIONS AND CABLE TRENCH ETC. COMPLETE IN ALL RESPECT AS PER SPECIFICATION | M2 | 60 |  | INCLUDED |  | 0 | 0 | 0 | 0 |  | 18 | 0
138 | Civil Service | 100001694 | 995416 |  | 18 |  | 132 kV Panel Room - Civil Works. All civil works as per drawing and specifications complete, including - brickwork, finishing(external and internal), windows etc.However excavation, PCC, RCC and reinforcement shall be paid separately as per BPS. | M2 | 25 |  | INCLUDED |  | 0 | 0 | 0 | 0 |  | 18 | 0
139 | Civil Service | 100001391 | 995477 |  | 18 |  | New chain Link Fencing excluding concrete | M | 100 |  | INCLUDED |  | 0 | 0 | 0 | 0 |  | 18 | 0
140 | Civil Service | 100001542 | 995429 |  | 18 |  | Dismantling & Re-erection of Existing fence | M | 100 |  | INCLUDED |  | 0 | 0 | 0 | 0 |  | 18 | 0
141 | Civil Service | 100001735 | 995462 |  | 18 |  | RCC culverts and cable trench crossings including supplying and laying hume pipe 250mm dia of grade (NP-3) excluding concrete as perspecification. | M | 10 |  | INCLUDED |  | 0 | 0 | 0 | 0 |  | 18 | 0
142 | Civil Service | 100001736 | 995462 |  | 18 |  | RCC culverts and cable trench crossings including supplying and laying hume pipe 300mm dia of grade (NP-3) excluding concrete as perspecification. | M | 20 |  | INCLUDED |  | 0 | 0 | 0 | 0 |  | 18 | 0
143 | Civil Service | 100001737 | 995462 |  | 18 |  | RCC culverts and cable trench crossings including supplying and laying hume pipe 450mm dia of grade (NP-3) excluding concrete as perspecification. | M | 10 |  | INCLUDED |  | 0 | 0 | 0 | 0 |  | 18 | 0
144 | Civil Service | 100001412 | 995462 |  | 18 |  | Drain including culverts but excluding concrete & reinforcement steel-Section A-A | M | 10 |  | INCLUDED |  | 0 | 0 | 0 | 0 |  | 18 | 0
145 | Civil Service | 100001413 | 995462 |  | 18 |  | Drain including culverts but excluding concrete & reinforcement steel-Section B-B | M | 10 |  | INCLUDED |  | 0 | 0 | 0 | 0 |  | 18 | 0
146 | Civil Service | 100001414 | 995462 |  | 18 |  | Drain including culverts but excluding concrete & reinforcement steel-Section C-C | M | 10 |  | INCLUDED |  | 0 | 0 | 0 | 0 |  | 18 | 0
147 | Civil Service | 100001415 | 995462 |  | 18 |  | Drain including culverts but excluding concrete & reinforcement steel-Section D-D | M | 10 |  | INCLUDED |  | 0 | 0 | 0 | 0 |  | 18 | 0
148 | Civil Service | 100001392 | 995455 |  | 18 |  | Switchyard Gate excluding Concrete | EA | 1 |  | INCLUDED |  | 0 | 0 | 0 | 0 |  | 18 | 0
149 | Civil Service | 100002911 | 995432 |  | 18 |  | Earthwork in excavation & filling in all types of soil and soft/disintegrated rock in open areas/nallas/channels, to the requiredslopes, shapes, levels, elevations and profile, including trimming of bottom and slopes of excavation, bailing out rain(dewatering), pumping, removal of slush, preparing embankments/marginal banks, loosening, dressing, spreading material in layers notexceeding 200mm, as per direction of Engineer-in-Charge, water flooding, compacting to achieve 95% consolidation at optimum moisturecontent, finishing etc. all complete, for all leads and lifts within leveling boundary, including disposal of surplus earth andstacking of unsuitable material within a lead of 2.0 Km beyond substation boundary, with all labour, material, tools, tackles andequipment, safeguards and incidentals, Royalty,taxes etc. as necessary, as per drawings, specification and directions of theEngineer-in-Charge. Clearing of jungle is included in this item. (Only excavation/cutting will be measured for payment purpose.) | M3 | 50 |  | INCLUDED |  | 0 | 0 | 0 | 0 |  | 18 | 0
150 | Non Standard Structures(Civil Works) | 100001210 | 995455 |  | 18 |  | Erection of Lattice Structures (MS Steel), to be designed during detailed engineering, for towers, beams and equipment supportstructure including pack plates / packwashers and gusset plates excluding fasteners and foundation bolts | MT | 20 |  | INCLUDED |  | 0 | 0 | 0 | 0 |  | 18 | 0
151 | Non Standard Structures(Civil Works) | 100001680 | 995455 |  | 18 |  | Erection of fasteners ( nuts, bolts and washers ) including step bolts for lattice and pipe structures to be designed duringdetailed engineering | MT | 2 |  | INCLUDED |  | 0 | 0 | 0 | 0 |  | 18 | 0
152 | Non Standard Structures(Civil Works) | 100001681 | 995455 |  | 18 |  | Erection of foundation bolts including nuts, checknut and washers for lattice and pipe structures to be designed during detailedengineering | MT | 3 |  | INCLUDED |  | 0 | 0 | 0 | 0 |  | 18 | 0
153 | LT Switchgear | 100000896 | 998736 |  | 18 |  | 415V ACDB (Extn.) | SET | 1 |  | INCLUDED |  | 0 | 0 | 0 | 0 |  | 18 | 0
154 | Telecom Eqpt Service | 100002812 | 998734 |  | 18 |  | SDH Equipment (STM-16 MADM upto 5 MSP protected directions)-Base Equipment (Common cards, Cross Connect/control cards, optical basecards, power supply cards, power cabling, other hardware and accessories including sub racks, patch cord, DDF etc fully equipedexcluding optical interface & Tributary cards | EA | 1 |  | INCLUDED |  | 0 | 0 | 0 | 0 |  | 18 | 0
155 | Telecom Eqpt Service | 170000433 | 998734 |  | 18 |  | Optical Interface Cards/SFP# -S16.1 for SDH Equipment-STM-16 | EA | 4 |  | INCLUDED |  | 0 | 0 | 0 | 0 |  | 18 | 0
156 | Telecom Eqpt Service | 100002825 | 998734 |  | 18 |  | Tributary interface- E1 interface (Minimum 16 nos.) | SET | 2 |  | INCLUDED |  | 0 | 0 | 0 | 0 |  | 18 | 0
157 | Telecom Eqpt Service | 170000550 | 998336 |  | 18 |  | Ethernet Interface 10/100 Base T with Layer-2 switching (Min 8 Interfaces per card) | EA | 2 |  | INCLUDED |  | 0 | 0 | 0 | 0 |  | 18 | 0
158 | Telecom Eqpt Service | 100002829 | 998734 |  | 18 |  | Tributary interface-Gigabit Ethernet Interfaces 10/100 Mbps with Layer -2 Switching (minimum 2 nos.) | SET | 1 |  | INCLUDED |  | 0 | 0 | 0 | 0 |  | 18 | 0
159 | Telecom Eqpt Service | 170000375 | 998734 |  | 18 |  | Equipment Cabinets-For SDH Equipments | EA | 1 |  | INCLUDED |  | 0 | 0 | 0 | 0 |  | 18 | 0
160 | Telecom Eqpt Service | 170000551 | 998336 |  | 18 |  | VOIP telephone instrument with one common switch (min. 8 port) | EA | 2 |  | INCLUDED |  | 0 | 0 | 0 | 0 |  | 18 | 0
161 | Telecom Eqpt Service | 170000356 | 998336 |  | 18 |  | Fibre Optic Distribution Panel (FODP): Indoor Type: FC Coupling and mounted on ETSI 19" rack or slimline rack: Type 2 (96 Fibre) | EA | 1 |  | INCLUDED |  | 0 | 0 | 0 | 0 |  | 18 | 0
162 | Telecom Eqpt Service | 170004395 | 998336 |  | 18 |  | Fibre Optic Approach cabling: Including installation hardware like GI pipe, elbow, conduits, accessories etc.: 48 Fibre | KM | 1 |  | INCLUDED |  | 0 | 0 | 0 | 0 |  | 18 | 0
163 | Fire Protection System | 100002061 | 995461 |  | 18 |  | Fire Detection and Alarm System for 132kV GIS Hall | SET | 1 |  | INCLUDED |  | 0 | 0 | 0 | 0 |  | 18 | 0
164 | Fire Protection System | 100004863 | 998736 |  | 18 |  | HYDRANT SYSTEM, COMPLETE PIPING ANDACCESSORIES ETC. OUTSIDE THE PUMP HOUSEFOR 132KV SS | SET | 1 |  | INCLUDED |  | 0 | 0 | 0 | 0 |  | 18 | 0
165 | PMU & associated item Ranpo | 170000502 | 998713 |  | 18 |  | Service:- Phasor Measurement Unit (PMU) | EA | 1 |  | INCLUDED |  | 0 | 0 | 0 | 0 |  | 18 | 0
166 | PMU & associated item Ranpo | 170000530 | 998734 |  | 18 |  | WAMS TIME SYSTEM(GPS RECEIVER) | EA | 1 |  | INCLUDED |  | 0 | 0 | 0 | 0 |  | 18 | 0
167 | PMU & associated item Ranpo | 170004701 | 998734 |  | 18 |  | SUBSTATION GRADE Layer 2 LAN SWITCH | EA | 1 |  | INCLUDED |  | 0 | 0 | 0 | 0 |  | 18 | 0
168 | PMU & associated item Ranpo | 170004700 | 998734 |  | 18 |  | SUBSTATION GRADE Layer 3 LAN SWITCH | EA | 1 |  | INCLUDED |  | 0 | 0 | 0 | 0 |  | 18 | 0
169 | PMU & associated item Ranpo | 170000504 | 998713 |  | 18 |  | Services:- Armored Fibre Optic Cable and associated termination equipment | LOT | 1 |  | INCLUDED |  | 0 | 0 | 0 | 0 |  | 18 | 0
170 | PMU & associated item Ranpo | 170003449 | 998316 |  | 18 |  | SUPPLY, INSTALLATION, TESTING AND COMMISSIONING OF LIU-FO PATCH PANEL-12 PORT | EA | 2 |  | INCLUDED |  | 0 | 0 | 0 | 0 |  | 18 | 0
171 | PMU & associated item Ranpo | 170000501 | 998734 |  | 18 |  | Integration of PMU with the PDC (Phasor Data Concentrator) of RLDCs and respective SLDCs as required. | LOT | 1 |  | INCLUDED |  | 0 | 0 | 0 | 0 |  | 18 | 0
6: RETENDER MISA SS NERES-XXVIII |  | 0 | 0 | 0 | 0 |  | 18 | -18
172 | GIS PORTION SERVICE 420KV GIS EQPT | 100001840 | 998736 |  | 18 |  | 420kV, 3150 A, 63 kA, SF6 GIS Bus Reactor bay module as per Section-Project, Technical specification | SET | 1 |  | INCLUDED |  | 0 | 0 | 0 | 0 |  | 18 | 0
173 | GIS PORTION SERVICE 420KV GIS EQPT | 100002392 | 998736 |  | 18 |  | 420kV, SF6 to Air Bushing alongwithassociated support structure for 3150A,63 kA for 1 sec. Single Phase | EA | 3 |  | INCLUDED |  | 0 | 0 | 0 | 0 |  | 18 | 0
174 | GIS PORTION SERVICE 420KV GIS EQPT | 100002140 | 998736 |  | 18 |  | 420kV, 3000A/3150, 63kA, Single phase, SF6 Gas Insulated Bus Duct (GIB) outsideGIS Hall along with associated support structure | M | 450 |  | INCLUDED |  | 0 | 0 | 0 | 0 |  | 18 | 0
175 | GIS PORTION SERVICE 420KV GIS EQPT | 100003557 | 998736 |  | 18 |  | Extension of 420kV , 4000 A, 63 kA3 -phase SF6 GIS bus bar | SET | 2 |  | INCLUDED |  | 0 | 0 | 0 | 0 |  | 18 | 0
176 | GIS PORTION SERVICE 420KV GIS EQPT | 100000268 | 998736 |  | 18 |  | Controlled Switching Device for 420 kV, 3-ph Circuit Breaker | EA | 2 |  | INCLUDED |  | 0 | 0 | 0 | 0 |  | 18 | 0
177 | GIS PORTION SERVICE 420KV GIS EQPT | 100002132 | 998736 |  | 18 |  | 420kV, 3150 A, 63 kA, SF6 GIS Tie bay module(without PIR) as per Section-Project, Technical specification | SET | 1 |  | INCLUDED |  | 0 | 0 | 0 | 0 |  | 18 | 0
178 | GIS PORTION SERVICE 420KV GIS EQPT | 100057113 | 998736 |  | 18 |  | 420kV,4000A, 63kA, 3-Phase GIS Extension Piece (Interface) module suitable for extending existing HITACHI make GIS Bus Bar/Duct asper Technical Specification | SET | 2 |  | INCLUDED |  | 0 | 0 | 0 | 0 |  | 18 | 0
179 | SERVICE 420KV AIS EQUIPMENTS | 100000328 | 998736 |  | 18 |  | 336kV Surge Arrester (1-phase) | EA | 3 |  | INCLUDED |  | 0 | 0 | 0 | 0 |  | 18 | 0
180 | SERVICE 420KV AIS EQUIPMENTS | 100000340 | 998736 |  | 18 |  | 420 kV Bus Post Insulator (Except for wave traps) | EA | 6 |  | INCLUDED |  | 0 | 0 | 0 | 0 |  | 18 | 0
181 | SERVICE RELAY & PROTECTION PANEL | 100016779 | 998736 |  | 18 |  | 400kV Circuit Breaker Relay Panel (with Automation) | EA | 2 |  | INCLUDED |  | 0 | 0 | 0 | 0 |  | 18 | 0
182 | SERVICE RELAY & PROTECTION PANEL | 100000735 | 998736 |  | 18 |  | Augmentation of existing 400kV bus bar protection scheme.(No. of bays as per specification)-(with Automation) | SET | 1 |  | INCLUDED |  | 0 | 0 | 0 | 0 |  | 18 | 0
183 | SERVICE RELAY & PROTECTION PANEL | 100000732 | 998736 |  | 18 |  | 400kV Reactor Protection Panel (with Automation) | EA | 1 |  | INCLUDED |  | 0 | 0 | 0 | 0 |  | 18 | 0
184 | SERVICE SAS AUGMENTATION | 100002069 | 998736 |  | 18 |  | Augmentation of Substation automation System for 400kV Main bay as per Technical Specification | EA | 1 |  | INCLUDED |  | 0 | 0 | 0 | 0 |  | 18 | 0
185 | SERVICE SAS AUGMENTATION | 100002075 | 998736 |  | 18 |  | Augmentation of Substation automation System for 400kV Tie bay as per Technical Specification | EA | 1 |  | INCLUDED |  | 0 | 0 | 0 | 0 |  | 18 | 0
186 | SERVICE 420KV ERECTION HARWARE | 100002163 | 998731 |  | 18 |  | Erection Hardware for 400kV DM type layout for GIS termination arrangement-Bus Reactor bay as per technical specification | SET | 1 |  | INCLUDED |  | 0 | 0 | 0 | 0 |  | 18 | 0
187 | SERVICE VENTILATION SYSTEM | 100001878 | 995463 |  | 18 |  | Ventillation system for 400kV GIS Hall Ext | SET | 1 |  | INCLUDED |  | 0 | 0 | 0 | 0 |  | 18 | 0
188 | SERVICE POWER & CONTRL CABLE | 100002181 | 998736 |  | 18 |  | 1.1kV grade Power Cables (PVCinsulated)along withlugs,glands,straight joints &accessories,etc. | LS | 1 |  | INCLUDED |  | 0 | 0 | 0 | 0 |  | 18 | 0
189 | SERVICE POWER & CONTRL CABLE | 100002182 | 998736 |  | 18 |  | 1.1kV grade Control Cables (PVCinsulated) along withlugs,glands,straight joints &accessories,etc. | LS | 1 |  | INCLUDED |  | 0 | 0 | 0 | 0 |  | 18 | 0
190 | SERVICE POWER & CONTRL CABLE | 100002180 | 998736 |  | 18 |  | 1.1kV grade Power Cables (XLPEinsulated) along withlugs,glands,straight joints &accessories,etc. | LS | 1 |  | INCLUDED |  | 0 | 0 | 0 | 0 |  | 18 | 0
191 | SERVICE ILLUMINATION INDOOR | 100008185 | 998736 |  | 18 |  | Indoor Lightning for GIS Building (As per Technical specification) including AHU & Relay Rooms as applicable | SET | 1 |  | INCLUDED |  | 0 | 0 | 0 | 0 |  | 18 | 0
192 | SERVICE ILLUMINATION OUTDOOR | 100001021 | 995461 |  | 18 |  | Lighting Panel type ACP-2 as per technical specification | EA | 1 |  | INCLUDED |  | 0 | 0 | 0 | 0 |  | 18 | 0
193 | SERVICE ILLUMINATION OUTDOOR | 100004926 | 998731 |  | 18 |  | Lighting Fixture LED Luminaires type FL2 as per tech. specifications | EA | 10 |  | INCLUDED |  | 0 | 0 | 0 | 0 |  | 18 | 0
194 | SERVICE ILLUMINATION OUTDOOR | 100004852 | 998731 |  | 18 |  | Lighting Fixture LED Luminaires type FL-1 as per tech. specifications | EA | 10 |  | INCLUDED |  | 0 | 0 | 0 | 0 |  | 18 | 0
195 | SERVICE ILLUMINATION OUTDOOR | 100001052 | 998731 |  | 18 |  | 63A, 415V : Interlocked switch socket outdoor Receptacle (type RP) as per technical specifications | EA | 1 |  | INCLUDED |  | 0 | 0 | 0 | 0 |  | 18 | 0
196 | SERVICE ILLUMINATION OUTDOOR | 100001885 | 998739 |  | 18 |  | Outdoor Power Receptacle for oilfiltration unit (250A) | EA | 1 |  | INCLUDED |  | 0 | 0 | 0 | 0 |  | 18 | 0
197 | SERVICE ILLUMINATION OUTDOOR | 100004937 | 998731 |  | 18 |  | Fire Wall Mounted LED Luminarie Type FL-2 (250W) | EA | 4 | [8 empty] | 18 | 0
198 | SERVICE LT SWGR EXTENSION | 100000896 | 998736 |  | 18 |  | 415V ACDB (Extn.) | SET | 1 |  | INCLUDED |  | 0 | 0 | 0 | 0 |  | 18 | 0
199 | SERVICE LT SWGR EXTENSION | 100000903 | 998736 |  | 18 |  | 220V DCDB (Extn.) | SET | 1 |  | INCLUDED |  | 0 | 0 | 0 | 0 |  | 18 | 0
200 | SERVICE LT SWGR EXTENSION | 100000898 | 998736 |  | 18 |  | 415V MLDB (Extn.) | SET | 1 |  | INCLUDED |  | 0 | 0 | 0 | 0 |  | 18 | 0
201 | SERVICE FIRE PROTECTION | 100002059 | 995461 |  | 18 |  | Fire Detection and Alarm System for 400kV GIS Hall | SET | 1 |  | INCLUDED |  | 0 | 0 | 0 | 0 |  | 18 | 0
202 | SERVICE FIRE PROTECTION | 100016787 | 998736 |  | 18 |  | HVW spray system, Hydrant system and complete U/G & O/G piping and accessories etc. out side the pump house for 420kV 3 phase BUSReactor | SET | 1 |  | INCLUDED |  | 0 | 0 | 0 | 0 |  | 18 | 0
203 | SERVICE FIRE PROTECTION | 100000975 | 995461 |  | 18 |  | 4.5 kg CO2 type Portable Fire extinguisher | EA | 2 |  | INCLUDED |  | 0 | 0 | 0 | 0 |  | 18 | 0
204 | SERVICE FIRE PROTECTION | 100000976 | 998736 |  | 18 |  | 6Kg dry chemical powered type Portable Fire extinguisher | EA | 2 |  | INCLUDED |  | 0 | 0 | 0 | 0 |  | 18 | 0
205 | SERVICE FIRE PROTECTION | 100001868 | 998736 |  | 18 |  | Hydrant system, complete U/G piping and accessories etc. outside the Pump House for Fire Protection of 400/220kV (Ext) Substation | SET | 1 |  | INCLUDED |  | 0 | 0 | 0 | 0 |  | 18 | 0
206 | SERVICE EARTHMAT | 100003103 | 998731 |  | 18 |  | 40 mm MS rod for Main Earthmat | KM | 1 |  | INCLUDED |  | 0 | 0 | 0 | 0 |  | 18 | 0
207 | civil works | 100004518 | 995433 |  | 18 |  | Excavation in all kind of soil including rock for all leads and lifts, backfilling, disposal of surplus earth within a lead up to2Km as per technical specification. The surplus earth shall be roughly graded . | M3 | 2455 |  | INCLUDED |  | 0 | 0 | 0 | 0 |  | 18 | 0
208 | civil works | 100011662 | 995433 |  | 18 |  | Excavation in hard rock which require blasting (including chemical blasting and rock excavated using specialized tools) for allfoundation works including stacking, measuring, disposal etc.for all leads and lifts as per technical specification. | M3 | 245 |  | INCLUDED |  | 0 | 0 | 0 | 0 |  | 18 | 0
209 | civil works | 100001325 | 995454 |  | 18 |  | Providing and laying of Plain Cement Concrete (PCC) (1:4:8) | M3 | 115 |  | INCLUDED |  | 0 | 0 | 0 | 0 |  | 18 | 0
210 | civil works | 100001327 | 995454 |  | 18 |  | Providing and laying of Reinforced Cement Concrete M25 mix including pre cast, shuttering, Grouting of pockets & underpinning butexcluding steel reinforcement | M3 | 1025 |  | INCLUDED |  | 0 | 0 | 0 | 0 |  | 18 | 0
211 | civil works | 100001328 | 995454 |  | 18 |  | Providing and laying Plain Cement Concrete 1:5:10 (1 cement : 5 sand : 10 brick aggregate) | M3 | 450 |  | INCLUDED |  | 0 | 0 | 0 | 0 |  | 18 | 0
212 | civil works | 100001329 | 995454 |  | 18 |  | Steel Reinforcement | MT | 87 |  | INCLUDED |  | 0 | 0 | 0 | 0 |  | 18 | 0
213 | civil works | 100001330 | 995428 |  | 18 |  | Stone filling (40 mm size) for transformer/Reactor foundation | M3 | 20 |  | INCLUDED |  | 0 | 0 | 0 | 0 |  | 18 | 0
214 | civil works | 100001331 | 995455 |  | 18 |  | Misc. Structural steel including rails, embedments, edge protection angles, gratings etc. but excluding the reinforcement steel andsteel for lattice and pipe structures. | MT | 12 |  | INCLUDED |  | 0 | 0 | 0 | 0 |  | 18 | 0
215 | civil works | 100001714 | 995428 |  | 18 |  | Stone spreading in switchyard excluding PCC | M2 | 3000 |  | INCLUDED |  | 0 | 0 | 0 | 0 |  | 18 | 0
216 | civil works | 100001713 | 995424 |  | 18 |  | Antiweed treatment | M2 | 6000 |  | INCLUDED |  | 0 | 0 | 0 | 0 |  | 18 | 0
217 | civil works | 100003114 | 995454 |  | 18 |  | External finishing / painting of fire wall (water proofing cement paint) (DSR 13.44.1) | M2 | 222 |  | INCLUDED |  | 0 | 0 | 0 | 0 |  | 18 | 0
218 | civil works | 100004507 | 995421 |  | 18 |  | 3.75m wide Cement Concrete road with PCC shoulder including 100 mm dia RCC Hume Pipe @ 100 metre interval as per drawing and TS.However, reinforcement steel and all type concrete shall be paid separately under relevant items | M2 | 188 |  | INCLUDED |  | 0 | 0 | 0 | 0 |  | 18 | 0
219 | civil works | 100001458 | 995421 |  | 18 |  | Construction of rail cum road as per drawing including all item such as excavation,compactions, rolling watering, WBM etc. butexcluding concrete reinforcement and structural steel-Section having two rails for Reactor. | M2 | 58 |  | INCLUDED |  | 0 | 0 | 0 | 0 |  | 18 | 0
220 | civil works | 100007701 | 995462 |  | 18 |  | Supplying and erecting dewatering pumps- 2 HP | EA | 1 |  | INCLUDED |  | 0 | 0 | 0 | 0 |  | 18 | 0
221 | civil works | 100015791 | 995454 |  | 18 |  | All civil works for Drains construction of Section A-A including crossings if any as per technical specification and tender drawingscomplete in all respect with all labour and materials. | M | 50 |  | INCLUDED |  | 0 | 0 | 0 | 0 |  | 18 | 0
222 | civil works | 100015792 | 995454 |  | 18 |  | All civil works for Drains construction of Section B-B including crossings if any as per technical specification and tender drawingscomplete in all respect with all labour and materials. | M | 50 |  | INCLUDED |  | 0 | 0 | 0 | 0 |  | 18 | 0
223 | civil works | 100001480 | 995454 |  | 18 |  | Cable Trench including all types of crossings, all metallic works and sump pit including concrte and reinforcement steel Section 4-4 | M | 50 |  | INCLUDED |  | 0 | 0 | 0 | 0 |  | 18 | 0
224 | civil works | 100001479 | 995454 |  | 18 |  | Cable Trench including all types of crossings, all metallic works and sump pit including concrte and reinforcement steel Section 3-3 | M | 350 |  | INCLUDED |  | 0 | 0 | 0 | 0 |  | 18 | 0
225 | civil works | 100001712 | 995428 |  | 18 |  | Removing,cleaning and washing of existing stones and respreading of stones in switchyard excluding PCC | M2 | 3000 |  | INCLUDED |  | 0 | 0 | 0 | 0 |  | 18 | 0
226 | civil works | 100001721 | 995428 |  | 18 |  | Supplying, filling and compacting stone boulders mixed with sand under foundations, roads, cable trenches, drains etc in layers notexceeding 250mm thickness including ramming, watering compacting | M3 | 462 |  | INCLUDED |  | 0 | 0 | 0 | 0 |  | 18 | 0
227 | civil works | 100001743 | 995414 |  | 18 |  | PEB - 400 kV GIS - Civil Works. All civil works as per drawing and specifications complete, including - brickwork, finishing(external and internal), windows etc. However, excavation, PCC, RCC and reinforcement shall be paid separately as per BPS. | M2 | 160 |  | INCLUDED |  | 0 | 0 | 0 | 0 |  | 18 | 0
228 | civil works | 100004427 | 995416 |  | 18 |  | 400 kV PEB AHU Room for GIS Hall - Civil Works All civil works complete as per TS, including - brickwork, finishing (external andinternal), windows etc. However, excavation, concrete (all types) and reinforcement steel shall be measured and paid separately asper respective item of BPS. | M2 | 25 |  | INCLUDED |  | 0 | 0 | 0 | 0 |  | 18 | 0
229 | civil works | 170002803 | 995473 |  | 18 |  | Providing and fixing 100mm UPVC pipes conforming to IS : 15328, for weep holes | M | 65 |  | INCLUDED |  | 0 | 0 | 0 | 0 |  | 18 | 0
230 | civil works | 100039866 | 995432 |  | 18 |  | Soil Investigation for 02 borehole locations: As per technical specification including all laboratory and field tests, report andrecommendations. | LOT | 1 |  | INCLUDED |  | 0 | 0 | 0 | 0 |  | 18 | 0
231 | civil works | 100003295 | 995429 |  | 18 |  | Dismantling of RCC in foundation including disposal of debris and reinforcement bars of dismantled RCC works within substationboundaries as per direction of enginner incahrge | M3 | 15 |  | INCLUDED |  | 0 | 0 | 0 | 0 |  | 18 | 0
232 | civil works | 100001392 | 995455 |  | 18 |  | Switchyard Gate excluding Concrete | EA | 1 |  | INCLUDED |  | 0 | 0 | 0 | 0 |  | 18 | 0
233 | civil works | 100001391 | 995477 |  | 18 |  | New chain Link Fencing excluding concrete | M | 85 |  | INCLUDED |  | 0 | 0 | 0 | 0 |  | 18 | 0
234 | civil works | 100001326 | 995454 |  | 18 |  | Providing and laying of Plain Cement Concrete (PCC) (1:2:4) | M3 | 5 |  | INCLUDED |  | 0 | 0 | 0 | 0 |  | 18 | 0
235 | civil works | 100002911 | 995432 |  | 18 |  | Earthwork in excavation & filling in all types of soil and soft/disintegrated rock in open areas/nallas/channels, to the requiredslopes, shapes, levels, elevations and profile, including trimming of bottom and slopes of excavation, bailing out rain(dewatering), pumping, removal of slush, preparing embankments/marginal banks, loosening, dressing, spreading material in layers notexceeding 200mm, as per direction of Engineer-in-Charge, water flooding, compacting to achieve 95% consolidation at optimum moisturecontent, finishing etc. all complete, for all leads and lifts within leveling boundary, including disposal of surplus earth andstacking of unsuitable material within a lead of 2.0 Km beyond substation boundary, with all labour, material, tools, tackles andequipment, safeguards and incidentals, Royalty,taxes etc. as necessary, as per drawings, specification and directions of theEngineer-in-Charge. Clearing of jungle is included in this item. (Only excavation/cutting will be measured for payment purpose.) | M3 | 2000 |  | INCLUDED |  | 0 | 0 | 0 | 0 |  | 18 | 0
236 | civil works | 100002583 | 995432 |  | 18 |  | Supply of earth (excluding rock & boulders) at site including royalty, carriage and filling in specified areas in layers notexceeding 200mm in depth, compacting under optimum moisture condition to achieve 95% of Proctor density, finishing etc. allcomplete, for all leads & lifts, with all labour, material, tools, tackles, equipments, safeguards & incidentals as necessary as perdrawings, specification and direction of the Engineer- in- Charge. | M3 | 2000 |  | INCLUDED |  | 0 | 0 | 0 | 0 |  | 18 | 0
237 | Erection of foundation bolt | 100001675 | 995455 |  | 18 |  | Erection of 32mm dia foundation bolts including nuts, checknuts, washers and packplates | EA | 36 |  | INCLUDED |  | 0 | 0 | 0 | 0 |  | 18 | 0
238 | Erection of structure | 100001216 | 995455 |  | 18 |  | Erection of Pipe Structure - 400 kV 1-Phase SA including nuts, bolts, all type of washers, packplates, step bolts and gusset platesexcluding foundation bolts | EA | 3 |  | INCLUDED |  | 0 | 0 | 0 | 0 |  | 18 | 0
239 | Erection of structure | 100001217 | 995455 |  | 18 |  | Erection of Pipe Structure - 400 kV, 1-Phase, BPI, (Excluding Wave Trap), including nuts, bolts, all type of washers,packplates, step bolts and gusset plates excluding foundation bolts | EA | 6 |  | INCLUDED |  | 0 | 0 | 0 | 0 |  | 18 | 0
240 | Erection of structure | 100001241 | 995455 |  | 18 |  | Erection of Equipment Support (Pipe) Structures to be designed during detailed engineering. | MT | 5 |  | INCLUDED |  | 0 | 0 | 0 | 0 |  | 18 | 0
241 | Erection of structure | 100001681 | 995455 |  | 18 |  | Erection of foundation bolts including nuts, checknut and washers for lattice and pipe structures to be designed during detailedengineering | MT | 1 |  | INCLUDED |  | 0 | 0 | 0 | 0 |  | 18 | 0
[17 empty] | 0 | 18 | -18
16=14*15: 0 | 0 | 0 | 0 | 0 | 0 | 0 |  | 0
0
Printed Name
Designation
0

## Sch-4
Spec No:CC/NT/W-GIS/DOM/A04/25/12409 | [14 empty] | Schedule - 4
400kV GIS Substation Package SS-135 (Re-tender) for (a) Extension of 400kV Pandiabili GIS Substation under ERBS-I. (b) Extension of Rangpo 132kV GIS Substation under ERBS-II (c) Bay Extension of Misa GIS S/s under NERES XXVIII
(SCHEDULE OF RATES AND PRICES )
BIDDER:
JOINT VENTURE OF & | [12 empty] | To:
Bidder’s Name and Address (Sole Bidder) : | [12 empty] | Contract Services
Name : | [12 empty] | Power Grid Corporation of India Ltd.,
Address : | [12 empty] | "Saudamini", Plot No.-2
Sector-29,
Gurugram (Haryana) - 122001
Training Charges :
SI. No. | PR No | Line Item No | Activity Header | PR Activity No | Activity Description | Service Code | SAC (Service Accounting Codes) | Whether SAC in column ‘…’ is confirmed. If not indicate applicable the SAC # | Rate of GST applicable ( in %) | Whether rate of GST in column ‘---’ is confirmed. If not indicate applicable rate of GST # | Description | Unit | Quantity | Unit Charges | Total Charges
1 | 2 | 3 | 4 | 5 | 6 | 7 | 8 | 9 | 10 | 11 | 12 | 13 | 14 | 15 | 16=14*15
NOT APPLICABLE
| Date | #REF!
| Place | #REF! | [8 empty] | Printed Name
Designation

## Sch-5
Spec No:CC/NT/W-GIS/DOM/A04/25/12409 |  |  |  | Schedule - 5
400kV GIS Substation Package SS-135 (Re-tender) for (a) Extension of 400kV Pandiabili GIS Substation under ERBS-I. (b) Extension of Rangpo 132kV GIS Substation under ERBS-II (c) Bay Extension of Misa GIS S/s under NERES XXVIII
(SUMMARY OF TAXES & DUTIES not included in Schedule 1 & 3)
BIDDER:
JOINT VENTURE OF & |  |  | To:
Bidder’s Name and Address (Sole Bidder) : |  |  | Contract Services
Name : |  |  | Power Grid Corporation of India Ltd.,
Address : |  |  | "Saudamini", Plot No.-2
Sector-29,
Gurgaon (Haryana) - 122001
Sl. No. | Item Nos. |  | Total Price (INR) |  | After Discount |  | After MPDiscount
1 | TOTAL GST on Goods |  | 0 |  | Excise Duty | #REF! | Excise Duty | #REF!
Total GST for Supply of Goods (inter-alia including Type Test Charges) between the Contractor and the Employer (identified in Schedule 1') which are not included in the Ex-works price as per the provision of the Bidding Documents, as applicable.
2 | TOTAL GST on Services |  | 0 |  | Sales Tax | 0 | Sales Tax | 0
| Total GST on Installation Services (indentified in Schedule-3) and Training to be imparted in India (identified in Schedule-4) which are not included in the Installation and Training charges as per the provision of the Bidding Documents, as applicable |  |  |  | #REF! | 0 | #REF! | 0
| GRAND TOTAL [1+2] |  | 0
Date : |  | Printed Name :
Place : |  | Designation :
Click for Sch-6

## Sch-5 after discount (hidden)
Spec No:CC/NT/W-GIS/DOM/A04/25/12409 |  |  |  | Schedule - 5
400kV GIS Substation Package SS-135 (Re-tender) for (a) Extension of 400kV Pandiabili GIS Substation under ERBS-I. (b) Extension of Rangpo 132kV GIS Substation under ERBS-II (c) Bay Extension of Misa GIS S/s under NERES XXVIII
(SUMMARY OF TAXES & DUTIES APPLICABLE ON PLANT & EQUIPMENT)
BIDDER:
JOINT VENTURE OF & |  |  | To:
Bidder’s Name and Address (Sole Bidder) : |  |  | Contract Services
Name : |  |  | Power Grid Corporation of India Ltd.,
Address : |  |  | "Saudamini", Plot No.-2
Sector-29,
Gurugram (Haryana) - 122001
Sl. No. | Item Nos. |  | Total Price (INR)
1 | TOTAL GST on Goods |  | 0
Total GST for Supply of Goods (inter-alia including Type Test Charges) between the Contractor and the Employer (identified in Schedule 1') which are not included in the Ex-works price as per the provision of the Bidding Documents, as applicable.
2 | TOTAL GST on Services |  | 0
Total GST on Installation Services (indentified in Schedule-3) and Training to be imparted in India (identified in Schedule-4) which are not included in the Installation and Training charges as per the provision of the Bidding Documents, as applicable
| GRAND TOTAL [1+2] |  | 0
Date : |  | Printed Name :
Place : |  | Designation :
Click for Sch-6

## Sch-6
Spec No:CC/NT/W-GIS/DOM/A04/25/12409 |  |  | Schedule - 6
400kV GIS Substation Package SS-135 (Re-tender) for (a) Extension of 400kV Pandiabili GIS Substation under ERBS-I. (b) Extension of Rangpo 132kV GIS Substation under ERBS-II (c) Bay Extension of Misa GIS S/s under NERES XXVIII
(GRAND SUMMARY)
BIDDER:
JOINT VENTURE OF & |  |  | To:
Bidder’s Name and Address (Sole Bidder) : |  |  | Contract Services
Name : |  |  | Power Grid Corporation of India Ltd.,
Address : |  |  | "Saudamini", Plot No.-2
Sector-29,
Gurugram (Haryana) - 122001
Sl. No. | Description |  | Total Price (INR)
1 | TOTAL SCHEDULE NO. 1 |  | 0
Ex-works price of Plant and Equipment including Type Test Charges
2 | TOTAL SCHEDULE NO. 2 |  | 0
Local Transportation, In-transit Insurance, loading and unloading
3 | TOTAL SCHEDULE NO. 3 |  | 0
Installation Charges
4 | TOTAL SCHEDULE NO. 4 |  | Not Applicable
Training Charges
5 | TOTAL SCHEDULE NO. 5 |  | 0
Taxes and Duties
6 | TOTAL SCHEDULE NO. 7 |  | Not Applicable
Type Test Charges [Total of this Schedule is included in Schedule - 1 above.]
GRAND TOTAL [1+2+3+5]
0
Date : |  | Printed Name :
Place : |  | Designation :
Click for Sch-7

## Sch-6 After Discount (hidden)
Spec No:CC/NT/W-GIS/DOM/A04/25/12409 |  |  | Schedule - 6 After Discount
400kV GIS Substation Package SS-135 (Re-tender) for (a) Extension of 400kV Pandiabili GIS Substation under ERBS-I. (b) Extension of Rangpo 132kV GIS Substation under ERBS-II (c) Bay Extension of Misa GIS S/s under NERES XXVIII
(GRAND SUMMARY)
#REF! |  |  | To:
Bidder’s Name and Address (Sole Bidder) : |  |  | Contract Services
Name : | #REF! |  | Power Grid Corporation of India Ltd.,
Address : | #REF! |  | "Saudamini", Plot No.-2
| #REF! |  | Sector-29,
| #REF! |  | Gurugram (Haryana) - 122001
Sl. No. | Description |  | Total Price (INR)
1 | TOTAL SCHEDULE NO. 1
Ex-works price of Plant and Equipment including Type Test Charges
2 | TOTAL SCHEDULE NO. 2
Local Transportation, Insurance and other Incidental Services
3 | TOTAL SCHEDULE NO. 3
Installation Charges
4 | TOTAL SCHEDULE NO. 4
Training Charges
5 | TOTAL SCHEDULE NO. 5
Taxes and Duties
6 | TOTAL SCHEDULE NO. 7
Type Test Charges [Total of this Schedule is included in Schedule - 1 above.]
GRAND TOTAL [1+2+3+4+5]
Date : |  | Printed Name :
Place : |  | Designation :
Click for Sch-7

## Sch-6 (After Discount)
Spec No:CC/NT/W-GIS/DOM/A04/25/12409 |  |  | Schedule - 6
400kV GIS Substation Package SS-135 (Re-tender) for (a) Extension of 400kV Pandiabili GIS Substation under ERBS-I. (b) Extension of Rangpo 132kV GIS Substation under ERBS-II (c) Bay Extension of Misa GIS S/s under NERES XXVIII
(GRAND SUMMARY)
BIDDER:
JOINT VENTURE OF & |  |  | To:
Bidder’s Name and Address (Sole Bidder) : |  |  | Contract Services
Name : |  |  | Power Grid Corporation of India Ltd.,
Address : |  |  | "Saudamini", Plot No.-2
Sector-29,
Gurugram (Haryana) - 122001
Sl. No. | Description |  | Total Price (INR) | From Sch-6 | Discount Factors
1 | TOTAL SCHEDULE NO. 1 |  | 0 | 0 | 0
Ex-works price of Plant and Equipment including Type Test Charges
2 | TOTAL SCHEDULE NO. 2 |  | 0 | 0 | 0
Local Transportation, In-transit Insurance, loading and unloading
3 | TOTAL SCHEDULE NO. 3 |  | 0 | 0 | 0
Installation Charges
4 | TOTAL SCHEDULE NO. 4 |  | Not Applicable
Training Charges
5 | TOTAL SCHEDULE NO. 5 |  | 0
Taxes and Duties
6 | TOTAL SCHEDULE NO. 7 |  | Not Applicable
Type Test Charges [Total of this Schedule is included in Schedule - 1 above.]
GRAND TOTAL [1+2+3+5]
0
Date : |  | Printed Name :
Place : |  | Designation :
Click for Sch-7

## Sch-7
Spec No:CC/NT/W-GIS/DOM/A04/25/12409 | [11 empty] | Schedule 7
400kV GIS Substation Package SS-135 (Re-tender) for (a) Extension of 400kV Pandiabili GIS Substation under ERBS-I. (b) Extension of Rangpo 132kV GIS Substation under ERBS-II (c) Bay Extension of Misa GIS S/s under NERES XXVIII | [12 empty] | As per Lum-sum |  | 0
(SCHEDULE OF RATES AND PRICES ) | [12 empty] | AS per Percent |  | #REF!
BIDDER:
JOINT VENTURE OF &
| Bidder’s Name and Address (Sole Bidder) : | [8 empty] | To:
| Name : | #REF! | [7 empty] | Contract Services
| Address : | #REF! | [7 empty] | Power Grid Corporation of India Ltd.,
|  | #REF! | [7 empty] | "Saudamini", Plot No.-2
|  | #REF! | [7 empty] | Sector-29,
Gurgaon (Haryana) - 122001
Type tests :
SL. NO. | PR No | Line Item No | Code | HSN of the Equipment /item for which type test is to be conducted | Whether HSN in column ‘---’ is confirmed. If not indicate applicable the HSN code # | Rate of GST applicable ( in %) | Whether rate of GST in column ‘---’ is confirmed. If not indicate applicable rate of GST # | Description of Test | Unit | Quantity | Unit Test Charge | Total Test Charges (Rs.) |  | Total Test Charges After Discount (Rs.) |  | Dis Alert | Total Test Charges After MPD (Rs.)
NOT APPLICABLE
| Date | [5 empty] | Printed Name
| Place | [5 empty] | Designation
Spec No:CC/NT/W-GIS/DOM/A04/25/12409
400kV GIS Substation Package SS-135 (Re-tender) for (a) Extension of 400kV Pandiabili GIS Substation under ERBS-I. (b) Extension of Rangpo 132kV GIS Substation under ERBS-II (c) Bay Extension of Misa GIS S/s under NERES XXVIII | [7 empty] | 0 | 0
(SCHEDULE OF RATES AND PRICES ) | [7 empty] | 0 | 0
#REF!
#REF! | [7 empty] | #REF! | #REF!
#REF! | [7 empty] | #REF! | #REF!
#REF! | [7 empty] | #REF! | #REF!
[8 empty] | #REF! | #REF!
[8 empty] | 0 | 0
SL. NO. | [7 empty] | Description of Test | #REF!
#REF! | [7 empty] | #REF! | #REF!
#REF! | [7 empty] | #REF!
#REF! | [7 empty] | #REF! | #REF!
#REF! | [7 empty] | #REF! | #REF!
[8 empty] | #REF! | #REF!
#REF! | [7 empty] | #REF!
#REF! | [7 empty] | #REF!
#REF! | [7 empty] | #REF!
#REF! | [7 empty] | #REF! | #REF!
#REF! | [7 empty] | #REF! | #REF!
#REF! | [7 empty] | #REF! | #REF!
#REF! | [7 empty] | #REF! | #REF!
[8 empty] | #REF! | #REF!
#REF! | [7 empty] | #REF!
#REF! | [7 empty] | #REF! | #REF!
#REF! | [7 empty] | #REF! | #REF!
#REF! | [7 empty] | #REF! | #REF!
#REF! | [7 empty] | #REF! | #REF!
[8 empty] | #REF! | #REF!
#REF! | [7 empty] | #REF!
#REF! | [7 empty] | #REF! | #REF!
#REF! | [7 empty] | #REF! | #REF!
#REF! | [7 empty] | #REF! | #REF!
[8 empty] | #REF! | #REF!
#REF! | [7 empty] | #REF!
#REF! | [7 empty] | #REF! | #REF!
#REF! | [7 empty] | #REF! | #REF!
#REF! | [7 empty] | #REF! | #REF!
[8 empty] | #REF! | #REF!
#REF! | [7 empty] | #REF!
#REF! | [7 empty] | #REF! | #REF!
#REF! | [7 empty] | #REF! | #REF!
#REF! | [7 empty] | #REF! | #REF!
#REF! | [7 empty] | #REF! | #REF!
[8 empty] | #REF! | #REF!
[8 empty] | #REF! | #REF!
#REF! | [7 empty] | #REF!
#REF! | [7 empty] | #REF!
#REF! | [7 empty] | #REF! | #REF!
#REF! | [7 empty] | #REF! | #REF!
#REF! | [7 empty] | #REF! | #REF!
[8 empty] | #REF! | #REF!
[8 empty] | #REF! | #REF!
#REF! | [7 empty] | #REF!
#REF! | [7 empty] | #REF!
#REF! | [7 empty] | #REF! | #REF!
#REF! | [7 empty] | #REF! | #REF!
#REF! | [7 empty] | #REF! | #REF!
#REF! | [7 empty] | #REF! | #REF!
#REF! | [7 empty] | #REF! | #REF!
[8 empty] | #REF! | #REF!
#REF! | [7 empty] | #REF!
#REF! | [7 empty] | #REF! | #REF!
#REF! | [7 empty] | #REF! | #REF!
#REF! | [7 empty] | #REF! | #REF!
#REF! | [7 empty] | #REF! | #REF!
#REF! | [7 empty] | #REF! | #REF!
#REF! | [7 empty] | #REF! | #REF!
[8 empty] | #REF! | #REF!
#REF! | [7 empty] | #REF!
#REF! | [7 empty] | #REF! | #REF!
#REF! | [7 empty] | #REF! | #REF!
#REF! | [7 empty] | #REF! | #REF!
#REF! | [7 empty] | #REF! | #REF!
#REF! | [7 empty] | #REF! | #REF!
#REF! | [7 empty] | #REF! | #REF!
#REF! | [7 empty] | #REF! | #REF!
#REF! | [7 empty] | #REF! | #REF!
#REF! | [7 empty] | #REF! | #REF!
[8 empty] | #REF! | #REF!
#REF! | [7 empty] | #REF!
#REF! | [7 empty] | #REF! | #REF!
#REF! | [7 empty] | #REF! | #REF!
#REF! | [7 empty] | #REF! | #REF!
[8 empty] | #REF! | #REF!
#REF! | [7 empty] | #REF!
#REF! | [7 empty] | #REF! | #REF!
#REF! | [7 empty] | #REF! | #REF!
#REF! | [7 empty] | #REF! | #REF!
[8 empty] | #REF! | #REF!
#REF! | [7 empty] | #REF!
#REF! | [7 empty] | #REF! | #REF!
#REF! | [7 empty] | #REF! | #REF!
[8 empty] | #REF! | #REF!
#REF! | [7 empty] | #REF!
#REF! | [7 empty] | #REF! | #REF!
#REF! | [7 empty] | #REF! | #REF!
#REF! | [7 empty] | #REF! | #REF!
#REF! | [7 empty] | #REF! | #REF!
#REF! | [7 empty] | #REF! | #REF!
#REF! | [7 empty] | #REF! | #REF!
[8 empty] | #REF! | #REF!
#REF! | [7 empty] | #REF!
#REF! | [7 empty] | #REF! | #REF!
#REF! | [7 empty] | #REF! | #REF!
#REF! | [7 empty] | #REF! | #REF!
#REF! | [7 empty] | #REF! | #REF!
#REF! | [7 empty] | #REF!
#REF! | [7 empty] | #REF! | #REF!
#REF! | [7 empty] | #REF! | #REF!
#REF! | [7 empty] | #REF! | #REF!
#REF! | [7 empty] | #REF! | #REF!
[8 empty] | #REF! | #REF!
[8 empty] | #REF! | #REF!
[8 empty] | #REF! | #REF!

## Discount
This letter of discount is optional. Bidder may / may not offer any discount.
Spec No:CC/NT/W-GIS/DOM/A04/25/12409 |  |  |  |  | Letter of Discount
LETTER OF DISCOUNT
To:
Contract Services | [6 empty] | Schedule 1 | 0
Power Grid Corporation of India Ltd., | [6 empty] | Schedule 2 | 0
"Saudamini", Plot No.-2 | [6 empty] | Schedule 3 | 0
Sector-29, (near IFFCO Chowk) | [6 empty] | Total | 0
Gurgaon (Haryana) - 122001
Subject : |  | 400kV GIS Substation Package SS-135 (Re-tender) for (a) Extension of 400kV Pandiabili GIS Substation under ERBS-I. (b) Extension of Rangpo 132kV GIS Substation under ERBS-II (c) Bay Extension of Misa GIS S/s under NERES XXVIII
Dear Sir
With reference to the subject tender, we hereby offer unconditional discount on the prices quoted by us as per details given here below : | [5 empty] | Sch-1 | Sch-2 | Sch-3
| 1 | Discount on lum-sum basis on total price quoted by us without GST. [The discount shall be proportionately applicable on all the items of all the Schdules i.e. Sch-1 (without type test charges), Sch-2, Sch-3, Sch-4 & Sch-7] In Rs. |  |  |  | 0 | 0 | 0
| 2 | Discount on percent basis on total price quoted by us without GST. [The discount shall be applicable on all the items of all the Schdules i.e. Sch-1 (without type test charges), Sch-2 , Sch-3, Sch-4 & Sch-7] In Percent (%) |  |  |  | 0 | 0 | 0
| 3 | Discount on lum-sum basis on the Schedules as given below : [The discount shall be proportionately applicable on all the relevent items of the respective Schdules.] In Rs.
|  | Schedule-1 : Ex works prices |  | In Rs. |  | 0
|  | Schedule-2 : Local Transportation, In-transit Insurance, loading and unloading |  | In Rs. |  |  | 0
|  | Schedule-3 : Installation Charges |  | In Rs. |  |  |  | 0
|  | Schedule-4 : Training Charges |  | In Rs.
|  | Schedule-7 : Type Test Charges |  | In Rs.
| 4 | Discount on percent basis on the Schedules as given below : [The discount shall be applicable on all the relevent items of the respective Schdules.] In Percent (%)
|  | Schedule-1 : Ex works prices |  | In Percent (%) |  | 0
|  | Schedule-2 : Local Transportation, In-transit Insurance, loading and unloading |  | In Percent (%) |  |  | 0
|  | Schedule-3 : Installation Charges |  | In Percent (%) |  |  |  | 0
|  | Schedule-4 : Training Charges |  | In Percent (%)
|  | Schedule-7 : Type Test Charges |  | In Percent (%)
Discount(s) offered at sl. No. 1 to 4 will get displayed and accounted for automatically in the respective items of the Schedules.
| 5 | We hereby offer Multi-package discount as given below:
[6 empty] | 0 | 0 | 0 | 0 | 0
|  | Multi-Package Discount(s) offered at sl. No. 5 will not get automatically accounted for in the respective items of the Schedules. The same shall be worked out saparately for evaluation. |  |  |  | #DIV/0! | #DIV/0! | #DIV/0! | #DIV/0! | #REF!
[Discount will not be calculated authometrically. However, the same shall be considered during evaluation.]
Please consider this letter of discount as the integral part of our price bid.
Thanking you, we remain, | [5 empty] | 0 | 0 | 0
[5 empty] | Yours faithfully, | 0 | 0 | 0 | Discount Factors
For and on behalf of
Date : |  |  | Printed Name : | 0
Place : |  |  | Designation : | 0

## Octroi (hidden)
Details of Octroi
Sl No. | Description of Items | Amount on which Octroi is applicable | Rate of Octroi | Octroi
(1) | (2) | (3) | (4) | (5) =(3) x (4)
1 |  |  |  | 0
2 |  |  |  | 0
3 |  |  |  | 0
4 |  |  |  | 0
5 |  |  |  | 0
6 |  |  |  | 0
7 |  |  |  | 0
8 |  |  |  | 0
9 |  |  |  | 0
10 |  |  |  | 0
| Total |  |  | 0
Back to Sch 5

## Entry Tax (hidden)
Details of Entry Tax
Sl No. | Description of Items | Amount on which Entry Tax is applicable | Rate of Entry Tax | Entry Tax
(1) | (2) | (3) | (4) | (5) =(3) x (4)
1 |  |  |  | 0
2 |  |  |  | 0
3 |  |  |  | 0
4 |  |  |  | 0
5 |  |  |  | 0
6 |  |  |  | 0
7 |  |  |  | 0
8 |  |  |  | 0
9 |  |  |  | 0
10 |  |  |  | 0
| Total |  |  | 0
Back to Sch 5

## Other Taxes & Duties (hidden)
Details of Other Taxes & Duties
Sl No. | Description of Items | Amount on which Other Taxes & Duties are applicable | Description of Taxes & Duties | Rate of Taxes & Duties | Amount of Taxes & Duties
(1) | (2) | (3) | (4) | (5) | (6) =(3) x (4)
1 |  |  |  |  | 0
2 |  |  |  |  | 0
3 |  |  |  |  | 0
4 |  |  |  |  | 0
5 |  |  |  |  | 0
6 |  |  |  |  | 0
7 |  |  |  |  | 0
8 |  |  |  |  | 0
9 |  |  |  |  | 0
10 |  |  |  |  | 0
| Total |  |  |  | 0
Back to Sch 5

## Bid Form 2nd Envelope
Spec No:CC/NT/W-GIS/DOM/A04/25/12409 |  |  |  |  | Bid Form 2nd Envelope |  |  |  | Sole Bidder | 1 | st |  | 1 | January
[9 empty] | 0 | 2 | nd |  | 2 | February
BID FORM (Second Envelope) | [9 empty] | 3 | rd |  | 3 | March
[10 empty] | 4 | th |  | 4 | April
Bid Proposal Ref. No. | [9 empty] | 5 | th |  | 5 | May
Date : | [9 empty] | 6 | th | #VALUE! | 6 | June
[10 empty] | 7 | th | #VALUE! | 7 | July
To: | [9 empty] | 8 | th | #VALUE! | 8 | August
0 | [9 empty] | 9 | th | #VALUE! | 9 | September
Power Grid Corporation of India Ltd., | [9 empty] | 10 | th |  | 10 | October
"Saudamini", Plot No.-2 | [9 empty] | 11 | th |  | 11 | November
Sector-29, | [9 empty] | 12 | th |  | 12 | December
Gurugram (Haryana) - 122001 | [9 empty] | 13 | th
[10 empty] | 14 | th
Name of Contract : |  | 400kV GIS Substation Package SS-135 (Re-tender) for (a) Extension of 400kV Pandiabili GIS Substation under ERBS-I. (b) Extension of Rangpo 132kV GIS Substation under ERBS-II (c) Bay Extension of Misa GIS S/s under NERES XXVIII | [7 empty] | 15 | th
Dear Ladies and/or Gentlemen, | [9 empty] | 16 | th
1 | In continuation of First Envelope of our Bid, we hereby submit the Second Envelope of the Bid, both of which shall be read together and in conjunction with each other, and shall be construed as an integral part of our Bid. Accordingly, we the undersigned, offer to design, manufacture, test, deliver, install and commission (including carrying out Trial Operation, Performance & Guarantee Test as per provision of Technical Specification) under the above-named package in full conformity with the said Bidding Documents for the sum of Rs. 0/- () or such other sums as may be determined in accordance with the terms and conditions of the Bidding Documents |  |  |  |  | In continuation of First Envelope of our Bid, we hereby submit the Second Envelope of the Bid, both of which shall be read together and in conjunction with each other, and shall be construed as an integral part of our Bid. Accordingly, we the undersigned, offer to design, manufacture, test, deliver, install and commission (including carrying out Trial Operation, Performance & Guarantee Test as per provision of Technical Specification) under the above-named package in full conformity with the said Bidding Documents for the sum of Rs. |  |  |  | 17 | th
[6 empty] | 0 | /- (
)
| The above amounts are in accordance with the price schedules attached herewith and are made part of this bid. |  |  |  |  | or such other sums as may be determined in accordance with the terms and conditions of the Bidding Documents |  |  |  | 18 | th
2 | Price Schedules | [8 empty] | 19 | th
2.1 | In line with the requirements of the Bidding documents, we enclose herewith the following Price Schedules, duly filled - in as per your proforma: | [8 empty] | 20 | th
| Schedule 1 |  | Plant and Equipment (Including Mandatory Spare Parts) to be supplied, including Type Test Charges. | [6 empty] | 21 | st
| Schedule 2 |  | Local Transportation, In-transit Insurance, loading and unloading | [6 empty] | 22 | th
| Schedule 3 |  | Installation Charges. |  |  | Sole Bidder |  |  |  | 23 | th
| Schedule 4 |  | Training charges for training to be imparted (Not Applicable) | [6 empty] | 24 | th
| Schedule 5 |  | Taxes and Duties not included in Schedule 1 & 3 | [6 empty] | 25 | th
| Schedule 6 |  | Grand Summary [Schedule 1to 5] | [6 empty] | 26 | th
| Schedule 7 |  | Break-up of Type Test Charges (Not Applicable) | [6 empty] | 27 | th
2.2 | We are aware that the Price Schedules do not generally give a full description of the Work to be performed under each item and we shall be deemed to have read the Technical Specifications and other sections of the Bidding Documents and Drawings to ascertain the full scope of Work included in each item while filling-in the rates and prices. We agree that the entered rates and prices shall be deemed to include for the full scope as aforesaid, including overheads and profit. | [8 empty] | 28 | th
2.3 | We declare that as specified in Clause 11.5, Section –II:ITB, Vol.-I of the Bidding Documents, prices quoted by us in the Price Schedules in Second Envelope shall be on ‘Firm’ basis during the entire currency of contract and shall not be subject to price variation, what-so-ever during contract execution. | [8 empty] | 29 | th
2.4 | We understand that in the price schedules, where there are errors between the total of the amounts given under the column for the price Breakdown and the amount given under the Total Price, the former shall prevail and the latter will be corrected accordingly. We further understand that where there are discrepancies between amounts stated in figures and amounts stated in words, the amount stated in words shall prevail. Similarly, any discrepancy in the total bid price and that of the summation of Schedule price (price indicated in a Schedule indicating the total of that schedule), the total bid price shall be corrected to reflect the actual summation of the Schedule prices. | [8 empty] | 30 | th
2.5 | We declare that items left blank in the Schedules will be deemed to have been included in other items. The TOTAL for each Schedule and the TOTAL of Grand Summary shall be deemed to be the total price for executing the Facilities and sections thereof in complete accordance with the Contract, whether or not each individual item has been priced. | [8 empty] | 31 | st
3 | We confirm that except as otherwise specifically provided our Bid Prices in this Second Envelope include all taxes, duties, levies and charges as may be assessed on us, our Sub-Contractor/Sub-Vendor or their employees by all municipal, state or national government authorities in connection with the Facilities, in and outside of India.
3.1 | 100% of applicable Taxes and Duties i.e GST which are payable by the Employer under the Contract, shall be reimbursed by the Employer on production of satisfactory documentary evidence by the Contractor in accordance with the provisions of the Bidding Documents
3.2 | We further understand that notwithstanding 3.0 above, in case of award on us, you shall also bear and pay/reimburse to us, GST applicable on supplies by us to you, imposed on the Plant & Equipment including Mandatory Spare Parts to be incorporated into the Facilities including Type Test charges for Type test to be conducted in India specified in Schedule No. 1, Installation Services specified in Schedule No. 3 and Charges for Training to be imparted in India specified in Schedule No. 4 of the Price Schedule in this Second Envelope, by the Indian Laws.
3.3 | We confirm that we have also registered/we shall also get registered in the GST Network with a GSTIN in all the states where the project is located and the states from which we shall make our supply of goods.
4 | # (For Joint Venture only) We, the partners of Joint Venture submitting this bid, do agree and confirm that in case of Award of Contract on the Joint Venture, we shall be jointly and severally liable and responsible for the execution of the Contract in accordance with Contract terms and conditions.
5 | We, hereby, declare that only the persons or firms interested in this proposal as principals are named here and that no other persons or firms other than those mentioned herein have any interest in this proposal or in the Contract to be entered into, if the award is made on us, that this proposal is made without any connection with any other person, firm or party likewise submitting a proposal is in all respects for and in good faith, without collusion or fraud.
Thanking you, we remain,
Yours faithfully,
For and on behalf of JOINT VENTURE OF &
Signature :
Date : |  |  |  | Printed Name : | 0
Place : |  |  |  | Designation : | 0
Common Seal :
Please provide additional information of the Bidder
Business Address :
Country of Incorporation :
State/Province to be indicated :
Name of Principal Officer :
Address of Principal Officer :
Note: Bidders may note that no prescribed proforma has been enclosed for Attachment 2 : Power of Attorney. Bidders may use their own proforma for furnishing the required information with the bid.
* * *
Back to Cover Page

## Contracts-Template (hidden)
Exworks
| Total Ex-Works Price Direct |  |  |  |  | 0
| Total Ex-Works Price Bought Out |  |  |  |  | 0
| Total Ex-Works Price |  |  |  |  | 0
| Total Type Test charges as per Schedule-7 |  |  |  |  | #REF!
| Total Ex-works Price including Type Test charges |  |  |  |  | #REF!
Note : | Specify amount of Excise Duty, Sales Tax/'VAT and other taxes payable on the transaction between the Contractor and the Employer and octroi/entry tax as applicable for destination site/state on all items of supply including bought-out finished items (to be identified in the Contract), which shall be dispatched directly from the sub-vendor’s works to the Employer’s site (sale-in-transit), separately in Schedule-5. Excise Duty, Sales tax and other levies for all the bought-out items are to be included in the EXW Price (Col. No. 5) only and not to be indicated in Schedule-5.
^ | If the item(s) quoted/considered as "Bought-out" in the bid are manufactured at Bidder's works and confirmed to be supplied under “Direct transaction” by the bidder, then the taxes and duties on such items shall be paid/reimbursed by POWERGRID in line with the provisions of Bidding Documents. For this purpose, at the time of award, the Ex-works price (exclusive of taxes & duties) shall be arrived at from the quoted Ex-works price (inclusive of taxes ad duties) by excluding taxes and duties applicable on such items, as on date of Bid opening, in case of supplies from manufacturer proposed in the bid. During contract execution, the taxes and duties on such items shall be paid/reimbursed at actuals, limited to the rates prevailing on date of Bid opening.
Date : | --
Place : |  |  | Printed Name : |  | --
Designation :
FandI
| Total F&I Price |  |  |  |  | (=SUM(I16:I27))
Date : | (='Sch-1'!B43)
Place : | (='Sch-1'!B44) |  | Printed Name : | (='Sch-1'!E44)
|  |  | Designation : | (='Sch-1'!E45)
service
| Total Installaiton Charges | [5 empty] | #REF!
Date : | (='Sch-1'!B43)
Place : | (='Sch-1'!B44) |  | Printed Name : | (='Sch-1'!E44)
|  |  | Designation : | (='Sch-1'!E45)
Training
Date : | (=IF('Sch-1'!B43=0,"", 'Sch-1'!B43)) |  | (="Printed Name : " & IF('Sch-1'!E44=0,"",'Sch-1'!E44))
Place : | (=IF('Sch-1'!B44=0,"", 'Sch-1'!B44)) |  | (="Designation : " & IF('Sch-1'!E45=0,"",'Sch-1'!E45))
Type test
| TOTAL TYPE TEST CHARGES |  |  |  |  | (=SUM(I17:I18))
Date : | (='Sch-1'!B43) | (="Printed Name : " & 'Sch-1'!E44)
Place : | (='Sch-1'!B44) | (="Designation : " & 'Sch-1'!E45)
Note : | Bidder should indicate the name of test laboratories where type tests are proposed to be conducted
Direct
Bought-out

## N-W (Cr.) (hidden)
#REF! |  |  | 0 |  | #REF! |  |  | 0 |  |  | #REF!
#REF!
INR
#REF! |  |  |  |  | #REF! | [5 empty] | #N/A
#N/A
#REF! | #REF! |  | 0 |  | #REF! | #REF! |  | 0
#REF! | #REF! | #REF! | 0 |  | #REF! | #REF! | #REF! | 0
#REF! | #REF! | #REF! | 0 |  | #REF! | #REF! | #REF! | 0 |  | #REF! | 0 | 0 | 0 | 0 | #REF! | plus
#REF! | #REF! | #REF! | 0 |  | #REF! | #REF! | #REF! | 0 |  | #REF! | 0 | 0 | 0 | 1 | #REF!
#REF! | #REF! | #REF! | 0 |  | #REF! | #REF! | #REF! | 0 |  | #REF! | 0 | 0 | 1 | 0 | #REF!
#REF! | #REF! | #REF! | 0 |  | #REF! | #REF! | #REF! | 0 |  | #REF! | 0 | 0 | 1 | 1 | #REF!
[10 empty] | #REF! | 0 | 1 | 0 | 0 | #REF!
1 | One |  | 1 | One | 1 | One |  | 1 | One | #REF! | 0 | 1 | 0 | 1 | #REF!
2 | Two |  | 2 | Two | 2 | Two |  | 2 | Two | #REF! | 0 | 1 | 1 | 0 | #REF!
3 | Three |  | 3 | Three | 3 | Three |  | 3 | Three | #REF! | 0 | 1 | 1 | 1 | #REF!
4 | Four |  | 4 | Four | 4 | Four |  | 4 | Four | #REF! | 1 | 0 | 0 | 0 | #REF!
5 | Five |  | 5 | Five | 5 | Five |  | 5 | Five | #REF! | 1 | 0 | 0 | 1 | #REF!
6 | Six |  | 6 | Six | 6 | Six |  | 6 | Six | #REF! | 1 | 0 | 1 | 0 | #REF!
7 | Seven |  | 7 | Seven | 7 | Seven |  | 7 | Seven | #REF! | 1 | 0 | 1 | 1 | #REF!
8 | Eight |  | 8 | Eight | 8 | Eight |  | 8 | Eight | #REF! | 1 | 1 | 0 | 0 | #REF!
9 | Nine |  | 9 | Nine | 9 | Nine |  | 9 | Nine | #REF! | 1 | 1 | 0 | 1 | #REF!
10 | Ten |  | 10 | Ten | 10 | Ten |  | 10 | Ten | #REF! | 1 | 1 | 1 | 0 | #REF!
11 | Eleven |  | 11 | Eleven | 11 | Eleven |  | 11 | Eleven | #REF! | 1 | 1 | 1 | 1 | #REF!
12 | Twelve |  | 12 | Twelve | 12 | Twelve |  | 12 | Twelve
13 | Thirteen |  | 13 | Thirteen | 13 | Thirteen |  | 13 | Thirteen
14 | Fourteen |  | 14 | Fourteen | 14 | Fourteen |  | 14 | Fourteen
15 | Fifteen |  | 15 | Fifteen | 15 | Fifteen |  | 15 | Fifteen
16 | Sixteen |  | 16 | Sixteen | 16 | Sixteen |  | 16 | Sixteen | #REF! | 0 | 0 | 0 | 0 | #REF! | +
17 | Seventeen |  | 17 | Seventeen | 17 | Seventeen |  | 17 | Seventeen | #REF! | 0 | 0 | 0 | 1 | #REF! | /- +
18 | Eighteen |  | 18 | Eighteen | 18 | Eighteen |  | 18 | Eighteen | #REF! | 0 | 0 | 1 | 0 | #REF! | /-
19 | Nineteen |  | 19 | Nineteen | 19 | Nineteen |  | 19 | Nineteen | #REF! | 0 | 0 | 1 | 1 | #REF!
20 | Twenty |  | 20 | Twenty | 20 | Twenty |  | 20 | Twenty | #REF! | 0 | 1 | 0 | 0 | #REF!
21 | Twenty One |  | 21 | Twenty One | 21 | Twenty One |  | 21 | Twenty One | #REF! | 0 | 1 | 0 | 1 | #REF!
22 | Twenty Two |  | 22 | Twenty Two | 22 | Twenty Two |  | 22 | Twenty Two | #REF! | 0 | 1 | 1 | 0 | #REF!
23 | Twenty Three |  | 23 | Twenty Three | 23 | Twenty Three |  | 23 | Twenty Three | #REF! | 0 | 1 | 1 | 1 | #REF!
24 | Twenty Four |  | 24 | Twenty Four | 24 | Twenty Four |  | 24 | Twenty Four | #REF! | 1 | 0 | 0 | 0 | #REF!
25 | Twenty Five |  | 25 | Twenty Five | 25 | Twenty Five |  | 25 | Twenty Five | #REF! | 1 | 0 | 0 | 1 | #REF!
26 | Twenty Six |  | 26 | Twenty Six | 26 | Twenty Six |  | 26 | Twenty Six | #REF! | 1 | 0 | 1 | 0 | #REF!
27 | Twenty Seven |  | 27 | Twenty Seven | 27 | Twenty Seven |  | 27 | Twenty Seven | #REF! | 1 | 0 | 1 | 1 | #REF!
28 | Twenty Eight |  | 28 | Twenty Eight | 28 | Twenty Eight |  | 28 | Twenty Eight | #REF! | 1 | 1 | 0 | 0 | #REF!
29 | Twenty Nine |  | 29 | Twenty Nine | 29 | Twenty Nine |  | 29 | Twenty Nine | #REF! | 1 | 1 | 0 | 1 | #REF!
30 | Thirty |  | 30 | Thirty | 30 | Thirty |  | 30 | Thirty | #REF! | 1 | 1 | 1 | 0 | #REF!
31 | Thirty One |  | 31 | Thirty One | 31 | Thirty One |  | 31 | Thirty One | #REF! | 1 | 1 | 1 | 1 | #REF!
32 | Thirty Two |  | 32 | Thirty Two | 32 | Thirty Two |  | 32 | Thirty Two
33 | Thirty Three |  | 33 | Thirty Three | 33 | Thirty Three |  | 33 | Thirty Three
34 | Thirty Four |  | 34 | Thirty Four | 34 | Thirty Four |  | 34 | Thirty Four
35 | Thirty Fivr |  | 35 | Thirty Fivr | 35 | Thirty Fivr |  | 35 | Thirty Fivr
36 | Thirty Six |  | 36 | Thirty Six | 36 | Thirty Six |  | 36 | Thirty Six
37 | Thirty Seven |  | 37 | Thirty Seven | 37 | Thirty Seven |  | 37 | Thirty Seven
38 | Thirty Eight |  | 38 | Thirty Eight | 38 | Thirty Eight |  | 38 | Thirty Eight
39 | Thirty Nine |  | 39 | Thirty Nine | 39 | Thirty Nine |  | 39 | Thirty Nine
40 | Forty |  | 40 | Forty | 40 | Forty |  | 40 | Forty
41 | Forty One |  | 41 | Forty One | 41 | Forty One |  | 41 | Forty One
42 | Forty Two |  | 42 | Forty Two | 42 | Forty Two |  | 42 | Forty Two
43 | Forty Three |  | 43 | Forty Three | 43 | Forty Three |  | 43 | Forty Three
44 | Forty Four |  | 44 | Forty Four | 44 | Forty Four |  | 44 | Forty Four
45 | Forty Five |  | 45 | Forty Five | 45 | Forty Five |  | 45 | Forty Five
46 | Forty Six |  | 46 | Forty Six | 46 | Forty Six |  | 46 | Forty Six
47 | Forty Seven |  | 47 | Forty Seven | 47 | Forty Seven |  | 47 | Forty Seven
48 | Forty Eight |  | 48 | Forty Eight | 48 | Forty Eight |  | 48 | Forty Eight
49 | Forty Nine |  | 49 | Forty Nine | 49 | Forty Nine |  | 49 | Forty Nine
50 | Fifty |  | 50 | Fifty | 50 | Fifty |  | 50 | Fifty
51 | Fifty One |  | 51 | Fifty One | 51 | Fifty One |  | 51 | Fifty One
52 | Fifty Two |  | 52 | Fifty Two | 52 | Fifty Two |  | 52 | Fifty Two
53 | Fifty Three |  | 53 | Fifty Three | 53 | Fifty Three |  | 53 | Fifty Three
54 | Fifty Four |  | 54 | Fifty Four | 54 | Fifty Four |  | 54 | Fifty Four
55 | Fifty Five |  | 55 | Fifty Five | 55 | Fifty Five |  | 55 | Fifty Five
56 | Fifty Six |  | 56 | Fifty Six | 56 | Fifty Six |  | 56 | Fifty Six
57 | Fifty Seven |  | 57 | Fifty Seven | 57 | Fifty Seven |  | 57 | Fifty Seven
58 | Fifty Eight |  | 58 | Fifty Eight | 58 | Fifty Eight |  | 58 | Fifty Eight
59 | Fifty Nine |  | 59 | Fifty Nine | 59 | Fifty Nine |  | 59 | Fifty Nine
60 | Sixty |  | 60 | Sixty | 60 | Sixty |  | 60 | Sixty
61 | Sixty One |  | 61 | Sixty One | 61 | Sixty One |  | 61 | Sixty One
62 | Sixty Two |  | 62 | Sixty Two | 62 | Sixty Two |  | 62 | Sixty Two
63 | Sixty Three |  | 63 | Sixty Three | 63 | Sixty Three |  | 63 | Sixty Three
64 | Sixty Four |  | 64 | Sixty Four | 64 | Sixty Four |  | 64 | Sixty Four
65 | Sixty Five |  | 65 | Sixty Five | 65 | Sixty Five |  | 65 | Sixty Five
66 | Sixty Six |  | 66 | Sixty Six | 66 | Sixty Six |  | 66 | Sixty Six
67 | Sixty Seven |  | 67 | Sixty Seven | 67 | Sixty Seven |  | 67 | Sixty Seven
68 | Sixty Eight |  | 68 | Sixty Eight | 68 | Sixty Eight |  | 68 | Sixty Eight
69 | Sixty Nine |  | 69 | Sixty Nine | 69 | Sixty Nine |  | 69 | Sixty Nine
70 | Seventy |  | 70 | Seventy | 70 | Seventy |  | 70 | Seventy
71 | Seventy One |  | 71 | Seventy One | 71 | Seventy One |  | 71 | Seventy One
72 | Seventy Two |  | 72 | Seventy Two | 72 | Seventy Two |  | 72 | Seventy Two
73 | Seventy Three |  | 73 | Seventy Three | 73 | Seventy Three |  | 73 | Seventy Three
74 | Seventy Four |  | 74 | Seventy Four | 74 | Seventy Four |  | 74 | Seventy Four
75 | Seventy Five |  | 75 | Seventy Five | 75 | Seventy Five |  | 75 | Seventy Five
76 | Seventy Six |  | 76 | Seventy Six | 76 | Seventy Six |  | 76 | Seventy Six
77 | Seventy Seven |  | 77 | Seventy Seven | 77 | Seventy Seven |  | 77 | Seventy Seven
78 | Seventy Eight |  | 78 | Seventy Eight | 78 | Seventy Eight |  | 78 | Seventy Eight
79 | Seventy Nine |  | 79 | Seventy Nine | 79 | Seventy Nine |  | 79 | Seventy Nine
80 | Eighty |  | 80 | Eighty | 80 | Eighty |  | 80 | Eighty
81 | Eighty One |  | 81 | Eighty One | 81 | Eighty One |  | 81 | Eighty One
82 | Eighty Two |  | 82 | Eighty Two | 82 | Eighty Two |  | 82 | Eighty Two
83 | Eighty Three |  | 83 | Eighty Three | 83 | Eighty Three |  | 83 | Eighty Three
84 | Eighty Four |  | 84 | Eighty Four | 84 | Eighty Four |  | 84 | Eighty Four
85 | Eighty Five |  | 85 | Eighty Five | 85 | Eighty Five |  | 85 | Eighty Five
86 | Eighty Six |  | 86 | Eighty Six | 86 | Eighty Six |  | 86 | Eighty Six
87 | Eighty Seven |  | 87 | Eighty Seven | 87 | Eighty Seven |  | 87 | Eighty Seven
88 | Eighty Eight |  | 88 | Eighty Eight | 88 | Eighty Eight |  | 88 | Eighty Eight
89 | Eighty Nine |  | 89 | Eighty Nine | 89 | Eighty Nine |  | 89 | Eighty Nine
90 | Ninety |  | 90 | Ninety | 90 | Ninety |  | 90 | Ninety
91 | Ninety One |  | 91 | Ninety One | 91 | Ninety One |  | 91 | Ninety One
92 | Ninety Two |  | 92 | Ninety Two | 92 | Ninety Two |  | 92 | Ninety Two
93 | Ninety Three |  | 93 | Ninety Three | 93 | Ninety Three |  | 93 | Ninety Three
94 | Ninety Four |  | 94 | Ninety Four | 94 | Ninety Four |  | 94 | Ninety Four
95 | Ninety Five |  | 95 | Ninety Five | 95 | Ninety Five |  | 95 | Ninety Five
96 | Ninety Six |  | 96 | Ninety Six | 96 | Ninety Six |  | 96 | Ninety Six
97 | Ninety Seven |  | 97 | Ninety Seven | 97 | Ninety Seven |  | 97 | Ninety Seven
98 | Ninety Eight |  | 98 | Ninety Eight | 98 | Ninety Eight |  | 98 | Ninety Eight
99 | Ninety Nine |  | 99 | Ninety Nine | 99 | Ninety Nine |  | 99 | Ninety Nine
100 | One Hundred |  | 100 | One Hundred | 100 | One Hundred |  | 100 | One Hundred
BG VALUE:
#REF!
#REF!
#REF! | #REF!
#REF! | #REF! | #REF!
#REF! | #REF! | #REF!
#REF! | #REF! | #REF!
#REF! | #REF! | #REF!
#REF! | #REF! | #REF!
1 | One
2 | Two
3 | Three
4 | Four
5 | Five
6 | Six
7 | Seven
8 | Eight
9 | Nine
10 | Ten
11 | Eleven
12 | Twelve
13 | Thirteen
14 | Fourteen
15 | Fifteen
16 | Sixteen
17 | Seventeen
18 | Eighteen
19 | Nineteen
20 | Twenty
21 | Twenty One
22 | Twenty Two
23 | Twenty Three
24 | Twenty Four
25 | Twenty Five
26 | Twenty Six
27 | Twenty Seven
28 | Twenty Eight
29 | Twenty Nine
30 | Thirty
31 | Thirty One
32 | Thirty Two
33 | Thirty Three
34 | Thirty Four
35 | Thirty Fivr
36 | Thirty Six
37 | Thirty Seven
38 | Thirty Eight
39 | Thirty Nine
40 | Forty
41 | Forty One
42 | Forty Two
43 | Forty Three
44 | Forty Four
45 | Forty Five
46 | Forty Six
47 | Forty Seven
48 | Forty Eight
49 | Forty Nine
50 | Fifty
51 | Fifty One
52 | Fifty Two
53 | Fifty Three
54 | Fifty Four
55 | Fifty Five
56 | Fifty Six
57 | Fifty Seven
58 | Fifty Eight
59 | Fifty Nine
60 | Sixty
61 | Sixty One
62 | Sixty Two
63 | Sixty Three
64 | Sixty Four
65 | Sixty Five
66 | Sixty Six
67 | Sixty Seven
68 | Sixty Eight
69 | Sixty Nine
70 | Seventy
71 | Seventy One
72 | Seventy Two
73 | Seventy Three
74 | Seventy Four
75 | Seventy Five
76 | Seventy Six
77 | Seventy Seven
78 | Seventy Eight
79 | Seventy Nine
80 | Eighty
81 | Eighty One
82 | Eighty Two
83 | Eighty Three
84 | Eighty Four
85 | Eighty Five
86 | Eighty Six
87 | Eighty Seven
88 | Eighty Eight
89 | Eighty Nine
90 | Ninety
91 | Ninety One
92 | Ninety Two
93 | Ninety Three
94 | Ninety Four
95 | Ninety Five
96 | Ninety Six
97 | Ninety Seven
98 | Ninety Eight
99 | Ninety Nine
100 | One Hundred