## Basic (hidden)
Package Name | Bulk Contract for Supply & Installation of Rooftop Solar projects on POWERGRID Buildings in Western Region (WR) under PM Surya Ghar (PMSGY) Scheme
Package Code
Specification No. | CC/NT/W-SOLAR/DOM/T00/25/02256
ORIGINAL

## Cover
Price Schedules | Bulk Contract for Supply & Installation of Rooftop Solar projects on POWERGRID Buildings in Western Region (WR) under PM Surya Ghar (PMSGY) Scheme |  | 0
CC/NT/W-SOLAR/DOM/T00/25/02256
| 1 | Fill up only green shaded cells in Sch-1, Sch-2, Sch-3, Sch-4, Sch-7 and Bid Form 2nd Envelope.
| 2 | All the cells in Sch-5 & Sch-6 are auto filled, therefore no cell is required to be filled up there.
| 3 | Instructions / error messages, if any, will be displayed automatically after selecting the cell.
| 4 | After filling up all the schedues, save the file, take print out of all the schedules and Bid form and sign & stamp and submit them as hard copy of the 2nd envelope (Price part) of the bid. Also ensure to submit the soft copy of the the same file on CD/ DVD.
Click to skip Instructions & Proceed
Click for Detailed General Instructions
General guidelines for filling up the Price Schedules, Sch-1 to Sch-7

## Instructions (hidden)
General Instruction to the Bidders for filling up this workbook of Price Schedules
I | While filling up the worksheets following may please be observed :
| (i) | Fill up only green shaded cells.
| (ii) | Certain data type entries have been restricted, such as Numeric values or limits of numeric values.
| (iii) | Select only the options provided in pull down menus.
| (iv) | Do not link any cell of this work book with any other work book.
| (v) | Do not use copy & paste or cut & paste options for filling up the data.
| (vi) | Do not reformat any of the cell of the work book.
II | This Workbook consists of following worksheets :
Cover :
Opening page of the workbook.
Names of Bidder :
| ● | Select Sole Bidder or JV (Joint Venture) from the pull down menu. Do not leave this cell blank.
| ● | Select nos. of the JV Partners other than the Lead Partner from drop down menu.
| ● | In case of JV partners more than 2, enter details of 3rd & more partners along with details of 2nd partner.
| ● | Fill up names and address of the Sole Bidder and /or Joint Venture.
| ● | Fill up date in dd-mmm-yyyy format from drop down menu.
| ● | Click for Sch-1 given at the right top of the worksheet to go to Sch-1.
Sch-1 (Ex-works Prices) :
| ● | Fill up unit rates for all the items in numeric values greater than 0 (zero). If unit rate is left blank, the corresponding item shall be deemed to be included in the total price.
| ● | Corresponding cell for mode of transaction shall be come enable only after filling up the unit rate, therefore first fill up the unit rate and then mode of transaction for the corresponding item.
| ● | Select either Direct or Bought-out from the drop down menu. Do not leave the cell blank the same shall be deemed to be Bought-out if the cell is left blank.
| ● | Total amount shall get calculated automatically.
| ● | Type Test charges shall appear automatically after filling up Sch-7 appropriately.
Sch-2 (Freight & Insurance Charges) :
| ● | Fill up unit rates for all the items in numeric values greater than 0 (zero). If unit rate is left blank, the corresponding item shall be deemed to be included in the total price.
| ● | Total amount shall get calculated automatically.
Sch-3 (Erection Charges) :
| ● | Fill up unit rates for all the items in numeric values greater than 0 (zero). If unit rate is left blank, the corresponding item shall be deemed to be included in the total price.
| ● | Total amount shall get calculated automatically.
Sch-4 (Training Charges) :
| ● | Not applicable, hence no cell is required to be filled up.
Sch-4b (Maintenance Charges during and after Defect Liability Period) :
| ● | Not applicable, hence no cell is required to be filled up.
Sch-5 (Summary of Taxes and Duties applicable on the Goods) :
| ● | No cell is required to be filled in by the bidder in this worksheet.
Sch -6 :
| ● | Summary of all the Schedules without considering discount (mentioned in the work sheet discount) shall be displayed automatically.
| ● | No cell is required to be filled in by the bidder in this worksheet.
Sch-7 (Type Test Charges) :
| ● | Fill up the rates & location where type tests are proposed.
| ● | Total of this Sch-7 shall automatically appear in Sch-1.
Bid from 2nd Envelope :
| ● | Fill up ref. no. as bidder's ref no. of this letter.
| ● | This letter shall consider the net price as per Sch-6 (After Discount).
| ● | Fill up names & Designation of the representatives of other JV partner(s) if the bidder is JV (Joint Venture) .
| ● | Fill up additional information as required.
* * *
Happy Bidding !
Click to Proceed

## Names of Bidder
Bulk Contract for Supply & Installation of Rooftop Solar projects on POWERGRID Buildings in Western Region (WR) under PM Surya Ghar (PMSGY) Scheme
CC/NT/W-SOLAR/DOM/T00/25/02256 |  |  |  |  | Sole Bidder | 1 |  | Sole Bidder | 1
[5 empty] | Joint Venture | 2 or More |  | JV (Joint Venture) | 2 or More
Enter following details of the bidder
Specify type of Bidder [Select from drop down menu] | Sole Bidder |  | Sole Bidder | 1 | 0 | Sole Bidder | 1 | 0
2 or More
0
Name of Sole Bidder
Address of Sole Bidder
Name of other Partner - 1
Address of other Partner - 1
…….. …….. …….. …….. …….. ……..
…….. …….. …….. …….. …….. ……..
Name of other Partner - 2 (more, if any) | …….. …….. …….. …….. …….. ……..
Address of other Partner - 2 (more, if any) | …….. …….. …….. …….. …….. ……..
…….. …….. …….. …….. …….. ……..
…….. …….. …….. …….. …….. ……..
Printed Name
Designation
email ID of Bid Signatory
Mobile No. of Bid Signatory
Tel No. of Bid Signatory
Fax No. of Bid Signatory
Date |  | 31
Place
Click for Sch-1

## Sch-1
CC/NT/W-SOLAR/DOM/T00/25/02256 | [11 empty] | Schedule - 1 | Schedule - 1 |  |  |  | Direct Total | 0 | Sole Bidder | `
[17 empty] | BO Total | #REF! | 0
Bulk Contract for Supply & Installation of Rooftop Solar projects on POWERGRID Buildings in Western Region (WR) under PM Surya Ghar (PMSGY) Scheme
(SCHEDULE OF RATES AND PRICES)
Bidder’s Name and Address (Sole Bidder) : | [10 empty] | To:
Contracts Services, 2nd Floor
Name : | [10 empty] | POWERGRID Energy Services Ltd | [7 empty] | , & …….. …….. …….. …….. …….. ……..
Address : | [10 empty] | Plot no. 42, Sector-44
Gurugram (Haryana) -122003
PLANT AND EQUIPMENT (INCLUDING MANDATORY SPARES PARTS) TO BE SUPPLIED, INCLUDING TYPE TEST CHARGES FOR TESTS TO BE CONDUCTED | [17 empty] | Direct
[9 empty] | All Prices are in Indian Rupees. | [8 empty] | Bought-Out
SI. No. | PR | Activity Description | Material Code | HSN Code | Whether HSN in column ‘ 6 ’ is confirmed. If not indicate applicable the HSN code * | Rate of GST applicable (in %) | Whether rate of GST in column ‘4’ is confirmed. If not indicate applicable rate of GST * | Item Description | Unit | Qty. | Unit Ex-works price (excluding GST) | Total Ex-works price (excluding GST) | GST Tax as confirmed by Bidder
1 |  | 4 | 5 | 6 | 7 | 8 | 9 | 10 | 11 | 12 | 13 | 14= 12 x 13 | 15
[15 empty] | Revaluation of J column | Tax Calculation
1 | 7000030158 | Supply-RTS | 1000075159 | 85414019 |  | 12 |  | COMPLETE SUPPLY OF ALL EQUIPMENT & MATERIAL FOR ROOFTOP SOLAR SYSTEMAS PER TECH. SPEC. | KW | 1000 |  | Included | 0 |  | 0 | 0
2 | 7000030158 | Supply-RTS | 1000075806 | 85176290 |  | 12 |  | THREE PHASE NET-METER/ REVERSE POWER FLOW SCHEME/ ZERO POWER FLOWCONTROLLER AS PER STATE UTILITY POLICY FOR GRIDCONNECTIVITY | EA | 18 |  | Included | 0 |  | 0 | 0
5 |  | 800kV 50kA AIS EQUIPMENT | 1000005854 | 85353090 |  | 18 |  | 765kV, 3150A, 50Ka, Vertical Knee/DoubleBreak Isolator (3-Phase) with two E/S | EA | 2 |  | Included | 0 |  | 0 | 0
6 |  | 800kV 50kA AIS EQUIPMENT | 1000005820 | 85353090 |  | 18 |  | 765kV, 3150A, 50kA, Vertical Knee/DoubleBreak Isolator (1-Phase) with one E/S | EA | 6 |  | Included | 0 |  | 0 | 0
7 |  | 800kV 50kA AIS EQUIPMENT | 1000005819 | 85353090 |  | 18 |  | 765kV, 3150A, 50kA, Vertical Knee/DoubleBreak Isolator (1-Phase) without E/S | EA | 12 |  | Included | 0 |  | 0 | 0
8 |  | 800kV 50kA AIS EQUIPMENT | 1000020421 | 85354010 |  | 18 |  | 624kV Surge Arrester (1-Phase) | EA | 6 |  | Included | 0 |  | 0 | 0
9 |  | 800kV 50kA AIS EQUIPMENT | 1000005791 | 85462040 |  | 18 |  | 765 kV, 1 phase Bus Post Insulator (except for Line Traps) | EA | 24 |  | Included | 0 |  | 0 | 0
10 |  | 800kV 50kA AIS EQUIPMENT | 1000005827 | 85352919 |  | 18 |  | 765kV, 3150A, 50kA Circuit Breaker(3-Phase) with closing resistor (withsupport structure) | EA | 2 |  | Included | 0 |  | 0 | 0
11 |  | 420kV, 63kA AIS EQUIPMENT | 1000004501 | 85352913 |  | 18 |  | 420kV, 3150A, 63kA Circuit Breaker (3-Phase) without closing resistorand with Support Structure | EA | 7 |  | Included | 0 |  | 0 | 0
12 |  | 420kV, 63kA AIS EQUIPMENT | 1000004463 | 85359090 |  | 18 |  | 420 kV, 3000A, 63KA, 1-Phase CurrentTransformer with 120% extended currentrating | EA | 21 |  | Included | 0 |  | 0 | 0
13 |  | 420kV, 63kA AIS EQUIPMENT | 1000004498 | 85353090 |  | 18 |  | 420kV, 3150A, 63KA, Isolator (3-phase)(Double Break) with one E/S | EA | 16 |  | Included | 0 |  | 0 | 0
14 |  | 420kV, 63kA AIS EQUIPMENT | 1000004496 | 85353090 |  | 18 |  | 420kV, 3150A, 63KA, Isolator (1 phase)(Double Break) with one E/S | EA | 6 |  | Included | 0 |  | 0 | 0
15 |  | 420kV, 63kA AIS EQUIPMENT | 1000004495 | 85353090 |  | 18 |  | 420kV, 3150A, 63KA, Isolator (1 phase)(Double Break) without E/S | EA | 6 |  | Included | 0 |  | 0 | 0
16 |  | 420kV, 63kA AIS EQUIPMENT | 1000020419 | 85354010 |  | 18 |  | 336kV Surge Arrester (1-phase) | EA | 12 |  | Included | 0 |  | 0 | 0
17 |  | 420kV, 63kA AIS EQUIPMENT | 1000004401 | 85462040 |  | 18 |  | 420 kV, 1 phase Bus Post Insulator (except for Line Traps) | EA | 215 |  | Included | 0 |  | 0 | 0
18 |  | 245kV, 50kA AIS EQUIPMENT | 1000001683 | 85352912 |  | 18 |  | 245kV, 1600A, 50KA Circuit Breaker(3-Phase) with support structure | EA | 3 |  | Included | 0 |  | 0 | 0
19 |  | 245kV, 50kA AIS EQUIPMENT | 1000001684 | 85359090 |  | 18 |  | 245 kV, 1600A, 50KA, 1-Phase CurrentTransformer with 120% extended currentrating | EA | 9 |  | Included | 0 |  | 0 | 0
20 |  | 245kV, 50kA AIS EQUIPMENT | 1000001772 | 85359090 |  | 18 |  | 245 kV, 4400pf Capacitive Voltage Transformer (1- Phase) | EA | 6 |  | Included | 0 |  | 0 | 0
21 |  | 245kV, 50kA AIS EQUIPMENT | 1000001688 | 85353090 |  | 18 |  | 245kV, 1600A, 50 KA, 3-phase DoubleBreak Isolator with one E/S | EA | 3 |  | Included | 0 |  | 0 | 0
22 |  | 245kV, 50kA AIS EQUIPMENT | 1000001689 | 85353090 |  | 18 |  | 245kV, 1600A, 50 KA, 3-phase DoubleBreak Isolator with two E/S | EA | 3 |  | Included | 0 |  | 0 | 0
23 |  | 245kV, 50kA AIS EQUIPMENT | 1000032777 | 85353090 |  | 18 |  | 245KV, 1600 A, 50KA, 3-PHASE, DOUBLE BREAK TANDEM ISOLATOR WITHOUT E/S | EA | 5 |  | Included | 0 |  | 0 | 0
24 |  | 245kV, 50kA AIS EQUIPMENT | 1000020417 | 85354010 |  | 18 |  | 216kV Surge Arrester (1-phase) | EA | 6 |  | Included | 0 |  | 0 | 0
25 |  | 245kV, 50kA AIS EQUIPMENT | 1000001695 | 85462040 |  | 18 |  | 245 kV, 1 phase Bus Post Insulator (except for Line Traps) | EA | 39 |  | Included | 0 |  | 0 | 0
26 |  | 245kV, 50kA AIS EQUIPMENT | 1000028442 | 85352912 |  | 18 |  | 245kV, 3150A, 50KA Circuit Breaker(3-Phase) with support structure | EA | 3 |  | Included | 0 |  | 0 | 0
27 |  | 245kV, 50kA AIS EQUIPMENT | 1000001739 | 85359090 |  | 18 |  | 245 kV, 2500A, 50KA, 1-Phase CurrentTransformer with 120% extended currentrating | EA | 9 |  | Included | 0 |  | 0 | 0
28 |  | 245kV, 50kA AIS EQUIPMENT | 1000051760 | 85353090 |  | 18 |  | 245KV, 3150A, 50KA, 3-PHASE DOUBLE BREAK ISOLATOR WITH TWO E/S | EA | 2 |  | Included | 0 |  | 0 | 0
29 |  | 245kV, 50kA AIS EQUIPMENT | 1000051850 | 85353090 |  | 18 |  | 245KV, 3150A, 50KA, 3-PHASE DOUBLE BREAK ISOLATOR WITH ONE E/S | EA | 4 |  | Included | 0 |  | 0 | 0
30 |  | 36kV AIS EQUIPMENT | 1000001998 | 85049010 |  | 18 |  | Current transformer (33kV) for transformer Netural along with supportstructure & terminal connector | SET | 2 |  | Included | 0 |  | 0 | 0
31 |  | Erection Hardware for 765 kV S/Y | 1000011350 | 72169990 |  | 18 |  | Erection Hardware for 765kV I type layout-Bus Work (For one diameters)as per technical specification | SET | 2 |  | Included | 0 |  | 0 | 0
32 |  | Erection Hardware for 765 kV S/Y | 1000011363 | 72169990 |  | 18 |  | Erection Hardware for 765kV I type layout-Transformer bay as pertechnical specification | SET | 2 |  | Included | 0 |  | 0 | 0
33 |  | Erection Hardware for 765 kV S/Y | 1000011362 | 72169990 |  | 18 |  | Erection Hardware for 765kV I type layout-Spare bay of half dia. asper technical specification | SET | 2 |  | Included | 0 |  | 0 | 0
34 |  | Erection Hardware for 765 kV S/Y | 1000015788 | 85049010 |  | 18 |  | Bus post insulators, spacers, equipmentsupport structures, conductors, Altube, clamp, connectors (including765kV, 400kV, tertiary and neuturalbushing terminal connectors etc) forarrangement of netural formation forTransformer(s), DELTA formation for onebank (each bank comprises of 3 singlephase units of Autotransformers) andmaking connection arrangement toconnect spare unit in place of any unitof the bank without physical shifting | LOT | 2 |  | Included | 0 |  | 0 | 0
35 |  | 765kV Insulator and Hardware | 1000055993 | 72169990 |  | 18 |  | 765KV SUSPENSION INSULATOR STRING AND ASSOCIATED HARDWARE FITTINGSWITH THROUGH CLAMP SUITABLE FOR QUAD CONDUCTOR | EA | 12 |  | Included | 0 |  | 0 | 0
36 |  | 765kV Insulator and Hardware | 1000055995 | 72169990 |  | 18 |  | 765KV TENSION INSULATOR STRING AND ASSOCIATED HARDWARE FITTINGSWITHOUT TURN BUCKLE SUITABLE FOR QUAD CONDUCTOR | EA | 18 |  | Included | 0 |  | 0 | 0
37 |  | 765kV Insulator and Hardware | 1000055997 | 72169990 |  | 18 |  | 765KV TENSION INSULATOR STRING AND ASSOCIATED HARDWARE FITTINGS WITHTURN BUCKLE SUITABLE FOR QUAD CONDUCTOR | EA | 18 |  | Included | 0 |  | 0 | 0
38 |  | Erection Hardware for 420 kV I Type S/Y | 1000011319 | 72169990 |  | 18 |  | Erection Hardware for 400kV I type layout-Bus Work (For two diameters)as per technical specification | SET | 1 |  | Included | 0 |  | 0 | 0
39 |  | Erection Hardware for 420 kV I Type S/Y | 1000011318 | 72169990 |  | 18 |  | Erection Hardware for 400kV I type layout-Bus Work (For one diameter)as per technical specification | SET | 1 |  | Included | 0 |  | 0 | 0
40 |  | Erection Hardware for 420 kV I Type S/Y | 1000011327 | 72169990 |  | 18 |  | Erection Hardware for 400kV I type layout-Transformer bay as pertechnical specification | SET | 4 |  | Included | 0 |  | 0 | 0
41 |  | Erection Hardware for 420 kV I Type S/Y | 1000011326 | 72169990 |  | 18 |  | Erection Hardware for 400kV I type layout-Spare bay of half dia as pertechnical specification | SET | 2 |  | Included | 0 |  | 0 | 0
42 |  | 420kV Insulator and Hardware | 1000055984 | 72169990 |  | 18 |  | 400KV TENSION INSULATOR STRING AND ASSOCIATED HARDWARE FITTINGSWITHOUT TURN BUCKLE SUITABLE FOR QUAD CONDUCTOR | EA | 66 |  | Included | 0 |  | 0 | 0
43 |  | 420kV Insulator and Hardware | 1000055991 | 72169990 |  | 18 |  | 400KV TENSION INSULATOR STRING AND ASSOCIATED HARDWARE FITTINGSWITH TURN BUCKLE SUITABLE FOR QUAD CONDUCTOR | EA | 66 |  | Included | 0 |  | 0 | 0
44 |  | 420kV Insulator and Hardware | 1000055986 | 72169990 |  | 18 |  | 400KV SUSPENSION INSULATOR STRING AND ASSOCIATED HARDWARE FITTINGSWITH DROP CLAMP SUITABLE FOR QUAD CONDUCTOR | EA | 12 |  | Included | 0 |  | 0 | 0
45 |  | 420kV Insulator and Hardware | 1000055988 | 72169990 |  | 18 |  | 400KV SUSPENSION INSULATOR STRING AND ASSOCIATED HARDWARE FITTINGSWITH THROUGH CLAMP SUITABLE FOR QUAD CONDUCTOR | EA | 42 |  | Included | 0 |  | 0 | 0
46 |  | Erection Hardware for 220 kV DMT Type S | 1000011255 | 72169990 |  | 18 |  | Erection Hardware for 220kV layout (Double Main and TransferScheme)-Bus work (one Bay) as per technical specification | SET | 1 |  | Included | 0 |  | 0 | 0
47 |  | Erection Hardware for 220 kV DMT Type S | 1000011256 | 72169990 |  | 18 |  | Erection Hardware for 220kV layout (Double Main and TransferScheme)-Bus work (two Bay) as per technical specification | SET | 1 |  | Included | 0 |  | 0 | 0
48 |  | Erection Hardware for 220 kV DMT Type S | 1000011257 | 72169990 |  | 18 |  | Erection Hardware for 220kV layout (Double Main and TransferScheme)-Bus work (three Bay) as per technical specification | SET | 1 |  | Included | 0 |  | 0 | 0
49 |  | Erection Hardware for 220 kV DMT Type S | 1000011264 | 72169990 |  | 18 |  | Erection Hardware for 220kV layout (Double Main and TransferScheme)-Transformer Bay as per technical specification | SET | 2 |  | Included | 0 |  | 0 | 0
50 |  | Erection Hardware for 220 kV DMT Type S | 1000011253 | 72169990 |  | 18 |  | Erection Hardware for 220kV layout (Double Main and TransferScheme)-Bus Coupler Bay as per technical specification | SET | 1 |  | Included | 0 |  | 0 | 0
51 |  | Erection Hardware for 220 kV DMT Type S | 1000011265 | 72169990 |  | 18 |  | Erection Hardware for 220kV layout (Double Main and TransferScheme)-Transfer Bus Coupler Bay as per technical specification | SET | 1 |  | Included | 0 |  | 0 | 0
52 |  | Erection Hardware for 220 kV DMT Type S | 1000011254 | 72169990 |  | 18 |  | Erection Hardware for 220kV layout (Double Main and TransferScheme)-Bus section Bay as per technical specification | SET | 1 |  | Included | 0 |  | 0 | 0
53 |  | CRP for 765kV Bays | 1000055448 | 85371000 |  | 18 |  | 765KV CIRCUIT BREAKER RELAY PANEL (WITH AUTOMATION) | EA | 4 |  | Included | 0 |  | 0 | 0
54 |  | CRP for 765kV Bays | 1000005789 | 85371000 |  | 18 |  | 765kV Transformer Protection Panel (For both HV & MV side)-(withAutomation) | EA | 2 |  | Included | 0 |  | 0 | 0
55 |  | CRP for 420kV Bays with SAS | 1000055446 | 85371000 |  | 18 |  | 400KV CIRCUIT BREAKER RELAY PANEL (WITH AUTOMATION) | EA | 7 |  | Included | 0 |  | 0 | 0
56 |  | CRP for 420kV Bays with SAS | 1000004274 | 85371000 |  | 18 |  | 400kV Transformer Protection Panel (For both HV & MV side)-(withAutomation) | EA | 2 |  | Included | 0 |  | 0 | 0
57 |  | CRP for 220kV Bays with SAS | 1000055443 | 85371000 |  | 18 |  | 220KV CIRCUIT BREAKER RELAY PANEL (WITH AUTOMATION) | EA | 6 |  | Included | 0 |  | 0 | 0
58 |  | CRP for 220kV Bays with SAS | 1000001166 | 85371000 |  | 18 |  | 220kV Bus Bar Protection Panel (Single)-(with Automation) | SET | 1 |  | Included | 0 |  | 0 | 0
59 |  | SAS-AUG | 1000005535 | 85371000 |  | 18 |  | Augmentation of Substation automation system for 765kV Main bay as perTechnical Specification | EA | 2 |  | Included | 0 |  | 0 | 0
60 |  | SAS-AUG | 1000005537 | 85371000 |  | 18 |  | Augmentation of Substation automation System for 765kV Tie bay as perTechnical Specification | EA | 2 |  | Included | 0 |  | 0 | 0
61 |  | SAS-AUG | 1000003409 | 85371000 |  | 18 |  | Augmentation of Substation automation System for 400kV Main bay as perTechnical Specification | EA | 4 |  | Included | 0 |  | 0 | 0
62 |  | SAS-AUG | 1000003411 | 85371000 |  | 18 |  | Augmentation of Substation automation System for 400kV Tie bay as perTechnical Specification | EA | 3 |  | Included | 0 |  | 0 | 0
63 |  | SAS-AUG | 1000001333 | 85371000 |  | 18 |  | Augmentation of Substation automation System for 220kV bay as perTechnical Specification | EA | 6 |  | Included | 0 |  | 0 | 0
64 |  | VMS | 1000030433 | 85287390 |  | 18 |  | COLOR IP CAMERA, WITH PAN, TILT AND ZOOM FACILITIES, ALONGWITH ALLREQUIRED ITEMS, ACCESSORIES, LINE INTERFACE UNITS, FIBER PATCH CORDS,POWER SUPPLY UNITS, JUNCTION BOXES, CABLES, FIBER OPTIC CABLES, ETC.,AND INCLUDING INTEGRATION IN EXISTING HARDWARE AND SOFTWARE FORAUGMENTATION OF VISUAL MONITORING SYSTEM AS PER TECHNICALSPECIFICATION. | SET | 1 |  | Included | 0 |  | 0 | 0
65 |  | AIR CONDITIONING & VENTILATION SYSTEM | 1000006284 | 84151090 |  | 18 |  | Air conditioning system for Switchyard Panel Room of 6m length | SET | 2 |  | Included | 0 |  | 0 | 0
66 |  | AIR CONDITIONING & VENTILATION SYSTEM | 1000006283 | 84151090 |  | 18 |  | Air conditioning system for Switchyard Panel Room of 3m length | SET | 2 |  | Included | 0 |  | 0 | 0
67 |  | FIRE FIGHTING SYSTEM | 1000012072 | 84248990 |  | 18 |  | HVW spray system, Hydrant system and complete U/G & O/G piping andaccessories etc. out side the pump house for 500 MVA,(765/v3)/(400/v3)/(33) kV, 1 -phase Autotransformer | SET | 6 |  | Included | 0 |  | 0 | 0
68 |  | FIRE FIGHTING SYSTEM | 1000012069 | 84248990 |  | 18 |  | HVW spray system, Hydrant system and complete U/G & O/G piping andaccessories etc. out side the pump house for 500MVA , 400KV/220/33kV, 3-phase Autotransformer | SET | 2 |  | Included | 0 |  | 0 | 0
69 |  | FIRE FIGHTING SYSTEM | 1000012018 | 85311020 |  | 18 |  | Fire Detection and Alarm System for Switchyard Panel Room of 6 mlength | SET | 2 |  | Included | 0 |  | 0 | 0
70 |  | FIRE FIGHTING SYSTEM | 1000012017 | 85311020 |  | 18 |  | Fire Detection and Alarm System for Switchyard Panel Room of 3 mlength | SET | 2 |  | Included | 0 |  | 0 | 0
71 |  | FIRE FIGHTING SYSTEM | 1000012022 | 84241000 |  | 18 |  | 4.5 kg CO2 type Portable Fire extinguisher | EA | 4 |  | Included | 0 |  | 0 | 0
72 |  | ILLUMINATION SYSTEM | 1000014547 | 85371000 |  | 18 |  | Lighting Panel type ACP-2 as per technical specification | EA | 5 |  | Included | 0 |  | 0 | 0
73 |  | ILLUMINATION SYSTEM | 1000004952 | 94059900 |  | 18 |  | 63A, 415V : Interlocked switch socket outdoor Receptacle (type RP) asper technical specifications | EA | 3 |  | Included | 0 |  | 0 | 0
74 |  | ILLUMINATION SYSTEM | 1000001894 | 94059900 |  | 18 |  | Outdoor Power Receptacle for oilfiltration unit (250A) | EA | 3 |  | Included | 0 |  | 0 | 0
75 |  | ILLUMINATION SYSTEM | 1000038387 | 94051090 |  | 18 |  | LED FLOOD LIGHT LUMINARIESTYPE FL-1 (150W) AS PER TECHNICALSPECIFICATION | EA | 65 |  | Included | 0 |  | 0 | 0
76 |  | ILLUMINATION SYSTEM | 1000038325 | 94059900 |  | 18 |  | LIGHTING FIXTURE LED LUMINAIRES TYPE FL2 AS PER TECH. SPECIFICATIONS | EA | 45 |  | Included | 0 |  | 0 | 0
77 |  | ILLUMINATION SYSTEM | 1000038385 | 94059900 |  | 18 |  | FIRE WALL MOUNTED LED LUMINARIE TYPE FL-2 (250W) | EA | 12 |  | Included | 0 |  | 0 | 0
78 |  | ILLUMINATION SYSTEM | 1000013794 | 94059900 |  | 18 |  | Illumination System for switchyard panel room of 3 m length | LS | 2 |  | Included | 0 |  | 0 | 0
79 |  | ILLUMINATION SYSTEM | 1000013795 | 94059900 |  | 18 |  | Illumination System for switchyard panel room of 6 m length | LS | 2 |  | Included | 0 |  | 0 | 0
80 |  | Mandatory Spare LOT | 1000027625 | 85352919 |  | 18 |  | Spare-765KV Circuit Breaker | LOT | 1 |  | Included | 0 |  | 0 | 0
81 |  | Mandatory Spare LOT | 1000028091 | 85353090 |  | 18 |  | Spare-765kV VKDB Isolator | LOT | 1 |  | Included | 0 |  | 0 | 0
82 |  | Mandatory Spare LOT | 1000054976 | 85352919 |  | 18 |  | SPARE-765KV CURRENT TRANSFORMER | LOT | 1 |  | Included | 0 |  | 0 | 0
83 |  | Mandatory Spare LOT | 1000028372 | 85354010 |  | 18 |  | SPARES FOR 624KV SURGE ARRESTER | LS | 1 |  | Included | 0 |  | 0 | 0
84 |  | Mandatory Spare LOT | 1000019918 | 85359090 |  | 18 |  | Spares for 420kV Circuit Breaker | LS | 1 |  | Included | 0 |  | 0 | 0
85 |  | Mandatory Spare LOT | 1000019919 | 85353090 |  | 18 |  | Spares for 420kV Double break Isolator | LS | 1 |  | Included | 0 |  | 0 | 0
86 |  | Mandatory Spare LOT | 1000024186 | 85354010 |  | 18 |  | SPARES FOR 336KV SURGE ARRESTER | LS | 1 |  | Included | 0 |  | 0 | 0
87 |  | Mandatory Spare LOT | 1000025940 | 85462040 |  | 18 |  | Spare-420kV BPI | SET | 1 |  | Included | 0 |  | 0 | 0
88 |  | Mandatory Spare LOT | 1000025941 | 85389000 |  | 18 |  | Spare-420kV CT 1 | SET | 1 |  | Included | 0 |  | 0 | 0
89 |  | Mandatory Spare LOT | 1000025935 | 85389000 |  | 18 |  | Spare-245kV Circuit Breaker | SET | 1 |  | Included | 0 |  | 0 | 0
90 |  | Mandatory Spare LOT | 1000025936 | 85353090 |  | 18 |  | Spare-245kV Isolator | SET | 1 |  | Included | 0 |  | 0 | 0
91 |  | Mandatory Spare LOT | 1000025933 | 85389000 |  | 18 |  | Spare-245kV CT | SET | 1 |  | Included | 0 |  | 0 | 0
92 |  | Mandatory Spare LOT | 1000025934 | 85359090 |  | 18 |  | Spare-245kV CVT | SET | 1 |  | Included | 0 |  | 0 | 0
93 |  | Mandatory Spare LOT | 1000025932 | 85462040 |  | 18 |  | Spare-245kV BPI | SET | 1 |  | Included | 0 |  | 0 | 0
94 |  | Mandatory Spare LOT | 1000019912 | 85371000 |  | 18 |  | Relay & protection Panels (with automation) | LS | 1 |  | Included | 0 |  | 0 | 0
95 |  | Mandatory Spare LOT | 1000032289 | 84819090 |  | 18 |  | SPARES FOFIRE PROTECTION SYSTEM | SET | 1 |  | Included | 0 |  | 0 | 0
96 |  | Mandatory Spare LOT | 1000053851 | 76169990 |  | 18 |  | SPARES FOR CLAMPS & CONNECTORS | LOT | 1 |  | Included | 0 |  | 0 | 0
97 |  | Mandatory Spare LOT | 1000025930 | 85354010 |  | 18 |  | Spare-216kV Surge Arrester | SET | 1 |  | Included | 0 |  | 0 | 0
98 |  | Mandatory Spare LOT | 1000005791 | 85462040 |  | 18 |  | 765 kV, 1 phase Bus Post Insulator (except for Line Traps) | EA | 2 |  | Included | 0 |  | 0 | 0
99 |  | PMU & asso. item (Bhadla-III) | 1000017518 | 85364900 |  | 18 |  | PMU with GPS Clock (clock can be either internal or external) | EA | 4 |  | Included | 0 |  | 0 | 0
100 |  | PMU & asso. item (Bhadla-III) | 1000022512 | 90311000 |  | 18 |  | WAMS Hardware - Time System (GPS receiver) | EA | 4 |  | Included | 0 |  | 0 | 0
101 |  | PMU & asso. item (Bhadla-III) | 1000071061 | 85176290 |  | 18 |  | SUBSTATION GRADE LAYER 2 LAN SWITCH | EA | 4 |  | Included | 0 |  | 0 | 0
102 |  | PMU & asso. item (Bhadla-III) | 1000071062 | 85176290 |  | 18 |  | SUBSTATION GRADE LAYER 3 LAN SWITCH | EA | 1 |  | Included | 0 |  | 0 | 0
103 |  | PMU & asso. item (Bhadla-III) | 1000022487 | 85447090 |  | 18 |  | WAMS Miscellaneous - Armored Fibre Optic Cable and associatedtermination (e.g. L2 Switch) for connecting PMU panels located indifferent control room of a station | EA | 1 |  | Included | 0 |  | 0 | 0
104 |  | PMU & asso. item (Bhadla-III) | 1000030641 | 85389000 |  | 18 |  | LIU - FO PATCH PANEL-12 PORT | EA | 5 |  | Included | 0 |  | 0 | 0
105 |  | 220kV Insulator and Hardware | 1000055975 | 72169990 |  | 18 |  | 220KV SUSPENSION INSULATOR STRING AND ASSOCIATED HARDWARE FITTINGSWITH DROP CLAMP SUITABLE FOR TWIN CONDUCTOR | EA | 6 |  | Included | 0 |  | 0 | 0
106 |  | 220kV Insulator and Hardware | 1000055977 | 72169990 |  | 18 |  | 220KV SUSPENSION INSULATOR STRING AND ASSOCIATED HARDWARE FITTINGSWITH THROUGH CLAMP SUITABLE FOR TWIN CONDUCTOR | EA | 30 |  | Included | 0 |  | 0 | 0
107 |  | 220kV Insulator and Hardware | 1000055978 | 72169990 |  | 18 |  | 220KV TENSION INSULATOR STRING AND ASSOCIATED HARDWARE FITTINGSWITHOUT TURN BUCKLE SUITABLE FOR QUAD CONDUCTOR | EA | 27 |  | Included | 0 |  | 0 | 0
108 |  | 220kV Insulator and Hardware | 1000055980 | 72169990 |  | 18 |  | 220KV TENSION INSULATOR STRING AND ASSOCIATED HARDWARE FITTINGSWITHOUT TURN BUCKLE SUITABLE FOR TWIN CONDUCTOR | EA | 27 |  | Included | 0 |  | 0 | 0
109 |  | 220kV Insulator and Hardware | 1000055981 | 72169990 |  | 18 |  | 220KV TENSION INSULATOR STRING AND ASSOCIATED HARDWARE FITTINGS WITHTURN BUCKLE SUITABLE FOR QUAD CONDUCTOR | EA | 27 |  | Included | 0 |  | 0 | 0
110 |  | 220kV Insulator and Hardware | 1000055983 | 72169990 |  | 18 |  | 220KV TENSION INSULATOR STRING AND ASSOCIATED HARDWARE FITTINGS WITHTURN BUCKLE SUITABLE FOR TWIN CONDUCTOR | EA | 27 |  | Included | 0 |  | 0 | 0
111 |  | POWER & CONTROL CABLE | 1000031964 | 85446020 |  | 18 |  | 1.1KV GRADE 3CX2.5 SQMM CONTROL CABLE | KM | 23 |  | Included | 0 |  | 0 | 0
112 |  | POWER & CONTROL CABLE | 1000031987 | 85446020 |  | 18 |  | 1.1KV GRADE 5CX2.5 SQMM CONTROL CABLE | KM | 38 |  | Included | 0 |  | 0 | 0
113 |  | POWER & CONTROL CABLE | 1000031887 | 85446020 |  | 18 |  | 1.1KV GRADE 10CX2.5 SQMM CONTROL CABLE | KM | 12 |  | Included | 0 |  | 0 | 0
114 |  | POWER & CONTROL CABLE | 1000056264 | 85446020 |  | 18 |  | 1.1KV GRADE 19CX1.5 SQMM CONTROL CABLE | KM | 16 |  | Included | 0 |  | 0 | 0
115 |  | POWER & CONTROL CABLE | 1000056265 | 85446020 |  | 18 |  | 1.1KV GRADE 27CX1.5 SQMM CONTROL CABLE | KM | 10 |  | Included | 0 |  | 0 | 0
116 |  | POWER & CONTROL CABLE | 1000005887 | 73269099 |  | 18 |  | 8PAIR 0.5 SQ.MM SCREENED CABLE | LS | 3.5 |  | Included | 0 |  | 0 | 0
117 |  | POWER & CONTROL CABLE | 1000031957 | 85446020 |  | 18 |  | 1.1KV GRADE 3.5CX70 SQMM (PVC) POWER CABLE | KM | 1.5 |  | Included | 0 |  | 0 | 0
118 |  | POWER & CONTROL CABLE | 1000031953 | 85446020 |  | 18 |  | 1.1KV GRADE 3.5CX35 SQMM (PVC) POWER CABLE | KM | 1 |  | Included | 0 |  | 0 | 0
119 |  | POWER & CONTROL CABLE | 1000031985 | 85446020 |  | 18 |  | 1.1KV GRADE 4CX6 SQMM (PVC) POWER CABLE | KM | 9 |  | Included | 0 |  | 0 | 0
120 |  | POWER & CONTROL CABLE | 1000031943 | 85446020 |  | 18 |  | 1.1KV GRADE 2CX6 SQMM (PVC) POWER CABLE | KM | 7 |  | Included | 0 |  | 0 | 0
121 |  | POWER & CONTROL CABLE | 1000031951 | 85446090 |  | 18 |  | 1.1KV GRADE 3.5CX300 SQMM (XLPE) POWER CABLE | KM | 3 |  | Included | 0 |  | 0 | 0
122 |  | CSD | 1000009713 | 85389000 |  | 18 |  | Controlled Switching Device for 420 kV, 3-ph Circuit Breaker | EA | 7 |  | Included | 0 |  | 0 | 0
123 |  | Breakup Mandatory spares | 1000005824 | 85352919 |  | 18 |  | Complete Pole of 765kV, 3150A, 50kA SF6Circuit Breaker including closingresistor, grading capacitor, polecolumn, interrupter with drivingmechanism and Marshelling Box butwithout support structure | EA | 1 |  | Included | 0 |  | 0 | 0
124 |  | Breakup Mandatory spares | 1000013165 | 85389000 |  | 18 |  | Grading capacitors for 765kV SF6 Circuit Breaker | EA | 2 |  | Included | 0 |  | 0 | 0
125 |  | Breakup Mandatory spares | 1000013065 | 85389000 |  | 18 |  | Rubber gasket, O rings and seals for SF6 gas (complete replacement forone 765kV breaker) | SET | 1 |  | Included | 0 |  | 0 | 0
126 |  | Breakup Mandatory spares | 1000021866 | 85389000 |  | 18 |  | Trip coil with resistor for 765kV SF6 Circuit Breaker | EA | 2 |  | Included | 0 |  | 0 | 0
127 |  | Breakup Mandatory spares | 1000009202 | 85389000 |  | 18 |  | Closing coil with resistor for 765kV SF6 Circuit Breaker | EA | 2 |  | Included | 0 |  | 0 | 0
128 |  | Breakup Mandatory spares | 1000021457 | 85389000 |  | 18 |  | Terminal pad for 765kV, 3150A, SF6Circuit Breaker | EA | 1 |  | Included | 0 |  | 0 | 0
129 |  | Breakup Mandatory spares | 1000015552 | 85389000 |  | 18 |  | Molecular filter for 765kV SF6 Circuit Breaker | EA | 2 |  | Included | 0 |  | 0 | 0
130 |  | Breakup Mandatory spares | 1000009869 | 85389000 |  | 18 |  | Corona rings (1 No of each type) for 765 kV Circuit Breaker | SET | 1 |  | Included | 0 |  | 0 | 0
131 |  | Breakup Mandatory spares | 1000018382 | 85389000 |  | 18 |  | Relays, Power contactors, SFU, limit switches, push buttons, timers &MCB etc. (1 No of each type) for 765kV Circuit Breaker | SET | 1 |  | Included | 0 |  | 0 | 0
132 |  | Breakup Mandatory spares | 1000018960 | 85389000 |  | 18 |  | Density/Pressure monitoring system for 765kV Circuit Breaker | EA | 1 |  | Included | 0 |  | 0 | 0
133 |  | Breakup Mandatory spares | 1000006923 | 85389000 |  | 18 |  | Aux. Switch/contact assembly for 765kV SF6 Circuit Breaker | SET | 1 |  | Included | 0 |  | 0 | 0
134 |  | Breakup Mandatory spares | 1000016825 | 85389000 |  | 18 |  | Operation counter for Circuit Breaker | EA | 1 |  | Included | 0 |  | 0 | 0
135 |  | Breakup Mandatory spares | 1000030439 | 85389000 |  | 18 |  | SF6 GAS (40% ORDERED QUANTITY) | LS | 1 |  | Included | 0 |  | 0 | 0
136 |  | Breakup Mandatory spares | 1000045291 | 85389000 |  | 18 |  | OPERATING MECHANISM FOR 765KV CB OF ALSTOM | EA | 1 |  | Included | 0 |  | 0 | 0
137 |  | Breakup Mandatory spares | 1000000427 | 85353090 |  | 18 |  | One Complete Pole of 765kV, 3150A, 50kAIsolator including support Insulator,Motor operating Mechanism with Box butexcluding structure | EA | 1 |  | Included | 0 |  | 0 | 0
138 |  | Breakup Mandatory spares | 1000009801 | 85389000 |  | 18 |  | Copper contact fingers for female & male contacts of 765kV Isolator | SET | 2 |  | Included | 0 |  | 0 | 0
139 |  | Breakup Mandatory spares | 1000009569 | 85389000 |  | 18 |  | Open / Close contactor assembly, timers, key interlock push buttonswitch & auxiliary switches for 765kV Isolator | SET | 1 |  | Included | 0 |  | 0 | 0
140 |  | Breakup Mandatory spares | 1000014570 | 85389000 |  | 18 |  | Limit Switch (Complete for 1 MOM box of Isolator) | SET | 2 |  | Included | 0 |  | 0 | 0
141 |  | Breakup Mandatory spares | 1000021492 | 85389000 |  | 18 |  | Terminal pads & connectors for 765kV,3150A Isolator | EA | 2 |  | Included | 0 |  | 0 | 0
142 |  | Breakup Mandatory spares | 1000009928 | 85389000 |  | 18 |  | Corona shield rings for 765kV Isolator | SET | 3 |  | Included | 0 |  | 0 | 0
143 |  | Breakup Mandatory spares | 1000005848 | 85359090 |  | 18 |  | 765 kV, 3000A, 50KA, 1-Phase CurrentTransformer with 120% extended currentrating | EA | 1 |  | Included | 0 |  | 0 | 0
144 |  | Breakup Mandatory spares | 1000020421 | 85354010 |  | 18 |  | 624kV Surge Arrester (1-Phase) | EA | 1 |  | Included | 0 |  | 0 | 0
145 |  | Breakup Mandatory spares | 1000020441 | 85359090 |  | 18 |  | Surge monitor for 624 kV Surge Arrester (1-Phase) | EA | 1 |  | Included | 0 |  | 0 | 0
146 |  | Breakup Mandatory spares | 1000004500 | 85352913 |  | 18 |  | One Pole of 420kV, 3150A, 63kA SF6circuit breaker including gradingcapacitor (if applicable),pole column,interrupter,operating mechanism andMarshalling Box but without supportstructure | EA | 1 |  | Included | 0 |  | 0 | 0
147 |  | Breakup Mandatory spares | 1000013056 | 85389000 |  | 18 |  | Rubber gasket, O rings and seals for SF6 gas (complete replacement forone 420kV SF6 Circuit Breaker) | SET | 1 |  | Included | 0 |  | 0 | 0
148 |  | Breakup Mandatory spares | 1000021861 | 85389000 |  | 18 |  | Trip coil with resistor for 420kV SF6 Circuit Breaker | SET | 2 |  | Included | 0 |  | 0 | 0
149 |  | Breakup Mandatory spares | 1000009197 | 85389000 |  | 18 |  | Closing coil with resistor for 420kV SF6 Circuit Breaker | EA | 2 |  | Included | 0 |  | 0 | 0
150 |  | Breakup Mandatory spares | 1000021444 | 85389000 |  | 18 |  | Terminal pad for 420kV SF6 Circuit Breaker | EA | 1 |  | Included | 0 |  | 0 | 0
151 |  | Breakup Mandatory spares | 1000015549 | 85389000 |  | 18 |  | Molecular filter for 420kV SF6 Circuit Breaker | EA | 2 |  | Included | 0 |  | 0 | 0
152 |  | Breakup Mandatory spares | 1000009860 | 85389000 |  | 18 |  | Corona rings (1 No of each type) for 420 kV Circuit Breaker | SET | 1 |  | Included | 0 |  | 0 | 0
153 |  | Breakup Mandatory spares | 1000018381 | 85389000 |  | 18 |  | Relays, Power contactors, SFU, limit switches, push buttons, timers &MCB etc. (1 No of each type) for 420kV Circuit Breaker | SET | 1 |  | Included | 0 |  | 0 | 0
154 |  | Breakup Mandatory spares | 1000017841 | 85389000 |  | 18 |  | Pressure switches (1 No. of each type) for 420kV SF6 Circuit Breaker | SET | 1 |  | Included | 0 |  | 0 | 0
155 |  | Breakup Mandatory spares | 1000006920 | 85389000 |  | 18 |  | Aux. Switch/contact assembly for 420kV SF6 Circuit Breaker | SET | 1 |  | Included | 0 |  | 0 | 0
156 |  | Breakup Mandatory spares | 1000016825 | 85389000 |  | 18 |  | Operation counter for Circuit Breaker | EA | 1 |  | Included | 0 |  | 0 | 0
157 |  | Breakup Mandatory spares | 1000032883 | 85389000 |  | 18 |  | COMPLETE SPRING OPERATING MECHANISM FOR 420 KV SF6 CIRCUIT BREAKER | EA | 1 |  | Included | 0 |  | 0 | 0
158 |  | Breakup Mandatory spares | 1000030439 | 85389000 |  | 18 |  | SF6 GAS (40% ORDERED QUANTITY) | LS | 1 |  | Included | 0 |  | 0 | 0
159 |  | Breakup Mandatory spares | 1000000398 | 85353090 |  | 18 |  | One Complete Pole of Double BreakIsolator including support Insulatorwith 1 E/s (excluding structure) withMotor Operating Mechanism for 420kV,3150A, 63kA main Isolator and E/S | EA | 1 |  | Included | 0 |  | 0 | 0
160 |  | Breakup Mandatory spares | 1000031541 | 85389000 |  | 18 |  | COPPER CONTACT FINGERS FOR FEMALE & MALE CONTACTS OF 420KV DOUBLE BREAK ISOLATOR | SET | 2 |  | Included | 0 |  | 0 | 0
161 |  | Breakup Mandatory spares | 1000009568 | 85389000 |  | 18 |  | Open / Close contactor assembly, timers, key interlock push buttonswitch & auxiliary switches for 420kV Isolator | SET | 1 |  | Included | 0 |  | 0 | 0
162 |  | Breakup Mandatory spares | 1000014562 | 85389000 |  | 18 |  | Limit switch for 420kV Isolator | SET | 2 |  | Included | 0 |  | 0 | 0
163 |  | Breakup Mandatory spares | 1000021263 | 85389000 |  | 18 |  | Terminal pads & connectors for 420kV Isolator | EA | 2 |  | Included | 0 |  | 0 | 0
164 |  | Breakup Mandatory spares | 1000009963 | 85389000 |  | 18 |  | Corona shield rings for 420kV DB Isolator for 1-pole | SET | 3 |  | Included | 0 |  | 0 | 0
165 |  | Breakup Mandatory spares | 1000004463 | 85359090 |  | 18 |  | 420 kV, 3000A, 63KA, 1-Phase CurrentTransformer with 120% extended currentrating | EA | 1 |  | Included | 0 |  | 0 | 0
166 |  | Breakup Mandatory spares | 1000020419 | 85354010 |  | 18 |  | 336kV Surge Arrester (1-phase) | EA | 1 |  | Included | 0 |  | 0 | 0
167 |  | Breakup Mandatory spares | 1000020440 | 85359090 |  | 18 |  | Surge monitor (1-Phase) | EA | 1 |  | Included | 0 |  | 0 | 0
168 |  | Breakup Mandatory spares | 1000001686 | 85352912 |  | 18 |  | Complete Pole of 245kV, 1600A, 50kA SF6Circuit Breaker including closingresistor(if applicable), gradingcapacitor (if applicable), pole column,interrupter with driving mechanism andMarshelling Box but without supportstructure | EA | 1 |  | Included | 0 |  | 0 | 0
169 |  | Breakup Mandatory spares | 1000013055 | 85389000 |  | 18 |  | Rubber gasket, O rings and seals for SF6 gas (complete replacement forone 245kV SF6 Circuit Breaker) | SET | 1 |  | Included | 0 |  | 0 | 0
170 |  | Breakup Mandatory spares | 1000021853 | 85389000 |  | 18 |  | Trip coil with resistor for 245kV Circuit Breaker | EA | 2 |  | Included | 0 |  | 0 | 0
171 |  | Breakup Mandatory spares | 1000009186 | 85389000 |  | 18 |  | Closing coil with resistor for 245kV Circuit Breaker | EA | 1 |  | Included | 0 |  | 0 | 0
172 |  | Breakup Mandatory spares | 1000021434 | 85389000 |  | 18 |  | Terminal pad for 245kV SF6 Circuit Breaker | EA | 1 |  | Included | 0 |  | 0 | 0
173 |  | Breakup Mandatory spares | 1000015547 | 85389000 |  | 18 |  | Molecular filter for 245kV SF6 Circuit Breaker | EA | 1 |  | Included | 0 |  | 0 | 0
174 |  | Breakup Mandatory spares | 1000018387 | 85389000 |  | 18 |  | Relays, Power contactors, SFU, limit switches, push buttons, timers &MCB etc. (1 No of each type) for 245kV SF6 Circuit Breaker | SET | 1 |  | Included | 0 |  | 0 | 0
175 |  | Breakup Mandatory spares | 1000001790 | 85353090 |  | 18 |  | Complete pole for 245kV, 1600 Aisolator with 1 earth switch includingsupport Insulator, motor operatingmechanism (MOM) with box but excludingstructure | EA | 1 |  | Included | 0 |  | 0 | 0
176 |  | Breakup Mandatory spares | 1000009794 | 85389000 |  | 18 |  | Copper contact fingers for female & male contacts of 245kV DoubleBreak Isolator | SET | 2 |  | Included | 0 |  | 0 | 0
177 |  | Breakup Mandatory spares | 1000009567 | 85389000 |  | 18 |  | Open / Close contactor assembly, timers, key interlock push buttonswitch & auxiliary switches for 245kV Isolator | SET | 1 |  | Included | 0 |  | 0 | 0
178 |  | Breakup Mandatory spares | 1000014561 | 85389000 |  | 18 |  | Limit switch for 245kV Isolator | SET | 2 |  | Included | 0 |  | 0 | 0
179 |  | Breakup Mandatory spares | 1000021259 | 85389000 |  | 18 |  | Terminal pads & connectors (of eachtype) for 245kV 1600A DB Isolator | EA | 2 |  | Included | 0 |  | 0 | 0
180 |  | Breakup Mandatory spares | 1000030543 | 85389000 |  | 18 |  | Corona shield rings for 245 kV DB isolator | EA | 3 |  | Included | 0 |  | 0 | 0
181 |  | Breakup Mandatory spares | 1000001772 | 85359090 |  | 18 |  | 245 kV, 4400pf Capacitive Voltage Transformer (1- Phase) | EA | 1 |  | Included | 0 |  | 0 | 0
182 |  | Breakup Mandatory spares | 1000001684 | 85359090 |  | 18 |  | 245 kV, 1600A, 50KA, 1-Phase CurrentTransformer with 120% extended currentrating | EA | 1 |  | Included | 0 |  | 0 | 0
183 |  | Breakup Mandatory spares | 1000001739 | 85359090 |  | 18 |  | 245 kV, 2500A, 50KA, 1-Phase CurrentTransformer with 120% extended currentrating | EA | 1 |  | Included | 0 |  | 0 | 0
184 |  | Breakup Mandatory spares | 1000020417 | 85354010 |  | 18 |  | 216kV Surge Arrester (1-phase) | EA | 1 |  | Included | 0 |  | 0 | 0
185 |  | Breakup Mandatory spares | 1000020440 | 85359090 |  | 18 |  | Surge monitor (1-Phase) | EA | 1 |  | Included | 0 |  | 0 | 0
186 |  | Breakup Mandatory spares | 1000005791 | 85462040 |  | 18 |  | 765 kV, 1 phase Bus Post Insulator (except for Line Traps) | EA | 2 |  | Included | 0 |  | 0 | 0
187 |  | Breakup Mandatory spares | 1000004401 | 85462040 |  | 18 |  | 420 kV, 1 phase Bus Post Insulator (except for Line Traps) | EA | 2 |  | Included | 0 |  | 0 | 0
188 |  | Breakup Mandatory spares | 1000001695 | 85462040 |  | 18 |  | 245 kV, 1 phase Bus Post Insulator (except for Line Traps) | EA | 2 |  | Included | 0 |  | 0 | 0
189 |  | Breakup Mandatory spares | 1000021791 | 85371000 |  | 18 |  | Transformer differential protection relay | EA | 1 |  | Included | 0 |  | 0 | 0
190 |  | Breakup Mandatory spares | 1000018532 | 85371000 |  | 18 |  | Restricted earthfault relay type with non-linear resistor andassociated software in case of numerical relay | EA | 1 |  | Included | 0 |  | 0 | 0
191 |  | Breakup Mandatory spares | 1000014304 | 85371000 |  | 18 |  | Numerical LBB relay | EA | 1 |  | Included | 0 |  | 0 | 0
192 |  | Breakup Mandatory spares | 1000007634 | 85371000 |  | 18 |  | Bay Unit module for Bus Bar Protection | EA | 1 |  | Included | 0 |  | 0 | 0
193 |  | Breakup Mandatory spares | 1000014145 | 85311020 |  | 18 |  | Ionisation type Smoke detector (10% of popu) | EA | 1 |  | Included | 0 |  | 0 | 0
194 |  | Breakup Mandatory spares | 1000010577 | 84818090 |  | 18 |  | Deluge valve (1 No. of each size) | SET | 1 |  | Included | 0 |  | 0 | 0
195 |  | Breakup Mandatory spares | 1000032286 | 76169990 |  | 18 |  | SPARES FOR CLAMPS AND CONNECTORS | SET | 1 |  | Included | 0 |  | 0 | 0
196 |  | STRUCTURE SUPPLY | 1000015954 | 73082011 |  | 18 |  | Fabrication, galvanising and supply of Lattice Structures (MS Steel),to be designed during detailed engineering, for towers, beams andequipment support structure including pack plates / packwashers andgusset plates excluding fasteners and foundation bolts | MT | 840 |  | Included | 0 |  | 0 | 0
197 |  | STRUCTURE SUPPLY | 1000015953 | 73082011 |  | 18 |  | Fabrication, galvanising and supply of Lattice Structures (HT Steel),to be designed during detailed engineering, for towers, beams andequipment support structure including pack plates / packwashers andgusset plates excluding fasteners and foundation bolts | MT | 184 |  | Included | 0 |  | 0 | 0
198 |  | STRUCTURE SUPPLY | 1000011713 | 73082011 |  | 18 |  | Fabrication, galvanising and supply of fasteners ( nuts, bolts andwashers ) including step bolts for lattice and pipe structures to bedesigned during detailed engineering | MT | 43 |  | Included | 0 |  | 0 | 0
199 |  | STRUCTURE SUPPLY | 1000012373 | 73082011 |  | 18 |  | Fabrication, galvanising and supply of foundation bolts including nuts,checknut and washers for lattice and pipe structures to be designedduring detailed engineering | MT | 114 |  | Included | 0 |  | 0 | 0
200 |  | Earthmat | 1000032055 | 72159090 |  | 18 |  | 40 MM MS ROD FOR MAIN EARTHMAT | KM | 10 |  | Included | 0 |  | 0 | 0
|  | 8: Total Ex-works Price | 0 | 0 | 0 | 0 | 0
|  | 8: Total Type Test charges as per Schedule-7 | 0 | 0 | 0 | 0 | 0
|  | 8: Total Ex-works Price including Type Test charges | 0 | 0 | 0 | 0 | 0
|  | 8: Total GST Tax as confirmed by Bidder | 0 | 0 | 0 | 0 | 0
Note : |  | 4: on FOR destination site basis
*
Date: |  | 4: --; 7: 0; 10: Printed Name :
Place: |  | 10: Designation :
Click for Sch-2

## Sch-1 dis (hidden)
CC/NT/W-SOLAR/DOM/T00/25/02256 | [5 empty] | Schedule - 1 |  |  |  | Direct Total | 0 | Sole Bidder | `
[10 empty] | BO Total | #REF! | 0
Bulk Contract for Supply & Installation of Rooftop Solar projects on POWERGRID Buildings in Western Region (WR) under PM Surya Ghar (PMSGY) Scheme
(SCHEDULE OF RATES AND PRICES : EX-WORKS PRICES)
Bidder’s Name and Address (Sole Bidder) : |  |  |  | To:
Contract Services
Name : |  |  |  | Power Grid Corporation of India Ltd., | [7 empty] | , & …….. …….. …….. …….. …….. ……..
Address : |  |  |  | "Saudamini", Plot No.-2
Sector-29,
Gurgaon (Haryana) - 122001
Plant and Equipment (including Mandatory Spares Parts) to be supplied, including Type Test Charges for Tests to be conducted. | [10 empty] | Direct
[6 empty] | All Prices are in Indian Rupees. |  |  |  |  | Bought-Out
SI. No. | Item Description | Unit | Qty. | Unit Ex-works price | Total Ex-works price | Mode of Transaction (Direct / Bought-out)
1 | 2 | 3 | 4 | 5 | 6 = 4 x 5 | 7
0 | 0
#REF! | #REF!
0 | 0
#REF! | #REF! | #REF! | #REF! | #REF! | #REF! | #REF!
#REF! | #REF! | #REF! | #REF! | #REF! | #REF! | #REF!
#REF! | #REF!
#REF! | #REF! | #REF! | #REF! | #REF! | #REF! | #REF!
#REF! | #REF! | #REF! | #REF! | #REF! | #REF! | #REF!
#REF! | #REF!
#REF! | #REF! | #REF! | #REF! | #REF! | #REF! | #REF!
#REF! | #REF! | #REF! | #REF! | #REF! | #REF! | #REF!
#REF! | #REF!
#REF! | #REF!
#REF! | #REF! | #REF! | #REF! | #REF! | #REF! | #REF!
#REF! | #REF! | #REF! | #REF! | #REF! | #REF! | #REF!
#REF! | #REF!
#REF! | #REF! | #REF! | #REF! | #REF! | #REF! | #REF!
#REF! | #REF! | #REF! | #REF! | #REF! | #REF! | #REF!
#REF! | #REF! | #REF! | #REF! | #REF! | #REF! | #REF!
#REF! | #REF! | #REF! | #REF! | #REF! | #REF! | #REF!
#REF! | #REF! | #REF! | #REF! | #REF! | #REF! | #REF!
#REF! | #REF! | #REF! | #REF! | #REF! | #REF! | #REF!
#REF! | #REF!
#REF! | #REF! | #REF! | #REF! | #REF! | #REF! | #REF!
#REF! | #REF!
#REF! | #REF! | #REF! | #REF! | #REF! | #REF! | #REF!
#REF! | #REF! | #REF! | #REF! | #REF! | #REF! | #REF!
#REF! | #REF! | #REF! | #REF! | #REF! | #REF! | #REF!
#REF! | #REF! | #REF! | #REF! | #REF! | #REF! | #REF!
#REF! | #REF!
#REF! | #REF! | #REF! | #REF! | #REF! | #REF! | #REF!
#REF! | #REF! | #REF! | #REF! | #REF! | #REF! | #REF!
#REF! | #REF! | #REF! | #REF! | #REF! | #REF! | #REF!
#REF! | #REF!
#REF! | #REF! | #REF! | #REF! | #REF! | #REF! | #REF!
#REF! | #REF! | #REF! | #REF! | #REF! | #REF! | #REF!
#REF! | #REF! | #REF! | #REF! | #REF! | #REF! | #REF!
#REF! | #REF! | #REF! | #REF! | #REF! | #REF! | #REF!
#REF! | #REF! | #REF! | #REF! | #REF! | #REF! | #REF!
#REF! | #REF!
| #REF! | #REF! | #REF! | #REF! | #REF! | #REF!
#REF!
| #REF! | #REF! | #REF! | #REF! | #REF! | #REF!
| #REF! | #REF! | #REF! | #REF! | #REF! | #REF!
| Total Ex-Works Price Direct |  |  |  | 0 | Direct
| Total Ex-Works Price Bought Out |  |  |  | 0
| Total Ex-Works Price |  |  |  | 0
| Total Type Test charges as per Schedule-7 |  |  |  | #REF! |  |  | #REF! |  | #REF!
| Total Ex-works Price including Type Test charges |  |  |  | #REF! |  |  | #REF! |  | #REF!
[7 empty] | Discount Sch-1 | #REF! | MPD Sch-1 | #REF!
[7 empty] | Dis Alert | #REF!
Note : | Specify amount of Excise Duty, Sales Tax/'VAT and other taxes payable on the transaction between the Contractor and the Employer and octroi/entry tax as applicable for destination site/state on all items of supply including bought-out finished items (to be identified in the Contract), which shall be dispatched directly from the sub-vendor’s works to the Employer’s site (sale-in-transit), separately in Schedule-5. Excise Duty, Sales tax and other levies for all the bought-out items are to be included in the EXW Price (Col. No. 5) only and not to be indicated in Schedule-5.
Date : | --
Place : |  |  | Printed Name :
Designation :
Click for Sch-2

## Sch-2
CC/NT/W-SOLAR/DOM/T00/25/02256 | [6 empty] | Schedule - 2
Bulk Contract for Supply & Installation of Rooftop Solar projects on POWERGRID Buildings in Western Region (WR) under PM Surya Ghar (PMSGY) Scheme
(SCHEDULE OF RATES AND PRICES)
Bidder’s Name and Address (Sole Bidder) : | [5 empty] | To:
Contracts Services, 2nd Floor
Name : | [5 empty] | POWERGRID Energy Services Ltd
Address : | [5 empty] | Plot no. 42, Sector-44
Gurugram (Haryana) -122003
0
LOCAL TRANSPORTATION, IN-TRANSIT INSURANCE, LOADING AND UNLOADING
All Prices are in Indian Rupees.
SI. No. | Activity Description | Material Code | Description | Unit | Quantity | Unit Freight, In-transit Insurance, loading & unloading Charges | Total Freight, In-transit Insurance, loading & unloading Charges
1 | 4 | 5 | 4 | 5 | 6 | 7 | 8= 6 x 7
NOT APPLICABLE
2 | 800kV 50kA AIS EQUIPMENT | 1000005848 | 765 kV, 3000A, 50KA, 1-Phase CurrentTransformer with 120% extended currentrating | EA | 12 |  | Included
#REF! | 800kV 50kA AIS EQUIPMENT | 1000005853 | 765kV, 3150A, 50Ka, Vertical Knee/DoubleBreak Isolator (3-Phase) with one E/S | EA | 6 |  | Included
5 | 800kV 50kA AIS EQUIPMENT | 1000005854 | 765kV, 3150A, 50Ka, Vertical Knee/DoubleBreak Isolator (3-Phase) with two E/S | EA | 2 |  | Included
6 | 800kV 50kA AIS EQUIPMENT | 1000005820 | 765kV, 3150A, 50kA, Vertical Knee/DoubleBreak Isolator (1-Phase) with one E/S | EA | 6 |  | Included
7 | 800kV 50kA AIS EQUIPMENT | 1000005819 | 765kV, 3150A, 50kA, Vertical Knee/DoubleBreak Isolator (1-Phase) without E/S | EA | 12 |  | Included
8 | 800kV 50kA AIS EQUIPMENT | 1000020421 | 624kV Surge Arrester (1-Phase) | EA | 6 |  | Included
9 | 800kV 50kA AIS EQUIPMENT | 1000005791 | 765 kV, 1 phase Bus Post Insulator (except for Line Traps) | EA | 24 |  | Included
10 | 800kV 50kA AIS EQUIPMENT | 1000005827 | 765kV, 3150A, 50kA Circuit Breaker(3-Phase) with closing resistor (withsupport structure) | EA | 2 |  | Included
11 | 420kV, 63kA AIS EQUIPMENT | 1000004501 | 420kV, 3150A, 63kA Circuit Breaker (3-Phase) without closing resistorand with Support Structure | EA | 7 |  | Included
12 | 420kV, 63kA AIS EQUIPMENT | 1000004463 | 420 kV, 3000A, 63KA, 1-Phase CurrentTransformer with 120% extended currentrating | EA | 21 |  | Included
13 | 420kV, 63kA AIS EQUIPMENT | 1000004498 | 420kV, 3150A, 63KA, Isolator (3-phase)(Double Break) with one E/S | EA | 16 |  | Included
14 | 420kV, 63kA AIS EQUIPMENT | 1000004496 | 420kV, 3150A, 63KA, Isolator (1 phase)(Double Break) with one E/S | EA | 6 |  | Included
15 | 420kV, 63kA AIS EQUIPMENT | 1000004495 | 420kV, 3150A, 63KA, Isolator (1 phase)(Double Break) without E/S | EA | 6 |  | Included
16 | 420kV, 63kA AIS EQUIPMENT | 1000020419 | 336kV Surge Arrester (1-phase) | EA | 12 |  | Included
17 | 420kV, 63kA AIS EQUIPMENT | 1000004401 | 420 kV, 1 phase Bus Post Insulator (except for Line Traps) | EA | 215 |  | Included
18 | 245kV, 50kA AIS EQUIPMENT | 1000001683 | 245kV, 1600A, 50KA Circuit Breaker(3-Phase) with support structure | EA | 3 |  | Included
19 | 245kV, 50kA AIS EQUIPMENT | 1000001684 | 245 kV, 1600A, 50KA, 1-Phase CurrentTransformer with 120% extended currentrating | EA | 9 |  | Included
20 | 245kV, 50kA AIS EQUIPMENT | 1000001772 | 245 kV, 4400pf Capacitive Voltage Transformer (1- Phase) | EA | 6 |  | Included
21 | 245kV, 50kA AIS EQUIPMENT | 1000001688 | 245kV, 1600A, 50 KA, 3-phase DoubleBreak Isolator with one E/S | EA | 3 |  | Included
22 | 245kV, 50kA AIS EQUIPMENT | 1000001689 | 245kV, 1600A, 50 KA, 3-phase DoubleBreak Isolator with two E/S | EA | 3 |  | Included
23 | 245kV, 50kA AIS EQUIPMENT | 1000032777 | 245KV, 1600 A, 50KA, 3-PHASE, DOUBLE BREAK TANDEM ISOLATOR WITHOUT E/S | EA | 5 |  | Included
24 | 245kV, 50kA AIS EQUIPMENT | 1000020417 | 216kV Surge Arrester (1-phase) | EA | 6 |  | Included
25 | 245kV, 50kA AIS EQUIPMENT | 1000001695 | 245 kV, 1 phase Bus Post Insulator (except for Line Traps) | EA | 39 |  | Included
26 | 245kV, 50kA AIS EQUIPMENT | 1000028442 | 245kV, 3150A, 50KA Circuit Breaker(3-Phase) with support structure | EA | 3 |  | Included
27 | 245kV, 50kA AIS EQUIPMENT | 1000001739 | 245 kV, 2500A, 50KA, 1-Phase CurrentTransformer with 120% extended currentrating | EA | 9 |  | Included
28 | 245kV, 50kA AIS EQUIPMENT | 1000051760 | 245KV, 3150A, 50KA, 3-PHASE DOUBLE BREAK ISOLATOR WITH TWO E/S | EA | 2 |  | Included
29 | 245kV, 50kA AIS EQUIPMENT | 1000051850 | 245KV, 3150A, 50KA, 3-PHASE DOUBLE BREAK ISOLATOR WITH ONE E/S | EA | 4 |  | Included
30 | 36kV AIS EQUIPMENT | 1000001998 | Current transformer (33kV) for transformer Netural along with supportstructure & terminal connector | SET | 2 |  | Included
31 | Erection Hardware for 765 kV S/Y | 1000011350 | Erection Hardware for 765kV I type layout-Bus Work (For one diameters)as per technical specification | SET | 2 |  | Included
32 | Erection Hardware for 765 kV S/Y | 1000011363 | Erection Hardware for 765kV I type layout-Transformer bay as pertechnical specification | SET | 2 |  | Included
33 | Erection Hardware for 765 kV S/Y | 1000011362 | Erection Hardware for 765kV I type layout-Spare bay of half dia. asper technical specification | SET | 2 |  | Included
34 | Erection Hardware for 765 kV S/Y | 1000015788 | Bus post insulators, spacers, equipmentsupport structures, conductors, Altube, clamp, connectors (including765kV, 400kV, tertiary and neuturalbushing terminal connectors etc) forarrangement of netural formation forTransformer(s), DELTA formation for onebank (each bank comprises of 3 singlephase units of Autotransformers) andmaking connection arrangement toconnect spare unit in place of any unitof the bank without physical shifting | LOT | 2 |  | Included
35 | 765kV Insulator and Hardware | 1000055993 | 765KV SUSPENSION INSULATOR STRING AND ASSOCIATED HARDWARE FITTINGSWITH THROUGH CLAMP SUITABLE FOR QUAD CONDUCTOR | EA | 12 |  | Included
36 | 765kV Insulator and Hardware | 1000055995 | 765KV TENSION INSULATOR STRING AND ASSOCIATED HARDWARE FITTINGSWITHOUT TURN BUCKLE SUITABLE FOR QUAD CONDUCTOR | EA | 18 |  | Included
37 | 765kV Insulator and Hardware | 1000055997 | 765KV TENSION INSULATOR STRING AND ASSOCIATED HARDWARE FITTINGS WITHTURN BUCKLE SUITABLE FOR QUAD CONDUCTOR | EA | 18 |  | Included
38 | Erection Hardware for 420 kV I Type S/Y | 1000011319 | Erection Hardware for 400kV I type layout-Bus Work (For two diameters)as per technical specification | SET | 1 |  | Included
39 | Erection Hardware for 420 kV I Type S/Y | 1000011318 | Erection Hardware for 400kV I type layout-Bus Work (For one diameter)as per technical specification | SET | 1 |  | Included
40 | Erection Hardware for 420 kV I Type S/Y | 1000011327 | Erection Hardware for 400kV I type layout-Transformer bay as pertechnical specification | SET | 4 |  | Included
41 | Erection Hardware for 420 kV I Type S/Y | 1000011326 | Erection Hardware for 400kV I type layout-Spare bay of half dia as pertechnical specification | SET | 2 |  | Included
42 | 420kV Insulator and Hardware | 1000055984 | 400KV TENSION INSULATOR STRING AND ASSOCIATED HARDWARE FITTINGSWITHOUT TURN BUCKLE SUITABLE FOR QUAD CONDUCTOR | EA | 66 |  | Included
43 | 420kV Insulator and Hardware | 1000055991 | 400KV TENSION INSULATOR STRING AND ASSOCIATED HARDWARE FITTINGSWITH TURN BUCKLE SUITABLE FOR QUAD CONDUCTOR | EA | 66 |  | Included
44 | 420kV Insulator and Hardware | 1000055986 | 400KV SUSPENSION INSULATOR STRING AND ASSOCIATED HARDWARE FITTINGSWITH DROP CLAMP SUITABLE FOR QUAD CONDUCTOR | EA | 12 |  | Included
45 | 420kV Insulator and Hardware | 1000055988 | 400KV SUSPENSION INSULATOR STRING AND ASSOCIATED HARDWARE FITTINGSWITH THROUGH CLAMP SUITABLE FOR QUAD CONDUCTOR | EA | 42 |  | Included
46 | Erection Hardware for 220 kV DMT Type S | 1000011255 | Erection Hardware for 220kV layout (Double Main and TransferScheme)-Bus work (one Bay) as per technical specification | SET | 1 |  | Included
47 | Erection Hardware for 220 kV DMT Type S | 1000011256 | Erection Hardware for 220kV layout (Double Main and TransferScheme)-Bus work (two Bay) as per technical specification | SET | 1 |  | Included
48 | Erection Hardware for 220 kV DMT Type S | 1000011257 | Erection Hardware for 220kV layout (Double Main and TransferScheme)-Bus work (three Bay) as per technical specification | SET | 1 |  | Included
49 | Erection Hardware for 220 kV DMT Type S | 1000011264 | Erection Hardware for 220kV layout (Double Main and TransferScheme)-Transformer Bay as per technical specification | SET | 2 |  | Included
50 | Erection Hardware for 220 kV DMT Type S | 1000011253 | Erection Hardware for 220kV layout (Double Main and TransferScheme)-Bus Coupler Bay as per technical specification | SET | 1 |  | Included
51 | Erection Hardware for 220 kV DMT Type S | 1000011265 | Erection Hardware for 220kV layout (Double Main and TransferScheme)-Transfer Bus Coupler Bay as per technical specification | SET | 1 |  | Included
52 | Erection Hardware for 220 kV DMT Type S | 1000011254 | Erection Hardware for 220kV layout (Double Main and TransferScheme)-Bus section Bay as per technical specification | SET | 1 |  | Included
53 | CRP for 765kV Bays | 1000055448 | 765KV CIRCUIT BREAKER RELAY PANEL (WITH AUTOMATION) | EA | 4 |  | Included
54 | CRP for 765kV Bays | 1000005789 | 765kV Transformer Protection Panel (For both HV & MV side)-(withAutomation) | EA | 2 |  | Included
55 | CRP for 420kV Bays with SAS | 1000055446 | 400KV CIRCUIT BREAKER RELAY PANEL (WITH AUTOMATION) | EA | 7 |  | Included
56 | CRP for 420kV Bays with SAS | 1000004274 | 400kV Transformer Protection Panel (For both HV & MV side)-(withAutomation) | EA | 2 |  | Included
57 | CRP for 220kV Bays with SAS | 1000055443 | 220KV CIRCUIT BREAKER RELAY PANEL (WITH AUTOMATION) | EA | 6 |  | Included
58 | CRP for 220kV Bays with SAS | 1000001166 | 220kV Bus Bar Protection Panel (Single)-(with Automation) | SET | 1 |  | Included
59 | SAS-AUG | 1000005535 | Augmentation of Substation automation system for 765kV Main bay as perTechnical Specification | EA | 2 |  | Included
60 | SAS-AUG | 1000005537 | Augmentation of Substation automation System for 765kV Tie bay as perTechnical Specification | EA | 2 |  | Included
61 | SAS-AUG | 1000003409 | Augmentation of Substation automation System for 400kV Main bay as perTechnical Specification | EA | 4 |  | Included
62 | SAS-AUG | 1000003411 | Augmentation of Substation automation System for 400kV Tie bay as perTechnical Specification | EA | 3 |  | Included
63 | SAS-AUG | 1000001333 | Augmentation of Substation automation System for 220kV bay as perTechnical Specification | EA | 6 |  | Included
64 | VMS | 1000030433 | COLOR IP CAMERA, WITH PAN, TILT AND ZOOM FACILITIES, ALONGWITH ALLREQUIRED ITEMS, ACCESSORIES, LINE INTERFACE UNITS, FIBER PATCH CORDS,POWER SUPPLY UNITS, JUNCTION BOXES, CABLES, FIBER OPTIC CABLES, ETC.,AND INCLUDING INTEGRATION IN EXISTING HARDWARE AND SOFTWARE FORAUGMENTATION OF VISUAL MONITORING SYSTEM AS PER TECHNICALSPECIFICATION. | SET | 1 |  | Included
65 | AIR CONDITIONING & VENTILATION SYSTEM | 1000006284 | Air conditioning system for Switchyard Panel Room of 6m length | SET | 2 |  | Included
66 | AIR CONDITIONING & VENTILATION SYSTEM | 1000006283 | Air conditioning system for Switchyard Panel Room of 3m length | SET | 2 |  | Included
67 | FIRE FIGHTING SYSTEM | 1000012072 | HVW spray system, Hydrant system and complete U/G & O/G piping andaccessories etc. out side the pump house for 500 MVA,(765/v3)/(400/v3)/(33) kV, 1 -phase Autotransformer | SET | 6 |  | Included
68 | FIRE FIGHTING SYSTEM | 1000012069 | HVW spray system, Hydrant system and complete U/G & O/G piping andaccessories etc. out side the pump house for 500MVA , 400KV/220/33kV, 3-phase Autotransformer | SET | 2 |  | Included
69 | FIRE FIGHTING SYSTEM | 1000012018 | Fire Detection and Alarm System for Switchyard Panel Room of 6 mlength | SET | 2 |  | Included
70 | FIRE FIGHTING SYSTEM | 1000012017 | Fire Detection and Alarm System for Switchyard Panel Room of 3 mlength | SET | 2 |  | Included
71 | FIRE FIGHTING SYSTEM | 1000012022 | 4.5 kg CO2 type Portable Fire extinguisher | EA | 4 |  | Included
72 | ILLUMINATION SYSTEM | 1000014547 | Lighting Panel type ACP-2 as per technical specification | EA | 5 |  | Included
73 | ILLUMINATION SYSTEM | 1000004952 | 63A, 415V : Interlocked switch socket outdoor Receptacle (type RP) asper technical specifications | EA | 3 |  | Included
74 | ILLUMINATION SYSTEM | 1000001894 | Outdoor Power Receptacle for oilfiltration unit (250A) | EA | 3 |  | Included
75 | ILLUMINATION SYSTEM | 1000038387 | LED FLOOD LIGHT LUMINARIESTYPE FL-1 (150W) AS PER TECHNICALSPECIFICATION | EA | 65 |  | Included
76 | ILLUMINATION SYSTEM | 1000038325 | LIGHTING FIXTURE LED LUMINAIRES TYPE FL2 AS PER TECH. SPECIFICATIONS | EA | 45 |  | Included
77 | ILLUMINATION SYSTEM | 1000038385 | FIRE WALL MOUNTED LED LUMINARIE TYPE FL-2 (250W) | EA | 12 |  | Included
78 | ILLUMINATION SYSTEM | 1000013794 | Illumination System for switchyard panel room of 3 m length | LS | 2 |  | Included
79 | ILLUMINATION SYSTEM | 1000013795 | Illumination System for switchyard panel room of 6 m length | LS | 2 |  | Included
80 | Mandatory Spare LOT | 1000027625 | Spare-765KV Circuit Breaker | LOT | 1 |  | Included
81 | Mandatory Spare LOT | 1000028091 | Spare-765kV VKDB Isolator | LOT | 1 |  | Included
82 | Mandatory Spare LOT | 1000054976 | SPARE-765KV CURRENT TRANSFORMER | LOT | 1 |  | Included
83 | Mandatory Spare LOT | 1000028372 | SPARES FOR 624KV SURGE ARRESTER | LS | 1 |  | Included
84 | Mandatory Spare LOT | 1000019918 | Spares for 420kV Circuit Breaker | LS | 1 |  | Included
85 | Mandatory Spare LOT | 1000019919 | Spares for 420kV Double break Isolator | LS | 1 |  | Included
86 | Mandatory Spare LOT | 1000024186 | SPARES FOR 336KV SURGE ARRESTER | LS | 1 |  | Included
87 | Mandatory Spare LOT | 1000025940 | Spare-420kV BPI | SET | 1 |  | Included
88 | Mandatory Spare LOT | 1000025941 | Spare-420kV CT 1 | SET | 1 |  | Included
89 | Mandatory Spare LOT | 1000025935 | Spare-245kV Circuit Breaker | SET | 1 |  | Included
90 | Mandatory Spare LOT | 1000025936 | Spare-245kV Isolator | SET | 1 |  | Included
91 | Mandatory Spare LOT | 1000025933 | Spare-245kV CT | SET | 1 |  | Included
92 | Mandatory Spare LOT | 1000025934 | Spare-245kV CVT | SET | 1 |  | Included
93 | Mandatory Spare LOT | 1000025932 | Spare-245kV BPI | SET | 1 |  | Included
94 | Mandatory Spare LOT | 1000019912 | Relay & protection Panels (with automation) | LS | 1 |  | Included
95 | Mandatory Spare LOT | 1000032289 | SPARES FOFIRE PROTECTION SYSTEM | SET | 1 |  | Included
96 | Mandatory Spare LOT | 1000053851 | SPARES FOR CLAMPS & CONNECTORS | LOT | 1 |  | Included
97 | Mandatory Spare LOT | 1000025930 | Spare-216kV Surge Arrester | SET | 1 |  | Included
98 | Mandatory Spare LOT | 1000005791 | 765 kV, 1 phase Bus Post Insulator (except for Line Traps) | EA | 2 |  | Included
99 | PMU & asso. item (Bhadla-III) | 1000017518 | PMU with GPS Clock (clock can be either internal or external) | EA | 4 |  | Included
100 | PMU & asso. item (Bhadla-III) | 1000022512 | WAMS Hardware - Time System (GPS receiver) | EA | 4 |  | Included
101 | PMU & asso. item (Bhadla-III) | 1000071061 | SUBSTATION GRADE LAYER 2 LAN SWITCH | EA | 4 |  | Included
102 | PMU & asso. item (Bhadla-III) | 1000071062 | SUBSTATION GRADE LAYER 3 LAN SWITCH | EA | 1 |  | Included
103 | PMU & asso. item (Bhadla-III) | 1000022487 | WAMS Miscellaneous - Armored Fibre Optic Cable and associatedtermination (e.g. L2 Switch) for connecting PMU panels located indifferent control room of a station | EA | 1 |  | Included
104 | PMU & asso. item (Bhadla-III) | 1000030641 | LIU - FO PATCH PANEL-12 PORT | EA | 5 |  | Included
105 | 220kV Insulator and Hardware | 1000055975 | 220KV SUSPENSION INSULATOR STRING AND ASSOCIATED HARDWARE FITTINGSWITH DROP CLAMP SUITABLE FOR TWIN CONDUCTOR | EA | 6 |  | Included
106 | 220kV Insulator and Hardware | 1000055977 | 220KV SUSPENSION INSULATOR STRING AND ASSOCIATED HARDWARE FITTINGSWITH THROUGH CLAMP SUITABLE FOR TWIN CONDUCTOR | EA | 30 |  | Included
107 | 220kV Insulator and Hardware | 1000055978 | 220KV TENSION INSULATOR STRING AND ASSOCIATED HARDWARE FITTINGSWITHOUT TURN BUCKLE SUITABLE FOR QUAD CONDUCTOR | EA | 27 |  | Included
108 | 220kV Insulator and Hardware | 1000055980 | 220KV TENSION INSULATOR STRING AND ASSOCIATED HARDWARE FITTINGSWITHOUT TURN BUCKLE SUITABLE FOR TWIN CONDUCTOR | EA | 27 |  | Included
109 | 220kV Insulator and Hardware | 1000055981 | 220KV TENSION INSULATOR STRING AND ASSOCIATED HARDWARE FITTINGS WITHTURN BUCKLE SUITABLE FOR QUAD CONDUCTOR | EA | 27 |  | Included
110 | 220kV Insulator and Hardware | 1000055983 | 220KV TENSION INSULATOR STRING AND ASSOCIATED HARDWARE FITTINGS WITHTURN BUCKLE SUITABLE FOR TWIN CONDUCTOR | EA | 27 |  | Included
111 | POWER & CONTROL CABLE | 1000031964 | 1.1KV GRADE 3CX2.5 SQMM CONTROL CABLE | KM | 23 |  | Included
112 | POWER & CONTROL CABLE | 1000031987 | 1.1KV GRADE 5CX2.5 SQMM CONTROL CABLE | KM | 38 |  | Included
113 | POWER & CONTROL CABLE | 1000031887 | 1.1KV GRADE 10CX2.5 SQMM CONTROL CABLE | KM | 12 |  | Included
114 | POWER & CONTROL CABLE | 1000056264 | 1.1KV GRADE 19CX1.5 SQMM CONTROL CABLE | KM | 16 |  | Included
115 | POWER & CONTROL CABLE | 1000056265 | 1.1KV GRADE 27CX1.5 SQMM CONTROL CABLE | KM | 10 |  | Included
116 | POWER & CONTROL CABLE | 1000005887 | 8PAIR 0.5 SQ.MM SCREENED CABLE | LS | 3.5 |  | Included
117 | POWER & CONTROL CABLE | 1000031957 | 1.1KV GRADE 3.5CX70 SQMM (PVC) POWER CABLE | KM | 1.5 |  | Included
118 | POWER & CONTROL CABLE | 1000031953 | 1.1KV GRADE 3.5CX35 SQMM (PVC) POWER CABLE | KM | 1 |  | Included
119 | POWER & CONTROL CABLE | 1000031985 | 1.1KV GRADE 4CX6 SQMM (PVC) POWER CABLE | KM | 9 |  | Included
120 | POWER & CONTROL CABLE | 1000031943 | 1.1KV GRADE 2CX6 SQMM (PVC) POWER CABLE | KM | 7 |  | Included
121 | POWER & CONTROL CABLE | 1000031951 | 1.1KV GRADE 3.5CX300 SQMM (XLPE) POWER CABLE | KM | 3 |  | Included
122 | CSD | 1000009713 | Controlled Switching Device for 420 kV, 3-ph Circuit Breaker | EA | 7 |  | Included
123 | Breakup Mandatory spares | 1000005824 | Complete Pole of 765kV, 3150A, 50kA SF6Circuit Breaker including closingresistor, grading capacitor, polecolumn, interrupter with drivingmechanism and Marshelling Box butwithout support structure | EA | 1 |  | Included
124 | Breakup Mandatory spares | 1000013165 | Grading capacitors for 765kV SF6 Circuit Breaker | EA | 2 |  | Included
125 | Breakup Mandatory spares | 1000013065 | Rubber gasket, O rings and seals for SF6 gas (complete replacement forone 765kV breaker) | SET | 1 |  | Included
126 | Breakup Mandatory spares | 1000021866 | Trip coil with resistor for 765kV SF6 Circuit Breaker | EA | 2 |  | Included
127 | Breakup Mandatory spares | 1000009202 | Closing coil with resistor for 765kV SF6 Circuit Breaker | EA | 2 |  | Included
128 | Breakup Mandatory spares | 1000021457 | Terminal pad for 765kV, 3150A, SF6Circuit Breaker | EA | 1 |  | Included
129 | Breakup Mandatory spares | 1000015552 | Molecular filter for 765kV SF6 Circuit Breaker | EA | 2 |  | Included
130 | Breakup Mandatory spares | 1000009869 | Corona rings (1 No of each type) for 765 kV Circuit Breaker | SET | 1 |  | Included
131 | Breakup Mandatory spares | 1000018382 | Relays, Power contactors, SFU, limit switches, push buttons, timers &MCB etc. (1 No of each type) for 765kV Circuit Breaker | SET | 1 |  | Included
132 | Breakup Mandatory spares | 1000018960 | Density/Pressure monitoring system for 765kV Circuit Breaker | EA | 1 |  | Included
133 | Breakup Mandatory spares | 1000006923 | Aux. Switch/contact assembly for 765kV SF6 Circuit Breaker | SET | 1 |  | Included
134 | Breakup Mandatory spares | 1000016825 | Operation counter for Circuit Breaker | EA | 1 |  | Included
135 | Breakup Mandatory spares | 1000030439 | SF6 GAS (40% ORDERED QUANTITY) | LS | 1 |  | Included
136 | Breakup Mandatory spares | 1000045291 | OPERATING MECHANISM FOR 765KV CB OF ALSTOM | EA | 1 |  | Included
137 | Breakup Mandatory spares | 1000000427 | One Complete Pole of 765kV, 3150A, 50kAIsolator including support Insulator,Motor operating Mechanism with Box butexcluding structure | EA | 1 |  | Included
138 | Breakup Mandatory spares | 1000009801 | Copper contact fingers for female & male contacts of 765kV Isolator | SET | 2 |  | Included
139 | Breakup Mandatory spares | 1000009569 | Open / Close contactor assembly, timers, key interlock push buttonswitch & auxiliary switches for 765kV Isolator | SET | 1 |  | Included
140 | Breakup Mandatory spares | 1000014570 | Limit Switch (Complete for 1 MOM box of Isolator) | SET | 2 |  | Included
141 | Breakup Mandatory spares | 1000021492 | Terminal pads & connectors for 765kV,3150A Isolator | EA | 2 |  | Included
142 | Breakup Mandatory spares | 1000009928 | Corona shield rings for 765kV Isolator | SET | 3 |  | Included
143 | Breakup Mandatory spares | 1000005848 | 765 kV, 3000A, 50KA, 1-Phase CurrentTransformer with 120% extended currentrating | EA | 1 |  | Included
144 | Breakup Mandatory spares | 1000020421 | 624kV Surge Arrester (1-Phase) | EA | 1 |  | Included
145 | Breakup Mandatory spares | 1000020441 | Surge monitor for 624 kV Surge Arrester (1-Phase) | EA | 1 |  | Included
146 | Breakup Mandatory spares | 1000004500 | One Pole of 420kV, 3150A, 63kA SF6circuit breaker including gradingcapacitor (if applicable),pole column,interrupter,operating mechanism andMarshalling Box but without supportstructure | EA | 1 |  | Included
147 | Breakup Mandatory spares | 1000013056 | Rubber gasket, O rings and seals for SF6 gas (complete replacement forone 420kV SF6 Circuit Breaker) | SET | 1 |  | Included
148 | Breakup Mandatory spares | 1000021861 | Trip coil with resistor for 420kV SF6 Circuit Breaker | SET | 2 |  | Included
149 | Breakup Mandatory spares | 1000009197 | Closing coil with resistor for 420kV SF6 Circuit Breaker | EA | 2 |  | Included
150 | Breakup Mandatory spares | 1000021444 | Terminal pad for 420kV SF6 Circuit Breaker | EA | 1 |  | Included
151 | Breakup Mandatory spares | 1000015549 | Molecular filter for 420kV SF6 Circuit Breaker | EA | 2 |  | Included
152 | Breakup Mandatory spares | 1000009860 | Corona rings (1 No of each type) for 420 kV Circuit Breaker | SET | 1 |  | Included
153 | Breakup Mandatory spares | 1000018381 | Relays, Power contactors, SFU, limit switches, push buttons, timers &MCB etc. (1 No of each type) for 420kV Circuit Breaker | SET | 1 |  | Included
154 | Breakup Mandatory spares | 1000017841 | Pressure switches (1 No. of each type) for 420kV SF6 Circuit Breaker | SET | 1 |  | Included
155 | Breakup Mandatory spares | 1000006920 | Aux. Switch/contact assembly for 420kV SF6 Circuit Breaker | SET | 1 |  | Included
156 | Breakup Mandatory spares | 1000016825 | Operation counter for Circuit Breaker | EA | 1 |  | Included
157 | Breakup Mandatory spares | 1000032883 | COMPLETE SPRING OPERATING MECHANISM FOR 420 KV SF6 CIRCUIT BREAKER | EA | 1 |  | Included
158 | Breakup Mandatory spares | 1000030439 | SF6 GAS (40% ORDERED QUANTITY) | LS | 1 |  | Included
159 | Breakup Mandatory spares | 1000000398 | One Complete Pole of Double BreakIsolator including support Insulatorwith 1 E/s (excluding structure) withMotor Operating Mechanism for 420kV,3150A, 63kA main Isolator and E/S | EA | 1 |  | Included
160 | Breakup Mandatory spares | 1000031541 | COPPER CONTACT FINGERS FOR FEMALE & MALE CONTACTS OF 420KV DOUBLE BREAK ISOLATOR | SET | 2 |  | Included
161 | Breakup Mandatory spares | 1000009568 | Open / Close contactor assembly, timers, key interlock push buttonswitch & auxiliary switches for 420kV Isolator | SET | 1 |  | Included
162 | Breakup Mandatory spares | 1000014562 | Limit switch for 420kV Isolator | SET | 2 |  | Included
163 | Breakup Mandatory spares | 1000021263 | Terminal pads & connectors for 420kV Isolator | EA | 2 |  | Included
164 | Breakup Mandatory spares | 1000009963 | Corona shield rings for 420kV DB Isolator for 1-pole | SET | 3 |  | Included
165 | Breakup Mandatory spares | 1000004463 | 420 kV, 3000A, 63KA, 1-Phase CurrentTransformer with 120% extended currentrating | EA | 1 |  | Included
166 | Breakup Mandatory spares | 1000020419 | 336kV Surge Arrester (1-phase) | EA | 1 |  | Included
167 | Breakup Mandatory spares | 1000020440 | Surge monitor (1-Phase) | EA | 1 |  | Included
168 | Breakup Mandatory spares | 1000001686 | Complete Pole of 245kV, 1600A, 50kA SF6Circuit Breaker including closingresistor(if applicable), gradingcapacitor (if applicable), pole column,interrupter with driving mechanism andMarshelling Box but without supportstructure | EA | 1 |  | Included
169 | Breakup Mandatory spares | 1000013055 | Rubber gasket, O rings and seals for SF6 gas (complete replacement forone 245kV SF6 Circuit Breaker) | SET | 1 |  | Included
170 | Breakup Mandatory spares | 1000021853 | Trip coil with resistor for 245kV Circuit Breaker | EA | 2 |  | Included
171 | Breakup Mandatory spares | 1000009186 | Closing coil with resistor for 245kV Circuit Breaker | EA | 1 |  | Included
172 | Breakup Mandatory spares | 1000021434 | Terminal pad for 245kV SF6 Circuit Breaker | EA | 1 |  | Included
173 | Breakup Mandatory spares | 1000015547 | Molecular filter for 245kV SF6 Circuit Breaker | EA | 1 |  | Included
174 | Breakup Mandatory spares | 1000018387 | Relays, Power contactors, SFU, limit switches, push buttons, timers &MCB etc. (1 No of each type) for 245kV SF6 Circuit Breaker | SET | 1 |  | Included
175 | Breakup Mandatory spares | 1000001790 | Complete pole for 245kV, 1600 Aisolator with 1 earth switch includingsupport Insulator, motor operatingmechanism (MOM) with box but excludingstructure | EA | 1 |  | Included
176 | Breakup Mandatory spares | 1000009794 | Copper contact fingers for female & male contacts of 245kV DoubleBreak Isolator | SET | 2 |  | Included
177 | Breakup Mandatory spares | 1000009567 | Open / Close contactor assembly, timers, key interlock push buttonswitch & auxiliary switches for 245kV Isolator | SET | 1 |  | Included
178 | Breakup Mandatory spares | 1000014561 | Limit switch for 245kV Isolator | SET | 2 |  | Included
179 | Breakup Mandatory spares | 1000021259 | Terminal pads & connectors (of eachtype) for 245kV 1600A DB Isolator | EA | 2 |  | Included
180 | Breakup Mandatory spares | 1000030543 | Corona shield rings for 245 kV DB isolator | EA | 3 |  | Included
181 | Breakup Mandatory spares | 1000001772 | 245 kV, 4400pf Capacitive Voltage Transformer (1- Phase) | EA | 1 |  | Included
182 | Breakup Mandatory spares | 1000001684 | 245 kV, 1600A, 50KA, 1-Phase CurrentTransformer with 120% extended currentrating | EA | 1 |  | Included
183 | Breakup Mandatory spares | 1000001739 | 245 kV, 2500A, 50KA, 1-Phase CurrentTransformer with 120% extended currentrating | EA | 1 |  | Included
184 | Breakup Mandatory spares | 1000020417 | 216kV Surge Arrester (1-phase) | EA | 1 |  | Included
185 | Breakup Mandatory spares | 1000020440 | Surge monitor (1-Phase) | EA | 1 |  | Included
186 | Breakup Mandatory spares | 1000005791 | 765 kV, 1 phase Bus Post Insulator (except for Line Traps) | EA | 2 |  | Included
187 | Breakup Mandatory spares | 1000004401 | 420 kV, 1 phase Bus Post Insulator (except for Line Traps) | EA | 2 |  | Included
188 | Breakup Mandatory spares | 1000001695 | 245 kV, 1 phase Bus Post Insulator (except for Line Traps) | EA | 2 |  | Included
189 | Breakup Mandatory spares | 1000021791 | Transformer differential protection relay | EA | 1 |  | Included
190 | Breakup Mandatory spares | 1000018532 | Restricted earthfault relay type with non-linear resistor andassociated software in case of numerical relay | EA | 1 |  | Included
191 | Breakup Mandatory spares | 1000014304 | Numerical LBB relay | EA | 1 |  | Included
192 | Breakup Mandatory spares | 1000007634 | Bay Unit module for Bus Bar Protection | EA | 1 |  | Included
193 | Breakup Mandatory spares | 1000014145 | Ionisation type Smoke detector (10% of popu) | EA | 1 |  | Included
194 | Breakup Mandatory spares | 1000010577 | Deluge valve (1 No. of each size) | SET | 1 |  | Included
195 | Breakup Mandatory spares | 1000032286 | SPARES FOR CLAMPS AND CONNECTORS | SET | 1 |  | Included
196 | STRUCTURE SUPPLY | 1000015954 | Fabrication, galvanising and supply of Lattice Structures (MS Steel),to be designed during detailed engineering, for towers, beams andequipment support structure including pack plates / packwashers andgusset plates excluding fasteners and foundation bolts | MT | 840 |  | Included
197 | STRUCTURE SUPPLY | 1000015953 | Fabrication, galvanising and supply of Lattice Structures (HT Steel),to be designed during detailed engineering, for towers, beams andequipment support structure including pack plates / packwashers andgusset plates excluding fasteners and foundation bolts | MT | 184 |  | Included
198 | STRUCTURE SUPPLY | 1000011713 | Fabrication, galvanising and supply of fasteners ( nuts, bolts andwashers ) including step bolts for lattice and pipe structures to bedesigned during detailed engineering | MT | 43 |  | Included
199 | STRUCTURE SUPPLY | 1000012373 | Fabrication, galvanising and supply of foundation bolts including nuts,checknut and washers for lattice and pipe structures to be designedduring detailed engineering | MT | 114 |  | Included
200 | Earthmat | 1000032055 | 40 MM MS ROD FOR MAIN EARTHMAT | KM | 10 |  | Included
|  |  | Total F&I Price |  |  |  | 0
#
Date: | -- |  |  |  | Printed Name : |  |  | 0
Place: |  |  |  |  | Designation : |  |  | 0
Click for Sch-3

## Sch-2 Dis (hidden)
CC/NT/W-SOLAR/DOM/T00/25/02256 |  |  |  |  | Schedule - 2 Dis
Bulk Contract for Supply & Installation of Rooftop Solar projects on POWERGRID Buildings in Western Region (WR) under PM Surya Ghar (PMSGY) Scheme | [5 empty] | As per Lum-sum |  | 0
(SCHEDULE OF RATES AND PRICES : FREIGHT & INSURANCE CHARGES) | [5 empty] | AS per Percent |  | #REF!
[6 empty] | As per lum-sum on Sch-2 |  | 0%
Bidder’s Name and Address (Sole Bidder) : |  |  |  | To: |  | As per Percent on Sch-2 |  | #REF!
|  |  |  | Contracts Services, 2nd Floor |  | Total Discount |  | #REF!
Name : | #REF! |  |  | POWERGRID Energy Services Ltd
Address : | #REF! |  |  | Plot no. 42, Sector-44
| #REF! |  |  | Gurugram (Haryana) -122003 |  | Multipackage Discount |  | 0%
| #REF! |  |  | 0
[5 empty] | All Prices are in Indian Rupees. |  | Amount after Discount (Rs.) |  | Dis Alert | Amount after MPD (Rs.)
SI. No. | Description | Unit | Quantity | Unit Freight & Insurance Charges | Total Freight & Insurance Charges |  | Unit Freight & Insurance Charges | Total Freight & Insurance Charges |  | Unit Freight & Insurance Charges | Total Freight & Insurance Charges
1 | 2 | 3 | 4 | 5 | 6 = 4 x 5 |  | 5 | 6 = 4 x 5 |  | 5 | 6 = 4 x 5
#REF! | #REF!
#REF! | #REF! | #REF! | #REF! | #REF! | #REF!
#REF! | #REF! | #REF! | #REF! | #REF! | #REF!
#REF! | #REF!
#REF! | #REF! | #REF! | #REF! | #REF! | #REF!
#REF! | #REF! | #REF! | #REF! | #REF! | #REF!
#REF! | #REF!
#REF! | #REF! | #REF! | #REF! | #REF! | #REF!
#REF! | #REF! | #REF! | #REF! | #REF! | #REF!
#REF! | #REF! | #REF! | #REF! | #REF! | #REF!
#REF! | #REF! | #REF! | #REF! | #REF! | #REF!
#REF! | #REF! | #REF! | #REF! | #REF! | #REF!
#REF! | #REF! | #REF! | #REF! | #REF! | #REF!
#REF! | #REF!
#REF! | #REF! | #REF! | #REF! | #REF! | #REF!
#REF! | #REF!
#REF! | #REF! | #REF! | #REF! | #REF! | #REF!
#REF! | #REF! | #REF! | #REF! | #REF! | #REF!
#REF! | #REF! | #REF! | #REF! | #REF! | #REF!
#REF! | #REF! | #REF! | #REF! | #REF! | #REF!
#REF! | #REF!
#REF! | #REF! | #REF! | #REF! | #REF! | #REF!
#REF! | #REF! | #REF! | #REF! | #REF! | #REF!
#REF! | #REF! | #REF! | #REF! | #REF! | #REF!
#REF! | #REF! | #REF! | #REF! | #REF! | #REF!
#REF! | #REF! | #REF! | #REF! | #REF! | #REF!
#REF! | #REF! | #REF! | #REF! | #REF! | #REF!
#REF! | #REF! | #REF! | #REF! | #REF! | #REF!
#REF! | #REF! | #REF! | #REF! | #REF! | #REF!
#REF! | #REF!
| #REF! | #REF! | #REF! | #REF! | #REF!
#REF! | #REF! | #REF! | #REF! | #REF! | #REF!
#REF! | #REF! | #REF! | #REF! | #REF! | #REF!
| Total F&I Price |  |  |  | #REF!
Date : | #REF!
Place : | #REF! |  | Printed Name :
|  |  | Designation : | 0
Click for Sch-3

## Sch-3
CC/NT/W-SOLAR/DOM/T00/25/02256 | [11 empty] | Schedule - 3
Bulk Contract for Supply & Installation of Rooftop Solar projects on POWERGRID Buildings in Western Region (WR) under PM Surya Ghar (PMSGY) Scheme | [15 empty] | As per Lum-sum |  | 0%
(SCHEDULE OF RATES AND PRICES ) | [15 empty] | AS per Percent |  | #REF!
[16 empty] | As per lum-sum on Sch-3 |  | 0%
Bidder’s Name and Address (Sole Bidder) : | [8 empty] | To: | [6 empty] | As per Percent on Sch-3 |  | #REF!
[9 empty] | Contracts Services, 2nd Floor | [6 empty] | Total Discount |  | #REF!
Name : | [8 empty] | POWERGRID Energy Services Ltd
Address : | [8 empty] | Plot no. 42, Sector-44
[9 empty] | Gurugram (Haryana) -122003 | [6 empty] | Multipackage lum-sum |  | 0%
0
|  |  |  | INSTALLATION CHARGES | [12 empty] | Amount after Discount (Rs.) |  | Dis Alert | Amount after MPD (Rs.)
All Prices are in Indian Rupees.
SI. No. | PR No. | Activity Description | Service Code | SAC (Service Accounting Codes) | Whether SAC in column '8’ is confirmed. If not indicate applicable the SAC * | Rate of GST applicable ( in %) | Whether rate of GST in column ‘4’ is confirmed. If not indicate applicable rate of GST * | Description | Unit | Quantity | Unit Erection Charges | Total Erection Charges | Total GST as confirmed by Bidder |  |  |  | Unit Erection Charges | Total Erection Charges |  | Unit Erection Charges | Total Erection Charges
1 |  | 6 | 7 | 8 | 9 | 10 | 11 | 12 | 13 | 14 | 15 | 16 = 14 x 15 | 17 |  |  |  | 5 | 6 = 4 x 5 |  | 5 | 6 = 4 x 5
[14 empty] | Revaluation of J column | Tax Calculation
1 | 7000030155 | PMSGY-Govt. Buildings-NR Balance | 100055050 | 995455 |  | 12 |  | Installation of Rooftop Solar System complete in all respect as per Tech. Spec. including associated Civil Works | KW | 1000 |  | Included | 0 | 0 | 0
|  | 10: 18; 12: Installation of Rooftop Solar System complete in all respect as per Tech. Spec. including associated Civil Works (30% of Sch-3) |  | 0 | 0 | 0
2 | 7000030155 | PMSGY-Govt. Buildings-NR Balance | 100056217 | 998734 |  | 12 |  | Three Phase Net-Meter Reverse Power flow scheme/ Zero export controller as per State Utility policy for Grid Connectivity | EA | 18 |  | Included | 0 | 0 | 0
|  | 10: 18; 12: Three Phase Net-Meter Reverse Power flow scheme/ Zero export controller as per State Utility policy for Grid Connectivity (30% of Sch-3) |  | 0 | 0 | 0
3 | [11 empty] | Included | 0 | 0 | 0 | bar: 13
[13 empty] | 0 | 0 | 0
4 |  | 800kV 50kA AIS EQUIPMENT | 100000171 | 998736 |  | 18 |  | 765kV, 3150A, 50kA, Vertical Knee/DoubleBreak Isolator (3-Phase) with one E/S | EA | 6 |  | Included | 0 | 0 | 0
5 |  | 800kV 50kA AIS EQUIPMENT | 100000172 | 998736 |  | 18 |  | 765kV, 3150A, 50kA, Vertical Knee/DoubleBreak Isolator (3-Phase) with two E/S | EA | 2 |  | Included | 0 | 0 | 0
6 |  | 800kV 50kA AIS EQUIPMENT | 100000181 | 998736 |  | 18 |  | 765kV, 3150A, 50kA, Vertical Knee/DoubleBreak Isolator (1-Phase) with one E/S | EA | 6 |  | Included | 0 | 0 | 0
7 |  | 800kV 50kA AIS EQUIPMENT | 100000182 | 998736 |  | 18 |  | 765kV, 3150A, 50kA, Vertical Knee/DoubleBreak Isolator (1-Phase) without E/S | EA | 12 |  | Included | 0 | 0 | 0
8 |  | 800kV 50kA AIS EQUIPMENT | 100000183 | 998736 |  | 18 |  | 624kV Surge Arrester (1-Phase) | EA | 6 |  | Included | 0 | 0 | 0
9 |  | 800kV 50kA AIS EQUIPMENT | 100000194 | 998736 |  | 18 |  | Erection of 765 kV, 1-Phase, Bus Post Insulator (except wave Traps) | SET | 24 |  | Included | 0 | 0 | 0
10 |  | 800kV 50kA AIS EQUIPMENT | 100000134 | 998736 |  | 18 |  | 765kV, 3150A, 50kA Circuit Breaker(3-Phase) without closing resistor(with support structure) | EA | 2 |  | Included | 0 | 0 | 0
11 |  | 420kV, 63kA AIS EQUIPMENT | 100000267 | 998736 |  | 18 |  | 420kV, 3150A, 63kA Circuit Breaker(3-Phase) without closing resistor(with support structure) | EA | 7 |  | Included | 0 | 0 | 0
12 |  | 420kV, 63kA AIS EQUIPMENT | 100000274 | 998736 |  | 18 |  | 420 kV, 3000A, 63KA, 1-Phase CurrentTransformer with 120% extended currentrating | EA | 21 |  | Included | 0 | 0 | 0
13 |  | 420kV, 63kA AIS EQUIPMENT | 100000287 | 998736 |  | 18 |  | 420kV, 3150A, 63KA, Isolator (3-phase)(Double Break) with one E/S | EA | 16 |  | Included | 0 | 0 | 0
14 |  | 420kV, 63kA AIS EQUIPMENT | 100000326 | 998736 |  | 18 |  | 420kV, 3150A, 63KA, Isolator (1 phase)(Double Break) with one E/S | EA | 6 |  | Included | 0 | 0 | 0
15 |  | 420kV, 63kA AIS EQUIPMENT | 100000327 | 998736 |  | 18 |  | 420kV, 3150A, 63KA, Isolator (1 phase)(Double Break) without E/S | EA | 6 |  | Included | 0 | 0 | 0
16 |  | 420kV, 63kA AIS EQUIPMENT | 100000328 | 998736 |  | 18 |  | 336kV Surge Arrester (1-phase) | EA | 12 |  | Included | 0 | 0 | 0
17 |  | 420kV, 63kA AIS EQUIPMENT | 100005443 | 998734 |  | 18 |  | 420KV, 1-PHASE BUS POST INSULATORS | EA | 215 |  | Included | 0 | 0 | 0
18 |  | 245kV, 50kA AIS EQUIPMENT | 100003634 | 998736 |  | 18 |  | 245 kV 1600A, 50KA Circuit Breakers (3-Phase) with support | EA | 3 |  | Included | 0 | 0 | 0
19 |  | 245kV, 50kA AIS EQUIPMENT | 100001989 | 998736 |  | 18 |  | 245 kV, 1600A, 50KA, 1-Phase CurrentTransformer with 120% extended currentrating | EA | 9 |  | Included | 0 | 0 | 0
20 |  | 245kV, 50kA AIS EQUIPMENT | 100000448 | 998736 |  | 18 |  | 245 kV, 4400pf Capacitive Voltage Transformer (1- Phase) | EA | 6 |  | Included | 0 | 0 | 0
21 |  | 245kV, 50kA AIS EQUIPMENT | 100002014 | 998736 |  | 18 |  | 245kV, 1600A, 50 KA, 3-phase DoubleBreak Isolator with one E/S | EA | 3 |  | Included | 0 | 0 | 0
22 |  | 245kV, 50kA AIS EQUIPMENT | 100002013 | 998736 |  | 18 |  | 245kV, 1600A, 50 KA, 3-phase DoubleBreak Isolator with two E/S | EA | 3 |  | Included | 0 | 0 | 0
23 |  | 245kV, 50kA AIS EQUIPMENT | 100002016 | 998736 |  | 18 |  | 245kV, 1600A, 50 KA, 3-phase DoubleBreak Tandem Isolator without E/S | EA | 5 |  | Included | 0 | 0 | 0
24 |  | 245kV, 50kA AIS EQUIPMENT | 100000484 | 998736 |  | 18 |  | 216kV Surge Arrester (1-phase) | EA | 6 |  | Included | 0 | 0 | 0
25 |  | 245kV, 50kA AIS EQUIPMENT | 100001907 | 998736 |  | 18 |  | 245 kV,1 phase Bus Post Insulator (except for Line Traps) | EA | 39 |  | Included | 0 | 0 | 0
26 |  | 245kV, 50kA AIS EQUIPMENT | 100012000 | 998736 |  | 18 |  | 245KV, 3150A, 50KA, 3-PHASE DOUBLE BREAK ISOLATOR WITH ONE E/S | EA | 4 |  | Included | 0 | 0 | 0
27 |  | 245kV, 50kA AIS EQUIPMENT | 100011980 | 998736 |  | 18 |  | 245KV, 3150 A, 50kA Circuit Breaker (3-Phase) with support structure | EA | 3 |  | Included | 0 | 0 | 0
28 |  | 245kV, 50kA AIS EQUIPMENT | 100011982 | 998736 |  | 18 |  | 245kV, 3150A, 50KA, 3-Phase Double Break Isolator with two E/S | EA | 2 |  | Included | 0 | 0 | 0
29 |  | 245kV, 50kA AIS EQUIPMENT | 100001993 | 998736 |  | 18 |  | 245 kV, 2500A, 50KA, 1-Phase CurrentTransformer with 120% extended currentrating | EA | 9 |  | Included | 0 | 0 | 0
30 |  | 36kV AIS EQUIPMENT | 100000011 | 998736 |  | 18 |  | Current transformer (33kV) for transformer Netural along with support structure & terminal connector | SET | 2 |  | Included | 0 | 0 | 0
31 |  | Erection Hardware for 765 kV S/Y | 100000192 | 998731 |  | 18 |  | Erection Hardware for 765kV I type layout-Bus Work (For one diameters) as per specification | SET | 2 |  | Included | 0 | 0 | 0
32 |  | Erection Hardware for 765 kV S/Y | 100000185 | 998731 |  | 18 |  | Erection Hardware for 765kV I type layout-Transformer bay as per specification | SET | 2 |  | Included | 0 | 0 | 0
33 |  | Erection Hardware for 765 kV S/Y | 100000190 | 998731 |  | 18 |  | Erection Hardware for 765kV I type layout-Spare bay of half dia. as per specification | SET | 2 |  | Included | 0 | 0 | 0
34 |  | Erection Hardware for 765 kV S/Y | 100000005 | 998736 |  | 18 |  | Bus post insulators, spacers, equipment support structures, conductors, Al tube, clamp, connectors (including 765kV, 400kV, tertiaryand neutural bushing terminal connectors etc) for arrangement of netural formation for Transformer(s), DELTA formation for one bank(each bank comprises of 3 single phase units of Autotransformers) and making connection arrangement to connect spare unit in placeof any unit of the bank without physical shifting | LOT | 2 |  | Included | 0 | 0 | 0
35 |  | 765kV Insulator and Hardware | 100017138 | 998731 |  | 18 |  | 765KV SUSPENSION INSULATOR STRING AND ASSOCIATED HARDWARE FITTINGS WITH THROUGH CLAMP SUITABLE FOR QUAD CONDUCTOR | EA | 12 |  | Included | 0 | 0 | 0
36 |  | 765kV Insulator and Hardware | 100017135 | 998731 |  | 18 |  | 765KV TENSION INSULATOR STRING AND ASSOCIATED HARDWARE FITTINGS WITHOUT TURN BUCKLE SUITABLE FOR QUAD CONDUCTOR | EA | 18 |  | Included | 0 | 0 | 0
37 |  | 765kV Insulator and Hardware | 100017134 | 998731 |  | 18 |  | 765KV TENSION INSULATOR STRING AND ASSOCIATED HARDWARE FITTINGS WITH TURN BUCKLE SUITABLE FOR QUAD CONDUCTOR | EA | 18 |  | Included | 0 | 0 | 0
38 |  | Erection Hardware for 420 kV I Type S/Y | 100000337 | 998731 |  | 18 |  | Erection Hardware for 400kV I type layout-Bus Work (For two diameters)/bays as per specification | SET | 1 |  | Included | 0 | 0 | 0
39 |  | Erection Hardware for 420 kV I Type S/Y | 100000338 | 998731 |  | 18 |  | Erection Hardware for 400kV I type layout-Bus Work (For one diameter) as per specification | SET | 1 |  | Included | 0 | 0 | 0
40 |  | Erection Hardware for 420 kV I Type S/Y | 100000330 | 998731 |  | 18 |  | Erection Hardware for 400kV I type layout-Transformer bay as per specification | SET | 4 |  | Included | 0 | 0 | 0
41 |  | Erection Hardware for 420 kV I Type S/Y | 100000335 | 998731 |  | 18 |  | Erection Hardware for 400kV I type layout-Spare bay of half dia as per specification | SET | 2 |  | Included | 0 | 0 | 0
42 |  | 420kV Insulator and Hardware | 100017127 | 998731 |  | 18 |  | 400KV TENSION INSULATOR STRING AND ASSOCIATED HARDWARE FITTINGS WITHOUT TURN BUCKLE SUITABLE FOR QUAD CONDUCTOR | EA | 66 |  | Included | 0 | 0 | 0
43 |  | 420kV Insulator and Hardware | 100017126 | 998731 |  | 18 |  | 400KV TENSION INSULATOR STRING AND ASSOCIATED HARDWARE FITTINGS WITH TURN BUCKLE SUITABLE FOR QUAD CONDUCTOR | EA | 66 |  | Included | 0 | 0 | 0
44 |  | 420kV Insulator and Hardware | 100017133 | 998731 |  | 18 |  | 400KV SUSPENSION INSULATOR STRING AND ASSOCIATED HARDWARE FITTINGS WITH DROP CLAMP SUITABLE FOR QUAD CONDUCTOR | EA | 12 |  | Included | 0 | 0 | 0
45 |  | 420kV Insulator and Hardware | 100017132 | 998731 |  | 18 |  | 400KV SUSPENSION INSULATOR STRING AND ASSOCIATED HARDWARE FITTINGS WITH THROUGH CLAMP SUITABLE FOR QUAD CONDUCTOR | EA | 42 |  | Included | 0 | 0 | 0
46 |  | Erection Hardware for 220 kV DMT Type S | 100000489 | 998731 |  | 18 |  | Erection Hardware for 220kV layout (Double Main and Transfer Scheme as per SLD)-Bus work (one Bay) as per specification | SET | 1 |  | Included | 0 | 0 | 0
47 |  | Erection Hardware for 220 kV DMT Type S | 100000490 | 998731 |  | 18 |  | Erection Hardware for 220kV layout (Double Main and Transfer Scheme as per SLD)-Bus work (two Bay) as per specification | SET | 1 |  | Included | 0 | 0 | 0
48 |  | Erection Hardware for 220 kV DMT Type S | 100000491 | 998731 |  | 18 |  | Erection Hardware for 220kV layout (Double Main and Transfer Scheme as per SLD)-Bus work (three Bay) as per specification | SET | 1 |  | Included | 0 | 0 | 0
49 |  | Erection Hardware for 220 kV DMT Type S | 100000486 | 998731 |  | 18 |  | Erection Hardware for 220kV layout (Double Main and Transfer Scheme as per SLD)-Transformer Bay as per specification | SET | 2 |  | Included | 0 | 0 | 0
50 |  | Erection Hardware for 220 kV DMT Type S | 100000488 | 998731 |  | 18 |  | Erection Hardware for 220kV layout (Double Main and Transfer Scheme as per SLD)-Bus Coupler Bay as per specification | SET | 1 |  | Included | 0 | 0 | 0
51 |  | Erection Hardware for 220 kV DMT Type S | 100000487 | 998731 |  | 18 |  | Erection Hardware for 220kV layout (Double Main and Transfer Scheme as per SLD)-Transfer Bus Coupler Bay as per specification | SET | 1 |  | Included | 0 | 0 | 0
52 |  | Erection Hardware for 220 kV DMT Type S | 100000495 | 998731 |  | 18 |  | Erection Hardware for 220kV layout (Double Main and Transfer Scheme as per SLD)-Bus section Bay as per specification | SET | 1 |  | Included | 0 | 0 | 0
53 |  | 220kV Insulator and Hardware | 100017122 | 998731 |  | 18 |  | 220KV SUSPENSION INSULATOR STRING AND ASSOCIATED HARDWARE FITTINGS WITH DROP CLAMP SUITABLE FOR TWIN CONDUCTOR | EA | 6 |  | Included | 0 | 0 | 0
54 |  | 220kV Insulator and Hardware | 100017121 | 998731 |  | 18 |  | 220KV SUSPENSION INSULATOR STRING AND ASSOCIATED HARDWARE FITTINGS WITH THROUGH CLAMP SUITABLE FOR TWIN CONDUCTOR | EA | 30 |  | Included | 0 | 0 | 0
55 |  | 220kV Insulator and Hardware | 100017116 | 998731 |  | 18 |  | 220KV TENSION INSULATOR STRING AND ASSOCIATED HARDWARE FITTINGS WITHOUT TURN BUCKLE SUITABLE FOR QUAD CONDUCTOR | EA | 27 |  | Included | 0 | 0 | 0
56 |  | 220kV Insulator and Hardware | 100017118 | 998731 |  | 18 |  | 220KV TENSION INSULATOR STRING AND ASSOCIATED HARDWARE FITTINGS WITHOUT TURN BUCKLE SUITABLE FOR TWIN CONDUCTOR | EA | 27 |  | Included | 0 | 0 | 0
57 |  | 220kV Insulator and Hardware | 100017115 | 998731 |  | 18 |  | 220KV TENSION INSULATOR STRING AND ASSOCIATED HARDWARE FITTINGS WITH TURN BUCKLE SUITABLE FOR QUAD CONDUCTOR | EA | 27 |  | Included | 0 | 0 | 0
58 |  | 220kV Insulator and Hardware | 100017117 | 998731 |  | 18 |  | 220KV TENSION INSULATOR STRING AND ASSOCIATED HARDWARE FITTINGS WITH TURN BUCKLE SUITABLE FOR TWIN CONDUCTOR | EA | 27 |  | Included | 0 | 0 | 0
59 |  | Earthmat | 100003103 | 998731 |  | 18 |  | 40 mm MS rod for Main Earthmat | KM | 10 |  | Included | 0 | 0 | 0
60 |  | CSD | 100000268 | 998736 |  | 18 |  | Controlled Switching Device for 420 kV, 3-ph Circuit Breaker | EA | 7 |  | Included | 0 | 0 | 0
61 |  | CRP for 765kV Bays | 100016780 | 998736 |  | 18 |  | 765kV Circuit Breaker Relay Panel (with Automation) | EA | 4 |  | Included | 0 | 0 | 0
62 |  | CRP for 765kV Bays | 100000723 | 998736 |  | 18 |  | 765kV Transformer Protection Panel (For both HV & MV side)-(with Automation) | EA | 2 |  | Included | 0 | 0 | 0
63 |  | CRP for 765kV Bays | 100000727 | 998736 |  | 18 |  | Augmentation of existing 765kV bus bar protection scheme.(No. of bays as per specification)-(with Automation) | SET | 1 |  | Included | 0 | 0 | 0
64 |  | CRP for 420kV Bays with SAS | 100016779 | 998736 |  | 18 |  | 400kV Circuit Breaker Relay Panel (with Automation) | EA | 7 |  | Included | 0 | 0 | 0
65 |  | CRP for 420kV Bays with SAS | 100000731 | 998736 |  | 18 |  | 400kV Transformer Protection Panel (For both HV & MV side)-(with Automation) | EA | 2 |  | Included | 0 | 0 | 0
66 |  | CRP for 420kV Bays with SAS | 100000735 | 998736 |  | 18 |  | Augmentation of existing 400kV bus bar protection scheme.(No. of bays as per specification)-(with Automation) | SET | 1 |  | Included | 0 | 0 | 0
67 |  | CRP for 220kV Bays with SAS | 100016778 | 998736 |  | 18 |  | 220kV Circuit Breaker Relay Panel (with Automation) | EA | 6 |  | Included | 0 | 0 | 0
68 |  | CRP for 220kV Bays with SAS | 100000741 | 998736 |  | 18 |  | 220kV Bus Bar Protection Panel (Single)-(with Automation) | SET | 1 |  | Included | 0 | 0 | 0
69 |  | CRP for 220kV Bays with SAS | 100000743 | 998736 |  | 18 |  | Augmentation of existing 220kV bus bar protection scheme.(No. of bays as per specification)-(with Automation) | SET | 1 |  | Included | 0 | 0 | 0
70 |  | SAS-AUG | 100002068 | 998736 |  | 18 |  | Augmentation of Substation automation system for 765kV Main bay as per Technical Specification | EA | 2 |  | Included | 0 | 0 | 0
71 |  | SAS-AUG | 100002074 | 998736 |  | 18 |  | Augmentation of Substation automation System for 765kV Tie bay as per Technical Specification | EA | 2 |  | Included | 0 | 0 | 0
72 |  | SAS-AUG | 100002069 | 998736 |  | 18 |  | Augmentation of Substation automation System for 400kV Main bay as per Technical Specification | EA | 4 |  | Included | 0 | 0 | 0
73 |  | SAS-AUG | 100002075 | 998736 |  | 18 |  | Augmentation of Substation automation System for 400kV Tie bay as per Technical Specification | EA | 3 |  | Included | 0 | 0 | 0
74 |  | SAS-AUG | 100002070 | 998736 |  | 18 |  | Augmentation of Substation automation System for 220kV bay as per Technical Specification | EA | 6 |  | Included | 0 | 0 | 0
75 |  | VMS | 100002500 | 998731 |  | 18 |  | Color IP camera, with PAN, TILT and ZOOM facilities, alongwith all required Items, Accessories, Line Interface units, Fiber patchcords, Power supply units, Junction Boxes, Cables, Fiber Optic Cables, etc., and including Integration in existing Hardware andSoftware for Augmentation of Visual Monitoring System as per technical specification. | SET | 1 |  | Included | 0 | 0 | 0
76 |  | AIR CONDITIONING & VENTILATION SYSTEM | 100001882 | 995463 |  | 18 |  | Air conditioning system for Switchyard Panel Room of 6m length | SET | 2 |  | Included | 0 | 0 | 0
77 |  | AIR CONDITIONING & VENTILATION SYSTEM | 100001883 | 995463 |  | 18 |  | Air conditioning system for Switchyard Panel Room of 3m length | SET | 2 |  | Included | 0 | 0 | 0
78 |  | FIRE FIGHTING SYSTEM | 100000981 | 998736 |  | 18 |  | HVW spray system, Hydrant system and complete U/G & O/G piping and accessories etc. out side the pump house for 500 MVA,(765/v3)/(400/v3)/(33) kV, 1 -phase Autotransformer | SET | 6 |  | Included | 0 | 0 | 0
79 |  | FIRE FIGHTING SYSTEM | 100000983 | 998736 |  | 18 |  | HVW spray system, Hydrant system and complete U/G & O/G piping and accessories etc. out side the pump house for 500MVA ,400KV/220/33 kV, 3-phase Autotransformer | SET | 2 |  | Included | 0 | 0 | 0
80 |  | FIRE FIGHTING SYSTEM | 100002062 | 995461 |  | 18 |  | Fire Detection and Alarm System for Switchyard Panel Room of 6 m length | SET | 2 |  | Included | 0 | 0 | 0
81 |  | FIRE FIGHTING SYSTEM | 100002063 | 995461 |  | 18 |  | Fire Detection and Alarm System for Switchyard Panel Room of 3 m length | SET | 2 |  | Included | 0 | 0 | 0
82 |  | FIRE FIGHTING SYSTEM | 100000975 | 995461 |  | 18 |  | 4.5 kg CO2 type Portable Fire extinguisher | EA | 4 |  | Included | 0 | 0 | 0
83 |  | ILLUMINATION SYSTEM | 100001021 | 995461 |  | 18 |  | Lighting Panel type ACP-2 as per technical specification | EA | 5 |  | Included | 0 | 0 | 0
84 |  | ILLUMINATION SYSTEM | 100001052 | 998731 |  | 18 |  | 63A, 415V : Interlocked switch socket outdoor Receptacle (type RP) as per technical specifications | EA | 3 |  | Included | 0 | 0 | 0
85 |  | ILLUMINATION SYSTEM | 100001885 | 998739 |  | 18 |  | Outdoor Power Receptacle for oilfiltration unit (250A) | EA | 3 |  | Included | 0 | 0 | 0
86 |  | ILLUMINATION SYSTEM | 100004852 | 998731 |  | 18 |  | Lighting Fixture LED Luminaires type FL-1 as per tech. specifications | EA | 65 |  | Included | 0 | 0 | 0
87 |  | ILLUMINATION SYSTEM | 100004926 | 998731 |  | 18 |  | Lighting Fixture LED Luminaires type FL2 as per tech. specifications | EA | 45 |  | Included | 0 | 0 | 0
88 |  | ILLUMINATION SYSTEM | 100004937 | 998731 |  | 18 |  | Fire Wall Mounted LED Luminarie Type FL-2 (250W) | EA | 12 |  | Included | 0 | 0 | 0
89 |  | ILLUMINATION SYSTEM | 100001117 | 998739 |  | 18 |  | Illumination System for switchyard panel room of 3 m length | SET | 2 |  | Included | 0 | 0 | 0
90 |  | ILLUMINATION SYSTEM | 100001116 | 998739 |  | 18 |  | Illumination System for switchyard panel room of 6 m length | SET | 2 |  | Included | 0 | 0 | 0
91 |  | PMU & asso. item (Bhadla-III) | 170000502 | 998713 |  | 18 |  | Service:- Phasor Measurement Unit (PMU) | EA | 4 |  | Included | 0 | 0 | 0
92 |  | PMU & asso. item (Bhadla-III) | 170000530 | 998734 |  | 18 |  | WAMS TIME SYSTEM(GPS RECEIVER) | EA | 4 |  | Included | 0 | 0 | 0
93 |  | PMU & asso. item (Bhadla-III) | 170004701 | 998734 |  | 18 |  | SUBSTATION GRADE Layer 2 LAN SWITCH | EA | 4 |  | Included | 0 | 0 | 0
94 |  | PMU & asso. item (Bhadla-III) | 170004700 | 998734 |  | 18 |  | SUBSTATION GRADE Layer 3 LAN SWITCH | EA | 1 |  | Included | 0 | 0 | 0
95 |  | PMU & asso. item (Bhadla-III) | 170000504 | 998713 |  | 18 |  | Services:- Armored Fibre Optic Cable and associated termination equipment | LOT | 1 |  | Included | 0 | 0 | 0
96 |  | PMU & asso. item (Bhadla-III) | 170003449 | 998316 |  | 18 |  | SUPPLY, INSTALLATION, TESTING AND COMMISSIONING OF LIU-FO PATCH PANEL-12 PORT | EA | 5 |  | Included | 0 | 0 | 0
97 |  | PMU & asso. item (Bhadla-III) | 170000501 | 998734 |  | 18 |  | Integration of PMU with the PDC (Phasor Data Concentrator) of RLDCs and respective SLDCs as required. | LOT | 1 |  | Included | 0 | 0 | 0
98 |  | COST ESTIMATE _POWER & CONTROL CABLE | 100002977 | 998736 |  | 18 |  | 1.1kV grade 3Cx2.5 sqmm Control Cable | KM | 23 |  | Included | 0 | 0 | 0
99 |  | COST ESTIMATE _POWER & CONTROL CABLE | 100002994 | 998736 |  | 18 |  | 1.1kV grade 5Cx2.5 sqmm Control Cable | KM | 38 |  | Included | 0 | 0 | 0
100 |  | COST ESTIMATE _POWER & CONTROL CABLE | 100002920 | 998736 |  | 18 |  | 1.1kV grade 10Cx2.5 sqmm Control Cable | KM | 12 |  | Included | 0 | 0 | 0
101 |  | COST ESTIMATE _POWER & CONTROL CABLE | 100017187 | 998736 |  | 18 |  | 1.1KV GRADE 19CX1.5 SQMM CONTROL CABLE | KM | 16 |  | Included | 0 | 0 | 0
102 |  | COST ESTIMATE _POWER & CONTROL CABLE | 100017188 | 998736 |  | 18 |  | 1.1KV GRADE 27CX1.5 SQMM CONTROL CABLE | KM | 10 |  | Included | 0 | 0 | 0
103 |  | COST ESTIMATE _POWER & CONTROL CABLE | 100002184 | 998736 |  | 18 |  | 8PAIR 0.5 SQ.MM SCREENED CABLE | LS | 3.5 |  | Included | 0 | 0 | 0
104 |  | COST ESTIMATE _POWER & CONTROL CABLE | 100002965 | 998736 |  | 18 |  | 1.1kV grade 3.5Cx300 sqmm (XLPE) Power Cable | KM | 3 |  | Included | 0 | 0 | 0
105 |  | COST ESTIMATE _POWER & CONTROL CABLE | 100002971 | 998736 |  | 18 |  | 1.1kV grade 3.5Cx70 sqmm (PVC) Power Cable | KM | 1.5 |  | Included | 0 | 0 | 0
106 |  | COST ESTIMATE _POWER & CONTROL CABLE | 100002968 | 998736 |  | 18 |  | 1.1kV grade 3.5Cx35 sqmm (PVC) Power Cable | KM | 1 |  | Included | 0 | 0 | 0
107 |  | COST ESTIMATE _POWER & CONTROL CABLE | 100002992 | 998736 |  | 18 |  | 1.1kV grade 4Cx6 sqmm (PVC) Power Cable | KM | 9 |  | Included | 0 | 0 | 0
108 |  | COST ESTIMATE _POWER & CONTROL CABLE | 100002958 | 998736 |  | 18 |  | 1.1kV grade 2Cx6 sqmm (PVC) Power Cable | KM | 7 |  | Included | 0 | 0 | 0
109 |  | POWER & CONTROL CABLE | 100002181 | 998736 |  | 18 |  | 1.1kV grade Power Cables (PVCinsulated)along withlugs,glands,straight joints &accessories,etc. | LS | 1 |  | Included | 0 | 0 | 0
110 |  | POWER & CONTROL CABLE | 100002182 | 998736 |  | 18 |  | 1.1kV grade Control Cables (PVCinsulated) along withlugs,glands,straight joints &accessories,etc. | LS | 1 |  | Included | 0 | 0 | 0
111 |  | STRUCTURE ERECTION | 100001210 | 995455 |  | 18 |  | Erection of Lattice Structures (MS Steel), to be designed during detailed engineering, for towers, beams and equipment supportstructure including pack plates / packwashers and gusset plates excluding fasteners and foundation bolts | MT | 840 |  | Included | 0 | 0 | 0
112 |  | STRUCTURE ERECTION | 100001209 | 995455 |  | 18 |  | Erection of Lattice Structures (HT Steel), to be designed during detailed engineering, for towers, beams and equipment supportstructure including pack plates / packwashers and gusset plates excluding fasteners and foundation bolts. | MT | 184 |  | Included | 0 | 0 | 0
113 |  | STRUCTURE ERECTION | 100001680 | 995455 |  | 18 |  | Erection of fasteners ( nuts, bolts and washers ) including step bolts for lattice and pipe structures to be designed duringdetailed engineering | MT | 43 |  | Included | 0 | 0 | 0
114 |  | STRUCTURE ERECTION | 100001681 | 995455 |  | 18 |  | Erection of foundation bolts including nuts, checknut and washers for lattice and pipe structures to be designed during detailedengineering | MT | 114 |  | Included | 0 | 0 | 0
115 |  | STRUCTURE ERECTION | 100039289 | 998335 |  | 18 |  | Preparation of design and all types ofdrawings for 765 kV or 400 kV or 220 kVtowers. | EA | 2 |  | Included | 0 | 0 | 0
116 |  | STRUCTURE ERECTION | 100039290 | 998335 |  | 18 |  | Preparation of design and all types ofdrawings for 765 kV or 400 kV or 220 kVbeams. | EA | 2 |  | Included | 0 | 0 | 0
117 |  | CIVIL WORKS | 100004518 | 995433 |  | 18 |  | Excavation in all kind of soil including rock for all leads and lifts, backfilling, disposal of surplus earth within a lead up to2Km as per technical specification. The surplus earth shall be roughly graded . | M3 | 30906 |  | Included | 0 | 0 | 0
118 |  | CIVIL WORKS | 100011662 | 995433 |  | 18 |  | Excavation in hard rock which require blasting (including chemical blasting and rock excavated using specialized tools) for allfoundation works including stacking, measuring, disposal etc.for all leads and lifts as per technical specification. | M3 | 3434 |  | Included | 0 | 0 | 0
119 |  | CIVIL WORKS | 100001325 | 995454 |  | 18 |  | Providing and laying of Plain Cement Concrete (PCC) (1:4:8) | M3 | 1016 |  | Included | 0 | 0 | 0
120 |  | CIVIL WORKS | 100001326 | 995454 |  | 18 |  | Providing and laying of Plain Cement Concrete (PCC) (1:2:4) | M3 | 199 |  | Included | 0 | 0 | 0
121 |  | CIVIL WORKS | 100001327 | 995454 |  | 18 |  | Providing and laying of Reinforced Cement Concrete M25 mix including pre cast, shuttering, Grouting of pockets & underpinning butexcluding steel reinforcement | M3 | 9129 |  | Included | 0 | 0 | 0
122 |  | CIVIL WORKS | 100001329 | 995454 |  | 18 |  | Steel Reinforcement | MT | 755 |  | Included | 0 | 0 | 0
123 |  | CIVIL WORKS | 100001330 | 995428 |  | 18 |  | Stone filling (40 mm size) for transformer/Reactor foundation | M3 | 1500 |  | Included | 0 | 0 | 0
124 |  | CIVIL WORKS | 100001331 | 995455 |  | 18 |  | Misc. Structural steel including rails, embedments, edge protection angles, gratings etc. but excluding the reinforcement steel andsteel for lattice and pipe structures. | MT | 124 |  | Included | 0 | 0 | 0
125 |  | CIVIL WORKS | 100001714 | 995428 |  | 18 |  | Stone spreading in switchyard excluding PCC | M2 | 55000 |  | Included | 0 | 0 | 0
126 |  | CIVIL WORKS | 100001713 | 995424 |  | 18 |  | Antiweed treatment | M2 | 55000 |  | Included | 0 | 0 | 0
127 |  | CIVIL WORKS | 100048595 | 995423 |  | 18 |  | Providing & laying non-woven Geo-synthetics fabric of minimum 200 GSM in separration layer between sub garde and stone spreading inswitchyard as per Technical Specification and direction of Engineer-in-Charge. | M2 | 55000 |  | Included | 0 | 0 | 0
128 |  | CIVIL WORKS | 100003114 | 995454 |  | 18 |  | External finishing / painting of fire wall (water proofing cement paint) (DSR 13.44.1) | M2 | 1920 |  | Included | 0 | 0 | 0
129 |  | CIVIL WORKS | 100008110 | 995421 |  | 18 |  | 3.75m wide Bitumen road with earthen shoulder including 100 mm dia RCC Hume Pipe @ 100 metre interval as per drawing and TS (as perDSR item no 16.35 and 16.30.1) and including 225 mm thick WBM in three equal layers of 75 mm each as per CPWD specification. | M2 | 3750 |  | Included | 0 | 0 | 0
130 |  | CIVIL WORKS | 100001457 | 995421 |  | 18 |  | Construction of rail cum road as per drawing including all item such as excavation,compactions, rolling watering, WBM etc. butexcluding concrete reinforcement and structural steel-Section having four rails for auto transformer. | M2 | 689 |  | Included | 0 | 0 | 0
131 |  | CIVIL WORKS | 130000761 | 995428 |  | 18 |  | 14.4.2 Providing, laying and fixing following dia RCC pipe NP2 class (light duty) in ground complete with RCC collars, jointingwith cement mortar 1:2 (1 cement : 2 fine sand) including trenching (75 cm deep) and refilling etc as required. : 150 mm dia | M | 60 |  | Included | 0 | 0 | 0
132 |  | CIVIL WORKS | 130000762 | 995428 |  | 18 |  | 14.4.3 Providing, laying and fixing following dia RCC pipe NP2 class (light duty) in ground complete with RCC collars, jointingwith cement mortar 1:2 (1 cement : 2 fine sand) including trenching (75 cm deep) and refilling etc as required. : 250 mm dia | M | 270 |  | Included | 0 | 0 | 0
133 |  | CIVIL WORKS | 100020960 | 995461 |  | 18 |  | RCC culvert crossings including supplying and laying hume pipe 250mm dia of grade (NP-3) excluding concrete as per specification. | M | 35 |  | Included | 0 | 0 | 0
134 |  | CIVIL WORKS | 100020961 | 995461 |  | 18 |  | RCC culvert crossings including supplying and laying hume pipe 300mm dia of grade (NP-3) excluding concrete as per specification. | M | 35 |  | Included | 0 | 0 | 0
135 |  | CIVIL WORKS | 100020962 | 995461 |  | 18 |  | RCC culvert crossings including supplying and laying hume pipe 450mm dia of grade (NP-3) excluding concrete as per specification. | M | 35 |  | Included | 0 | 0 | 0
136 |  | CIVIL WORKS | 100001409 | 995462 |  | 18 |  | Supplying and erecting dewatering pumps-5 HP | EA | 2 |  | Included | 0 | 0 | 0
137 |  | CIVIL WORKS | 100015791 | 995454 |  | 18 |  | All civil works for Drains construction of Section A-A including crossings if any as per technical specification and tender drawingscomplete in all respect with all labour and materials. | M | 1500 |  | Included | 0 | 0 | 0
138 |  | CIVIL WORKS | 100015792 | 995454 |  | 18 |  | All civil works for Drains construction of Section B-B including crossings if any as per technical specification and tender drawingscomplete in all respect with all labour and materials. | M | 900 |  | Included | 0 | 0 | 0
139 |  | CIVIL WORKS | 100015793 | 995454 |  | 18 |  | All civil works for Drains construction of Section C-C including crossings if any as per technical specification and tender drawingscomplete in all respect with all labour and materials. | M | 600 |  | Included | 0 | 0 | 0
140 |  | CIVIL WORKS | 100015794 | 995454 |  | 18 |  | All civil works for Drains construction of Section D-D including crossings if any as per technical specification and tender drawingscomplete in all respect with all labour and materials. | M | 200 |  | Included | 0 | 0 | 0
141 |  | CIVIL WORKS | 100003477 | 995454 |  | 18 |  | Rain water harvesting excluding reinforcement and concrete as per drawing | EA | 1 |  | Included | 0 | 0 | 0
142 |  | CIVIL WORKS | 100003437 | 995454 |  | 18 |  | Switchyard Panel Room - Civil Works. All civil works as per drawing and specifications complete, including - brickwork, finishing(external and internal), windows etc. However, excavation, PCC, RCC and reinforcement shall be paid separately as per BPS. | M2 | 92 |  | Included | 0 | 0 | 0
143 |  | CIVIL WORKS | 100002911 | 995432 |  | 18 |  | Earthwork in excavation & filling in all types of soil and soft/disintegrated rock in open areas/nallas/channels, to the requiredslopes, shapes, levels, elevations and profile, including trimming of bottom and slopes of excavation, bailing out rain(dewatering), pumping, removal of slush, preparing embankments/marginal banks, loosening, dressing, spreading material in layers notexceeding 200mm, as per direction of Engineer-in-Charge, water flooding, compacting to achieve 95% consolidation at optimum moisturecontent, finishing etc. all complete, for all leads and lifts within leveling boundary, including disposal of surplus earth andstacking of unsuitable material within a lead of 2.0 Km beyond substation boundary, with all labour, material, tools, tackles andequipment, safeguards and incidentals, Royalty,taxes etc. as necessary, as per drawings, specification and directions of theEngineer-in-Charge. Clearing of jungle is included in this item. (Only excavation/cutting will be measured for payment purpose.) | M3 | 56250 |  | Included | 0 | 0 | 0
144 |  | CIVIL WORKS | 100002583 | 995432 |  | 18 |  | Supply of earth (excluding rock & boulders) at site including royalty, carriage and filling in specified areas in layers notexceeding 200mm in depth, compacting under optimum moisture condition to achieve 95% of Proctor density, finishing etc. allcomplete, for all leads & lifts, with all labour, material, tools, tackles, equipments, safeguards & incidentals as necessary as perdrawings, specification and direction of the Engineer- in- Charge. | M3 | 14063 |  | Included | 0 | 0 | 0
145 |  | CIVIL WORKS | 100002914 | 995432 |  | 18 |  | Earthwork in excavation in Hard rocks in open areas/nallas/ channels, to the required slopes, shapes, levels, elevations andprofile, including trimming of bottom and slopes of excavation and stacking and disposal of rock for a lead up to 2.0 KM beyondleveling boundary and all lifts , with all labour, material, tools, tackles and equipment, safeguards and incidentals,Royalty,taxesetc. as per directions of the Engineer-in-Charge. Serviceable material if available shall be stacked at site as identified byEngineer-in-Charge.(50% void deduction from stack measurement) | M3 | 14063 |  | Included | 0 | 0 | 0
146 |  | CIVIL WORKS | 100001478 | 995454 |  | 18 |  | Cable Trench including all types of crossings, all metallic works and sump pit including concrte and reinforcement steel Section 2-2 | M | 650 |  | Included | 0 | 0 | 0
147 |  | CIVIL WORKS | 100016667 | 995451 |  | 18 |  | Cable Trench including all types of crossings, all metallic works and sump pit including concrete and reinforcement steel Section2A-2A | M | 270 |  | Included | 0 | 0 | 0
148 |  | CIVIL WORKS | 100001479 | 995454 |  | 18 |  | Cable Trench including all types of crossings, all metallic works and sump pit including concrte and reinforcement steel Section 3-3 | M | 400 |  | Included | 0 | 0 | 0
149 |  | CIVIL WORKS | 100001480 | 995454 |  | 18 |  | Cable Trench including all types of crossings, all metallic works and sump pit including concrte and reinforcement steel Section 4-4 | M | 380 |  | Included | 0 | 0 | 0
150 |  | CIVIL WORKS | 100007097 | 995454 |  | 18 |  | Dry stone pitching 22.5 cm thick including supply of stones and preparing surface complete including construction of 600 mm high and230 mm wide cement concrete (1:3:6) (1 cement : 3 coarse sand (zone-III) : 6 graded stone aggregate 20 mm nominal size) toe wall atthe lowest portion of stone pitching area etc. completed as per theinstruction of Engineer-In-Charge. . | M2 | 2000 |  | Included | 0 | 0 | 0
151 |  | CIVIL WORKS | 100001721 | 995428 |  | 18 |  | Supplying, filling and compacting stone boulders mixed with sand under foundations, roads, cable trenches, drains etc in layers notexceeding 250mm thickness including ramming, watering compacting | M3 | 2690 |  | Included | 0 | 0 | 0
|  | 12: Total Installation Charges | 0 |  | 0 | 0
|  | 12: Total GST as confirmed by Bidder |  | 0
* | [11 empty] | 0
Date : |  | 6: --; 13: Printed Name:
Place : |  | 13: Designation :
Click for Sch-4

## Sch-3 Dis (hidden)
CC/NT/W-SOLAR/DOM/T00/25/02256 |  |  |  |  | Schedule - 3
Bulk Contract for Supply & Installation of Rooftop Solar projects on POWERGRID Buildings in Western Region (WR) under PM Surya Ghar (PMSGY) Scheme | [7 empty] | As per Lum-sum |  | 0%
(SCHEDULE OF RATES AND PRICES : ERECTION CHARGES) | [7 empty] | AS per Percent |  | #REF!
[8 empty] | As per lum-sum on Sch-3 |  | 0%
Bidder’s Name and Address (Sole Bidder) : |  |  |  | To: |  |  |  | As per Percent on Sch-3 |  | #REF!
|  |  |  | Contracts Services, 2nd Floor |  |  |  | Total Discount |  | #REF!
Name : | #REF! |  |  | POWERGRID Energy Services Ltd
Address : | #REF! |  |  | Plot no. 42, Sector-44
| #REF! |  |  | Gurugram (Haryana) -122003 |  |  |  | Multipackage lum-sum |  | 0%
| #REF! |  |  | 0
[5 empty] | All Prices are in Indian Rupees. |  |  |  | Amount after Discount (Rs.) |  | Dis Alert | Amount after MPD (Rs.)
SI. No. | Description | Unit | Quantity | Unit Erection Charges | Total Erection Charges |  |  |  | Unit Erection Charges | Total Erection Charges |  | Unit Erection Charges | Total Erection Charges
1 | 2 | 3 | 4 | 5 | 6 = 4 x 5 |  |  |  | 5 | 6 = 4 x 5 |  | 5 | 6 = 4 x 5
#REF! | #REF!
#REF! | #REF!
| #REF! | #REF! | #REF! | #REF! | #REF!
| #REF! | #REF! | #REF! | #REF! | #REF!
#REF! | #REF! |  |  |  |  | (a) | Detailed Soil Investigation
| #REF! | #REF! | #REF! | #REF! | #REF! | (b) | All kinds of soil except fissured rock & hard rock
| #REF! | #REF! | #REF! | #REF! | #REF! | (e) | River Crossing Location
| #REF! | #REF! | #REF! | #REF! | #REF! | (f)
#REF! | #REF!
| #REF! | #REF! | #REF! | #REF! | #REF!
| #REF! | #REF! | #REF! | #REF! | #REF!
| #REF! | #REF! | #REF! | #REF! | #REF!
#REF! | #REF!
#REF! | #REF!
| #REF! | #REF! | #REF! | #REF! | #REF!
| #REF! | #REF! | #REF! | #REF! | #REF!
| #REF! | #REF! | #REF! | #REF! | #REF!
| #REF! | #REF! | #REF! | #REF! | #REF!
| #REF! | #REF! | #REF! | #REF! | #REF!
#REF! | #REF!
| #REF! | #REF! | #REF! | #REF! | #REF!
| #REF! | #REF! | #REF! | #REF! | #REF!
#REF! | #REF! | #REF! | #REF! | #REF! | #REF!
#REF! | #REF! | #REF! | #REF! | #REF! | #REF!
#REF! | #REF!
| #REF! | #REF! | #REF! | #REF! | #REF!
#REF! | #REF!
| #REF! | #REF! | #REF! | #REF! | #REF!
| #REF! | #REF! | #REF! | #REF! | #REF!
#REF! | #REF!
| #REF! | #REF! | #REF! | #REF! | #REF!
| #REF! | #REF! | #REF! | #REF! | #REF!
| #REF! | #REF! | #REF! | #REF! | #REF!
| #REF! | #REF! | #REF! | #REF! | #REF!
| #REF! | #REF! | #REF! | #REF! | #REF!
| #REF! | #REF! | #REF! | #REF! | #REF!
#REF!
| #REF! | #REF! | #REF! | #REF! | #REF!
| #REF! | #REF! | #REF! | #REF! | #REF!
| #REF! | #REF! | #REF! | #REF! | #REF!
| #REF! | #REF! | #REF! | #REF! | #REF!
#REF! | #REF!
#REF!
| #REF! | #REF! | #REF! | #REF! | #REF!
#REF! | #REF!
#REF! | #REF! | #REF! | #REF! | #REF! | #REF!
#REF! | #REF!
#REF! | #REF! | #REF! | #REF! | #REF! | #REF!
#REF! | #REF! | #REF! | #REF! | #REF! | #REF!
#REF! | #REF!
| #REF! | #REF! | #REF! | #REF! | #REF!
| Total Erection Price (A+B) |  |  |  | #REF!
Date : | #REF!
Place : | #REF! |  | Printed Name :
|  |  | Designation : | 0
Click for Sch-4

## Sch-4
CC/NT/W-SOLAR/DOM/T00/25/02256 | [14 empty] | Schedule - 4
Bulk Contract for Supply & Installation of Rooftop Solar projects on POWERGRID Buildings in Western Region (WR) under PM Surya Ghar (PMSGY) Scheme
(SCHEDULE OF RATES AND PRICES )
Bidder’s Name and Address (Sole Bidder) : | [14 empty] | To:
Contracts Services, 2nd Floor
Name : | [14 empty] | POWERGRID Energy Services Ltd
Address : | [14 empty] | Plot no. 42, Sector-44
Gurugram (Haryana) -122003
0
Operation and Maintenance Charges
SI. No. | PR No | PR Line Item No | Activity Header | PR Activity No | Activity Description | Service Code | SAC (Service Accounting Codes) | Whether SAC in column '8’ is confirmed. If not indicate applicable the SAC * | Rate of GST applicable ( in %) | Whether rate of GST in column ‘4’ is confirmed. If not indicate applicable rate of GST * | Description | Unit | Quantity | Unit O&M Charges excluding GST | Total O&M Charges excluding GST | Total GST as confirmed by Bidder
1 | 2 | 3 | 4 | 5 | 6 | 7 | 8 | 9 | 10 | 11 | 12 | 13 | 14 | 15 | 16 = 14 x 15 | 17
[17 empty] | Revaluation of J column | Tax Calculation
[17 empty] | Revaluation of J column | Tax Calculation
1 | 7000030156 |  |  |  | PMSGY-Govt. Buildings-NR Balance | 100055049 | 998719 |  | 18% |  | Comprehensive Maintenance of Rooftop Solar system for 05 Years from the date of commissioning (CAMC) as per Tech. Spec. | KW | 1000 |  | Included | 0 | 0 | 0
[9 empty] | Total Operation & Maintenance Charges | [5 empty] | 0 |  |  | 0
[9 empty] | Total GST as confirmed by Bidder | [6 empty] | 0
Date : | -- | [12 empty] | Printed Name :
Place : | [13 empty] | Designation :
Click for Sch-5

## Sch-4b (hidden)
CC/NT/W-SOLAR/DOM/T00/25/02256 | [15 empty] | Schedule - 4b
Bulk Contract for Supply & Installation of Rooftop Solar projects on POWERGRID Buildings in Western Region (WR) under PM Surya Ghar (PMSGY) Scheme
(SCHEDULE OF RATES AND PRICES )
Bidder’s Name and Address (Sole Bidder) : | [14 empty] | To:
Contracts Services, 2nd Floor
Name : | #REF! | [13 empty] | POWERGRID Energy Services Ltd
Address : | #REF! | [13 empty] | Plot no. 42, Sector-44
| #REF! | [13 empty] | Gurugram (Haryana) -122003
| #REF! | [13 empty] | 0
Maintenance Charges during & after Defect Laibility Period
SI. No. | PR No | PR Line Item No | Activity Header | PR Activity No | Activity Description | Service Code | SAC (Service Accounting Codes) | Whether SAC in column '8’ is confirmed. If not indicate applicable the SAC * | Rate of GST applicable ( in %) | Whether rate of GST in column ‘4’ is confirmed. If not indicate applicable rate of GST * | Description | Unit | Quantity | Unit Maintenance Charges excluding GST | Total Maintenance Charges excluding GST | Total GST as confirmed by Bidder
1 | 2 | 3 | 4 | 5 | 6 | 7 | 8 | 9 | 10 | 11 | 12 | 13 | 14 | 15 | 16 = 14 x 15 | 17
| 0 | [15 empty] | Revaluation of P column | Tax Calculation
A. | #REF! | [15 empty] | Revaluation of P column | Tax Calculation
1 | [14 empty] | Included | 0 | 0 | 0
2 | [14 empty] | Included | 0 | 0 | 0
3 | [14 empty] | Included | 0 | 0 | 0
4 | [14 empty] | Included | 0 | 0 | 0
B. | #REF! | [15 empty] | Revaluation of P column | Tax Calculation
1 | [14 empty] | Included | 0 | 0 | 0
2 | [14 empty] | Included | 0 | 0 | 0
3 | [14 empty] | Included | 0 | 0 | 0
4 | [14 empty] | Included | 0 | 0 | 0
[9 empty] | Total Maintenance Charges during and after Defect Liabilty Period | [5 empty] | 0 |  |  | 0
[9 empty] | Total GST as confirmed by Bidder | [6 empty] | 0
Date : | #REF! | [12 empty] | Printed Name :
Place : | #REF! | [12 empty] | Designation :
Click for Sch-5

## Sch-5
CC/NT/W-SOLAR/DOM/T00/25/02256 | [5 empty] | Schedule - 5
Bulk Contract for Supply & Installation of Rooftop Solar projects on POWERGRID Buildings in Western Region (WR) under PM Surya Ghar (PMSGY) Scheme
(SUMMARY OF TAXES & DUTIES APPLICABLE ON PLANT & EQUIPMENT)
Bidder’s Name and Address (Sole Bidder) : |  |  |  |  | To:
Contracts Services, 2nd Floor
Name : |  |  |  |  | POWERGRID Energy Services Ltd
Address : |  |  |  |  | Plot no. 42, Sector-44
Gurugram (Haryana) -122003
0
Sl. No. | Item Nos. |  | Rate of GST Applicable (%) | Whether rate of GST in column '3' is confirmed. If not indicate applicable rate of GST # | Total GST (INR) |  | After Discount |  | After MPDiscount
1 | TOTAL GST ON GOODS | [5 empty] | Excise Duty | #REF! | Excise Duty | #REF!
1a | Total GST (70% of Sch-1 ) for Supply of Goods (inter-alia including Type Test Charges) between the Contractor and the Employer (identified in Schedule 1') which are not included in the Ex-works price as per the provision of the Bidding Documents, as applicable. |  | 12% |  | 0
1b | Total GST (30% of Sch-1) for Supply of Goods (inter-alia including Type Test Charges) between the Contractor and the Employer (identified in Schedule 1') which are not included in the Ex-works price as per the provision of the Bidding Documents, as applicable. |  | 18% |  | 0
2 | TOTAL GST ON SERVICES | [5 empty] | Sales Tax | 0 | Sales Tax | 0
2a | Total GST on Installation Services (70% of Schedule-3), |  | 12% |  | 0 |  | #REF! | 0 | #REF! | 0
2b | Total GST on Installation Services (30% of Schedule-3), |  | 18% |  | 0
2c | Total GST on Comprehensive Maintenance Charges (Schedule-4) |  | 18% |  | 0
| GRAND TOTAL [1+2] |  |  |  | 0 |  | Grand Total after Discount | #REF! | Grand Total after MPD | #REF!
In case the bidder leaves the cell for confirmation of the GST rate "blank", the GST rate indicated by the Employer shall be deemed to be the one confirmed by the Bidder.
Date: | -- | Printed Name : |  |  |  | 0
Place: |  | Designation : |  |  |  | 0
Click for Sch-6

## Sch-5 Dis
CC/NT/W-SOLAR/DOM/T00/25/02256 |  |  |  | Schedule - 5
Bulk Contract for Supply & Installation of Rooftop Solar projects on POWERGRID Buildings in Western Region (WR) under PM Surya Ghar (PMSGY) Scheme
SUMMARY OF TAXES & DUTIES APPLICABLE ON GOODS & SERVICES
Bidder’s Name and Address (Sole Bidder) : |  |  | To:
Contracts Services, 2nd Floor
Name : |  |  | POWERGRID Energy Services Ltd
Address : |  |  | Plot no. 42, Sector-44
Gurugram (Haryana) -122003
0
Sl. No. | Item Nos. |  | Total Price (INR)
1 | TOTAL GST ON GOODS |  | 0
1a | Total GST (70% of Sch-1) for Supply of Goods (inter-alia including Type Test Charges) between the Contractor and the Employer (identified in Schedule 1') which are not included in the Ex-works price as per the provision of the Bidding Documents, as applicable. |  | 0
1b | Total GST (30% of Sch-1) for Supply of Goods (inter-alia including Type Test Charges) between the Contractor and the Employer (identified in Schedule 1') which are not included in the Ex-works price as per the provision of the Bidding Documents, as applicable. |  | 0
2 | TOTAL GST ON SERVICES |  | 0
2a | Total GST (70% of Sch-3) on Installation Services (Schedule-3), |  | 0
2b | Total GST (30% of Sch-3) on Installation Services (Schedule-3), |  | 0
2c | Total GST Comprehensive Maintenance Charges (Schedule-4) |  | 0
| GRAND TOTAL [1+2] |  | 0
Date : | #REF! | Printed Name :
Place : | #REF! | Designation :
Click for Sch-6

## Sch-6
CC/NT/W-SOLAR/DOM/T00/25/02256 |  |  | Schedule - 6
Bulk Contract for Supply & Installation of Rooftop Solar projects on POWERGRID Buildings in Western Region (WR) under PM Surya Ghar (PMSGY) Scheme
(GRAND SUMMARY)
Bidder’s Name and Address (Sole Bidder) : |  |  | To:
Contracts Services, 2nd Floor
Name : |  |  | POWERGRID Energy Services Ltd
Address : |  |  | Plot no. 42, Sector-44
Gurugram (Haryana) -122003
0
Sl. No. | Description |  | Total Price (INR)
1 | TOTAL SCHEDULE NO. 1 |  | 0
Ex-works price of Plant and Equipment including Type Test Charges
2 | TOTAL SCHEDULE NO. 2 |  | 0
Local Transportation, In-transit Insurance, loading & unloading
3 | TOTAL SCHEDULE NO. 3 |  | 0
Installation Charges
4 | TOTAL SCHEDULE NO. 4 |  | 0
Comprehensive Maintenance Charges
4b | TOTAL SCHEDULE NO. 4b |  | 0
Maintenance Charges during & after Defect Laibility Period
5 | TOTAL SCHEDULE NO. 5 |  | 0
Taxes and Duties
6 | TOTAL SCHEDULE NO. 7 |  | 0
Type Test Charges [Total of this Schedule is included in Schedule - 1 above.]
| GRAND TOTAL [1+2+3+4+5] |  | 0
Date : | -- | Printed Name : |  | 0
Place : |  | Designation : |  | 0
Click for Sch-7

## Sch-6 After Discount
CC/NT/W-SOLAR/DOM/T00/25/02256 |  |  | Schedule - 6 After Discount
Bulk Contract for Supply & Installation of Rooftop Solar projects on POWERGRID Buildings in Western Region (WR) under PM Surya Ghar (PMSGY) Scheme
(GRAND SUMMARY)
Bidder’s Name and Address (Sole Bidder) : |  |  | To:
Contracts Services, 2nd Floor
Name : |  |  | POWERGRID Energy Services Ltd
Address : |  |  | Plot no. 42, Sector-44
Gurugram (Haryana) -122003
0
Sl. No. | Description |  | Total Price (INR)
1 | TOTAL SCHEDULE NO. 1 |  | 0
Ex-works price of Plant and Equipment including Type Test Charges
2 | TOTAL SCHEDULE NO. 2 |  | 0
Local Transportation, In-transit Insurance, loading & unloading
3 | TOTAL SCHEDULE NO. 3 |  | 0
Installation Charges
4 | TOTAL SCHEDULE NO. 4 |  | 0
Comprehensive Maintenance
4b | TOTAL SCHEDULE NO. 4b |  | 0
Maintenance Charges during & after Defect Laibility Period
5 | TOTAL SCHEDULE NO. 5 |  | 0
Taxes and Duties
6 | TOTAL SCHEDULE NO. 7 |  | 0
Type Test Charges [Total of this Schedule is included in Schedule - 1 above.]
| GRAND TOTAL [1+2+3+4+5] |  | 0
Date : | -- | Printed Name : |  | 0
Place : |  | Designation : |  | 0
Click for Sch-7

## Sch-7
CC/NT/W-SOLAR/DOM/T00/25/02256 | [11 empty] | Schedule 7
Bulk Contract for Supply & Installation of Rooftop Solar projects on POWERGRID Buildings in Western Region (WR) under PM Surya Ghar (PMSGY) Scheme | [15 empty] | As per Lum-sum |  | 0%
(SCHEDULE OF RATES AND PRICES ) | [15 empty] | AS per Percent |  | #REF!
[16 empty] | As per lum-sum on Sch-7 |  | 0%
Bidder’s Name and Address (Sole Bidder) : | [9 empty] | To: | [5 empty] | As per Percent on Sch-7 |  | #REF!
[10 empty] | Contracts Services, 2nd Floor | [5 empty] | Total Discount |  | #REF!
Name : | [9 empty] | POWERGRID Energy Services Ltd
Address : | [9 empty] | Plot no. 42, Sector-44
[10 empty] | Gurugram (Haryana) -122003 | [5 empty] | Multipackage Discount |  | 0%
0
Type tests on Earthwire, Hardwar Fittings & accessories of conductor & earthwire:
SL. NO. | PR No | Line Item No | Code | HSN Code | Whether HSN in column ‘2’ is confirmed. If not indicate applicable the HSN code * | Rate of GST applicable ( in %) | Whether rate of GST in column ‘4’ is confirmed. If not indicate applicable rate of GST * | Description of Test | Unit | Quantity | Unit Test Charge | Total Test Charges (Rs.) | Total GST as confirmed by Bidder | Revaluation of M column | Tax Calculation |  | Total Test Charges After Discount (Rs.) |  | Dis Alert | Total Test Charges After MPD (Rs.)
1 | 2 | 3 | 4 | 5 | 6 | 7 | 8 | 9 | 10 | 11 | 12 | 13 = 10 x 11 | 14
I
1 | [11 empty] | Included | 0 | 0 | 0
2 | [11 empty] | Included | 0 | 0 | 0
NOT APPLICABLE
[8 empty] | TOTAL TYPE TEST CHARGES |  |  |  | 0
[8 empty] | Total GST as confirmed by Bidder |  |  |  |  | 0
Date : | -- |  |  | #REF! |  |  |  |  | Printed Name :
Place : |  |  |  | #REF! |  |  |  |  | Designation :
Note : |  |  |  | Bidder should indicate the name of test laboratories where type tests are proposed to be conducted
CC/NT/W-SOLAR/DOM/T00/25/02256
Bulk Contract for Supply & Installation of Rooftop Solar projects on POWERGRID Buildings in Western Region (WR) under PM Surya Ghar (PMSGY) Scheme | [7 empty] | 0 | 0
(SCHEDULE OF RATES AND PRICES ) | [7 empty] | 0 | 0
Bidder’s Name and Address (Sole Bidder) :
[8 empty] | 0 | 0
Name : | [7 empty] | 0 | 0
Address : | [7 empty] | 0 | 0
[8 empty] | 0 | 0
[8 empty] | 0 | 0
SL. NO. | [7 empty] | Description of Test | #REF!
#REF! | [7 empty] | #REF! | #REF!
#REF! | [7 empty] | #REF!
#REF! | [7 empty] | #REF! | #REF!
#REF! | [7 empty] | #REF! | #REF!
[8 empty] | #REF! | #REF!
#REF! | [7 empty] | #REF!
#REF! | [7 empty] | #REF!
#REF! | [7 empty] | #REF!
#REF! | [7 empty] | #REF! | #REF!
#REF! | [7 empty] | #REF! | #REF!
#REF! | [7 empty] | #REF! | #REF!
#REF! | [7 empty] | #REF! | #REF!
[8 empty] | #REF! | #REF!
#REF! | [7 empty] | #REF!
#REF! | [7 empty] | #REF! | #REF!
#REF! | [7 empty] | #REF! | #REF!
#REF! | [7 empty] | #REF! | #REF!
#REF! | [7 empty] | #REF! | #REF!
[8 empty] | #REF! | #REF!
#REF! | [7 empty] | #REF!
#REF! | [7 empty] | #REF! | #REF!
#REF! | [7 empty] | #REF! | #REF!
#REF! | [7 empty] | #REF! | #REF!
[8 empty] | #REF! | #REF!
#REF! | [7 empty] | #REF!
#REF! | [7 empty] | #REF! | #REF!
#REF! | [7 empty] | #REF! | #REF!
#REF! | [7 empty] | #REF! | #REF!
[8 empty] | #REF! | #REF!
#REF! | [7 empty] | #REF!
#REF! | [7 empty] | #REF! | #REF!
#REF! | [7 empty] | #REF! | #REF!
#REF! | [7 empty] | #REF! | #REF!
#REF! | [7 empty] | #REF! | #REF!
[8 empty] | #REF! | #REF!
[8 empty] | #REF! | #REF!
#REF! | [7 empty] | #REF!
#REF! | [7 empty] | #REF!
#REF! | [7 empty] | #REF! | #REF!
#REF! | [7 empty] | #REF! | #REF!
#REF! | [7 empty] | #REF! | #REF!
[8 empty] | #REF! | #REF!
[8 empty] | #REF! | #REF!
#REF! | [7 empty] | #REF!
#REF! | [7 empty] | #REF!
#REF! | [7 empty] | #REF! | #REF!
#REF! | [7 empty] | #REF! | #REF!
#REF! | [7 empty] | #REF! | #REF!
#REF! | [7 empty] | #REF! | #REF!
#REF! | [7 empty] | #REF! | #REF!
[8 empty] | #REF! | #REF!
#REF! | [7 empty] | #REF!
#REF! | [7 empty] | #REF! | #REF!
#REF! | [7 empty] | #REF! | #REF!
#REF! | [7 empty] | #REF! | #REF!
#REF! | [7 empty] | #REF! | #REF!
#REF! | [7 empty] | #REF! | #REF!
#REF! | [7 empty] | #REF! | #REF!
[8 empty] | #REF! | #REF!
#REF! | [7 empty] | #REF!
#REF! | [7 empty] | #REF! | #REF!
#REF! | [7 empty] | #REF! | #REF!
#REF! | [7 empty] | #REF! | #REF!
#REF! | [7 empty] | #REF! | #REF!
#REF! | [7 empty] | #REF! | #REF!
#REF! | [7 empty] | #REF! | #REF!
#REF! | [7 empty] | #REF! | #REF!
#REF! | [7 empty] | #REF! | #REF!
#REF! | [7 empty] | #REF! | #REF!
[8 empty] | #REF! | #REF!
#REF! | [7 empty] | #REF!
#REF! | [7 empty] | #REF! | #REF!
#REF! | [7 empty] | #REF! | #REF!
#REF! | [7 empty] | #REF! | #REF!
[8 empty] | #REF! | #REF!
#REF! | [7 empty] | #REF!
#REF! | [7 empty] | #REF! | #REF!
#REF! | [7 empty] | #REF! | #REF!
#REF! | [7 empty] | #REF! | #REF!
[8 empty] | #REF! | #REF!
#REF! | [7 empty] | #REF!
#REF! | [7 empty] | #REF! | #REF!
#REF! | [7 empty] | #REF! | #REF!
[8 empty] | #REF! | #REF!
#REF! | [7 empty] | #REF!
#REF! | [7 empty] | #REF! | #REF!
#REF! | [7 empty] | #REF! | #REF!
#REF! | [7 empty] | #REF! | #REF!
#REF! | [7 empty] | #REF! | #REF!
#REF! | [7 empty] | #REF! | #REF!
#REF! | [7 empty] | #REF! | #REF!
[8 empty] | #REF! | #REF!
#REF! | [7 empty] | #REF!
#REF! | [7 empty] | #REF! | #REF!
#REF! | [7 empty] | #REF! | #REF!
#REF! | [7 empty] | #REF! | #REF!
#REF! | [7 empty] | #REF! | #REF!
#REF! | [7 empty] | #REF!
#REF! | [7 empty] | #REF! | #REF!
#REF! | [7 empty] | #REF! | #REF!
#REF! | [7 empty] | #REF! | #REF!
#REF! | [7 empty] | #REF! | #REF!
[8 empty] | #REF! | #REF!
[8 empty] | #REF! | #REF!
[8 empty] | #REF! | #REF!
Click for Bid Form 2nd Envelope

## Sch-7 Dis (hidden)
CC/NT/W-SOLAR/DOM/T00/25/02256
Bulk Contract for Supply & Installation of Rooftop Solar projects on POWERGRID Buildings in Western Region (WR) under PM Surya Ghar (PMSGY) Scheme | [6 empty] | As per Lum-sum |  | 0%
(SCHEDULE OF RATES AND PRICES : TYPE TEST CHARGES) | [6 empty] | AS per Percent |  | #REF!
[7 empty] | As per lum-sum on Sch-7 |  | 0%
Bidder’s Name and Address (Sole Bidder) : |  |  |  | To: |  |  | As per Percent on Sch-7 |  | #REF!
|  |  |  | Contracts Services, 2nd Floor |  |  | Total Discount |  | #REF!
Name : | #REF! |  |  | POWERGRID Energy Services Ltd
Address : | #REF! |  |  | Plot no. 42, Sector-44
| #REF! |  |  | Gurugram (Haryana) -122003 |  |  | Multipackage Discount |  | 0%
| #REF! |  |  | 0
Type Tests on Earthwire
SL. NO. | Description of Test | Unit | Quantity | Unit Test Charge | Total Test Charges (Rs.) |  |  | Total Test Charges After Discount (Rs.) |  | Dis Alert | Total Test Charges After MPD (Rs.)
I | #REF!
(a) | #REF! | #REF! | #REF! | #REF! | #REF!
(b) | #REF! | #REF! | #REF! | #REF! | #REF!
| Sub-Total (I) |  |  |  | #REF!
| TOTAL TEST CHARGES (I) |  |  |  | #REF!
[7 empty] | Discount Sche-7 | #REF! |  | MPD Sche-7 | #REF!
[7 empty] | Dis Alert | #REF!
Signature :
Date : | #REF! | Printed Name :
Place : | #REF! | Designation :
Common Seal :
Note : | Bidder should indicate the name of test laboratories where type tests are proposed to be conducted
CC/NT/W-SOLAR/DOM/T00/25/02256
Bulk Contract for Supply & Installation of Rooftop Solar projects on POWERGRID Buildings in Western Region (WR) under PM Surya Ghar (PMSGY) Scheme | 0 | 0 |  |  |  | 0
(SCHEDULE OF RATES AND PRICES : TYPE TEST CHARGES) | 0 | 0 |  |  |  | 0
Bidder’s Name and Address (Sole Bidder) : | [5 empty] | 0
| 0 | 0 |  |  |  | 0
Name : | #REF! | 0 |  |  |  | 0
Address : | #REF! | 0 |  |  |  | 0
| #REF! | 0 |  |  |  | 0
| #REF! | 0 |  |  |  | 0
SL. NO. | Description of Test | 0
#REF! | #REF! | #REF!
#REF! | #REF!
#REF! | #REF! | #REF!
#REF! | #REF! | #REF!
| #REF! | #REF!
#REF! | #REF!
#REF! | #REF!
#REF! | #REF!
#REF! | #REF! | #REF!
#REF! | #REF! | #REF!
#REF! | #REF! | #REF!
#REF! | #REF! | #REF!
| #REF! | #REF!
#REF! | #REF!
#REF! | #REF! | #REF!
#REF! | #REF! | #REF!
#REF! | #REF! | #REF!
#REF! | #REF! | #REF!
| #REF! | #REF!
#REF! | #REF!
#REF! | #REF! | #REF!
#REF! | #REF! | #REF!
#REF! | #REF! | #REF!
| #REF! | #REF!
#REF! | #REF!
#REF! | #REF! | #REF!
#REF! | #REF! | #REF!
#REF! | #REF! | #REF!
| #REF! | #REF!
#REF! | #REF!
#REF! | #REF! | #REF!
#REF! | #REF! | #REF!
#REF! | #REF! | #REF!
#REF! | #REF! | #REF!
| #REF! | #REF!
| #REF! | #REF!
#REF! | #REF!
#REF! | #REF!
#REF! | #REF! | #REF!
#REF! | #REF! | #REF!
#REF! | #REF! | #REF!
| #REF! | #REF!
| #REF! | #REF!
#REF! | #REF!
#REF! | #REF!
#REF! | #REF! | #REF!
#REF! | #REF! | #REF!
#REF! | #REF! | #REF!
#REF! | #REF! | #REF!
#REF! | #REF! | #REF!
| #REF! | #REF!
#REF! | #REF!
#REF! | #REF! | #REF!
#REF! | #REF! | #REF!
#REF! | #REF! | #REF!
#REF! | #REF! | #REF!
#REF! | #REF! | #REF!
#REF! | #REF! | #REF!
| #REF! | #REF!
#REF! | #REF!
#REF! | #REF! | #REF!
#REF! | #REF! | #REF!
#REF! | #REF! | #REF!
#REF! | #REF! | #REF!
#REF! | #REF! | #REF!
#REF! | #REF! | #REF!
#REF! | #REF! | #REF!
#REF! | #REF! | #REF!
#REF! | #REF! | #REF!
| #REF! | #REF!
#REF! | #REF!
#REF! | #REF! | #REF!
#REF! | #REF! | #REF!
#REF! | #REF! | #REF!
| #REF! | #REF!
#REF! | #REF!
#REF! | #REF! | #REF!
#REF! | #REF! | #REF!
#REF! | #REF! | #REF!
| #REF! | #REF!
#REF! | #REF!
#REF! | #REF! | #REF!
#REF! | #REF! | #REF!
| #REF! | #REF!
#REF! | #REF!
#REF! | #REF! | #REF!
#REF! | #REF! | #REF!
#REF! | #REF! | #REF!
#REF! | #REF! | #REF!
#REF! | #REF! | #REF!
#REF! | #REF! | #REF!
| #REF! | #REF!
#REF! | #REF!
#REF! | #REF! | #REF!
#REF! | #REF! | #REF!
#REF! | #REF! | #REF!
#REF! | #REF! | #REF!
#REF! | #REF!
#REF! | #REF! | #REF!
#REF! | #REF! | #REF!
#REF! | #REF! | #REF!
#REF! | #REF! | #REF!
| #REF! | #REF!
| #REF! | #REF!
| #REF! | #REF!
Click for Bid Form 2nd Envelope

## Discount
AAABBAAAABBf
CC/NT/W-SOLAR/DOM/T00/25/02256 |  |  |  |  | Letter of Discount
LETTER OF DISCOUNT
To:
Contracts Services, 2nd Floor
POWERGRID Energy Services Ltd
Plot no. 42, Sector-44
Gurugram (Haryana) -122003
0
Subject : |  | Bulk Contract for Supply & Installation of Rooftop Solar projects on POWERGRID Buildings in Western Region (WR) under PM Surya Ghar (PMSGY) Scheme
Dear Sir
With reference to the subject tender, we hereby offer unconditional discount on the prices quoted by us as per details given here below : | [6 empty] | Eq Weightage of Rs/ % | Final Discount Factor
| 1 | Discount on lum-sum basis on total price quoted by us without Taxes & Duties. [The discount shall be proportionately applicable on all the items of all the Schdules i.e. Sch-1 (without type test charges), Sch-2, Sch-3, Sch-4a, Sch-4b & Sch-7] In Rs. |  |  |  | 0 | 0%
| 2 | Discount on percent basis on total price quoted by us without Taxes & Duties. [The discount shall be applicable on all the items of all the Schdules i.e. Sch-1 (without type test charges), Sch-2 , Sch-3, Sch-4a, Sch-4b & Sch-7] In Percent (%) |  |  |  | 0 | 0%
| 3 | Discount on lum-sum basis on the Schedules as given below : [The discount shall be proportionately applicable on all the relevent items of the respective Schdules.] In Rs.
|  | Schedule-1 : Ex works prices |  | In Rs. |  | 0 | 0% | Schedule-1 : Ex-Works Price | 0%
|  | Schedule-2 : Freight & Insurance |  | In Rs. |  | 0 | 0% | Schedule-2 : Freight & Insurance | 0%
|  | Schedule-3 : Erection Charges |  | In Rs. |  | 0 | 0% | Schedule-3 : Erection Charges | 0%
|  | Schedule-4a : Comprehensive Maintenance Charges |  | In Rs. |  | 0 | 0% | Schedule-4a : O&M Charges | 0%
|  | Schedule-4b : Maintenance Charges during and after DLP |  | In Rs. |  | 0 | 0% | Schedule-4b : Maintenance Charges | 0%
|  | Schedule-7 : Type Test Charges |  | In Rs. |  | 0 | 0% | Schedule-7 : Type Test Charges | 0%
| 4 | Discount on percent basis on the Schedules as given below : [The discount shall be applicable on all the relevent items of the respective Schdules.] In Percent (%)
|  | Schedule-1 : Ex works prices |  | In Percent (%) |  | 0 | 0%
|  | Schedule-2 : Freight & Insurance |  | In Percent (%) |  | 0 | 0%
|  | Schedule-3 : Erection Charges |  | In Percent (%) |  | 0 | 0%
|  | Schedule-4a : Comprehensive Maintenance Charges |  | In Percent (%) |  | 0 | 0%
|  | Schedule-4b : Maintenance Charges during and after DLP |  | In Percent (%) |  | 0 | 0%
|  | Schedule-7 : Type Test Charges |  | In Percent (%) |  | 0 | 0%
Discount(s) offered at sl. No. 1 to 4 will get displayed and accounted for automatically in the respective items of the Schedules.
| 5 | We hereby offer Multi-package discount as given below:
Multi-Package Discount(s) offered at sl. No. 5 will not get automatically accounted for in the respective items of the Schedules. The same shall be worked out saparately for evaluation.
Please consider this letter of discount as the integral part of our price bid.
Thanking you, we remain,
Yours faithfully,
Date : |  | -- | Printed Name :
Place : |  |  | Designation :
Click for Bid Form

## Octroi (hidden)
Details of Octroi
Sl No. | Description of Items | Amount on which Octroi is applicable | Rate of Octroi | Octroi
(1) | (2) | (3) | (4) | (5) =(3) x (4)
1 |  |  |  | 0
2 |  |  |  | 0
3 |  |  |  | 0
4 |  |  |  | 0
5 |  |  |  | 0
6 |  |  |  | 0
7 |  |  |  | 0
8 |  |  |  | 0
9 |  |  |  | 0
10 |  |  |  | 0
| Total |  |  | 0
Back to Sch 5

## Entry Tax (hidden)
Details of Entry Tax
Sl No. | Description of Items | Amount on which Entry Tax is applicable | Rate of Entry Tax | Entry Tax
(1) | (2) | (3) | (4) | (5) =(3) x (4)
1 |  |  |  | 0
2 |  |  |  | 0
3 |  |  |  | 0
4 |  |  |  | 0
5 |  |  |  | 0
6 |  |  |  | 0
7 |  |  |  | 0
8 |  |  |  | 0
9 |  |  |  | 0
10 |  |  |  | 0
| Total |  |  | 0
Back to Sch 5

## Other Taxes & Duties (hidden)
Details of Other Taxes & Duties
Sl No. | Description of Items | Amount on which Other Taxes & Duties are applicable | Description of Taxes & Duties | Rate of Taxes & Duties | Amount of Taxes & Duties
(1) | (2) | (3) | (4) | (5) | (6) =(3) x (4)
1 |  |  |  |  | 0
2 |  |  |  |  | 0
3 |  |  |  |  | 0
4 |  |  |  |  | 0
5 |  |  |  |  | 0
6 |  |  |  |  | 0
7 |  |  |  |  | 0
8 |  |  |  |  | 0
9 |  |  |  |  | 0
10 |  |  |  |  | 0
| Total |  |  |  | 0
Back to Sch 5

## Bid Form 2nd Envelope
CC/NT/W-SOLAR/DOM/T00/25/02256 |  |  |  | Bid Form 2nd Envelope |  | Sole Bidder |  |  |  | 1 | st |  | 1 | January
[6 empty] | 0 |  |  |  | 2 | nd |  | 2 | February
BID FORM (Second Envelope) | [9 empty] | 3 | rd |  | 3 | March
[10 empty] | 4 | th |  | 4 | April
Bid Proposal Ref. No. | [9 empty] | 5 | th |  | 5 | May
Date : | -- | [8 empty] | 6 | th | #VALUE! | 6 | June
[10 empty] | 7 | th | #VALUE! | 7 | July
To: | [9 empty] | 8 | th | #VALUE! | 8 | August
Contracts Services, 2nd Floor | [9 empty] | 9 | th | #VALUE! | 9 | September
POWERGRID Energy Services Ltd | [9 empty] | 10 | th |  | 10 | October
Plot no. 42, Sector-44 | [9 empty] | 11 | th |  | 11 | November
Gurugram (Haryana) -122003 | [9 empty] | 12 | th |  | 12 | December
0 | [9 empty] | 13 | th
[10 empty] | 14 | th
Name of Contract : | Bulk Contract for Supply & Installation of Rooftop Solar projects on POWERGRID Buildings in Western Region (WR) under PM Surya Ghar (PMSGY) Scheme | [8 empty] | 15 | th
Dear Ladies and/or Gentlemen, | [9 empty] | 16 | th
1 | In continuation of First Envelope of our Bid, we hereby submit the Second Envelope of the Bid, both of which shall be read together and in conjunction with each other, and shall be construed as an integral part of our Bid. Accordingly, we the undersigned, offer to design, manufacture, test, deliver, install and commission (including carrying out Trial Operation, Performance & Guarantee Test as per provision of Technical Specification) under the above-named package in full conformity with the said Bidding Documents for the sum of Rs. 0 (Rs. Zero Only ) or such other sums as may be determined in accordance with the terms and conditions of the Bidding Documents. |  |  |  |  | In continuation of First Envelope of our Bid, we hereby submit the Second Envelope of the Bid, both of which shall be read together and in conjunction with each other, and shall be construed as an integral part of our Bid. Accordingly, we the undersigned, offer to design, manufacture, test, deliver, install and commission (including carrying out Trial Operation, Performance & Guarantee Test as per provision of Technical Specification) under the above-named package in full conformity with the said Bidding Documents for the sum of Rs. | or such other sums as may be determined in accordance with the terms and conditions of the Bidding Documents. | 0 | (Rs. Zero Only ) | 17 | th
| The above amounts are in accordance with the price schedules attached herewith and are made part of this bid. | [8 empty] | 18 | th
2 | Price Schedules | [8 empty] | 19 | th
2.1 | In line with the requirements of the Bidding documents, we enclose herewith the following Price Schedules, duly filled - in as per your proforma: | [8 empty] | 20 | th
| Schedule 1 | Plant and Equipment (Including Mandatory Spare Parts) to be supplied, including Type Test Charges. | [7 empty] | 21 | st
| Schedule 2 | Local Transportation, In-transit Insurance, loading and unloading | [7 empty] | 22 | th
| Schedule 3 | Installation Charges. | [7 empty] | 23 | th
| Schedule 4 | Comprehensive Maintenance Charges | [7 empty] | 24 | th
| Schedule 4b | Maintenance Charges during & after Defect Laibility Period.
| Schedule 5 | Taxes and Duties not included in Schedule 1 | [7 empty] | 25 | th
| Schedule 6 | Grand Summary [Schedule 1to 5] | [7 empty] | 26 | th
| Schedule 7 | Break-up of Type Test Charges for Type Tests to be conducted | [7 empty] | 27 | th
2.2 | We are aware that the Price Schedules do not generally give a full description of the Work to be performed under each item and we shall be deemed to have read the Technical Specifications and other sections of the Bidding Documents and Drawings to ascertain the full scope of Work included in each item while filling-in the rates and prices. We agree that the entered rates and prices shall be deemed to include for the full scope as aforesaid, including overheads and profit. | [8 empty] | 28 | th
2.3 | We declare that as specified in Clause 11.5, Section –II:ITB, Vol.-I of the Bidding Documents, prices quoted by us in the Price Schedules shall be subject to Price Adjustment during the execution of Contract in accordance with Appendix-2 (Price Adjustment) to the Contract Agreement. | [8 empty] | 29 | th
2.4 | We understand that in the price schedules, where there are errors between the total of the amounts given under the column for the price Breakdown and the amount given under the Total Price, the former shall prevail and the latter will be corrected accordingly. We further understand that where there are discrepancies between amounts stated in figures and amounts stated in words, the amount stated in words shall prevail. Similarly, any discrepancy in the total bid price and that of the summation of Schedule price (price indicated in a Schedule indicating the total of that schedule), the total bid price shall be corrected to reflect the actual summation of the Schedule prices. | [8 empty] | 30 | th
2.5 | We declare that items left blank in the Schedules will be deemed to have been included in other items. The TOTAL for each Schedule and the TOTAL of Grand Summary shall be deemed to be the total price for executing the Facilities and sections thereof in complete accordance with the Contract, whether or not each individual item has been priced. | [8 empty] | 31 | st
3 | We confirm that except as otherwise specifically provided our Bid Prices in this Second Envelope include all taxes, duties, levies and charges as may be assessed on us/our Associate (applicable for Foreign Bidder), our Sub-Contractor/Sub-Vendor or their employees by all municipal, state or national government authorities in connection with the Facilities, in and outside of India.
3.1 | 100% of applicable Taxes and Duties i.e GST which are payable by the Employer under the Contract, shall be reimbursed by the Employer on production of satisfactory documentary evidence by the Contractor in accordance with the provisions of the Bidding Documents.
3.2 | We further understand that notwithstanding 3.0 above, in case of award on us, you shall also bear and pay/reimburse to us, GST applicable on supplies by us to you, imposed on the Plant & Equipment including Mandatory Spare Parts to be incorporated into the Facilities including Type Test charges for Type test to be conducted specified in Schedule No. 1, Installation Services specified in Schedule No. 3, Charges for Training to be imparted specified in Schedule No. 4a and Maintenance Charges during & after Defect Laibility Period specified in Schedule No. 4b of the Price Schedule in this Second Envelope by the Indian Laws.
3.3 | We confirm that we have also registered/we shall also get registered in the GST Network with a GSTIN, in all the states where the project is located and the states from which we shall make our supply of goods.
4 | # (For Joint Venture only) We, the partners of Joint Venture submitting this bid, do agree and confirm that in case of Award of Contract on the Joint Venture, we shall be jointly and severally liable and responsible for the execution of the Contract in accordance with Contract terms and conditions. |  |  |  | 1
5 | We, hereby, declare that only the persons or firms interested in this proposal as principals are named here and that no other persons or firms other than those mentioned herein have any interest in this proposal or in the Contract to be entered into, if the award is made on us, that this proposal is made without any connection with any other person, firm or party likewise submitting a proposal is in all respects for and in good faith, without collusion or fraud.
Thanking you, we remain,
Yours faithfully,
Signature :
Date : | -- |  | Printed Name :
Place : |  |  | Designation :
Common Seal :
In case of bid from a Joint Venture, name & designation of representative of JV partner is to be provided and Bid Form is also to be signed by him.
Please provide additional information of the Bidder
Business Address :
Country of Incorporation :
State/Province to be indicated :
Name of Principal Officer :
Address of Principal Officer :
Note: Bidders may note that no prescribed proforma has been enclosed for Attachment 2 : Power of Attorney. Bidders may use their own proforma for furnishing the required information with the bid.
* * *
Back to Cover Page

## Q & C (2) (hidden)
STATEMENT OF QUOTED / CORRECTED PRICES
All Figures are in Rupees
Bidder |  | 0
Sl. No. | Price Component | Quoted Price | Corrected Price
1 | TOTAL SCHEDULE NO. 1:Ex-Works Price of Plant and Equipment including Type Test Charges | 0 |  | 0
2 | TOTAL SCHEDULE NO.2: Local Transportation, Insurance and other Incidental Services. | 0 |  | 0
3 | TOTAL SCHEDULE NO.3: Installation Charges | 0 |  | 0
4 | TOTAL SCHEDULE NO.4: Training Charges | Not Applicable |  | Not Applicable
5 | TOTAL BID PRICE: (Excluding Taxes & Duties) | 0 |  | 0
6 | DISCOUNT | #REF! |  | #REF! | #REF!
7 | NET BID PRICE (Excluding Taxes & Duties) | #REF! |  | #REF!
8 | TAXES & DUTIES PAYABLE ADDITIONALLY
| A) EXCISE DUTY | 0 |  | 0
| B) CENTRAL SALES TAX | 0 |  | 0
| C) VAT | #REF! |  | 0
| D) ENTRY TAX / OCTROI | #REF! |  | 0
E) OTHERS
| F) TOTAL TAXES & DUTIES | #REF! |  | 0
8 | TOTAL BID PRICE (INCLUDING TAXES & DUTIES) | #REF! |  | 0
9 | TOTAL SCHEDULE NO.7: Type Test Charges [Total of this Schedule is included in Schedule-1 above] | 0 |  | 0
I) | Bidder has indicated the following taxes and duties additionally applicable for their bid:
| Excise Duty % as |  |  |  | Excise Duty
| CST % as |  |  |  | CST
| #REF! |  |  |  | VAT | #REF! | #REF!
| #REF! |  |  |  | Entry Tax/ Octroi | #REF! | #REF!
| Others as |  |  |  | Others
II) | With regard to Entry Tax, it may be mentioned that the substations covered under the subject pacakge falls in State of MP, where an entry tax @ 2% of Purchase Price is applicable. In view of the above, the taxes and duties inter-alia including entry tax applicable for the bids are calculated :
a) | Ex-Works Price of Direct Supplies (after discount, if any) |  | Rs. | 0
b) | Excise Duty, as applicable on (a) above at the rate : | 10% | Rs. | 0
c) | Amount on which Sales Tax is applicable | 0 |  | 0
d) | CST, as applicable on (a) + ED (b) above at the rate : | 2% | Rs. | 0
e) | VAT, as applicable on (a) + ED (b) above at the rate : | 1% |  | 0
f) | Others [……………………………………………] |  | Rs.
g) | Purchase Price for Entry Tax (Total Ex-Works+F&I+ED+CST+Others) |  | Rs. | 0
h) | Entry Tax, as applicable on (e) above at the rate : |  | Rs. | 0
Bulk Contract for Supply & Installation of Rooftop Solar projects on POWERGRID Buildings in Western Region (WR) under PM Surya Ghar (PMSGY) Scheme |  | Statement of Quoted / Corrected Prices |  | Page
Spec. No. | CC/NT/W-SOLAR/DOM/T00/25/02256

## Q & C (hidden)
STATEMENT OF QUOTED / CORRECTED PRICES
All Figures are in Rupees
Bidder |  | #REF!
Sl. No. | Price Component | Quoted Price | Corrected Price
1 | TOTAL SCHEDULE NO. 1:Ex-Works Price of Plant and Equipment including Type Test Charges | 0 |  | 0
2 | TOTAL SCHEDULE NO.2: Local Transportation, Insurance and other Incidental Services. | 0 |  | 0
3 | TOTAL SCHEDULE NO.3: Installation Charges | 0 |  | 0
4 | TOTAL SCHEDULE NO.4: Training Charges | Not Applicable |  | Not Applicable
5 | TOTAL BID PRICE: (Excluding Taxes & Duties) | 0 |  | 0
6 | DISCOUNT | #REF! |  | #REF!
7 | NET BID PRICE (Excluding Taxes & Duties) | #REF! |  | #REF!
8 | TAXES & DUTIES PAYABLE ADDITIONALLY
| A) EXCISE DUTY | #REF! |  | 0
| B) CENTRAL SALES TAX /VAT | #REF! |  | #REF!
| C) ENTRY TAX / OCTROI | #REF! |  | #REF!
| D) OTHERS | #REF! |  | 0
| E) TOTAL TAXES & DUTIES | #REF! |  | #REF!
8 | TOTAL BID PRICE (INCLUDING TAXES & DUTIES) | #REF! |  | #REF!
9 | TOTAL SCHEDULE NO.7: Type Test Charges [Total of this Schedule is included in Schedule-1 above] | 0 |  | 0
I) | Bidder has indicated the following taxes and duties additionally applicable for their bid:
a) | Excise Duty |  | Rs. | #REF!
b) | CST /VAT |  | Rs. | #REF!
c) | Entry Tax / Octroi |  | Rs. | #REF!
d) | Others |  | Rs. | #REF!
II) | Bidder has offered following discount(s)
III) | With regard to Entry Tax, it may be mentioned that the substations covered under the subject pacakge falls in State of MP, where an entry tax @ 1% of Purchase Price is applicable. In view of the above, the taxes and duties inter-alia including entry tax applicable for the bids are calculated : |  |  |  | Details of dicounts
a) | Ex-Works Price of Direct Supplies (after discount, if any) |  | Rs. | 0 | Gross LS | #REF! | #REF! | #REF! | Gross % | #REF! | #REF! | #REF!
b) | Excise Duty @ 10.3% of (a) above |  | Rs. | 0 |  |  |  | #REF! |  |  |  | #REF!
c) | CST / VAT @ 2% of Ex-Works of Direct Supplies (a) + ED (b) above |  | Rs. | #REF! | Sch-1 Direct LS | #REF! | #REF! | #REF! | Sch-1 Direct % | #REF! | #REF! | #REF!
d) | Others |  | Rs. |  | Sch-1 BO LS | #REF! | #REF! | #REF! | Sch-1 BO % | #REF! | #REF! | #REF!
e) | Purchase Price for Entry Tax (Total Ex-Works+F&I+ED+CST+Others) |  | Rs. | #REF! | Sch-2 LS | #REF! | #REF! | #REF! | Sch-2 % | #REF! | #REF! | #REF!
f) | Entry Tax @ 1% of (e) above |  | Rs. | #REF! | Sch-3 LS | #REF! | #REF! | #REF! | Sch-3 % | #REF! | #REF! | #REF!
[5 empty] | Sch-7 LS | #REF! | #REF! | #REF! | Sch-7 % | #REF! | #REF! | #REF!
Bulk Contract for Supply & Installation of Rooftop Solar projects on POWERGRID Buildings in Western Region (WR) under PM Surya Ghar (PMSGY) Scheme |  | Statement of Quoted / Corrected Prices |  | Page | Different Manner | #REF!
[5 empty] | Text for Discount | #REF!
#REF!
#REF!

## N to W (hidden)
0
Rs. Zero Only
0
0
0
0
0
0
1 | One
2 | Two
3 | Three
4 | Four
5 | Five
6 | Six
7 | Seven
8 | Eight
9 | Nine
10 | Ten
11 | Eleven
12 | Twelve
13 | Thirteen
14 | Fourteen
15 | Fifteen
16 | Sixteen
17 | Seventeen
18 | Eighteen
19 | Nineteen
20 | Twenty
21 | Twenty One
22 | Twenty Two
23 | Twenty Three
24 | Twenty Four
25 | Twenty Five
26 | Twenty Six
27 | Twenty Seven
28 | Twenty Eight
29 | Twenty Nine
30 | Thirty
31 | Thirty One
32 | Thirty Two
33 | Thirty Three
34 | Thirty Four
35 | Thirty Five
36 | Thirty Six
37 | Thirty Seven
38 | Thirty Eight
39 | Thirty Nine
40 | Forty
41 | Forty One
42 | Forty Two
43 | Forty Three
44 | Forty Four
45 | Forty Five
46 | Forty Six
47 | Forty Seven
48 | Forty Eight
49 | Forty Nine
50 | Fifty
51 | Fifty One
52 | Fifty Two
53 | Fifty Three
54 | Fifty Four
55 | Fifty Five
56 | Fifty Six
57 | Fifty Seven
58 | Fifty Eight
59 | Fifty Nine
60 | Sixty
61 | Sixty One
62 | Sixty Two
63 | Sixty Three
64 | Sixty Four
65 | Sixty Five
66 | Sixty Six
67 | Sixty Seven
68 | Sixty Eight
69 | Sixty Nine
70 | Seventy
71 | Seventy One
72 | Seventy Two
73 | Seventy Three
74 | Seventy Four
75 | Seventy Five
76 | Seventy Six
77 | Seventy Seven
78 | Seventy Eight
79 | Seventy Nine
80 | Eighty
81 | Eighty One
82 | Eighty Two
83 | Eighty Three
84 | Eighty Four
85 | Eighty Five
86 | Eighty Six
87 | Eighty Seven
88 | Eighty Eight
89 | Eighty Nine
90 | Ninety
91 | Ninety One
92 | Ninety Two
93 | Ninety Three
94 | Ninety Four
95 | Ninety Five
96 | Ninety Six
97 | Ninety Seven
98 | Ninety Eight
99 | Ninety Nine
100 | One Hundred