## Basic (hidden)
Package Name: | Establishment of State Transmission Asset Management Centre (STAMC) for Remote Control & Monitoring of OPTCL Grid Substations under Consultancy Services to OPTCL
Spec no. | Specification No: CC/NT/W-SCADA/DOM/A00/23/08228

## Cover
ORIGINAL
Price Schedules | Establishment of State Transmission Asset Management Centre (STAMC) for Remote Control & Monitoring of OPTCL Grid Substations under Consultancy Services to OPTCL |  | STAMC
Specification No: CC/NT/W-SCADA/DOM/A00/23/08228
| 1 | Fill up only green shaded cells in Sch-1, Sch-2, Sch-3, Sch-4a, Sch-4b, Sch-5, Sch-7 and Bid Form 2nd Envelope.
| 2 | All the cells in Sch-5 & Sch-6 are auto filled, therefore no cell is required to be filled up there.
| 3 | Instructions / error messages, if any, will be displayed automatically after selecting the cell.
| 4 | After filling up all the schedues, save the file, take print out of all the schedules and Bid form and sign & stamp and submit them as hard copy of the 2nd envelope (Price part) of the bid. Also ensure to submit the soft copy of the the same file on CD/ DVD.
Click to skip Instructions & Proceed
Click for Detailed General Instructions
General guidelines for filling up the Price Schedules, Sch-1 to Sch-7

## Instructions
General Instruction to the Bidders for filling up this workbook of Price Schedules
I | While filling up the worksheets following may please be observed :
| (i) | Fill up only green shaded cells.
| (ii) | Certain data type entries have been restricted, such as Numeric values or limits of numeric values.
| (iii) | Select only the options provided in pull down menus.
| (iv) | Do not link any cell of this work book with any other work book.
| (v) | Do not use copy & paste or cut & paste options for filling up the data.
| (vi) | Do not reformat any of the cell of the work book.
II | This Workbook consists of following worksheets :
Cover :
Opening page of the workbook.
Names of Bidder :
| ● | Select Sole Bidder from the pull down menu. Do not leave this cell blank.
| ● | Fill up names and address of the Sole Bidder.
| ● | Fill up date in dd-mmm-yyyy format from drop down menu.
| ● | Click for Sch-1 given at the right top of the worksheet to go to Sch-1.
Sch-1 (Ex-works Prices) :
| ● | Fill up unit rates for all the items in numeric values greater than 0 (zero). If unit rate is left blank, the corresponding item shall be deemed to be included in the total price.
| ● | Corresponding cell for mode of transaction shall be come enable only after filling up the unit rate, therefore first fill up the unit rate and then mode of transaction for the corresponding item.
| ● | Total amount shall get calculated automatically.
| ● | Type Test charges shall appear automatically after filling up Sch-7 appropriately.
Sch-2 (Freight & Insurance Charges) :
| ● | Fill up unit rates for all the items in numeric values greater than 0 (zero). If unit rate is left blank, the corresponding item shall be deemed to be included in the total price.
| ● | Total amount shall get calculated automatically.
Sch-3 (Erection Charges) :
| ● | Fill up unit rates for all the items in numeric values greater than 0 (zero). If unit rate is left blank, the corresponding item shall be deemed to be included in the total price.
| ● | Total amount shall get calculated automatically.
Sch-4a (Training Charges) :
| ● | Fill up unit rates for all the items in numeric values greater than 0 (zero). If unit rate is left blank, the corresponding item shall be deemed to be included in the total price.
| ● | Total amount shall get calculated automatically.
Sch-4b (Maintenance Charges during and after Defect Liability Period) :
| ● | Fill up unit rates for all the items in numeric values greater than 0 (zero). If unit rate is left blank, the corresponding item shall be deemed to be included in the total price.
| ● | Total amount shall get calculated automatically.
Sch-5 (Summary of Taxes and Duties applicable on the Goods) :
| ● | No cell is required to be filled in by the bidder in this worksheet.
Sch -6 :
| ● | Summary of all the Schedules without considering discount (mentioned in the work sheet discount) shall be displayed automatically.
| ● | No cell is required to be filled in by the bidder in this worksheet.
Sch-7 (Type Test Charges) :
| ● | Fill up the rates & location where type tests are proposed.
| ● | Total of this Sch-7 shall automatically appear in Sch-1.
Bid from 2nd Envelope :
| ● | Fill up ref. no. as bidder's ref no. of this letter.
| ● | This letter shall consider the net price as per Sch-6 (After Discount).
| ● | Fill up additional information as required.
* * *
Happy Bidding !
Click to Proceed

## Names of Bidder
Establishment of State Transmission Asset Management Centre (STAMC) for Remote Control & Monitoring of OPTCL Grid Substations under Consultancy Services to OPTCL
Specification No: CC/NT/W-SCADA/DOM/A00/23/08228 |  |  | Sole Bidder | 1
|  |  | JV (Joint Venture) | 2 or More
Enter following details of the bidder
Specify type of Bidder [Select from drop down menu] | Sole Bidder |  | 0
1
Name of Sole Bidder
Address of Sole Bidder
Name of other Partner
Address of other Partner
Name of other Partner - 2 (more, if any)
Address of other Partner - 2 (more, if any)
Printed Name
Designation
email ID of Bid Signatory
Mobile No. of Bid Signatory
Tel No. of Bid Signatory
Fax No. of Bid Signatory
Date |  | 31
Place
Click for Sch-1

## Sch-1
Specification No: CC/NT/W-SCADA/DOM/A00/23/08228 | [13 empty] | Schedule - 1 |  |  |  |  | Direct Total | 0 | Sole Bidder | `
[19 empty] | BO Total | #REF! | 0
Establishment of State Transmission Asset Management Centre (STAMC) for Remote Control & Monitoring of OPTCL Grid Substations under Consultancy Services to OPTCL
(SCHEDULE OF RATES AND PRICES)
Bidder’s Name and Address (Sole Bidder) : | [11 empty] | To:
#REF! | [11 empty] | Contracts Services, 3rd Floor
Name : | [11 empty] | Power Grid Corporation of India Ltd., | [8 empty] | #REF!
Address : | [11 empty] | "Saudamini", Plot No.-2
Sector-29,
Gurugram (Haryana) - 122001
Plant and Equipment (including Mandatory Spares Parts) to be supplied, including Type Test Charges for Tests to be conducted | [19 empty] | Direct
[14 empty] | All Prices are in Indian Rupees. | [5 empty] | Bought-Out
SI. No. | PR No | PR Line Item No | Activity Description | Material Code | HSN Code | Whether HSN in column ‘ 6 ’ is confirmed. If not indicate applicable the HSN code * | Rate of GST applicable ( in %) | Whether rate of GST in column ‘4’ is confirmed. If not indicate applicable rate of GST * | Item Description | Unit | Qty. | Unit Ex-works price (excluding GST) | Total Ex-works price (excluding GST) | GST Tax as confirmed by Bidder
1 | 2 | 3 | 4 | 5 | 6 | 7 | 8 | 9 | 10 | 11 | 12 | 13 | 14= 12 x 13 | 15
(I) | CONTROL CENTER | [18 empty] | Direct
(A) | MAIN STAMC
1 | 7000024356 | 10 | CONTROL CENTRE-HARDWARE | 1000064782 | 85176930 |  | 18% |  | TYPE-1 ROUTER AS PER TS | EA | 4 |  | Included | 0 | 0 | 0 | 0 | 0
2 | 7000024356 | 20 | CONTROL CENTRE-HARDWARE | 1000063031 | 85389000 |  | 18% |  | MANAGED LAN L3 TYPE-1 | EA | 24 |  | Included | 0 | 0 | 0 | 0 | 0
3 | 7000024356 | 30 | CONTROL CENTRE-HARDWARE | 1000063032 | 85389000 |  | 18% |  | MANAGED LAN L3 TYPE-2 | EA | 4 |  | Included | 0 | 0 | 0 | 0 | 0
4 | 7000024356 | 40 | CONTROL CENTRE-HARDWARE | 1000063024 | 85389000 |  | 18% |  | FIREWALL TYPE-I AS PER TS | EA | 2 |  | Included | 0 | 0 | 0 | 0 | 0
5 | 7000024356 | 50 | CONTROL CENTRE-HARDWARE | 1000063025 | 85389000 |  | 18% |  | FIREWALL TYPE-II AS PER TS | EA | 2 |  | Included | 0 | 0 | 0 | 0 | 0
6 | 7000024356 | 60 | CONTROL CENTRE-HARDWARE | 1000063026 | 85389000 |  | 18% |  | FIREWALL TYPE-III AS PER TS | EA | 2 |  | Included | 0 | 0 | 0 | 0 | 0
7 | 7000024356 | 70 | CONTROL CENTRE-HARDWARE | 1000063023 | 85389000 |  | 18% |  | FIREWALL MANAGEMENT SERVER | EA | 2 |  | Included | 0 | 0 | 0 | 0 | 0
8 | 7000024356 | 80 | CONTROL CENTRE-HARDWARE | 1000063251 | 84715000 |  | 18% |  | IDENTITY MANAGEMENT SERVER | EA | 2 |  | Included | 0 | 0 | 0 | 0 | 0
9 | 7000024356 | 90 | CONTROL CENTRE-HARDWARE | 1000063041 | 84715000 |  | 18% |  | SCADA DATA SERVER | EA | 2 |  | Included | 0 | 0 | 0 | 0 | 0
10 | 7000024356 | 100 | CONTROL CENTRE-HARDWARE | 1000009307 | 84715000 |  | 18% |  | Computer System Hardware - Communication Front End (CFE) | EA | 8 |  | Included | 0 | 0 | 0 | 0 | 0
11 | 7000024356 | 110 | CONTROL CENTRE-HARDWARE | 1000026351 | 85389000 |  | 18% |  | Computer System Hardware -Development System Server | EA | 1 |  | Included | 0 | 0 | 0 | 0 | 0
12 | 7000024356 | 120 | CONTROL CENTRE-HARDWARE | 1000010548 | 84715000 |  | 18% |  | Data Replica Server | EA | 1 |  | Included | 0 | 0 | 0 | 0 | 0
13 | 7000024356 | 130 | CONTROL CENTRE-HARDWARE | 1000026352 | 85389000 |  | 18% |  | Computer System Hardware-E-Mail Server | EA | 1 |  | Included | 0 | 0 | 0 | 0 | 0
14 | 7000024356 | 140 | CONTROL CENTRE-HARDWARE | 1000015824 | 84715000 |  | 18% |  | Computer System Hardware - NMS server | EA | 1 |  | Included | 0 | 0 | 0 | 0 | 0
15 | 7000024356 | 150 | CONTROL CENTRE-HARDWARE | 1000026306 | 85389000 |  | 18% |  | Archive and Configuration system- Archive and configuration server | EA | 1 |  | Included | 0 | 0 | 0 | 0 | 0
16 | 7000024356 | 160 | CONTROL CENTRE-HARDWARE | 1000015807 | 84717090 |  | 18% |  | NETWORK AREA STORAGE (NAS) | EA | 1 |  | Included | 0 | 0 | 0 | 0 | 0
17 | 7000024356 | 170 | CONTROL CENTRE-HARDWARE | 1000017494 | 84715000 |  | 18% |  | Computer System Hardware -Patch Management Server | EA | 2 |  | Included | 0 | 0 | 0 | 0 | 0
18 | 7000024356 | 180 | CONTROL CENTRE-HARDWARE | 1000010546 | 84715000 |  | 18% |  | Data Historian Server | EA | 2 |  | Included | 0 | 0 | 0 | 0 | 0
19 | 7000024198 | 10 | CONTROL CENTRE-HARDWARE | 1000063029 | 84715000 |  | 18% |  | HIDS SERVER | EA | 1 |  | Included | 0 | 0 | 0 | 0 | 0
20 | 7000024356 | 190 | CONTROL CENTRE-HARDWARE | 1000063046 | 84715000 |  | 18% |  | VIDEO MONITORING SYSTEM SERVER | EA | 2 |  | Included | 0 | 0 | 0 | 0 | 0
21 | 7000024356 | 200 | CONTROL CENTRE-HARDWARE | 1000026353 | 85389000 |  | 18% |  | Hardware-Substation equipment Remote Accessibility System Server | EA | 2 |  | Included | 0 | 0 | 0 | 0 | 0
22 | 7000024356 | 210 | CONTROL CENTRE-HARDWARE | 1000026349 | 85389000 |  | 18% |  | Hardware- Automated Fault Analysis Server | EA | 2 |  | Included | 0 | 0 | 0 | 0 | 0
23 | 7000024356 | 220 | CONTROL CENTRE-HARDWARE | 1000063044 | 84715000 |  | 18% |  | SIEM CORRELATION ENGINE | EA | 1 |  | Included | 0 | 0 | 0 | 0 | 0
24 | 7000024356 | 230 | CONTROL CENTRE-HARDWARE | 1000062968 | 84715000 |  | 18% |  | CONNECTOR SERVER (SYSLOG) | EA | 1 |  | Included | 0 | 0 | 0 | 0 | 0
25 | 7000024356 | 240 | CONTROL CENTRE-HARDWARE | 1000026447 | 85389000 |  | 18% |  | VoIP systems-VoIP communication server to manage VoIP connection | EA | 1 |  | Included | 0 | 0 | 0 | 0 | 0
26 | 7000024356 | 250 | CONTROL CENTRE-HARDWARE | 1000063047 | 84715000 |  | 18% |  | VOICE RECORDER | EA | 1 |  | Included | 0 | 0 | 0 | 0 | 0
27 | 7000024356 | 260 | CONTROL CENTRE-HARDWARE | 1000063042 | 84715000 |  | 18% |  | SERVER FOR HOSTING CUSTOM APPLICATION | EA | 1 |  | Included | 0 | 0 | 0 | 0 | 0
28 | 7000024356 | 270 | CONTROL CENTRE-HARDWARE | 1000063037 | 84715000 |  | 18% |  | OTS SERVERS | EA | 1 |  | Included | 0 | 0 | 0 | 0 | 0
29 | 7000024356 | 280 | CONTROL CENTRE-HARDWARE | 1000013599 | 84715000 |  | 18% |  | Computer System Hardware - ICCP server | EA | 2 |  | Included | 0 | 0 | 0 | 0 | 0
30 | 7000024356 | 290 | CONTROL CENTRE-HARDWARE | 1000065723 | 85176930 |  | 18% |  | CORPORATE DATA HISTORIAN SERVER | EA | 1 |  | Included | 0 | 0 | 0 | 0 | 0
31 | 7000024356 | 300 | CONTROL CENTRE-HARDWARE | 1000063045 | 84717020 |  | 18% |  | STORAGE SERVER SAN | EA | 1 |  | Included | 0 | 0 | 0 | 0 | 0
32 | 7000024356 | 310 | CONTROL CENTRE-HARDWARE | 1000060300 | 90311000 |  | 18% |  | TIME & FREQUENCY SYSTEM NAVIC BASED (WITH FAILBACK TO GPS) | LOT | 1 |  | Included | 0 | 0 | 0 | 0 | 0
33 | 7000024356 | 320 | CONTROL CENTRE-HARDWARE | 1000063259 | 84713090 |  | 18% |  | WORKSTATION AS PER TS | EA | 46 |  | Included | 0 | 0 | 0 | 0 | 0
34 | 7000024356 | 330 | CONTROL CENTRE-HARDWARE | 1000063256 | 84713090 |  | 18% |  | TYPE-1 TFT MONITOR WITH STAND ON WHEELS | EA | 2 |  | Included | 0 | 0 | 0 | 0 | 0
35 | 7000024356 | 340 | CONTROL CENTRE-HARDWARE | 1000063257 | 84713090 |  | 18% |  | TYPE-2 TFT MONITOR AS PER TS | EA | 6 |  | Included | 0 | 0 | 0 | 0 | 0
36 | 7000024356 | 350 | CONTROL CENTRE-HARDWARE | 1000063258 | 84713090 |  | 18% |  | TYPE-3 TFT MONITOR AS PER TS | EA | 106 |  | Included | 0 | 0 | 0 | 0 | 0
37 | 7000024356 | 360 | CONTROL CENTRE-HARDWARE | 1000026358 | 85389000 |  | 18% |  | VoIP systems-High end VoIP phone | EA | 10 |  | Included | 0 | 0 | 0 | 0 | 0
38 | 7000024356 | 370 | CONTROL CENTRE-HARDWARE | 1000026373 | 85389000 |  | 18% |  | VoIP systems-Low end VoIP phone | EA | 20 |  | Included | 0 | 0 | 0 | 0 | 0
39 | 7000024356 | 450 | CONTROL CENTRE-HARDWARE | 1000068241 | 85176290 |  | 18% |  | TAPE LIBRARY AS PER TS | LOT | 1 |  | Included | 0 | 0 | 0 | 0 | 0
40 | 7000024356 | 380 | CONTROL CENTRE-HARDWARE | 1000063034 | 85311020 |  | 18% |  | NETWORK PANEL | EA | 2 |  | Included | 0 | 0 | 0 | 0 | 0
41 | 7000024356 | 390 | CONTROL CENTRE-HARDWARE | 1000063043 | 85311020 |  | 18% |  | SERVER RACK PANEL WITH KVM UNIT | EA | 6 |  | Included | 0 | 0 | 0 | 0 | 0
42 | 7000024356 | 400 | CONTROL CENTRE-HARDWARE | 1000060447 | 90311000 |  | 18% |  | DIGITAL DISPLAY FOR DATE | NO | 1 |  | Included | 0 | 0 | 0 | 0 | 0
43 | 7000024356 | 410 | CONTROL CENTRE-HARDWARE | 1000010620 | 90311000 |  | 18% |  | Computer System Hardware - Digital Display for Time | EA | 1 |  | Included | 0 | 0 | 0 | 0 | 0
44 | 7000024356 | 420 | CONTROL CENTRE-HARDWARE | 1000010619 | 90311000 |  | 18% |  | Computer System Hardware - Digital Display for Frequency | EA | 1 |  | Included | 0 | 0 | 0 | 0 | 0
45 | 7000024356 | 430 | CONTROL CENTRE-HARDWARE | 1000014475 | 84713010 |  | 18% |  | Computer System Hardware - Laptop for maintenance | EA | 5 |  | Included | 0 | 0 | 0 | 0 | 0
46 | 7000024356 | 440 | CONTROL CENTRE-HARDWARE | 1000062966 | 84433240 |  | 18% |  | COLOUR LASER CUM MULTI-FUNCTION PRINTER | EA | 1 |  | Included | 0 | 0 | 0 | 0 | 0
47 | 7000024356 | 460 | VIDEO PROJECTION SYSTEM | 1000060523 | 85389000 |  | 18% |  | REAR PROJECTION UNIT LASER BASED HAVING CONTROLLERS INCLUDINGINTERFACED, HARDWARE & SOFTWARE, VIDEO PROJECTION SYSTEM (HAVINGCONFIGURATIONS WITH EACH MODULES OF 70" (4*3)) | SET | 4 |  | Included | 0 | 0 | 0 | 0 | 0
48 | 7000024356 | 470 | VIDEO PROJECTION SYSTEM | 1000060520 | 85389000 |  | 18% |  | REAR PROJECTION UNIT LASER BASED HAVING CONTROLLERS INCLUDINGINTERFACED, HARDWARE & SOFTWARE, VIDEO PROJECTION SYSTEM (HAVINGCONFIGURATIONS WITH EACH MODULES OF 70" (2*2)) | SET | 1 |  | Included | 0 | 0 | 0 | 0 | 0
49 | 7000024356 | 480 | LED SCREEN | 1000067691 | 85389000 |  | 18% |  | 82" LED SCREEN | EA | 1 |  | Included | 0 | 0 | 0 | 0 | 0
50 | 7000024356 | 490 | FURNITURE | 1000016830 | 94038900 |  | 18% |  | FURNITURE - Operator Workstations desk | EA | 4 |  | Included | 0 | 0 | 0 | 0 | 0
51 | 7000024356 | 500 | FURNITURE | 1000067709 | 94038900 |  | 18% |  | WORKSTATION DESK FOR SHIFT INCHARGE | EA | 1 |  | Included | 0 | 0 | 0 | 0 | 0
52 | 7000024356 | 510 | FURNITURE | 1000067708 | 94038900 |  | 18% |  | WORKSTATION DESK FOR EXPERT | EA | 3 |  | Included | 0 | 0 | 0 | 0 | 0
53 | 7000024356 | 520 | FURNITURE | 1000063253 | 85389000 |  | 18% |  | OPERATOR CHAIRS | EA | 12 |  | Included | 0 | 0 | 0 | 0 | 0
54 | 7000024356 | 530 | FURNITURE | 1000012075 | 83030000 |  | 18% |  | FURNITURE - Fireproof Software storage box | EA | 1 |  | Included | 0 | 0 | 0 | 0 | 0
55 | 7000024356 | 540 | AUXILIARY POWER SUPPLY | 1000022026 | 85044090 |  | 18% |  | Uninterrupted Power supply - 60 kVA (48kW at 0.8 pf) UPS running inparallel | EA | 2 |  | Included | 0 | 0 | 0 | 0 | 0
56 | 7000024356 | 550 | AUXILIARY POWER SUPPLY | 1000022283 | 85072000 |  | 28% |  | VRLA type Battery banks for UPS (eachbank of atleast 115.2 kVAH) | EA | 2 |  | Included | 0 | 0 | 0 | 0 | 0
57 | 7000024356 | 560 | AUXILIARY POWER SUPPLY | 1000022028 | 85219090 |  | 18% |  | UPS Monitoring System | LOT | 1 |  | Included | 0 | 0 | 0 | 0 | 0
58 | 7000024356 | 570 | AUXILIARY POWER SUPPLY | 1000013910 | 85371000 |  | 18% |  | Input ACDB (minimum 250kVA rating) | EA | 1 |  | Included | 0 | 0 | 0 | 0 | 0
59 | 7000024356 | 580 | AUXILIARY POWER SUPPLY | 1000016858 | 85371000 |  | 18% |  | Output ACDB (minimum 200kVA rating) | EA | 1 |  | Included | 0 | 0 | 0 | 0 | 0
60 | 7000024356 | 590 | CABLES | 1000028314 | 85446020 |  | 18% |  | POWER CABLE (XLPE & PVC INSULATED) | LOT | 1 |  | Included | 0 | 0 | 0 | 0 | 0
61 | 7000024356 | 600 | CABLES | 1000062967 | 85389000 |  | 18% |  | COMMUNICATION CABLES | LOT | 1 |  | Included | 0 | 0 | 0 | 0 | 0
62 | 7000024356 | 610 | CONTROL CENTRE-SOFTWARE | 1000063040 | 85389000 |  | 18% |  | SCADA APPLICATION SOFTWARE | LOT | 1 |  | Included | 0 | 0 | 0 | 0 | 0
63 | 7000024356 | 620 | CONTROL CENTRE-SOFTWARE | 1000019870 | 85238020 |  | 18% |  | Application Software - CFE Communication | LOT | 1 |  | Included | 0 | 0 | 0 | 0 | 0
64 | 7000024356 | 630 | CONTROL CENTRE-SOFTWARE | 1000052637 | 85238020 |  | 18% |  | IDENTITY MANAGEMENT SOFTWARE | LOT | 1 |  | Included | 0 | 0 | 0 | 0 | 0
65 | 7000024356 | 640 | CONTROL CENTRE-SOFTWARE | 1000026407 | 85389000 |  | 18% |  | Development System Application | LOT | 1 |  | Included | 0 | 0 | 0 | 0 | 0
66 | 7000024356 | 650 | CONTROL CENTRE-SOFTWARE | 1000063255 | 85238020 |  | 18% |  | SOFTWARE FOR HOSTING CUSTOM APPLICATION | LOT | 1 |  | Included | 0 | 0 | 0 | 0 | 0
67 | 7000024356 | 660 | CONTROL CENTRE-SOFTWARE | 1000063021 | 85389000 |  | 18% |  | E-MAIL APPLICATION | LOT | 1 |  | Included | 0 | 0 | 0 | 0 | 0
68 | 7000024356 | 670 | CONTROL CENTRE-SOFTWARE | 1000026408 | 85389000 |  | 18% |  | Network Management System | LOT | 1 |  | Included | 0 | 0 | 0 | 0 | 0
69 | 7000024356 | 680 | CONTROL CENTRE-SOFTWARE | 1000019871 | 85238020 |  | 18% |  | Information Storage & Retrivel System - Data Historian Software | LOT | 1 |  | Included | 0 | 0 | 0 | 0 | 0
70 | 7000024356 | 690 | CONTROL CENTRE-SOFTWARE | 1000063069 | 85389000 |  | 18% |  | ARCHIVAL & CONFIGURATION APPLICATION SOFTWARE | LOT | 1 |  | Included | 0 | 0 | 0 | 0 | 0
71 | 7000024356 | 700 | CONTROL CENTRE-SOFTWARE | 1000063254 | 85238020 |  | 18% |  | OTS SOFTWARE | LOT | 1 |  | Included | 0 | 0 | 0 | 0 | 0
72 | 7000024356 | 710 | CONTROL CENTRE-SOFTWARE | 1000019872 | 85238020 |  | 18% |  | Application Software - ICCP Communication | LOT | 1 |  | Included | 0 | 0 | 0 | 0 | 0
73 | 7000024356 | 720 | CONTROL CENTRE-SOFTWARE | 1000065438 | 85238020 |  | 18% |  | RAS SOFTWARE FOR DR ACQUISITION | LOT | 1 |  | Included | 0 | 0 | 0 | 0 | 0
74 | 7000024356 | 730 | CONTROL CENTRE-SOFTWARE | 1000063039 | 85389000 |  | 18% |  | RAS SOFTWARE FOR REMOTE PARAMETERIZATION | LOT | 1 |  | Included | 0 | 0 | 0 | 0 | 0
75 | 7000024356 | 740 | CONTROL CENTRE-SOFTWARE | 1000026406 | 85389000 |  | 18% |  | Application software-Automated fault Analysis System | LOT | 1 |  | Included | 0 | 0 | 0 | 0 | 0
76 | 7000024356 | 750 | CONTROL CENTRE-SOFTWARE | 1000026433 | 85389000 |  | 18% |  | Video Management server application software | LOT | 1 |  | Included | 0 | 0 | 0 | 0 | 0
77 | 7000024356 | 760 | CONTROL CENTRE-SOFTWARE | 1000026315 | 85389000 |  | 18% |  | CAMERA LICENSES VMS | EA | 840 |  | Included | 0 | 0 | 0 | 0 | 0
78 | 7000024356 | 770 | CONTROL CENTRE-SOFTWARE | 1000063028 | 85238020 |  | 18% |  | HIDS APPLICATION SOFTWARE | LOT | 1 |  | Included | 0 | 0 | 0 | 0 | 0
79 | 7000024356 | 780 | CONTROL CENTRE-SOFTWARE | 1000006784 | 85238020 |  | 18% |  | Antivirus Software | LOT | 1 |  | Included | 0 | 0 | 0 | 0 | 0
80 | 7000024356 | 790 | CONTROL CENTRE-SOFTWARE | 1000063022 | 85238020 |  | 18% |  | ENDPOINT DETECTION & RESPONSE SOLUTION | LOT | 1 |  | Included | 0 | 0 | 0 | 0 | 0
81 | 7000024356 | 800 | CONTROL CENTRE-SOFTWARE | 1000063049 | 85389000 |  | 18% |  | VOIP APPLICATION SOFTWARE | LOT | 1 |  | Included | 0 | 0 | 0 | 0 | 0
82 | 7000024356 | 810 | CONTROL CENTRE-SOFTWARE | 1000063048 | 85389000 |  | 18% |  | VOICE RECORDING SOFTWARE | LOT | 1 |  | Included | 0 | 0 | 0 | 0 | 0
83 | 7000024356 | 820 | CONTROL CENTRE-SOFTWARE | 1000017495 | 85238020 |  | 18% |  | Application Software - Patch Management Software | LOT | 1 |  | Included | 0 | 0 | 0 | 0 | 0
(B) | BACK UP STAMC CUM WEST ZONE RTAMC | [16 empty] | 0
84 | 7000024356 | 870 | CONTROL CENTRE-HARDWARE | 1000064782 | 85176930 |  | 18% |  | TYPE-1 ROUTER AS PER TS | EA | 4 |  | Included | 0 | 0 | 0 | 0 | 0
85 | 7000024356 | 880 | CONTROL CENTRE-HARDWARE | 1000063031 | 85389000 |  | 18% |  | MANAGED LAN L3 TYPE-1 | EA | 24 |  | Included | 0 | 0 | 0 | 0 | 0
86 | 7000024356 | 890 | CONTROL CENTRE-HARDWARE | 1000063032 | 85389000 |  | 18% |  | MANAGED LAN L3 TYPE-2 | EA | 4 |  | Included | 0 | 0 | 0 | 0 | 0
87 | 7000024356 | 900 | CONTROL CENTRE-HARDWARE | 1000063024 | 85389000 |  | 18% |  | FIREWALL TYPE-I AS PER TS | EA | 2 |  | Included | 0 | 0 | 0 | 0 | 0
88 | 7000024356 | 910 | CONTROL CENTRE-HARDWARE | 1000063025 | 85389000 |  | 18% |  | FIREWALL TYPE-II AS PER TS | EA | 2 |  | Included | 0 | 0 | 0 | 0 | 0
89 | 7000024356 | 920 | CONTROL CENTRE-HARDWARE | 1000063026 | 85389000 |  | 18% |  | FIREWALL TYPE-III AS PER TS | EA | 2 |  | Included | 0 | 0 | 0 | 0 | 0
90 | 7000024356 | 930 | CONTROL CENTRE-HARDWARE | 1000063023 | 85389000 |  | 18% |  | FIREWALL MANAGEMENT SERVER | EA | 2 |  | Included | 0 | 0 | 0 | 0 | 0
91 | 7000024356 | 940 | CONTROL CENTRE-HARDWARE | 1000063251 | 84715000 |  | 18% |  | IDENTITY MANAGEMENT SERVER | EA | 2 |  | Included | 0 | 0 | 0 | 0 | 0
92 | 7000024356 | 950 | CONTROL CENTRE-HARDWARE | 1000063041 | 84715000 |  | 18% |  | SCADA DATA SERVER | EA | 2 |  | Included | 0 | 0 | 0 | 0 | 0
93 | 7000024356 | 960 | CONTROL CENTRE-HARDWARE | 1000009307 | 84715000 |  | 18% |  | Computer System Hardware - Communication Front End (CFE) | EA | 8 |  | Included | 0 | 0 | 0 | 0 | 0
94 | 7000024356 | 970 | CONTROL CENTRE-HARDWARE | 1000010548 | 84715000 |  | 18% |  | Data Replica Server | EA | 1 |  | Included | 0 | 0 | 0 | 0 | 0
95 | 7000024356 | 980 | CONTROL CENTRE-HARDWARE | 1000026352 | 85389000 |  | 18% |  | Computer System Hardware-E-Mail Server | EA | 1 |  | Included | 0 | 0 | 0 | 0 | 0
96 | 7000024356 | 990 | CONTROL CENTRE-HARDWARE | 1000015824 | 84715000 |  | 18% |  | Computer System Hardware - NMS server | EA | 1 |  | Included | 0 | 0 | 0 | 0 | 0
97 | 7000024356 | 1000 | CONTROL CENTRE-HARDWARE | 1000026306 | 85389000 |  | 18% |  | Archive and Configuration system- Archive and configuration server | EA | 1 |  | Included | 0 | 0 | 0 | 0 | 0
98 | 7000024356 | 1010 | CONTROL CENTRE-HARDWARE | 1000015807 | 84717090 |  | 18% |  | NETWORK AREA STORAGE (NAS) | EA | 1 |  | Included | 0 | 0 | 0 | 0 | 0
99 | 7000024356 | 1020 | CONTROL CENTRE-HARDWARE | 1000017494 | 84715000 |  | 18% |  | Computer System Hardware -Patch Management Server | EA | 1 |  | Included | 0 | 0 | 0 | 0 | 0
100 | 7000024356 | 1030 | CONTROL CENTRE-HARDWARE | 1000010546 | 84715000 |  | 18% |  | Data Historian Server | EA | 2 |  | Included | 0 | 0 | 0 | 0 | 0
101 | 7000024356 | 1040 | CONTROL CENTRE-HARDWARE | 1000063029 | 84715000 |  | 18% |  | HIDS SERVER | EA | 1 |  | Included | 0 | 0 | 0 | 0 | 0
102 | 7000024356 | 1050 | CONTROL CENTRE-HARDWARE | 1000063046 | 84715000 |  | 18% |  | VIDEO MONITORING SYSTEM SERVER | EA | 2 |  | Included | 0 | 0 | 0 | 0 | 0
103 | 7000024356 | 1060 | CONTROL CENTRE-HARDWARE | 1000026353 | 85389000 |  | 18% |  | Hardware-Substation equipment Remote Accessibility System Server | EA | 2 |  | Included | 0 | 0 | 0 | 0 | 0
104 | 7000024356 | 1070 | CONTROL CENTRE-HARDWARE | 1000026349 | 85389000 |  | 18% |  | Hardware- Automated Fault Analysis Server | EA | 2 |  | Included | 0 | 0 | 0 | 0 | 0
105 | 7000024356 | 1080 | CONTROL CENTRE-HARDWARE | 1000063044 | 84715000 |  | 18% |  | SIEM CORRELATION ENGINE | EA | 1 |  | Included | 0 | 0 | 0 | 0 | 0
106 | 7000024356 | 1090 | CONTROL CENTRE-HARDWARE | 1000062968 | 84715000 |  | 18% |  | CONNECTOR SERVER (SYSLOG) | EA | 1 |  | Included | 0 | 0 | 0 | 0 | 0
107 | 7000024356 | 1100 | CONTROL CENTRE-HARDWARE | 1000026447 | 85389000 |  | 18% |  | VoIP systems-VoIP communication server to manage VoIP connection | EA | 1 |  | Included | 0 | 0 | 0 | 0 | 0
108 | 7000024356 | 1110 | CONTROL CENTRE-HARDWARE | 1000063047 | 84715000 |  | 18% |  | VOICE RECORDER | EA | 1 |  | Included | 0 | 0 | 0 | 0 | 0
109 | 7000024356 | 1120 | CONTROL CENTRE-HARDWARE | 1000063042 | 84715000 |  | 18% |  | SERVER FOR HOSTING CUSTOM APPLICATION | EA | 1 |  | Included | 0 | 0 | 0 | 0 | 0
110 | 7000024356 | 1130 | CONTROL CENTRE-HARDWARE | 1000013599 | 84715000 |  | 18% |  | Computer System Hardware - ICCP server | EA | 2 |  | Included | 0 | 0 | 0 | 0 | 0
111 | 7000024356 | 1140 | CONTROL CENTRE-HARDWARE | 1000063045 | 84717020 |  | 18% |  | STORAGE SERVER SAN | EA | 1 |  | Included | 0 | 0 | 0 | 0 | 0
112 | 7000024356 | 1150 | CONTROL CENTRE-HARDWARE | 1000060300 | 90311000 |  | 18% |  | TIME & FREQUENCY SYSTEM NAVIC BASED (WITH FAILBACK TO GPS) | LOT | 1 |  | Included | 0 | 0 | 0 | 0 | 0
113 | 7000024356 | 1160 | CONTROL CENTRE-HARDWARE | 1000063259 | 84713090 |  | 18% |  | WORKSTATION AS PER TS | EA | 30 |  | Included | 0 | 0 | 0 | 0 | 0
114 | 7000024356 | 1170 | CONTROL CENTRE-HARDWARE | 1000063256 | 84713090 |  | 18% |  | TYPE-1 TFT MONITOR WITH STAND ON WHEELS | EA | 4 |  | Included | 0 | 0 | 0 | 0 | 0
115 | 7000024356 | 1180 | CONTROL CENTRE-HARDWARE | 1000063257 | 84713090 |  | 18% |  | TYPE-2 TFT MONITOR AS PER TS | EA | 6 |  | Included | 0 | 0 | 0 | 0 | 0
116 | 7000024356 | 1190 | CONTROL CENTRE-HARDWARE | 1000063258 | 84713090 |  | 18% |  | TYPE-3 TFT MONITOR AS PER TS | EA | 56 |  | Included | 0 | 0 | 0 | 0 | 0
117 | 7000024356 | 1200 | CONTROL CENTRE-HARDWARE | 1000026358 | 85389000 |  | 18% |  | VoIP systems-High end VoIP phone | EA | 10 |  | Included | 0 | 0 | 0 | 0 | 0
118 | 7000024356 | 1210 | CONTROL CENTRE-HARDWARE | 1000026373 | 85389000 |  | 18% |  | VoIP systems-Low end VoIP phone | EA | 20 |  | Included | 0 | 0 | 0 | 0 | 0
119 | 7000024356 | 1300 | CONTROL CENTRE-HARDWARE | 1000068241 | 85176290 |  | 18% |  | TAPE LIBRARY AS PER TS | LOT | 1 |  | Included | 0 | 0 | 0 | 0 | 0
120 | 7000024356 | 1220 | CONTROL CENTRE-HARDWARE | 1000063034 | 85311020 |  | 18% |  | NETWORK PANEL | EA | 2 |  | Included | 0 | 0 | 0 | 0 | 0
121 | 7000024356 | 1230 | CONTROL CENTRE-HARDWARE | 1000063043 | 85311020 |  | 18% |  | SERVER RACK PANEL WITH KVM UNIT | EA | 6 |  | Included | 0 | 0 | 0 | 0 | 0
122 | 7000024356 | 1240 | CONTROL CENTRE-HARDWARE | 1000060447 | 90311000 |  | 18% |  | DIGITAL DISPLAY FOR DATE | NO | 1 |  | Included | 0 | 0 | 0 | 0 | 0
123 | 7000024356 | 1250 | CONTROL CENTRE-HARDWARE | 1000010620 | 90311000 |  | 18% |  | Computer System Hardware - Digital Display for Time | EA | 1 |  | Included | 0 | 0 | 0 | 0 | 0
124 | 7000024356 | 1260 | CONTROL CENTRE-HARDWARE | 1000010619 | 90311000 |  | 18% |  | Computer System Hardware - Digital Display for Frequency | EA | 1 |  | Included | 0 | 0 | 0 | 0 | 0
125 | 7000024356 | 1270 | CONTROL CENTRE-HARDWARE | 1000014475 | 84713010 |  | 18% |  | Computer System Hardware - Laptop for maintenance | EA | 5 |  | Included | 0 | 0 | 0 | 0 | 0
126 | 7000024356 | 1280 | CONTROL CENTRE-HARDWARE | 1000062966 | 84433240 |  | 18% |  | COLOUR LASER CUM MULTI-FUNCTION PRINTER | EA | 1 |  | Included | 0 | 0 | 0 | 0 | 0
127 | 7000024356 | 1290 | CONTROL CENTRE-HARDWARE | 1000063250 | 84713090 |  | 18% |  | FAILOVER NVR ALONG WITH SOFTWARE | EA | 1 |  | Included | 0 | 0 | 0 | 0 | 0
128 | 7000024356 | 1310 | VIDEO PROJECTION SYSTEM | 1000060521 | 85389000 |  | 18% |  | REAR PROJECTION UNIT LASER BASED HAVING CONTROLLERS INCLUDINGINTERFACED, HARDWARE & SOFTWARE, VIDEO PROJECTION SYSTEM (HAVINGCONFIGURATIONS WITH EACH MODULES OF 70" (3*2)) | SET | 1 |  | Included | 0 | 0 | 0 | 0 | 0
129 | 7000024356 | 1320 | FURNITURE | 1000016830 | 94038900 |  | 18% |  | FURNITURE - Operator Workstations desk | EA | 4 |  | Included | 0 | 0 | 0 | 0 | 0
130 | 7000024356 | 1330 | FURNITURE | 1000067709 | 94038900 |  | 18% |  | WORKSTATION DESK FOR SHIFT INCHARGE | EA | 1 |  | Included | 0 | 0 | 0 | 0 | 0
131 | 7000024356 | 1340 | FURNITURE | 1000067708 | 94038900 |  | 18% |  | WORKSTATION DESK FOR EXPERT | EA | 3 |  | Included | 0 | 0 | 0 | 0 | 0
132 | 7000024356 | 1350 | FURNITURE | 1000063253 | 85389000 |  | 18% |  | OPERATOR CHAIRS | EA | 12 |  | Included | 0 | 0 | 0 | 0 | 0
133 | 7000024356 | 1360 | FURNITURE | 1000012075 | 83030000 |  | 18% |  | FURNITURE - Fireproof Software storage box | EA | 1 |  | Included | 0 | 0 | 0 | 0 | 0
134 | 7000024356 | 1370 | AUXILIARY POWER SUPPLY | 1000022026 | 85044090 |  | 18% |  | Uninterrupted Power supply - 60 kVA (48kW at 0.8 pf) UPS running inparallel | EA | 2 |  | Included | 0 | 0 | 0 | 0 | 0
135 | 7000024356 | 1380 | AUXILIARY POWER SUPPLY | 1000022283 | 85072000 |  | 28% |  | VRLA type Battery banks for UPS (eachbank of atleast 115.2 kVAH) | EA | 2 |  | Included | 0 | 0 | 0 | 0 | 0
136 | 7000024356 | 1390 | AUXILIARY POWER SUPPLY | 1000022028 | 85219090 |  | 18% |  | UPS Monitoring System | LOT | 1 |  | Included | 0 | 0 | 0 | 0 | 0
137 | 7000024356 | 1400 | AUXILIARY POWER SUPPLY | 1000013910 | 85371000 |  | 18% |  | Input ACDB (minimum 250kVA rating) | EA | 1 |  | Included | 0 | 0 | 0 | 0 | 0
138 | 7000024356 | 1410 | AUXILIARY POWER SUPPLY | 1000016858 | 85371000 |  | 18% |  | Output ACDB (minimum 200kVA rating) | EA | 1 |  | Included | 0 | 0 | 0 | 0 | 0
139 | 7000024356 | 1420 | CABLES | 1000028314 | 85446020 |  | 18% |  | POWER CABLE (XLPE & PVC INSULATED) | LOT | 1 |  | Included | 0 | 0 | 0 | 0 | 0
140 | 7000024356 | 1430 | CABLES | 1000062967 | 85389000 |  | 18% |  | COMMUNICATION CABLES | LOT | 1 |  | Included | 0 | 0 | 0 | 0 | 0
141 | 7000024356 | 1440 | CONTROL CENTRE-SOFTWARE | 1000063040 | 85389000 |  | 18% |  | SCADA APPLICATION SOFTWARE | LOT | 1 |  | Included | 0 | 0 | 0 | 0 | 0
142 | 7000024356 | 1450 | CONTROL CENTRE-SOFTWARE | 1000019870 | 85238020 |  | 18% |  | Application Software - CFE Communication | LOT | 1 |  | Included | 0 | 0 | 0 | 0 | 0
143 | 7000024356 | 1460 | CONTROL CENTRE-SOFTWARE | 1000052637 | 85238020 |  | 18% |  | IDENTITY MANAGEMENT SOFTWARE | LOT | 1 |  | Included | 0 | 0 | 0 | 0 | 0
144 | 7000024356 | 1470 | CONTROL CENTRE-SOFTWARE | 1000063255 | 85238020 |  | 18% |  | SOFTWARE FOR HOSTING CUSTOM APPLICATION | LOT | 1 |  | Included | 0 | 0 | 0 | 0 | 0
145 | 7000024356 | 1480 | CONTROL CENTRE-SOFTWARE | 1000063021 | 85389000 |  | 18% |  | E-MAIL APPLICATION | LOT | 1 |  | Included | 0 | 0 | 0 | 0 | 0
146 | 7000024356 | 1490 | CONTROL CENTRE-SOFTWARE | 1000026408 | 85389000 |  | 18% |  | Network Management System | LOT | 1 |  | Included | 0 | 0 | 0 | 0 | 0
147 | 7000024356 | 1500 | CONTROL CENTRE-SOFTWARE | 1000019871 | 85238020 |  | 18% |  | Information Storage & Retrivel System - Data Historian Software | LOT | 1 |  | Included | 0 | 0 | 0 | 0 | 0
148 | 7000024356 | 1510 | CONTROL CENTRE-SOFTWARE | 1000063069 | 85389000 |  | 18% |  | ARCHIVAL & CONFIGURATION APPLICATION SOFTWARE | LOT | 1 |  | Included | 0 | 0 | 0 | 0 | 0
149 | 7000024356 | 1520 | CONTROL CENTRE-SOFTWARE | 1000019872 | 85238020 |  | 18% |  | Application Software - ICCP Communication | LOT | 1 |  | Included | 0 | 0 | 0 | 0 | 0
150 | 7000024356 | 1530 | CONTROL CENTRE-SOFTWARE | 1000065438 | 85238020 |  | 18% |  | RAS SOFTWARE FOR DR ACQUISITION | LOT | 1 |  | Included | 0 | 0 | 0 | 0 | 0
151 | 7000024356 | 1540 | CONTROL CENTRE-SOFTWARE | 1000063039 | 85389000 |  | 18% |  | RAS SOFTWARE FOR REMOTE PARAMETERIZATION | LOT | 1 |  | Included | 0 | 0 | 0 | 0 | 0
152 | 7000024356 | 1550 | CONTROL CENTRE-SOFTWARE | 1000026406 | 85389000 |  | 18% |  | Application software-Automated fault Analysis System | LOT | 1 |  | Included | 0 | 0 | 0 | 0 | 0
153 | 7000024356 | 1560 | CONTROL CENTRE-SOFTWARE | 1000026433 | 85389000 |  | 18% |  | Video Management server application software | LOT | 1 |  | Included | 0 | 0 | 0 | 0 | 0
154 | 7000024356 | 1570 | CONTROL CENTRE-SOFTWARE | 1000063028 | 85238020 |  | 18% |  | HIDS APPLICATION SOFTWARE | LOT | 1 |  | Included | 0 | 0 | 0 | 0 | 0
155 | 7000024356 | 1580 | CONTROL CENTRE-SOFTWARE | 1000006784 | 85238020 |  | 18% |  | Antivirus Software | LOT | 1 |  | Included | 0 | 0 | 0 | 0 | 0
156 | 7000024356 | 1590 | CONTROL CENTRE-SOFTWARE | 1000063022 | 85238020 |  | 18% |  | ENDPOINT DETECTION & RESPONSE SOLUTION | LOT | 1 |  | Included | 0 | 0 | 0 | 0 | 0
157 | 7000024356 | 1600 | CONTROL CENTRE-SOFTWARE | 1000063049 | 85389000 |  | 18% |  | VOIP APPLICATION SOFTWARE | LOT | 1 |  | Included | 0 | 0 | 0 | 0 | 0
158 | 7000024356 | 1610 | CONTROL CENTRE-SOFTWARE | 1000063048 | 85389000 |  | 18% |  | VOICE RECORDING SOFTWARE | LOT | 1 |  | Included | 0 | 0 | 0 | 0 | 0
159 | 7000024356 | 1620 | CONTROL CENTRE-SOFTWARE | 1000017495 | 85238020 |  | 18% |  | Application Software - Patch Management Software | LOT | 1 |  | Included | 0 | 0 | 0 | 0 | 0
(C) | CENTRAL ZONE RTAMC (COLOCATED - MAIN STAMC) | [16 empty] | 0
160 | 7000024356 | 1650 | CONTROL CENTRE-HARDWARE | 1000063047 | 84715000 |  | 18% |  | VOICE RECORDER | EA | 1 |  | Included | 0 | 0 | 0 | 0 | 0
161 | 7000024356 | 1660 | CONTROL CENTRE-HARDWARE | 1000063259 | 84713090 |  | 18% |  | WORKSTATION AS PER TS | EA | 12 |  | Included | 0 | 0 | 0 | 0 | 0
162 | 7000024356 | 1670 | CONTROL CENTRE-HARDWARE | 1000063256 | 84713090 |  | 18% |  | TYPE-1 TFT MONITOR WITH STAND ON WHEELS | EA | 1 |  | Included | 0 | 0 | 0 | 0 | 0
163 | 7000024356 | 1680 | CONTROL CENTRE-HARDWARE | 1000063257 | 84713090 |  | 18% |  | TYPE-2 TFT MONITOR AS PER TS | EA | 2 |  | Included | 0 | 0 | 0 | 0 | 0
164 | 7000024356 | 1690 | CONTROL CENTRE-HARDWARE | 1000063258 | 84713090 |  | 18% |  | TYPE-3 TFT MONITOR AS PER TS | EA | 25 |  | Included | 0 | 0 | 0 | 0 | 0
165 | 7000024356 | 1700 | CONTROL CENTRE-HARDWARE | 1000026358 | 85389000 |  | 18% |  | VoIP systems-High end VoIP phone | EA | 5 |  | Included | 0 | 0 | 0 | 0 | 0
166 | 7000024356 | 1710 | CONTROL CENTRE-HARDWARE | 1000026373 | 85389000 |  | 18% |  | VoIP systems-Low end VoIP phone | EA | 10 |  | Included | 0 | 0 | 0 | 0 | 0
167 | 7000024356 | 1720 | CONTROL CENTRE-HARDWARE | 1000063034 | 85311020 |  | 18% |  | NETWORK PANEL | EA | 1 |  | Included | 0 | 0 | 0 | 0 | 0
168 | 7000024356 | 1730 | CONTROL CENTRE-HARDWARE | 1000060447 | 90311000 |  | 18% |  | DIGITAL DISPLAY FOR DATE | NO | 1 |  | Included | 0 | 0 | 0 | 0 | 0
169 | 7000024356 | 1740 | CONTROL CENTRE-HARDWARE | 1000010620 | 90311000 |  | 18% |  | Computer System Hardware - Digital Display for Time | EA | 1 |  | Included | 0 | 0 | 0 | 0 | 0
170 | 7000024356 | 1750 | CONTROL CENTRE-HARDWARE | 1000010619 | 90311000 |  | 18% |  | Computer System Hardware - Digital Display for Frequency | EA | 1 |  | Included | 0 | 0 | 0 | 0 | 0
171 | 7000024356 | 1760 | CONTROL CENTRE-HARDWARE | 1000014475 | 84713010 |  | 18% |  | Computer System Hardware - Laptop for maintenance | EA | 4 |  | Included | 0 | 0 | 0 | 0 | 0
172 | 7000024356 | 1770 | CONTROL CENTRE-HARDWARE | 1000062966 | 84433240 |  | 18% |  | COLOUR LASER CUM MULTI-FUNCTION PRINTER | EA | 1 |  | Included | 0 | 0 | 0 | 0 | 0
173 | 7000024356 | 1780 | CONTROL CENTRE-HARDWARE | 1000063250 | 84713090 |  | 18% |  | FAILOVER NVR ALONG WITH SOFTWARE | EA | 1 |  | Included | 0 | 0 | 0 | 0 | 0
174 | 7000024356 | 1790 | VIDEO PROJECTION SYSTEM | 1000060521 | 85389000 |  | 18% |  | REAR PROJECTION UNIT LASER BASED HAVING CONTROLLERS INCLUDINGINTERFACED, HARDWARE & SOFTWARE, VIDEO PROJECTION SYSTEM (HAVINGCONFIGURATIONS WITH EACH MODULES OF 70" (3*2)) | SET | 1 |  | Included | 0 | 0 | 0 | 0 | 0
175 | 7000024356 | 1800 | FURNITURE | 1000016830 | 94038900 |  | 18% |  | FURNITURE - Operator Workstations desk | EA | 1 |  | Included | 0 | 0 | 0 | 0 | 0
176 | 7000024356 | 1810 | FURNITURE | 1000067709 | 94038900 |  | 18% |  | WORKSTATION DESK FOR SHIFT INCHARGE | EA | 1 |  | Included | 0 | 0 | 0 | 0 | 0
177 | 7000024356 | 1820 | FURNITURE | 1000067708 | 94038900 |  | 18% |  | WORKSTATION DESK FOR EXPERT | EA | 2 |  | Included | 0 | 0 | 0 | 0 | 0
178 | 7000024356 | 1830 | FURNITURE | 1000063253 | 85389000 |  | 18% |  | OPERATOR CHAIRS | EA | 8 |  | Included | 0 | 0 | 0 | 0 | 0
179 | 7000024356 | 1840 | FURNITURE | 1000012075 | 83030000 |  | 18% |  | FURNITURE - Fireproof Software storage box | EA | 1 |  | Included | 0 | 0 | 0 | 0 | 0
180 | 7000024356 | 1850 | CABLES | 1000028314 | 85446020 |  | 18% |  | POWER CABLE (XLPE & PVC INSULATED) | LOT | 1 |  | Included | 0 | 0 | 0 | 0 | 0
181 | 7000024356 | 1860 | CABLES | 1000062967 | 85389000 |  | 18% |  | COMMUNICATION CABLES | LOT | 1 |  | Included | 0 | 0 | 0 | 0 | 0
182 | 7000024356 | 1870 | CONTROL CENTRE-SOFTWARE | 1000063048 | 85389000 |  | 18% |  | VOICE RECORDING SOFTWARE | LOT | 1 |  | Included | 0 | 0 | 0 | 0 | 0
(D) | NORTH ZONE RTAMC | [16 empty] | 0
183 | 7000024356 | 1900 | CONTROL CENTRE-HARDWARE | 1000064782 | 85176930 |  | 18% |  | TYPE-1 ROUTER AS PER TS | EA | 2 |  | Included | 0 | 0 | 0 | 0 | 0
184 | 7000024356 | 1910 | CONTROL CENTRE-HARDWARE | 1000063031 | 85389000 |  | 18% |  | MANAGED LAN L3 TYPE-1 | EA | 6 |  | Included | 0 | 0 | 0 | 0 | 0
185 | 7000024356 | 1920 | CONTROL CENTRE-HARDWARE | 1000063024 | 85389000 |  | 18% |  | FIREWALL TYPE-I AS PER TS | EA | 2 |  | Included | 0 | 0 | 0 | 0 | 0
186 | 7000024356 | 1930 | CONTROL CENTRE-HARDWARE | 1000063047 | 84715000 |  | 18% |  | VOICE RECORDER | EA | 1 |  | Included | 0 | 0 | 0 | 0 | 0
187 | 7000024356 | 1940 | CONTROL CENTRE-HARDWARE | 1000060300 | 90311000 |  | 18% |  | TIME & FREQUENCY SYSTEM NAVIC BASED (WITH FAILBACK TO GPS) | LOT | 1 |  | Included | 0 | 0 | 0 | 0 | 0
188 | 7000024356 | 1950 | CONTROL CENTRE-HARDWARE | 1000063259 | 84713090 |  | 18% |  | WORKSTATION AS PER TS | EA | 12 |  | Included | 0 | 0 | 0 | 0 | 0
189 | 7000024356 | 1960 | CONTROL CENTRE-HARDWARE | 1000063256 | 84713090 |  | 18% |  | TYPE-1 TFT MONITOR WITH STAND ON WHEELS | EA | 1 |  | Included | 0 | 0 | 0 | 0 | 0
190 | 7000024356 | 1970 | CONTROL CENTRE-HARDWARE | 1000063257 | 84713090 |  | 18% |  | TYPE-2 TFT MONITOR AS PER TS | EA | 2 |  | Included | 0 | 0 | 0 | 0 | 0
191 | 7000024356 | 1980 | CONTROL CENTRE-HARDWARE | 1000063258 | 84713090 |  | 18% |  | TYPE-3 TFT MONITOR AS PER TS | EA | 25 |  | Included | 0 | 0 | 0 | 0 | 0
192 | 7000024356 | 1990 | CONTROL CENTRE-HARDWARE | 1000026358 | 85389000 |  | 18% |  | VoIP systems-High end VoIP phone | EA | 5 |  | Included | 0 | 0 | 0 | 0 | 0
193 | 7000024356 | 2000 | CONTROL CENTRE-HARDWARE | 1000026373 | 85389000 |  | 18% |  | VoIP systems-Low end VoIP phone | EA | 10 |  | Included | 0 | 0 | 0 | 0 | 0
194 | 7000024356 | 2010 | CONTROL CENTRE-HARDWARE | 1000063034 | 85311020 |  | 18% |  | NETWORK PANEL | EA | 1 |  | Included | 0 | 0 | 0 | 0 | 0
195 | 7000024356 | 2020 | CONTROL CENTRE-HARDWARE | 1000060447 | 90311000 |  | 18% |  | DIGITAL DISPLAY FOR DATE | NO | 1 |  | Included | 0 | 0 | 0 | 0 | 0
196 | 7000024356 | 2030 | CONTROL CENTRE-HARDWARE | 1000010620 | 90311000 |  | 18% |  | Computer System Hardware - Digital Display for Time | EA | 1 |  | Included | 0 | 0 | 0 | 0 | 0
197 | 7000024356 | 2040 | CONTROL CENTRE-HARDWARE | 1000010619 | 90311000 |  | 18% |  | Computer System Hardware - Digital Display for Frequency | EA | 1 |  | Included | 0 | 0 | 0 | 0 | 0
198 | 7000024356 | 2050 | CONTROL CENTRE-HARDWARE | 1000014475 | 84713010 |  | 18% |  | Computer System Hardware - Laptop for maintenance | EA | 4 |  | Included | 0 | 0 | 0 | 0 | 0
199 | 7000024356 | 2060 | CONTROL CENTRE-HARDWARE | 1000062966 | 84433240 |  | 18% |  | COLOUR LASER CUM MULTI-FUNCTION PRINTER | EA | 2 |  | Included | 0 | 0 | 0 | 0 | 0
200 | 7000024356 | 2070 | CONTROL CENTRE-HARDWARE | 1000063250 | 84713090 |  | 18% |  | FAILOVER NVR ALONG WITH SOFTWARE | EA | 1 |  | Included | 0 | 0 | 0 | 0 | 0
201 | 7000024356 | 2080 | VIDEO PROJECTION SYSTEM | 1000060521 | 85389000 |  | 18% |  | REAR PROJECTION UNIT LASER BASED HAVING CONTROLLERS INCLUDINGINTERFACED, HARDWARE & SOFTWARE, VIDEO PROJECTION SYSTEM (HAVINGCONFIGURATIONS WITH EACH MODULES OF 70" (3*2)) | SET | 1 |  | Included | 0 | 0 | 0 | 0 | 0
202 | 7000024356 | 2090 | FURNITURE | 1000016830 | 94038900 |  | 18% |  | FURNITURE - Operator Workstations desk | EA | 1 |  | Included | 0 | 0 | 0 | 0 | 0
203 | 7000024356 | 2100 | FURNITURE | 1000067709 | 94038900 |  | 18% |  | WORKSTATION DESK FOR SHIFT INCHARGE | EA | 1 |  | Included | 0 | 0 | 0 | 0 | 0
204 | 7000024356 | 2110 | FURNITURE | 1000067708 | 94038900 |  | 18% |  | WORKSTATION DESK FOR EXPERT | EA | 2 |  | Included | 0 | 0 | 0 | 0 | 0
205 | 7000024356 | 2120 | FURNITURE | 1000063253 | 85389000 |  | 18% |  | OPERATOR CHAIRS | EA | 8 |  | Included | 0 | 0 | 0 | 0 | 0
206 | 7000024356 | 2130 | FURNITURE | 1000012075 | 83030000 |  | 18% |  | FURNITURE - Fireproof Software storage box | EA | 1 |  | Included | 0 | 0 | 0 | 0 | 0
207 | 7000024356 | 2140 | AUXILIARY POWER SUPPLY | 1000060441 | 85044090 |  | 18% |  | 20 KVA (16 KW AT 0.8 PF) UPS (RUNNING IN PARALLEL) | NO | 2 |  | Included | 0 | 0 | 0 | 0 | 0
208 | 7000024356 | 2150 | AUXILIARY POWER SUPPLY | 1000060456 | 85072000 |  | 28% |  | VRLA TYPE BATTERY BANKS (EACH BANK OF AT LEAST 38.4 KVAH CAPACITY) FORUPS | NO | 2 |  | Included | 0 | 0 | 0 | 0 | 0
209 | 7000024356 | 2160 | AUXILIARY POWER SUPPLY | 1000013907 | 85371000 |  | 18% |  | Input ACDB (150 kVA rating) | EA | 1 |  | Included | 0 | 0 | 0 | 0 | 0
210 | 7000024356 | 2170 | AUXILIARY POWER SUPPLY | 1000016855 | 85371000 |  | 18% |  | Output ACDB (100kVA rating) | EA | 1 |  | Included | 0 | 0 | 0 | 0 | 0
211 | 7000024356 | 2180 | AUXILIARY POWER SUPPLY | 1000022028 | 85219090 |  | 18% |  | UPS Monitoring System | LOT | 1 |  | Included | 0 | 0 | 0 | 0 | 0
212 | 7000024356 | 2190 | CABLES | 1000028314 | 85446020 |  | 18% |  | POWER CABLE (XLPE & PVC INSULATED) | LOT | 1 |  | Included | 0 | 0 | 0 | 0 | 0
213 | 7000024356 | 2200 | CABLES | 1000062967 | 85389000 |  | 18% |  | COMMUNICATION CABLES | LOT | 1 |  | Included | 0 | 0 | 0 | 0 | 0
214 | 7000024356 | 2210 | CONTROL CENTRE-SOFTWARE | 1000063048 | 85389000 |  | 18% |  | VOICE RECORDING SOFTWARE | LOT | 1 |  | Included | 0 | 0 | 0 | 0 | 0
(E) | SOUTH ZONE RTAMC | [16 empty] | 0
215 | 7000024356 | 2240 | CONTROL CENTRE-HARDWARE | 1000064782 | 85176930 |  | 18% |  | TYPE-1 ROUTER AS PER TS | EA | 2 |  | Included | 0 | 0 | 0 | 0 | 0
216 | 7000024356 | 2250 | CONTROL CENTRE-HARDWARE | 1000063031 | 85389000 |  | 18% |  | MANAGED LAN L3 TYPE-1 | EA | 6 |  | Included | 0 | 0 | 0 | 0 | 0
217 | 7000024356 | 2260 | CONTROL CENTRE-HARDWARE | 1000063024 | 85389000 |  | 18% |  | FIREWALL TYPE-I AS PER TS | EA | 2 |  | Included | 0 | 0 | 0 | 0 | 0
218 | 7000024356 | 2270 | CONTROL CENTRE-HARDWARE | 1000063047 | 84715000 |  | 18% |  | VOICE RECORDER | EA | 1 |  | Included | 0 | 0 | 0 | 0 | 0
219 | 7000024356 | 2280 | CONTROL CENTRE-HARDWARE | 1000060300 | 90311000 |  | 18% |  | TIME & FREQUENCY SYSTEM NAVIC BASED (WITH FAILBACK TO GPS) | LOT | 1 |  | Included | 0 | 0 | 0 | 0 | 0
220 | 7000024356 | 2290 | CONTROL CENTRE-HARDWARE | 1000063259 | 84713090 |  | 18% |  | WORKSTATION AS PER TS | EA | 12 |  | Included | 0 | 0 | 0 | 0 | 0
221 | 7000024356 | 2300 | CONTROL CENTRE-HARDWARE | 1000063256 | 84713090 |  | 18% |  | TYPE-1 TFT MONITOR WITH STAND ON WHEELS | EA | 1 |  | Included | 0 | 0 | 0 | 0 | 0
222 | 7000024356 | 2310 | CONTROL CENTRE-HARDWARE | 1000063257 | 84713090 |  | 18% |  | TYPE-2 TFT MONITOR AS PER TS | EA | 2 |  | Included | 0 | 0 | 0 | 0 | 0
223 | 7000024356 | 2320 | CONTROL CENTRE-HARDWARE | 1000063258 | 84713090 |  | 18% |  | TYPE-3 TFT MONITOR AS PER TS | EA | 25 |  | Included | 0 | 0 | 0 | 0 | 0
224 | 7000024356 | 2330 | CONTROL CENTRE-HARDWARE | 1000026358 | 85389000 |  | 18% |  | VoIP systems-High end VoIP phone | EA | 5 |  | Included | 0 | 0 | 0 | 0 | 0
225 | 7000024356 | 2340 | CONTROL CENTRE-HARDWARE | 1000026373 | 85389000 |  | 18% |  | VoIP systems-Low end VoIP phone | EA | 10 |  | Included | 0 | 0 | 0 | 0 | 0
226 | 7000024356 | 2350 | CONTROL CENTRE-HARDWARE | 1000063034 | 85311020 |  | 18% |  | NETWORK PANEL | EA | 1 |  | Included | 0 | 0 | 0 | 0 | 0
227 | 7000024356 | 2360 | CONTROL CENTRE-HARDWARE | 1000060447 | 90311000 |  | 18% |  | DIGITAL DISPLAY FOR DATE | NO | 1 |  | Included | 0 | 0 | 0 | 0 | 0
228 | 7000024356 | 2370 | CONTROL CENTRE-HARDWARE | 1000010620 | 90311000 |  | 18% |  | Computer System Hardware - Digital Display for Time | EA | 1 |  | Included | 0 | 0 | 0 | 0 | 0
229 | 7000024356 | 2380 | CONTROL CENTRE-HARDWARE | 1000010619 | 90311000 |  | 18% |  | Computer System Hardware - Digital Display for Frequency | EA | 1 |  | Included | 0 | 0 | 0 | 0 | 0
230 | 7000024356 | 2390 | CONTROL CENTRE-HARDWARE | 1000014475 | 84713010 |  | 18% |  | Computer System Hardware - Laptop for maintenance | EA | 4 |  | Included | 0 | 0 | 0 | 0 | 0
231 | 7000024356 | 2400 | CONTROL CENTRE-HARDWARE | 1000062966 | 84433240 |  | 18% |  | COLOUR LASER CUM MULTI-FUNCTION PRINTER | EA | 2 |  | Included | 0 | 0 | 0 | 0 | 0
232 | 7000024356 | 2410 | CONTROL CENTRE-HARDWARE | 1000063250 | 84713090 |  | 18% |  | FAILOVER NVR ALONG WITH SOFTWARE | EA | 1 |  | Included | 0 | 0 | 0 | 0 | 0
233 | 7000024356 | 2420 | VIDEO PROJECTION SYSTEM | 1000060521 | 85389000 |  | 18% |  | REAR PROJECTION UNIT LASER BASED HAVING CONTROLLERS INCLUDINGINTERFACED, HARDWARE & SOFTWARE, VIDEO PROJECTION SYSTEM (HAVINGCONFIGURATIONS WITH EACH MODULES OF 70" (3*2)) | SET | 1 |  | Included | 0 | 0 | 0 | 0 | 0
234 | 7000024356 | 2430 | FURNITURE | 1000016830 | 94038900 |  | 18% |  | FURNITURE - Operator Workstations desk | EA | 1 |  | Included | 0 | 0 | 0 | 0 | 0
235 | 7000024356 | 2440 | FURNITURE | 1000067709 | 94038900 |  | 18% |  | WORKSTATION DESK FOR SHIFT INCHARGE | EA | 1 |  | Included | 0 | 0 | 0 | 0 | 0
236 | 7000024356 | 2450 | FURNITURE | 1000067708 | 94038900 |  | 18% |  | WORKSTATION DESK FOR EXPERT | EA | 2 |  | Included | 0 | 0 | 0 | 0 | 0
237 | 7000024356 | 2460 | FURNITURE | 1000063253 | 85389000 |  | 18% |  | OPERATOR CHAIRS | EA | 8 |  | Included | 0 | 0 | 0 | 0 | 0
238 | 7000024356 | 2470 | FURNITURE | 1000012075 | 83030000 |  | 18% |  | FURNITURE - Fireproof Software storage box | EA | 1 |  | Included | 0 | 0 | 0 | 0 | 0
239 | 7000024356 | 2480 | AUXILIARY POWER SUPPLY | 1000060441 | 85044090 |  | 18% |  | 20 KVA (16 KW AT 0.8 PF) UPS (RUNNING IN PARALLEL) | NO | 2 |  | Included | 0 | 0 | 0 | 0 | 0
240 | 7000024356 | 2490 | AUXILIARY POWER SUPPLY | 1000060456 | 85072000 |  | 28% |  | VRLA TYPE BATTERY BANKS (EACH BANK OF AT LEAST 38.4 KVAH CAPACITY) FORUPS | NO | 2 |  | Included | 0 | 0 | 0 | 0 | 0
241 | 7000024356 | 2500 | AUXILIARY POWER SUPPLY | 1000013907 | 85371000 |  | 18% |  | Input ACDB (150 kVA rating) | EA | 1 |  | Included | 0 | 0 | 0 | 0 | 0
242 | 7000024356 | 2510 | AUXILIARY POWER SUPPLY | 1000016855 | 85371000 |  | 18% |  | Output ACDB (100kVA rating) | EA | 1 |  | Included | 0 | 0 | 0 | 0 | 0
243 | 7000024356 | 2520 | AUXILIARY POWER SUPPLY | 1000022028 | 85219090 |  | 18% |  | UPS Monitoring System | LOT | 1 |  | Included | 0 | 0 | 0 | 0 | 0
244 | 7000024356 | 2530 | CABLES | 1000028314 | 85446020 |  | 18% |  | POWER CABLE (XLPE & PVC INSULATED) | LOT | 1 |  | Included | 0 | 0 | 0 | 0 | 0
245 | 7000024356 | 2540 | CABLES | 1000062967 | 85389000 |  | 18% |  | COMMUNICATION CABLES | LOT | 1 |  | Included | 0 | 0 | 0 | 0 | 0
246 | 7000024356 | 2550 | CONTROL CENTRE-SOFTWARE | 1000063048 | 85389000 |  | 18% |  | VOICE RECORDING SOFTWARE | LOT | 1 |  | Included | 0 | 0 | 0 | 0 | 0
(II) | SUBSTATION | [16 empty] | 0 |  | Direct
247 | 7000024359 | 10 | REMOTE ACCESSIBILITY SYSTEM | 1000037672 | 85389000 |  | 18% |  | STATION DATA CONCENTRATOR FOR RAS SYSTEM | EA | 420 |  | Included | 0 | 0 | 0 | 0 | 0
248 | 7000024400 | 10 | REMOTE ACCESSIBILITY SYSTEM | 1000063259 | 84713090 |  | 18% |  | WORKSTATION AS PER TS | EA | 210 |  | Included | 0 | 0 | 0 | 0 | 0
249 | 7000024401 | 10 | REMOTE ACCESSIBILITY SYSTEM | 1000063258 | 84713090 |  | 18% |  | TYPE-3 TFT MONITOR AS PER TS | EA | 210 |  | Included | 0 | 0 | 0 | 0 | 0
250 | 7000024402 | 10 | NETWORKING EQUIPMENT | 1000067681 | 85389000 |  | 18% |  | COMMUNICATION PANEL | EA | 210 |  | Included | 0 | 0 | 0 | 0 | 0
251 | 7000024403 | 10 | NETWORKING EQUIPMENT | 1000031970 | 85446020 |  | 18% |  | POWER CABLE-3CX6 SQMM(PVC ARMOURED.) | KM | 30 |  | Included | 0 | 0 | 0 | 0 | 0
252 | 7000024404 | 10 | NETWORKING EQUIPMENT | 1000026312 | 85389000 |  | 18% |  | Ethernet cables-CAT-6 STP cable | M | 51000 |  | Included | 0 | 0 | 0 | 0 | 0
253 | 7000024405 | 10 | NETWORKING EQUIPMENT | 1000026320 | 85389000 |  | 18% |  | Ethernet cables-Cat-6 UTP cables | M | 51000 |  | Included | 0 | 0 | 0 | 0 | 0
254 | 7000024406 | 10 | NETWORKING EQUIPMENT | 1000067703 | 85176290 |  | 18% |  | SUBSTATION LAN SWITCHES AS PER TS | EA | 420 |  | Included | 0 | 0 | 0 | 0 | 0
255 | 7000024407 | 10 | NETWORKING EQUIPMENT | 1000022544 | 85176930 |  | 18% |  | WAN Router cum firewall | EA | 420 |  | Included | 0 | 0 | 0 | 0 | 0
256 | 7000024408 | 10 | NETWORKING EQUIPMENT | 1000067707 | 85176290 |  | 18% |  | SUBSTATION SWICTHES FOR VMS AS PER TS | EA | 210 |  | Included | 0 | 0 | 0 | 0 | 0
257 | 7000024409 | 10 | VISUAL MONITORING SYSTEM | 1000017401 | 85258030 |  | 18% |  | PTZ Camera for Video Monitoring System | EA | 840 |  | Included | 0 | 0 | 0 | 0 | 0
258 | 7000024410 | 10 | VISUAL MONITORING SYSTEM | 1000026367 | 85389000 |  | 18% |  | Visual Monitoring system-Junction Box | EA | 840 |  | Included | 0 | 0 | 0 | 0 | 0
259 | 7000024411 | 10 | VISUAL MONITORING SYSTEM | 1000026383 | 85389000 |  | 18% |  | Visual Monitoring system-power supply converter | EA | 840 |  | Included | 0 | 0 | 0 | 0 | 0
260 | 7000024424 | 10 | VISUAL MONITORING SYSTEM | 1000068240 | 85176290 |  | 18% |  | MEDIA CONVERTER FOR VMS AS PER TS | EA | 840 |  | Included | 0 | 0 | 0 | 0 | 0
261 | 7000024412 | 10 | VISUAL MONITORING SYSTEM | 1000026371 | 85389000 |  | 18% |  | Line Interfacing Unit VMS - Camera End | EA | 840 |  | Included | 0 | 0 | 0 | 0 | 0
262 | 7000024413 | 10 | VISUAL MONITORING SYSTEM | 1000026369 | 85389000 |  | 18% |  | Line Interfacing Unit Control room end | EA | 210 |  | Included | 0 | 0 | 0 | 0 | 0
263 | 7000024414 | 10 | VISUAL MONITORING SYSTEM | 1000026420 | 85389000 |  | 18% |  | Surge Protector, if external | EA | 840 |  | Included | 0 | 0 | 0 | 0 | 0
264 | 7000024415 | 10 | VISUAL MONITORING SYSTEM | 1000063035 | 85389000 |  | 18% |  | NVR WITH REQUIRED SOFTWARE AS PER TS | EA | 210 |  | Included | 0 | 0 | 0 | 0 | 0
265 | 7000024416 | 10 | VISUAL MONITORING SYSTEM | 1000063259 | 84713090 |  | 18% |  | WORKSTATION AS PER TS | EA | 210 |  | Included | 0 | 0 | 0 | 0 | 0
266 | 7000024417 | 10 | VISUAL MONITORING SYSTEM | 1000063257 | 84713090 |  | 18% |  | TYPE-2 TFT MONITOR AS PER TS | EA | 210 |  | Included | 0 | 0 | 0 | 0 | 0
267 | 7000024418 | 10 | VISUAL MONITORING SYSTEM | 3000001310 | 85044010 |  | 18% |  | 5KVA INVERTER | EA | 210 |  | Included | 0 | 0 | 0 | 0 | 0
268 | 7000024419 | 10 | VISUAL MONITORING SYSTEM | 1000031965 | 85446020 |  | 18% |  | 1.1KV GRADE 3CX2.5 SQMM ARMOURED (PVC) POWER CABLE | KM | 63 |  | Included | 0 | 0 | 0 | 0 | 0
269 | 7000024420 | 10 | VISUAL MONITORING SYSTEM | 1000026311 | 85389000 |  | 18% |  | Ethernet cables- CAT-6 SSTP cable (PVC Insulated & Armoured) | M | 51000 |  | Included | 0 | 0 | 0 | 0 | 0
270 | 7000024421 | 10 | VISUAL MONITORING SYSTEM | 1000054375 | 85287390 |  | 18% |  | FIBER OPTIC CABLE (6 CORE) ARMORED, SINGLE MODE | M | 126000 |  | Included | 0 | 0 | 0 | 0 | 0
271 | 7000024423 | 10 | VISUAL MONITORING SYSTEM | 1000067689 | 73043911 |  | 18% |  | HDPE PIPE FOR VMS AS PER TS | KM | 36 |  | Included | 0 | 0 | 0 | 0 | 0
272 | 7000024422 | 10 | VOIP | 1000026373 | 85389000 |  | 18% |  | VoIP systems-Low end VoIP phone | EA | 210 |  | Included | 0 | 0 | 0 | 0 | 0
[7 empty] | Total Ex-works Price | [5 empty] | 0 |  | 0 |  |  | 0
[7 empty] | Total Type Test charges as per Schedule-7 | [5 empty] | 0
[7 empty] | Total Ex-works Price including Type Test charges | [5 empty] | 0
[7 empty] | Total GST Tax as confirmed by Bidder | [5 empty] | 0
Note : | Specify amount of GST on the transaction between the Contractor and the Employer.
* | In case the bidder leaves the cell for confirmation of the HSN code and/or GST rate “blank”, the HSN code and corresponding GST rate indicated by the Employer shall be deemed to be the one confirmed by the Bidder.
Date : | --
Place : | [10 empty] | Printed Name :
Designation :
Click for Sch-2

## Sch-2
Specification No: CC/NT/W-SCADA/DOM/A00/23/08228 | [8 empty] | Schedule - 2
Establishment of State Transmission Asset Management Centre (STAMC) for Remote Control & Monitoring of OPTCL Grid Substations under Consultancy Services to OPTCL
(SCHEDULE OF RATES AND PRICES)
(I) | [7 empty] | To:
Contracts Services, 3rd Floor
Name : | [7 empty] | Power Grid Corporation of India Ltd.,
Address : | [7 empty] | "Saudamini", Plot No.-2
Sector-29,
Gurugram (Haryana) - 122001
Local Transportation, In-transit insurance, loading and unloading
All Prices are in Indian Rupees.
SI. No. | PR No | PR Line Item No | Activity Description | Material Code | Description | Unit | Quantity | Unit Freight, In-transit Insurance, loading & unloading Charges | Total Freight, In-transit Insurance, loading & unloading Charges
1 | 2 | 3 | 4 | 5 | 4 | 5 | 6 | 7 | 8= 6 x 7
(I) | CONTROL CENTER
(A) | MAIN STAMC
1 | 7000024356 | 10 | CONTROL CENTRE-HARDWARE | 1000064782 | TYPE-1 ROUTER AS PER TS | EA | 4 |  | Included | 0
2 | 7000024356 | 20 | CONTROL CENTRE-HARDWARE | 1000063031 | MANAGED LAN L3 TYPE-1 | EA | 24 |  | Included | 0
3 | 7000024356 | 30 | CONTROL CENTRE-HARDWARE | 1000063032 | MANAGED LAN L3 TYPE-2 | EA | 4 |  | Included | 0
4 | 7000024356 | 40 | CONTROL CENTRE-HARDWARE | 1000063024 | FIREWALL TYPE-I AS PER TS | EA | 2 |  | Included | 0
5 | 7000024356 | 50 | CONTROL CENTRE-HARDWARE | 1000063025 | FIREWALL TYPE-II AS PER TS | EA | 2 |  | Included | 0
6 | 7000024356 | 60 | CONTROL CENTRE-HARDWARE | 1000063026 | FIREWALL TYPE-III AS PER TS | EA | 2 |  | Included | 0
7 | 7000024356 | 70 | CONTROL CENTRE-HARDWARE | 1000063023 | FIREWALL MANAGEMENT SERVER | EA | 2 |  | Included | 0
8 | 7000024356 | 80 | CONTROL CENTRE-HARDWARE | 1000063251 | IDENTITY MANAGEMENT SERVER | EA | 2 |  | Included | 0
9 | 7000024356 | 90 | CONTROL CENTRE-HARDWARE | 1000063041 | SCADA DATA SERVER | EA | 2 |  | Included | 0
10 | 7000024356 | 100 | CONTROL CENTRE-HARDWARE | 1000009307 | Computer System Hardware - Communication Front End (CFE) | EA | 8 |  | Included | 0
11 | 7000024356 | 110 | CONTROL CENTRE-HARDWARE | 1000026351 | Computer System Hardware -Development System Server | EA | 1 |  | Included | 0
12 | 7000024356 | 120 | CONTROL CENTRE-HARDWARE | 1000010548 | Data Replica Server | EA | 1 |  | Included | 0
13 | 7000024356 | 130 | CONTROL CENTRE-HARDWARE | 1000026352 | Computer System Hardware-E-Mail Server | EA | 1 |  | Included | 0
14 | 7000024356 | 140 | CONTROL CENTRE-HARDWARE | 1000015824 | Computer System Hardware - NMS server | EA | 1 |  | Included | 0
15 | 7000024356 | 150 | CONTROL CENTRE-HARDWARE | 1000026306 | Archive and Configuration system- Archive and configuration server | EA | 1 |  | Included | 0
16 | 7000024356 | 160 | CONTROL CENTRE-HARDWARE | 1000015807 | NETWORK AREA STORAGE (NAS) | EA | 1 |  | Included | 0
17 | 7000024356 | 170 | CONTROL CENTRE-HARDWARE | 1000017494 | Computer System Hardware -Patch Management Server | EA | 2 |  | Included | 0
18 | 7000024356 | 180 | CONTROL CENTRE-HARDWARE | 1000010546 | Data Historian Server | EA | 2 |  | Included | 0
19 | 7000024198 | 10 | CONTROL CENTRE-HARDWARE | 1000063029 | HIDS SERVER | EA | 1 |  | Included | 0
20 | 7000024356 | 190 | CONTROL CENTRE-HARDWARE | 1000063046 | VIDEO MONITORING SYSTEM SERVER | EA | 2 |  | Included | 0
21 | 7000024356 | 200 | CONTROL CENTRE-HARDWARE | 1000026353 | Hardware-Substation equipment Remote Accessibility System Server | EA | 2 |  | Included | 0
22 | 7000024356 | 210 | CONTROL CENTRE-HARDWARE | 1000026349 | Hardware- Automated Fault Analysis Server | EA | 2 |  | Included | 0
23 | 7000024356 | 220 | CONTROL CENTRE-HARDWARE | 1000063044 | SIEM CORRELATION ENGINE | EA | 1 |  | Included | 0
24 | 7000024356 | 230 | CONTROL CENTRE-HARDWARE | 1000062968 | CONNECTOR SERVER (SYSLOG) | EA | 1 |  | Included | 0
25 | 7000024356 | 240 | CONTROL CENTRE-HARDWARE | 1000026447 | VoIP systems-VoIP communication server to manage VoIP connection | EA | 1 |  | Included | 0
26 | 7000024356 | 250 | CONTROL CENTRE-HARDWARE | 1000063047 | VOICE RECORDER | EA | 1 |  | Included | 0
27 | 7000024356 | 260 | CONTROL CENTRE-HARDWARE | 1000063042 | SERVER FOR HOSTING CUSTOM APPLICATION | EA | 1 |  | Included | 0
28 | 7000024356 | 270 | CONTROL CENTRE-HARDWARE | 1000063037 | OTS SERVERS | EA | 1 |  | Included | 0
29 | 7000024356 | 280 | CONTROL CENTRE-HARDWARE | 1000013599 | Computer System Hardware - ICCP server | EA | 2 |  | Included | 0
30 | 7000024356 | 290 | CONTROL CENTRE-HARDWARE | 1000065723 | CORPORATE DATA HISTORIAN SERVER | EA | 1 |  | Included | 0
31 | 7000024356 | 300 | CONTROL CENTRE-HARDWARE | 1000063045 | STORAGE SERVER SAN | EA | 1 |  | Included | 0
32 | 7000024356 | 310 | CONTROL CENTRE-HARDWARE | 1000060300 | TIME & FREQUENCY SYSTEM NAVIC BASED (WITH FAILBACK TO GPS) | LOT | 1 |  | Included | 0
33 | 7000024356 | 320 | CONTROL CENTRE-HARDWARE | 1000063259 | WORKSTATION AS PER TS | EA | 46 |  | Included | 0
34 | 7000024356 | 330 | CONTROL CENTRE-HARDWARE | 1000063256 | TYPE-1 TFT MONITOR WITH STAND ON WHEELS | EA | 2 |  | Included | 0
35 | 7000024356 | 340 | CONTROL CENTRE-HARDWARE | 1000063257 | TYPE-2 TFT MONITOR AS PER TS | EA | 6 |  | Included | 0
36 | 7000024356 | 350 | CONTROL CENTRE-HARDWARE | 1000063258 | TYPE-3 TFT MONITOR AS PER TS | EA | 106 |  | Included | 0
37 | 7000024356 | 360 | CONTROL CENTRE-HARDWARE | 1000026358 | VoIP systems-High end VoIP phone | EA | 10 |  | Included | 0
38 | 7000024356 | 370 | CONTROL CENTRE-HARDWARE | 1000026373 | VoIP systems-Low end VoIP phone | EA | 20 |  | Included | 0
39 | 7000024356 | 450 | CONTROL CENTRE-HARDWARE | 1000068241 | TAPE LIBRARY AS PER TS | LOT | 1 |  | Included | 0
40 | 7000024356 | 380 | CONTROL CENTRE-HARDWARE | 1000063034 | NETWORK PANEL | EA | 2 |  | Included | 0
41 | 7000024356 | 390 | CONTROL CENTRE-HARDWARE | 1000063043 | SERVER RACK PANEL WITH KVM UNIT | EA | 6 |  | Included | 0
42 | 7000024356 | 400 | CONTROL CENTRE-HARDWARE | 1000060447 | DIGITAL DISPLAY FOR DATE | NO | 1 |  | Included | 0
43 | 7000024356 | 410 | CONTROL CENTRE-HARDWARE | 1000010620 | Computer System Hardware - Digital Display for Time | EA | 1 |  | Included | 0
44 | 7000024356 | 420 | CONTROL CENTRE-HARDWARE | 1000010619 | Computer System Hardware - Digital Display for Frequency | EA | 1 |  | Included | 0
45 | 7000024356 | 430 | CONTROL CENTRE-HARDWARE | 1000014475 | Computer System Hardware - Laptop for maintenance | EA | 5 |  | Included | 0
46 | 7000024356 | 440 | CONTROL CENTRE-HARDWARE | 1000062966 | COLOUR LASER CUM MULTI-FUNCTION PRINTER | EA | 1 |  | Included | 0
47 | 7000024356 | 460 | VIDEO PROJECTION SYSTEM | 1000060523 | REAR PROJECTION UNIT LASER BASED HAVING CONTROLLERS INCLUDINGINTERFACED, HARDWARE & SOFTWARE, VIDEO PROJECTION SYSTEM (HAVINGCONFIGURATIONS WITH EACH MODULES OF 70" (4*3)) | SET | 4 |  | Included | 0
48 | 7000024356 | 470 | VIDEO PROJECTION SYSTEM | 1000060520 | REAR PROJECTION UNIT LASER BASED HAVING CONTROLLERS INCLUDINGINTERFACED, HARDWARE & SOFTWARE, VIDEO PROJECTION SYSTEM (HAVINGCONFIGURATIONS WITH EACH MODULES OF 70" (2*2)) | SET | 1 |  | Included | 0
49 | 7000024356 | 480 | LED SCREEN | 1000067691 | 82" LED SCREEN | EA | 1 |  | Included | 0
50 | 7000024356 | 490 | FURNITURE | 1000016830 | FURNITURE - Operator Workstations desk | EA | 4 |  | Included | 0
51 | 7000024356 | 500 | FURNITURE | 1000067709 | WORKSTATION DESK FOR SHIFT INCHARGE | EA | 1 |  | Included | 0
52 | 7000024356 | 510 | FURNITURE | 1000067708 | WORKSTATION DESK FOR EXPERT | EA | 3 |  | Included | 0
53 | 7000024356 | 520 | FURNITURE | 1000063253 | OPERATOR CHAIRS | EA | 12 |  | Included | 0
54 | 7000024356 | 530 | FURNITURE | 1000012075 | FURNITURE - Fireproof Software storage box | EA | 1 |  | Included | 0
55 | 7000024356 | 540 | AUXILIARY POWER SUPPLY | 1000022026 | Uninterrupted Power supply - 60 kVA (48kW at 0.8 pf) UPS running inparallel | EA | 2 |  | Included | 0
56 | 7000024356 | 550 | AUXILIARY POWER SUPPLY | 1000022283 | VRLA type Battery banks for UPS (eachbank of atleast 115.2 kVAH) | EA | 2 |  | Included | 0
57 | 7000024356 | 560 | AUXILIARY POWER SUPPLY | 1000022028 | UPS Monitoring System | LOT | 1 |  | Included | 0
58 | 7000024356 | 570 | AUXILIARY POWER SUPPLY | 1000013910 | Input ACDB (minimum 250kVA rating) | EA | 1 |  | Included | 0
59 | 7000024356 | 580 | AUXILIARY POWER SUPPLY | 1000016858 | Output ACDB (minimum 200kVA rating) | EA | 1 |  | Included | 0
60 | 7000024356 | 590 | CABLES | 1000028314 | POWER CABLE (XLPE & PVC INSULATED) | LOT | 1 |  | Included | 0
61 | 7000024356 | 600 | CABLES | 1000062967 | COMMUNICATION CABLES | LOT | 1 |  | Included | 0
62 | 7000024356 | 610 | CONTROL CENTRE-SOFTWARE | 1000063040 | SCADA APPLICATION SOFTWARE | LOT | 1 |  | Included | 0
63 | 7000024356 | 620 | CONTROL CENTRE-SOFTWARE | 1000019870 | Application Software - CFE Communication | LOT | 1 |  | Included | 0
64 | 7000024356 | 630 | CONTROL CENTRE-SOFTWARE | 1000052637 | IDENTITY MANAGEMENT SOFTWARE | LOT | 1 |  | Included | 0
65 | 7000024356 | 640 | CONTROL CENTRE-SOFTWARE | 1000026407 | Development System Application | LOT | 1 |  | Included | 0
66 | 7000024356 | 650 | CONTROL CENTRE-SOFTWARE | 1000063255 | SOFTWARE FOR HOSTING CUSTOM APPLICATION | LOT | 1 |  | Included | 0
67 | 7000024356 | 660 | CONTROL CENTRE-SOFTWARE | 1000063021 | E-MAIL APPLICATION | LOT | 1 |  | Included | 0
68 | 7000024356 | 670 | CONTROL CENTRE-SOFTWARE | 1000026408 | Network Management System | LOT | 1 |  | Included | 0
69 | 7000024356 | 680 | CONTROL CENTRE-SOFTWARE | 1000019871 | Information Storage & Retrivel System - Data Historian Software | LOT | 1 |  | Included | 0
70 | 7000024356 | 690 | CONTROL CENTRE-SOFTWARE | 1000063069 | ARCHIVAL & CONFIGURATION APPLICATION SOFTWARE | LOT | 1 |  | Included | 0
71 | 7000024356 | 700 | CONTROL CENTRE-SOFTWARE | 1000063254 | OTS SOFTWARE | LOT | 1 |  | Included | 0
72 | 7000024356 | 710 | CONTROL CENTRE-SOFTWARE | 1000019872 | Application Software - ICCP Communication | LOT | 1 |  | Included | 0
73 | 7000024356 | 720 | CONTROL CENTRE-SOFTWARE | 1000065438 | RAS SOFTWARE FOR DR ACQUISITION | LOT | 1 |  | Included | 0
74 | 7000024356 | 730 | CONTROL CENTRE-SOFTWARE | 1000063039 | RAS SOFTWARE FOR REMOTE PARAMETERIZATION | LOT | 1 |  | Included | 0
75 | 7000024356 | 740 | CONTROL CENTRE-SOFTWARE | 1000026406 | Application software-Automated fault Analysis System | LOT | 1 |  | Included | 0
76 | 7000024356 | 750 | CONTROL CENTRE-SOFTWARE | 1000026433 | Video Management server application software | LOT | 1 |  | Included | 0
77 | 7000024356 | 760 | CONTROL CENTRE-SOFTWARE | 1000026315 | CAMERA LICENSES VMS | EA | 840 |  | Included | 0
78 | 7000024356 | 770 | CONTROL CENTRE-SOFTWARE | 1000063028 | HIDS APPLICATION SOFTWARE | LOT | 1 |  | Included | 0
79 | 7000024356 | 780 | CONTROL CENTRE-SOFTWARE | 1000006784 | Antivirus Software | LOT | 1 |  | Included | 0
80 | 7000024356 | 790 | CONTROL CENTRE-SOFTWARE | 1000063022 | ENDPOINT DETECTION & RESPONSE SOLUTION | LOT | 1 |  | Included | 0
81 | 7000024356 | 800 | CONTROL CENTRE-SOFTWARE | 1000063049 | VOIP APPLICATION SOFTWARE | LOT | 1 |  | Included | 0
82 | 7000024356 | 810 | CONTROL CENTRE-SOFTWARE | 1000063048 | VOICE RECORDING SOFTWARE | LOT | 1 |  | Included | 0
83 | 7000024356 | 820 | CONTROL CENTRE-SOFTWARE | 1000017495 | Application Software - Patch Management Software | LOT | 1 |  | Included | 0
(B) | BACK UP STAMC CUM WEST ZONE RTAMC | [8 empty] | 0
84 | 7000024356 | 870 | CONTROL CENTRE-HARDWARE | 1000064782 | TYPE-1 ROUTER AS PER TS | EA | 4 |  | Included | 0
85 | 7000024356 | 880 | CONTROL CENTRE-HARDWARE | 1000063031 | MANAGED LAN L3 TYPE-1 | EA | 24 |  | Included | 0
86 | 7000024356 | 890 | CONTROL CENTRE-HARDWARE | 1000063032 | MANAGED LAN L3 TYPE-2 | EA | 4 |  | Included | 0
87 | 7000024356 | 900 | CONTROL CENTRE-HARDWARE | 1000063024 | FIREWALL TYPE-I AS PER TS | EA | 2 |  | Included | 0
88 | 7000024356 | 910 | CONTROL CENTRE-HARDWARE | 1000063025 | FIREWALL TYPE-II AS PER TS | EA | 2 |  | Included | 0
89 | 7000024356 | 920 | CONTROL CENTRE-HARDWARE | 1000063026 | FIREWALL TYPE-III AS PER TS | EA | 2 |  | Included | 0
90 | 7000024356 | 930 | CONTROL CENTRE-HARDWARE | 1000063023 | FIREWALL MANAGEMENT SERVER | EA | 2 |  | Included | 0
91 | 7000024356 | 940 | CONTROL CENTRE-HARDWARE | 1000063251 | IDENTITY MANAGEMENT SERVER | EA | 2 |  | Included | 0
92 | 7000024356 | 950 | CONTROL CENTRE-HARDWARE | 1000063041 | SCADA DATA SERVER | EA | 2 |  | Included | 0
93 | 7000024356 | 960 | CONTROL CENTRE-HARDWARE | 1000009307 | Computer System Hardware - Communication Front End (CFE) | EA | 8 |  | Included | 0
94 | 7000024356 | 970 | CONTROL CENTRE-HARDWARE | 1000010548 | Data Replica Server | EA | 1 |  | Included | 0
95 | 7000024356 | 980 | CONTROL CENTRE-HARDWARE | 1000026352 | Computer System Hardware-E-Mail Server | EA | 1 |  | Included | 0
96 | 7000024356 | 990 | CONTROL CENTRE-HARDWARE | 1000015824 | Computer System Hardware - NMS server | EA | 1 |  | Included | 0
97 | 7000024356 | 1000 | CONTROL CENTRE-HARDWARE | 1000026306 | Archive and Configuration system- Archive and configuration server | EA | 1 |  | Included | 0
98 | 7000024356 | 1010 | CONTROL CENTRE-HARDWARE | 1000015807 | NETWORK AREA STORAGE (NAS) | EA | 1 |  | Included | 0
99 | 7000024356 | 1020 | CONTROL CENTRE-HARDWARE | 1000017494 | Computer System Hardware -Patch Management Server | EA | 1 |  | Included | 0
100 | 7000024356 | 1030 | CONTROL CENTRE-HARDWARE | 1000010546 | Data Historian Server | EA | 2 |  | Included | 0
101 | 7000024356 | 1040 | CONTROL CENTRE-HARDWARE | 1000063029 | HIDS SERVER | EA | 1 |  | Included | 0
102 | 7000024356 | 1050 | CONTROL CENTRE-HARDWARE | 1000063046 | VIDEO MONITORING SYSTEM SERVER | EA | 2 |  | Included | 0
103 | 7000024356 | 1060 | CONTROL CENTRE-HARDWARE | 1000026353 | Hardware-Substation equipment Remote Accessibility System Server | EA | 2 |  | Included | 0
104 | 7000024356 | 1070 | CONTROL CENTRE-HARDWARE | 1000026349 | Hardware- Automated Fault Analysis Server | EA | 2 |  | Included | 0
105 | 7000024356 | 1080 | CONTROL CENTRE-HARDWARE | 1000063044 | SIEM CORRELATION ENGINE | EA | 1 |  | Included | 0
106 | 7000024356 | 1090 | CONTROL CENTRE-HARDWARE | 1000062968 | CONNECTOR SERVER (SYSLOG) | EA | 1 |  | Included | 0
107 | 7000024356 | 1100 | CONTROL CENTRE-HARDWARE | 1000026447 | VoIP systems-VoIP communication server to manage VoIP connection | EA | 1 |  | Included | 0
108 | 7000024356 | 1110 | CONTROL CENTRE-HARDWARE | 1000063047 | VOICE RECORDER | EA | 1 |  | Included | 0
109 | 7000024356 | 1120 | CONTROL CENTRE-HARDWARE | 1000063042 | SERVER FOR HOSTING CUSTOM APPLICATION | EA | 1 |  | Included | 0
110 | 7000024356 | 1130 | CONTROL CENTRE-HARDWARE | 1000013599 | Computer System Hardware - ICCP server | EA | 2 |  | Included | 0
111 | 7000024356 | 1140 | CONTROL CENTRE-HARDWARE | 1000063045 | STORAGE SERVER SAN | EA | 1 |  | Included | 0
112 | 7000024356 | 1150 | CONTROL CENTRE-HARDWARE | 1000060300 | TIME & FREQUENCY SYSTEM NAVIC BASED (WITH FAILBACK TO GPS) | LOT | 1 |  | Included | 0
113 | 7000024356 | 1160 | CONTROL CENTRE-HARDWARE | 1000063259 | WORKSTATION AS PER TS | EA | 30 |  | Included | 0
114 | 7000024356 | 1170 | CONTROL CENTRE-HARDWARE | 1000063256 | TYPE-1 TFT MONITOR WITH STAND ON WHEELS | EA | 4 |  | Included | 0
115 | 7000024356 | 1180 | CONTROL CENTRE-HARDWARE | 1000063257 | TYPE-2 TFT MONITOR AS PER TS | EA | 6 |  | Included | 0
116 | 7000024356 | 1190 | CONTROL CENTRE-HARDWARE | 1000063258 | TYPE-3 TFT MONITOR AS PER TS | EA | 56 |  | Included | 0
117 | 7000024356 | 1200 | CONTROL CENTRE-HARDWARE | 1000026358 | VoIP systems-High end VoIP phone | EA | 10 |  | Included | 0
118 | 7000024356 | 1210 | CONTROL CENTRE-HARDWARE | 1000026373 | VoIP systems-Low end VoIP phone | EA | 20 |  | Included | 0
119 | 7000024356 | 1300 | CONTROL CENTRE-HARDWARE | 1000068241 | TAPE LIBRARY AS PER TS | LOT | 1 |  | Included | 0
120 | 7000024356 | 1220 | CONTROL CENTRE-HARDWARE | 1000063034 | NETWORK PANEL | EA | 2 |  | Included | 0
121 | 7000024356 | 1230 | CONTROL CENTRE-HARDWARE | 1000063043 | SERVER RACK PANEL WITH KVM UNIT | EA | 6 |  | Included | 0
122 | 7000024356 | 1240 | CONTROL CENTRE-HARDWARE | 1000060447 | DIGITAL DISPLAY FOR DATE | NO | 1 |  | Included | 0
123 | 7000024356 | 1250 | CONTROL CENTRE-HARDWARE | 1000010620 | Computer System Hardware - Digital Display for Time | EA | 1 |  | Included | 0
124 | 7000024356 | 1260 | CONTROL CENTRE-HARDWARE | 1000010619 | Computer System Hardware - Digital Display for Frequency | EA | 1 |  | Included | 0
125 | 7000024356 | 1270 | CONTROL CENTRE-HARDWARE | 1000014475 | Computer System Hardware - Laptop for maintenance | EA | 5 |  | Included | 0
126 | 7000024356 | 1280 | CONTROL CENTRE-HARDWARE | 1000062966 | COLOUR LASER CUM MULTI-FUNCTION PRINTER | EA | 1 |  | Included | 0
127 | 7000024356 | 1290 | CONTROL CENTRE-HARDWARE | 1000063250 | FAILOVER NVR ALONG WITH SOFTWARE | EA | 1 |  | Included | 0
128 | 7000024356 | 1310 | VIDEO PROJECTION SYSTEM | 1000060521 | REAR PROJECTION UNIT LASER BASED HAVING CONTROLLERS INCLUDINGINTERFACED, HARDWARE & SOFTWARE, VIDEO PROJECTION SYSTEM (HAVINGCONFIGURATIONS WITH EACH MODULES OF 70" (3*2)) | SET | 1 |  | Included | 0
129 | 7000024356 | 1320 | FURNITURE | 1000016830 | FURNITURE - Operator Workstations desk | EA | 4 |  | Included | 0
130 | 7000024356 | 1330 | FURNITURE | 1000067709 | WORKSTATION DESK FOR SHIFT INCHARGE | EA | 1 |  | Included | 0
131 | 7000024356 | 1340 | FURNITURE | 1000067708 | WORKSTATION DESK FOR EXPERT | EA | 3 |  | Included | 0
132 | 7000024356 | 1350 | FURNITURE | 1000063253 | OPERATOR CHAIRS | EA | 12 |  | Included | 0
133 | 7000024356 | 1360 | FURNITURE | 1000012075 | FURNITURE - Fireproof Software storage box | EA | 1 |  | Included | 0
134 | 7000024356 | 1370 | AUXILIARY POWER SUPPLY | 1000022026 | Uninterrupted Power supply - 60 kVA (48kW at 0.8 pf) UPS running inparallel | EA | 2 |  | Included | 0
135 | 7000024356 | 1380 | AUXILIARY POWER SUPPLY | 1000022283 | VRLA type Battery banks for UPS (eachbank of atleast 115.2 kVAH) | EA | 2 |  | Included | 0
136 | 7000024356 | 1390 | AUXILIARY POWER SUPPLY | 1000022028 | UPS Monitoring System | LOT | 1 |  | Included | 0
137 | 7000024356 | 1400 | AUXILIARY POWER SUPPLY | 1000013910 | Input ACDB (minimum 250kVA rating) | EA | 1 |  | Included | 0
138 | 7000024356 | 1410 | AUXILIARY POWER SUPPLY | 1000016858 | Output ACDB (minimum 200kVA rating) | EA | 1 |  | Included | 0
139 | 7000024356 | 1420 | CABLES | 1000028314 | POWER CABLE (XLPE & PVC INSULATED) | LOT | 1 |  | Included | 0
140 | 7000024356 | 1430 | CABLES | 1000062967 | COMMUNICATION CABLES | LOT | 1 |  | Included | 0
141 | 7000024356 | 1440 | CONTROL CENTRE-SOFTWARE | 1000063040 | SCADA APPLICATION SOFTWARE | LOT | 1 |  | Included | 0
142 | 7000024356 | 1450 | CONTROL CENTRE-SOFTWARE | 1000019870 | Application Software - CFE Communication | LOT | 1 |  | Included | 0
143 | 7000024356 | 1460 | CONTROL CENTRE-SOFTWARE | 1000052637 | IDENTITY MANAGEMENT SOFTWARE | LOT | 1 |  | Included | 0
144 | 7000024356 | 1470 | CONTROL CENTRE-SOFTWARE | 1000063255 | SOFTWARE FOR HOSTING CUSTOM APPLICATION | LOT | 1 |  | Included | 0
145 | 7000024356 | 1480 | CONTROL CENTRE-SOFTWARE | 1000063021 | E-MAIL APPLICATION | LOT | 1 |  | Included | 0
146 | 7000024356 | 1490 | CONTROL CENTRE-SOFTWARE | 1000026408 | Network Management System | LOT | 1 |  | Included | 0
147 | 7000024356 | 1500 | CONTROL CENTRE-SOFTWARE | 1000019871 | Information Storage & Retrivel System - Data Historian Software | LOT | 1 |  | Included | 0
148 | 7000024356 | 1510 | CONTROL CENTRE-SOFTWARE | 1000063069 | ARCHIVAL & CONFIGURATION APPLICATION SOFTWARE | LOT | 1 |  | Included | 0
149 | 7000024356 | 1520 | CONTROL CENTRE-SOFTWARE | 1000019872 | Application Software - ICCP Communication | LOT | 1 |  | Included | 0
150 | 7000024356 | 1530 | CONTROL CENTRE-SOFTWARE | 1000065438 | RAS SOFTWARE FOR DR ACQUISITION | LOT | 1 |  | Included | 0
151 | 7000024356 | 1540 | CONTROL CENTRE-SOFTWARE | 1000063039 | RAS SOFTWARE FOR REMOTE PARAMETERIZATION | LOT | 1 |  | Included | 0
152 | 7000024356 | 1550 | CONTROL CENTRE-SOFTWARE | 1000026406 | Application software-Automated fault Analysis System | LOT | 1 |  | Included | 0
153 | 7000024356 | 1560 | CONTROL CENTRE-SOFTWARE | 1000026433 | Video Management server application software | LOT | 1 |  | Included | 0
154 | 7000024356 | 1570 | CONTROL CENTRE-SOFTWARE | 1000063028 | HIDS APPLICATION SOFTWARE | LOT | 1 |  | Included | 0
155 | 7000024356 | 1580 | CONTROL CENTRE-SOFTWARE | 1000006784 | Antivirus Software | LOT | 1 |  | Included | 0
156 | 7000024356 | 1590 | CONTROL CENTRE-SOFTWARE | 1000063022 | ENDPOINT DETECTION & RESPONSE SOLUTION | LOT | 1 |  | Included | 0
157 | 7000024356 | 1600 | CONTROL CENTRE-SOFTWARE | 1000063049 | VOIP APPLICATION SOFTWARE | LOT | 1 |  | Included | 0
158 | 7000024356 | 1610 | CONTROL CENTRE-SOFTWARE | 1000063048 | VOICE RECORDING SOFTWARE | LOT | 1 |  | Included | 0
159 | 7000024356 | 1620 | CONTROL CENTRE-SOFTWARE | 1000017495 | Application Software - Patch Management Software | LOT | 1 |  | Included | 0
(C) | CENTRAL ZONE RTAMC (COLOCATED - MAIN STAMC) | [8 empty] | 0
160 | 7000024356 | 1650 | CONTROL CENTRE-HARDWARE | 1000063047 | VOICE RECORDER | EA | 1 |  | Included | 0
161 | 7000024356 | 1660 | CONTROL CENTRE-HARDWARE | 1000063259 | WORKSTATION AS PER TS | EA | 12 |  | Included | 0
162 | 7000024356 | 1670 | CONTROL CENTRE-HARDWARE | 1000063256 | TYPE-1 TFT MONITOR WITH STAND ON WHEELS | EA | 1 |  | Included | 0
163 | 7000024356 | 1680 | CONTROL CENTRE-HARDWARE | 1000063257 | TYPE-2 TFT MONITOR AS PER TS | EA | 2 |  | Included | 0
164 | 7000024356 | 1690 | CONTROL CENTRE-HARDWARE | 1000063258 | TYPE-3 TFT MONITOR AS PER TS | EA | 25 |  | Included | 0
165 | 7000024356 | 1700 | CONTROL CENTRE-HARDWARE | 1000026358 | VoIP systems-High end VoIP phone | EA | 5 |  | Included | 0
166 | 7000024356 | 1710 | CONTROL CENTRE-HARDWARE | 1000026373 | VoIP systems-Low end VoIP phone | EA | 10 |  | Included | 0
167 | 7000024356 | 1720 | CONTROL CENTRE-HARDWARE | 1000063034 | NETWORK PANEL | EA | 1 |  | Included | 0
168 | 7000024356 | 1730 | CONTROL CENTRE-HARDWARE | 1000060447 | DIGITAL DISPLAY FOR DATE | NO | 1 |  | Included | 0
169 | 7000024356 | 1740 | CONTROL CENTRE-HARDWARE | 1000010620 | Computer System Hardware - Digital Display for Time | EA | 1 |  | Included | 0
170 | 7000024356 | 1750 | CONTROL CENTRE-HARDWARE | 1000010619 | Computer System Hardware - Digital Display for Frequency | EA | 1 |  | Included | 0
171 | 7000024356 | 1760 | CONTROL CENTRE-HARDWARE | 1000014475 | Computer System Hardware - Laptop for maintenance | EA | 4 |  | Included | 0
172 | 7000024356 | 1770 | CONTROL CENTRE-HARDWARE | 1000062966 | COLOUR LASER CUM MULTI-FUNCTION PRINTER | EA | 1 |  | Included | 0
173 | 7000024356 | 1780 | CONTROL CENTRE-HARDWARE | 1000063250 | FAILOVER NVR ALONG WITH SOFTWARE | EA | 1 |  | Included | 0
174 | 7000024356 | 1790 | VIDEO PROJECTION SYSTEM | 1000060521 | REAR PROJECTION UNIT LASER BASED HAVING CONTROLLERS INCLUDINGINTERFACED, HARDWARE & SOFTWARE, VIDEO PROJECTION SYSTEM (HAVINGCONFIGURATIONS WITH EACH MODULES OF 70" (3*2)) | SET | 1 |  | Included | 0
175 | 7000024356 | 1800 | FURNITURE | 1000016830 | FURNITURE - Operator Workstations desk | EA | 1 |  | Included | 0
176 | 7000024356 | 1810 | FURNITURE | 1000067709 | WORKSTATION DESK FOR SHIFT INCHARGE | EA | 1 |  | Included | 0
177 | 7000024356 | 1820 | FURNITURE | 1000067708 | WORKSTATION DESK FOR EXPERT | EA | 2 |  | Included | 0
178 | 7000024356 | 1830 | FURNITURE | 1000063253 | OPERATOR CHAIRS | EA | 8 |  | Included | 0
179 | 7000024356 | 1840 | FURNITURE | 1000012075 | FURNITURE - Fireproof Software storage box | EA | 1 |  | Included | 0
180 | 7000024356 | 1850 | CABLES | 1000028314 | POWER CABLE (XLPE & PVC INSULATED) | LOT | 1 |  | Included | 0
181 | 7000024356 | 1860 | CABLES | 1000062967 | COMMUNICATION CABLES | LOT | 1 |  | Included | 0
182 | 7000024356 | 1870 | CONTROL CENTRE-SOFTWARE | 1000063048 | VOICE RECORDING SOFTWARE | LOT | 1 |  | Included | 0
(D) | NORTH ZONE RTAMC | [8 empty] | 0
183 | 7000024356 | 1900 | CONTROL CENTRE-HARDWARE | 1000064782 | TYPE-1 ROUTER AS PER TS | EA | 2 |  | Included | 0
184 | 7000024356 | 1910 | CONTROL CENTRE-HARDWARE | 1000063031 | MANAGED LAN L3 TYPE-1 | EA | 6 |  | Included | 0
185 | 7000024356 | 1920 | CONTROL CENTRE-HARDWARE | 1000063024 | FIREWALL TYPE-I AS PER TS | EA | 2 |  | Included | 0
186 | 7000024356 | 1930 | CONTROL CENTRE-HARDWARE | 1000063047 | VOICE RECORDER | EA | 1 |  | Included | 0
187 | 7000024356 | 1940 | CONTROL CENTRE-HARDWARE | 1000060300 | TIME & FREQUENCY SYSTEM NAVIC BASED (WITH FAILBACK TO GPS) | LOT | 1 |  | Included | 0
188 | 7000024356 | 1950 | CONTROL CENTRE-HARDWARE | 1000063259 | WORKSTATION AS PER TS | EA | 12 |  | Included | 0
189 | 7000024356 | 1960 | CONTROL CENTRE-HARDWARE | 1000063256 | TYPE-1 TFT MONITOR WITH STAND ON WHEELS | EA | 1 |  | Included | 0
190 | 7000024356 | 1970 | CONTROL CENTRE-HARDWARE | 1000063257 | TYPE-2 TFT MONITOR AS PER TS | EA | 2 |  | Included | 0
191 | 7000024356 | 1980 | CONTROL CENTRE-HARDWARE | 1000063258 | TYPE-3 TFT MONITOR AS PER TS | EA | 25 |  | Included | 0
192 | 7000024356 | 1990 | CONTROL CENTRE-HARDWARE | 1000026358 | VoIP systems-High end VoIP phone | EA | 5 |  | Included | 0
193 | 7000024356 | 2000 | CONTROL CENTRE-HARDWARE | 1000026373 | VoIP systems-Low end VoIP phone | EA | 10 |  | Included | 0
194 | 7000024356 | 2010 | CONTROL CENTRE-HARDWARE | 1000063034 | NETWORK PANEL | EA | 1 |  | Included | 0
195 | 7000024356 | 2020 | CONTROL CENTRE-HARDWARE | 1000060447 | DIGITAL DISPLAY FOR DATE | NO | 1 |  | Included | 0
196 | 7000024356 | 2030 | CONTROL CENTRE-HARDWARE | 1000010620 | Computer System Hardware - Digital Display for Time | EA | 1 |  | Included | 0
197 | 7000024356 | 2040 | CONTROL CENTRE-HARDWARE | 1000010619 | Computer System Hardware - Digital Display for Frequency | EA | 1 |  | Included | 0
198 | 7000024356 | 2050 | CONTROL CENTRE-HARDWARE | 1000014475 | Computer System Hardware - Laptop for maintenance | EA | 4 |  | Included | 0
199 | 7000024356 | 2060 | CONTROL CENTRE-HARDWARE | 1000062966 | COLOUR LASER CUM MULTI-FUNCTION PRINTER | EA | 2 |  | Included | 0
200 | 7000024356 | 2070 | CONTROL CENTRE-HARDWARE | 1000063250 | FAILOVER NVR ALONG WITH SOFTWARE | EA | 1 |  | Included | 0
201 | 7000024356 | 2080 | VIDEO PROJECTION SYSTEM | 1000060521 | REAR PROJECTION UNIT LASER BASED HAVING CONTROLLERS INCLUDINGINTERFACED, HARDWARE & SOFTWARE, VIDEO PROJECTION SYSTEM (HAVINGCONFIGURATIONS WITH EACH MODULES OF 70" (3*2)) | SET | 1 |  | Included | 0
202 | 7000024356 | 2090 | FURNITURE | 1000016830 | FURNITURE - Operator Workstations desk | EA | 1 |  | Included | 0
203 | 7000024356 | 2100 | FURNITURE | 1000067709 | WORKSTATION DESK FOR SHIFT INCHARGE | EA | 1 |  | Included | 0
204 | 7000024356 | 2110 | FURNITURE | 1000067708 | WORKSTATION DESK FOR EXPERT | EA | 2 |  | Included | 0
205 | 7000024356 | 2120 | FURNITURE | 1000063253 | OPERATOR CHAIRS | EA | 8 |  | Included | 0
206 | 7000024356 | 2130 | FURNITURE | 1000012075 | FURNITURE - Fireproof Software storage box | EA | 1 |  | Included | 0
207 | 7000024356 | 2140 | AUXILIARY POWER SUPPLY | 1000060441 | 20 KVA (16 KW AT 0.8 PF) UPS (RUNNING IN PARALLEL) | NO | 2 |  | Included | 0
208 | 7000024356 | 2150 | AUXILIARY POWER SUPPLY | 1000060456 | VRLA TYPE BATTERY BANKS (EACH BANK OF AT LEAST 38.4 KVAH CAPACITY) FORUPS | NO | 2 |  | Included | 0
209 | 7000024356 | 2160 | AUXILIARY POWER SUPPLY | 1000013907 | Input ACDB (150 kVA rating) | EA | 1 |  | Included | 0
210 | 7000024356 | 2170 | AUXILIARY POWER SUPPLY | 1000016855 | Output ACDB (100kVA rating) | EA | 1 |  | Included | 0
211 | 7000024356 | 2180 | AUXILIARY POWER SUPPLY | 1000022028 | UPS Monitoring System | LOT | 1 |  | Included | 0
212 | 7000024356 | 2190 | CABLES | 1000028314 | POWER CABLE (XLPE & PVC INSULATED) | LOT | 1 |  | Included | 0
213 | 7000024356 | 2200 | CABLES | 1000062967 | COMMUNICATION CABLES | LOT | 1 |  | Included | 0
214 | 7000024356 | 2210 | CONTROL CENTRE-SOFTWARE | 1000063048 | VOICE RECORDING SOFTWARE | LOT | 1 |  | Included | 0
(E) | SOUTH ZONE RTAMC | [8 empty] | 0
215 | 7000024356 | 2240 | CONTROL CENTRE-HARDWARE | 1000064782 | TYPE-1 ROUTER AS PER TS | EA | 2 |  | Included | 0
216 | 7000024356 | 2250 | CONTROL CENTRE-HARDWARE | 1000063031 | MANAGED LAN L3 TYPE-1 | EA | 6 |  | Included | 0
217 | 7000024356 | 2260 | CONTROL CENTRE-HARDWARE | 1000063024 | FIREWALL TYPE-I AS PER TS | EA | 2 |  | Included | 0
218 | 7000024356 | 2270 | CONTROL CENTRE-HARDWARE | 1000063047 | VOICE RECORDER | EA | 1 |  | Included | 0
219 | 7000024356 | 2280 | CONTROL CENTRE-HARDWARE | 1000060300 | TIME & FREQUENCY SYSTEM NAVIC BASED (WITH FAILBACK TO GPS) | LOT | 1 |  | Included | 0
220 | 7000024356 | 2290 | CONTROL CENTRE-HARDWARE | 1000063259 | WORKSTATION AS PER TS | EA | 12 |  | Included | 0
221 | 7000024356 | 2300 | CONTROL CENTRE-HARDWARE | 1000063256 | TYPE-1 TFT MONITOR WITH STAND ON WHEELS | EA | 1 |  | Included | 0
222 | 7000024356 | 2310 | CONTROL CENTRE-HARDWARE | 1000063257 | TYPE-2 TFT MONITOR AS PER TS | EA | 2 |  | Included | 0
223 | 7000024356 | 2320 | CONTROL CENTRE-HARDWARE | 1000063258 | TYPE-3 TFT MONITOR AS PER TS | EA | 25 |  | Included | 0
224 | 7000024356 | 2330 | CONTROL CENTRE-HARDWARE | 1000026358 | VoIP systems-High end VoIP phone | EA | 5 |  | Included | 0
225 | 7000024356 | 2340 | CONTROL CENTRE-HARDWARE | 1000026373 | VoIP systems-Low end VoIP phone | EA | 10 |  | Included | 0
226 | 7000024356 | 2350 | CONTROL CENTRE-HARDWARE | 1000063034 | NETWORK PANEL | EA | 1 |  | Included | 0
227 | 7000024356 | 2360 | CONTROL CENTRE-HARDWARE | 1000060447 | DIGITAL DISPLAY FOR DATE | NO | 1 |  | Included | 0
228 | 7000024356 | 2370 | CONTROL CENTRE-HARDWARE | 1000010620 | Computer System Hardware - Digital Display for Time | EA | 1 |  | Included | 0
229 | 7000024356 | 2380 | CONTROL CENTRE-HARDWARE | 1000010619 | Computer System Hardware - Digital Display for Frequency | EA | 1 |  | Included | 0
230 | 7000024356 | 2390 | CONTROL CENTRE-HARDWARE | 1000014475 | Computer System Hardware - Laptop for maintenance | EA | 4 |  | Included | 0
231 | 7000024356 | 2400 | CONTROL CENTRE-HARDWARE | 1000062966 | COLOUR LASER CUM MULTI-FUNCTION PRINTER | EA | 2 |  | Included | 0
232 | 7000024356 | 2410 | CONTROL CENTRE-HARDWARE | 1000063250 | FAILOVER NVR ALONG WITH SOFTWARE | EA | 1 |  | Included | 0
233 | 7000024356 | 2420 | VIDEO PROJECTION SYSTEM | 1000060521 | REAR PROJECTION UNIT LASER BASED HAVING CONTROLLERS INCLUDINGINTERFACED, HARDWARE & SOFTWARE, VIDEO PROJECTION SYSTEM (HAVINGCONFIGURATIONS WITH EACH MODULES OF 70" (3*2)) | SET | 1 |  | Included | 0
234 | 7000024356 | 2430 | FURNITURE | 1000016830 | FURNITURE - Operator Workstations desk | EA | 1 |  | Included | 0
235 | 7000024356 | 2440 | FURNITURE | 1000067709 | WORKSTATION DESK FOR SHIFT INCHARGE | EA | 1 |  | Included | 0
236 | 7000024356 | 2450 | FURNITURE | 1000067708 | WORKSTATION DESK FOR EXPERT | EA | 2 |  | Included | 0
237 | 7000024356 | 2460 | FURNITURE | 1000063253 | OPERATOR CHAIRS | EA | 8 |  | Included | 0
238 | 7000024356 | 2470 | FURNITURE | 1000012075 | FURNITURE - Fireproof Software storage box | EA | 1 |  | Included | 0
239 | 7000024356 | 2480 | AUXILIARY POWER SUPPLY | 1000060441 | 20 KVA (16 KW AT 0.8 PF) UPS (RUNNING IN PARALLEL) | NO | 2 |  | Included | 0
240 | 7000024356 | 2490 | AUXILIARY POWER SUPPLY | 1000060456 | VRLA TYPE BATTERY BANKS (EACH BANK OF AT LEAST 38.4 KVAH CAPACITY) FORUPS | NO | 2 |  | Included | 0
241 | 7000024356 | 2500 | AUXILIARY POWER SUPPLY | 1000013907 | Input ACDB (150 kVA rating) | EA | 1 |  | Included | 0
242 | 7000024356 | 2510 | AUXILIARY POWER SUPPLY | 1000016855 | Output ACDB (100kVA rating) | EA | 1 |  | Included | 0
243 | 7000024356 | 2520 | AUXILIARY POWER SUPPLY | 1000022028 | UPS Monitoring System | LOT | 1 |  | Included | 0
244 | 7000024356 | 2530 | CABLES | 1000028314 | POWER CABLE (XLPE & PVC INSULATED) | LOT | 1 |  | Included | 0
245 | 7000024356 | 2540 | CABLES | 1000062967 | COMMUNICATION CABLES | LOT | 1 |  | Included | 0
246 | 7000024356 | 2550 | CONTROL CENTRE-SOFTWARE | 1000063048 | VOICE RECORDING SOFTWARE | LOT | 1 |  | Included | 0
(II) | SUBSTATION | [8 empty] | 0
247 | 7000024359 | 10 | REMOTE ACCESSIBILITY SYSTEM | 1000037672 | STATION DATA CONCENTRATOR FOR RAS SYSTEM | EA | 420 |  | Included | 0
248 | 7000024400 | 10 | REMOTE ACCESSIBILITY SYSTEM | 1000063259 | WORKSTATION AS PER TS | EA | 210 |  | Included | 0
249 | 7000024401 | 10 | REMOTE ACCESSIBILITY SYSTEM | 1000063258 | TYPE-3 TFT MONITOR AS PER TS | EA | 210 |  | Included | 0
250 | 7000024402 | 10 | NETWORKING EQUIPMENT | 1000067681 | COMMUNICATION PANEL | EA | 210 |  | Included | 0
251 | 7000024403 | 10 | NETWORKING EQUIPMENT | 1000031970 | POWER CABLE-3CX6 SQMM(PVC ARMOURED.) | KM | 30 |  | Included | 0
252 | 7000024404 | 10 | NETWORKING EQUIPMENT | 1000026312 | Ethernet cables-CAT-6 STP cable | M | 51000 |  | Included | 0
253 | 7000024405 | 10 | NETWORKING EQUIPMENT | 1000026320 | Ethernet cables-Cat-6 UTP cables | M | 51000 |  | Included | 0
254 | 7000024406 | 10 | NETWORKING EQUIPMENT | 1000067703 | SUBSTATION LAN SWITCHES AS PER TS | EA | 420 |  | Included | 0
255 | 7000024407 | 10 | NETWORKING EQUIPMENT | 1000022544 | WAN Router cum firewall | EA | 420 |  | Included | 0
256 | 7000024408 | 10 | NETWORKING EQUIPMENT | 1000067707 | SUBSTATION SWICTHES FOR VMS AS PER TS | EA | 210 |  | Included | 0
257 | 7000024409 | 10 | VISUAL MONITORING SYSTEM | 1000017401 | PTZ Camera for Video Monitoring System | EA | 840 |  | Included | 0
258 | 7000024410 | 10 | VISUAL MONITORING SYSTEM | 1000026367 | Visual Monitoring system-Junction Box | EA | 840 |  | Included | 0
259 | 7000024411 | 10 | VISUAL MONITORING SYSTEM | 1000026383 | Visual Monitoring system-power supply converter | EA | 840 |  | Included | 0
260 | 7000024424 | 10 | VISUAL MONITORING SYSTEM | 1000068240 | MEDIA CONVERTER FOR VMS AS PER TS | EA | 840 |  | Included | 0
261 | 7000024412 | 10 | VISUAL MONITORING SYSTEM | 1000026371 | Line Interfacing Unit VMS - Camera End | EA | 840 |  | Included | 0
262 | 7000024413 | 10 | VISUAL MONITORING SYSTEM | 1000026369 | Line Interfacing Unit Control room end | EA | 210 |  | Included | 0
263 | 7000024414 | 10 | VISUAL MONITORING SYSTEM | 1000026420 | Surge Protector, if external | EA | 840 |  | Included | 0
264 | 7000024415 | 10 | VISUAL MONITORING SYSTEM | 1000063035 | NVR WITH REQUIRED SOFTWARE AS PER TS | EA | 210 |  | Included | 0
265 | 7000024416 | 10 | VISUAL MONITORING SYSTEM | 1000063259 | WORKSTATION AS PER TS | EA | 210 |  | Included | 0
266 | 7000024417 | 10 | VISUAL MONITORING SYSTEM | 1000063257 | TYPE-2 TFT MONITOR AS PER TS | EA | 210 |  | Included | 0
267 | 7000024418 | 10 | VISUAL MONITORING SYSTEM | 3000001310 | 5KVA INVERTER | EA | 210 |  | Included | 0
268 | 7000024419 | 10 | VISUAL MONITORING SYSTEM | 1000031965 | 1.1KV GRADE 3CX2.5 SQMM ARMOURED (PVC) POWER CABLE | KM | 63 |  | Included | 0
269 | 7000024420 | 10 | VISUAL MONITORING SYSTEM | 1000026311 | Ethernet cables- CAT-6 SSTP cable (PVC Insulated & Armoured) | M | 51000 |  | Included | 0
270 | 7000024421 | 10 | VISUAL MONITORING SYSTEM | 1000054375 | FIBER OPTIC CABLE (6 CORE) ARMORED, SINGLE MODE | M | 126000 |  | Included | 0
271 | 7000024423 | 10 | VISUAL MONITORING SYSTEM | 1000067689 | HDPE PIPE FOR VMS AS PER TS | KM | 36 |  | Included | 0
272 | 7000024422 | 10 | VOIP | 1000026373 | VoIP systems-Low end VoIP phone | EA | 210 |  | Included | 0
[5 empty] | Total F&I Price |  |  |  | 0 | #REF!
# | Bidders to note that the item description under various schedules are through unique material ID for respective items under SAP ERP System and therefore, identical item description appears in schedule-1(Ex-works) & schedule-2(F&I). However, the prices to be quoted in Price Schedule-2(F&I) shall be towards Local Transportation, Insurance and other Incidental Services only in line with clause ITB 11.4(b).
Date: | --
Place: | [6 empty] | Printed Name :
Designation :
Click for Sch-3

## Sch-3
Specification No: CC/NT/W-SCADA/DOM/A00/23/08228 | [14 empty] | Schedule - 3
Establishment of State Transmission Asset Management Centre (STAMC) for Remote Control & Monitoring of OPTCL Grid Substations under Consultancy Services to OPTCL | [19 empty] | As per Lum-sum |  | 0%
(SCHEDULE OF RATES AND PRICES ) | [19 empty] | AS per Percent |  | #REF!
[20 empty] | As per lum-sum on Sch-3 |  | 0%
Bidder’s Name and Address (Sole Bidder) : | [11 empty] | To: | [7 empty] | As per Percent on Sch-3 |  | #REF!
[12 empty] | Contracts Services, 3rd Floor | [7 empty] | Total Discount |  | #REF!
Name : | [11 empty] | Power Grid Corporation of India Ltd.,
Address : | [11 empty] | "Saudamini", Plot No.-2
[12 empty] | Sector-29, | [7 empty] | Multipackage lum-sum |  | #REF!
Gurugram (Haryana) - 122001
Installation Charges : | [20 empty] | Amount after Discount (Rs.) |  | Dis Alert | Amount after MPD (Rs.)
All Prices are in Indian Rupees.
SI. No. | PR No | PR Line Item No | Activity Header | PR Activity No | Activity Description | Service Code | SAC (Service Accounting Codes) | Whether SAC in column '8’ is confirmed. If not indicate applicable the SAC * | Rate of GST applicable ( in %) | Whether rate of GST in column ‘4’ is confirmed. If not indicate applicable rate of GST * | Description | Unit | Quantity | Unit Erection Charges | Total Erection Charges | Total GST as confirmed by Bidder |  |  |  |  | Unit Erection Charges | Total Erection Charges |  | Unit Erection Charges | Total Erection Charges
1 | 2 | 3 | 4 | 5 | 6 | 7 | 8 | 9 | 10 | 11 | 12 | 13 | 14 | 15 | 16 = 14 x 15 | 17 |  |  |  |  | 5 | 6 = 4 x 5 |  | 5 | 6 = 4 x 5
(I) | OPTCL-STAMC CONTROL CENTER | [19 empty] | Amount after Discount (Rs.) |  | Dis Alert | Amount after MPD (Rs.)
(A) | MAIN STAMC | [19 empty] | Amount after Discount (Rs.) |  | Dis Alert | Amount after MPD (Rs.)
1 | 7000024356 | 830 | 80 | 10 | SERVICES | 170004392 | 998734 |  | 18% |  | INSTALLATION OF TYPE-1 ROUTER AS PER TS | EA | 4 |  | Included | 0 | 0 | 0 | 0
2 | 7000024356 | 830 | 80 | 20 | SERVICES | 170004049 | 998734 |  | 18% |  | INSTALLATION OF MANAGED LAN L3 TYPE-1 | EA | 24 |  | Included | 0 | 0 | 0 | 0
3 | 7000024356 | 830 | 80 | 30 | SERVICES | 170004050 | 998734 |  | 18% |  | INSTALLATION OF MANAGED LAN L3 TYPE-2 | EA | 4 |  | Included | 0 | 0 | 0 | 0
4 | 7000024356 | 830 | 80 | 40 | SERVICES | 170004054 | 998734 |  | 18% |  | INSTALLATION OF FIREWALL-TYPE-I | EA | 2 |  | Included | 0 | 0 | 0 | 0
5 | 7000024356 | 830 | 80 | 50 | SERVICES | 170004055 | 998734 |  | 18% |  | INSTALLATION OF FIREWALL-TYPE-II | EA | 2 |  | Included | 0 | 0 | 0 | 0
6 | 7000024356 | 830 | 80 | 60 | SERVICES | 170004056 | 998734 |  | 18% |  | INSTALLATION OF FIREWALL-TYPE-III | EA | 2 |  | Included | 0 | 0 | 0 | 0
7 | 7000024356 | 830 | 80 | 70 | SERVICES | 170004057 | 998734 |  | 18% |  | INSTALLATION OF FIREWALL MANAGEMENT SERVER | EA | 2 |  | Included | 0 | 0 | 0 | 0
8 | 7000024356 | 830 | 80 | 80 | SERVICES | 170004140 | 998734 |  | 18% |  | INSTALLATION OF IDENTITY MANAGEMENT SERVER | EA | 2 |  | Included | 0 | 0 | 0 | 0
9 | 7000024356 | 830 | 80 | 90 | SERVICES | 170004059 | 998734 |  | 18% |  | INSTALLATION OF SCADA DATA SERVER | EA | 2 |  | Included | 0 | 0 | 0 | 0
10 | 7000024356 | 830 | 80 | 100 | SERVICES | 170001306 | 998734 |  | 18% |  | Computer System Hardware - Communication Front End (CFE) | EA | 8 |  | Included | 0 | 0 | 0 | 0
11 | 7000024356 | 830 | 80 | 110 | SERVICES | 170004060 | 998734 |  | 18% |  | INSTALLATION OF DEVELOPMENT SYSTEM | EA | 1 |  | Included | 0 | 0 | 0 | 0
12 | 7000024356 | 830 | 80 | 120 | SERVICES | 170001328 | 998734 |  | 18% |  | Computer System Hardware - Data Replica Server | EA | 1 |  | Included | 0 | 0 | 0 | 0
13 | 7000024356 | 830 | 80 | 130 | SERVICES | 170004062 | 998734 |  | 18% |  | INSTALLATION OF E-MAIL SERVERS | EA | 1 |  | Included | 0 | 0 | 0 | 0
14 | 7000024356 | 830 | 80 | 140 | SERVICES | 170001305 | 998734 |  | 18% |  | Computer System Hardware - NMS server | EA | 1 |  | Included | 0 | 0 | 0 | 0
15 | 7000024356 | 830 | 80 | 150 | SERVICES | 170004063 | 998734 |  | 18% |  | INSTALLATION OF ARCHIVE AND CONFIGURATION SERVERS | EA | 1 |  | Included | 0 | 0 | 0 | 0
16 | 7000024356 | 830 | 80 | 160 | SERVICES | 170004141 | 998734 |  | 18% |  | INSTALLATION OF STORAGE SERVER NAS | EA | 1 |  | Included | 0 | 0 | 0 | 0
17 | 7000024356 | 830 | 80 | 170 | SERVICES | 170003232 | 998734 |  | 18% |  | Computer System Hardware -Patch Management Server | EA | 2 |  | Included | 0 | 0 | 0 | 0
18 | 7000024356 | 830 | 80 | 180 | SERVICES | 170004064 | 998734 |  | 18% |  | INSTALLATION OF DATA HISTORIAN SERVERS | EA | 2 |  | Included | 0 | 0 | 0 | 0
19 | 7000024356 | 830 | 80 | 190 | SERVICES | 170004065 | 998734 |  | 18% |  | INSTALLATION OF HIDS SERVER | EA | 1 |  | Included | 0 | 0 | 0 | 0
20 | 7000024356 | 830 | 80 | 200 | SERVICES | 170004066 | 998734 |  | 18% |  | INSTALLATION OF VIDEO SYSTEM SERVERS | EA | 2 |  | Included | 0 | 0 | 0 | 0
21 | 7000024356 | 830 | 80 | 210 | SERVICES | 170004067 | 998734 |  | 18% |  | INSTALLATION OF RAS SERVERS | EA | 2 |  | Included | 0 | 0 | 0 | 0
22 | 7000024356 | 830 | 80 | 220 | SERVICES | 170004068 | 998734 |  | 18% |  | INSTALLATION OF AFAS SERVERS | EA | 2 |  | Included | 0 | 0 | 0 | 0
23 | 7000024356 | 830 | 80 | 230 | SERVICES | 170004069 | 998734 |  | 18% |  | INSTALLATION OF SIEM CORRELATION ENGINE | EA | 1 |  | Included | 0 | 0 | 0 | 0
24 | 7000024356 | 830 | 80 | 240 | SERVICES | 170004070 | 998734 |  | 18% |  | INSTALLATION OF CONNECTOR SERVER (SYSLOG) | EA | 1 |  | Included | 0 | 0 | 0 | 0
25 | 7000024356 | 830 | 80 | 250 | SERVICES | 170004072 | 998734 |  | 18% |  | INSTALL. VOIP COMMUNICATION SERVER | EA | 1 |  | Included | 0 | 0 | 0 | 0
26 | 7000024356 | 830 | 80 | 260 | SERVICES | 170004073 | 998734 |  | 18% |  | INSTALLATION OF VOICE RECORDER | EA | 1 |  | Included | 0 | 0 | 0 | 0
27 | 7000024356 | 830 | 80 | 270 | SERVICES | 170004075 | 998734 |  | 18% |  | INSTALLATION OF SERVER FOR HOSTING CUSTOM APPLICATION | EA | 1 |  | Included | 0 | 0 | 0 | 0
28 | 7000024356 | 830 | 80 | 280 | SERVICES | 170004074 | 998734 |  | 18% |  | INSTALLATION OF OTS SERVERS | EA | 1 |  | Included | 0 | 0 | 0 | 0
29 | 7000024356 | 830 | 80 | 290 | SERVICES | 170001304 | 998734 |  | 18% |  | Computer System Hardware - ICCP server | EA | 2 |  | Included | 0 | 0 | 0 | 0
30 | 7000024356 | 830 | 80 | 300 | SERVICES | 100039870 | 998734 |  | 18% |  | INSTALL. OFÂ CORPORATEÂ DATA HISTORIAN SERVER | EA | 1 |  | Included | 0 | 0 | 0 | 0
31 | 7000024356 | 830 | 80 | 310 | SERVICES | 170004076 | 998734 |  | 18% |  | INSTALLATION OF STORAGE SERVER SAN | EA | 1 |  | Included | 0 | 0 | 0 | 0
32 | 7000024356 | 830 | 80 | 320 | SERVICES | 170003696 | 998734 |  | 18% |  | Time & Frequency System Navic based (with failback to GPS) | LOT | 1 |  | Included | 0 | 0 | 0 | 0
33 | 7000024356 | 830 | 80 | 330 | SERVICES | 170004144 | 998734 |  | 18% |  | INSTALL.WORKSTATION AS PER TS | EA | 46 |  | Included | 0 | 0 | 0 | 0
34 | 7000024356 | 830 | 80 | 340 | SERVICES | 170004145 | 998734 |  | 18% |  | INSTALL.TYPE-1 TFT MONITOR WITH STAND ON WHEELS | EA | 2 |  | Included | 0 | 0 | 0 | 0
35 | 7000024356 | 830 | 80 | 350 | SERVICES | 170004146 | 998734 |  | 18% |  | INSTALL.TYPE-2 TFT MONITOR AS PER TS | EA | 6 |  | Included | 0 | 0 | 0 | 0
36 | 7000024356 | 830 | 80 | 360 | SERVICES | 170004147 | 998734 |  | 18% |  | INSTALL.TYPE-3 TFT MONITOR AS PER TS | EA | 106 |  | Included | 0 | 0 | 0 | 0
37 | 7000024356 | 830 | 80 | 370 | SERVICES | 170004080 | 998734 |  | 18% |  | INSTALLATION OF HIGH END VOIP PHONE | EA | 10 |  | Included | 0 | 0 | 0 | 0
38 | 7000024356 | 830 | 80 | 380 | SERVICES | 170004081 | 998734 |  | 18% |  | INSTALLATION OF LOW END VOIP PHONE | EA | 20 |  | Included | 0 | 0 | 0 | 0
39 | 7000024356 | 830 | 80 | 390 | SERVICES | 170001336 | 998734 |  | 18% |  | Computer System Hardware - Tape Libaries | LOT | 1 |  | Included | 0 | 0 | 0 | 0
40 | 7000024356 | 830 | 80 | 400 | SERVICES | 170004083 | 998734 |  | 18% |  | INSTALLATION OF NETWORK PANEL | EA | 2 |  | Included | 0 | 0 | 0 | 0
41 | 7000024356 | 830 | 80 | 410 | SERVICES | 170004084 | 998734 |  | 18% |  | INSTALLATION OF SERVER RACK PANEL WITH KVM UNIT | EA | 6 |  | Included | 0 | 0 | 0 | 0
42 | 7000024356 | 830 | 80 | 420 | SERVICES | 170003713 | 998736 |  | 18% |  | DIGITAL DISPLAY FOR DATE | NO | 1 |  | Included | 0 | 0 | 0 | 0
43 | 7000024356 | 830 | 80 | 430 | SERVICES | 170001322 | 998734 |  | 18% |  | Computer System Hardware - Digital Display for Time | EA | 1 |  | Included | 0 | 0 | 0 | 0
44 | 7000024356 | 830 | 80 | 440 | SERVICES | 170001323 | 998734 |  | 18% |  | Computer System Hardware - Digital Display for Frequency | EA | 1 |  | Included | 0 | 0 | 0 | 0
45 | 7000024356 | 830 | 80 | 450 | SERVICES | 170003236 | 998734 |  | 18% |  | Computer System Hardware - Laptop for maintenance | EA | 5 |  | Included | 0 | 0 | 0 | 0
46 | 7000024356 | 830 | 80 | 460 | SERVICES | 170004093 | 998734 |  | 18% |  | INSTALLATION OF COLOUR LASER CUM MULTI-FUNCTION PRINTER | EA | 1 |  | Included | 0 | 0 | 0 | 0
47 | 7000024356 | 830 | 80 | 470 | SERVICES | 170003761 | 998734 |  | 18% |  | Rear projection unit Laser Based having Controllers including interfaced, hardware & software, Video Projection System (Havingconfigurations with each modules of 70" (4*3)) | SET | 4 |  | Included | 0 | 0 | 0 | 0
48 | 7000024356 | 830 | 80 | 480 | SERVICES | 170003763 | 998734 |  | 18% |  | Rear projection unit Laser Based having Controllers including interfaced, hardware & software, Video Projection System (Havingconfigurations with each modules of 70" (2*2)) | SET | 1 |  | Included | 0 | 0 | 0 | 0
49 | 7000024356 | 830 | 80 | 490 | SERVICES | 170004454 | 998734 |  | 18% |  | INSTALLATION OF 82" LED SCREEN | EA | 1 |  | Included | 0 | 0 | 0 | 0
50 | 7000024356 | 830 | 80 | 500 | SERVICES | 170003248 | 998734 |  | 18% |  | FURNITURE - Operator Workstations desk | EA | 4 |  | Included | 0 | 0 | 0 | 0
51 | 7000024356 | 830 | 80 | 510 | SERVICES | 170004469 | 998336 |  | 18% |  | INSTALLATION OF WORKSTATION DESK FOR SHIFT INCHARGE | EA | 1 |  | Included | 0 | 0 | 0 | 0
52 | 7000024356 | 830 | 80 | 520 | SERVICES | 170004470 | 998336 |  | 18% |  | INSTALLATION OF WORKSTATION DESK FOR EXPERT | EA | 3 |  | Included | 0 | 0 | 0 | 0
53 | 7000024356 | 830 | 80 | 530 | SERVICES | 170003250 | 998734 |  | 18% |  | Furnitures- Chairs | EA | 12 |  | Included | 0 | 0 | 0 | 0
54 | 7000024356 | 830 | 80 | 540 | SERVICES | 170003251 | 998734 |  | 18% |  | FURNITURE - Fireproof Software storage box | EA | 1 |  | Included | 0 | 0 | 0 | 0
55 | 7000024356 | 830 | 80 | 550 | SERVICES | 170003706 | 998736 |  | 18% |  | 60 KVA (48 KW AT 0.8 PF) UPS (RUNNING IN PARALLEL) | NO | 2 |  | Included | 0 | 0 | 0 | 0
56 | 7000024356 | 830 | 80 | 560 | SERVICES | 170000044 | 998713 |  | 18% |  | Installation of VRLA type Battery banksfor UPS (each bank of atleast 115.2kVAH) | LOT | 2 |  | Included | 0 | 0 | 0 | 0
57 | 7000024356 | 830 | 80 | 570 | SERVICES | 170002984 | 998734 |  | 18% |  | UPS Monitoring System | LOT | 1 |  | Included | 0 | 0 | 0 | 0
58 | 7000024356 | 830 | 80 | 580 | SERVICES | 170003719 | 998736 |  | 18% |  | INPUT ACDB (250 KVA RATING) | NO | 1 |  | Included | 0 | 0 | 0 | 0
59 | 7000024356 | 830 | 80 | 590 | SERVICES | 170003253 | 998734 |  | 18% |  | Output ACDB (minimum 200kVA rating) | EA | 1 |  | Included | 0 | 0 | 0 | 0
60 | 7000024356 | 830 | 80 | 600 | SERVICES | 100035600 | 995461 |  | 18% |  | INSTALLATION OF POWER CABLE (XLPE & PVC INSULATED) | LOT | 1 |  | Included | 0 | 0 | 0 | 0
61 | 7000024356 | 830 | 80 | 610 | SERVICES | 100035601 | 998739 |  | 18% |  | INSTALLATION OF COMMUNICATION CABLES | LOT | 1 |  | Included | 0 | 0 | 0 | 0
62 | 7000024356 | 830 | 80 | 620 | SERVICES | 170004094 | 998734 |  | 18% |  | INSTALLATION OF SCADA | LOT | 1 |  | Included | 0 | 0 | 0 | 0
63 | 7000024356 | 830 | 80 | 630 | SERVICES | 170004095 | 998734 |  | 18% |  | INSTALLATION OF FRONT-END SOFTWARE SERVER APPLICATION | LOT | 1 |  | Included | 0 | 0 | 0 | 0
64 | 7000024356 | 830 | 80 | 640 | SERVICES | 170003216 | 998734 |  | 18% |  | Application Software - Identity Management Software | LOT | 1 |  | Included | 0 | 0 | 0 | 0
65 | 7000024356 | 830 | 80 | 650 | SERVICES | 170004097 | 998734 |  | 18% |  | INSTALLATION OF SOFTWARE-DEVELOPMENT SYSTEM | LOT | 1 |  | Included | 0 | 0 | 0 | 0
66 | 7000024356 | 830 | 80 | 660 | SERVICES | 170004148 | 998734 |  | 18% |  | INSTALLATION OF SOFTWARE FOR HOSTING CUSTOM APPLICATION | LOT | 1 |  | Included | 0 | 0 | 0 | 0
67 | 7000024356 | 830 | 80 | 670 | SERVICES | 170004099 | 998734 |  | 18% |  | INSTALLATION OF E-MAIL APPLICATION | LOT | 1 |  | Included | 0 | 0 | 0 | 0
68 | 7000024356 | 830 | 80 | 680 | SERVICES | 170001291 | 998734 |  | 18% |  | Application Software -Network Management System | LOT | 1 |  | Included | 0 | 0 | 0 | 0
69 | 7000024356 | 830 | 80 | 690 | SERVICES | 170004100 | 998734 |  | 18% |  | INSTALLATION OF SOFTWARE FOR DATA HISTORIAN | LOT | 1 |  | Included | 0 | 0 | 0 | 0
70 | 7000024356 | 830 | 80 | 700 | SERVICES | 170004101 | 998734 |  | 18% |  | INSTALLATION OF ARCHIVE & CONFIGURATION SOFTWARE | LOT | 1 |  | Included | 0 | 0 | 0 | 0
71 | 7000024356 | 830 | 80 | 710 | SERVICES | 170004149 | 998734 |  | 18% |  | INSTALLATION OF OTS SOFTWARE | LOT | 1 |  | Included | 0 | 0 | 0 | 0
72 | 7000024356 | 830 | 80 | 720 | SERVICES | 170001099 | 998734 |  | 18% |  | Application Software - ICCP Communication | LOT | 1 |  | Included | 0 | 0 | 0 | 0
73 | 7000024356 | 830 | 80 | 730 | SERVICES | 170004376 | 998734 |  | 18% |  | INSTALLATION OF RAS SOFTWARE FOR REMOTE PARAMETERIZATION | LOT | 1 |  | Included | 0 | 0 | 0 | 0
74 | 7000024356 | 830 | 80 | 740 | SERVICES | 170004102 | 998734 |  | 18% |  | INSTALLATION OF RAS SOFTWARE FOR DR ACQUISITION | LOT | 1 |  | Included | 0 | 0 | 0 | 0
75 | 7000024356 | 830 | 80 | 750 | SERVICES | 170004136 | 998734 |  | 18% |  | INSTALL. AFAS SOFTWARE | LOT | 1 |  | Included | 0 | 0 | 0 | 0
76 | 7000024356 | 830 | 80 | 760 | SERVICES | 170004103 | 998734 |  | 18% |  | INSTALLATION OF VMS APPLICATION SOFTWARE | LOT | 1 |  | Included | 0 | 0 | 0 | 0
77 | 7000024356 | 830 | 80 | 770 | SERVICES | 170004455 | 998734 |  | 18% |  | INSTALLATION OF CAMERA LICENSES - VMS | EA | 840 |  | Included | 0 | 0 | 0 | 0
78 | 7000024356 | 830 | 80 | 780 | SERVICES | 170004104 | 998734 |  | 18% |  | INSTALLATION OF HIDS APPLICATION SOFTWARE | LOT | 1 |  | Included | 0 | 0 | 0 | 0
79 | 7000024356 | 830 | 80 | 790 | SERVICES | 170004105 | 998734 |  | 18% |  | INSTALLATION OF ANTIVIRUS SOFTWARE | LOT | 1 |  | Included | 0 | 0 | 0 | 0
80 | 7000024356 | 830 | 80 | 800 | SERVICES | 170004106 | 998734 |  | 18% |  | INSTALLATION OF ENDPOINT DETECTION & RESPONSE SOLUTION | LOT | 1 |  | Included | 0 | 0 | 0 | 0
81 | 7000024356 | 830 | 80 | 810 | SERVICES | 170004107 | 998734 |  | 18% |  | INSTALLATION OF VOIP APPLICATION SOFTWARE | LOT | 1 |  | Included | 0 | 0 | 0 | 0
82 | 7000024356 | 830 | 80 | 820 | SERVICES | 170004108 | 998734 |  | 18% |  | INSTALLATION OF VOICE RECORDING SOFTWARE | LOT | 1 |  | Included | 0 | 0 | 0 | 0
83 | 7000024356 | 830 | 80 | 830 | SERVICES | 170003736 | 998736 |  | 18% |  | PATCH MANAGEMENT SOFTWARE | LOT | 1 |  | Included | 0 | 0 | 0 | 0
(B) | BACK UP STAMC CUM WEST ZONE RTAMC | [19 empty] | Amount after Discount (Rs.) |  | Dis Alert | Amount after MPD (Rs.)
84 | 7000024356 | 1630 | 70 | 10 | SERVICES | 170004392 | 998734 |  | 18% |  | INSTALLATION OF TYPE-1 ROUTER AS PER TS | EA | 4 |  | Included | 0 | 0 | 0 | 0
85 | 7000024356 | 1630 | 70 | 20 | SERVICES | 170004049 | 998734 |  | 18% |  | INSTALLATION OF MANAGED LAN L3 TYPE-1 | EA | 24 |  | Included | 0 | 0 | 0 | 0
86 | 7000024356 | 1630 | 70 | 30 | SERVICES | 170004050 | 998734 |  | 18% |  | INSTALLATION OF MANAGED LAN L3 TYPE-2 | EA | 4 |  | Included | 0 | 0 | 0 | 0
87 | 7000024356 | 1630 | 70 | 40 | SERVICES | 170004054 | 998734 |  | 18% |  | INSTALLATION OF FIREWALL-TYPE-I | EA | 2 |  | Included | 0 | 0 | 0 | 0
88 | 7000024356 | 1630 | 70 | 50 | SERVICES | 170004055 | 998734 |  | 18% |  | INSTALLATION OF FIREWALL-TYPE-II | EA | 2 |  | Included | 0 | 0 | 0 | 0
89 | 7000024356 | 1630 | 70 | 60 | SERVICES | 170004056 | 998734 |  | 18% |  | INSTALLATION OF FIREWALL-TYPE-III | EA | 2 |  | Included | 0 | 0 | 0 | 0
90 | 7000024356 | 1630 | 70 | 70 | SERVICES | 170004057 | 998734 |  | 18% |  | INSTALLATION OF FIREWALL MANAGEMENT SERVER | EA | 2 |  | Included | 0 | 0 | 0 | 0
91 | 7000024356 | 1630 | 70 | 80 | SERVICES | 170004140 | 998734 |  | 18% |  | INSTALLATION OF IDENTITY MANAGEMENT SERVER | EA | 2 |  | Included | 0 | 0 | 0 | 0
92 | 7000024356 | 1630 | 70 | 90 | SERVICES | 170004059 | 998734 |  | 18% |  | INSTALLATION OF SCADA DATA SERVER | EA | 2 |  | Included | 0 | 0 | 0 | 0
93 | 7000024356 | 1630 | 70 | 100 | SERVICES | 170001306 | 998734 |  | 18% |  | Computer System Hardware - Communication Front End (CFE) | EA | 8 |  | Included | 0 | 0 | 0 | 0
94 | 7000024356 | 1630 | 70 | 110 | SERVICES | 170001328 | 998734 |  | 18% |  | Computer System Hardware - Data Replica Server | EA | 1 |  | Included | 0 | 0 | 0 | 0
95 | 7000024356 | 1630 | 70 | 120 | SERVICES | 170004062 | 998734 |  | 18% |  | INSTALLATION OF E-MAIL SERVERS | EA | 1 |  | Included | 0 | 0 | 0 | 0
96 | 7000024356 | 1630 | 70 | 130 | SERVICES | 170001305 | 998734 |  | 18% |  | Computer System Hardware - NMS server | EA | 1 |  | Included | 0 | 0 | 0 | 0
97 | 7000024356 | 1630 | 70 | 140 | SERVICES | 170004063 | 998734 |  | 18% |  | INSTALLATION OF ARCHIVE AND CONFIGURATION SERVERS | EA | 1 |  | Included | 0 | 0 | 0 | 0
98 | 7000024356 | 1630 | 70 | 150 | SERVICES | 170004141 | 998734 |  | 18% |  | INSTALLATION OF STORAGE SERVER NAS | EA | 1 |  | Included | 0 | 0 | 0 | 0
99 | 7000024356 | 1630 | 70 | 160 | SERVICES | 170003232 | 998734 |  | 18% |  | Computer System Hardware -Patch Management Server | EA | 1 |  | Included | 0 | 0 | 0 | 0
100 | 7000024356 | 1630 | 70 | 170 | SERVICES | 170004064 | 998734 |  | 18% |  | INSTALLATION OF DATA HISTORIAN SERVERS | EA | 2 |  | Included | 0 | 0 | 0 | 0
101 | 7000024356 | 1630 | 70 | 180 | SERVICES | 170004065 | 998734 |  | 18% |  | INSTALLATION OF HIDS SERVER | EA | 1 |  | Included | 0 | 0 | 0 | 0
102 | 7000024356 | 1630 | 70 | 190 | SERVICES | 170004066 | 998734 |  | 18% |  | INSTALLATION OF VIDEO SYSTEM SERVERS | EA | 2 |  | Included | 0 | 0 | 0 | 0
103 | 7000024356 | 1630 | 70 | 200 | SERVICES | 170004067 | 998734 |  | 18% |  | INSTALLATION OF RAS SERVERS | EA | 2 |  | Included | 0 | 0 | 0 | 0
104 | 7000024356 | 1630 | 70 | 210 | SERVICES | 170004068 | 998734 |  | 18% |  | INSTALLATION OF AFAS SERVERS | EA | 2 |  | Included | 0 | 0 | 0 | 0
105 | 7000024356 | 1630 | 70 | 220 | SERVICES | 170004069 | 998734 |  | 18% |  | INSTALLATION OF SIEM CORRELATION ENGINE | EA | 1 |  | Included | 0 | 0 | 0 | 0
106 | 7000024356 | 1630 | 70 | 230 | SERVICES | 170004070 | 998734 |  | 18% |  | INSTALLATION OF CONNECTOR SERVER (SYSLOG) | EA | 1 |  | Included | 0 | 0 | 0 | 0
107 | 7000024356 | 1630 | 70 | 240 | SERVICES | 170004072 | 998734 |  | 18% |  | INSTALL. VOIP COMMUNICATION SERVER | EA | 1 |  | Included | 0 | 0 | 0 | 0
108 | 7000024356 | 1630 | 70 | 250 | SERVICES | 170004073 | 998734 |  | 18% |  | INSTALLATION OF VOICE RECORDER | EA | 1 |  | Included | 0 | 0 | 0 | 0
109 | 7000024356 | 1630 | 70 | 260 | SERVICES | 170004075 | 998734 |  | 18% |  | INSTALLATION OF SERVER FOR HOSTING CUSTOM APPLICATION | EA | 1 |  | Included | 0 | 0 | 0 | 0
110 | 7000024356 | 1630 | 70 | 270 | SERVICES | 170001304 | 998734 |  | 18% |  | Computer System Hardware - ICCP server | EA | 2 |  | Included | 0 | 0 | 0 | 0
111 | 7000024356 | 1630 | 70 | 280 | SERVICES | 170004076 | 998734 |  | 18% |  | INSTALLATION OF STORAGE SERVER SAN | EA | 1 |  | Included | 0 | 0 | 0 | 0
112 | 7000024356 | 1630 | 70 | 290 | SERVICES | 170003696 | 998734 |  | 18% |  | Time & Frequency System Navic based (with failback to GPS) | LOT | 1 |  | Included | 0 | 0 | 0 | 0
113 | 7000024356 | 1630 | 70 | 300 | SERVICES | 170004144 | 998734 |  | 18% |  | INSTALL.WORKSTATION AS PER TS | EA | 30 |  | Included | 0 | 0 | 0 | 0
114 | 7000024356 | 1630 | 70 | 310 | SERVICES | 170004145 | 998734 |  | 18% |  | INSTALL.TYPE-1 TFT MONITOR WITH STAND ON WHEELS | EA | 4 |  | Included | 0 | 0 | 0 | 0
115 | 7000024356 | 1630 | 70 | 320 | SERVICES | 170004146 | 998734 |  | 18% |  | INSTALL.TYPE-2 TFT MONITOR AS PER TS | EA | 6 |  | Included | 0 | 0 | 0 | 0
116 | 7000024356 | 1630 | 70 | 330 | SERVICES | 170004147 | 998734 |  | 18% |  | INSTALL.TYPE-3 TFT MONITOR AS PER TS | EA | 56 |  | Included | 0 | 0 | 0 | 0
117 | 7000024356 | 1630 | 70 | 340 | SERVICES | 170004080 | 998734 |  | 18% |  | INSTALLATION OF HIGH END VOIP PHONE | EA | 10 |  | Included | 0 | 0 | 0 | 0
118 | 7000024356 | 1630 | 70 | 350 | SERVICES | 170004081 | 998734 |  | 18% |  | INSTALLATION OF LOW END VOIP PHONE | EA | 20 |  | Included | 0 | 0 | 0 | 0
119 | 7000024356 | 1630 | 70 | 360 | SERVICES | 170001336 | 998734 |  | 18% |  | Computer System Hardware - Tape Libaries | LOT | 1 |  | Included | 0 | 0 | 0 | 0
120 | 7000024356 | 1630 | 70 | 370 | SERVICES | 170004083 | 998734 |  | 18% |  | INSTALLATION OF NETWORK PANEL | EA | 2 |  | Included | 0 | 0 | 0 | 0
121 | 7000024356 | 1630 | 70 | 380 | SERVICES | 170004084 | 998734 |  | 18% |  | INSTALLATION OF SERVER RACK PANEL WITH KVM UNIT | EA | 6 |  | Included | 0 | 0 | 0 | 0
122 | 7000024356 | 1630 | 70 | 390 | SERVICES | 170003713 | 998736 |  | 18% |  | DIGITAL DISPLAY FOR DATE | NO | 1 |  | Included | 0 | 0 | 0 | 0
123 | 7000024356 | 1630 | 70 | 400 | SERVICES | 170001322 | 998734 |  | 18% |  | Computer System Hardware - Digital Display for Time | EA | 1 |  | Included | 0 | 0 | 0 | 0
124 | 7000024356 | 1630 | 70 | 410 | SERVICES | 170001323 | 998734 |  | 18% |  | Computer System Hardware - Digital Display for Frequency | EA | 1 |  | Included | 0 | 0 | 0 | 0
125 | 7000024356 | 1630 | 70 | 420 | SERVICES | 170003236 | 998734 |  | 18% |  | Computer System Hardware - Laptop for maintenance | EA | 5 |  | Included | 0 | 0 | 0 | 0
126 | 7000024356 | 1630 | 70 | 430 | SERVICES | 170004093 | 998734 |  | 18% |  | INSTALLATION OF COLOUR LASER CUM MULTI-FUNCTION PRINTER | EA | 1 |  | Included | 0 | 0 | 0 | 0
127 | 7000024356 | 1630 | 70 | 440 | SERVICES | 170004150 | 998734 |  | 18% |  | INSTALLATION OF FAILOVER NVR ALONG WITH SOFTWARE | EA | 1 |  | Included | 0 | 0 | 0 | 0
128 | 7000024356 | 1630 | 70 | 450 | SERVICES | 170003762 | 998734 |  | 18% |  | Rear projection unit Laser Based having Controllers including interfaced, hardware & software, Video Projection System (Havingconfigurations with each modules of 70" (3*2)) | SET | 1 |  | Included | 0 | 0 | 0 | 0
129 | 7000024356 | 1630 | 70 | 460 | SERVICES | 170003248 | 998734 |  | 18% |  | FURNITURE - Operator Workstations desk | EA | 4 |  | Included | 0 | 0 | 0 | 0
130 | 7000024356 | 1630 | 70 | 470 | SERVICES | 170004469 | 998336 |  | 18% |  | INSTALLATION OF WORKSTATION DESK FOR SHIFT INCHARGE | EA | 1 |  | Included | 0 | 0 | 0 | 0
131 | 7000024356 | 1630 | 70 | 480 | SERVICES | 170004470 | 998336 |  | 18% |  | INSTALLATION OF WORKSTATION DESK FOR EXPERT | EA | 3 |  | Included | 0 | 0 | 0 | 0
132 | 7000024356 | 1630 | 70 | 490 | SERVICES | 170003250 | 998734 |  | 18% |  | Furnitures- Chairs | EA | 12 |  | Included | 0 | 0 | 0 | 0
133 | 7000024356 | 1630 | 70 | 500 | SERVICES | 170003251 | 998734 |  | 18% |  | FURNITURE - Fireproof Software storage box | EA | 1 |  | Included | 0 | 0 | 0 | 0
134 | 7000024356 | 1630 | 70 | 510 | SERVICES | 170003706 | 998736 |  | 18% |  | 60 KVA (48 KW AT 0.8 PF) UPS (RUNNING IN PARALLEL) | NO | 2 |  | Included | 0 | 0 | 0 | 0
135 | 7000024356 | 1630 | 70 | 520 | SERVICES | 170000044 | 998713 |  | 18% |  | Installation of VRLA type Battery banksfor UPS (each bank of atleast 115.2kVAH) | LOT | 2 |  | Included | 0 | 0 | 0 | 0
136 | 7000024356 | 1630 | 70 | 530 | SERVICES | 170002984 | 998734 |  | 18% |  | UPS Monitoring System | LOT | 1 |  | Included | 0 | 0 | 0 | 0
137 | 7000024356 | 1630 | 70 | 540 | SERVICES | 170003719 | 998736 |  | 18% |  | INPUT ACDB (250 KVA RATING) | NO | 1 |  | Included | 0 | 0 | 0 | 0
138 | 7000024356 | 1630 | 70 | 550 | SERVICES | 170003253 | 998734 |  | 18% |  | Output ACDB (minimum 200kVA rating) | EA | 1 |  | Included | 0 | 0 | 0 | 0
139 | 7000024356 | 1630 | 70 | 560 | SERVICES | 100035600 | 995461 |  | 18% |  | INSTALLATION OF POWER CABLE (XLPE & PVC INSULATED) | LOT | 1 |  | Included | 0 | 0 | 0 | 0
140 | 7000024356 | 1630 | 70 | 570 | SERVICES | 100035601 | 998739 |  | 18% |  | INSTALLATION OF COMMUNICATION CABLES | LOT | 1 |  | Included | 0 | 0 | 0 | 0
141 | 7000024356 | 1630 | 70 | 580 | SERVICES | 170004094 | 998734 |  | 18% |  | INSTALLATION OF SCADA | LOT | 1 |  | Included | 0 | 0 | 0 | 0
142 | 7000024356 | 1630 | 70 | 590 | SERVICES | 170004095 | 998734 |  | 18% |  | INSTALLATION OF FRONT-END SOFTWARE SERVER APPLICATION | LOT | 1 |  | Included | 0 | 0 | 0 | 0
143 | 7000024356 | 1630 | 70 | 600 | SERVICES | 170003216 | 998734 |  | 18% |  | Application Software - Identity Management Software | LOT | 1 |  | Included | 0 | 0 | 0 | 0
144 | 7000024356 | 1630 | 70 | 610 | SERVICES | 170004148 | 998734 |  | 18% |  | INSTALLATION OF SOFTWARE FOR HOSTING CUSTOM APPLICATION | LOT | 1 |  | Included | 0 | 0 | 0 | 0
145 | 7000024356 | 1630 | 70 | 620 | SERVICES | 170004099 | 998734 |  | 18% |  | INSTALLATION OF E-MAIL APPLICATION | LOT | 1 |  | Included | 0 | 0 | 0 | 0
146 | 7000024356 | 1630 | 70 | 630 | SERVICES | 170001291 | 998734 |  | 18% |  | Application Software -Network Management System | LOT | 1 |  | Included | 0 | 0 | 0 | 0
147 | 7000024356 | 1630 | 70 | 640 | SERVICES | 170004100 | 998734 |  | 18% |  | INSTALLATION OF SOFTWARE FOR DATA HISTORIAN | LOT | 1 |  | Included | 0 | 0 | 0 | 0
148 | 7000024356 | 1630 | 70 | 650 | SERVICES | 170004101 | 998734 |  | 18% |  | INSTALLATION OF ARCHIVE & CONFIGURATION SOFTWARE | LOT | 1 |  | Included | 0 | 0 | 0 | 0
149 | 7000024356 | 1630 | 70 | 660 | SERVICES | 170001099 | 998734 |  | 18% |  | Application Software - ICCP Communication | LOT | 1 |  | Included | 0 | 0 | 0 | 0
150 | 7000024356 | 1630 | 70 | 670 | SERVICES | 170004376 | 998734 |  | 18% |  | INSTALLATION OF RAS SOFTWARE FOR REMOTE PARAMETERIZATION | LOT | 1 |  | Included | 0 | 0 | 0 | 0
151 | 7000024356 | 1630 | 70 | 680 | SERVICES | 170004102 | 998734 |  | 18% |  | INSTALLATION OF RAS SOFTWARE FOR DR ACQUISITION | LOT | 1 |  | Included | 0 | 0 | 0 | 0
152 | 7000024356 | 1630 | 70 | 690 | SERVICES | 170004136 | 998734 |  | 18% |  | INSTALL. AFAS SOFTWARE | LOT | 1 |  | Included | 0 | 0 | 0 | 0
153 | 7000024356 | 1630 | 70 | 700 | SERVICES | 170004103 | 998734 |  | 18% |  | INSTALLATION OF VMS APPLICATION SOFTWARE | LOT | 1 |  | Included | 0 | 0 | 0 | 0
154 | 7000024356 | 1630 | 70 | 710 | SERVICES | 170004104 | 998734 |  | 18% |  | INSTALLATION OF HIDS APPLICATION SOFTWARE | LOT | 1 |  | Included | 0 | 0 | 0 | 0
155 | 7000024356 | 1630 | 70 | 720 | SERVICES | 170004105 | 998734 |  | 18% |  | INSTALLATION OF ANTIVIRUS SOFTWARE | LOT | 1 |  | Included | 0 | 0 | 0 | 0
156 | 7000024356 | 1630 | 70 | 730 | SERVICES | 170004106 | 998734 |  | 18% |  | INSTALLATION OF ENDPOINT DETECTION & RESPONSE SOLUTION | LOT | 1 |  | Included | 0 | 0 | 0 | 0
157 | 7000024356 | 1630 | 70 | 740 | SERVICES | 170004107 | 998734 |  | 18% |  | INSTALLATION OF VOIP APPLICATION SOFTWARE | LOT | 1 |  | Included | 0 | 0 | 0 | 0
158 | 7000024356 | 1630 | 70 | 750 | SERVICES | 170004108 | 998734 |  | 18% |  | INSTALLATION OF VOICE RECORDING SOFTWARE | LOT | 1 |  | Included | 0 | 0 | 0 | 0
159 | 7000024356 | 1630 | 70 | 760 | SERVICES | 170003736 | 998736 |  | 18% |  | PATCH MANAGEMENT SOFTWARE | LOT | 1 |  | Included | 0 | 0 | 0 | 0
(C) | CENTRAL ZONE RTAMC (COLOCATED - MAIN STAMC) | [19 empty] | Amount after Discount (Rs.) |  | Dis Alert | Amount after MPD (Rs.)
160 | 7000024356 | 1880 | 60 | 10 | SERVICES | 170004073 | 998734 |  | 18% |  | INSTALLATION OF VOICE RECORDER | EA | 1 |  | Included | 0 | 0 | 0 | 0
161 | 7000024356 | 1880 | 60 | 20 | SERVICES | 170004144 | 998734 |  | 18% |  | INSTALL.WORKSTATION AS PER TS | EA | 12 |  | Included | 0 | 0 | 0 | 0
162 | 7000024356 | 1880 | 60 | 30 | SERVICES | 170004145 | 998734 |  | 18% |  | INSTALL.TYPE-1 TFT MONITOR WITH STAND ON WHEELS | EA | 1 |  | Included | 0 | 0 | 0 | 0
163 | 7000024356 | 1880 | 60 | 40 | SERVICES | 170004146 | 998734 |  | 18% |  | INSTALL.TYPE-2 TFT MONITOR AS PER TS | EA | 2 |  | Included | 0 | 0 | 0 | 0
164 | 7000024356 | 1880 | 60 | 50 | SERVICES | 170004147 | 998734 |  | 18% |  | INSTALL.TYPE-3 TFT MONITOR AS PER TS | EA | 25 |  | Included | 0 | 0 | 0 | 0
165 | 7000024356 | 1880 | 60 | 60 | SERVICES | 170004080 | 998734 |  | 18% |  | INSTALLATION OF HIGH END VOIP PHONE | EA | 5 |  | Included | 0 | 0 | 0 | 0
166 | 7000024356 | 1880 | 60 | 70 | SERVICES | 170004081 | 998734 |  | 18% |  | INSTALLATION OF LOW END VOIP PHONE | EA | 10 |  | Included | 0 | 0 | 0 | 0
167 | 7000024356 | 1880 | 60 | 80 | SERVICES | 170004083 | 998734 |  | 18% |  | INSTALLATION OF NETWORK PANEL | EA | 1 |  | Included | 0 | 0 | 0 | 0
168 | 7000024356 | 1880 | 60 | 90 | SERVICES | 170003713 | 998736 |  | 18% |  | DIGITAL DISPLAY FOR DATE | NO | 1 |  | Included | 0 | 0 | 0 | 0
169 | 7000024356 | 1880 | 60 | 100 | SERVICES | 170001322 | 998734 |  | 18% |  | Computer System Hardware - Digital Display for Time | EA | 1 |  | Included | 0 | 0 | 0 | 0
170 | 7000024356 | 1880 | 60 | 110 | SERVICES | 170001323 | 998734 |  | 18% |  | Computer System Hardware - Digital Display for Frequency | EA | 1 |  | Included | 0 | 0 | 0 | 0
171 | 7000024356 | 1880 | 60 | 120 | SERVICES | 170003236 | 998734 |  | 18% |  | Computer System Hardware - Laptop for maintenance | EA | 4 |  | Included | 0 | 0 | 0 | 0
172 | 7000024356 | 1880 | 60 | 130 | SERVICES | 170004093 | 998734 |  | 18% |  | INSTALLATION OF COLOUR LASER CUM MULTI-FUNCTION PRINTER | EA | 1 |  | Included | 0 | 0 | 0 | 0
173 | 7000024356 | 1880 | 60 | 140 | SERVICES | 170004150 | 998734 |  | 18% |  | INSTALLATION OF FAILOVER NVR ALONG WITH SOFTWARE | EA | 1 |  | Included | 0 | 0 | 0 | 0
174 | 7000024356 | 1880 | 60 | 150 | SERVICES | 170003762 | 998734 |  | 18% |  | Rear projection unit Laser Based having Controllers including interfaced, hardware & software, Video Projection System (Havingconfigurations with each modules of 70" (3*2)) | SET | 1 |  | Included | 0 | 0 | 0 | 0
175 | 7000024356 | 1880 | 60 | 160 | SERVICES | 170003248 | 998734 |  | 18% |  | FURNITURE - Operator Workstations desk | EA | 1 |  | Included | 0 | 0 | 0 | 0
176 | 7000024356 | 1880 | 60 | 170 | SERVICES | 170004469 | 998336 |  | 18% |  | INSTALLATION OF WORKSTATION DESK FOR SHIFT INCHARGE | EA | 1 |  | Included | 0 | 0 | 0 | 0
177 | 7000024356 | 1880 | 60 | 180 | SERVICES | 170004470 | 998336 |  | 18% |  | INSTALLATION OF WORKSTATION DESK FOR EXPERT | EA | 2 |  | Included | 0 | 0 | 0 | 0
178 | 7000024356 | 1880 | 60 | 190 | SERVICES | 170003250 | 998734 |  | 18% |  | Furnitures- Chairs | EA | 8 |  | Included | 0 | 0 | 0 | 0
179 | 7000024356 | 1880 | 60 | 200 | SERVICES | 170003251 | 998734 |  | 18% |  | FURNITURE - Fireproof Software storage box | EA | 1 |  | Included | 0 | 0 | 0 | 0
180 | 7000024356 | 1880 | 60 | 210 | SERVICES | 100035600 | 995461 |  | 18% |  | INSTALLATION OF POWER CABLE (XLPE & PVC INSULATED) | LOT | 1 |  | Included | 0 | 0 | 0 | 0
181 | 7000024356 | 1880 | 60 | 220 | SERVICES | 100035601 | 998739 |  | 18% |  | INSTALLATION OF COMMUNICATION CABLES | LOT | 1 |  | Included | 0 | 0 | 0 | 0
182 | 7000024356 | 1880 | 60 | 230 | SERVICES | 170004108 | 998734 |  | 18% |  | INSTALLATION OF VOICE RECORDING SOFTWARE | LOT | 1 |  | Included | 0 | 0 | 0 | 0
(D) | NORTH ZONE RTAMC | [19 empty] | Amount after Discount (Rs.) |  | Dis Alert | Amount after MPD (Rs.)
183 | 7000024356 | 2220 | 70 | 10 | SERVICES | 170004392 | 998734 |  | 18% |  | INSTALLATION OF TYPE-1 ROUTER AS PER TS | EA | 2 |  | Included | 0 | 0 | 0 | 0
184 | 7000024356 | 2220 | 70 | 20 | SERVICES | 170004049 | 998734 |  | 18% |  | INSTALLATION OF MANAGED LAN L3 TYPE-1 | EA | 6 |  | Included | 0 | 0 | 0 | 0
185 | 7000024356 | 2220 | 70 | 30 | SERVICES | 170004054 | 998734 |  | 18% |  | INSTALLATION OF FIREWALL-TYPE-I | EA | 2 |  | Included | 0 | 0 | 0 | 0
186 | 7000024356 | 2220 | 70 | 40 | SERVICES | 170004073 | 998734 |  | 18% |  | INSTALLATION OF VOICE RECORDER | EA | 1 |  | Included | 0 | 0 | 0 | 0
187 | 7000024356 | 2220 | 70 | 50 | SERVICES | 170003696 | 998734 |  | 18% |  | Time & Frequency System Navic based (with failback to GPS) | LOT | 1 |  | Included | 0 | 0 | 0 | 0
188 | 7000024356 | 2220 | 70 | 60 | SERVICES | 170004144 | 998734 |  | 18% |  | INSTALL.WORKSTATION AS PER TS | EA | 12 |  | Included | 0 | 0 | 0 | 0
189 | 7000024356 | 2220 | 70 | 70 | SERVICES | 170004145 | 998734 |  | 18% |  | INSTALL.TYPE-1 TFT MONITOR WITH STAND ON WHEELS | EA | 1 |  | Included | 0 | 0 | 0 | 0
190 | 7000024356 | 2220 | 70 | 80 | SERVICES | 170004146 | 998734 |  | 18% |  | INSTALL.TYPE-2 TFT MONITOR AS PER TS | EA | 2 |  | Included | 0 | 0 | 0 | 0
191 | 7000024356 | 2220 | 70 | 90 | SERVICES | 170004147 | 998734 |  | 18% |  | INSTALL.TYPE-3 TFT MONITOR AS PER TS | EA | 25 |  | Included | 0 | 0 | 0 | 0
192 | 7000024356 | 2220 | 70 | 100 | SERVICES | 170004080 | 998734 |  | 18% |  | INSTALLATION OF HIGH END VOIP PHONE | EA | 5 |  | Included | 0 | 0 | 0 | 0
193 | 7000024356 | 2220 | 70 | 110 | SERVICES | 170004081 | 998734 |  | 18% |  | INSTALLATION OF LOW END VOIP PHONE | EA | 10 |  | Included | 0 | 0 | 0 | 0
194 | 7000024356 | 2220 | 70 | 120 | SERVICES | 170004083 | 998734 |  | 18% |  | INSTALLATION OF NETWORK PANEL | EA | 1 |  | Included | 0 | 0 | 0 | 0
195 | 7000024356 | 2220 | 70 | 130 | SERVICES | 170003713 | 998736 |  | 18% |  | DIGITAL DISPLAY FOR DATE | NO | 1 |  | Included | 0 | 0 | 0 | 0
196 | 7000024356 | 2220 | 70 | 140 | SERVICES | 170001322 | 998734 |  | 18% |  | Computer System Hardware - Digital Display for Time | EA | 1 |  | Included | 0 | 0 | 0 | 0
197 | 7000024356 | 2220 | 70 | 150 | SERVICES | 170001323 | 998734 |  | 18% |  | Computer System Hardware - Digital Display for Frequency | EA | 1 |  | Included | 0 | 0 | 0 | 0
198 | 7000024356 | 2220 | 70 | 160 | SERVICES | 170003236 | 998734 |  | 18% |  | Computer System Hardware - Laptop for maintenance | EA | 4 |  | Included | 0 | 0 | 0 | 0
199 | 7000024356 | 2220 | 70 | 170 | SERVICES | 170004093 | 998734 |  | 18% |  | INSTALLATION OF COLOUR LASER CUM MULTI-FUNCTION PRINTER | EA | 2 |  | Included | 0 | 0 | 0 | 0
200 | 7000024356 | 2220 | 70 | 180 | SERVICES | 170004150 | 998734 |  | 18% |  | INSTALLATION OF FAILOVER NVR ALONG WITH SOFTWARE | EA | 1 |  | Included | 0 | 0 | 0 | 0
201 | 7000024356 | 2220 | 70 | 190 | SERVICES | 170003762 | 998734 |  | 18% |  | Rear projection unit Laser Based having Controllers including interfaced, hardware & software, Video Projection System (Havingconfigurations with each modules of 70" (3*2)) | SET | 1 |  | Included | 0 | 0 | 0 | 0
202 | 7000024356 | 2220 | 70 | 200 | SERVICES | 170003248 | 998734 |  | 18% |  | FURNITURE - Operator Workstations desk | EA | 1 |  | Included | 0 | 0 | 0 | 0
203 | 7000024356 | 2220 | 70 | 210 | SERVICES | 170004469 | 998336 |  | 18% |  | INSTALLATION OF WORKSTATION DESK FOR SHIFT INCHARGE | EA | 1 |  | Included | 0 | 0 | 0 | 0
204 | 7000024356 | 2220 | 70 | 220 | SERVICES | 170004470 | 998336 |  | 18% |  | INSTALLATION OF WORKSTATION DESK FOR EXPERT | EA | 2 |  | Included | 0 | 0 | 0 | 0
205 | 7000024356 | 2220 | 70 | 230 | SERVICES | 170003250 | 998734 |  | 18% |  | Furnitures- Chairs | EA | 8 |  | Included | 0 | 0 | 0 | 0
206 | 7000024356 | 2220 | 70 | 240 | SERVICES | 170003251 | 998734 |  | 18% |  | FURNITURE - Fireproof Software storage box | EA | 1 |  | Included | 0 | 0 | 0 | 0
207 | 7000024356 | 2220 | 70 | 250 | SERVICES | 170003045 | 998734 |  | 18% |  | UPS (20kVA with Battery system) | LOT | 2 |  | Included | 0 | 0 | 0 | 0
208 | 7000024356 | 2220 | 70 | 260 | SERVICES | 170003745 | 998736 |  | 18% |  | VRLA TYPE BATTERY BANKS (EACH BANK OF AT LEAST 38.4 KVAH CAPACITY) FOR ABOVE UPS | NO | 2 |  | Included | 0 | 0 | 0 | 0
209 | 7000024356 | 2220 | 70 | 270 | SERVICES | 170003009 | 998734 |  | 18% |  | Input ACDB (150kVA rating) | EA | 1 |  | Included | 0 | 0 | 0 | 0
210 | 7000024356 | 2220 | 70 | 280 | SERVICES | 170003010 | 998734 |  | 18% |  | Output ACDB (100kVA rating) | EA | 1 |  | Included | 0 | 0 | 0 | 0
211 | 7000024356 | 2220 | 70 | 290 | SERVICES | 170002984 | 998734 |  | 18% |  | UPS Monitoring System | LOT | 1 |  | Included | 0 | 0 | 0 | 0
212 | 7000024356 | 2220 | 70 | 300 | SERVICES | 100035600 | 995461 |  | 18% |  | INSTALLATION OF POWER CABLE (XLPE & PVC INSULATED) | LOT | 1 |  | Included | 0 | 0 | 0 | 0
213 | 7000024356 | 2220 | 70 | 310 | SERVICES | 100035601 | 998739 |  | 18% |  | INSTALLATION OF COMMUNICATION CABLES | LOT | 1 |  | Included | 0 | 0 | 0 | 0
214 | 7000024356 | 2220 | 70 | 320 | SERVICES | 170004108 | 998734 |  | 18% |  | INSTALLATION OF VOICE RECORDING SOFTWARE | LOT | 1 |  | Included | 0 | 0 | 0 | 0
(E) | SOUTH ZONE RTAMC | [19 empty] | Amount after Discount (Rs.) |  | Dis Alert | Amount after MPD (Rs.)
215 | 7000024356 | 2560 | 70 | 10 | SERVICES | 170004392 | 998734 |  | 18% |  | INSTALLATION OF TYPE-1 ROUTER AS PER TS | EA | 2 |  | Included | 0 | 0 | 0 | 0
216 | 7000024356 | 2560 | 70 | 20 | SERVICES | 170004049 | 998734 |  | 18% |  | INSTALLATION OF MANAGED LAN L3 TYPE-1 | EA | 6 |  | Included | 0 | 0 | 0 | 0
217 | 7000024356 | 2560 | 70 | 30 | SERVICES | 170004054 | 998734 |  | 18% |  | INSTALLATION OF FIREWALL-TYPE-I | EA | 2 |  | Included | 0 | 0 | 0 | 0
218 | 7000024356 | 2560 | 70 | 40 | SERVICES | 170004073 | 998734 |  | 18% |  | INSTALLATION OF VOICE RECORDER | EA | 1 |  | Included | 0 | 0 | 0 | 0
219 | 7000024356 | 2560 | 70 | 50 | SERVICES | 170003696 | 998734 |  | 18% |  | Time & Frequency System Navic based (with failback to GPS) | LOT | 1 |  | Included | 0 | 0 | 0 | 0
220 | 7000024356 | 2560 | 70 | 60 | SERVICES | 170004144 | 998734 |  | 18% |  | INSTALL.WORKSTATION AS PER TS | EA | 12 |  | Included | 0 | 0 | 0 | 0
221 | 7000024356 | 2560 | 70 | 70 | SERVICES | 170004145 | 998734 |  | 18% |  | INSTALL.TYPE-1 TFT MONITOR WITH STAND ON WHEELS | EA | 1 |  | Included | 0 | 0 | 0 | 0
222 | 7000024356 | 2560 | 70 | 80 | SERVICES | 170004146 | 998734 |  | 18% |  | INSTALL.TYPE-2 TFT MONITOR AS PER TS | EA | 2 |  | Included | 0 | 0 | 0 | 0
223 | 7000024356 | 2560 | 70 | 90 | SERVICES | 170004147 | 998734 |  | 18% |  | INSTALL.TYPE-3 TFT MONITOR AS PER TS | EA | 25 |  | Included | 0 | 0 | 0 | 0
224 | 7000024356 | 2560 | 70 | 100 | SERVICES | 170004080 | 998734 |  | 18% |  | INSTALLATION OF HIGH END VOIP PHONE | EA | 5 |  | Included | 0 | 0 | 0 | 0
225 | 7000024356 | 2560 | 70 | 110 | SERVICES | 170004081 | 998734 |  | 18% |  | INSTALLATION OF LOW END VOIP PHONE | EA | 10 |  | Included | 0 | 0 | 0 | 0
226 | 7000024356 | 2560 | 70 | 120 | SERVICES | 170004083 | 998734 |  | 18% |  | INSTALLATION OF NETWORK PANEL | EA | 1 |  | Included | 0 | 0 | 0 | 0
227 | 7000024356 | 2560 | 70 | 130 | SERVICES | 170003713 | 998736 |  | 18% |  | DIGITAL DISPLAY FOR DATE | NO | 1 |  | Included | 0 | 0 | 0 | 0
228 | 7000024356 | 2560 | 70 | 140 | SERVICES | 170001322 | 998734 |  | 18% |  | Computer System Hardware - Digital Display for Time | EA | 1 |  | Included | 0 | 0 | 0 | 0
229 | 7000024356 | 2560 | 70 | 150 | SERVICES | 170001323 | 998734 |  | 18% |  | Computer System Hardware - Digital Display for Frequency | EA | 1 |  | Included | 0 | 0 | 0 | 0
230 | 7000024356 | 2560 | 70 | 160 | SERVICES | 170003236 | 998734 |  | 18% |  | Computer System Hardware - Laptop for maintenance | EA | 4 |  | Included | 0 | 0 | 0 | 0
231 | 7000024356 | 2560 | 70 | 170 | SERVICES | 170004093 | 998734 |  | 18% |  | INSTALLATION OF COLOUR LASER CUM MULTI-FUNCTION PRINTER | EA | 2 |  | Included | 0 | 0 | 0 | 0
232 | 7000024356 | 2560 | 70 | 180 | SERVICES | 170004150 | 998734 |  | 18% |  | INSTALLATION OF FAILOVER NVR ALONG WITH SOFTWARE | EA | 1 |  | Included | 0 | 0 | 0 | 0
233 | 7000024356 | 2560 | 70 | 190 | SERVICES | 170003762 | 998734 |  | 18% |  | Rear projection unit Laser Based having Controllers including interfaced, hardware & software, Video Projection System (Havingconfigurations with each modules of 70" (3*2)) | SET | 1 |  | Included | 0 | 0 | 0 | 0
234 | 7000024356 | 2560 | 70 | 200 | SERVICES | 170003248 | 998734 |  | 18% |  | FURNITURE - Operator Workstations desk | EA | 1 |  | Included | 0 | 0 | 0 | 0
235 | 7000024356 | 2560 | 70 | 210 | SERVICES | 170004469 | 998336 |  | 18% |  | INSTALLATION OF WORKSTATION DESK FOR SHIFT INCHARGE | EA | 1 |  | Included | 0 | 0 | 0 | 0
236 | 7000024356 | 2560 | 70 | 220 | SERVICES | 170004470 | 998336 |  | 18% |  | INSTALLATION OF WORKSTATION DESK FOR EXPERT | EA | 2 |  | Included | 0 | 0 | 0 | 0
237 | 7000024356 | 2560 | 70 | 230 | SERVICES | 170003250 | 998734 |  | 18% |  | Furnitures- Chairs | EA | 8 |  | Included | 0 | 0 | 0 | 0
238 | 7000024356 | 2560 | 70 | 240 | SERVICES | 170003251 | 998734 |  | 18% |  | FURNITURE - Fireproof Software storage box | EA | 1 |  | Included | 0 | 0 | 0 | 0
239 | 7000024356 | 2560 | 70 | 250 | SERVICES | 170003045 | 998734 |  | 18% |  | UPS (20kVA with Battery system) | LOT | 2 |  | Included | 0 | 0 | 0 | 0
240 | 7000024356 | 2560 | 70 | 260 | SERVICES | 170003745 | 998736 |  | 18% |  | VRLA TYPE BATTERY BANKS (EACH BANK OF AT LEAST 38.4 KVAH CAPACITY) FOR ABOVE UPS | NO | 2 |  | Included | 0 | 0 | 0 | 0
241 | 7000024356 | 2560 | 70 | 270 | SERVICES | 170003009 | 998734 |  | 18% |  | Input ACDB (150kVA rating) | EA | 1 |  | Included | 0 | 0 | 0 | 0
242 | 7000024356 | 2560 | 70 | 280 | SERVICES | 170003010 | 998734 |  | 18% |  | Output ACDB (100kVA rating) | EA | 1 |  | Included | 0 | 0 | 0 | 0
243 | 7000024356 | 2560 | 70 | 290 | SERVICES | 170002984 | 998734 |  | 18% |  | UPS Monitoring System | LOT | 1 |  | Included | 0 | 0 | 0 | 0
244 | 7000024356 | 2560 | 70 | 300 | SERVICES | 100035600 | 995461 |  | 18% |  | INSTALLATION OF POWER CABLE (XLPE & PVC INSULATED) | LOT | 1 |  | Included | 0 | 0 | 0 | 0
245 | 7000024356 | 2560 | 70 | 310 | SERVICES | 100035601 | 998739 |  | 18% |  | INSTALLATION OF COMMUNICATION CABLES | LOT | 1 |  | Included | 0 | 0 | 0 | 0
246 | 7000024356 | 2560 | 70 | 320 | SERVICES | 170004108 | 998734 |  | 18% |  | INSTALLATION OF VOICE RECORDING SOFTWARE | LOT | 1 |  | Included | 0 | 0 | 0 | 0
(II) | SUBSTATION | [19 empty] | Amount after Discount (Rs.) |  | Dis Alert | Amount after MPD (Rs.)
247 | 7000024357 | 10 | 50 | 10 | SERVICES | 170004463 | 998734 |  | 18% |  | INSTALLATION OF STATION DATA CONCENTRATOR FOR RAS | EA | 420 |  | Included | 0 | 0 | 0 | 0
248 | 7000024357 | 10 | 50 | 20 | SERVICES | 170004144 | 998734 |  | 18% |  | INSTALL.WORKSTATION AS PER TS | EA | 210 |  | Included | 0 | 0 | 0 | 0
249 | 7000024357 | 10 | 50 | 30 | SERVICES | 170004147 | 998734 |  | 18% |  | INSTALL.TYPE-3 TFT MONITOR AS PER TS | EA | 210 |  | Included | 0 | 0 | 0 | 0
250 | 7000024357 | 10 | 50 | 40 | SERVICES | 170004456 | 998734 |  | 18% |  | INSTALLATION OF COMMUNICATION PANEL | EA | 210 |  | Included | 0 | 0 | 0 | 0
251 | 7000024357 | 10 | 50 | 50 | SERVICES | 100003037 | 998736 |  | 18% |  | Power cable-3CX6 sqmm(PVC armoured.) | KM | 30 |  | Included | 0 | 0 | 0 | 0
252 | 7000024357 | 10 | 50 | 60 | SERVICES | 100005345 | 998739 |  | 18% |  | INSTAL. OF CAT-6 STP CABLE | M | 51000 |  | Included | 0 | 0 | 0 | 0
253 | 7000024357 | 10 | 50 | 70 | SERVICES | 170004472 | 998739 |  | 18% |  | INSTALLATION OF CAT-6 UTP CABLES | M | 51000 |  | Included | 0 | 0 | 0 | 0
254 | 7000024357 | 10 | 50 | 80 | SERVICES | 170000503 | 998713 |  | 18% |  | Installation of Substation Grade Layer-3 LAN Switches as per Technical Specification | EA | 420 |  | Included | 0 | 0 | 0 | 0
255 | 7000024357 | 10 | 50 | 90 | SERVICES | 170004412 | 998734 |  | 18% |  | WAN Router with Firewall | EA | 420 |  | Included | 0 | 0 | 0 | 0
256 | 7000024357 | 10 | 50 | 100 | SERVICES | 170004457 | 998734 |  | 18% |  | INSTALLATION OF VMS LAN SWITCHES AS PER TECHNICAL SPECIFICATION | EA | 210 |  | Included | 0 | 0 | 0 | 0
257 | 7000024357 | 10 | 50 | 110 | SERVICES | 100005334 | 998731 |  | 18% |  | INSTALLATION OF CAMERA FOR VMS | EA | 840 |  | Included | 0 | 0 | 0 | 0
258 | 7000024357 | 10 | 50 | 120 | SERVICES | 100005338 | 998731 |  | 18% |  | INSTALLATION OF JUNCTION BOX FOR VMS | EA | 840 |  | Included | 0 | 0 | 0 | 0
259 | 7000024357 | 10 | 50 | 130 | SERVICES | 100005337 | 998731 |  | 18% |  | INSTALLATION OF POWER SUPPLY CONVERTER FOR VMS | EA | 840 |  | Included | 0 | 0 | 0 | 0
260 | 7000024357 | 10 | 50 | 140 | SERVICES | 100005340 | 998731 |  | 18% |  | INSTALLATION OF MEDIA CONVERTER FOR VMS | EA | 840 |  | Included | 0 | 0 | 0 | 0
261 | 7000024357 | 10 | 50 | 150 | SERVICES | 170004464 | 998734 |  | 18% |  | INSTALLATION OF LINE INTERFACING UNIT CAMERA END-VMS | EA | 840 |  | Included | 0 | 0 | 0 | 0
262 | 7000024357 | 10 | 50 | 160 | SERVICES | 170004465 | 998734 |  | 18% |  | INSTALLATION OF LINE INTERFACING UNIT CONTROL ROOM END-VMS | EA | 210 |  | Included | 0 | 0 | 0 | 0
263 | 7000024357 | 10 | 50 | 170 | SERVICES | 170004466 | 998734 |  | 18% |  | INSTALLATION OF SURGE PROTECTOR EXTERNAL-VMS | EA | 840 |  | Included | 0 | 0 | 0 | 0
264 | 7000024357 | 10 | 50 | 180 | SERVICES | 170004112 | 998734 |  | 18% |  | INSTALLATION OF NVR WITH REQUIRED SOFTWARE AS PER TS | EA | 210 |  | Included | 0 | 0 | 0 | 0
265 | 7000024357 | 10 | 50 | 190 | SERVICES | 170004144 | 998734 |  | 18% |  | INSTALL.WORKSTATION AS PER TS | EA | 210 |  | Included | 0 | 0 | 0 | 0
266 | 7000024357 | 10 | 50 | 200 | SERVICES | 170004146 | 998734 |  | 18% |  | INSTALL.TYPE-2 TFT MONITOR AS PER TS | EA | 210 |  | Included | 0 | 0 | 0 | 0
267 | 7000024357 | 10 | 50 | 210 | SERVICES | 170004473 | 998739 |  | 18% |  | INSTALLATION OF 5 KVA INVERTER | EA | 210 |  | Included | 0 | 0 | 0 | 0
268 | 7000024357 | 10 | 50 | 220 | SERVICES | 100003059 | 998736 |  | 18% |  | 1.1KV GRADE 3CX2.5 SQMM ARMOURED (PVC) POWER CABLE | KM | 63 |  | Included | 0 | 0 | 0 | 0
269 | 7000024357 | 10 | 50 | 230 | SERVICES | 170004471 | 998739 |  | 18% |  | INSTALLATION OF CAT-6 SSTP CABLE-PVC INSULATED& ARMOURED | M | 51000 |  | Included | 0 | 0 | 0 | 0
270 | 7000024357 | 10 | 50 | 240 | SERVICES | 170001265 | 995468 |  | 18% |  | OPTICAL FIBRE CABLE 6 CORE SINGLE MODE | M | 126000 |  | Included | 0 | 0 | 0 | 0
271 | 7000024357 | 10 | 50 | 250 | SERVICES | 170004510 | 998739 |  | 18% |  | INSTLLATION OF HDPE PIPE AS PER TS | KM | 36 |  | Included | 0 | 0 | 0 | 0
272 | 7000024357 | 10 | 50 | 260 | SERVICES | 170004458 | 998734 |  | 18% |  | INTEGRATION OF EXISTING CAMERAS AT SUBSTATIONS AS PER TS | LOT | 90 |  | Included | 0 | 0 | 0 | 0
273 | 7000024357 | 10 | 50 | 270 | SERVICES | 170004081 | 998734 |  | 18% |  | INSTALLATION OF LOW END VOIP PHONE | EA | 210 |  | Included | 0 | 0 | 0 | 0
[11 empty] | Total Installation Charges |  |  |  | 0 |  |  | 0 | 0
[11 empty] | Total GST as confirmed by Bidder |  |  |  |  | 0 |  |  | 0
* | In case the bidder leaves the cell for confirmation of the SAC and/or GST rate “blank”, the SAC and corresponding GST rate indicated by the Employer shall be deemed to be the one confirmed by the Bidder.
Date : |  |  | --
Place : | [11 empty] | Printed Name :
Designation :
Click for Sch-4

## Sch-4a
Specification No: CC/NT/W-SCADA/DOM/A00/23/08228 | [15 empty] | Schedule - 4a
Establishment of State Transmission Asset Management Centre (STAMC) for Remote Control & Monitoring of OPTCL Grid Substations under Consultancy Services to OPTCL
(SCHEDULE OF RATES AND PRICES )
Bidder’s Name and Address (Sole Bidder) : | [14 empty] | To:
Contracts Services, 3rd Floor
Name : | [14 empty] | Power Grid Corporation of India Ltd.,
Address : | [14 empty] | "Saudamini", Plot No.-2
Sector-29,
Gurugram (Haryana) - 122001
Training Charges for Training to be imparted
All Prices are in Indian Rupees.
SI. No. | PR No | PR Line Item No | Activity Header | PR Activity No | Activity Description | Service Code | SAC (Service Accounting Codes) | Whether SAC in column '8’ is confirmed. If not indicate applicable the SAC * | Rate of GST applicable ( in %) | Whether rate of GST in column ‘4’ is confirmed. If not indicate applicable rate of GST * | Description | Unit | Quantity | Unit Training Charges excluding GST | Total Training Charges excluding GST | Total GST as confirmed by Bidder
1 | 2 | 3 | 4 | 5 | 6 | 7 | 8 | 9 | 10 | 11 | 12 | 13 | 14 | 15 | 16 = 14 x 15 | 17
(I) | OPTCL-STAMC CONTROL CENTER
1 | 7000024356 | 850 | 100 | 10 | TRAINING | 100035603 | 998399 |  | 18% |  | TRAINING- DATABASE AND DISPLAY - SCADA | LOT | 1 |  | Included | 0 | 0 | 0 | 0
2 | 7000024356 | 850 | 100 | 20 | TRAINING | 100035602 | 998399 |  | 18% |  | TRAINING- COMPUTER SYSTEM SOFTWARE & HARDWARE SCADA | LOT | 1 |  | Included | 0 | 0 | 0 | 0
3 | 7000024356 | 850 | 100 | 30 | TRAINING | 100035604 | 998399 |  | 18% |  | TRAINING- APPLICATION SOFTWARE - SCADA | LOT | 1 |  | Included | 0 | 0 | 0 | 0
4 | 7000024356 | 850 | 100 | 40 | TRAINING | 100035620 | 998399 |  | 18% |  | TRAINING-FRONT END AND IEC 60870-5-104 PROTOCOL | LOT | 1 |  | Included | 0 | 0 | 0 | 0
5 | 7000024356 | 850 | 100 | 50 | TRAINING | 100035605 | 998399 |  | 18% |  | TRAINING- OPERATOR TRAINING | LOT | 1 |  | Included | 0 | 0 | 0 | 0
6 | 7000024356 | 850 | 100 | 60 | TRAINING | 100035606 | 998399 |  | 18% |  | TRAINING- NETWORK MANAGEMENT SYSTEM | LOT | 1 |  | Included | 0 | 0 | 0 | 0
7 | 7000024356 | 850 | 100 | 70 | TRAINING | 170004511 | 998734 |  | 18% |  | TRAINING ON CYBER SECURITY AS PER TS | LOT | 1 |  | Included | 0 | 0 | 0 | 0
8 | 7000024356 | 850 | 100 | 80 | TRAINING | 100035607 | 998399 |  | 18% |  | TRAINING- REMOTE ACCESSIBILITY SYSTEM | LOT | 1 |  | Included | 0 | 0 | 0 | 0
9 | 7000024356 | 850 | 100 | 90 | TRAINING | 100035608 | 998399 |  | 18% |  | TRAINING- AUTOMATED FAULT ANALYSIS SYSTEM | LOT | 1 |  | Included | 0 | 0 | 0 | 0
10 | 7000024356 | 850 | 100 | 100 | TRAINING | 100035609 | 998399 |  | 18% |  | TRAINING- VISUAL MONITORING SYSTEM | LOT | 1 |  | Included | 0 | 0 | 0 | 0
11 | 7000024356 | 850 | 100 | 110 | TRAINING | 100035611 | 998399 |  | 18% |  | TRAINING- VOIP/EMAIL SERVER | LOT | 1 |  | Included | 0 | 0 | 0 | 0
12 | 7000024356 | 850 | 100 | 120 | TRAINING | 100035610 | 998399 |  | 18% |  | TRAINING- UNINTERRUPTED POWER SUPPLY | LOT | 1 |  | Included | 0 | 0 | 0 | 0
13 | 7000024356 | 850 | 100 | 130 | TRAINING | 100035621 | 998399 |  | 18% |  | TRAINING-DASHBOARD DEVELOPMENT & APPLICATIONS | LOT | 1 |  | Included | 0 | 0 | 0 | 0
[9 empty] | Total Training Charges | [5 empty] | 0 |  |  | 0 | 0
[9 empty] | Total GST as confirmed by Bidder | [6 empty] | 0 |  |  | 0
* | In case the bidder leaves the cell for confirmation of the SAC and/or GST rate “blank”, the SAC and corresponding GST rate indicated by the Employer shall be deemed to be the one confirmed by the Bidder.
Date : | -- | [11 empty] | Printed name
Place : | [12 empty] | Designation
Click for Sch-5

## Sch-4b
Specification No: CC/NT/W-SCADA/DOM/A00/23/08228 | [15 empty] | Schedule - 4b
Establishment of State Transmission Asset Management Centre (STAMC) for Remote Control & Monitoring of OPTCL Grid Substations under Consultancy Services to OPTCL
(SCHEDULE OF RATES AND PRICES )
Bidder’s Name and Address (Sole Bidder) : | [14 empty] | To:
Contracts Services, 3rd Floor
Name : | [14 empty] | Power Grid Corporation of India Ltd.,
Address : | [14 empty] | "Saudamini", Plot No.-2
Sector-29,
Gurugram (Haryana) - 122001
Annual Maintenance Contract Charges during & after Defect Liability Period
(All Prices are in Indian Rupees.)
SI. No. | PR No | PR Line Item No | Activity Header | PR Activity No | Activity Description | Service Code | SAC (Service Accounting Codes) | Whether SAC in column '8’ is confirmed. If not indicate applicable the SAC * | Rate of GST applicable ( in %) | Whether rate of GST in column ‘4’ is confirmed. If not indicate applicable rate of GST * | Description | Unit | Quantity | Unit Maintenance Charges excluding GST | Total Maintenance Charges excluding GST | Total GST as confirmed by Bidder
1 | 2 | 3 | 4 | 5 | 6 | 7 | 8 | 9 | 10 | 11 | 12 | 13 | 14 | 15 | 16 = 14 x 15 | 17
(I) | CONTROL CENTER
(A) | MAIN STAMC
I | Maintenance Charges during defect liability period
1 | 7000024356 | 840 | 90 | 10 | AMC | 100007346 | 998316 |  | 18% |  | Annual maintenance contract during warranty period | YR | 1 |  | Included | 0 | 0 | 0 | 0
II | Maintenance charges for a period of 06 year after defect liability period
2 | 7000024356 | 840 | 90 | 20 | AMC | 170004114 | 998734 |  | 18% |  | QUARTERLY COMPREHENSIVE MAINTENANCE CHARGES OF SCADA SYSTEM INCLUDING WEB / EMAIL / CYBER SECURITY SYSTEM | LOT | 24 |  | Included | 0 | 0 | 0 | 0
3 | 7000024356 | 840 | 90 | 30 | AMC | 170004117 | 998734 |  | 18% |  | QUARTERLY COMPREHENSIVE MAINTENANCE CHARGES OF VIDEO MONITORING SYSTEM | LOT | 24 |  | Included | 0 | 0 | 0 | 0
4 | 7000024356 | 840 | 90 | 40 | AMC | 170004120 | 998734 |  | 18% |  | QUARTERLY COMPREHENSIVE MAINTENANCE CHARGES OF REMOTE ACCESSIBILITY SYSTEM | LOT | 24 |  | Included | 0 | 0 | 0 | 0
5 | 7000024356 | 840 | 90 | 50 | AMC | 170004123 | 998734 |  | 18% |  | QUARTERLY COMPREHENSIVE MAINTENANCE CHARGES OF AUTOMATED FAULT ANALYSIS SYS. | LOT | 24 |  | Included | 0 | 0 | 0 | 0
6 | 7000024356 | 840 | 90 | 60 | AMC | 170004126 | 998734 |  | 18% |  | QUARTERLY COMPREHENSIVE MAINTENANCE CHARGES OF AUXILIARY POWER SUPPLY(APS) | LOT | 24 |  | Included | 0 | 0 | 0 | 0
7 | 7000024356 | 840 | 90 | 70 | AMC | 170004128 | 998734 |  | 18% |  | QUARTERLY COMPREHENSIVE MAINTENANCE CHARGES OF VOIP SYSTEM | LOT | 24 |  | Included | 0 | 0 | 0 | 0
8 | 7000024356 | 840 | 90 | 80 | AMC | 170004459 | 998734 |  | 18% |  | QUARTERLY COMPREHENSIVE MAINTENANCE CHARGES OF VIDEO PROJECTION SYSTEM | LOT | 24 |  | Included | 0 | 0 | 0 | 0
9 | 7000024356 | 840 | 90 | 90 | AMC | 170003224 | 998734 |  | 18% |  | Pre-deployment testing & Installation of Patches/Updates released during the AMC period for all Software Products | LOT | 24 |  | Included | 0 | 0 | 0 | 0
10 | 7000024356 | 840 | 90 | 100 | AMC | 170004460 | 998734 |  | 18% |  | QUARTERLY REPLACEMENT OF PRINTER CARTRIDGE | LOT | 24 |  | Included | 0 | 0 | 0 | 0
11 | 7000024356 | 840 | 90 | 110 | AMC | 170003691 | 998734 |  | 18% |  | Half Yearly Cyber Security Audit by Cert-IN certified auditors | EA | 12 |  | Included | 0 | 0 | 0 | 0
III | INTEGRATION OF NEW EQUIPMENTS | [17 empty] | 0
12 | 7000024356 | 840 | 90 | 120 | AMC | 170004115 | 998734 |  | 18% |  | INTEGRATION OF NEW BAYS-SCADA | EA | 600 |  | Included | 0 | 0 | 0
13 | 7000024356 | 840 | 90 | 130 | AMC | 170004116 | 998734 |  | 18% |  | INTEGRATION OF NEW SUBSTATION -SCADA | EA | 90 |  | Included | 0 | 0 | 0
14 | 7000024356 | 840 | 90 | 140 | AMC | 170004118 | 998734 |  | 18% |  | INTEGRATION OF NEW EQUIPMENT CCTV SYSTEM- IP CAMERAS | EA | 300 |  | Included | 0 | 0 | 0
15 | 7000024356 | 840 | 90 | 150 | AMC | 170004119 | 998734 |  | 18% |  | INTEGRATION OF NEW EQUIPMENT CCTV SYSTEM- NVR | EA | 90 |  | Included | 0 | 0 | 0
16 | 7000024356 | 840 | 90 | 160 | AMC | 170004121 | 998734 |  | 18% |  | INTEGRATION OF NEW RELAYS -RAS | EA | 1200 |  | Included | 0 | 0 | 0
17 | 7000024356 | 840 | 90 | 170 | AMC | 170004122 | 998734 |  | 18% |  | INTEGRATION OF NEW SUBSTATION -RAS | EA | 90 |  | Included | 0 | 0 | 0
18 | 7000024356 | 840 | 90 | 180 | AMC | 170004124 | 998734 |  | 18% |  | INTEGRATION OF NEW RELAYS -AFAS | EA | 1200 |  | Included | 0 | 0 | 0
19 | 7000024356 | 840 | 90 | 190 | AMC | 170004125 | 998734 |  | 18% |  | INTEGRATION OF NEW SUBSTATION -AFAS | EA | 90 |  | Included | 0 | 0 | 0
IV | INTEGRATION OF BALANCE SUBSTATIONS
20 | 7000024356 | 860 | 110 | 200 | AMC-INTEGRATION OF BALANCE SYBSTATIONS | 170004540 | 998734 |  | 18% |  | INTEGRATION OF SUBSTATION WITH SCADA | LOT | 145 |  | Included | 0 | 0 | 0
21 | 7000024356 | 860 | 110 | 210 | AMC-INTEGRATION OF BALANCE SYBSTATIONS | 170004541 | 998734 |  | 18% |  | INTEGRATION OF SUBSTATION WITH REMOTE ACCESSIBILITY SYSTEM | LOT | 145 |  | Included | 0 | 0 | 0
22 | 7000024356 | 860 | 110 | 220 | AMC-INTEGRATION OF BALANCE SYBSTATIONS | 170004542 | 998734 |  | 18% |  | INTEGRATION OF SUBSTATION WITH AUTOMATED FAULT ANALYSIS SYSTEM | LOT | 145 |  | Included | 0 | 0 | 0
(B) | BACK UP STAMC CUM WEST ZONE RTAMC
I | Maintenance Charges during defect liability period
23 | 7000024356 | 1640 | 80 | 10 | AMC | 100007346 | 998316 |  | 18% |  | Annual maintenance contract during warranty period | YR | 1 |  | Included | 0 | 0 | 0 | 0
II | Maintenance charges for a period of 06 year after defect liability period
24 | 7000024356 | 1640 | 80 | 20 | AMC | 170004114 | 998734 |  | 18% |  | QUARTERLY COMPREHENSIVE MAINTENANCE CHARGES OF SCADA SYSTEM INCLUDING WEB / EMAIL / CYBER SECURITY SYSTEM | LOT | 24 |  | Included | 0 | 0 | 0 | 0
25 | 7000024356 | 1640 | 80 | 30 | AMC | 170004117 | 998734 |  | 18% |  | QUARTERLY COMPREHENSIVE MAINTENANCE CHARGES OF VIDEO MONITORING SYSTEM | LOT | 24 |  | Included | 0 | 0 | 0 | 0
26 | 7000024356 | 1640 | 80 | 40 | AMC | 170004120 | 998734 |  | 18% |  | QUARTERLY COMPREHENSIVE MAINTENANCE CHARGES OF REMOTE ACCESSIBILITY SYSTEM | LOT | 24 |  | Included | 0 | 0 | 0 | 0
27 | 7000024356 | 1640 | 80 | 50 | AMC | 170004123 | 998734 |  | 18% |  | QUARTERLY COMPREHENSIVE MAINTENANCE CHARGES OF AUTOMATED FAULT ANALYSIS SYS. | LOT | 24 |  | Included | 0 | 0 | 0 | 0
28 | 7000024356 | 1640 | 80 | 60 | AMC | 170004126 | 998734 |  | 18% |  | QUARTERLY COMPREHENSIVE MAINTENANCE CHARGES OF AUXILIARY POWER SUPPLY(APS) | LOT | 24 |  | Included | 0 | 0 | 0 | 0
29 | 7000024356 | 1640 | 80 | 70 | AMC | 170004128 | 998734 |  | 18% |  | QUARTERLY COMPREHENSIVE MAINTENANCE CHARGES OF VOIP SYSTEM | LOT | 24 |  | Included | 0 | 0 | 0 | 0
30 | 7000024356 | 1640 | 80 | 80 | AMC | 170004459 | 998734 |  | 18% |  | QUARTERLY COMPREHENSIVE MAINTENANCE CHARGES OF VIDEO PROJECTION SYSTEM | LOT | 24 |  | Included | 0 | 0 | 0 | 0
31 | 7000024356 | 1640 | 80 | 90 | AMC | 170003224 | 998734 |  | 18% |  | Pre-deployment testing & Installation of Patches/Updates released during the AMC period for all Software Products | LOT | 24 |  | Included | 0 | 0 | 0 | 0
32 | 7000024356 | 1640 | 80 | 100 | AMC | 170004460 | 998734 |  | 18% |  | QUARTERLY REPLACEMENT OF PRINTER CARTRIDGE | LOT | 24 |  | Included | 0 | 0 | 0 | 0
33 | 7000024356 | 1640 | 80 | 110 | AMC | 170003691 | 998734 |  | 18% |  | Half Yearly Cyber Security Audit by Cert-IN certified auditors | EA | 12 |  | Included | 0 | 0 | 0 | 0
(C) | CENTRAL ZONE RTAMC (COLOCATED - MAIN STAMC) | [17 empty] | 0
I | Maintenance Charges during defect liability period
34 | 7000024356 | 1890 | 70 | 10 | AMC | 100007346 | 998316 |  | 18% |  | Annual maintenance contract during warranty period | YR | 1 |  | Included | 0 | 0 | 0 | 0
II | Maintenance charges for a period of 06 year after defect liability period
35 | 7000024356 | 1890 | 70 | 20 | AMC | 170004461 | 998734 |  | 18% |  | QUARTERLY COMPREHENSIVE MAINTENANCE CHARGES OF SCADA SYSTEM INCLUDING WEB, EMAIL,CYBER SECURITY SYSTEM,RAS,AFAS,VMS SYSTEMS | LOT | 24 |  | Included | 0 | 0 | 0 | 0
36 | 7000024356 | 1890 | 70 | 30 | AMC | 170004128 | 998734 |  | 18% |  | QUARTERLY COMPREHENSIVE MAINTENANCE CHARGES OF VOIP SYSTEM | LOT | 24 |  | Included | 0 | 0 | 0 | 0
37 | 7000024356 | 1890 | 70 | 40 | AMC | 170004459 | 998734 |  | 18% |  | QUARTERLY COMPREHENSIVE MAINTENANCE CHARGES OF VIDEO PROJECTION SYSTEM | LOT | 24 |  | Included | 0 | 0 | 0 | 0
38 | 7000024356 | 1890 | 70 | 50 | AMC | 170003224 | 998734 |  | 18% |  | Pre-deployment testing & Installation of Patches/Updates released during the AMC period for all Software Products | LOT | 24 |  | Included | 0 | 0 | 0 | 0
39 | 7000024356 | 1890 | 70 | 60 | AMC | 170004460 | 998734 |  | 18% |  | QUARTERLY REPLACEMENT OF PRINTER CARTRIDGE | LOT | 24 |  | Included | 0 | 0 | 0 | 0
(D) | NORTH ZONE RTAMC | [17 empty] | 0
I | Maintenance Charges during defect liability period
40 | 7000024356 | 2230 | 80 | 10 | AMC | 100007346 | 998316 |  | 18% |  | Annual maintenance contract during warranty period | YR | 1 |  | Included | 0 | 0 | 0 | 0
II | Maintenance charges for a period of 06 year after defect liability period
41 | 7000024356 | 2230 | 80 | 20 | AMC | 170004461 | 998734 |  | 18% |  | QUARTERLY COMPREHENSIVE MAINTENANCE CHARGES OF SCADA SYSTEM INCLUDING WEB, EMAIL,CYBER SECURITY SYSTEM,RAS,AFAS,VMS SYSTEMS | LOT | 24 |  | Included | 0 | 0 | 0 | 0
42 | 7000024356 | 2230 | 80 | 30 | AMC | 170004126 | 998734 |  | 18% |  | QUARTERLY COMPREHENSIVE MAINTENANCE CHARGES OF AUXILIARY POWER SUPPLY(APS) | LOT | 24 |  | Included | 0 | 0 | 0 | 0
43 | 7000024356 | 2230 | 80 | 40 | AMC | 170004128 | 998734 |  | 18% |  | QUARTERLY COMPREHENSIVE MAINTENANCE CHARGES OF VOIP SYSTEM | LOT | 24 |  | Included | 0 | 0 | 0 | 0
44 | 7000024356 | 2230 | 80 | 50 | AMC | 170004459 | 998734 |  | 18% |  | QUARTERLY COMPREHENSIVE MAINTENANCE CHARGES OF VIDEO PROJECTION SYSTEM | LOT | 24 |  | Included | 0 | 0 | 0 | 0
45 | 7000024356 | 2230 | 80 | 60 | AMC | 170003224 | 998734 |  | 18% |  | Pre-deployment testing & Installation of Patches/Updates released during the AMC period for all Software Products | LOT | 24 |  | Included | 0 | 0 | 0 | 0
46 | 7000024356 | 2230 | 80 | 70 | AMC | 170004460 | 998734 |  | 18% |  | QUARTERLY REPLACEMENT OF PRINTER CARTRIDGE | LOT | 24 |  | Included | 0 | 0 | 0 | 0
(E) | SOUTH ZONE RTAMC | [17 empty] | 0
I | Maintenance Charges during defect liability period
47 | 7000024356 | 2570 | 80 | 10 | AMC | 100007346 | 998316 |  | 18% |  | Annual maintenance contract during warranty period | YR | 1 |  | Included | 0 | 0 | 0 | 0
II | Maintenance charges for a period of 06 year after defect liability period
48 | 7000024356 | 2570 | 80 | 20 | AMC | 170004461 | 998734 |  | 18% |  | QUARTERLY COMPREHENSIVE MAINTENANCE CHARGES OF SCADA SYSTEM INCLUDING WEB, EMAIL,CYBER SECURITY SYSTEM,RAS,AFAS,VMS SYSTEMS | LOT | 24 |  | Included | 0 | 0 | 0 | 0
49 | 7000024356 | 2570 | 80 | 30 | AMC | 170004126 | 998734 |  | 18% |  | QUARTERLY COMPREHENSIVE MAINTENANCE CHARGES OF AUXILIARY POWER SUPPLY(APS) | LOT | 24 |  | Included | 0 | 0 | 0 | 0
50 | 7000024356 | 2570 | 80 | 40 | AMC | 170004128 | 998734 |  | 18% |  | QUARTERLY COMPREHENSIVE MAINTENANCE CHARGES OF VOIP SYSTEM | LOT | 24 |  | Included | 0 | 0 | 0 | 0
51 | 7000024356 | 2570 | 80 | 50 | AMC | 170004459 | 998734 |  | 18% |  | QUARTERLY COMPREHENSIVE MAINTENANCE CHARGES OF VIDEO PROJECTION SYSTEM | LOT | 24 |  | Included | 0 | 0 | 0 | 0
52 | 7000024356 | 2570 | 80 | 60 | AMC | 170003224 | 998734 |  | 18% |  | Pre-deployment testing & Installation of Patches/Updates released during the AMC period for all Software Products | LOT | 24 |  | Included | 0 | 0 | 0 | 0
53 | 7000024356 | 2570 | 80 | 70 | AMC | 170004460 | 998734 |  | 18% |  | QUARTERLY REPLACEMENT OF PRINTER CARTRIDGE | LOT | 24 |  | Included | 0 | 0 | 0 | 0
(F) | SUBSTATION | [17 empty] | 0
I | Maintenance Charges during defect liability period
54 | 7000024358 | 10 | 60 | 10 | AMC OF SUBSTATIONS | 100007346 | 998316 |  | 18% |  | Annual maintenance contract during warranty period | YR | 1 |  | Included | 0 | 0 | 0 | 0
II | Maintenance charges for a period of 06 year after defect liability period
55 | 7000024358 | 10 | 60 | 20 | AMC OF SUBSTATIONS | 170004462 | 998734 |  | 18% |  | QUARTERLY COMPREHENSIVE MAINTENANCE CHARGES OF NETWORKING EQUIPMENT | LOT | 24 |  | Included | 0 | 0 | 0 | 0
56 | 7000024358 | 10 | 60 | 30 | AMC OF SUBSTATIONS | 170004117 | 998734 |  | 18% |  | QUARTERLY COMPREHENSIVE MAINTENANCE CHARGES OF VIDEO MONITORING SYSTEM | LOT | 24 |  | Included | 0 | 0 | 0 | 0
57 | 7000024358 | 10 | 60 | 40 | AMC OF SUBSTATIONS | 170004120 | 998734 |  | 18% |  | QUARTERLY COMPREHENSIVE MAINTENANCE CHARGES OF REMOTE ACCESSIBILITY SYSTEM | LOT | 24 |  | Included | 0 | 0 | 0 | 0
58 | 7000024358 | 10 | 60 | 50 | AMC OF SUBSTATIONS | 170004128 | 998734 |  | 18% |  | QUARTERLY COMPREHENSIVE MAINTENANCE CHARGES OF VOIP SYSTEM | LOT | 24 |  | Included | 0 | 0 | 0 | 0
0
[9 empty] | Total Maintenance Charges during and after Defect Liabilty Period | [5 empty] | 0 |  |  | #REF!
[9 empty] | Total GST as confirmed by Bidder | [6 empty] | 0
* | In case the bidder leaves the cell for confirmation of the SAC and/or GST rate “blank”, the SAC and corresponding GST rate indicated by the Employer shall be deemed to be the one confirmed by the Bidder.
Note: | In line with ITB Cl.11.4(d), Bidder to insure that the Annual Maintenance Contract (AMC) Charges shall be minimum 30% of the total Bid Price quoted by the bidder. Also, the Maintenance Charges shall be uniformly distributed over the AMC period of 7 years i.e., 1 year Defect Liability Period and 6 years AMC period.
Date : | -- | [11 empty] | Printed name
Place : | [12 empty] | Designation
Click for Sch-5

## Sch-5 Dis (hidden)
Specification No: 5002001865/OTHERS/DOM/A00-CC CS -1 |  |  |  | Schedule - 5
Package – I: Unified Network Management System (U-NMS) for Central Sector & State Sector Communication in Eastern Region (ER) under Establishment of State-of-the-Art Unified Centralized Network Management System (U-NMS) for ISTS and State Utility Communication Network in Eastern Region (ER).
SUMMARY OF TAXES & DUTIES APPLICABLE ON GOODS
Bidder’s Name and Address (Sole Bidder) : |  |  | To:
Contracts Services, 3rd Floor
Name : |  |  | Power Grid Corporation of India Ltd.,
Address : |  |  | "Saudamini", Plot No.-2
Sector-29,
Gurugram (Haryana) - 122001
Sl. No. | Item Nos. |  | Total Price (INR)
1 | TOTAL GST ON GOODS |  | 0
Total GST for Supply of Goods (inter-alia including Type Test Charges) between the Contractor and the Employer (identified in Schedule 1') which are not included in the Ex-works price as per the provision of the Bidding Documents, as applicable.
2 | TOTAL GST ON SERVICES |  | 0
Total GST on Installation Services (Schedule-3), Training to be imparted in India (Schedule-4a) and Maintenance Charges during and after Defect Liabilty Period (Schedule-4b)
| GRAND TOTAL [1+2] |  | 0
Date : | -- | Printed Name :
Place : |  | Designation :
Click for Sch-6

## Sch-5
Specification No: CC/NT/W-SCADA/DOM/A00/23/08228 |  |  |  | Schedule - 5
Establishment of State Transmission Asset Management Centre (STAMC) for Remote Control & Monitoring of OPTCL Grid Substations under Consultancy Services to OPTCL
(SUMMARY OF TAXES & DUTIES APPLICABLE ON PLANT & EQUIPMENT)
Bidder’s Name and Address (Sole Bidder) : |  |  | To:
Contracts Services, 3rd Floor
Name : |  |  | Power Grid Corporation of India Ltd.,
Address : |  |  | "Saudamini", Plot No.-2
Sector-29,
Gurugram (Haryana) - 122001
Sl. No. | Item Nos. |  | Total Price (INR) |  | After Discount |  | After MPDiscount
1 | TOTAL GST ON GOODS |  |  |  | Excise Duty | #REF! | Excise Duty | #REF!
| Total GST for Supply of Goods (inter-alia including Type Test Charges) between the Contractor and the Employer (identified in Schedule 1') which are not included in the Ex-works price as per the provision of the Bidding Documents, as applicable. |  | 0
2 | TOTAL GST ON SERVICES |  |  |  | Sales Tax | 0 | Sales Tax | 0
| Total GST on Installation Services (Schedule-3), Training to be imparted in India (Schedule-4a) and Annual Maintenance Contract Charges during & after Defect Liability Period (Schedule-4b) |  | 0 |  | #REF! | #REF! | #REF! | #REF!
| GRAND TOTAL [1+2] |  | 0 |  | Grand Total after Discount | #REF! | Grand Total after MPD | #REF!
Date : | -- | Printed Name :
Place : |  | Designation :
Click for Sch-6

## Sch-6(buy-back) (hidden)
Specification No: CC/NT/W-SCADA/DOM/A00/23/08228 | [12 empty] | Schedule-6 {Buy Back Charges(Scrap value)} |  |  | Schedule - 6 (buy-back)
Establishment of State Transmission Asset Management Centre (STAMC) for Remote Control & Monitoring of OPTCL Grid Substations under Consultancy Services to OPTCL
(SCHEDULE OF RATES AND PRICES )
Bidder’s Name and Address (Sole Bidder) : | [14 empty] | To:
Contracts Services, 3rd Floor
Name : | [14 empty] | Power Grid Corporation of India Ltd.,
Address : | [14 empty] | "Saudamini", Plot No.-2
Sector-29,
Gurugram (Haryana) - 122001
Buy-back Charges (Scrap value):
All Prices are in Indian Rupees.
SI. No. | PR No | PR Line Item No | Activity Header | PR Activity No | Activity Description | Material Code | HSN Code | Whether HSN in column '8’ is confirmed. If not indicate applicable the HSN + | Rate of GST applicable ( in %) | Whether rate of GST in column ‘10’ is confirmed. If not indicate applicable rate of GST + | Item Description | Unit | Quantity | Unit Charges excluding GST | Total Charges excluding GST | Total GST as confirmed by Bidder
1 | 2 | 3 | 4 | 5 | 6 | 7 | 8 | 9 | 10 | 11 | 12 | 13 | 14 | 15 | 16 = 14 x 15 | 17
NOT APPLICABLE | [15 empty] | 0 | 0 | 0
[9 empty] | Total Buy-back Charges (Excl. GST) | [5 empty] | 0 |  |  | #REF!
[9 empty] | Total GST as confirmed by Bidder | [6 empty] | 0
+ | Buyer (Bidder/Contractor) of the scrap material shall be liable to pay extra towards GST, TCS (Tax Collected at Source) as per Income Tax Act and other applicable taxes if any, as per actual, as per tax invoice raised by the employer.
+ | Scrap Value (excluding GST and other applicable taxes if any) shall be considered solely for bid evaluation purpose to arrive at the net evaluated price of the Bidder/Contractor.
+ | However, bidders shall not be allowed to change the Scrap value [as quoted by bidder in Schedule-6 {Buy Back Charges(Scrap value)} which after correction, if any, shall be indicated in the template calculation sheet provided during the e-Reverse Auction] during e-Reverse Auction.
Note : | Details of Buy-back are given in Appendix A, Part A, Section-1 of Technical Specification
Date : | -- | [11 empty] | Printed name
Place : | [12 empty] | Designation
Click for Sch-5

## Sch-6
Specification No: CC/NT/W-SCADA/DOM/A00/23/08228 |  |  | Schedule - 6
Establishment of State Transmission Asset Management Centre (STAMC) for Remote Control & Monitoring of OPTCL Grid Substations under Consultancy Services to OPTCL
(GRAND SUMMARY)
Bidder’s Name and Address (Sole Bidder) : |  |  | To:
Contracts Services, 3rd Floor
Name : |  |  | Power Grid Corporation of India Ltd.,
Address : |  |  | "Saudamini", Plot No.-2
Sector-29,
Gurugram (Haryana) - 122001
Sl. No. | Description |  | Total Price (INR)
1 | TOTAL SCHEDULE NO. 1 |  | 0
Ex-works price of Plant and Equipment including Type Test Charges
2 | TOTAL SCHEDULE NO. 2 |  | 0
Local Transportation, In-transit Insurance, loading & unloading
3 | TOTAL SCHEDULE NO. 3 |  | 0
Installation Charges
4a | TOTAL SCHEDULE NO. 4a |  | 0
Training Charges
4b | TOTAL SCHEDULE NO. 4b |  | 0
Annual Maintenance Contract Charges during & after Defect Liability Period
5 | TOTAL SCHEDULE NO. 5 |  | 0
Taxes and Duties
6 | TOTAL SCHEDULE NO. 7 |  | Included
Type Test Charges [Total of this Schedule is included in Schedule - 1 above.]
8 | GRAND TOTAL [1+2+3+4+5-7] |  | 0
0
Date : | -- | Printed Name :
Place : |  | Designation :
Click for Sch-7

## Sch-6 After Discount
Specification No: CC/NT/W-SCADA/DOM/A00/23/08228 |  |  | Schedule - 6 After Discount
Establishment of State Transmission Asset Management Centre (STAMC) for Remote Control & Monitoring of OPTCL Grid Substations under Consultancy Services to OPTCL
(GRAND SUMMARY)
Bidder’s Name and Address (Sole Bidder) : |  |  | To:
Contracts Services, 3rd Floor
Name : |  |  | Power Grid Corporation of India Ltd.,
Address : |  |  | "Saudamini", Plot No.-2
Sector-29,
Gurugram (Haryana) - 122001
Sl. No. | Description |  | Total Price (INR)
1 | TOTAL SCHEDULE NO. 1 |  | 0
Ex-works price of Plant and Equipment including Type Test Charges
2 | TOTAL SCHEDULE NO. 2 |  | 0
Local Transportation, In-transit Insurance, loading & unloading
3 | TOTAL SCHEDULE NO. 3 |  | 0
Installation Charges
4a | TOTAL SCHEDULE NO. 4a |  | 0
Training Charges
4b | TOTAL SCHEDULE NO. 4b |  | 0
Annual Maintenance Contract Charges during & after Defect Liability Period
5 | TOTAL SCHEDULE NO. 5 |  | 0
Taxes and Duties
6 | TOTAL SCHEDULE NO. 7 |  | Included
Type Test Charges [Total of this Schedule is included in Schedule - 1 above.]
7 | GRAND TOTAL [1+2+3+4+5] |  | 0
0
Date : | -- | Printed Name :
Place : |  | Designation :
Click for Sch-7

## Sch-7
Specification No: CC/NT/W-SCADA/DOM/A00/23/08228 | [11 empty] | Schedule 7
Establishment of State Transmission Asset Management Centre (STAMC) for Remote Control & Monitoring of OPTCL Grid Substations under Consultancy Services to OPTCL | [15 empty] | As per Lum-sum |  | 0%
(SCHEDULE OF RATES AND PRICES ) | [15 empty] | AS per Percent |  | #REF!
[16 empty] | As per lum-sum on Sch-7 |  | 0%
Bidder’s Name and Address (Sole Bidder) : | [9 empty] | To: | [5 empty] | As per Percent on Sch-7 |  | #REF!
[10 empty] | Contracts Services, 3rd Floor | [5 empty] | Total Discount |  | #REF!
Name : | [9 empty] | Power Grid Corporation of India Ltd.,
Address : | [9 empty] | "Saudamini", Plot No.-2
[10 empty] | Sector-29, | [5 empty] | Multipackage Discount |  | #REF!
Gurugram (Haryana) - 122001
Type tests Charges:
SL. NO. | PR No | Line Item No | Code | HSN Code | Whether HSN in column ‘5’ is confirmed. If not indicate applicable the HSN code * | Rate of GST applicable ( in %) | Whether rate of GST in column ‘7’ is confirmed. If not indicate applicable rate of GST * | Description of Test | Unit | Quantity | Unit Test Charge | Total Test Charges (Rs.) | Total GST as confirmed by Bidder | Revaluation of M column | Tax Calculation |  | Total Test Charges After Discount (Rs.) |  | Dis Alert | Total Test Charges After MPD (Rs.)
1 | 2 | 3 | 4 | 5 | 6 | 7 | 8 | 9 | 10 | 11 | 12 | 13 = 10 x 11 | 14
1 | [11 empty] | Included | 0 | 0 | 0
2 | [11 empty] | Included | 0 | 0 | 0
NOT APPLICABLE
[8 empty] | TOTAL TYPE TEST CHARGES |  |  |  | 0
[8 empty] | Total GST as confirmed by Bidder |  |  |  |  | 0
* | In case the bidder leaves the cell for confirmation of the HSN code and/or GST rate “blank”, the HSN code and corresponding GST rate indicated by the Employer shall be deemed to be the one confirmed by the Bidder.
Date : |  |  |  | -- |  |  |  |  | Printed Name :
Place : | [8 empty] | Designation :
Note : |  |  |  | Bidder should indicate the name of test laboratories where type tests are proposed to be conducted
Specification No: CC/NT/W-SCADA/DOM/A00/23/08228
Establishment of State Transmission Asset Management Centre (STAMC) for Remote Control & Monitoring of OPTCL Grid Substations under Consultancy Services to OPTCL | [7 empty] | 0 | 0
(SCHEDULE OF RATES AND PRICES ) | [7 empty] | 0 | 0
Bidder’s Name and Address (Sole Bidder) :
[8 empty] | 0 | 0
Name : | [8 empty] | 0
Address : | [8 empty] | 0
0
0
SL. NO. | [7 empty] | Description of Test | #REF!
#REF! | [7 empty] | #REF! | #REF!
#REF! | [7 empty] | #REF!
#REF! | [7 empty] | #REF! | #REF!
#REF! | [7 empty] | #REF! | #REF!
[8 empty] | #REF! | #REF!
#REF! | [7 empty] | #REF!
#REF! | [7 empty] | #REF!
#REF! | [7 empty] | #REF!
#REF! | [7 empty] | #REF! | #REF!
#REF! | [7 empty] | #REF! | #REF!
#REF! | [7 empty] | #REF! | #REF!
#REF! | [7 empty] | #REF! | #REF!
[8 empty] | #REF! | #REF!
#REF! | [7 empty] | #REF!
#REF! | [7 empty] | #REF! | #REF!
#REF! | [7 empty] | #REF! | #REF!
#REF! | [7 empty] | #REF! | #REF!
#REF! | [7 empty] | #REF! | #REF!
[8 empty] | #REF! | #REF!
#REF! | [7 empty] | #REF!
#REF! | [7 empty] | #REF! | #REF!
#REF! | [7 empty] | #REF! | #REF!
#REF! | [7 empty] | #REF! | #REF!
[8 empty] | #REF! | #REF!
#REF! | [7 empty] | #REF!
#REF! | [7 empty] | #REF! | #REF!
#REF! | [7 empty] | #REF! | #REF!
#REF! | [7 empty] | #REF! | #REF!
[8 empty] | #REF! | #REF!
#REF! | [7 empty] | #REF!
#REF! | [7 empty] | #REF! | #REF!
#REF! | [7 empty] | #REF! | #REF!
#REF! | [7 empty] | #REF! | #REF!
#REF! | [7 empty] | #REF! | #REF!
[8 empty] | #REF! | #REF!
[8 empty] | #REF! | #REF!
#REF! | [7 empty] | #REF!
#REF! | [7 empty] | #REF!
#REF! | [7 empty] | #REF! | #REF!
#REF! | [7 empty] | #REF! | #REF!
#REF! | [7 empty] | #REF! | #REF!
[8 empty] | #REF! | #REF!
[8 empty] | #REF! | #REF!
#REF! | [7 empty] | #REF!
#REF! | [7 empty] | #REF!
#REF! | [7 empty] | #REF! | #REF!
#REF! | [7 empty] | #REF! | #REF!
#REF! | [7 empty] | #REF! | #REF!
#REF! | [7 empty] | #REF! | #REF!
#REF! | [7 empty] | #REF! | #REF!
[8 empty] | #REF! | #REF!
#REF! | [7 empty] | #REF!
#REF! | [7 empty] | #REF! | #REF!
#REF! | [7 empty] | #REF! | #REF!
#REF! | [7 empty] | #REF! | #REF!
#REF! | [7 empty] | #REF! | #REF!
#REF! | [7 empty] | #REF! | #REF!
#REF! | [7 empty] | #REF! | #REF!
[8 empty] | #REF! | #REF!
#REF! | [7 empty] | #REF!
#REF! | [7 empty] | #REF! | #REF!
#REF! | [7 empty] | #REF! | #REF!
#REF! | [7 empty] | #REF! | #REF!
#REF! | [7 empty] | #REF! | #REF!
#REF! | [7 empty] | #REF! | #REF!
#REF! | [7 empty] | #REF! | #REF!
#REF! | [7 empty] | #REF! | #REF!
#REF! | [7 empty] | #REF! | #REF!
#REF! | [7 empty] | #REF! | #REF!
[8 empty] | #REF! | #REF!
#REF! | [7 empty] | #REF!
#REF! | [7 empty] | #REF! | #REF!
#REF! | [7 empty] | #REF! | #REF!
#REF! | [7 empty] | #REF! | #REF!
[8 empty] | #REF! | #REF!
#REF! | [7 empty] | #REF!
#REF! | [7 empty] | #REF! | #REF!
#REF! | [7 empty] | #REF! | #REF!
#REF! | [7 empty] | #REF! | #REF!
[8 empty] | #REF! | #REF!
#REF! | [7 empty] | #REF!
#REF! | [7 empty] | #REF! | #REF!
#REF! | [7 empty] | #REF! | #REF!
[8 empty] | #REF! | #REF!
#REF! | [7 empty] | #REF!
#REF! | [7 empty] | #REF! | #REF!
#REF! | [7 empty] | #REF! | #REF!
#REF! | [7 empty] | #REF! | #REF!
#REF! | [7 empty] | #REF! | #REF!
#REF! | [7 empty] | #REF! | #REF!
#REF! | [7 empty] | #REF! | #REF!
[8 empty] | #REF! | #REF!
#REF! | [7 empty] | #REF!
#REF! | [7 empty] | #REF! | #REF!
#REF! | [7 empty] | #REF! | #REF!
#REF! | [7 empty] | #REF! | #REF!
#REF! | [7 empty] | #REF! | #REF!
#REF! | [7 empty] | #REF!
#REF! | [7 empty] | #REF! | #REF!
#REF! | [7 empty] | #REF! | #REF!
#REF! | [7 empty] | #REF! | #REF!
#REF! | [7 empty] | #REF! | #REF!
[8 empty] | #REF! | #REF!
[8 empty] | #REF! | #REF!
[8 empty] | #REF! | #REF!
Click for Bid Form 2nd Envelope

## Discount
This letter of discount is optional. Bidder may / may not offer any discount.
Specification No: CC/NT/W-SCADA/DOM/A00/23/08228 |  |  |  |  | Letter of Discount
LETTER OF DISCOUNT
To:
Contract Services
Power Grid Corporation of India Ltd.,
"Saudamini", Plot No.-2
Sector-29, (near IFFCO Chowk)
Gurgaon (Haryana) - 122001
Subject : |  | Establishment of State Transmission Asset Management Centre (STAMC) for Remote Control & Monitoring of OPTCL Grid Substations under Consultancy Services to OPTCL
Dear Sir
With reference to the subject tender, we hereby offer unconditional discount on the prices quoted by us as per details given here below : | [6 empty] | Eq Weightage of Rs/ % | Final Discount Factor
| 1 | Discount on lum-sum basis on total price quoted by us without Taxes & Duties. [The discount shall be proportionately applicable on all the items of all the Schdules i.e. Sch-1 (without type test charges), Sch-2, Sch-3, Sch-4a, Sch-4b & Sch-7] In Rs. |  |  |  | 0 | 0%
| 2 | Discount on percent basis on total price quoted by us without Taxes & Duties. [The discount shall be applicable on all the items of all the Schdules i.e. Sch-1 (without type test charges), Sch-2, Sch-3, Sch-4a, Sch-4b & Sch-7] In Percent (%) |  |  |  | 0 | 0%
| 3 | Discount on lum-sum basis on the Schedules as given below : [The discount shall be proportionately applicable on all the relevent items of the respective Schdules.] In Rs.
|  | Schedule-1 : Ex works prices |  | In Rs. |  | 0 | 0% | Schedule-1 : Ex-Works Price | 0%
|  | Schedule-2 : Freight & Insurance |  | In Rs. |  | 0 | 0% | Schedule-2 : Freight & Insurance | 0%
|  | Schedule-3 : Erection Charges |  | In Rs. |  | 0 | 0% | Schedule-3 : Erection Charges | 0%
|  | Schedule-4a : Training Charges |  | In Rs. |  | 0 | 0% | Schedule-4a : Training Charges | 0%
|  | Schedule-4b : Annual Maintenance Contract Charges during & after Defect Liability Period |  | In Rs. |  | 0 | 0% | Schedule-4b : Maintenance Charges | 0%
|  | Schedule-7 : Type Test Charges |  | In Rs. |  | 0 | 0% | Schedule-7 : Type Test Charges | 0%
| 4 | Discount on percent basis on the Schedules as given below : [The discount shall be applicable on all the relevent items of the respective Schdules.] In Percent (%)
|  | Schedule-1 : Ex works prices |  | In Percent (%) |  | 0 | 0%
|  | Schedule-2 : Freight & Insurance |  | In Percent (%) |  | 0 | 0%
|  | Schedule-3 : Erection Charges |  | In Percent (%) |  | 0 | 0%
|  | Schedule-4a : Training Charges |  | In Percent (%) |  | 0 | 0%
|  | Schedule-4b : Annual Maintenance Contract Charges during & after Defect Liability Period |  | In Percent (%) |  | 0 | 0%
|  | Schedule-7 : Type Test Charges |  | In Percent (%) |  | 0 | 0%
Discount(s) offered at sl. No. 1 to 4 will get displayed and accounted for automatically in the respective items of the Schedules.
| 5 | We hereby offer Multi-package discount as given below:
Multi-Package Discount(s) offered at sl. No. 5 will not get automatically accounted for in the respective items of the Schedules. The same shall be worked out saparately for evaluation.
Please consider this letter of discount as the integral part of our price bid.
Thanking you, we remain,
Yours faithfully,
For and on behalf of
Date : |  | -- | Printed Name :
Place : |  |  | Designation :
Click for Bid Form

## Bid Form 2nd Envelope
Specification No: CC/NT/W-SCADA/DOM/A00/23/08228 |  |  |  |  | Bid Form 2nd Envelope | Sole Bidder |  |  | 1 | st |  | 1 | January
[6 empty] | 0 |  |  | 2 | nd |  | 2 | February
BID FORM (Second Envelope) | [8 empty] | 3 | rd |  | 3 | March
[9 empty] | 4 | th |  | 4 | April
Bid Proposal Ref. No. | [8 empty] | 5 | th |  | 5 | May
Date : | -- | [7 empty] | 6 | th | #VALUE! | 6 | June
[9 empty] | 7 | th | #VALUE! | 7 | July
To: | [8 empty] | 8 | th | #VALUE! | 8 | August
Contracts Services, 3rd Floor | [8 empty] | 9 | th | #VALUE! | 9 | September
Power Grid Corporation of India Ltd., | [8 empty] | 10 | th |  | 10 | October
"Saudamini", Plot No.-2 | [8 empty] | 11 | th |  | 11 | November
Sector-29, | [8 empty] | 12 | th |  | 12 | December
Gurugram (Haryana) - 122001 | [8 empty] | 13 | th
[9 empty] | 14 | th
Name of Contract : |  | Establishment of State Transmission Asset Management Centre (STAMC) for Remote Control & Monitoring of OPTCL Grid Substations under Consultancy Services to OPTCL | [6 empty] | 15 | th
Dear Ladies and/or Gentlemen, | [8 empty] | 16 | th
1 | In continuation of First Envelope of our Bid, we hereby submit the Second Envelope of the Bid, both of which shall be read together and in conjunction with each other, and shall be construed as an integral part of our Bid. Accordingly, we the undersigned, offer to design, manufacture, test, deliver, install and commission (including carrying out Trial Operation, Performance & Guarantee Test as per provision of Technical Specification) under the above-named package in full conformity with the said Bidding Documents for the sum of Rs. 0 or such other sums as may be determined in accordance with the terms and conditions of the Bidding Documents. |  |  |  |  | In continuation of First Envelope of our Bid, we hereby submit the Second Envelope of the Bid, both of which shall be read together and in conjunction with each other, and shall be construed as an integral part of our Bid. Accordingly, we the undersigned, offer to design, manufacture, test, deliver, install and commission (including carrying out Trial Operation, Performance & Guarantee Test as per provision of Technical Specification) under the above-named package in full conformity with the said Bidding Documents for the sum of Rs. | or such other sums as may be determined in accordance with the terms and conditions of the Bidding Documents. | 0 | 17 | th
| The above amounts are in accordance with the price schedules attached herewith and are made part of this bid. | [7 empty] | 18 | th
2 | Price Schedules | [7 empty] | 19 | th
2.1 | In line with the requirements of the Bidding documents, we enclose herewith the following Price Schedules, duly filled - in as per your proforma: | [7 empty] | 20 | th
| Schedule 1 |  | Plant and Equipment (Including Mandatory Spare Parts) to be supplied, including Type Test Charges. | [5 empty] | 21 | st
| Schedule 2 |  | Local Transportation, In-transit Insurance, loading and unloading | [5 empty] | 22 | th
| Schedule 3 |  | Installation Charges. | [5 empty] | 23 | th
| Schedule 4a |  | Training charges for training to be imparted. | [5 empty] | 24 | th
| Schedule 4b |  | Annual Maintenance Contract Charges during & after Defect Liability Period
| Schedule 5 |  | Taxes and Duties not included in Schedule 1 | [5 empty] | 25 | th
[9 empty] | 25 | th
| Schedule 6 |  | Grand Summary [Schedule 1 to 5] | [5 empty] | 26 | th
| Schedule 7 |  | Break-up of Type Test Charges for Type Tests to be conducted (NOT APPLICABLE) | [5 empty] | 27 | th
2.2 | We are aware that the Price Schedules do not generally give a full description of the Work to be performed under each item and we shall be deemed to have read the Technical Specifications and other sections of the Bidding Documents and Drawings to ascertain the full scope of Work included in each item while filling-in the rates and prices. We agree that the entered rates and prices shall be deemed to include for the full scope as aforesaid, including overheads and profit. | [7 empty] | 28 | th
2.3 | We declare that as specified in Clause 11.5, Section –II:ITB, Vol.-I of the Bidding Documents, prices quoted by us in the Price Schedules shall be subject to Price Adjustment during the execution of Contract in accordance with Appendix-2 (Price Adjustment) to the Contract Agreement. | [7 empty] | 29 | th
2.4 | We understand that in the price schedules, where there are errors between the total of the amounts given under the column for the price Breakdown and the amount given under the Total Price, the former shall prevail and the latter will be corrected accordingly. We further understand that where there are discrepancies between amounts stated in figures and amounts stated in words, the amount stated in words shall prevail. Similarly, any discrepancy in the total bid price and that of the summation of Schedule price (price indicated in a Schedule indicating the total of that schedule), the total bid price shall be corrected to reflect the actual summation of the Schedule prices. | [7 empty] | 30 | th
2.5 | We declare that items left blank in the Schedules will be deemed to have been included in other items. The TOTAL for each Schedule and the TOTAL of Grand Summary shall be deemed to be the total price for executing the Facilities and sections thereof in complete accordance with the Contract, whether or not each individual item has been priced. | [7 empty] | 31 | st
3 | We confirm that except as otherwise specifically provided our Bid Prices in this Second Envelope include all taxes, duties, levies and charges as may be assessed on us/our Associate (applicable for Foreign Bidder), our Sub-Contractor/Sub-Vendor or their employees by all municipal, state or national government authorities in connection with the Facilities, in and outside of India.
3.1 | 100% of applicable Taxes and Duties i.e GST which are payable by the Employer/Owner (as applicable) under the Contract, shall be reimbursed by the Employer/Owner (as applicable) on production of satisfactory documentary evidence by the Contractor in accordance with the provisions of the Bidding Documents.
3.2 | We further understand that notwithstanding 3.0 above, in case of award on us, you shall also bear and pay/reimburse to us, GST applicable on supplies by us to you, imposed on the Plant & Equipment including Mandatory Spare Parts to be incorporated into the Facilities including Type Test charges for Type test to be conducted specified in Schedule No. 1, Installation Services specified in Schedule No. 3, Charges for Training to be imparted specified in Schedule No. 4a and Maintenance Charges during & after Defect Laibility Period specified in Schedule No. 4b of the Price Schedule in this Second Envelope by the Indian Laws.
3.3 | We confirm that we have also registered/we shall also get registered in the GST Network with a GSTIN, in all the states where the project is located and the states from which we shall make our supply of goods.
4 | # (For Joint Venture only) We, the partners of Joint Venture submitting this bid, do agree and confirm that in case of Award of Contract on the Joint Venture, we shall be jointly and severally liable and responsible for the execution of the Contract in accordance with Contract terms and conditions.
5 | We, hereby, declare that only the persons or firms interested in this proposal as principals are named here and that no other persons or firms other than those mentioned herein have any interest in this proposal or in the Contract to be entered into, if the award is made on us, that this proposal is made without any connection with any other person, firm or party likewise submitting a proposal is in all respects for and in good faith, without collusion or fraud.
Thanking you, we remain,
Yours faithfully,
For and on behalf of
Signature :
Date : | -- |  |  | Printed Name :
Place : |  |  |  | Designation :
Common Seal :
Please provide additional information of the Bidder
Business Address :
Country of Incorporation :
State/Province to be indicated :
Name of Principal Officer :
Address of Principal Officer :
Note: Bidders may note that no prescribed proforma has been enclosed for Attachment 2 : Power of Attorney. Bidders may use their own proforma for furnishing the required information with the bid.
* * *
Back to Cover Page