## Basic (hidden)
Package Name | Rural Electrification Work under Prime Minister’s Development Project (PMDP) in Leh & Kargil Districts of UT of Ladakh
Package Code | Package- LEH & KARGIL
Specification No. | Specification No.: 5002001922/OTHERS/DOM/A04-CC CS -5
ORIGINAL

## Cover
Price Schedules | Rural Electrification Work under Prime Minister’s Development Project (PMDP) in Leh & Kargil Districts of UT of Ladakh |  | Package- LEH & KARGIL
Specification No.: 5002001922/OTHERS/DOM/A04-CC CS -5
| 1 | Fill up only green shaded cells in Sch-1, Sch-2, Sch-3, Sch-4, Sch-7 and Bid Form 2nd Envelope.
| 2 | All the cells in Sch-5 & Sch-6 are auto filled, therefore no cell is required to be filled up there.
| 3 | Instructions / error messages, if any, will be displayed automatically after selecting the cell.
| 4 | After filling up all the schedues, save the file, take print out of all the schedules and Bid form and sign & stamp and submit them as hard copy of the 2nd envelope (Price part) of the bid. Also ensure to submit the soft copy of the the same file on CD/ DVD.
पावर ग्रिड कारपोरेशन ऑफ इण्डिया लिमिटेड
(भारत सरकार का उद्यम)
Power Grid Corporation of India Limited
(A Government of India Enterprises)
Click to skip Instructions & Proceed
Click for Detailed General Instructions
General guidelines for filling up the Price Schedules, Sch-1 to Sch-7

## Instructions (hidden)
General Instruction to the Bidders for filling up this workbook of Price Schedules
I | While filling up the worksheets following may please be observed :
| (i) | Fill up only green shaded cells.
| (ii) | Certain data type entries have been restricted, such as Numeric values or limits of numeric values.
| (iii) | Select only the options provided in pull down menus.
| (iv) | Do not link any cell of this work book with any other work book.
| (v) | Do not use copy & paste or cut & paste options for filling up the data.
| (vi) | Do not reformat any of the cell of the work book.
II | This Workbook consists of following worksheets :
Cover :
Opening page of the workbook.
Names of Bidder :
| ● | Select Sole Bidder or JV (Joint Venture) from the pull down menu. Do not leave this cell blank.
| ● | Select nos. of the JV Partners other than the Lead Partner from drop down menu.
| ● | In case of JV partners more than 2, enter details of 3rd & more partners along with details of 2nd partner.
| ● | Fill up names and address of the Sole Bidder and /or Joint Venture.
| ● | Fill up date in dd-mmm-yyyy format from drop down menu.
| ● | Click for Sch-1 given at the right top of the worksheet to go to Sch-1.
Sch-1 (Ex-works Prices) :
| ● | Fill up unit rates for all the items in numeric values greater than 0 (zero). If unit rate is left blank, the corresponding item shall be deemed to be included in the total price.
| ● | Corresponding cell for mode of transaction shall be come enable only after filling up the unit rate, therefore first fill up the unit rate and then mode of transaction for the corresponding item.
| ● | Select either Direct or Bought-out from the drop down menu. Do not leave the cell blank the same shall be deemed to be Bought-out if the cell is left blank.
| ● | Total amount shall get calculated automatically.
| ● | Type Test charges shall appear automatically after filling up Sch-7 appropriately.
Sch-2 (Freight & Insurance Charges) :
| ● | Fill up unit rates for all the items in numeric values greater than 0 (zero). If unit rate is left blank, the corresponding item shall be deemed to be included in the total price.
| ● | Total amount shall get calculated automatically.
Sch-3 (Erection Charges) :
| ● | Fill up unit rates for all the items in numeric values greater than 0 (zero). If unit rate is left blank, the corresponding item shall be deemed to be included in the total price.
| ● | Total amount shall get calculated automatically.
Sch-4 (Training Charges) :
| ● | Not applicable, hence no cell is required to be filled up.
Sch-4b (Maintenance Charges during and after Defect Liability Period) :
| ● | Not applicable, hence no cell is required to be filled up.
Sch-5 (Summary of Taxes and Duties applicable on the Goods) :
| ● | No cell is required to be filled in by the bidder in this worksheet.
Sch -6 :
| ● | Summary of all the Schedules without considering discount (mentioned in the work sheet discount) shall be displayed automatically.
| ● | No cell is required to be filled in by the bidder in this worksheet.
Sch-7 (Type Test Charges) :
| ● | Fill up the rates & location where type tests are proposed.
| ● | Total of this Sch-7 shall automatically appear in Sch-1.
Bid from 2nd Envelope :
| ● | Fill up ref. no. as bidder's ref no. of this letter.
| ● | This letter shall consider the net price as per Sch-6 (After Discount).
| ● | Fill up names & Designation of the representatives of other JV partner(s) if the bidder is JV (Joint Venture) .
| ● | Fill up additional information as required.
* * *
Happy Bidding !
Click to Proceed

## Names of Bidder
Rural Electrification Work under Prime Minister’s Development Project (PMDP) in Leh & Kargil Districts of UT of Ladakh
Specification No.: 5002001922/OTHERS/DOM/A04-CC CS -5 |  |  |  |  | Sole Bidder | 1 |  | Sole Bidder | 1
[5 empty] | Joint Venture | 2 or More |  | JV (Joint Venture) | 2 or More
Enter following details of the bidder
Specify type of Bidder [Select from drop down menu] |  |  | 0 | 2 | 0 | 0 | 2 | 0
0
Name of Lead Partner | …….. …….. …….. …….. …….. ……..
Address of Sole Bidder | …….. …….. …….. …….. …….. ……..
…….. …….. …….. …….. …….. ……..
…….. …….. …….. …….. …….. ……..
Name of other Partner - 1
Address of other Partner - 1
…….. …….. …….. …….. …….. ……..
…….. …….. …….. …….. …….. ……..
Name of other Partner - 2 (more, if any) | …….. …….. …….. …….. …….. ……..
Address of other Partner - 2 (more, if any) | …….. …….. …….. …….. …….. ……..
…….. …….. …….. …….. …….. ……..
…….. …….. …….. …….. …….. ……..
Printed Name
Designation
email ID of Bid Signatory
Mobile No. of Bid Signatory
Tel No. of Bid Signatory
Fax No. of Bid Signatory
Date |  | 31
Place
Click for Sch-1

## Sch-1
Specification No.: 5002001922/OTHERS/DOM/A04-CC CS -5 | [13 empty] | Schedule - 1 |  |  | Direct Total | 0 | 0 | `
[17 empty] | BO Total | #REF! | 0
Rural Electrification Work under Prime Minister’s Development Project (PMDP) in Leh & Kargil Districts of UT of Ladakh
(SCHEDULE OF RATES AND PRICES)
Bidder’s Name and Address (Lead Partner) : | [11 empty] | To:
Contracts Services, 3rd Floor
Name : |  | …….. …….. …….. …….. …….. …….. | [9 empty] | Power Grid Corporation of India Ltd.,
Address : |  | …….. …….. …….. …….. …….. …….. | [9 empty] | "Saudamini", Plot No.-2
|  | …….. …….. …….. …….. …….. …….. | [9 empty] | Sector-29,
|  | …….. …….. …….. …….. …….. …….. | [9 empty] | Gurgaon (Haryana) - 122001
PLANT AND EQUIPMENT (INCLUDING MANDATORY SPARES PARTS) TO BE SUPPLIED, INCLUDING TYPE TEST CHARGES FOR TESTS TO BE CONDUCTED | [17 empty] | Direct
[11 empty] | All Prices are in Indian Rupees. | [6 empty] | Bought-Out
SI. No. | PR No | PR Line Item No | Activity Description | Material Code | HSN Code | Whether HSN in column ‘ 6 ’ is confirmed. If not indicate applicable the HSN code * | Rate of GST applicable ( in %) | Whether rate of GST in column ‘4’ is confirmed. If not indicate applicable rate of GST * | Item Description | Unit | Qty. | Unit Ex-works price (excluding GST) | Total Ex-works price (excluding GST) | GST Tax as confirmed by Bidder
1 | 2 | 3 | 4 | 5 | 6 | 7 | 8 | 9 | 10 | 11 | 12 | 13 | 14= 12 x 13 | 15
PART A (Substation Portion)
I | Balance Fund PMDP LEH | [13 empty] | Revaluation of J column | Tax Calculation
1 | 7000015664 | 10 | LT Line Works (3Ph- 4W) ACSR Rabbit | 1000030862 | 76141000 |  | 18 |  | ACSR RABBIT CONDUCTOR | KM | 13.74 |  | Included | 0 | 0 | 0
2 | 7000015664 | 20 | LT Line Works (3Ph- 4W) ACSR Rabbit | 1000056011 | 73089070 |  | 18 |  | 8M STP 410 MPA SP 13 | EA | 78 |  | Included | 0 | 0 | 0
3 | 7000015664 | 30 | LT Line Works (3Ph- 4W) ACSR Rabbit | 1000037908 | 73089070 |  | 18 |  | 9M STP 410 MPA SP 33 | EA | 10 |  | Included | 0 | 0 | 0
4 | 7000015664 | 40 | LT Line Works (3Ph- 4W) ACSR Rabbit | 1000019683 | 85389000 |  | 18 |  | LT Shackle Insulator | EA | 354 |  | Included | 0 | 0 | 0
5 | 7000015664 | 60 | LT Line Works (3Ph- 4W) ACSR Rabbit | 1000022819 | 73181500 |  | 18 |  | nuts,bolts,foundation bolts and washer and other accessories forstructures. | MT | 0.146 |  | Included | 0 | 0 | 0
6 | 7000015664 | 70 | LT Line Works (3Ph- 4W) ACSR Rabbit | 1000028393 | 72149990 |  | 18 |  | 20 MM DIA 2500 MM LONG GI ROD TOGETHER WITH FIXINGARRANGEMENT(EXCLUDING GI WIRE REQUIRED FOR EARTHING) AS PER APPROVEDDRAWING. | SET | 32 |  | Included | 0 | 0 | 0
7 | 7000015664 | 80 | LT Line Works (3Ph- 4W) ACSR Rabbit | 1000028419 | 85462050 |  | 18 |  | GUY STRAIN INSULATORS DESIGNATION 'A' AS PER TS | SET | 14 |  | Included | 0 | 0 | 0
8 | 7000015664 | 90 | LT Line Works (3Ph- 4W) ACSR Rabbit | 1000028426 | 73089090 |  | 18 |  | LT line stay set complete including Hardware, Stay wire(7/12 SWG) as perTS | SET | 14 |  | Included | 0 | 0 | 0
9 | 7000015664 | 100 | LT Line Works (3Ph- 4W) ACSR Rabbit | 1000032343 | 72171010 |  | 18 |  | 10 SWG GI WIRE FOR PROTECTIVE GUARDING LACING AS PER TS | KG | 61.2 |  | Included | 0 | 0 | 0
10 | 7000015664 | 110 | LT Line Works (3Ph- 4W) ACSR Rabbit | 1000032344 | 72171010 |  | 18 |  | 8SWG GI WIRE FOR PROTECTIVE GUARDING & EARTHING AS PER TS | KG | 6.39 |  | Included | 0 | 0 | 0
11 | 7000015664 | 120 | LT Line Works (3Ph- 4W) ACSR Rabbit | 1000041208 | 76169990 |  | 18 |  | LT SPACERS (3-PHASE) | EA | 255 |  | Included | 0 | 0 | 0
12 | 7000015690 | 30 | LT Line Works (3Ph- 4W) ACSR Rabbit | 1000056692 | 73089090 |  | 18 |  | FABRICATION AND SUPPLY OF M.S. GALVANIZED ITEMS- U-CLAMPS, SHACKLEINSULATOR CHANNEL ETC, COMPLETE AS REQUIRED FOR LT LINE | MT | 1.326 |  | Included | 0 | 0 | 0
13 | 7000015664 | 130 | 11KV New Line Works | 1000037908 | 73089070 |  | 18 |  | 9M STP 410 MPA SP 33 | EA | 436 |  | Included | 0 | 0 | 0
14 | 7000015664 | 140 | 11KV New Line Works | 1000022813 | 73089090 |  | 18 |  | Fabrication and Supply of M.S. Galvanised items- Pole Top Bracket,V-Cross arm, Back Clamps for V-Cross arm , D P Channel, D P Channelclamp, Stay clamps angle, Stay clamps side, D P cross bracing &clamps,Guarding arm etc etc. complete as required. | MT | 9.592 |  | Included | 0 | 0 | 0
15 | 7000015664 | 150 | 11KV New Line Works | 1000022819 | 73181500 |  | 18 |  | nuts,bolts,foundation bolts and washer and other accessories forstructures. | MT | 0.959 |  | Included | 0 | 0 | 0
16 | 7000015664 | 160 | 11KV New Line Works | 1000028393 | 72149990 |  | 18 |  | 20 MM DIA 2500 MM LONG GI ROD TOGETHER WITH FIXINGARRANGEMENT(EXCLUDING GI WIRE REQUIRED FOR EARTHING) AS PER APPROVEDDRAWING. | SET | 436 |  | Included | 0 | 0 | 0
17 | 7000015664 | 170 | 11KV New Line Works | 1000022781 | 73089090 |  | 18 |  | 11kV Stay set complete including Hardware as per TS | SET | 207 |  | Included | 0 | 0 | 0
18 | 7000015664 | 180 | 11KV New Line Works | 1000022814 | 85462050 |  | 18 |  | GUY STRAIN INSULATORS DESIGNATION 'C' | EA | 207 |  | Included | 0 | 0 | 0
19 | 7000015664 | 190 | 11KV New Line Works | 1000033893 | 73121020 |  | 18 |  | STAY WIRE (7/10 SWG) AS PER TS FOR 11 KV STAY SET | MT | 1.06 |  | Included | 0 | 0 | 0
20 | 7000015664 | 200 | 11KV New Line Works | 1000045302 | 73121020 |  | 18 |  | 7/10 SWG GI WIRE | MT | 0.41 |  | Included | 0 | 0 | 0
21 | 7000015664 | 210 | 11KV New Line Works | 1000022780 | 85462032 |  | 18 |  | 11KV PORCELAIN PIN INSULATOR | SET | 1277 |  | Included | 0 | 0 | 0
22 | 7000015664 | 220 | 11KV New Line Works | 1000056396 | 85462019 |  | 18 |  | 11 KV B&S TYPE, 45 KNÃ‚ DISC INSULATORS AS PER TS | EA | 124 |  | Included | 0 | 0 | 0
23 | 7000015664 | 230 | 11KV New Line Works | 1000056397 | 85462019 |  | 18 |  | HARDWARE FITTINGS & ACCESSORIES SUITABLE TO 11KV B&S TYPE, 45 KN DISCINSULATORS AS PER TS | SET | 124 |  | Included | 0 | 0 | 0
24 | 7000015664 | 240 | 11KV New Line Works | 1000017118 | 76169990 |  | 18 |  | PG Clamp for ACSR Weasel Conductor | EA | 249 |  | Included | 0 | 0 | 0
25 | 7000015664 | 250 | 11KV New Line Works | 1000030866 | 76141000 |  | 18 |  | ACSR WEASEL CONDUCTOR | KM | 64.09 |  | Included | 0 | 0 | 0
26 | 7000015664 | 260 | 11KV New Line Works | 1000032344 | 72171010 |  | 18 |  | 8SWG GI WIRE FOR PROTECTIVE GUARDING & EARTHING AS PER TS | KG | 320 |  | Included | 0 | 0 | 0
27 | 7000015664 | 270 | DT Works [3-f, 25 kVA] | 1000037908 | 73089070 |  | 18 |  | 9M STP 410 MPA SP 33 | EA | 2 |  | Included | 0 | 0 | 0
28 | 7000015664 | 280 | DT Works [3-f, 25 kVA] | 1000022813 | 73089090 |  | 18 |  | Fabrication and Supply of M.S. Galvanised items- Pole Top Bracket,V-Cross arm, Back Clamps for V-Cross arm , D P Channel, D P Channelclamp, Stay clamps angle, Stay clamps side, D P cross bracing &clamps,Guarding arm etc etc. complete as required. | MT | 0.28 |  | Included | 0 | 0 | 0
29 | 7000015664 | 290 | DT Works [3-f, 25 kVA] | 1000022819 | 73181500 |  | 18 |  | nuts,bolts,foundation bolts and washer and other accessories forstructures. | MT | 0.04 |  | Included | 0 | 0 | 0
30 | 7000015664 | 300 | DT Works [3-f, 25 kVA] | 1000022781 | 73089090 |  | 18 |  | 11kV Stay set complete including Hardware as per TS | SET | 4 |  | Included | 0 | 0 | 0
31 | 7000015664 | 310 | DT Works [3-f, 25 kVA] | 1000022814 | 85462050 |  | 18 |  | GUY STRAIN INSULATORS DESIGNATION 'C' | EA | 4 |  | Included | 0 | 0 | 0
32 | 7000015664 | 320 | DT Works [3-f, 25 kVA] | 1000033893 | 73121020 |  | 18 |  | STAY WIRE (7/10 SWG) AS PER TS FOR 11 KV STAY SET | MT | 0.02 |  | Included | 0 | 0 | 0
33 | 7000015664 | 330 | DT Works [3-f, 25 kVA] | 1000022782 | 85359030 |  | 18 |  | 11 kV , 400 Amp,3 phase , verticalmounted AB switch for Outgoing DP asper TS | EA | 1 |  | Included | 0 | 0 | 0
34 | 7000015664 | 340 | DT Works [3-f, 25 kVA] | 1000032328 | 85351090 |  | 18 |  | 11 KV, 3-PH, 400A, HG FUSE | SET | 1 |  | Included | 0 | 0 | 0
35 | 7000015664 | 350 | DT Works [3-f, 25 kVA] | 1000017115 | 76169990 |  | 18 |  | PG Clamp for ACSR Rabbit Conductor | EA | 6 |  | Included | 0 | 0 | 0
36 | 7000015664 | 360 | DT Works [3-f, 25 kVA] | 1000028397 | 85042100 |  | 18 |  | 25KVA, 11/0.4KV 3PH CRGO CORE AL WINDING DISTRIBUTION TRANSFORMER | EA | 1 |  | Included | 0 | 0 | 0
37 | 7000015664 | 370 | DT Works [3-f, 25 kVA] | 1000028422 | 85371000 |  | 18 |  | LT Distribution box with suitable rating MCCB for incomer & Kit-Kat fortwo no outgoing feeder suitable for 3-Phase 11/0.4 kV, 25 kVA,Distribution Transformer alongwith energymeter suitable for polemounting as per TS | EA | 1 |  | Included | 0 | 0 | 0
38 | 7000015664 | 380 | DT Works [3-f, 25 kVA] | 1000020375 | 85354010 |  | 18 |  | Supply of 9 kV, 1 phase, 10 KA porcelain housing ZnO LA with allaccessories as per TS | EA | 3 |  | Included | 0 | 0 | 0
39 | 7000015664 | 390 | DT Works [3-f, 25 kVA] | 1000028403 | 73089090 |  | 18 |  | PIPE EARTHING OF 40 MM DIA, 2.5M LONG GI PIPE (MEDIUM GRADE) FORTREATED EARTHING AT DT LOCATION. | EA | 3 |  | Included | 0 | 0 | 0
40 | 7000015664 | 400 | DT Works [3-f, 25 kVA] | 1000032344 | 72171010 |  | 18 |  | 8SWG GI WIRE FOR PROTECTIVE GUARDING & EARTHING AS PER TS | KG | 5.15 |  | Included | 0 | 0 | 0
41 | 7000015664 | 410 | DT Works [3-f, 25 kVA] | 1000040978 | 85446090 |  | 18 |  | 1CORE 70 MM2, LT XLPE CABLE | M | 60 |  | Included | 0 | 0 | 0
42 | 7000015664 | 430 | DT Works [3-f, 25 kVA] | 1000056396 | 85462019 |  | 18 |  | 11 KV B&S TYPE, 45 KNÃ‚ DISC INSULATORS AS PER TS | EA | 3 |  | Included | 0 | 0 | 0
43 | 7000015664 | 440 | DT Works [3-f, 25 kVA] | 1000056397 | 85462019 |  | 18 |  | HARDWARE FITTINGS & ACCESSORIES SUITABLE TO 11KV B&S TYPE, 45 KN DISCINSULATORS AS PER TS | SET | 3 |  | Included | 0 | 0 | 0
44 | 7000015690 | 10 | DT Works [3-f, 25 kVA] | 1000032342 | 72125090 |  | 18 |  | GI FLAT FOR NEUTRAL EARTHING OF DT | KG | 20 |  | Included | 0 | 0 | 0
45 | 7000015664 | 450 | DT Works [3-f, 63 kVA] | 1000037908 | 73089070 |  | 18 |  | 9M STP 410 MPA SP 33 | EA | 4 |  | Included | 0 | 0 | 0
46 | 7000015664 | 460 | DT Works [3-f, 63 kVA] | 1000022813 | 73089090 |  | 18 |  | Fabrication and Supply of M.S. Galvanised items- Pole Top Bracket,V-Cross arm, Back Clamps for V-Cross arm , D P Channel, D P Channelclamp, Stay clamps angle, Stay clamps side, D P cross bracing &clamps,Guarding arm etc etc. complete as required. | MT | 0.56 |  | Included | 0 | 0 | 0
47 | 7000015664 | 470 | DT Works [3-f, 63 kVA] | 1000022819 | 73181500 |  | 18 |  | nuts,bolts,foundation bolts and washer and other accessories forstructures. | MT | 0.07 |  | Included | 0 | 0 | 0
48 | 7000015664 | 480 | DT Works [3-f, 63 kVA] | 1000022781 | 73089090 |  | 18 |  | 11kV Stay set complete including Hardware as per TS | SET | 8 |  | Included | 0 | 0 | 0
49 | 7000015664 | 490 | DT Works [3-f, 63 kVA] | 1000022814 | 85462050 |  | 18 |  | GUY STRAIN INSULATORS DESIGNATION 'C' | EA | 8 |  | Included | 0 | 0 | 0
50 | 7000015664 | 500 | DT Works [3-f, 63 kVA] | 1000033893 | 73121020 |  | 18 |  | STAY WIRE (7/10 SWG) AS PER TS FOR 11 KV STAY SET | MT | 0.05 |  | Included | 0 | 0 | 0
51 | 7000015664 | 510 | DT Works [3-f, 63 kVA] | 1000022782 | 85359030 |  | 18 |  | 11 kV , 400 Amp,3 phase , verticalmounted AB switch for Outgoing DP asper TS | EA | 2 |  | Included | 0 | 0 | 0
52 | 7000015664 | 520 | DT Works [3-f, 63 kVA] | 1000032328 | 85351090 |  | 18 |  | 11 KV, 3-PH, 400A, HG FUSE | SET | 2 |  | Included | 0 | 0 | 0
53 | 7000015664 | 530 | DT Works [3-f, 63 kVA] | 1000017115 | 76169990 |  | 18 |  | PG Clamp for ACSR Rabbit Conductor | EA | 12 |  | Included | 0 | 0 | 0
54 | 7000015664 | 540 | DT Works [3-f, 63 kVA] | 1000022800 | 85042100 |  | 18 |  | 63KVA, 11/.433KV, 3PH STATION TRANSFORMER WITH CRGO CORE AL WINDINGWITH ALL ACCESSORIES | EA | 2 |  | Included | 0 | 0 | 0
55 | 7000015664 | 550 | DT Works [3-f, 63 kVA] | 1000028423 | 85371000 |  | 18 |  | LT Distribution box with suitable rating MCCB for incomer & Kit-Kat fortwo no outgoing feeder suitable for 3-Phase 11/0.4 kV, 63 kVA,Distribution Transformer alongwith energymeter suitable for polemounting as per TS | EA | 2 |  | Included | 0 | 0 | 0
56 | 7000015664 | 560 | DT Works [3-f, 63 kVA] | 1000020375 | 85354010 |  | 18 |  | Supply of 9 kV, 1 phase, 10 KA porcelain housing ZnO LA with allaccessories as per TS | EA | 6 |  | Included | 0 | 0 | 0
57 | 7000015664 | 570 | DT Works [3-f, 63 kVA] | 1000028403 | 73089090 |  | 18 |  | PIPE EARTHING OF 40 MM DIA, 2.5M LONG GI PIPE (MEDIUM GRADE) FORTREATED EARTHING AT DT LOCATION. | EA | 6 |  | Included | 0 | 0 | 0
58 | 7000015664 | 580 | DT Works [3-f, 63 kVA] | 1000032344 | 72171010 |  | 18 |  | 8SWG GI WIRE FOR PROTECTIVE GUARDING & EARTHING AS PER TS | KG | 10.3 |  | Included | 0 | 0 | 0
59 | 7000015664 | 590 | DT Works [3-f, 63 kVA] | 1000040978 | 85446090 |  | 18 |  | 1CORE 70 MM2, LT XLPE CABLE | M | 120 |  | Included | 0 | 0 | 0
60 | 7000015664 | 610 | DT Works [3-f, 63 kVA] | 1000056396 | 85462019 |  | 18 |  | 11 KV B&S TYPE, 45 KNÃ‚ DISC INSULATORS AS PER TS | EA | 6 |  | Included | 0 | 0 | 0
61 | 7000015664 | 620 | DT Works [3-f, 63 kVA] | 1000056397 | 85462019 |  | 18 |  | HARDWARE FITTINGS & ACCESSORIES SUITABLE TO 11KV B&S TYPE, 45 KN DISCINSULATORS AS PER TS | SET | 6 |  | Included | 0 | 0 | 0
62 | 7000015690 | 20 | DT Works [3-f, 63 kVA] | 1000032342 | 72125090 |  | 18 |  | GI FLAT FOR NEUTRAL EARTHING OF DT | KG | 40 |  | Included | 0 | 0 | 0
63 | 7000015664 | 630 | 33KV New Line Work (DOG) with STP | 1000030857 | 76141000 |  | 18 |  | ACSR DOG CONDUCTOR | KM | 290.46 |  | Included | 0 | 0 | 0
64 | 7000015664 | 640 | 33KV New Line Work (DOG) with STP | 1000056012 | 73089070 |  | 18 |  | 11 M STP 410 MPA SP 56 | EA | 1504 |  | Included | 0 | 0 | 0
65 | 7000015664 | 650 | 33KV New Line Work (DOG) with STP | 1000022813 | 73089090 |  | 18 |  | Fabrication and Supply of M.S. Galvanised items- Pole Top Bracket,V-Cross arm, Back Clamps for V-Cross arm , D P Channel, D P Channelclamp, Stay clamps angle, Stay clamps side, D P cross bracing &clamps,Guarding arm etc etc. complete as required. | MT | 61.66 |  | Included | 0 | 0 | 0
66 | 7000015664 | 660 | 33KV New Line Work (DOG) with STP | 1000022819 | 73181500 |  | 18 |  | nuts,bolts,foundation bolts and washer and other accessories forstructures. | MT | 3.08 |  | Included | 0 | 0 | 0
67 | 7000015664 | 670 | 33KV New Line Work (DOG) with STP | 1000028393 | 72149990 |  | 18 |  | 20 MM DIA 2500 MM LONG GI ROD TOGETHER WITH FIXINGARRANGEMENT(EXCLUDING GI WIRE REQUIRED FOR EARTHING) AS PER APPROVEDDRAWING. | SET | 1504 |  | Included | 0 | 0 | 0
68 | 7000015664 | 680 | 33KV New Line Work (DOG) with STP | 1000033887 | 85471030 |  | 18 |  | HARDWARE FITTINGS (1 SET CONSISTS OF ANCHOR PLATE - 1 NO., ANCHOR ROD-1 NO., TURNBUCKLE -1 NO., THIMBLES -2 NOS., GUY GRIPS - 4 NOS.,FASTNERS TO ATTATCH ANCHOR PLATE TO ANCHOR ROD) TO COMPLETE STAY SETTS | SET | 940 |  | Included | 0 | 0 | 0
69 | 7000015664 | 690 | 33KV New Line Work (DOG) with STP | 1000022814 | 85462050 |  | 18 |  | GUY STRAIN INSULATORS DESIGNATION 'C' | EA | 1880 |  | Included | 0 | 0 | 0
70 | 7000015664 | 700 | 33KV New Line Work (DOG) with STP | 1000033893 | 73121020 |  | 18 |  | STAY WIRE (7/10 SWG) AS PER TS FOR 11 KV STAY SET | MT | 4.81 |  | Included | 0 | 0 | 0
71 | 7000015664 | 710 | 33KV New Line Work (DOG) with STP | 1000045302 | 73121020 |  | 18 |  | 7/10 SWG GI WIRE | MT | 1.86 |  | Included | 0 | 0 | 0
72 | 7000015664 | 720 | 33KV New Line Work (DOG) with STP | 1000032344 | 72171010 |  | 18 |  | 8SWG GI WIRE FOR PROTECTIVE GUARDING & EARTHING AS PER TS | KG | 1462 |  | Included | 0 | 0 | 0
73 | 7000015664 | 730 | 33KV New Line Work (DOG) with STP | 1000022795 | 85462033 |  | 18 |  | 33 KV PORCELAIN PIN INSULATOR WITH 900 MM CREEPAGE DISTANCE ALONGWITH10 KN PIN, NUT AND WASHERS COMPLETE AS PER TS | SET | 4089 |  | Included | 0 | 0 | 0
74 | 7000015664 | 740 | 33KV New Line Work (DOG) with STP | 1000045341 | 85462019 |  | 18 |  | 11KV, 70KN B&S DISC INSULATORS | EA | 1692 |  | Included | 0 | 0 | 0
75 | 7000015664 | 750 | 33KV New Line Work (DOG) with STP | 1000056398 | 85462019 |  | 18 |  | HARDWARE FITTINGS & ACCESSORIES SUITABLE TO 11KV B&S TYPE, 70 KN DISCINSULATORS AS PER TS | SET | 564 |  | Included | 0 | 0 | 0
76 | 7000015664 | 760 | 33KV New Line Work (DOG) with STP | 1000017135 | 76169990 |  | 18 |  | PG (Parallel Groove) Clamp for ACSR Dog | EA | 1128 |  | Included | 0 | 0 | 0
77 | 7000015664 | 780 | 33KV New Substaiton Work | 1000028385 | 85042100 |  | 18 |  | 100 KVA, 33/0.433 KV, 3 PH, 50 HZ, ONAN, OUTDOOR STATION TRANSFORMERON DOUBLE POLE STRUCTURE ALONG WITH TRANSFORMER OIL AND ALLACCESSORIES AS PER TS. | EA | 2 |  | Included | 0 | 0 | 0
78 | 7000015664 | 790 | 33KV New Substaiton Work | 1000037908 | 73089070 |  | 18 |  | 9M STP 410 MPA SP 33 | EA | 16 |  | Included | 0 | 0 | 0
79 | 7000015664 | 800 | 33KV New Substaiton Work | 1000022797 | 85352122 |  | 18 |  | Supply of 33 kV , 1250 Amp 25kA 3 phaseVaccum Circuit Breaker with structure(combined structure to facilitatemounting of CT's as per apprd drg)andall accessories as per TS | EA | 4 |  | Included | 0 | 0 | 0
80 | 7000015664 | 810 | 33KV New Substaiton Work | 1000028406 | 85371000 |  | 18 |  | 33KV CONTROL & RELAY PANEL ALONGWITH E/F & O/C RELAYS, MIMIC DIAGRAM,VOLTMETER, AMMETER, ANNUNCIATION WINDOWS WITH ANNUNCIATION RELAYS ANDOTHER COMPONENTS ETC AS PER TS FOR CONTROLLING 33 KV FEEDER VCB WITHSTATIC TRI-VECTOR ENERGY METER | SET | 2 |  | Included | 0 | 0 | 0
81 | 7000015664 | 820 | 33KV New Substaiton Work | 1000028407 | 85371000 |  | 18 |  | 33KV CONTROL & RELAY PANEL ALONGWITH E/F & O/C RELAYS, MIMIC DIAGRAM,VOLTMETER, AMMETER, ANNUNCIATION WINDOWS WITH ANNUNCIATION RELAYS ANDOTHER COMPONENTS ETC AS PER TS FOR CONTROLLING POWER TRANSFORMER VCB | SET | 2 |  | Included | 0 | 0 | 0
82 | 7000015664 | 830 | 33KV New Substaiton Work | 1000040985 | 76169990 |  | 18 |  | 33KV, 3 PHASE HG FUSE AS PER TECHNICAL SPECIFICATION | SET | 4 |  | Included | 0 | 0 | 0
83 | 7000015664 | 840 | 33KV New Substaiton Work | 1000002095 | 85353090 |  | 18 |  | 36 kV, 630A, 25 KA, 3-Phase DoubleBreak Isolator with one E/S | EA | 2 |  | Included | 0 | 0 | 0
84 | 7000015664 | 850 | 33KV New Substaiton Work | 1000002094 | 85353090 |  | 18 |  | 36 kV, 630A, 25 KA, 3-Phase DoubleBreak Isolator without E/S | EA | 4 |  | Included | 0 | 0 | 0
85 | 7000015664 | 860 | 33KV New Substaiton Work | 1000022798 | 85359030 |  | 18 |  | 33 kV , 400 Amp, 3 phase , verticalmounted AB switch as per TS | EA | 2 |  | Included | 0 | 0 | 0
86 | 7000015664 | 870 | 33KV New Substaiton Work | 1000040982 | 85043100 |  | 18 |  | 200-100/5-5 A, 36KV, 1-PHASE, 25KA OUTDOR TYPE CURRENT TRANSFORMERALONG WITH JUNCTION BOX (1 NO JUNCTION BOX FOR 3 NOS OF 1-PHASE CTS)ETC., COMPLETE AS PER TECHNICAL SPECIFICATIONS. | SET | 12 |  | Included | 0 | 0 | 0
87 | 7000015664 | 880 | 33KV New Substaiton Work | 1000020401 | 85354010 |  | 18 |  | 30kV, 10 kA, Conventional (Gap) type Surge Arrester (1-Phase) | EA | 24 |  | Included | 0 | 0 | 0
88 | 7000015664 | 890 | 33KV New Substaiton Work | 1000020375 | 85354010 |  | 18 |  | Supply of 9 kV, 1 phase, 10 KA porcelain housing ZnO LA with allaccessories as per TS | EA | 24 |  | Included | 0 | 0 | 0
89 | 7000015664 | 900 | 33KV New Substaiton Work | 1000032454 | 85043100 |  | 18 |  | 36 KV, 1-PHASE, 33KV/110 VOLT, SINGLE CORE OUTDOOR TYPE POTENTIALTRANSFORMER ALONG WITH JUNCTION BOX (1 NO JUNCTION BOX FOR 3 NOS OF1-PHASE PTS) AND REQUIRED ACCESSORIES ETC., COMPLETE AS PER TECHNICALSPECIFICATIONS. | EA | 6 |  | Included | 0 | 0 | 0
90 | 7000015664 | 910 | 33KV New Substaiton Work | 1000028389 | 85352121 |  | 18 |  | 11kV,3phase ,1250A,indoor type controland relay panel consisting of12kV,VCB,CTs,PTs,A-meter,volt-meter,Relay(3 no .O/Cand 1 no. E/F) & accessories completeas per TS. | EA | 2 |  | Included | 0 | 0 | 0
91 | 7000015664 | 920 | 33KV New Substaiton Work | 1000028388 | 85352121 |  | 18 |  | 11kV,3phase ,1250A,indoor type controland relay panel consisting of12kV,VCB,CTs,A-meter,volt-meter,Relay(3 no .O/C and1no. E/F),energy meter (TVM) &accessories complete as per TS. | EA | 6 |  | Included | 0 | 0 | 0
92 | 7000015664 | 930 | 33KV New Substaiton Work | 1000022782 | 85359030 |  | 18 |  | 11 kV , 400 Amp,3 phase , verticalmounted AB switch for Outgoing DP asper TS | EA | 6 |  | Included | 0 | 0 | 0
93 | 7000015664 | 940 | 33KV New Substaiton Work | 1000040984 | 85073000 |  | 28 |  | BATTERY, BATTERY CHARGER WITH 30V, 80 AH (AT 10 HRS DISCHARGE RATE)NI-CD BATTERY & ALL OTHER ACCESSORIES AND CONNECTORS AS PER TECHNICALSPECIFICATIONS. | SET | 2 |  | Included | 0 | 0 | 0
94 | 7000015664 | 950 | 33KV New Substaiton Work | 1000040983 | 85044030 |  | 18 |  | 30V, 40 AMP. FLOAT-CUM-BOOST BATTERY CHARGER WITH FULL WAVERECTIFICATION FOR 220 V, 1 PHASE, 50 HZ AC INPUT SUPPLY ALING WITHINBUILT DC DISTRIBUTION BOARD AS PER TECHNICAL SPECIFICATION. | SET | 2 |  | Included | 0 | 0 | 0
95 | 7000015664 | 960 | 33KV New Substaiton Work | 1000004303 | 85371000 |  | 18 |  | 415V AC Distribution Board (ACDB) as per Technical Specification | SET | 2 |  | Included | 0 | 0 | 0
96 | 7000015664 | 970 | 33KV New Substaiton Work | 1000029987 | 85446090 |  | 18 |  | SUPPLY OF 11 KV, XLPE INSULATED, ARMORED ALUMINIUM CABLE AS PERTS - 3CX400 SQ. MM | M | 100 |  | Included | 0 | 0 | 0
97 | 7000015664 | 980 | 33KV New Substaiton Work | 1000027320 | 85446090 |  | 18 |  | 11kV grade 3Cx185 sqmm (XLPE) Power Cable as per TS | M | 300 |  | Included | 0 | 0 | 0
98 | 7000015664 | 990 | 33KV New Substaiton Work | 1000029995 | 85479090 |  | 18 |  | END TERMINATION KIT SUITABLE FOR TERMINATION IN CABLE BOX ON 11KVSIDE OF TRANSFORMER FOR 3CX400 SQ. MM CABLE | SET | 4 |  | Included | 0 | 0 | 0
99 | 7000015664 | 1000 | 33KV New Substaiton Work | 1000029993 | 85479090 |  | 18 |  | END TERMINATION KIT SUITABLE FOR TERMINATION IN 11 KV INDOOR VCBPANEL FOR 3CX400 SQ. MM CABLE | SET | 4 |  | Included | 0 | 0 | 0
100 | 7000015664 | 1010 | 33KV New Substaiton Work | 1000033216 | 85479090 |  | 18 |  | END TERMINATION KIT SUITABLE FOR TERMINATION IN 11 KV INDOOR VCBPANEL FOR 3CX185 SQ. MM CABLE | SET | 6 |  | Included | 0 | 0 | 0
101 | 7000015664 | 1020 | 33KV New Substaiton Work | 1000033215 | 85479090 |  | 18 |  | OUTDOOR END TERMINATION KIT (REQUIRED AT DOUBLE POLE STRUCTURE ) FOR11 KV 3CX185 SQ. MM. CABLE | SET | 6 |  | Included | 0 | 0 | 0
102 | 7000015664 | 1030 | 33KV New Substaiton Work | 1000000499 | 85446020 |  | 18 |  | 1.1kV grade 3.5Cx95 sqmm Armoured (PVC) Power Cable | M | 140 |  | Included | 0 | 0 | 0
103 | 7000015664 | 1040 | 33KV New Substaiton Work | 1000000511 | 85446020 |  | 18 |  | 1.1kV grade 4Cx10 sqmm (PVC) Power Cable | M | 80 |  | Included | 0 | 0 | 0
104 | 7000015664 | 1050 | 33KV New Substaiton Work | 1000037127 | 85446020 |  | 18 |  | 1.1KV GRADE 2CX10 SQMM ARMOURED (PVC) COPPER CABLE | M | 40 |  | Included | 0 | 0 | 0
105 | 7000015664 | 1060 | 33KV New Substaiton Work | 1000000480 | 85446020 |  | 18 |  | 1.1kV grade 2Cx2.5 sqmm Control Cable | M | 530 |  | Included | 0 | 0 | 0
106 | 7000015664 | 1070 | 33KV New Substaiton Work | 1000000520 | 85446020 |  | 18 |  | 1.1kV grade 5Cx2.5 sqmm Control Cable | M | 570 |  | Included | 0 | 0 | 0
107 | 7000015664 | 1080 | 33KV New Substaiton Work | 1000000446 | 85446020 |  | 18 |  | 1.1kV grade 10Cx2.5 sqmm Control Cable | M | 900 |  | Included | 0 | 0 | 0
108 | 7000015664 | 1090 | 33KV New Substaiton Work | 1000028413 | 76169990 |  | 18 |  | T-CLAMPS, THROUGH CLAMP, CONNECTORS, P.G.CLAMPS ETC. SUITABLE FORCONNECTION TO ACSR WOLF, PAD TYPE COMPRESSION CLAMP FOR "33 KV LINEBAY WITH VCB" | LOT | 2 |  | Included | 0 | 0 | 0
109 | 7000015664 | 1100 | 33KV New Substaiton Work | 1000028409 | 76169990 |  | 18 |  | T-CLAMPS, THROUGH CLAMP, CONNECTORS, P.G.CLAMPS ETC. SUITABLE FORCONNECTION TO ACSR WOLF, PAD TYPE COMPRESSION CLAMP FOR 33 KVTRANSFORMER BAY | LOT | 2 |  | Included | 0 | 0 | 0
110 | 7000015664 | 1110 | 33KV New Substaiton Work | 1000028411 | 76169990 |  | 18 |  | T-CLAMPS, THROUGH CLAMP, CONNECTORS, P.G.CLAMPS ETC. SUITABLE FORCONNECTION TO ACSR WOLF, PAD TYPE COMPRESSION CLAMP FOR 33KV LINE BAYWITH HG FUSE | LOT | 2 |  | Included | 0 | 0 | 0
111 | 7000015664 | 1120 | 33KV New Substaiton Work | 1000028414 | 76169990 |  | 18 |  | T-CLAMPS, THROUGH CLAMP, CONNECTORS, P.G.CLAMPS ETC. SUITABLE FORCONNECTION TO ACSR WOLF, PAD TYPE COMPRESSION CLAMP FOR 33KV PT BAY | LOT | 2 |  | Included | 0 | 0 | 0
112 | 7000015664 | 1130 | 33KV New Substaiton Work | 1000028410 | 76169990 |  | 18 |  | T-CLAMPS, THROUGH CLAMP, CONNECTORS, P.G.CLAMPS ETC. SUITABLE FORCONNECTION TO ACSR WOLF, PAD TYPE COMPRESSION CLAMP FOR 33/.433KVSTATION TRANSFORMER BAY | LOT | 2 |  | Included | 0 | 0 | 0
113 | 7000015664 | 1140 | 33KV New Substaiton Work | 1000006308 | 76141000 |  | 18 |  | ACSR Wolf Conductor | M | 300 |  | Included | 0 | 0 | 0
114 | 7000015664 | 1150 | 33KV New Substaiton Work | 1000029110 | 72159090 |  | 18 |  | 32 mm MS rod for Earthmat (KG) | KG | 7600 |  | Included | 0 | 0 | 0
115 | 7000015664 | 1160 | 33KV New Substaiton Work | 1000029112 | 72125090 |  | 18 |  | GS FLAT 50X6MM(KG) | KG | 2800 |  | Included | 0 | 0 | 0
116 | 7000015664 | 1170 | 33KV New Substaiton Work | 1000029111 | 72125090 |  | 18 |  | GI Flat - 25x3 mm(KG) | KG | 1400 |  | Included | 0 | 0 | 0
117 | 7000015664 | 1180 | 33KV New Substaiton Work | 1000025958 | 72159090 |  | 18 |  | 40mm dia, 3M long MS Rod Earth Electrode | EA | 60 |  | Included | 0 | 0 | 0
118 | 7000015664 | 1190 | 33KV New Substaiton Work | 1000028395 | 72149990 |  | 18 |  | 20 MM DIA., 3000 MM LONG GI ROD AND OTHER ACCESSORIES AS PER TECHNICALSPECIFICATION. | SET | 40 |  | Included | 0 | 0 | 0
119 | 7000015664 | 1200 | 33KV New Substaiton Work | 1000045341 | 85462019 |  | 18 |  | 11KV, 70KN B&S DISC INSULATORS | EA | 72 |  | Included | 0 | 0 | 0
120 | 7000015664 | 1210 | 33KV New Substaiton Work | 1000032335 | 85462019 |  | 18 |  | 70 KN DISC INSULATOR ALONG WITH HARDWARES & ACCESSORIES ALL COMPLETE(ONE SET CONSISTING OF 2 NOS. OF DISC INSULATOR) AS PER TECHNICALSPECIFICATION. | SET | 24 |  | Included | 0 | 0 | 0
121 | 7000015664 | 1220 | 33KV New Substaiton Work | 1000028400 | 85462023 |  | 18 |  | 33 KV POST INSULATOR ASSEMBLY COMPRISING OF 2 NOS OF INSULATORS,FITTINGS AND ACCESSORIES. | SET | 16 |  | Included | 0 | 0 | 0
122 | 7000015664 | 1230 | 33KV New Substaiton Work | 1000037002 | 73089040 |  | 18 |  | GALVANISED FABRICATED STRUCTURE FOR 33 KV BUS & LINE GANTRY TO BEDESIGNED DURING DETAILED ENGINEERING & AS PER TS | MT | 11 |  | Included | 0 | 0 | 0
123 | 7000015664 | 1240 | 33KV New Substaiton Work | 1000040991 | 85371000 |  | 18 |  | STATION LIGHTING SYSTEM COMPLETE FOR SWITCHYARD, CONTROL ROOMBUILDING,MAINGATE & SUB-STATION BOUNDARY AS PER TECHNICALSPECIFICATION FOR EACH NEW PSS | SET | 2 |  | Included | 0 | 0 | 0
124 | 7000015664 | 1250 | 33KV New Substaiton Work | 1000034279 | 84241000 |  | 18 |  | ABC POWDER TYPE FIRE EXTINGUISHER - 6 KG | EA | 2 |  | Included | 0 | 0 | 0
125 | 7000015664 | 1260 | 33KV New Substaiton Work | 1000012022 | 84241000 |  | 18 |  | 4.5 kg CO2 type Portable Fire extinguisher | EA | 2 |  | Included | 0 | 0 | 0
126 | 7000015664 | 1270 | 33KV New Substaiton Work | 1000027449 | 84241000 |  | 18 |  | 22.5 kg CO2 type Portable Fire Extinguisher | EA | 2 |  | Included | 0 | 0 | 0
127 | 7000015690 | 40 | 33KV New Substaiton Work | 1000001948 | 85042200 |  | 18 |  | 3.15MVA, 33/11 kV power transformer with Cu winding along with allaccessories and oil | EA | 2 |  | Included | 0 | 0 | 0
| Balance Fund PMDP KARGIL | [13 empty] | 0 | 0
1 | 7000015663 | 10 | 66KV New Substaiton Work | 1000041089 | 85042200 |  | 18 |  | 6.3 MVA , 66/11 KV, 3 PH, 50 HZ, ONAN, CU WOUND, OUTDOOR CONVENTIONALTYPE POWER TRANSFORMER ALONG WITH TRANSFORMER OIL & ALL ACCESSORIESCOMPLETE | EA | 1 |  | Included | 0 | 0 | 0
2 | 7000015663 | 20 | 66KV New Substaiton Work | 1000031070 | 85049010 |  | 18 |  | 100KVA, 11/0.433KV, 3PH TRANSFORMER | EA | 1 |  | Included | 0 | 0 | 0
3 | 7000015663 | 30 | 66KV New Substaiton Work | 1000037908 | 73089070 |  | 18 |  | 9M STP 410 MPA SP 33 | EA | 10 |  | Included | 0 | 0 | 0
4 | 7000015663 | 40 | 66KV New Substaiton Work | 1000005039 | 85352113 |  | 18 |  | 72.5 kV, 1250A, 31.5 kA, 3-phase CircuitBreaker with support structure | EA | 3 |  | Included | 0 | 0 | 0
5 | 7000015663 | 50 | 66KV New Substaiton Work | 1000009700 | 85371000 |  | 18 |  | Control, relay and protection panel for 66/11kV Transformer ProtectionPanel (For both HV & MV side)-Duplex panel | EA | 1 |  | Included | 0 | 0 | 0
6 | 7000015663 | 60 | 66KV New Substaiton Work | 1000009698 | 85371000 |  | 18 |  | Control, relay and protection panel for 66kV Line (Bus Scheme as perSLD)-Duplex Panel | EA | 2 |  | Included | 0 | 0 | 0
7 | 7000015663 | 70 | 66KV New Substaiton Work | 1000041204 | 85353090 |  | 18 |  | 66KV, 630A, 31.5KA, 3-PH DOUBLE BREAK CENTRE ROTATING TYPE(DBCR) WITHEARTHING SWITCH, GANG OPERATED, ISOLATOR ALONG WITH SUPPORTINSULATORS, OPERATING MECHANISM, BASE CHANNEL DOWN PIPE AND ALLREQUIRED ACCESSORIES COMPLETE AS PER TS. | SET | 2 |  | Included | 0 | 0 | 0
8 | 7000015663 | 80 | 66KV New Substaiton Work | 1000041086 | 85043100 |  | 18 |  | 150-75/1-1-1 A, 66KV, 1-PHASE, 31.5KA OUTDOR TYPE CURRENT TRANSFORMERALONG WITH JUNCTION BOX (1 NO JUNCTION BOX FOR 3 NOS OF 1-PHASE CTS)ETC., COMPLETE AS PER TECHNICAL SPECIFICATIONS. | EA | 9 |  | Included | 0 | 0 | 0
9 | 7000015663 | 90 | 66KV New Substaiton Work | 1000029252 | 85354010 |  | 18 |  | 60kV Surge Arrester (1-Phase) | EA | 9 |  | Included | 0 | 0 | 0
10 | 7000015663 | 100 | 66KV New Substaiton Work | 1000020375 | 85354010 |  | 18 |  | Supply of 9 kV, 1 phase, 10 KA porcelain housing ZnO LA with allaccessories as per TS | EA | 15 |  | Included | 0 | 0 | 0
11 | 7000015663 | 110 | 66KV New Substaiton Work | 1000041207 | 85043100 |  | 18 |  | 72.5 KV, 1-PHASE, 66KV/110 VOLT, SINGLE CORE OUTDOOR TYPE POTENTIALTRANSFORMER ALONG WITH JUNCTION BOX (1 NO JUNCTION BOX FOR 3 NOS OF1-PHASE PTS) AND REQUIRED ACCESSORIES ETC., COMPLETE AS PER TECHNICALSPECIFICATIONS. | EA | 6 |  | Included | 0 | 0 | 0
12 | 7000015663 | 120 | 66KV New Substaiton Work | 1000028389 | 85352121 |  | 18 |  | 11kV,3phase ,1250A,indoor type controland relay panel consisting of12kV,VCB,CTs,PTs,A-meter,volt-meter,Relay(3 no .O/Cand 1 no. E/F) & accessories completeas per TS. | EA | 1 |  | Included | 0 | 0 | 0
13 | 7000015663 | 130 | 66KV New Substaiton Work | 1000028388 | 85352121 |  | 18 |  | 11kV,3phase ,1250A,indoor type controland relay panel consisting of12kV,VCB,CTs,A-meter,volt-meter,Relay(3 no .O/C and1no. E/F),energy meter (TVM) &accessories complete as per TS. | EA | 5 |  | Included | 0 | 0 | 0
14 | 7000015663 | 140 | 66KV New Substaiton Work | 1000022782 | 85359030 |  | 18 |  | 11 kV , 400 Amp,3 phase , verticalmounted AB switch for Outgoing DP asper TS | EA | 5 |  | Included | 0 | 0 | 0
15 | 7000015663 | 150 | 66KV New Substaiton Work | 1000032328 | 85351090 |  | 18 |  | 11 KV, 3-PH, 400A, HG FUSE | SET | 1 |  | Included | 0 | 0 | 0
16 | 7000015663 | 160 | 66KV New Substaiton Work | 1000040984 | 85073000 |  | 28 |  | BATTERY, BATTERY CHARGER WITH 30V, 80 AH (AT 10 HRS DISCHARGE RATE)NI-CD BATTERY & ALL OTHER ACCESSORIES AND CONNECTORS AS PER TECHNICALSPECIFICATIONS. | SET | 1 |  | Included | 0 | 0 | 0
17 | 7000015663 | 170 | 66KV New Substaiton Work | 1000040983 | 85044030 |  | 18 |  | 30V, 40 AMP. FLOAT-CUM-BOOST BATTERY CHARGER WITH FULL WAVERECTIFICATION FOR 220 V, 1 PHASE, 50 HZ AC INPUT SUPPLY ALING WITHINBUILT DC DISTRIBUTION BOARD AS PER TECHNICAL SPECIFICATION. | SET | 1 |  | Included | 0 | 0 | 0
18 | 7000015663 | 180 | 66KV New Substaiton Work | 1000004303 | 85371000 |  | 18 |  | 415V AC Distribution Board (ACDB) as per Technical Specification | SET | 1 |  | Included | 0 | 0 | 0
19 | 7000015663 | 190 | 66KV New Substaiton Work | 1000029987 | 85446090 |  | 18 |  | SUPPLY OF 11 KV, XLPE INSULATED, ARMORED ALUMINIUM CABLE AS PERTS - 3CX400 SQ. MM | M | 50 |  | Included | 0 | 0 | 0
20 | 7000015663 | 200 | 66KV New Substaiton Work | 1000027320 | 85446090 |  | 18 |  | 11kV grade 3Cx185 sqmm (XLPE) Power Cable as per TS | M | 250 |  | Included | 0 | 0 | 0
21 | 7000015663 | 210 | 66KV New Substaiton Work | 1000029995 | 85479090 |  | 18 |  | END TERMINATION KIT SUITABLE FOR TERMINATION IN CABLE BOX ON 11KVSIDE OF TRANSFORMER FOR 3CX400 SQ. MM CABLE | SET | 1 |  | Included | 0 | 0 | 0
22 | 7000015663 | 220 | 66KV New Substaiton Work | 1000029993 | 85479090 |  | 18 |  | END TERMINATION KIT SUITABLE FOR TERMINATION IN 11 KV INDOOR VCBPANEL FOR 3CX400 SQ. MM CABLE | SET | 1 |  | Included | 0 | 0 | 0
23 | 7000015663 | 230 | 66KV New Substaiton Work | 1000033216 | 85479090 |  | 18 |  | END TERMINATION KIT SUITABLE FOR TERMINATION IN 11 KV INDOOR VCBPANEL FOR 3CX185 SQ. MM CABLE | SET | 5 |  | Included | 0 | 0 | 0
24 | 7000015663 | 240 | 66KV New Substaiton Work | 1000033215 | 85479090 |  | 18 |  | OUTDOOR END TERMINATION KIT (REQUIRED AT DOUBLE POLE STRUCTURE ) FOR11 KV 3CX185 SQ. MM. CABLE | SET | 4 |  | Included | 0 | 0 | 0
25 | 7000015663 | 250 | 66KV New Substaiton Work | 1000033215 | 85479090 |  | 18 |  | OUTDOOR END TERMINATION KIT (REQUIRED AT DOUBLE POLE STRUCTURE ) FOR11 KV 3CX185 SQ. MM. CABLE | SET | 1 |  | Included | 0 | 0 | 0
26 | 7000015663 | 260 | 66KV New Substaiton Work | 1000000499 | 85446020 |  | 18 |  | 1.1kV grade 3.5Cx95 sqmm Armoured (PVC) Power Cable | M | 70 |  | Included | 0 | 0 | 0
27 | 7000015663 | 270 | 66KV New Substaiton Work | 1000000511 | 85446020 |  | 18 |  | 1.1kV grade 4Cx10 sqmm (PVC) Power Cable | M | 40 |  | Included | 0 | 0 | 0
28 | 7000015663 | 280 | 66KV New Substaiton Work | 1000037127 | 85446020 |  | 18 |  | 1.1KV GRADE 2CX10 SQMM ARMOURED (PVC) COPPER CABLE | M | 20 |  | Included | 0 | 0 | 0
29 | 7000015663 | 290 | 66KV New Substaiton Work | 1000000480 | 85446020 |  | 18 |  | 1.1kV grade 2Cx2.5 sqmm Control Cable | M | 265 |  | Included | 0 | 0 | 0
30 | 7000015663 | 300 | 66KV New Substaiton Work | 1000000520 | 85446020 |  | 18 |  | 1.1kV grade 5Cx2.5 sqmm Control Cable | M | 285 |  | Included | 0 | 0 | 0
31 | 7000015663 | 310 | 66KV New Substaiton Work | 1000000446 | 85446020 |  | 18 |  | 1.1kV grade 10Cx2.5 sqmm Control Cable | M | 450 |  | Included | 0 | 0 | 0
32 | 7000015663 | 320 | 66KV New Substaiton Work | 1000011339 | 72169990 |  | 18 |  | Erection Hardware for 66kV layout (Bus Scheme as per SLD)-Line Bay asper technical specification | SET | 1 |  | Included | 0 | 0 | 0
33 | 7000015663 | 330 | 66KV New Substaiton Work | 1000011339 | 72169990 |  | 18 |  | Erection Hardware for 66kV layout (Bus Scheme as per SLD)-Line Bay asper technical specification | SET | 1 |  | Included | 0 | 0 | 0
34 | 7000015663 | 340 | 66KV New Substaiton Work | 1000011340 | 72169990 |  | 18 |  | Erection Hardware for 66kV layout (Bus Scheme as per SLD)- TransformerBay as per technical specification | SET | 1 |  | Included | 0 | 0 | 0
35 | 7000015663 | 350 | 66KV New Substaiton Work | 1000041214 | 76169990 |  | 18 |  | 66KV PT BAY | LOT | 1 |  | Included | 0 | 0 | 0
36 | 7000015663 | 360 | 66KV New Substaiton Work | 1000006302 | 76141000 |  | 18 |  | ACSR Panther Conductor | M | 150 |  | Included | 0 | 0 | 0
37 | 7000015663 | 370 | 66KV New Substaiton Work | 1000029110 | 72159090 |  | 18 |  | 32 mm MS rod for Earthmat (KG) | KG | 3800 |  | Included | 0 | 0 | 0
38 | 7000015663 | 380 | 66KV New Substaiton Work | 1000029112 | 72125090 |  | 18 |  | GS FLAT 50X6MM(KG) | KG | 1400 |  | Included | 0 | 0 | 0
39 | 7000015663 | 390 | 66KV New Substaiton Work | 1000029111 | 72125090 |  | 18 |  | GI Flat - 25x3 mm(KG) | KG | 700 |  | Included | 0 | 0 | 0
40 | 7000015663 | 400 | 66KV New Substaiton Work | 1000025958 | 72159090 |  | 18 |  | 40mm dia, 3M long MS Rod Earth Electrode | EA | 30 |  | Included | 0 | 0 | 0
41 | 7000015663 | 410 | 66KV New Substaiton Work | 1000028395 | 72149990 |  | 18 |  | 20 MM DIA., 3000 MM LONG GI ROD AND OTHER ACCESSORIES AS PER TECHNICALSPECIFICATION. | SET | 20 |  | Included | 0 | 0 | 0
42 | 7000015663 | 420 | 66KV New Substaiton Work | 1000041210 | 85462019 |  | 18 |  | 11 KV T&C TYPE, 90 KN DISC INSULATORS AS PER TS | EA | 36 |  | Included | 0 | 0 | 0
43 | 7000015663 | 430 | 66KV New Substaiton Work | 1000041216 | 85462019 |  | 18 |  | DISC INSULATOR HARDWARE & ACCESSORIES SUITABLE TO 11 KV T&C TYPE, 90KN INSULATORS AS PER TS | SET | 12 |  | Included | 0 | 0 | 0
44 | 7000015663 | 440 | 66KV New Substaiton Work | 1000005030 | 85462040 |  | 18 |  | 72.5kV ,1 phase Bus Post Insulators | EA | 8 |  | Included | 0 | 0 | 0
45 | 7000015663 | 450 | 66KV New Substaiton Work | 1000037002 | 73089040 |  | 18 |  | GALVANISED FABRICATED STRUCTURE FOR 33 KV BUS & LINE GANTRY TO BEDESIGNED DURING DETAILED ENGINEERING & AS PER TS | MT | 5.5 |  | Included | 0 | 0 | 0
46 | 7000015663 | 460 | 66KV New Substaiton Work | 1000040991 | 85371000 |  | 18 |  | STATION LIGHTING SYSTEM COMPLETE FOR SWITCHYARD, CONTROL ROOMBUILDING,MAINGATE & SUB-STATION BOUNDARY AS PER TECHNICALSPECIFICATION FOR EACH NEW PSS | SET | 1 |  | Included | 0 | 0 | 0
47 | 7000015663 | 470 | 66KV New Substaiton Work | 1000034279 | 84241000 |  | 18 |  | ABC POWDER TYPE FIRE EXTINGUISHER - 6 KG | EA | 1 |  | Included | 0 | 0 | 0
48 | 7000015663 | 480 | 66KV New Substaiton Work | 1000012022 | 84241000 |  | 18 |  | 4.5 kg CO2 type Portable Fire extinguisher | EA | 1 |  | Included | 0 | 0 | 0
49 | 7000015663 | 490 | 66KV New Substaiton Work | 1000027449 | 84241000 |  | 18 |  | 22.5 kg CO2 type Portable Fire Extinguisher | EA | 1 |  | Included | 0 | 0 | 0
50 | 7000015663 | 500 | 66KV New Substaiton Work | 1000056495 | 85353090 |  | 18 |  | 66KV, 630A, 31.5KA, 3-PH DOUBLE BREAK CENTRE ROTATING TYPE(DBCR)WITHOUT EARTHING SWITCH, GANG OPERATED, ISOLATOR ALONG WITH SUPPORTINSULATORS, OPERATING MECHANISM, BASE CHANNEL DOWN PIPE AND ALLREQUIRED ACCESSORIES COMPLETE AS PER TS. | SET | 4 |  | Included | 0 | 0 | 0
51 | 7000015663 | 510 | 66KV New Line Works | 1000056384 | 73082011 |  | 18 |  | 66KV DOUBLE CIRCUIT TOWER TYPE C WITH +0 (WZ-6) VERTICAL CONFIGURATIONFOR ACSR PANTHER - POWERGRID DESIGN (2021) HILLY TERRAIN, NON-SNOW | EA | 12 |  | Included | 0 | 0 | 0
52 | 7000015663 | 520 | 66KV New Line Works | 1000056385 | 73082011 |  | 18 |  | 66KV3 DOUBLE CIRCUIT TOWER TYPE C WITH +3 (WZ-6) VERTICALCONFIGURATION FOR ACSR PANTHER - POWERGRID DESIGN (2021) HILLYTERRAIN, NON-SNOW | EA | 4 |  | Included | 0 | 0 | 0
53 | 7000015663 | 530 | 66KV New Line Works | 1000056386 | 73082011 |  | 18 |  | 66KV DOUBLE CIRCUIT TOWER TYPE C WITH + 6(WZ-6) VERTICAL CONFIGURATIONFOR ACSR PANTHER - POWERGRID DESIGN (2021) HILLY TERRAIN, NON-SNOW | EA | 2 |  | Included | 0 | 0 | 0
54 | 7000015663 | 540 | 66KV New Line Works | 1000056387 | 73082011 |  | 18 |  | 66KV DOUBLE CIRCUIT TOWER TYPE C WITH +9 (WZ-6) VERTICAL CONFIGURATIONFOR ACSR PANTHER - POWERGRID DESIGN (2021) HILLY TERRAIN, NON-SNOW | EA | 2 |  | Included | 0 | 0 | 0
55 | 7000015663 | 550 | 66KV New Line Works | 1000056388 | 73082011 |  | 18 |  | 66KV DOUBLE CIRCUIT TOWER TYPE D WITH +0 (WZ-6) VERTICAL CONFIGURATIONFOR ACSR PANTHER - POWERGRID DESIGN (2021) HILLY TERRAIN, NON-SNOW | EA | 28 |  | Included | 0 | 0 | 0
56 | 7000015663 | 560 | 66KV New Line Works | 1000056389 | 73082011 |  | 18 |  | 66KV DOUBLE CIRCUIT TOWER TYPE D WITH +3 (WZ-6) VERTICAL CONFIGURATIONFOR ACSR PANTHER - POWERGRID DESIGN (2021) HILLY TERRAIN, NON-SNOW | EA | 10 |  | Included | 0 | 0 | 0
57 | 7000015663 | 570 | 66KV New Line Works | 1000056490 | 73082011 |  | 18 |  | 66KV DOUBLE CIRCUIT TOWER TYPE D WITH +6 (WZ-6) VERTICAL CONFIGURATIONFOR ACSR PANTHER - POWERGRID DESIGN (2021) HILLY TERRAIN, NON-SNOW | EA | 5 |  | Included | 0 | 0 | 0
58 | 7000015663 | 580 | 66KV New Line Works | 1000056491 | 73082011 |  | 18 |  | 66KV DOUBLE CIRCUIT TOWER TYPE D WITH +9 (WZ-6) VERTICAL CONFIGURATIONFOR ACSR PANTHER - POWERGRID DESIGN (2021) HILLY TERRAIN, NON-SNOW | EA | 5 |  | Included | 0 | 0 | 0
59 | 7000015663 | 590 | 66KV New Line Works | 1000056492 | 73082011 |  | 18 |  | DESIGN, FABRICATION, GALVANISING AND SUPPLY OF STUBS & CLEATS FORVARIOUS TYPE OF TOWERS, TOWER (COMPLETE) WITH PACK WASHERS, INCLUDINGBOLTS & NUTS: DC (UPTO +9 MTRS) | EA | 20 |  | Included | 0 | 0 | 0
60 | 7000015663 | 600 | 66KV New Line Works | 1000056493 | 73082011 |  | 18 |  | DESIGN, FABRICATION, GALVANISING AND SUPPLY OF STUBS & CLEATS FORVARIOUS TYPE OF TOWERS, TOWER (COMPLETE) WITH PACK WASHERS, INCLUDINGBOLTS & NUTS : (DD (UPTO +9 MTRS) | EA | 48 |  | Included | 0 | 0 | 0
61 | 7000015663 | 610 | 66KV New Line Works | 1000017587 | 73082011 |  | 18 |  | Supply of Pipe Type Earthing | EA | 14 |  | Included | 0 | 0 | 0
62 | 7000015663 | 620 | 66KV New Line Works | 1000032563 | 73082011 |  | 18 |  | DANGER PLATE FOR 66 KV | EA | 68 |  | Included | 0 | 0 | 0
63 | 7000015663 | 630 | 66KV New Line Works | 1000034828 | 73082011 |  | 18 |  | NUMBER PLATE FOR 66 KV TOWER | EA | 68 |  | Included | 0 | 0 | 0
64 | 7000015663 | 640 | 66KV New Line Works | 1000017508 | 73082011 |  | 18 |  | Phase Plate (Set of three) | SET | 136 |  | Included | 0 | 0 | 0
65 | 7000015663 | 650 | 66KV New Line Works | 1000027419 | 73082011 |  | 18 |  | Anti-Climbing Devices | EA | 68 |  | Included | 0 | 0 | 0
66 | 7000015663 | 670 | 66KV New Line Works | 1000030861 | 76141000 |  | 18 |  | ACSR PANTHER CONDUCTOR | KM | 51.17 |  | Included | 0 | 0 | 0
67 | 7000015663 | 680 | 66KV New Line Works | 1000019798 | 73082011 |  | 18 |  | Hardware Fittings for 66kV AC with ACSR Panther Conductor-Single ISuspension String (Pilot) | SET | 144 |  | Included | 0 | 0 | 0
68 | 7000015663 | 710 | 66KV New Line Works | 1000018444 | 76169990 |  | 18 |  | Repair Sleeve for Conductor-ACSR Panther | EA | 17 |  | Included | 0 | 0 | 0
69 | 7000015663 | 720 | 66KV New Line Works | 1000022432 | 73082011 |  | 18 |  | Vibration Damper for Conductor-ACSR Panther | EA | 408 |  | Included | 0 | 0 | 0
70 | 7000015663 | 770 | 66KV New Line Works | 1000027439 | 73082011 |  | 18 |  | Counterpoise Earthing | EA | 54 |  | Included | 0 | 0 | 0
71 | 7000015731 | 10 | 66KV New Line Works | 1000000631 | 85462039 |  | 18 |  | 120 KN AC Porcelain Disc Insulator | EA | 8581 |  | Included | 0 | 0 | 0
72 | 7000015731 | 20 | 66KV New Line Works | 1000010801 | 73082011 |  | 18 |  | Hardware Fittings for 66kV AC with ACSR Panther Conductor-DoubleTension String | SET | 408 |  | Included | 0 | 0 | 0
73 | 7000015731 | 40 | 66KV New Line Works | 1000030842 | 73121020 |  | 18 |  | 7/4.27 G.S. EARTHWIRE | KM | 17 |  | Included | 0 | 0 | 0
74 | 7000015731 | 60 | 66KV New Line Works | 1000029101 | 73082011 |  | 18 |  | Mid Span Comp Joint-7/4.27mm Earth Wire | EA | 9 |  | Included | 0 | 0 | 0
75 | 7000015731 | 70 | 66KV New Line Works | 1000034136 | 76169990 |  | 18 |  | FLEXIBLE ALUMUNIUM BOND | EA | 9 |  | Included | 0 | 0 | 0
76 | 7000015731 | 80 | 66KV New Line Works | 1000029108 | 73082011 |  | 18 |  | Vibration Damper-7/4.27mm Earth Wire | EA | 136 |  | Included | 0 | 0 | 0
77 | 7000015731 | 90 | 66KV New Line Works | 1000029107 | 73082011 |  | 18 |  | Tension Clamp-7/4.27mm Earth Wire | EA | 136 |  | Included | 0 | 0 | 0
78 | 7000015731 | 100 | 66KV New Line Works | 1000019903 | 73082011 |  | 18 |  | Supply of Span Marker for Aviation | EA | 67 |  | Included | 0 | 0 | 0
79 | 7000015731 | 110 | 66KV New Line Works | 1000016663 | 85391000 |  | 18 |  | Supply of Obstruction Lights (as per IS5613)-1 Medium Intensity + 2 LowIntensity | SET | 68 |  | Included | 0 | 0 | 0
80 | 7000015731 | 120 | 66KV New Line Works | 1000056384 | 73082011 |  | 18 |  | 66KV DOUBLE CIRCUIT TOWER TYPE C WITH +0 (WZ-6) VERTICAL CONFIGURATIONFOR ACSR PANTHER - POWERGRID DESIGN (2021) HILLY TERRAIN, NON-SNOW | EA | 2 |  | Included | 0 | 0 | 0
81 | 7000015731 | 130 | 66KV New Line Works | 1000056388 | 73082011 |  | 18 |  | 66KV DOUBLE CIRCUIT TOWER TYPE D WITH +0 (WZ-6) VERTICAL CONFIGURATIONFOR ACSR PANTHER - POWERGRID DESIGN (2021) HILLY TERRAIN, NON-SNOW | EA | 2 |  | Included | 0 | 0 | 0
82 | 7000015731 | 140 | 66KV New Line Works | 1000015514 | 76169990 |  | 18 |  | Mid Span Compression Joint for Conductor-ACSR Panther | EA | 26 |  | Included | 0 | 0 | 0
[7 empty] | Total Ex-works Price | [5 empty] | 0 | 0
[7 empty] | Total Type Test charges as per Schedule-7 | [5 empty] | 0
[7 empty] | Total Ex-works Price including Type Test charges | [5 empty] | 0
[7 empty] | Total GST Tax as confirmed by Bidder | [5 empty] | 0
Note : | Specify amount of GST on the transaction between the Contractor and the Employer.
* | In case the bidder leaves the cell for confirmation of the HSN code and/or GST rate “blank”, the HSN code and corresponding GST rate indicated by the Employer shall be deemed to be the one confirmed by the Bidder.
Date : | --
Place : | [10 empty] | Printed Name :
Designation :
Click for Sch-2

## Sch-1 dis (hidden)
Specification No.: 5002001922/OTHERS/DOM/A04-CC CS -5 | [5 empty] | Schedule - 1 |  |  |  | Direct Total | 0 | 0 | `
[10 empty] | BO Total | #REF! | 0
Rural Electrification Work under Prime Minister’s Development Project (PMDP) in Leh & Kargil Districts of UT of Ladakh
(SCHEDULE OF RATES AND PRICES : EX-WORKS PRICES)
Bidder’s Name and Address (Lead Partner) : |  |  |  | To:
Contract Services
Name : | …….. …….. …….. …….. …….. …….. |  |  | Power Grid Corporation of India Ltd.,
Address : | …….. …….. …….. …….. …….. …….. |  |  | "Saudamini", Plot No.-2
| …….. …….. …….. …….. …….. …….. |  |  | Sector-29,
| …….. …….. …….. …….. …….. …….. |  |  | Gurgaon (Haryana) - 122001
Plant and Equipment (including Mandatory Spares Parts) to be supplied, including Type Test Charges for Tests to be conducted. | [10 empty] | Direct
[6 empty] | All Prices are in Indian Rupees. |  |  |  |  | Bought-Out
SI. No. | Item Description | Unit | Qty. | Unit Ex-works price | Total Ex-works price | Mode of Transaction (Direct / Bought-out)
1 | 2 | 3 | 4 | 5 | 6 = 4 x 5 | 7
0 | 0
#REF! | #REF!
0 | 0
#REF! | #REF! | #REF! | #REF! | #REF! | #REF! | #REF!
#REF! | #REF! | #REF! | #REF! | #REF! | #REF! | #REF!
#REF! | #REF!
#REF! | #REF! | #REF! | #REF! | #REF! | #REF! | #REF!
#REF! | #REF! | #REF! | #REF! | #REF! | #REF! | #REF!
#REF! | #REF!
#REF! | #REF! | #REF! | #REF! | #REF! | #REF! | #REF!
#REF! | #REF! | #REF! | #REF! | #REF! | #REF! | #REF!
#REF! | #REF!
#REF! | #REF!
#REF! | #REF! | #REF! | #REF! | #REF! | #REF! | #REF!
#REF! | #REF! | #REF! | #REF! | #REF! | #REF! | #REF!
#REF! | #REF!
#REF! | #REF! | #REF! | #REF! | #REF! | #REF! | #REF!
#REF! | #REF! | #REF! | #REF! | #REF! | #REF! | #REF!
#REF! | #REF! | #REF! | #REF! | #REF! | #REF! | #REF!
#REF! | #REF! | #REF! | #REF! | #REF! | #REF! | #REF!
#REF! | #REF! | #REF! | #REF! | #REF! | #REF! | #REF!
#REF! | #REF! | #REF! | #REF! | #REF! | #REF! | #REF!
#REF! | #REF!
#REF! | #REF! | #REF! | #REF! | #REF! | #REF! | #REF!
#REF! | #REF!
#REF! | #REF! | #REF! | #REF! | #REF! | #REF! | #REF!
#REF! | #REF! | #REF! | #REF! | #REF! | #REF! | #REF!
#REF! | #REF! | #REF! | #REF! | #REF! | #REF! | #REF!
#REF! | #REF! | #REF! | #REF! | #REF! | #REF! | #REF!
#REF! | #REF!
#REF! | #REF! | #REF! | #REF! | #REF! | #REF! | #REF!
#REF! | #REF! | #REF! | #REF! | #REF! | #REF! | #REF!
#REF! | #REF! | #REF! | #REF! | #REF! | #REF! | #REF!
#REF! | #REF!
#REF! | #REF! | #REF! | #REF! | #REF! | #REF! | #REF!
#REF! | #REF! | #REF! | #REF! | #REF! | #REF! | #REF!
#REF! | #REF! | #REF! | #REF! | #REF! | #REF! | #REF!
#REF! | #REF! | #REF! | #REF! | #REF! | #REF! | #REF!
#REF! | #REF! | #REF! | #REF! | #REF! | #REF! | #REF!
#REF! | #REF!
| #REF! | #REF! | #REF! | #REF! | #REF! | #REF!
#REF!
| #REF! | #REF! | #REF! | #REF! | #REF! | #REF!
| #REF! | #REF! | #REF! | #REF! | #REF! | #REF!
| Total Ex-Works Price Direct |  |  |  | 0 | Direct
| Total Ex-Works Price Bought Out |  |  |  | 0
| Total Ex-Works Price |  |  |  | 0
| Total Type Test charges as per Schedule-7 |  |  |  | #REF! |  |  | #REF! |  | #REF!
| Total Ex-works Price including Type Test charges |  |  |  | #REF! |  |  | #REF! |  | #REF!
[7 empty] | Discount Sch-1 | #REF! | MPD Sch-1 | #REF!
[7 empty] | Dis Alert | #REF!
Note : | Specify amount of Excise Duty, Sales Tax/'VAT and other taxes payable on the transaction between the Contractor and the Employer and octroi/entry tax as applicable for destination site/state on all items of supply including bought-out finished items (to be identified in the Contract), which shall be dispatched directly from the sub-vendor’s works to the Employer’s site (sale-in-transit), separately in Schedule-5. Excise Duty, Sales tax and other levies for all the bought-out items are to be included in the EXW Price (Col. No. 5) only and not to be indicated in Schedule-5.
Date : | --
Place : |  |  | Printed Name :
Designation :
Click for Sch-2

## Sch-2
Specification No.: 5002001922/OTHERS/DOM/A04-CC CS -5 | [8 empty] | Schedule - 2
Rural Electrification Work under Prime Minister’s Development Project (PMDP) in Leh & Kargil Districts of UT of Ladakh
(SCHEDULE OF RATES AND PRICES)
Bidder’s Name and Address (Lead Partner) : | [7 empty] | To:
Contracts Services, 3rd Floor
Name : |  | …….. …….. …….. …….. …….. …….. | [5 empty] | Power Grid Corporation of India Ltd.,
Address : |  | …….. …….. …….. …….. …….. …….. | [5 empty] | "Saudamini", Plot No.-2
|  | …….. …….. …….. …….. …….. …….. | [5 empty] | Sector-29,
|  | …….. …….. …….. …….. …….. …….. | [5 empty] | Gurgaon (Haryana) - 122001
LOCAL TRANSPORTATION, IN-TRANSIT INSURANCE, LOADING AND UNLOADING
All Prices are in Indian Rupees.
SI. No. | PR No | PR Line Item No | Activity Description | Material Code | Description | Unit | Quantity | Unit Freight, In-transit Insurance, loading & unloading Charges | Total Freight, In-transit Insurance, loading & unloading Charges
1 | 2 | 3 | 4 | 5 | 4 | 5 | 6 | 7 | 8= 6 x 7
PART A (Substation Portion)
I | Balance Fund PMDP LEH
1 | 7000015664 | 10 | LT Line Works (3Ph- 4W) ACSR Rabbit | 1000030862 | ACSR RABBIT CONDUCTOR | KM | 13.74 |  | Included
2 | 7000015664 | 20 | LT Line Works (3Ph- 4W) ACSR Rabbit | 1000056011 | 8M STP 410 MPA SP 13 | EA | 78 |  | Included
3 | 7000015664 | 30 | LT Line Works (3Ph- 4W) ACSR Rabbit | 1000037908 | 9M STP 410 MPA SP 33 | EA | 10 |  | Included
4 | 7000015664 | 40 | LT Line Works (3Ph- 4W) ACSR Rabbit | 1000019683 | LT Shackle Insulator | EA | 354 |  | Included
5 | 7000015664 | 60 | LT Line Works (3Ph- 4W) ACSR Rabbit | 1000022819 | nuts,bolts,foundation bolts and washer and other accessories forstructures. | MT | 0.146 |  | Included
6 | 7000015664 | 70 | LT Line Works (3Ph- 4W) ACSR Rabbit | 1000028393 | 20 MM DIA 2500 MM LONG GI ROD TOGETHER WITH FIXINGARRANGEMENT(EXCLUDING GI WIRE REQUIRED FOR EARTHING) AS PER APPROVEDDRAWING. | SET | 32 |  | Included
7 | 7000015664 | 80 | LT Line Works (3Ph- 4W) ACSR Rabbit | 1000028419 | GUY STRAIN INSULATORS DESIGNATION 'A' AS PER TS | SET | 14 |  | Included
8 | 7000015664 | 90 | LT Line Works (3Ph- 4W) ACSR Rabbit | 1000028426 | LT line stay set complete including Hardware, Stay wire(7/12 SWG) as perTS | SET | 14 |  | Included
9 | 7000015664 | 100 | LT Line Works (3Ph- 4W) ACSR Rabbit | 1000032343 | 10 SWG GI WIRE FOR PROTECTIVE GUARDING LACING AS PER TS | KG | 61.2 |  | Included
10 | 7000015664 | 110 | LT Line Works (3Ph- 4W) ACSR Rabbit | 1000032344 | 8SWG GI WIRE FOR PROTECTIVE GUARDING & EARTHING AS PER TS | KG | 6.39 |  | Included
11 | 7000015664 | 120 | LT Line Works (3Ph- 4W) ACSR Rabbit | 1000041208 | LT SPACERS (3-PHASE) | EA | 255 |  | Included
12 | 7000015690 | 30 | LT Line Works (3Ph- 4W) ACSR Rabbit | 1000056692 | FABRICATION AND SUPPLY OF M.S. GALVANIZED ITEMS- U-CLAMPS, SHACKLEINSULATOR CHANNEL ETC, COMPLETE AS REQUIRED FOR LT LINE | MT | 1.326 |  | Included
13 | 7000015664 | 130 | 11KV New Line Works | 1000037908 | 9M STP 410 MPA SP 33 | EA | 436 |  | Included
14 | 7000015664 | 140 | 11KV New Line Works | 1000022813 | Fabrication and Supply of M.S. Galvanised items- Pole Top Bracket,V-Cross arm, Back Clamps for V-Cross arm , D P Channel, D P Channelclamp, Stay clamps angle, Stay clamps side, D P cross bracing &clamps,Guarding arm etc etc. complete as required. | MT | 9.592 |  | Included
15 | 7000015664 | 150 | 11KV New Line Works | 1000022819 | nuts,bolts,foundation bolts and washer and other accessories forstructures. | MT | 0.959 |  | Included
16 | 7000015664 | 160 | 11KV New Line Works | 1000028393 | 20 MM DIA 2500 MM LONG GI ROD TOGETHER WITH FIXINGARRANGEMENT(EXCLUDING GI WIRE REQUIRED FOR EARTHING) AS PER APPROVEDDRAWING. | SET | 436 |  | Included
17 | 7000015664 | 170 | 11KV New Line Works | 1000022781 | 11kV Stay set complete including Hardware as per TS | SET | 207 |  | Included
18 | 7000015664 | 180 | 11KV New Line Works | 1000022814 | GUY STRAIN INSULATORS DESIGNATION 'C' | EA | 207 |  | Included
19 | 7000015664 | 190 | 11KV New Line Works | 1000033893 | STAY WIRE (7/10 SWG) AS PER TS FOR 11 KV STAY SET | MT | 1.06 |  | Included
20 | 7000015664 | 200 | 11KV New Line Works | 1000045302 | 7/10 SWG GI WIRE | MT | 0.41 |  | Included
21 | 7000015664 | 210 | 11KV New Line Works | 1000022780 | 11KV PORCELAIN PIN INSULATOR | SET | 1277 |  | Included
22 | 7000015664 | 220 | 11KV New Line Works | 1000056396 | 11 KV B&S TYPE, 45 KNÃ‚ DISC INSULATORS AS PER TS | EA | 124 |  | Included
23 | 7000015664 | 230 | 11KV New Line Works | 1000056397 | HARDWARE FITTINGS & ACCESSORIES SUITABLE TO 11KV B&S TYPE, 45 KN DISCINSULATORS AS PER TS | SET | 124 |  | Included
24 | 7000015664 | 240 | 11KV New Line Works | 1000017118 | PG Clamp for ACSR Weasel Conductor | EA | 249 |  | Included
25 | 7000015664 | 250 | 11KV New Line Works | 1000030866 | ACSR WEASEL CONDUCTOR | KM | 64.09 |  | Included
26 | 7000015664 | 260 | 11KV New Line Works | 1000032344 | 8SWG GI WIRE FOR PROTECTIVE GUARDING & EARTHING AS PER TS | KG | 320 |  | Included
27 | 7000015664 | 270 | DT Works [3-f, 25 kVA] | 1000037908 | 9M STP 410 MPA SP 33 | EA | 2 |  | Included
28 | 7000015664 | 280 | DT Works [3-f, 25 kVA] | 1000022813 | Fabrication and Supply of M.S. Galvanised items- Pole Top Bracket,V-Cross arm, Back Clamps for V-Cross arm , D P Channel, D P Channelclamp, Stay clamps angle, Stay clamps side, D P cross bracing &clamps,Guarding arm etc etc. complete as required. | MT | 0.28 |  | Included
29 | 7000015664 | 290 | DT Works [3-f, 25 kVA] | 1000022819 | nuts,bolts,foundation bolts and washer and other accessories forstructures. | MT | 0.04 |  | Included
30 | 7000015664 | 300 | DT Works [3-f, 25 kVA] | 1000022781 | 11kV Stay set complete including Hardware as per TS | SET | 4 |  | Included
31 | 7000015664 | 310 | DT Works [3-f, 25 kVA] | 1000022814 | GUY STRAIN INSULATORS DESIGNATION 'C' | EA | 4 |  | Included
32 | 7000015664 | 320 | DT Works [3-f, 25 kVA] | 1000033893 | STAY WIRE (7/10 SWG) AS PER TS FOR 11 KV STAY SET | MT | 0.02 |  | Included
33 | 7000015664 | 330 | DT Works [3-f, 25 kVA] | 1000022782 | 11 kV , 400 Amp,3 phase , verticalmounted AB switch for Outgoing DP asper TS | EA | 1 |  | Included
34 | 7000015664 | 340 | DT Works [3-f, 25 kVA] | 1000032328 | 11 KV, 3-PH, 400A, HG FUSE | SET | 1 |  | Included
35 | 7000015664 | 350 | DT Works [3-f, 25 kVA] | 1000017115 | PG Clamp for ACSR Rabbit Conductor | EA | 6 |  | Included
36 | 7000015664 | 360 | DT Works [3-f, 25 kVA] | 1000028397 | 25KVA, 11/0.4KV 3PH CRGO CORE AL WINDING DISTRIBUTION TRANSFORMER | EA | 1 |  | Included
37 | 7000015664 | 370 | DT Works [3-f, 25 kVA] | 1000028422 | LT Distribution box with suitable rating MCCB for incomer & Kit-Kat fortwo no outgoing feeder suitable for 3-Phase 11/0.4 kV, 25 kVA,Distribution Transformer alongwith energymeter suitable for polemounting as per TS | EA | 1 |  | Included
38 | 7000015664 | 380 | DT Works [3-f, 25 kVA] | 1000020375 | Supply of 9 kV, 1 phase, 10 KA porcelain housing ZnO LA with allaccessories as per TS | EA | 3 |  | Included
39 | 7000015664 | 390 | DT Works [3-f, 25 kVA] | 1000028403 | PIPE EARTHING OF 40 MM DIA, 2.5M LONG GI PIPE (MEDIUM GRADE) FORTREATED EARTHING AT DT LOCATION. | EA | 3 |  | Included
40 | 7000015664 | 400 | DT Works [3-f, 25 kVA] | 1000032344 | 8SWG GI WIRE FOR PROTECTIVE GUARDING & EARTHING AS PER TS | KG | 5.15 |  | Included
41 | 7000015664 | 410 | DT Works [3-f, 25 kVA] | 1000040978 | 1CORE 70 MM2, LT XLPE CABLE | M | 60 |  | Included
42 | 7000015664 | 430 | DT Works [3-f, 25 kVA] | 1000056396 | 11 KV B&S TYPE, 45 KNÃ‚ DISC INSULATORS AS PER TS | EA | 3 |  | Included
43 | 7000015664 | 440 | DT Works [3-f, 25 kVA] | 1000056397 | HARDWARE FITTINGS & ACCESSORIES SUITABLE TO 11KV B&S TYPE, 45 KN DISCINSULATORS AS PER TS | SET | 3 |  | Included
44 | 7000015690 | 10 | DT Works [3-f, 25 kVA] | 1000032342 | GI FLAT FOR NEUTRAL EARTHING OF DT | KG | 20 |  | Included
45 | 7000015664 | 450 | DT Works [3-f, 63 kVA] | 1000037908 | 9M STP 410 MPA SP 33 | EA | 4 |  | Included
46 | 7000015664 | 460 | DT Works [3-f, 63 kVA] | 1000022813 | Fabrication and Supply of M.S. Galvanised items- Pole Top Bracket,V-Cross arm, Back Clamps for V-Cross arm , D P Channel, D P Channelclamp, Stay clamps angle, Stay clamps side, D P cross bracing &clamps,Guarding arm etc etc. complete as required. | MT | 0.56 |  | Included
47 | 7000015664 | 470 | DT Works [3-f, 63 kVA] | 1000022819 | nuts,bolts,foundation bolts and washer and other accessories forstructures. | MT | 0.07 |  | Included
48 | 7000015664 | 480 | DT Works [3-f, 63 kVA] | 1000022781 | 11kV Stay set complete including Hardware as per TS | SET | 8 |  | Included
49 | 7000015664 | 490 | DT Works [3-f, 63 kVA] | 1000022814 | GUY STRAIN INSULATORS DESIGNATION 'C' | EA | 8 |  | Included
50 | 7000015664 | 500 | DT Works [3-f, 63 kVA] | 1000033893 | STAY WIRE (7/10 SWG) AS PER TS FOR 11 KV STAY SET | MT | 0.05 |  | Included
51 | 7000015664 | 510 | DT Works [3-f, 63 kVA] | 1000022782 | 11 kV , 400 Amp,3 phase , verticalmounted AB switch for Outgoing DP asper TS | EA | 2 |  | Included
52 | 7000015664 | 520 | DT Works [3-f, 63 kVA] | 1000032328 | 11 KV, 3-PH, 400A, HG FUSE | SET | 2 |  | Included
53 | 7000015664 | 530 | DT Works [3-f, 63 kVA] | 1000017115 | PG Clamp for ACSR Rabbit Conductor | EA | 12 |  | Included
54 | 7000015664 | 540 | DT Works [3-f, 63 kVA] | 1000022800 | 63KVA, 11/.433KV, 3PH STATION TRANSFORMER WITH CRGO CORE AL WINDINGWITH ALL ACCESSORIES | EA | 2 |  | Included
55 | 7000015664 | 550 | DT Works [3-f, 63 kVA] | 1000028423 | LT Distribution box with suitable rating MCCB for incomer & Kit-Kat fortwo no outgoing feeder suitable for 3-Phase 11/0.4 kV, 63 kVA,Distribution Transformer alongwith energymeter suitable for polemounting as per TS | EA | 2 |  | Included
56 | 7000015664 | 560 | DT Works [3-f, 63 kVA] | 1000020375 | Supply of 9 kV, 1 phase, 10 KA porcelain housing ZnO LA with allaccessories as per TS | EA | 6 |  | Included
57 | 7000015664 | 570 | DT Works [3-f, 63 kVA] | 1000028403 | PIPE EARTHING OF 40 MM DIA, 2.5M LONG GI PIPE (MEDIUM GRADE) FORTREATED EARTHING AT DT LOCATION. | EA | 6 |  | Included
58 | 7000015664 | 580 | DT Works [3-f, 63 kVA] | 1000032344 | 8SWG GI WIRE FOR PROTECTIVE GUARDING & EARTHING AS PER TS | KG | 10.3 |  | Included
59 | 7000015664 | 590 | DT Works [3-f, 63 kVA] | 1000040978 | 1CORE 70 MM2, LT XLPE CABLE | M | 120 |  | Included
60 | 7000015664 | 610 | DT Works [3-f, 63 kVA] | 1000056396 | 11 KV B&S TYPE, 45 KNÃ‚ DISC INSULATORS AS PER TS | EA | 6 |  | Included
61 | 7000015664 | 620 | DT Works [3-f, 63 kVA] | 1000056397 | HARDWARE FITTINGS & ACCESSORIES SUITABLE TO 11KV B&S TYPE, 45 KN DISCINSULATORS AS PER TS | SET | 6 |  | Included
62 | 7000015690 | 20 | DT Works [3-f, 63 kVA] | 1000032342 | GI FLAT FOR NEUTRAL EARTHING OF DT | KG | 40 |  | Included
63 | 7000015664 | 630 | 33KV New Line Work (DOG) with STP | 1000030857 | ACSR DOG CONDUCTOR | KM | 290.46 |  | Included
64 | 7000015664 | 640 | 33KV New Line Work (DOG) with STP | 1000056012 | 11 M STP 410 MPA SP 56 | EA | 1504 |  | Included
65 | 7000015664 | 650 | 33KV New Line Work (DOG) with STP | 1000022813 | Fabrication and Supply of M.S. Galvanised items- Pole Top Bracket,V-Cross arm, Back Clamps for V-Cross arm , D P Channel, D P Channelclamp, Stay clamps angle, Stay clamps side, D P cross bracing &clamps,Guarding arm etc etc. complete as required. | MT | 61.66 |  | Included
66 | 7000015664 | 660 | 33KV New Line Work (DOG) with STP | 1000022819 | nuts,bolts,foundation bolts and washer and other accessories forstructures. | MT | 3.08 |  | Included
67 | 7000015664 | 670 | 33KV New Line Work (DOG) with STP | 1000028393 | 20 MM DIA 2500 MM LONG GI ROD TOGETHER WITH FIXINGARRANGEMENT(EXCLUDING GI WIRE REQUIRED FOR EARTHING) AS PER APPROVEDDRAWING. | SET | 1504 |  | Included
68 | 7000015664 | 680 | 33KV New Line Work (DOG) with STP | 1000033887 | HARDWARE FITTINGS (1 SET CONSISTS OF ANCHOR PLATE - 1 NO., ANCHOR ROD-1 NO., TURNBUCKLE -1 NO., THIMBLES -2 NOS., GUY GRIPS - 4 NOS.,FASTNERS TO ATTATCH ANCHOR PLATE TO ANCHOR ROD) TO COMPLETE STAY SETTS | SET | 940 |  | Included
69 | 7000015664 | 690 | 33KV New Line Work (DOG) with STP | 1000022814 | GUY STRAIN INSULATORS DESIGNATION 'C' | EA | 1880 |  | Included
70 | 7000015664 | 700 | 33KV New Line Work (DOG) with STP | 1000033893 | STAY WIRE (7/10 SWG) AS PER TS FOR 11 KV STAY SET | MT | 4.81 |  | Included
71 | 7000015664 | 710 | 33KV New Line Work (DOG) with STP | 1000045302 | 7/10 SWG GI WIRE | MT | 1.86 |  | Included
72 | 7000015664 | 720 | 33KV New Line Work (DOG) with STP | 1000032344 | 8SWG GI WIRE FOR PROTECTIVE GUARDING & EARTHING AS PER TS | KG | 1462 |  | Included
73 | 7000015664 | 730 | 33KV New Line Work (DOG) with STP | 1000022795 | 33 KV PORCELAIN PIN INSULATOR WITH 900 MM CREEPAGE DISTANCE ALONGWITH10 KN PIN, NUT AND WASHERS COMPLETE AS PER TS | SET | 4089 |  | Included
74 | 7000015664 | 740 | 33KV New Line Work (DOG) with STP | 1000045341 | 11KV, 70KN B&S DISC INSULATORS | EA | 1692 |  | Included
75 | 7000015664 | 750 | 33KV New Line Work (DOG) with STP | 1000056398 | HARDWARE FITTINGS & ACCESSORIES SUITABLE TO 11KV B&S TYPE, 70 KN DISCINSULATORS AS PER TS | SET | 564 |  | Included
76 | 7000015664 | 760 | 33KV New Line Work (DOG) with STP | 1000017135 | PG (Parallel Groove) Clamp for ACSR Dog | EA | 1128 |  | Included
77 | 7000015664 | 780 | 33KV New Substaiton Work | 1000028385 | 100 KVA, 33/0.433 KV, 3 PH, 50 HZ, ONAN, OUTDOOR STATION TRANSFORMERON DOUBLE POLE STRUCTURE ALONG WITH TRANSFORMER OIL AND ALLACCESSORIES AS PER TS. | EA | 2 |  | Included
78 | 7000015664 | 790 | 33KV New Substaiton Work | 1000037908 | 9M STP 410 MPA SP 33 | EA | 16 |  | Included
79 | 7000015664 | 800 | 33KV New Substaiton Work | 1000022797 | Supply of 33 kV , 1250 Amp 25kA 3 phaseVaccum Circuit Breaker with structure(combined structure to facilitatemounting of CT's as per apprd drg)andall accessories as per TS | EA | 4 |  | Included
80 | 7000015664 | 810 | 33KV New Substaiton Work | 1000028406 | 33KV CONTROL & RELAY PANEL ALONGWITH E/F & O/C RELAYS, MIMIC DIAGRAM,VOLTMETER, AMMETER, ANNUNCIATION WINDOWS WITH ANNUNCIATION RELAYS ANDOTHER COMPONENTS ETC AS PER TS FOR CONTROLLING 33 KV FEEDER VCB WITHSTATIC TRI-VECTOR ENERGY METER | SET | 2 |  | Included
81 | 7000015664 | 820 | 33KV New Substaiton Work | 1000028407 | 33KV CONTROL & RELAY PANEL ALONGWITH E/F & O/C RELAYS, MIMIC DIAGRAM,VOLTMETER, AMMETER, ANNUNCIATION WINDOWS WITH ANNUNCIATION RELAYS ANDOTHER COMPONENTS ETC AS PER TS FOR CONTROLLING POWER TRANSFORMER VCB | SET | 2 |  | Included
82 | 7000015664 | 830 | 33KV New Substaiton Work | 1000040985 | 33KV, 3 PHASE HG FUSE AS PER TECHNICAL SPECIFICATION | SET | 4 |  | Included
83 | 7000015664 | 840 | 33KV New Substaiton Work | 1000002095 | 36 kV, 630A, 25 KA, 3-Phase DoubleBreak Isolator with one E/S | EA | 2 |  | Included
84 | 7000015664 | 850 | 33KV New Substaiton Work | 1000002094 | 36 kV, 630A, 25 KA, 3-Phase DoubleBreak Isolator without E/S | EA | 4 |  | Included
85 | 7000015664 | 860 | 33KV New Substaiton Work | 1000022798 | 33 kV , 400 Amp, 3 phase , verticalmounted AB switch as per TS | EA | 2 |  | Included
86 | 7000015664 | 870 | 33KV New Substaiton Work | 1000040982 | 200-100/5-5 A, 36KV, 1-PHASE, 25KA OUTDOR TYPE CURRENT TRANSFORMERALONG WITH JUNCTION BOX (1 NO JUNCTION BOX FOR 3 NOS OF 1-PHASE CTS)ETC., COMPLETE AS PER TECHNICAL SPECIFICATIONS. | SET | 12 |  | Included
87 | 7000015664 | 880 | 33KV New Substaiton Work | 1000020401 | 30kV, 10 kA, Conventional (Gap) type Surge Arrester (1-Phase) | EA | 24 |  | Included
88 | 7000015664 | 890 | 33KV New Substaiton Work | 1000020375 | Supply of 9 kV, 1 phase, 10 KA porcelain housing ZnO LA with allaccessories as per TS | EA | 24 |  | Included
89 | 7000015664 | 900 | 33KV New Substaiton Work | 1000032454 | 36 KV, 1-PHASE, 33KV/110 VOLT, SINGLE CORE OUTDOOR TYPE POTENTIALTRANSFORMER ALONG WITH JUNCTION BOX (1 NO JUNCTION BOX FOR 3 NOS OF1-PHASE PTS) AND REQUIRED ACCESSORIES ETC., COMPLETE AS PER TECHNICALSPECIFICATIONS. | EA | 6 |  | Included
90 | 7000015664 | 910 | 33KV New Substaiton Work | 1000028389 | 11kV,3phase ,1250A,indoor type controland relay panel consisting of12kV,VCB,CTs,PTs,A-meter,volt-meter,Relay(3 no .O/Cand 1 no. E/F) & accessories completeas per TS. | EA | 2 |  | Included
91 | 7000015664 | 920 | 33KV New Substaiton Work | 1000028388 | 11kV,3phase ,1250A,indoor type controland relay panel consisting of12kV,VCB,CTs,A-meter,volt-meter,Relay(3 no .O/C and1no. E/F),energy meter (TVM) &accessories complete as per TS. | EA | 6 |  | Included
92 | 7000015664 | 930 | 33KV New Substaiton Work | 1000022782 | 11 kV , 400 Amp,3 phase , verticalmounted AB switch for Outgoing DP asper TS | EA | 6 |  | Included
93 | 7000015664 | 940 | 33KV New Substaiton Work | 1000040984 | BATTERY, BATTERY CHARGER WITH 30V, 80 AH (AT 10 HRS DISCHARGE RATE)NI-CD BATTERY & ALL OTHER ACCESSORIES AND CONNECTORS AS PER TECHNICALSPECIFICATIONS. | SET | 2 |  | Included
94 | 7000015664 | 950 | 33KV New Substaiton Work | 1000040983 | 30V, 40 AMP. FLOAT-CUM-BOOST BATTERY CHARGER WITH FULL WAVERECTIFICATION FOR 220 V, 1 PHASE, 50 HZ AC INPUT SUPPLY ALING WITHINBUILT DC DISTRIBUTION BOARD AS PER TECHNICAL SPECIFICATION. | SET | 2 |  | Included
95 | 7000015664 | 960 | 33KV New Substaiton Work | 1000004303 | 415V AC Distribution Board (ACDB) as per Technical Specification | SET | 2 |  | Included
96 | 7000015664 | 970 | 33KV New Substaiton Work | 1000029987 | SUPPLY OF 11 KV, XLPE INSULATED, ARMORED ALUMINIUM CABLE AS PERTS - 3CX400 SQ. MM | M | 100 |  | Included
97 | 7000015664 | 980 | 33KV New Substaiton Work | 1000027320 | 11kV grade 3Cx185 sqmm (XLPE) Power Cable as per TS | M | 300 |  | Included
98 | 7000015664 | 990 | 33KV New Substaiton Work | 1000029995 | END TERMINATION KIT SUITABLE FOR TERMINATION IN CABLE BOX ON 11KVSIDE OF TRANSFORMER FOR 3CX400 SQ. MM CABLE | SET | 4 |  | Included
99 | 7000015664 | 1000 | 33KV New Substaiton Work | 1000029993 | END TERMINATION KIT SUITABLE FOR TERMINATION IN 11 KV INDOOR VCBPANEL FOR 3CX400 SQ. MM CABLE | SET | 4 |  | Included
100 | 7000015664 | 1010 | 33KV New Substaiton Work | 1000033216 | END TERMINATION KIT SUITABLE FOR TERMINATION IN 11 KV INDOOR VCBPANEL FOR 3CX185 SQ. MM CABLE | SET | 6 |  | Included
101 | 7000015664 | 1020 | 33KV New Substaiton Work | 1000033215 | OUTDOOR END TERMINATION KIT (REQUIRED AT DOUBLE POLE STRUCTURE ) FOR11 KV 3CX185 SQ. MM. CABLE | SET | 6 |  | Included
102 | 7000015664 | 1030 | 33KV New Substaiton Work | 1000000499 | 1.1kV grade 3.5Cx95 sqmm Armoured (PVC) Power Cable | M | 140 |  | Included
103 | 7000015664 | 1040 | 33KV New Substaiton Work | 1000000511 | 1.1kV grade 4Cx10 sqmm (PVC) Power Cable | M | 80 |  | Included
104 | 7000015664 | 1050 | 33KV New Substaiton Work | 1000037127 | 1.1KV GRADE 2CX10 SQMM ARMOURED (PVC) COPPER CABLE | M | 40 |  | Included
105 | 7000015664 | 1060 | 33KV New Substaiton Work | 1000000480 | 1.1kV grade 2Cx2.5 sqmm Control Cable | M | 530 |  | Included
106 | 7000015664 | 1070 | 33KV New Substaiton Work | 1000000520 | 1.1kV grade 5Cx2.5 sqmm Control Cable | M | 570 |  | Included
107 | 7000015664 | 1080 | 33KV New Substaiton Work | 1000000446 | 1.1kV grade 10Cx2.5 sqmm Control Cable | M | 900 |  | Included
108 | 7000015664 | 1090 | 33KV New Substaiton Work | 1000028413 | T-CLAMPS, THROUGH CLAMP, CONNECTORS, P.G.CLAMPS ETC. SUITABLE FORCONNECTION TO ACSR WOLF, PAD TYPE COMPRESSION CLAMP FOR "33 KV LINEBAY WITH VCB" | LOT | 2 |  | Included
109 | 7000015664 | 1100 | 33KV New Substaiton Work | 1000028409 | T-CLAMPS, THROUGH CLAMP, CONNECTORS, P.G.CLAMPS ETC. SUITABLE FORCONNECTION TO ACSR WOLF, PAD TYPE COMPRESSION CLAMP FOR 33 KVTRANSFORMER BAY | LOT | 2 |  | Included
110 | 7000015664 | 1110 | 33KV New Substaiton Work | 1000028411 | T-CLAMPS, THROUGH CLAMP, CONNECTORS, P.G.CLAMPS ETC. SUITABLE FORCONNECTION TO ACSR WOLF, PAD TYPE COMPRESSION CLAMP FOR 33KV LINE BAYWITH HG FUSE | LOT | 2 |  | Included
111 | 7000015664 | 1120 | 33KV New Substaiton Work | 1000028414 | T-CLAMPS, THROUGH CLAMP, CONNECTORS, P.G.CLAMPS ETC. SUITABLE FORCONNECTION TO ACSR WOLF, PAD TYPE COMPRESSION CLAMP FOR 33KV PT BAY | LOT | 2 |  | Included
112 | 7000015664 | 1130 | 33KV New Substaiton Work | 1000028410 | T-CLAMPS, THROUGH CLAMP, CONNECTORS, P.G.CLAMPS ETC. SUITABLE FORCONNECTION TO ACSR WOLF, PAD TYPE COMPRESSION CLAMP FOR 33/.433KVSTATION TRANSFORMER BAY | LOT | 2 |  | Included
113 | 7000015664 | 1140 | 33KV New Substaiton Work | 1000006308 | ACSR Wolf Conductor | M | 300 |  | Included
114 | 7000015664 | 1150 | 33KV New Substaiton Work | 1000029110 | 32 mm MS rod for Earthmat (KG) | KG | 7600 |  | Included
115 | 7000015664 | 1160 | 33KV New Substaiton Work | 1000029112 | GS FLAT 50X6MM(KG) | KG | 2800 |  | Included
116 | 7000015664 | 1170 | 33KV New Substaiton Work | 1000029111 | GI Flat - 25x3 mm(KG) | KG | 1400 |  | Included
117 | 7000015664 | 1180 | 33KV New Substaiton Work | 1000025958 | 40mm dia, 3M long MS Rod Earth Electrode | EA | 60 |  | Included
118 | 7000015664 | 1190 | 33KV New Substaiton Work | 1000028395 | 20 MM DIA., 3000 MM LONG GI ROD AND OTHER ACCESSORIES AS PER TECHNICALSPECIFICATION. | SET | 40 |  | Included
119 | 7000015664 | 1200 | 33KV New Substaiton Work | 1000045341 | 11KV, 70KN B&S DISC INSULATORS | EA | 72 |  | Included
120 | 7000015664 | 1210 | 33KV New Substaiton Work | 1000032335 | 70 KN DISC INSULATOR ALONG WITH HARDWARES & ACCESSORIES ALL COMPLETE(ONE SET CONSISTING OF 2 NOS. OF DISC INSULATOR) AS PER TECHNICALSPECIFICATION. | SET | 24 |  | Included
121 | 7000015664 | 1220 | 33KV New Substaiton Work | 1000028400 | 33 KV POST INSULATOR ASSEMBLY COMPRISING OF 2 NOS OF INSULATORS,FITTINGS AND ACCESSORIES. | SET | 16 |  | Included
122 | 7000015664 | 1230 | 33KV New Substaiton Work | 1000037002 | GALVANISED FABRICATED STRUCTURE FOR 33 KV BUS & LINE GANTRY TO BEDESIGNED DURING DETAILED ENGINEERING & AS PER TS | MT | 11 |  | Included
123 | 7000015664 | 1240 | 33KV New Substaiton Work | 1000040991 | STATION LIGHTING SYSTEM COMPLETE FOR SWITCHYARD, CONTROL ROOMBUILDING,MAINGATE & SUB-STATION BOUNDARY AS PER TECHNICALSPECIFICATION FOR EACH NEW PSS | SET | 2 |  | Included
124 | 7000015664 | 1250 | 33KV New Substaiton Work | 1000034279 | ABC POWDER TYPE FIRE EXTINGUISHER - 6 KG | EA | 2 |  | Included
125 | 7000015664 | 1260 | 33KV New Substaiton Work | 1000012022 | 4.5 kg CO2 type Portable Fire extinguisher | EA | 2 |  | Included
126 | 7000015664 | 1270 | 33KV New Substaiton Work | 1000027449 | 22.5 kg CO2 type Portable Fire Extinguisher | EA | 2 |  | Included
127 | 7000015690 | 40 | 33KV New Substaiton Work | 1000001948 | 3.15MVA, 33/11 kV power transformer with Cu winding along with allaccessories and oil | EA | 2 |  | Included
Balance Fund PMDP KARGIL
1 | 7000015663 | 10 | 66KV New Substaiton Work | 1000041089 | 6.3 MVA , 66/11 KV, 3 PH, 50 HZ, ONAN, CU WOUND, OUTDOOR CONVENTIONALTYPE POWER TRANSFORMER ALONG WITH TRANSFORMER OIL & ALL ACCESSORIESCOMPLETE | EA | 1 |  | Included
2 | 7000015663 | 20 | 66KV New Substaiton Work | 1000031070 | 100KVA, 11/0.433KV, 3PH TRANSFORMER | EA | 1 |  | Included
3 | 7000015663 | 30 | 66KV New Substaiton Work | 1000037908 | 9M STP 410 MPA SP 33 | EA | 10 |  | Included
4 | 7000015663 | 40 | 66KV New Substaiton Work | 1000005039 | 72.5 kV, 1250A, 31.5 kA, 3-phase CircuitBreaker with support structure | EA | 3 |  | Included
5 | 7000015663 | 50 | 66KV New Substaiton Work | 1000009700 | Control, relay and protection panel for 66/11kV Transformer ProtectionPanel (For both HV & MV side)-Duplex panel | EA | 1 |  | Included
6 | 7000015663 | 60 | 66KV New Substaiton Work | 1000009698 | Control, relay and protection panel for 66kV Line (Bus Scheme as perSLD)-Duplex Panel | EA | 2 |  | Included
7 | 7000015663 | 70 | 66KV New Substaiton Work | 1000041204 | 66KV, 630A, 31.5KA, 3-PH DOUBLE BREAK CENTRE ROTATING TYPE(DBCR) WITHEARTHING SWITCH, GANG OPERATED, ISOLATOR ALONG WITH SUPPORTINSULATORS, OPERATING MECHANISM, BASE CHANNEL DOWN PIPE AND ALLREQUIRED ACCESSORIES COMPLETE AS PER TS. | SET | 2 |  | Included
8 | 7000015663 | 80 | 66KV New Substaiton Work | 1000041086 | 150-75/1-1-1 A, 66KV, 1-PHASE, 31.5KA OUTDOR TYPE CURRENT TRANSFORMERALONG WITH JUNCTION BOX (1 NO JUNCTION BOX FOR 3 NOS OF 1-PHASE CTS)ETC., COMPLETE AS PER TECHNICAL SPECIFICATIONS. | EA | 9 |  | Included
9 | 7000015663 | 90 | 66KV New Substaiton Work | 1000029252 | 60kV Surge Arrester (1-Phase) | EA | 9 |  | Included
10 | 7000015663 | 100 | 66KV New Substaiton Work | 1000020375 | Supply of 9 kV, 1 phase, 10 KA porcelain housing ZnO LA with allaccessories as per TS | EA | 15 |  | Included
11 | 7000015663 | 110 | 66KV New Substaiton Work | 1000041207 | 72.5 KV, 1-PHASE, 66KV/110 VOLT, SINGLE CORE OUTDOOR TYPE POTENTIALTRANSFORMER ALONG WITH JUNCTION BOX (1 NO JUNCTION BOX FOR 3 NOS OF1-PHASE PTS) AND REQUIRED ACCESSORIES ETC., COMPLETE AS PER TECHNICALSPECIFICATIONS. | EA | 6 |  | Included
12 | 7000015663 | 120 | 66KV New Substaiton Work | 1000028389 | 11kV,3phase ,1250A,indoor type controland relay panel consisting of12kV,VCB,CTs,PTs,A-meter,volt-meter,Relay(3 no .O/Cand 1 no. E/F) & accessories completeas per TS. | EA | 1 |  | Included
13 | 7000015663 | 130 | 66KV New Substaiton Work | 1000028388 | 11kV,3phase ,1250A,indoor type controland relay panel consisting of12kV,VCB,CTs,A-meter,volt-meter,Relay(3 no .O/C and1no. E/F),energy meter (TVM) &accessories complete as per TS. | EA | 5 |  | Included
14 | 7000015663 | 140 | 66KV New Substaiton Work | 1000022782 | 11 kV , 400 Amp,3 phase , verticalmounted AB switch for Outgoing DP asper TS | EA | 5 |  | Included
15 | 7000015663 | 150 | 66KV New Substaiton Work | 1000032328 | 11 KV, 3-PH, 400A, HG FUSE | SET | 1 |  | Included
16 | 7000015663 | 160 | 66KV New Substaiton Work | 1000040984 | BATTERY, BATTERY CHARGER WITH 30V, 80 AH (AT 10 HRS DISCHARGE RATE)NI-CD BATTERY & ALL OTHER ACCESSORIES AND CONNECTORS AS PER TECHNICALSPECIFICATIONS. | SET | 1 |  | Included
17 | 7000015663 | 170 | 66KV New Substaiton Work | 1000040983 | 30V, 40 AMP. FLOAT-CUM-BOOST BATTERY CHARGER WITH FULL WAVERECTIFICATION FOR 220 V, 1 PHASE, 50 HZ AC INPUT SUPPLY ALING WITHINBUILT DC DISTRIBUTION BOARD AS PER TECHNICAL SPECIFICATION. | SET | 1 |  | Included
18 | 7000015663 | 180 | 66KV New Substaiton Work | 1000004303 | 415V AC Distribution Board (ACDB) as per Technical Specification | SET | 1 |  | Included
19 | 7000015663 | 190 | 66KV New Substaiton Work | 1000029987 | SUPPLY OF 11 KV, XLPE INSULATED, ARMORED ALUMINIUM CABLE AS PERTS - 3CX400 SQ. MM | M | 50 |  | Included
20 | 7000015663 | 200 | 66KV New Substaiton Work | 1000027320 | 11kV grade 3Cx185 sqmm (XLPE) Power Cable as per TS | M | 250 |  | Included
21 | 7000015663 | 210 | 66KV New Substaiton Work | 1000029995 | END TERMINATION KIT SUITABLE FOR TERMINATION IN CABLE BOX ON 11KVSIDE OF TRANSFORMER FOR 3CX400 SQ. MM CABLE | SET | 1 |  | Included
22 | 7000015663 | 220 | 66KV New Substaiton Work | 1000029993 | END TERMINATION KIT SUITABLE FOR TERMINATION IN 11 KV INDOOR VCBPANEL FOR 3CX400 SQ. MM CABLE | SET | 1 |  | Included
23 | 7000015663 | 230 | 66KV New Substaiton Work | 1000033216 | END TERMINATION KIT SUITABLE FOR TERMINATION IN 11 KV INDOOR VCBPANEL FOR 3CX185 SQ. MM CABLE | SET | 5 |  | Included
24 | 7000015663 | 240 | 66KV New Substaiton Work | 1000033215 | OUTDOOR END TERMINATION KIT (REQUIRED AT DOUBLE POLE STRUCTURE ) FOR11 KV 3CX185 SQ. MM. CABLE | SET | 4 |  | Included
25 | 7000015663 | 250 | 66KV New Substaiton Work | 1000033215 | OUTDOOR END TERMINATION KIT (REQUIRED AT DOUBLE POLE STRUCTURE ) FOR11 KV 3CX185 SQ. MM. CABLE | SET | 1 |  | Included
26 | 7000015663 | 260 | 66KV New Substaiton Work | 1000000499 | 1.1kV grade 3.5Cx95 sqmm Armoured (PVC) Power Cable | M | 70 |  | Included
27 | 7000015663 | 270 | 66KV New Substaiton Work | 1000000511 | 1.1kV grade 4Cx10 sqmm (PVC) Power Cable | M | 40 |  | Included
28 | 7000015663 | 280 | 66KV New Substaiton Work | 1000037127 | 1.1KV GRADE 2CX10 SQMM ARMOURED (PVC) COPPER CABLE | M | 20 |  | Included
29 | 7000015663 | 290 | 66KV New Substaiton Work | 1000000480 | 1.1kV grade 2Cx2.5 sqmm Control Cable | M | 265 |  | Included
30 | 7000015663 | 300 | 66KV New Substaiton Work | 1000000520 | 1.1kV grade 5Cx2.5 sqmm Control Cable | M | 285 |  | Included
31 | 7000015663 | 310 | 66KV New Substaiton Work | 1000000446 | 1.1kV grade 10Cx2.5 sqmm Control Cable | M | 450 |  | Included
32 | 7000015663 | 320 | 66KV New Substaiton Work | 1000011339 | Erection Hardware for 66kV layout (Bus Scheme as per SLD)-Line Bay asper technical specification | SET | 1 |  | Included
33 | 7000015663 | 330 | 66KV New Substaiton Work | 1000011339 | Erection Hardware for 66kV layout (Bus Scheme as per SLD)-Line Bay asper technical specification | SET | 1 |  | Included
34 | 7000015663 | 340 | 66KV New Substaiton Work | 1000011340 | Erection Hardware for 66kV layout (Bus Scheme as per SLD)- TransformerBay as per technical specification | SET | 1 |  | Included
35 | 7000015663 | 350 | 66KV New Substaiton Work | 1000041214 | 66KV PT BAY | LOT | 1 |  | Included
36 | 7000015663 | 360 | 66KV New Substaiton Work | 1000006302 | ACSR Panther Conductor | M | 150 |  | Included
37 | 7000015663 | 370 | 66KV New Substaiton Work | 1000029110 | 32 mm MS rod for Earthmat (KG) | KG | 3800 |  | Included
38 | 7000015663 | 380 | 66KV New Substaiton Work | 1000029112 | GS FLAT 50X6MM(KG) | KG | 1400 |  | Included
39 | 7000015663 | 390 | 66KV New Substaiton Work | 1000029111 | GI Flat - 25x3 mm(KG) | KG | 700 |  | Included
40 | 7000015663 | 400 | 66KV New Substaiton Work | 1000025958 | 40mm dia, 3M long MS Rod Earth Electrode | EA | 30 |  | Included
41 | 7000015663 | 410 | 66KV New Substaiton Work | 1000028395 | 20 MM DIA., 3000 MM LONG GI ROD AND OTHER ACCESSORIES AS PER TECHNICALSPECIFICATION. | SET | 20 |  | Included
42 | 7000015663 | 420 | 66KV New Substaiton Work | 1000041210 | 11 KV T&C TYPE, 90 KN DISC INSULATORS AS PER TS | EA | 36 |  | Included
43 | 7000015663 | 430 | 66KV New Substaiton Work | 1000041216 | DISC INSULATOR HARDWARE & ACCESSORIES SUITABLE TO 11 KV T&C TYPE, 90KN INSULATORS AS PER TS | SET | 12 |  | Included
44 | 7000015663 | 440 | 66KV New Substaiton Work | 1000005030 | 72.5kV ,1 phase Bus Post Insulators | EA | 8 |  | Included
45 | 7000015663 | 450 | 66KV New Substaiton Work | 1000037002 | GALVANISED FABRICATED STRUCTURE FOR 33 KV BUS & LINE GANTRY TO BEDESIGNED DURING DETAILED ENGINEERING & AS PER TS | MT | 5.5 |  | Included
46 | 7000015663 | 460 | 66KV New Substaiton Work | 1000040991 | STATION LIGHTING SYSTEM COMPLETE FOR SWITCHYARD, CONTROL ROOMBUILDING,MAINGATE & SUB-STATION BOUNDARY AS PER TECHNICALSPECIFICATION FOR EACH NEW PSS | SET | 1 |  | Included
47 | 7000015663 | 470 | 66KV New Substaiton Work | 1000034279 | ABC POWDER TYPE FIRE EXTINGUISHER - 6 KG | EA | 1 |  | Included
48 | 7000015663 | 480 | 66KV New Substaiton Work | 1000012022 | 4.5 kg CO2 type Portable Fire extinguisher | EA | 1 |  | Included
49 | 7000015663 | 490 | 66KV New Substaiton Work | 1000027449 | 22.5 kg CO2 type Portable Fire Extinguisher | EA | 1 |  | Included
50 | 7000015663 | 500 | 66KV New Substaiton Work | 1000056495 | 66KV, 630A, 31.5KA, 3-PH DOUBLE BREAK CENTRE ROTATING TYPE(DBCR)WITHOUT EARTHING SWITCH, GANG OPERATED, ISOLATOR ALONG WITH SUPPORTINSULATORS, OPERATING MECHANISM, BASE CHANNEL DOWN PIPE AND ALLREQUIRED ACCESSORIES COMPLETE AS PER TS. | SET | 4 |  | Included
51 | 7000015663 | 510 | 66KV New Line Works | 1000056384 | 66KV DOUBLE CIRCUIT TOWER TYPE C WITH +0 (WZ-6) VERTICAL CONFIGURATIONFOR ACSR PANTHER - POWERGRID DESIGN (2021) HILLY TERRAIN, NON-SNOW | EA | 12 |  | Included
52 | 7000015663 | 520 | 66KV New Line Works | 1000056385 | 66KV3 DOUBLE CIRCUIT TOWER TYPE C WITH +3 (WZ-6) VERTICALCONFIGURATION FOR ACSR PANTHER - POWERGRID DESIGN (2021) HILLYTERRAIN, NON-SNOW | EA | 4 |  | Included
53 | 7000015663 | 530 | 66KV New Line Works | 1000056386 | 66KV DOUBLE CIRCUIT TOWER TYPE C WITH + 6(WZ-6) VERTICAL CONFIGURATIONFOR ACSR PANTHER - POWERGRID DESIGN (2021) HILLY TERRAIN, NON-SNOW | EA | 2 |  | Included
54 | 7000015663 | 540 | 66KV New Line Works | 1000056387 | 66KV DOUBLE CIRCUIT TOWER TYPE C WITH +9 (WZ-6) VERTICAL CONFIGURATIONFOR ACSR PANTHER - POWERGRID DESIGN (2021) HILLY TERRAIN, NON-SNOW | EA | 2 |  | Included
55 | 7000015663 | 550 | 66KV New Line Works | 1000056388 | 66KV DOUBLE CIRCUIT TOWER TYPE D WITH +0 (WZ-6) VERTICAL CONFIGURATIONFOR ACSR PANTHER - POWERGRID DESIGN (2021) HILLY TERRAIN, NON-SNOW | EA | 28 |  | Included
56 | 7000015663 | 560 | 66KV New Line Works | 1000056389 | 66KV DOUBLE CIRCUIT TOWER TYPE D WITH +3 (WZ-6) VERTICAL CONFIGURATIONFOR ACSR PANTHER - POWERGRID DESIGN (2021) HILLY TERRAIN, NON-SNOW | EA | 10 |  | Included
57 | 7000015663 | 570 | 66KV New Line Works | 1000056490 | 66KV DOUBLE CIRCUIT TOWER TYPE D WITH +6 (WZ-6) VERTICAL CONFIGURATIONFOR ACSR PANTHER - POWERGRID DESIGN (2021) HILLY TERRAIN, NON-SNOW | EA | 5 |  | Included
58 | 7000015663 | 580 | 66KV New Line Works | 1000056491 | 66KV DOUBLE CIRCUIT TOWER TYPE D WITH +9 (WZ-6) VERTICAL CONFIGURATIONFOR ACSR PANTHER - POWERGRID DESIGN (2021) HILLY TERRAIN, NON-SNOW | EA | 5 |  | Included
59 | 7000015663 | 590 | 66KV New Line Works | 1000056492 | DESIGN, FABRICATION, GALVANISING AND SUPPLY OF STUBS & CLEATS FORVARIOUS TYPE OF TOWERS, TOWER (COMPLETE) WITH PACK WASHERS, INCLUDINGBOLTS & NUTS: DC (UPTO +9 MTRS) | EA | 20 |  | Included
60 | 7000015663 | 600 | 66KV New Line Works | 1000056493 | DESIGN, FABRICATION, GALVANISING AND SUPPLY OF STUBS & CLEATS FORVARIOUS TYPE OF TOWERS, TOWER (COMPLETE) WITH PACK WASHERS, INCLUDINGBOLTS & NUTS : (DD (UPTO +9 MTRS) | EA | 48 |  | Included
61 | 7000015663 | 610 | 66KV New Line Works | 1000017587 | Supply of Pipe Type Earthing | EA | 14 |  | Included
62 | 7000015663 | 620 | 66KV New Line Works | 1000032563 | DANGER PLATE FOR 66 KV | EA | 68 |  | Included
63 | 7000015663 | 630 | 66KV New Line Works | 1000034828 | NUMBER PLATE FOR 66 KV TOWER | EA | 68 |  | Included
64 | 7000015663 | 640 | 66KV New Line Works | 1000017508 | Phase Plate (Set of three) | SET | 136 |  | Included
65 | 7000015663 | 650 | 66KV New Line Works | 1000027419 | Anti-Climbing Devices | EA | 68 |  | Included
66 | 7000015663 | 670 | 66KV New Line Works | 1000030861 | ACSR PANTHER CONDUCTOR | KM | 51.17 |  | Included
67 | 7000015663 | 680 | 66KV New Line Works | 1000019798 | Hardware Fittings for 66kV AC with ACSR Panther Conductor-Single ISuspension String (Pilot) | SET | 144 |  | Included
68 | 7000015663 | 710 | 66KV New Line Works | 1000018444 | Repair Sleeve for Conductor-ACSR Panther | EA | 17 |  | Included
69 | 7000015663 | 720 | 66KV New Line Works | 1000022432 | Vibration Damper for Conductor-ACSR Panther | EA | 408 |  | Included
70 | 7000015663 | 770 | 66KV New Line Works | 1000027439 | Counterpoise Earthing | EA | 54 |  | Included
71 | 7000015731 | 10 | 66KV New Line Works | 1000000631 | 120 KN AC Porcelain Disc Insulator | EA | 8581 |  | Included
72 | 7000015731 | 20 | 66KV New Line Works | 1000010801 | Hardware Fittings for 66kV AC with ACSR Panther Conductor-DoubleTension String | SET | 408 |  | Included
73 | 7000015731 | 40 | 66KV New Line Works | 1000030842 | 7/4.27 G.S. EARTHWIRE | KM | 17 |  | Included
74 | 7000015731 | 60 | 66KV New Line Works | 1000029101 | Mid Span Comp Joint-7/4.27mm Earth Wire | EA | 9 |  | Included
75 | 7000015731 | 70 | 66KV New Line Works | 1000034136 | FLEXIBLE ALUMUNIUM BOND | EA | 9 |  | Included
76 | 7000015731 | 80 | 66KV New Line Works | 1000029108 | Vibration Damper-7/4.27mm Earth Wire | EA | 136 |  | Included
77 | 7000015731 | 90 | 66KV New Line Works | 1000029107 | Tension Clamp-7/4.27mm Earth Wire | EA | 136 |  | Included
78 | 7000015731 | 100 | 66KV New Line Works | 1000019903 | Supply of Span Marker for Aviation | EA | 67 |  | Included
79 | 7000015731 | 110 | 66KV New Line Works | 1000016663 | Supply of Obstruction Lights (as per IS5613)-1 Medium Intensity + 2 LowIntensity | SET | 68 |  | Included
80 | 7000015731 | 120 | 66KV New Line Works | 1000056384 | 66KV DOUBLE CIRCUIT TOWER TYPE C WITH +0 (WZ-6) VERTICAL CONFIGURATIONFOR ACSR PANTHER - POWERGRID DESIGN (2021) HILLY TERRAIN, NON-SNOW | EA | 2 |  | Included
81 | 7000015731 | 130 | 66KV New Line Works | 1000056388 | 66KV DOUBLE CIRCUIT TOWER TYPE D WITH +0 (WZ-6) VERTICAL CONFIGURATIONFOR ACSR PANTHER - POWERGRID DESIGN (2021) HILLY TERRAIN, NON-SNOW | EA | 2 |  | Included
82 | 7000015731 | 140 | 66KV New Line Works | 1000015514 | Mid Span Compression Joint for Conductor-ACSR Panther | EA | 26 |  | Included
[5 empty] | Total F&I Price |  |  |  | 0
#
Bidders to note that the item description under various schedules are through unique material ID for respective items under SAP ERP System and therefore, identical item description appears in schedule-1(Ex-works) & schedule-2(F&I). However, the prices to be quoted in Price Schedule-2(F&I) shall be towards Local Transportation, Insurance and other Incidental Services only in line with clause ITB 11.4(b).
Date: | --
Place: | [6 empty] | Printed Name :
Designation :
Click for Sch-3

## Sch-2 Dis (hidden)
Specification No.: 5002001922/OTHERS/DOM/A04-CC CS -5 |  |  |  |  | Schedule - 2 Dis
Rural Electrification Work under Prime Minister’s Development Project (PMDP) in Leh & Kargil Districts of UT of Ladakh | [5 empty] | As per Lum-sum |  | 0
(SCHEDULE OF RATES AND PRICES : FREIGHT & INSURANCE CHARGES) | [5 empty] | AS per Percent |  | #REF!
[6 empty] | As per lum-sum on Sch-2 |  | 0%
Bidder’s Name and Address (Lead Partner) : |  |  |  | To: |  | As per Percent on Sch-2 |  | #REF!
|  |  |  | Contracts Services, 3rd Floor |  | Total Discount |  | #REF!
Name : | …….. …….. …….. …….. …….. …….. |  |  | Power Grid Corporation of India Ltd.,
Address : | …….. …….. …….. …….. …….. …….. |  |  | "Saudamini", Plot No.-2
| …….. …….. …….. …….. …….. …….. |  |  | Sector-29, |  | Multipackage Discount |  | 0%
| …….. …….. …….. …….. …….. …….. |  |  | Gurgaon (Haryana) - 122001
[5 empty] | All Prices are in Indian Rupees. |  | Amount after Discount (Rs.) |  | Dis Alert | Amount after MPD (Rs.)
SI. No. | Description | Unit | Quantity | Unit Freight & Insurance Charges | Total Freight & Insurance Charges |  | Unit Freight & Insurance Charges | Total Freight & Insurance Charges |  | Unit Freight & Insurance Charges | Total Freight & Insurance Charges
1 | 2 | 3 | 4 | 5 | 6 = 4 x 5 |  | 5 | 6 = 4 x 5 |  | 5 | 6 = 4 x 5
#REF! | #REF!
#REF! | #REF! | #REF! | #REF! | #REF! | #REF!
#REF! | #REF! | #REF! | #REF! | #REF! | #REF!
#REF! | #REF!
#REF! | #REF! | #REF! | #REF! | #REF! | #REF!
#REF! | #REF! | #REF! | #REF! | #REF! | #REF!
#REF! | #REF!
#REF! | #REF! | #REF! | #REF! | #REF! | #REF!
#REF! | #REF! | #REF! | #REF! | #REF! | #REF!
#REF! | #REF! | #REF! | #REF! | #REF! | #REF!
#REF! | #REF! | #REF! | #REF! | #REF! | #REF!
#REF! | #REF! | #REF! | #REF! | #REF! | #REF!
#REF! | #REF! | #REF! | #REF! | #REF! | #REF!
#REF! | #REF!
#REF! | #REF! | #REF! | #REF! | #REF! | #REF!
#REF! | #REF!
#REF! | #REF! | #REF! | #REF! | #REF! | #REF!
#REF! | #REF! | #REF! | #REF! | #REF! | #REF!
#REF! | #REF! | #REF! | #REF! | #REF! | #REF!
#REF! | #REF! | #REF! | #REF! | #REF! | #REF!
#REF! | #REF!
#REF! | #REF! | #REF! | #REF! | #REF! | #REF!
#REF! | #REF! | #REF! | #REF! | #REF! | #REF!
#REF! | #REF! | #REF! | #REF! | #REF! | #REF!
#REF! | #REF! | #REF! | #REF! | #REF! | #REF!
#REF! | #REF! | #REF! | #REF! | #REF! | #REF!
#REF! | #REF! | #REF! | #REF! | #REF! | #REF!
#REF! | #REF! | #REF! | #REF! | #REF! | #REF!
#REF! | #REF! | #REF! | #REF! | #REF! | #REF!
#REF! | #REF!
| #REF! | #REF! | #REF! | #REF! | #REF!
#REF! | #REF! | #REF! | #REF! | #REF! | #REF!
#REF! | #REF! | #REF! | #REF! | #REF! | #REF!
| Total F&I Price |  |  |  | #REF!
Date : | --
Place : |  |  | Printed Name :
Designation :
Click for Sch-3

## Sch-3
Specification No.: 5002001922/OTHERS/DOM/A04-CC CS -5 | [14 empty] | Schedule - 3
Rural Electrification Work under Prime Minister’s Development Project (PMDP) in Leh & Kargil Districts of UT of Ladakh | [18 empty] | As per Lum-sum |  | 0%
(SCHEDULE OF RATES AND PRICES ) | [18 empty] | AS per Percent |  | #REF!
[19 empty] | As per lum-sum on Sch-3 |  | 0%
Bidder’s Name and Address (Lead Partner) : | [11 empty] | To: | [6 empty] | As per Percent on Sch-3 |  | #REF!
[12 empty] | Contracts Services, 3rd Floor | [6 empty] | Total Discount |  | #REF!
Name : |  | …….. …….. …….. …….. …….. …….. | [9 empty] | Power Grid Corporation of India Ltd.,
Address : |  | …….. …….. …….. …….. …….. …….. | [9 empty] | "Saudamini", Plot No.-2
|  | …….. …….. …….. …….. …….. …….. | [9 empty] | Sector-29, | [6 empty] | Multipackage lum-sum |  | 0%
|  | …….. …….. …….. …….. …….. …….. | [9 empty] | Gurgaon (Haryana) - 122001
[7 empty] | INSTALLATION CHARGES | [12 empty] | Amount after Discount (Rs.) |  | Dis Alert | Amount after MPD (Rs.)
All Prices are in Indian Rupees.
SI. No. | PR No | PR Line Item No | Activity Header | PR Activity No | Activity Description | Service Code | SAC (Service Accounting Codes) | Whether SAC in column '8’ is confirmed. If not indicate applicable the SAC * | Rate of GST applicable ( in %) | Whether rate of GST in column ‘4’ is confirmed. If not indicate applicable rate of GST * | Description | Unit | Quantity | Unit Erection Charges | Total Erection Charges | Total GST as confirmed by Bidder |  |  |  | Unit Erection Charges | Total Erection Charges |  | Unit Erection Charges | Total Erection Charges
1 | 2 | 3 | 4 | 5 | 6 | 7 | 8 | 9 | 10 | 11 | 12 | 13 | 14 | 15 | 16 = 14 x 15 | 17 |  |  |  | 5 | 6 = 4 x 5 |  | 5 | 6 = 4 x 5
PART A (Substation Portion)
I | Balance Fund PMDP LEH | [15 empty] | Revaluation of J column | Tax Calculation
1 | 7000015664 | 1280 | 70 | 10 | LT Line Works (3Ph- 4W) ACSR Rabbit | 100003261 | 998349 |  | 18 |  | Route survey and pole spotting for LT lines | KM | 3.4 |  | Included | 0 | 0 | 0
2 | 7000015664 | 1280 | 70 | 20 | LT Line Works (3Ph- 4W) ACSR Rabbit | 100007162 | 998739 |  | 18 |  | Erection of 8mtr 410Mpa ST pole including excavation of pits in all type of soil, concreting & backfilling with soil and compacitonincluding coupling of support upto 450mm. Cost of all material except pole is included in this item. This also includes painting ofST pole with Aluminium paint | EA | 78 |  | Included | 0 | 0 | 0
3 | 7000015664 | 1280 | 70 | 30 | LT Line Works (3Ph- 4W) ACSR Rabbit | 100007161 | 998739 |  | 18 |  | Erection of 9mtr 410Mpa ST pole including excavation of pits in all type of soil, concreting & backfilling with soil and compacitonincluding coupling of support upto 450mm. Cost of all material except pole is included in this item. This also includes painting ofST pole with Aluminium paint | EA | 10 |  | Included | 0 | 0 | 0
4 | 7000015664 | 1280 | 70 | 40 | LT Line Works (3Ph- 4W) ACSR Rabbit | 100003303 | 995428 |  | 18 |  | Erection of LT Stay set with concreting (1:2:4) including supply of foundation material, complete in all respect as perapproved drawings. | SET | 14 |  | Included | 0 | 0 | 0
5 | 7000015664 | 1280 | 70 | 50 | LT Line Works (3Ph- 4W) ACSR Rabbit | 100003306 | 995468 |  | 18 |  | Earthing of poles using 2.5 meter spike type earthing as per approved drawings. | EA | 32 |  | Included | 0 | 0 | 0
6 | 7000015664 | 1280 | 70 | 60 | LT Line Works (3Ph- 4W) ACSR Rabbit | 100005642 | 995468 |  | 18 |  | Stringing of S/C 3- ph, 4-wire, LT line . This includes all activities i.e. fixing of MS galvanised fabricated items, installationof insulators, stringing of conductor, binding of conductor with Shackle insulator, installing LT Spacers, mid span jointing,repairing of conductor using repair sleeve if unavoidable, fixing of anti climbing device & danger plate on all Pole structures &road crossing poles, jumpering etc. complete in all respect. This includes supply and installation of repair sleeves/jointingsleeves, mid span joint, danger plate, preformed insulator bindings & anti-climbing device. | CKM | 3.4 |  | Included | 0 | 0 | 0
7 | 7000015664 | 1290 | 80 | 10 | 11KV New Line Works | 100003258 | 998349 |  | 18 |  | Route survey and pole spotting for 11 kV lines | KM | 20.74 |  | Included | 0 | 0 | 0
8 | 7000015664 | 1290 | 80 | 20 | 11KV New Line Works | 100007161 | 998739 |  | 18 |  | Erection of 9mtr 410Mpa ST pole including excavation of pits in all type of soil, concreting & backfilling with soil and compacitonincluding coupling of support upto 450mm. Cost of all material except pole is included in this item. This also includes painting ofST pole with Aluminium paint | EA | 436 |  | Included | 0 | 0 | 0
9 | 7000015664 | 1290 | 80 | 30 | 11KV New Line Works | 100003259 | 995468 |  | 18 |  | Stringing of S/C 3- ph, 3-wire, 11 kV line-With ACSR Weasel conductor | KM | 14.52 |  | Included | 0 | 0 | 0
10 | 7000015664 | 1290 | 80 | 40 | 11KV New Line Works | 100003260 | 995468 |  | 18 |  | Stringing of S/C 3- ph, 3-wire, 11 kV line-With ACSR Weasel conductor including guarding & lacing | KM | 6.22 |  | Included | 0 | 0 | 0
11 | 7000015664 | 1290 | 80 | 50 | 11KV New Line Works | 100003299 | 995428 |  | 18 |  | Erection of 11 kV Stay set with concreting (1:2:4) including supply of foundation material, complete in all respect as perapproved drawings. | SET | 207 |  | Included | 0 | 0 | 0
12 | 7000015664 | 1290 | 80 | 60 | 11KV New Line Works | 100003306 | 995468 |  | 18 |  | Earthing of poles using 2.5 meter spike type earthing as per approved drawings. | EA | 436 |  | Included | 0 | 0 | 0
13 | 7000015664 | 1300 | 90 | 10 | DT Works [3-f, 25 kVA] | 100007161 | 998739 |  | 18 |  | Erection of 9mtr 410Mpa ST pole including excavation of pits in all type of soil, concreting & backfilling with soil and compacitonincluding coupling of support upto 450mm. Cost of all material except pole is included in this item. This also includes painting ofST pole with Aluminium paint | EA | 2 |  | Included | 0 | 0 | 0
14 | 7000015664 | 1300 | 90 | 20 | DT Works [3-f, 25 kVA] | 100003299 | 995428 |  | 18 |  | Erection of 11 kV Stay set with concreting (1:2:4) including supply of foundation material, complete in all respect as perapproved drawings. | SET | 4 |  | Included | 0 | 0 | 0
15 | 7000015664 | 1300 | 90 | 30 | DT Works [3-f, 25 kVA] | 100003274 | 998736 |  | 18 |  | Installation of 3-Phase 11/0.4 kV, 25 kVA Distribution Transformer alongwith all associated equipment & accessories. Thisincludes fixing of MS galavanised items, Insulators, LA, HG fuse, AB Switch, LT Distribution box , danger plate, anticlimbingdevice and making all connections to make the DT ready in all respect. This also includes supply of Danger plate, PreformedInsulator binding, anti-climbing device, supply of termination kits for connecting LT cable at LT bushing and LTDB. | EA | 1 |  | Included | 0 | 0 | 0
16 | 7000015664 | 1300 | 90 | 40 | DT Works [3-f, 25 kVA] | 100017942 | 998731 |  | 18 |  | Pipe earthing using 40 mm dia, 2.5m long GI pipe treated with charcoal & salt including supply of Charcoal and salt (AlternativelyCalcium Bentonite clay & black soil as per TS) as required as per approved drawing. (earth pit chamber not to be constructed) | EA | 3 |  | Included | 0 | 0 | 0
17 | 7000015664 | 1310 | 100 | 10 | DT Works [3-f, 63 kVA] | 100007161 | 998739 |  | 18 |  | Erection of 9mtr 410Mpa ST pole including excavation of pits in all type of soil, concreting & backfilling with soil and compacitonincluding coupling of support upto 450mm. Cost of all material except pole is included in this item. This also includes painting ofST pole with Aluminium paint | EA | 4 |  | Included | 0 | 0 | 0
18 | 7000015664 | 1310 | 100 | 20 | DT Works [3-f, 63 kVA] | 100003299 | 995428 |  | 18 |  | Erection of 11 kV Stay set with concreting (1:2:4) including supply of foundation material, complete in all respect as perapproved drawings. | SET | 8 |  | Included | 0 | 0 | 0
19 | 7000015664 | 1310 | 100 | 30 | DT Works [3-f, 63 kVA] | 100003323 | 998736 |  | 18 |  | Installation of 3-Phase 11/0.4 kV, 63 kVA Distribution Transformer alongwith all associated equipment & accessories. Thisincludes fixing of MS galavanised items, Insulators, LA, HG fuse, AB Switch, LT Distribution box , danger plate, anti climbingdevice and making all connections to make the DT ready in all respect. This also includes supply of Dangerplate, PreformedInsulator binding, anti-climbing device, supply of termination kits for connecting LT cable at LTbushing and LTDB | EA | 2 |  | Included | 0 | 0 | 0
20 | 7000015664 | 1310 | 100 | 40 | DT Works [3-f, 63 kVA] | 100017942 | 998731 |  | 18 |  | Pipe earthing using 40 mm dia, 2.5m long GI pipe treated with charcoal & salt including supply of Charcoal and salt (AlternativelyCalcium Bentonite clay & black soil as per TS) as required as per approved drawing. (earth pit chamber not to be constructed) | EA | 6 |  | Included | 0 | 0 | 0
21 | 7000015664 | 1320 | 110 | 10 | 33KV New Line Work (DOG) with STP | 150000069 | 998344 |  | 18 |  | Route survey and pole spotting of 33 KV line as perTS. | KM | 94 |  | Included | 0 | 0 | 0
22 | 7000015664 | 1320 | 110 | 20 | 33KV New Line Work (DOG) with STP | 100017101 | 998739 |  | 18 |  | Erection of 11mtr 410Mpa ST pole including excavation of pits in all type of soil, concreting & backfilling with soil and compacitonincluding coupling of support upto 450mm. Cost of all material except pole is included in this item. This also includespainting of ST pole with Aluminium paint | EA | 1504 |  | Included | 0 | 0 | 0
23 | 7000015664 | 1320 | 110 | 30 | 33KV New Line Work (DOG) with STP | 100005645 | 995468 |  | 18 |  | Stringing of S/C 3- ph, 3-wire, 33 kV line With ACSR Dog conductor. This includes all activities i.e. fixing of MS galvanisedfabricated items, installation of insulators, stringing of conductor, binding of conductor with pin insulator using preformedinsulator binding, mid span jointing, repairing of conductor using repair sleeve if unavoidable, fixing of anti climbing device &danger plate on all 2/3/4 Pole structures & road crossing poles, jumpering etc. complete in all respect. This includes supply andinstallation of repair sleeves/jointing sleeves, mid span joint, danger plate, preformed insulator bindings & anti-climbing device. | CKM | 65.8 |  | Included | 0 | 0 | 0
24 | 7000015664 | 1320 | 110 | 40 | 33KV New Line Work (DOG) with STP | 100005646 | 995468 |  | 18 |  | Stringing of S/C 3- ph, 3-wire, 33 kV line With ACSR Dog conductor including guarding & lacing. This includes all activities i.e.fixing of MS galvanised fabricated items, installation of insulators, stringing of conductor, binding of conductor with pininsulator using preformed insulator binding, mid span jointing, repairing of conductor using repair sleeve if unavoidable, fixingof anti climbing device & danger plate on all 2/3/4 Pole structures & road crossing poles, jumpering etc. complete in allrespect. This includes supply and installation of repair sleeves/jointing sleeves, mid span joint, danger plate, preformedinsulator bindings & anti-climbing device. | CKM | 28.2 |  | Included | 0 | 0 | 0
25 | 7000015664 | 1320 | 110 | 50 | 33KV New Line Work (DOG) with STP | 100003884 | 995428 |  | 18 |  | Erection of 33 kV /11 kV /LT Stay set with concreting (1:2:4) including supply complete in all respect as per approveddrawings. | SET | 940 |  | Included | 0 | 0 | 0
26 | 7000015664 | 1320 | 110 | 60 | 33KV New Line Work (DOG) with STP | 100003306 | 995468 |  | 18 |  | Earthing of poles using 2.5 meter spike type earthing as per approved drawings. | EA | 1504 |  | Included | 0 | 0 | 0
27 | 7000015664 | 1330 | 120 | 10 | 33KV New Substaiton Work | 100003344 | 998736 |  | 18 |  | Erection, commissioning and testing of 33/11 kV, 3 ph, 50 Hz, ONAN, Cu Wound, Outdoor Conventional type Power Transformer alongwith transformer oil & all accessories as per TS - 3.15 MVA | EA | 2 |  | Included | 0 | 0 | 0
28 | 7000015664 | 1330 | 120 | 20 | 33KV New Substaiton Work | 150000020 | 998736 |  | 18 |  | Erection, testing & commissioning of100 kVA, 33/0.415 kV, 3 ph, 50 Hz,ONAN, Outdoor Station Transformer ondouble pole steel tubular poleincluding PCC (1:2:4) foundation withfor pole,erection poles and all steelfabricated structures, installationof transformer and all accessories vizAB switch, HG fuse,LA etc complete inall respect | EA | 2 |  | Included | 0 | 0 | 0
29 | 7000015664 | 1330 | 120 | 30 | 33KV New Substaiton Work | 150000005 | 998736 |  | 18 |  | Erection with structure, testing & commissioning of new 33 kV , 1250 Amp VCBs | EA | 2 |  | Included | 0 | 0 | 0
30 | 7000015664 | 1330 | 120 | 40 | 33KV New Substaiton Work | 100003351 | 998736 |  | 18 |  | 33kV Control & Relay panel alongwith E/F & O/C relays, Mimic Diagram, Voltmeter, Ammeter, Annunciation Windows with annunciationrelays and other components etc as per TS for controlling Power transformer VCB. | SET | 4 |  | Included | 0 | 0 | 0
31 | 7000015664 | 1330 | 120 | 50 | 33KV New Substaiton Work | 100005735 | 998736 |  | 18 |  | 33kV, 3 phase HG Fuse as per Technical Specification for feeder | SET | 2 |  | Included | 0 | 0 | 0
32 | 7000015664 | 1330 | 120 | 60 | 33KV New Substaiton Work | 150000007 | 998736 |  | 18 |  | Erection alongwith structure , testing & commissioning of new 33 kV , 630 Amp DBCR Isolator with earth switch | EA | 2 |  | Included | 0 | 0 | 0
33 | 7000015664 | 1330 | 120 | 70 | 33KV New Substaiton Work | 150000009 | 998736 |  | 18 |  | Erection alongwith structure , testing & commissioning of new 33 kV , 630 Amp DBCR Isolator without earth switch | EA | 4 |  | Included | 0 | 0 | 0
34 | 7000015664 | 1330 | 120 | 80 | 33KV New Substaiton Work | 100005665 | 998736 |  | 18 |  | Installation of 200-100/5-5 A , 36kV, 3-Phase, 25kA outdor type Current Transformer having along with junction box etc.and shallbe mounted on combined structure of Breaker and CT complete as per Technical Specifications. | SET | 12 |  | Included | 0 | 0 | 0
35 | 7000015664 | 1330 | 120 | 90 | 33KV New Substaiton Work | 150000168 | 998736 |  | 18 |  | Erection 33 kV, 1 phase, 10 KA porcelain LA on four pole including testing & commissioning. | EA | 18 |  | Included | 0 | 0 | 0
36 | 7000015664 | 1330 | 120 | 100 | 33KV New Substaiton Work | 150000523 | 998736 |  | 18 |  | Installation of 9kV, 10kA, 1-ph LA with porcelain bushing on Gantry/DP structure complete with terminal connectors etc. | EA | 18 |  | Included | 0 | 0 | 0
37 | 7000015664 | 1330 | 120 | 110 | 33KV New Substaiton Work | 150000168 | 998736 |  | 18 |  | Erection 33 kV, 1 phase, 10 KA porcelain LA on four pole including testing & commissioning. | EA | 6 |  | Included | 0 | 0 | 0
38 | 7000015664 | 1330 | 120 | 120 | 33KV New Substaiton Work | 150000525 | 998736 |  | 18 |  | Installation of 9kV, 10kA, 1-ph LA with porcelain bushing on Pedestal structure including installation of structure complete withterminal connectors etc. | EA | 6 |  | Included | 0 | 0 | 0
39 | 7000015664 | 1330 | 120 | 130 | 33KV New Substaiton Work | 150000016 | 998736 |  | 18 |  | Installation [33/Sqrt(3)] kV/[110 /sqrt(3)] Volts, 1 phase PT including testing & commissioning (To be mounted on Bus Gantry) | EA | 6 |  | Included | 0 | 0 | 0
40 | 7000015664 | 1330 | 120 | 140 | 33KV New Substaiton Work | 100003869 | 998736 |  | 18 |  | Erection & Commissioning of 11 kV Indoor VCB Panel-11kV,3phase ,1250A,indoor type control and relay panel consisting of 12kV,VCB,CTs,PTs,A-meter,volt-meter,Relay & accessories complete as per TS. | EA | 2 |  | Included | 0 | 0 | 0
41 | 7000015664 | 1330 | 120 | 150 | 33KV New Substaiton Work | 100003870 | 998736 |  | 18 |  | Erection & Commissioning of 11 kV Indoor VCB Panel-11kV,3phase ,1250A,indoor type control and relay panel consisting of 12kV,VCB,CTs,A-meter,volt-meter,Relay,energy meter (TVM) & accessories complete as per TS. | EA | 6 |  | Included | 0 | 0 | 0
42 | 7000015664 | 1330 | 120 | 160 | 33KV New Substaiton Work | 150000121 | 998736 |  | 18 |  | Erection, testing & commissioning of 11 kV , 400 Amp,3 phase , vertical mounted AB switch on Poles structure for Outgoingfeeders/transformers as per approved drawing including testing & commissioning.. | EA | 6 |  | Included | 0 | 0 | 0
43 | 7000015664 | 1330 | 120 | 170 | 33KV New Substaiton Work | 100005678 | 998736 |  | 18 |  | 30V, 80 AH (at 10 Hrs discharge rate) Ni-Cd battery & all other accessories and connectors as per Technical Specifications. | SET | 2 |  | Included | 0 | 0 | 0
44 | 7000015664 | 1330 | 120 | 180 | 33KV New Substaiton Work | 100005679 | 998736 |  | 18 |  | 30V, 40 Amp. Float-Cum-Boost Battery Charger with full wave rectification for 220 V, 1 phase, 50 Hz AC Input Supply aling withinbuilt DC Distribution board as per Technical Specification. | SET | 2 |  | Included | 0 | 0 | 0
45 | 7000015664 | 1330 | 120 | 190 | 33KV New Substaiton Work | 150000051 | 998739 |  | 18 |  | Installation of (floor/wall mounted including supply of all material required for installation), testing & commissioning of 415Volts AC Distribution board/panel alongwith supply & installation of all accessories to complete auxiliary AC power supply systemas per TS. | EA | 2 |  | Included | 0 | 0 | 0
46 | 7000015664 | 1330 | 120 | 200 | 33KV New Substaiton Work | 150000035 | 998739 |  | 18 |  | LAYING OF 11 KV HT, XLPE CABLE IN GROUND INCLUDING TERMINATION IN CABLE BOX ON POWER TRANSFORMER ,INDOOR 11KV VCB PANEL AND 11KVOUTDOOR DP STRUCTURE- 3 CORE X 400 MM2 SINGLE RUN | M | 100 |  | Included | 0 | 0 | 0
47 | 7000015664 | 1330 | 120 | 210 | 33KV New Substaiton Work | 150000139 | 998739 |  | 18 |  | laying of 11 kV HT, XLPE Cable in ground including termination in indoor 11kv VCB panel and 11kV outdoor DP structure- 3 Core x 185mm2 single run | M | 300 |  | Included | 0 | 0 | 0
48 | 7000015664 | 1330 | 120 | 220 | 33KV New Substaiton Work | 100003426 | 998731 |  | 18 |  | Erection of 9 mtr. Steel Tubular pole including excavation of pits in all type of soil, Concrete foundation complete and Coupingof Support upto 450 mm as per TS | EA | 16 |  | Included | 0 | 0 | 0
49 | 7000015664 | 1330 | 120 | 230 | 33KV New Substaiton Work | 100003910 | 998736 |  | 18 |  | 1.1kV grade PVC armoured Power Cable (Aluminium Conductor) 3.5Cx95 sqmm | M | 140 |  | Included | 0 | 0 | 0
50 | 7000015664 | 1330 | 120 | 240 | 33KV New Substaiton Work | 100017943 | 998739 |  | 18 |  | LAYING OF 1.1 KV GRADE PVC INSULATED, ARMORED 4C X 10 MM2 ALUMINUM CABLE INCLUDING ITS TERMINATION ALONG WITH SUPPLY &INSTALLATION OF ALL ACCESSORIES LIKE DOUBLE COMPRESSION TYPE CABLE GLANDS, FERULES, LUGGING ETC. AS PER APPROVED CABLE SCHEDULE | M | 80 |  | Included | 0 | 0 | 0
51 | 7000015664 | 1330 | 120 | 250 | 33KV New Substaiton Work | 100003911 | 998736 |  | 18 |  | 1.1kV grade PVC armoured Power Cable (Cu Conductor) 2Cx10 sqmm | M | 40 |  | Included | 0 | 0 | 0
52 | 7000015664 | 1330 | 120 | 260 | 33KV New Substaiton Work | 150000040 | 998739 |  | 18 |  | LAYING OF 1.1 KV GRADE PVC INSULATED, ARMORED 2C X 2.5 MM2 COPPER CABLE INCLUDING ITS TERMINATION ALONG WITH SUPPLY &INSTALLATION OF ALL ACCESSORIES LIKE DOUBLE COMPRESSION TYPE CABLE GLANDS, FERULES, LUGGING ETC. AS PER APPROVED CABLE SCHEDULE. | M | 530 |  | Included | 0 | 0 | 0
53 | 7000015664 | 1330 | 120 | 270 | 33KV New Substaiton Work | 150000041 | 998739 |  | 18 |  | LAYING OF 1.1 KV GRADE PVC INSULATED, ARMORED 5C X 2.5 MM2 COPPER CABLE INCLUDING ITS TERMINATION ALONG WITH SUPPLY &INSTALLATION OF ALL ACCESSORIES LIKE DOUBLE COMPRESSION TYPE CABLE GLANDS, FERULES, LUGGING ETC. AS PER APPROVED CABLE SCHEDULE. | M | 570 |  | Included | 0 | 0 | 0
54 | 7000015664 | 1330 | 120 | 280 | 33KV New Substaiton Work | 150000042 | 998739 |  | 18 |  | LAYING OF 1.1 KV GRADE PVC INSULATED, ARMORED 10C X 2.5 MM2 COPPER CABLE INCLUDING ITS TERMINATION ALONG WITH SUPPLY &INSTALLATION OF ALL ACCESSORIES LIKE DOUBLE COMPRESSION TYPE CABLE GLANDS, FERULES, LUGGING ETC. AS PER APPROVED CABLE SCHEDULE. | M | 900 |  | Included | 0 | 0 | 0
55 | 7000015664 | 1330 | 120 | 300 | 33KV New Substaiton Work | 150000023 | 995455 |  | 18 |  | Erection of 33 kV line gantry (consisting of 2 towers & 1 beam) as per approved drawing. This also includes the erection of onespike per gantry for lightning protection and its earthing | EA | 2 |  | Included | 0 | 0 | 0
56 | 7000015664 | 1330 | 120 | 320 | 33KV New Substaiton Work | 150000021 | 995455 |  | 18 |  | Erection of 33 kV bus gantry (consisting of 2 towers & 1 beam) as per approved drawing. This also includes the erection of onespike per gantry for lightning protection and its earthing | EA | 4 |  | Included | 0 | 0 | 0
57 | 7000015664 | 1330 | 120 | 330 | 33KV New Substaiton Work | 100003900 | 995468 |  | 18 |  | T-Clamps, Through Clamp, Connectors, P.G.Clamps, Spacers, etc. suitable for connection to 2"/1.5" IPS Al pipe, Pad typecompression clamp, ACSR Wolf Conductor, various 33 KV Equipment such as Power Transformer etc complete- 33 kV line Bay with VCB | LOT | 2 |  | Included | 0 | 0 | 0
58 | 7000015664 | 1330 | 120 | 340 | 33KV New Substaiton Work | 100003269 | 998736 |  | 18 |  | Clamps & Connectors suitable for connection to ACSR Wolf for following bay equipments- 33kV transformer bay | LOT | 2 |  | Included | 0 | 0 | 0
59 | 7000015664 | 1330 | 120 | 350 | 33KV New Substaiton Work | 100003902 | 995468 |  | 18 |  | T-Clamps, Through Clamp, Connectors, P.G.Clamps, Spacers, etc. suitable for connection to 2"/1.5" IPS Al pipe, Pad typecompression clamp, ACSR Wolf Conductor, various 33 KV Equipment such as Power Transformer etc complete- 33kV line Bay with HG Fuse | LOT | 2 |  | Included | 0 | 0 | 0
60 | 7000015664 | 1330 | 120 | 360 | 33KV New Substaiton Work | 100003866 | 998736 |  | 18 |  | T-Clamps, Through Clamp, Connectors, P.G.Clamps, Spacers, etc. suitable for connection to 2"/1.5" IPS Al pipe, Pad typecompression clamp, ACSR Wolf Conductor, various 33 KV Equipment such as Power Transformer etc complete-33kV PT Bay | LOT | 4 |  | Included | 0 | 0 | 0
61 | 7000015664 | 1330 | 120 | 380 | 33KV New Substaiton Work | 100005647 | 995468 |  | 18 |  | 33KV, 70 KN Disc Insulator along with Hardwares & Accessories all complete (one set consisting of 3 nos. of Disc Insulator) as perTechnical Specification. | SET | 24 |  | Included | 0 | 0 | 0
62 | 7000015664 | 1330 | 120 | 390 | 33KV New Substaiton Work | 150000019 | 998736 |  | 18 |  | Erection alongwith structure 33 kV post insulators assembly comprises 2 nos. of insulators along with all fittings and accessories | EA | 16 |  | Included | 0 | 0 | 0
63 | 7000015664 | 1330 | 120 | 400 | 33KV New Substaiton Work | 100003888 | 995428 |  | 18 |  | Earthing & Grounding conductor as per Approved Electrical Layout for each sub-station --32 mm dia MS Rod | MT | 7.6 |  | Included | 0 | 0 | 0
64 | 7000015664 | 1330 | 120 | 410 | 33KV New Substaiton Work | 100003291 | 998731 |  | 18 |  | 50x 6 mm Galvanised GI flat (risers) | KG | 2800 |  | Included | 0 | 0 | 0
65 | 7000015664 | 1330 | 120 | 420 | 33KV New Substaiton Work | 100003877 | 998731 |  | 18 |  | Earthing & Grounding conductor as per Approved Electrical Layout for each sub-station --25 x 3 mm Galvanised GI flat (risers) | MT | 1.4 |  | Included | 0 | 0 | 0
66 | 7000015664 | 1330 | 120 | 430 | 33KV New Substaiton Work | 100003292 | 998731 |  | 18 |  | 40 mm dia., 3000 mm long GI pipe earth electrode with test link, RCC pit, RCC cover, placed on GI frame, Charcol, Salt and otheraccessories complete as per technical specification. | SET | 60 |  | Included | 0 | 0 | 0
67 | 7000015664 | 1330 | 120 | 440 | 33KV New Substaiton Work | 100003878 | 998731 |  | 18 |  | GI pipe earth electrode-- 20 mm dia., 3000 mm long GI rod and other accessories as per technical specification. | SET | 40 |  | Included | 0 | 0 | 0
68 | 7000015664 | 1330 | 120 | 450 | 33KV New Substaiton Work | 100003250 | 995468 |  | 18 |  | Stringing ACSR Wolf Conductor for 33 & 11 kV Bus-Bars, bays & Jumpers/Droppers/Terminations. | M | 300 |  | Included | 0 | 0 | 0
69 | 7000015664 | 1330 | 120 | 460 | 33KV New Substaiton Work | 100005742 | 998739 |  | 18 |  | Lighting System complete for switchyard, control room building, maingate & sub-station boundary as per TS (For New Sub-station) | SET | 2 |  | Included | 0 | 0 | 0
70 | 7000015664 | 1330 | 120 | 470 | 33KV New Substaiton Work | 150000083 | 995451 |  | 18 |  | Foundation for 3.15 MVA, 33/11 kV transformer as per approved drawing | EA | 2 |  | Included | 0 | 0 | 0
71 | 7000015664 | 1330 | 120 | 480 | 33KV New Substaiton Work | 150000004 | 995429 |  | 18 |  | Foundation of new 33 kV , 1250 Amp VCBs as per approved drawing | EA | 2 |  | Included | 0 | 0 | 0
72 | 7000015664 | 1330 | 120 | 490 | 33KV New Substaiton Work | 150000008 | 995451 |  | 18 |  | Foundation of new 33 kV , 630 Amp DBCR Isolator without earth switch as per approved drawing | EA | 6 |  | Included | 0 | 0 | 0
73 | 7000015664 | 1330 | 120 | 500 | 33KV New Substaiton Work | 150000018 | 995451 |  | 18 |  | Foundation for 33 kV post insulator as per approved drawing | EA | 16 |  | Included | 0 | 0 | 0
74 | 7000015664 | 1330 | 120 | 510 | 33KV New Substaiton Work | 150000210 | 995451 |  | 18 |  | Foundation of line gantry tower as per approved drawing | EA | 16 |  | Included | 0 | 0 | 0
75 | 7000015664 | 1330 | 120 | 520 | 33KV New Substaiton Work | 150000011 | 995429 |  | 18 |  | Foundation for 33 kV, 1 phase, 10 KA porcelain LA s per approved drawing (One combined foundation for 3 LA) for transformer | EA | 2 |  | Included | 0 | 0 | 0
76 | 7000015664 | 1330 | 120 | 530 | 33KV New Substaiton Work | 150000013 | 995429 |  | 18 |  | Foundation for 11 kV, 1 phase, 10 KA porcelain LA s per approved drawing (One combined foundation for 3 LA) for transformer | EA | 2 |  | Included | 0 | 0 | 0
77 | 7000015664 | 1330 | 120 | 540 | 33KV New Substaiton Work | 150000055 | 995432 |  | 18 |  | Soil Investigation & Contour Survey of Substation area (New Sub-station) | EA | 2 |  | Included | 0 | 0 | 0
78 | 7000015664 | 1330 | 120 | 550 | 33KV New Substaiton Work | 150000056 | 995432 |  | 18 |  | Earth filling & Site Leveling: Earth work in PSS site with ordinary soil (vide classification of soil item - A) obtained fromborrow pits free from logs, stumps, roots, rubbish or any other ingredients likely to deteriorate or affect the stability of thesite surface including breaking the clods maximum to 60 mm cubes, placing the earth in layers not exceeding 225 mm in loosethickness, rough dressing including cost of cutting and removing shrubs , roots falling in borrow area all complete as per approveddesign ( Mode of measurement: sectional measurement after required compaction) | M3 | 1600 |  | Included | 0 | 0 | 0
79 | 7000015664 | 1330 | 120 | 560 | 33KV New Substaiton Work | 100003889 | 995428 |  | 18 |  | Gravel filling in switchyard area excluding road and footpath. | M2 | 800 |  | Included | 0 | 0 | 0
80 | 7000015664 | 1330 | 120 | 570 | 33KV New Substaiton Work | 150000174 | 995454 |  | 18 |  | Construction of Boundary Wall ( including supply of all material) with fixing of MS angle & Barbed Wire fencing all along theboundary wall including supply and fixing of main gate - complete with painting etc all as per approved drawing & TS (Measurementfor this purpose will include length of gate along boundary wall) | M | 320 |  | Included | 0 | 0 | 0
81 | 7000015664 | 1330 | 120 | 580 | 33KV New Substaiton Work | 150000061 | 995477 |  | 18 |  | CONSTRUCTION (INCLUDING SUPPLY OF ALL MATERIAL) ERECTION OF SECURITY FENCING WITH TOE WALL ALONGWITH ONE SWITCHYARD GATE AS PERAPPROVED DRAWINGS & TS. | M | 80 |  | Included | 0 | 0 | 0
82 | 7000015664 | 1330 | 120 | 590 | 33KV New Substaiton Work | 150000066 | 995414 |  | 18 |  | Design, engineering and construction of Control Room Building (including supply of all material) alongwith form work, excavation,cable trench alongwith 6 mm thick chequered plate cover,MS ladder etc. all complete as per approved Drawing & TS | M2 | 240 |  | Included | 0 | 0 | 0
83 | 7000015664 | 1330 | 120 | 600 | 33KV New Substaiton Work | 150000176 | 995454 |  | 18 |  | Construction (including supply of all material) of Cable Trench alongwith pre-cast RCC Trench Cover, Brick Work wherever requiredall complete as approved Drawing & TS outside the control room building. - 0.5 Meter wide Trench ( 500 mm deep) | M | 100 |  | Included | 0 | 0 | 0
84 | 7000015664 | 1330 | 120 | 610 | 33KV New Substaiton Work | 150000062 | 995462 |  | 18 |  | Construction of Drainage System in the Substation premises all complete as approved Drawing. | M | 320 |  | Included | 0 | 0 | 0
85 | 7000015664 | 1330 | 120 | 620 | 33KV New Substaiton Work | 150000175 | 995421 |  | 18 |  | Construction of 3.75 meter wide RCC Approach Road (including supply of all material) all complete as per approved drawing & TS. | M | 60 |  | Included | 0 | 0 | 0
86 | 7000015664 | 1330 | 120 | 630 | 33KV New Substaiton Work | 150000067 | 998739 |  | 18 |  | Sinking of Tubewell and installation of motor operated submersible pump of suitable capacity and reputed make (All items to besupplied by the contractor. Make of motor/pump to be approved by POWERGRID) | EA | 2 |  | Included | 0 | 0 | 0
| Balance Fund PMDP KARGIL | [15 empty] | 0 | 0
1 | 7000015663 | 790 | 30 | 10 | 66KV New Substaiton Work | 150000519 | 998736 |  | 18 |  | Erection, commissioning and testing of 6.3MVA 66/11 kV, 3 ph, 50 Hz, ONAN, Cu Wound, Outdoor Conventional type Power Transformeralong with transformer oil & all accessories as per TS. | EA | 1 |  | Included | 0 | 0 | 0
2 | 7000015663 | 790 | 30 | 30 | 66KV New Substaiton Work | 100000612 | 998736 |  | 18 |  | 72.5 kV, 1250A, 31.5 kA, 3-phase CircuitBreaker with support structure | EA | 3 |  | Included | 0 | 0 | 0
3 | 7000015663 | 790 | 30 | 50 | 66KV New Substaiton Work | 100000857 | 998736 |  | 18 |  | Control, relay and protection panel for 66/11kV Transformer Protection Panel (For both HV & MV side)-Duplex panel | EA | 3 |  | Included | 0 | 0 | 0
4 | 7000015663 | 790 | 30 | 60 | 66KV New Substaiton Work | 100000625 | 998736 |  | 18 |  | 72.5 kV, 630A, 25 KA, 3-Phase DoubleBreak Isolator with one E/S | EA | 2 |  | Included | 0 | 0 | 0
5 | 7000015663 | 790 | 30 | 70 | 66KV New Substaiton Work | 100006352 | 998736 |  | 18 |  | 66kV Isolator without earth switch (3-phase) . | EA | 4 |  | Included | 0 | 0 | 0
6 | 7000015663 | 790 | 30 | 80 | 66KV New Substaiton Work | 100005669 | 998736 |  | 18 |  | Installation of 72.5 kV, 3-Phase, 25kA outdor type Current Transformer (150-75/1-1-1 A) having along with junction box etc.alongwith structure complete as per Technical Specifications | SET | 3 |  | Included | 0 | 0 | 0
7 | 7000015663 | 790 | 30 | 90 | 66KV New Substaiton Work | 150000522 | 998736 |  | 18 |  | Installation of 60kV, 10kA, 1-ph LA with porcelain bushing on Gantry/DP structure complete with terminal connectors etc. | EA | 6 |  | Included | 0 | 0 | 0
8 | 7000015663 | 790 | 30 | 100 | 66KV New Substaiton Work | 150000523 | 998736 |  | 18 |  | Installation of 9kV, 10kA, 1-ph LA with porcelain bushing on Gantry/DP structure complete with terminal connectors etc. | EA | 12 |  | Included | 0 | 0 | 0
9 | 7000015663 | 790 | 30 | 110 | 66KV New Substaiton Work | 150000524 | 998736 |  | 18 |  | Installation of 60kV, 10kA, 1-ph LA with porcelain bushing on Pedestal structure including installation of structure complete withterminal connectors etc. | EA | 3 |  | Included | 0 | 0 | 0
10 | 7000015663 | 790 | 30 | 120 | 66KV New Substaiton Work | 150000525 | 998736 |  | 18 |  | Installation of 9kV, 10kA, 1-ph LA with porcelain bushing on Pedestal structure including installation of structure complete withterminal connectors etc. | EA | 3 |  | Included | 0 | 0 | 0
11 | 7000015663 | 790 | 30 | 130 | 66KV New Substaiton Work | 100005667 | 998736 |  | 18 |  | Installation of 72.5 kV, 3-Phase, 33kV/110 volt, Single core outdoor type Potential transformer along with junction box andrequired accessories etc. on gantry, complete as per Technical Specifications. | SET | 6 |  | Included | 0 | 0 | 0
12 | 7000015663 | 790 | 30 | 140 | 66KV New Substaiton Work | 100003869 | 998736 |  | 18 |  | Erection & Commissioning of 11 kV Indoor VCB Panel-11kV,3phase ,1250A,indoor type control and relay panel consisting of 12kV,VCB,CTs,PTs,A-meter,volt-meter,Relay & accessories complete as per TS. | EA | 1 |  | Included | 0 | 0 | 0
13 | 7000015663 | 790 | 30 | 150 | 66KV New Substaiton Work | 100003870 | 998736 |  | 18 |  | Erection & Commissioning of 11 kV Indoor VCB Panel-11kV,3phase ,1250A,indoor type control and relay panel consisting of 12kV,VCB,CTs,A-meter,volt-meter,Relay,energy meter (TVM) & accessories complete as per TS. | EA | 5 |  | Included | 0 | 0 | 0
14 | 7000015663 | 790 | 30 | 160 | 66KV New Substaiton Work | 150000121 | 998736 |  | 18 |  | Erection, testing & commissioning of 11 kV , 400 Amp,3 phase , vertical mounted AB switch on Poles structure for Outgoingfeeders/transformers as per approved drawing including testing & commissioning.. | EA | 4 |  | Included | 0 | 0 | 0
15 | 7000015663 | 790 | 30 | 170 | 66KV New Substaiton Work | 100003413 | 998736 |  | 18 |  | Installation of 3-Phase 11/0.4 kV, 100 kVA Distribution Transformer alongwith all associated equipment & accessories. Thisincludes fixing of MS galavanised items, Insulators, LA, HG fuse, AB Switch, LT Distribution box , danger plate, anti-climbingdevice and making all connections to make the DT ready in all respect. This also includes supply of Dangerplate, PreformedInsulator binding, anti-climbing device, supply of termination kits for connecting LT cable at LTbushing and LTDB | EA | 1 |  | Included | 0 | 0 | 0
16 | 7000015663 | 790 | 30 | 180 | 66KV New Substaiton Work | 100005678 | 998736 |  | 18 |  | 30V, 80 AH (at 10 Hrs discharge rate) Ni-Cd battery & all other accessories and connectors as per Technical Specifications. | SET | 1 |  | Included | 0 | 0 | 0
17 | 7000015663 | 790 | 30 | 190 | 66KV New Substaiton Work | 100005679 | 998736 |  | 18 |  | 30V, 40 Amp. Float-Cum-Boost Battery Charger with full wave rectification for 220 V, 1 phase, 50 Hz AC Input Supply aling withinbuilt DC Distribution board as per Technical Specification. | SET | 1 |  | Included | 0 | 0 | 0
18 | 7000015663 | 790 | 30 | 200 | 66KV New Substaiton Work | 150000051 | 998739 |  | 18 |  | Installation of (floor/wall mounted including supply of all material required for installation), testing & commissioning of 415Volts AC Distribution board/panel alongwith supply & installation of all accessories to complete auxiliary AC power supply systemas per TS. | EA | 1 |  | Included | 0 | 0 | 0
19 | 7000015663 | 790 | 30 | 210 | 66KV New Substaiton Work | 150000035 | 998739 |  | 18 |  | LAYING OF 11 KV HT, XLPE CABLE IN GROUND INCLUDING TERMINATION IN CABLE BOX ON POWER TRANSFORMER ,INDOOR 11KV VCB PANEL AND 11KVOUTDOOR DP STRUCTURE- 3 CORE X 400 MM2 SINGLE RUN | M | 50 |  | Included | 0 | 0 | 0
20 | 7000015663 | 790 | 30 | 220 | 66KV New Substaiton Work | 150000139 | 998739 |  | 18 |  | laying of 11 kV HT, XLPE Cable in ground including termination in indoor 11kv VCB panel and 11kV outdoor DP structure- 3 Core x 185mm2 single run | M | 250 |  | Included | 0 | 0 | 0
21 | 7000015663 | 790 | 30 | 230 | 66KV New Substaiton Work | 100003426 | 998731 |  | 18 |  | Erection of 9 mtr. Steel Tubular pole including excavation of pits in all type of soil, Concrete foundation complete and Coupingof Support upto 450 mm as per TS | EA | 5 |  | Included | 0 | 0 | 0
22 | 7000015663 | 790 | 30 | 240 | 66KV New Substaiton Work | 100003910 | 998736 |  | 18 |  | 1.1kV grade PVC armoured Power Cable (Aluminium Conductor) 3.5Cx95 sqmm | M | 70 |  | Included | 0 | 0 | 0
23 | 7000015663 | 790 | 30 | 250 | 66KV New Substaiton Work | 100017943 | 998739 |  | 18 |  | LAYING OF 1.1 KV GRADE PVC INSULATED, ARMORED 4C X 10 MM2 ALUMINUM CABLE INCLUDING ITS TERMINATION ALONG WITH SUPPLY &INSTALLATION OF ALL ACCESSORIES LIKE DOUBLE COMPRESSION TYPE CABLE GLANDS, FERULES, LUGGING ETC. AS PER APPROVED CABLE SCHEDULE | M | 40 |  | Included | 0 | 0 | 0
24 | 7000015663 | 790 | 30 | 260 | 66KV New Substaiton Work | 100003911 | 998736 |  | 18 |  | 1.1kV grade PVC armoured Power Cable (Cu Conductor) 2Cx10 sqmm | M | 20 |  | Included | 0 | 0 | 0
25 | 7000015663 | 790 | 30 | 270 | 66KV New Substaiton Work | 150000040 | 998739 |  | 18 |  | LAYING OF 1.1 KV GRADE PVC INSULATED, ARMORED 2C X 2.5 MM2 COPPER CABLE INCLUDING ITS TERMINATION ALONG WITH SUPPLY &INSTALLATION OF ALL ACCESSORIES LIKE DOUBLE COMPRESSION TYPE CABLE GLANDS, FERULES, LUGGING ETC. AS PER APPROVED CABLE SCHEDULE. | M | 265 |  | Included | 0 | 0 | 0
26 | 7000015663 | 790 | 30 | 280 | 66KV New Substaiton Work | 150000041 | 998739 |  | 18 |  | LAYING OF 1.1 KV GRADE PVC INSULATED, ARMORED 5C X 2.5 MM2 COPPER CABLE INCLUDING ITS TERMINATION ALONG WITH SUPPLY &INSTALLATION OF ALL ACCESSORIES LIKE DOUBLE COMPRESSION TYPE CABLE GLANDS, FERULES, LUGGING ETC. AS PER APPROVED CABLE SCHEDULE. | M | 285 |  | Included | 0 | 0 | 0
27 | 7000015663 | 790 | 30 | 290 | 66KV New Substaiton Work | 150000042 | 998739 |  | 18 |  | LAYING OF 1.1 KV GRADE PVC INSULATED, ARMORED 10C X 2.5 MM2 COPPER CABLE INCLUDING ITS TERMINATION ALONG WITH SUPPLY &INSTALLATION OF ALL ACCESSORIES LIKE DOUBLE COMPRESSION TYPE CABLE GLANDS, FERULES, LUGGING ETC. AS PER APPROVED CABLE SCHEDULE. | M | 450 |  | Included | 0 | 0 | 0
28 | 7000015663 | 790 | 30 | 300 | 66KV New Substaiton Work | 100005689 | 995455 |  | 18 |  | Erection of Galvanised MS lattice structure for 66 KV Incomer Gantry - TOWER including Nuts, bolts, foundation bolts, washers andother accessories complete. | EA | 2 |  | Included | 0 | 0 | 0
29 | 7000015663 | 790 | 30 | 310 | 66KV New Substaiton Work | 100005730 | 995455 |  | 18 |  | Erection of Galvanised MS lattice structure for 66 KV Incomer Gantry - BEAM including Nuts, bolts, foundation bolts, washers andother accessories complete. | EA | 1 |  | Included | 0 | 0 | 0
30 | 7000015663 | 790 | 30 | 320 | 66KV New Substaiton Work | 100005731 | 995455 |  | 18 |  | Erection of Galvanised MS lattice structure for 66 KV Bus Bar - TOWER including Nuts, bolts, foundation bolts, washers and otheraccessories complete. | EA | 4 |  | Included | 0 | 0 | 0
31 | 7000015663 | 790 | 30 | 330 | 66KV New Substaiton Work | 100005732 | 995455 |  | 18 |  | Erection of Galvanised MS lattice structure for 66 KV Bus Bar - BEAM including Nuts, bolts, foundation bolts, washers and otheraccessories complete. | EA | 2 |  | Included | 0 | 0 | 0
32 | 7000015663 | 790 | 30 | 340 | 66KV New Substaiton Work | 100005658 | 998736 |  | 18 |  | T-Clamps, Through Clamp, Connectors, P.G.Clamps etc. suitable for connection to Pad type clamp, ACSR Wolf Conductor, various 66 KV&11 kV Equipments in 66 kV line Bay with Isolator | LOT | 1 |  | Included | 0 | 0 | 0
33 | 7000015663 | 790 | 30 | 350 | 66KV New Substaiton Work | 100005659 | 998736 |  | 18 |  | T-Clamps, Through Clamp, Connectors, P.G.Clamps etc. suitable for connection to Pad type clamp, ACSR Wolf Conductor, various 66 KV&11 kV Equipments in 66 kV feeder Bay | LOT | 1 |  | Included | 0 | 0 | 0
34 | 7000015663 | 790 | 30 | 360 | 66KV New Substaiton Work | 100005660 | 998736 |  | 18 |  | T-Clamps, Through Clamp, Connectors, P.G.Clamps etc. suitable for connection to Pad type clamp, ACSR Wolf Conductor, various 66 KV&11 kV Equipments for 66 kV Transformer Bay | LOT | 1 |  | Included | 0 | 0 | 0
35 | 7000015663 | 790 | 30 | 370 | 66KV New Substaiton Work | 100005661 | 998736 |  | 18 |  | T-Clamps, Through Clamp, Connectors, P.G.Clamps etc. suitable for connection to Pad type clamp, ACSR Wolf Conductor, various 66 KV&11 kV Equipments for 66kV PT Bay | LOT | 1 |  | Included | 0 | 0 | 0
36 | 7000015663 | 790 | 30 | 380 | 66KV New Substaiton Work | 150000527 | 995468 |  | 18 |  | 11 kV T&C type, 90 KN disc insulators as per TS | SET | 12 |  | Included | 0 | 0 | 0
37 | 7000015663 | 790 | 30 | 390 | 66KV New Substaiton Work | 150000528 | 995468 |  | 18 |  | Disc Insulator Hardware & accessories suitable to 11 kV T&C type, 90 KN insulators as per TS | SET | 12 |  | Included | 0 | 0 | 0
38 | 7000015663 | 790 | 30 | 400 | 66KV New Substaiton Work | 100005688 | 998736 |  | 18 |  | 66 kV Solid Core Bus Post Insulator fittings and accessories. | SET | 8 |  | Included | 0 | 0 | 0
39 | 7000015663 | 790 | 30 | 410 | 66KV New Substaiton Work | 100003888 | 995428 |  | 18 |  | Earthing & Grounding conductor as per Approved Electrical Layout for each sub-station --32 mm dia MS Rod | MT | 3.8 |  | Included | 0 | 0 | 0
40 | 7000015663 | 790 | 30 | 420 | 66KV New Substaiton Work | 100003291 | 998731 |  | 18 |  | 50x 6 mm Galvanised GI flat (risers) | KG | 1400 |  | Included | 0 | 0 | 0
41 | 7000015663 | 790 | 30 | 430 | 66KV New Substaiton Work | 100003877 | 998731 |  | 18 |  | Earthing & Grounding conductor as per Approved Electrical Layout for each sub-station --25 x 3 mm Galvanised GI flat (risers) | MT | 0.7 |  | Included | 0 | 0 | 0
42 | 7000015663 | 790 | 30 | 440 | 66KV New Substaiton Work | 100003292 | 998731 |  | 18 |  | 40 mm dia., 3000 mm long GI pipe earth electrode with test link, RCC pit, RCC cover, placed on GI frame, Charcol, Salt and otheraccessories complete as per technical specification. | SET | 30 |  | Included | 0 | 0 | 0
43 | 7000015663 | 790 | 30 | 450 | 66KV New Substaiton Work | 100003878 | 998731 |  | 18 |  | GI pipe earth electrode-- 20 mm dia., 3000 mm long GI rod and other accessories as per technical specification. | SET | 20 |  | Included | 0 | 0 | 0
44 | 7000015663 | 790 | 30 | 460 | 66KV New Substaiton Work | 100005999 | 995468 |  | 18 |  | STRINGING OF ACSR PANTHER CONDUCTOR | KM | 0.15 |  | Included | 0 | 0 | 0
45 | 7000015663 | 790 | 30 | 470 | 66KV New Substaiton Work | 100005684 | 998739 |  | 18 |  | Lighting System complete for switchyard, control room building, maingate & sub-station boundary as per TS (For New Sub-station) | SET | 1 |  | Included | 0 | 0 | 0
46 | 7000015663 | 790 | 30 | 480 | 66KV New Substaiton Work | 100005662 | 995451 |  | 18 |  | Design, engineering, supply of labour, material and construction of RCC foundation for 6.3 MVA, 66/11 KV, 3-phase Power Transformeras per approved drawing and TS | EA | 1 |  | Included | 0 | 0 | 0
47 | 7000015663 | 790 | 30 | 490 | 66KV New Substaiton Work | 100005664 | 995429 |  | 18 |  | Design, engineering, supply of labour, material and construction of RCC foundation as per approved drawing and TS for 66 KV CircuitBreaker | EA | 3 |  | Included | 0 | 0 | 0
48 | 7000015663 | 790 | 30 | 500 | 66KV New Substaiton Work | 100005666 | 995429 |  | 18 |  | Design, engineering, supply of labour, material and construction of RCC foundation as per approved drawing and TS for 66 KV CT for3phase | EA | 3 |  | Included | 0 | 0 | 0
49 | 7000015663 | 790 | 30 | 510 | 66KV New Substaiton Work | 100005668 | 998736 |  | 18 |  | Design, engineering, supply of labour, material and construction of RCC foundation as per approved drawing and TS for 66 KVIsolator for 3 phases | EA | 2 |  | Included | 0 | 0 | 0
50 | 7000015663 | 790 | 30 | 520 | 66KV New Substaiton Work | 100005652 | 995451 |  | 18 |  | Design, engineering, supply of labour, material and construction of RCC foundation as per approved drawing and TS for66 kV Bus PostInsulator for single phase | EA | 9 |  | Included | 0 | 0 | 0
51 | 7000015663 | 790 | 30 | 530 | 66KV New Substaiton Work | 100005653 | 995455 |  | 18 |  | Design, engineering, supply of labour, material and construction of RCC foundation as per approved drawing and TS for 66 kV Tower[Incomer Gantry / Bus Gantry] | EA | 6 |  | Included | 0 | 0 | 0
52 | 7000015663 | 790 | 30 | 540 | 66KV New Substaiton Work | 100005671 | 995429 |  | 18 |  | Design, engineering, supply of labour, material and construction of RCC foundation as per approved drawing and TS for 60kV, 10kA,LA with porcelain for Transformer for three phase | EA | 1 |  | Included | 0 | 0 | 0
53 | 7000015663 | 790 | 30 | 550 | 66KV New Substaiton Work | 100005672 | 995429 |  | 18 |  | Design, engineering, supply of labour, material and construction of RCC foundation as per approved drawing and TS for9kV, 10kA, LAwith porcelain for Transformer for three phase | EA | 1 |  | Included | 0 | 0 | 0
54 | 7000015663 | 790 | 30 | 560 | 66KV New Substaiton Work | 150000055 | 995432 |  | 18 |  | Soil Investigation & Contour Survey of Substation area (New Sub-station) | EA | 1 |  | Included | 0 | 0 | 0
55 | 7000015663 | 790 | 30 | 570 | 66KV New Substaiton Work | 150000056 | 995432 |  | 18 |  | Earth filling & Site Leveling: Earth work in PSS site with ordinary soil (vide classification of soil item - A) obtained fromborrow pits free from logs, stumps, roots, rubbish or any other ingredients likely to deteriorate or affect the stability of thesite surface including breaking the clods maximum to 60 mm cubes, placing the earth in layers not exceeding 225 mm in loosethickness, rough dressing including cost of cutting and removing shrubs , roots falling in borrow area all complete as per approveddesign ( Mode of measurement: sectional measurement after required compaction) | M3 | 800 |  | Included | 0 | 0 | 0
56 | 7000015663 | 790 | 30 | 580 | 66KV New Substaiton Work | 100003889 | 995428 |  | 18 |  | Gravel filling in switchyard area excluding road and footpath. | M2 | 400 |  | Included | 0 | 0 | 0
57 | 7000015663 | 790 | 30 | 590 | 66KV New Substaiton Work | 150000174 | 995454 |  | 18 |  | Construction of Boundary Wall ( including supply of all material) with fixing of MS angle & Barbed Wire fencing all along theboundary wall including supply and fixing of main gate - complete with painting etc all as per approved drawing & TS (Measurementfor this purpose will include length of gate along boundary wall) | M | 160 |  | Included | 0 | 0 | 0
58 | 7000015663 | 790 | 30 | 600 | 66KV New Substaiton Work | 150000061 | 995477 |  | 18 |  | CONSTRUCTION (INCLUDING SUPPLY OF ALL MATERIAL) ERECTION OF SECURITY FENCING WITH TOE WALL ALONGWITH ONE SWITCHYARD GATE AS PERAPPROVED DRAWINGS & TS. | M | 40 |  | Included | 0 | 0 | 0
59 | 7000015663 | 790 | 30 | 610 | 66KV New Substaiton Work | 150000066 | 995414 |  | 18 |  | Design, engineering and construction of Control Room Building (including supply of all material) alongwith form work, excavation,cable trench alongwith 6 mm thick chequered plate cover,MS ladder etc. all complete as per approved Drawing & TS | M2 | 120 |  | Included | 0 | 0 | 0
60 | 7000015663 | 790 | 30 | 620 | 66KV New Substaiton Work | 150000176 | 995454 |  | 18 |  | Construction (including supply of all material) of Cable Trench alongwith pre-cast RCC Trench Cover, Brick Work wherever requiredall complete as approved Drawing & TS outside the control room building. - 0.5 Meter wide Trench ( 500 mm deep) | M | 50 |  | Included | 0 | 0 | 0
61 | 7000015663 | 790 | 30 | 630 | 66KV New Substaiton Work | 150000062 | 995462 |  | 18 |  | Construction of Drainage System in the Substation premises all complete as approved Drawing. | M | 160 |  | Included | 0 | 0 | 0
62 | 7000015663 | 790 | 30 | 640 | 66KV New Substaiton Work | 150000175 | 995421 |  | 18 |  | Construction of 3.75 meter wide RCC Approach Road (including supply of all material) all complete as per approved drawing & TS. | M | 30 |  | Included | 0 | 0 | 0
63 | 7000015663 | 790 | 30 | 650 | 66KV New Substaiton Work | 150000067 | 998739 |  | 18 |  | Sinking of Tubewell and installation of motor operated submersible pump of suitable capacity and reputed make (All items to besupplied by the contractor. Make of motor/pump to be approved by POWERGRID) | EA | 1 |  | Included | 0 | 0 | 0
64 | 7000015663 | 800 | 40 | 10 | 66KV New Line Works | 100001244 | 998342 |  | 18 |  | Detailed soil investigation: All kinds of soils except fissured rock and hard rock | EA | 13 |  | Included | 0 | 0 | 0
65 | 7000015663 | 800 | 40 | 20 | 66KV New Line Works | 100001245 | 998342 |  | 18 |  | Detailed soil investigation: Fissured Rock | EA | 13 |  | Included | 0 | 0 | 0
66 | 7000015663 | 800 | 40 | 40 | 66KV New Line Works | 100001252 | 995432 |  | 18 |  | Benching: All kinds of soils except fissured rock,hard rock and sandy soil | M3 | 2600 |  | Included | 0 | 0 | 0
67 | 7000015663 | 800 | 40 | 50 | 66KV New Line Works | 100001253 | 995432 |  | 18 |  | Benching: Fissured Rock | M3 | 2080 |  | Included | 0 | 0 | 0
68 | 7000015663 | 800 | 40 | 130 | 66KV New Line Works | 100001270 | 995468 |  | 18 |  | Installation of earthing of towers: Counterpoise type (120 m length) | EA | 54 |  | Included | 0 | 0 | 0
69 | 7000015663 | 800 | 40 | 140 | 66KV New Line Works | 100001274 | 995444 |  | 18 |  | Installation of tower accessories : Danger Plate | EA | 68 |  | Included | 0 | 0 | 0
70 | 7000015663 | 800 | 40 | 150 | 66KV New Line Works | 100001275 | 995444 |  | 18 |  | Installation of tower accessories: Number Plate | EA | 68 |  | Included | 0 | 0 | 0
71 | 7000015663 | 800 | 40 | 160 | 66KV New Line Works | 100001276 | 995444 |  | 18 |  | Installation of tower accessories: Phase Plate (Set of three) | SET | 68 |  | Included | 0 | 0 | 0
72 | 7000015663 | 800 | 40 | 170 | 66KV New Line Works | 100001277 | 995444 |  | 18 |  | Installation of tower accessories: Anti-Climbing Devices | EA | 68 |  | Included | 0 | 0 | 0
73 | 7000015663 | 800 | 40 | 180 | 66KV New Line Works | 100005649 | 995468 |  | 18 |  | Stringing of S/C 3- ph, 3-wire, 66 kV line With ACSR Panther conductor. This includes all activities i.e. fixing of MS galvanisedfabricated items, installation of insulators, stringing of conductor, mid span jointing, repairing of conductor using repairsleeveif unavoidable, fixing of anti climbing device & danger plate on all Towers & road crossing poles, jumpering etc.complete inall respect. This includes installation of repair sleeves/jointing sleeves, mid span joint, danger plate &anti-climbing device. | CKM | 17 |  | Included | 0 | 0 | 0
74 | 7000015663 | 800 | 40 | 190 | 66KV New Line Works | 100001269 | 995468 |  | 18 |  | Installation of earthing of towers: Pipe Type | EA | 14 |  | Included | 0 | 0 | 0
75 | 7000015663 | 800 | 40 | 200 | 66KV New Line Works | 100002638 | 998344 |  | 18 |  | Route Alignment | KM | 17 |  | Included | 0 | 0 | 0
76 | 7000015663 | 800 | 40 | 210 | 66KV New Line Works | 100001242 | 998344 |  | 18 |  | Detailed survey including route alignment, profiling and tower spotting | KM | 17 |  | Included | 0 | 0 | 0
77 | 7000015663 | 800 | 40 | 220 | 66KV New Line Works | 100001243 | 998344 |  | 18 |  | Check survey | KM | 17 |  | Included | 0 | 0 | 0
78 | 7000015663 | 800 | 40 | 230 | 66KV New Line Works | 100017713 | 998335 |  | 18 |  | Erection of various type of towers,tower parts and tower extension (complete) with bolts and nuts, including tack welding and supplyand application of zinc rich paint for 66KV D/C (Single Panther) Normal Towers(WZ6) Designed for tower type DC+0M | EA | 12 |  | Included | 0 | 0 | 0
79 | 7000015663 | 800 | 40 | 240 | 66KV New Line Works | 100017714 | 998335 |  | 18 |  | Erection of various type of towers,tower parts and tower extension (complete) with bolts and nuts, including tack welding and supplyand application of zinc rich paint for 66KV D/C (Single Panther) Normal Towers(WZ6) Designed for tower type DC+3M | EA | 4 |  | Included | 0 | 0 | 0
80 | 7000015663 | 800 | 40 | 250 | 66KV New Line Works | 100017715 | 998335 |  | 18 |  | Erection of various type of towers,tower parts and tower extension (complete) with bolts and nuts, including tack welding and supplyand application of zinc rich paint for 66KV D/C (Single Panther) Normal Towers(WZ6) Designed for tower type DC+6M | EA | 2 |  | Included | 0 | 0 | 0
81 | 7000015663 | 800 | 40 | 260 | 66KV New Line Works | 100017716 | 998335 |  | 18 |  | Erection of various type of towers,tower parts and tower extension (complete) with bolts and nuts, including tack welding and supplyand application of zinc rich paint for 66KV D/C (Single Panther) Normal Towers(WZ6) Designed for tower type DC+9M | EA | 2 |  | Included | 0 | 0 | 0
82 | 7000015663 | 800 | 40 | 270 | 66KV New Line Works | 100017717 | 998335 |  | 18 |  | Erection of various type of towers,tower parts and tower extension (complete) with bolts and nuts, including tack welding and supplyand application of zinc rich paint for 66KV D/C (Single Panther) Normal Towers(WZ6) Designed for tower type DD+0M | EA | 28 |  | Included | 0 | 0 | 0
83 | 7000015663 | 800 | 40 | 280 | 66KV New Line Works | 100017718 | 998335 |  | 18 |  | Erection of various type of towers,tower parts and tower extension (complete) with bolts and nuts, including tack welding and supplyand application of zinc rich paint for 66KV D/C (Single Panther) Normal Towers(WZ6) Designed for tower type DD+3M | EA | 10 |  | Included | 0 | 0 | 0
84 | 7000015663 | 800 | 40 | 290 | 66KV New Line Works | 100017719 | 998335 |  | 18 |  | Erection of various type of towers,tower parts and tower extension (complete) with bolts and nuts, including tack welding and supplyand application of zinc rich paint for 66KV D/C (Single Panther) Normal Towers(WZ6) Designed for tower type DD+6M | EA | 5 |  | Included | 0 | 0 | 0
85 | 7000015663 | 800 | 40 | 300 | 66KV New Line Works | 100017720 | 998335 |  | 18 |  | Erection of various type of towers,tower parts and tower extension (complete) with bolts and nuts, including tack welding and supplyand application of zinc rich paint for 66KV D/C (Single Panther) Normal Towers(WZ6) Designed for tower type DD+9M | EA | 5 |  | Included | 0 | 0 | 0
86 | 7000015663 | 800 | 40 | 310 | 66KV New Line Works | 100017844 | 998335 |  | 18 |  | Installation of Stub including cleats, bolts and nuts for 66KV D/C Normal Towers (WZ6) Designed DC tower(up to +9m exten). | EA | 20 |  | Included | 0 | 0 | 0
87 | 7000015663 | 800 | 40 | 320 | 66KV New Line Works | 100017845 | 998335 |  | 18 |  | Installation of Stub including cleats, bolts and nuts for 66KV D/C Normal Towers (WZ6) Designed DD tower(up to +9m exten). | EA | 48 |  | Included | 0 | 0 | 0
88 | 7000015663 | 800 | 40 | 330 | 66KV New Line Works | 100017846 | 998335 |  | 18 |  | Excavation : Dry Soil for 66KV DC type towers | EA | 10 |  | Included | 0 | 0 | 0
89 | 7000015663 | 800 | 40 | 340 | 66KV New Line Works | 100017847 | 998335 |  | 18 |  | Excavation: Dry Fissured Rock for 66KV DC type towers | EA | 5 |  | Included | 0 | 0 | 0
90 | 7000015663 | 800 | 40 | 350 | 66KV New Line Works | 100017848 | 998335 |  | 18 |  | Excavation: Hard Rock for 66KV DC type towers | EA | 5 |  | Included | 0 | 0 | 0
91 | 7000015663 | 800 | 40 | 360 | 66KV New Line Works | 100017849 | 998335 |  | 18 |  | Excavation : Dry Soil for 66KV DD type towers | EA | 28 |  | Included | 0 | 0 | 0
92 | 7000015663 | 800 | 40 | 370 | 66KV New Line Works | 100017850 | 998335 |  | 18 |  | Excavation: Dry Fissured Rock for 66KV DD type towers | EA | 10 |  | Included | 0 | 0 | 0
93 | 7000015663 | 800 | 40 | 380 | 66KV New Line Works | 100017851 | 998335 |  | 18 |  | Excavation: Hard Rock for 66KV DD type towers | EA | 10 |  | Included | 0 | 0 | 0
94 | 7000015663 | 800 | 40 | 390 | 66KV New Line Works | 100017852 | 998335 |  | 18 |  | Concreting (including all associated works related to foundation not covered in excavation and reinforcemt steel works : concreting(1:1.5:3) for 66KV DC Type Towers | EA | 20 |  | Included | 0 | 0 | 0
95 | 7000015663 | 800 | 40 | 400 | 66KV New Line Works | 100017853 | 998335 |  | 18 |  | Concreting (including all associated works related to foundation not covered in excavation and reinforcemt steel works : Lean for66KV DC Type Towers | EA | 20 |  | Included | 0 | 0 | 0
96 | 7000015663 | 800 | 40 | 410 | 66KV New Line Works | 100017854 | 998335 |  | 18 |  | Supply and placement of reinforcement steel (Fe 500) (For DC Towers) | EA | 20 |  | Included | 0 | 0 | 0
97 | 7000015663 | 800 | 40 | 420 | 66KV New Line Works | 100017855 | 998335 |  | 18 |  | Concreting (including all associated works related to foundation not covered in excavation and reinforcemt steel works : concreting(1:1.5:3) for 66KV DD Type Towers | EA | 48 |  | Included | 0 | 0 | 0
98 | 7000015663 | 800 | 40 | 430 | 66KV New Line Works | 100017856 | 998335 |  | 18 |  | Concreting (including all associated works related to foundation not covered in excavation and reinforcemt steel works : Lean for66KV DD Type Towers | EA | 48 |  | Included | 0 | 0 | 0
99 | 7000015663 | 800 | 40 | 440 | 66KV New Line Works | 100017857 | 998335 |  | 18 |  | Supply and placement of reinforcement steel (Fe 500) (For DD Towers) | EA | 48 |  | Included | 0 | 0 | 0
100 | 7000015663 | 800 | 40 | 450 | 66KV New Line Works | 100017681 | 998335 |  | 18 |  | Installation of steel grillage foundation, stub reinforcement/frames for 66KV Towers etc. (including all related works related tofoundation) | EA | 2 |  | Included | 0 | 0 | 0
101 | 7000015663 | 800 | 40 | 460 | 66KV New Line Works | 100017682 | 998335 |  | 18 |  | Installation of steel parts (MS channel sections) for avalanche protection structure for various types of 66KV towers. | EA | 2 |  | Included | 0 | 0 | 0
102 | 7000015663 | 800 | 40 | 470 | 66KV New Line Works | 100017683 | 998335 |  | 18 |  | Concreting M20 (1:1.5:3) Mix for avlanche protection deflection wall (including all associated works related to including requisitemeasures for cold weather concreting as per relevant standards/practices), for 66KV towers | EA | 2 |  | Included | 0 | 0 | 0
103 | 7000015663 | 800 | 40 | 480 | 66KV New Line Works | 100017684 | 998335 |  | 18 |  | Supply and placement of Reinforcement Steel for avalanche protection deflection wall for 66KV Towers | EA | 2 |  | Included | 0 | 0 | 0
104 | 7000015663 | 800 | 40 | 490 | 66KV New Line Works | 100001282 | 995444 |  | 18 |  | Installation of Span Markers for aviation requirements | EA | 67 |  | Included | 0 | 0 | 0
105 | 7000015663 | 800 | 40 | 500 | 66KV New Line Works | 100001283 | 995444 |  | 18 |  | Installation of Obstruction Lights for Aviation requirements: 1 Medium Intensity + 2 Low Intensity | SET | 68 |  | Included | 0 | 0 | 0
106 | 7000015663 | 800 | 40 | 510 | 66KV New Line Works | 100008577 | 995473 |  | 18 |  | Painting of Normal Towers | EA | 68 |  | Included | 0 | 0 | 0
107 | 7000015663 | 800 | 40 | 520 | 66KV New Line Works | 100017685 | 998335 |  | 18 |  | Protection of 66KV Towers including -Random rubble stone masonary including excavation (1:5 cementconcrete) Stone bound ingalvanising wire netting including excavation & Back filling and levelling of volumes enclosed by revetment & M15 Conc. Nominal Mix1:2:4 for top seal cover. | EA | 15 |  | Included | 0 | 0 | 0
[11 empty] | Total Installation Charges |  |  |  | 0 |  |  | 0
[11 empty] | Total GST as confirmed by Bidder |  |  |  |  | 0
* | In case the bidder leaves the cell for confirmation of the SAC and/or GST rate “blank”, the SAC and corresponding GST rate indicated by the Employer shall be deemed to be the one confirmed by the Bidder.
Date : |  |  | --
Place : | [11 empty] | Printed Name :
Designation :
Click for Sch-4

## Sch-3 Dis (hidden)
Specification No.: 5002001922/OTHERS/DOM/A04-CC CS -5 |  |  |  |  | Schedule - 3
Rural Electrification Work under Prime Minister’s Development Project (PMDP) in Leh & Kargil Districts of UT of Ladakh | [7 empty] | As per Lum-sum |  | 0%
(SCHEDULE OF RATES AND PRICES : ERECTION CHARGES) | [7 empty] | AS per Percent |  | #REF!
[8 empty] | As per lum-sum on Sch-3 |  | 0%
Bidder’s Name and Address (Lead Partner) : |  |  |  | To: |  |  |  | As per Percent on Sch-3 |  | #REF!
|  |  |  | Contracts Services, 3rd Floor |  |  |  | Total Discount |  | #REF!
Name : | …….. …….. …….. …….. …….. …….. |  |  | Power Grid Corporation of India Ltd.,
Address : | …….. …….. …….. …….. …….. …….. |  |  | "Saudamini", Plot No.-2
| …….. …….. …….. …….. …….. …….. |  |  | Sector-29, |  |  |  | Multipackage lum-sum |  | 0%
| …….. …….. …….. …….. …….. …….. |  |  | Gurgaon (Haryana) - 122001
[5 empty] | All Prices are in Indian Rupees. |  |  |  | Amount after Discount (Rs.) |  | Dis Alert | Amount after MPD (Rs.)
SI. No. | Description | Unit | Quantity | Unit Erection Charges | Total Erection Charges |  |  |  | Unit Erection Charges | Total Erection Charges |  | Unit Erection Charges | Total Erection Charges
1 | 2 | 3 | 4 | 5 | 6 = 4 x 5 |  |  |  | 5 | 6 = 4 x 5 |  | 5 | 6 = 4 x 5
#REF! | #REF!
#REF! | #REF!
| #REF! | #REF! | #REF! | #REF! | #REF!
| #REF! | #REF! | #REF! | #REF! | #REF!
#REF! | #REF! |  |  |  |  | (a) | Detailed Soil Investigation
| #REF! | #REF! | #REF! | #REF! | #REF! | (b) | All kinds of soil except fissured rock & hard rock
| #REF! | #REF! | #REF! | #REF! | #REF! | (e) | River Crossing Location
| #REF! | #REF! | #REF! | #REF! | #REF! | (f)
#REF! | #REF!
| #REF! | #REF! | #REF! | #REF! | #REF!
| #REF! | #REF! | #REF! | #REF! | #REF!
| #REF! | #REF! | #REF! | #REF! | #REF!
#REF! | #REF!
#REF! | #REF!
| #REF! | #REF! | #REF! | #REF! | #REF!
| #REF! | #REF! | #REF! | #REF! | #REF!
| #REF! | #REF! | #REF! | #REF! | #REF!
| #REF! | #REF! | #REF! | #REF! | #REF!
| #REF! | #REF! | #REF! | #REF! | #REF!
#REF! | #REF!
| #REF! | #REF! | #REF! | #REF! | #REF!
| #REF! | #REF! | #REF! | #REF! | #REF!
#REF! | #REF! | #REF! | #REF! | #REF! | #REF!
#REF! | #REF! | #REF! | #REF! | #REF! | #REF!
#REF! | #REF!
| #REF! | #REF! | #REF! | #REF! | #REF!
#REF! | #REF!
| #REF! | #REF! | #REF! | #REF! | #REF!
| #REF! | #REF! | #REF! | #REF! | #REF!
#REF! | #REF!
| #REF! | #REF! | #REF! | #REF! | #REF!
| #REF! | #REF! | #REF! | #REF! | #REF!
| #REF! | #REF! | #REF! | #REF! | #REF!
| #REF! | #REF! | #REF! | #REF! | #REF!
| #REF! | #REF! | #REF! | #REF! | #REF!
| #REF! | #REF! | #REF! | #REF! | #REF!
#REF!
| #REF! | #REF! | #REF! | #REF! | #REF!
| #REF! | #REF! | #REF! | #REF! | #REF!
| #REF! | #REF! | #REF! | #REF! | #REF!
| #REF! | #REF! | #REF! | #REF! | #REF!
#REF! | #REF!
#REF!
| #REF! | #REF! | #REF! | #REF! | #REF!
#REF! | #REF!
#REF! | #REF! | #REF! | #REF! | #REF! | #REF!
#REF! | #REF!
#REF! | #REF! | #REF! | #REF! | #REF! | #REF!
#REF! | #REF! | #REF! | #REF! | #REF! | #REF!
#REF! | #REF!
| #REF! | #REF! | #REF! | #REF! | #REF!
| Total Erection Price (A+B) |  |  |  | #REF!
Date : | --
Place : |  |  | Printed Name :
Designation :
Click for Sch-4

## Sch-4
Specification No.: 5002001922/OTHERS/DOM/A04-CC CS -5 | [15 empty] | Schedule - 4
Rural Electrification Work under Prime Minister’s Development Project (PMDP) in Leh & Kargil Districts of UT of Ladakh
(SCHEDULE OF RATES AND PRICES )
Bidder’s Name and Address (Lead Partner) : | [14 empty] | To:
Contracts Services, 3rd Floor
Name : | …….. …….. …….. …….. …….. …….. | [13 empty] | Power Grid Corporation of India Ltd.,
Address : | …….. …….. …….. …….. …….. …….. | [13 empty] | "Saudamini", Plot No.-2
| …….. …….. …….. …….. …….. …….. | [13 empty] | Sector-29,
| …….. …….. …….. …….. …….. …….. | [13 empty] | Gurgaon (Haryana) - 122001
Training Charges for Training to be imparted
SI. No. | PR No | PR Line Item No | Activity Header | PR Activity No | Activity Description | Service Code | SAC (Service Accounting Codes) | Whether SAC in column '8’ is confirmed. If not indicate applicable the SAC * | Rate of GST applicable ( in %) | Whether rate of GST in column ‘4’ is confirmed. If not indicate applicable rate of GST * | Description | Unit | Quantity | Unit Training Charges excluding GST | Total Training Charges excluding GST | Total GST as confirmed by Bidder
1 | 2 | 3 | 4 | 5 | 6 | 7 | 8 | 9 | 10 | 11 | 12 | 13 | 14 | 15 | 16 = 14 x 15 | 17
[17 empty] | Revaluation of J column | Tax Calculation
NOT APPLICABLE | [16 empty] | Revaluation of J column | Tax Calculation
[15 empty] | Included | 0 | 0 | 0
[9 empty] | Total Training Charges | [5 empty] | 0 |  |  | 0
[9 empty] | Total GST as confirmed by Bidder | [6 empty] | 0
Date : | -- | [12 empty] | Printed Name :
Place : | [13 empty] | Designation :
Click for Sch-5

## Sch-4b (hidden)
Specification No.: 5002001922/OTHERS/DOM/A04-CC CS -5 | [15 empty] | Schedule - 4b
Rural Electrification Work under Prime Minister’s Development Project (PMDP) in Leh & Kargil Districts of UT of Ladakh
(SCHEDULE OF RATES AND PRICES )
Bidder’s Name and Address (Lead Partner) : | [14 empty] | To:
Contracts Services, 3rd Floor
Name : | …….. …….. …….. …….. …….. …….. | [13 empty] | Power Grid Corporation of India Ltd.,
Address : | …….. …….. …….. …….. …….. …….. | [13 empty] | "Saudamini", Plot No.-2
| …….. …….. …….. …….. …….. …….. | [13 empty] | Sector-29,
| …….. …….. …….. …….. …….. …….. | [13 empty] | Gurgaon (Haryana) - 122001
Maintenance Charges during & after Defect Laibility Period
SI. No. | PR No | PR Line Item No | Activity Header | PR Activity No | Activity Description | Service Code | SAC (Service Accounting Codes) | Whether SAC in column '8’ is confirmed. If not indicate applicable the SAC * | Rate of GST applicable ( in %) | Whether rate of GST in column ‘4’ is confirmed. If not indicate applicable rate of GST * | Description | Unit | Quantity | Unit Maintenance Charges excluding GST | Total Maintenance Charges excluding GST | Total GST as confirmed by Bidder
1 | 2 | 3 | 4 | 5 | 6 | 7 | 8 | 9 | 10 | 11 | 12 | 13 | 14 | 15 | 16 = 14 x 15 | 17
| 0 | [15 empty] | Revaluation of P column | Tax Calculation
A. | #REF! | [15 empty] | Revaluation of P column | Tax Calculation
1 | [14 empty] | Included | 0 | 0 | 0
2 | [14 empty] | Included | 0 | 0 | 0
3 | [14 empty] | Included | 0 | 0 | 0
4 | [14 empty] | Included | 0 | 0 | 0
B. | #REF! | [15 empty] | Revaluation of P column | Tax Calculation
1 | [14 empty] | Included | 0 | 0 | 0
2 | [14 empty] | Included | 0 | 0 | 0
3 | [14 empty] | Included | 0 | 0 | 0
4 | [14 empty] | Included | 0 | 0 | 0
[9 empty] | Total Maintenance Charges during and after Defect Liabilty Period | [5 empty] | 0 |  |  | 0
[9 empty] | Total GST as confirmed by Bidder | [6 empty] | 0
Date : | -- | [12 empty] | Printed Name :
Place : | [13 empty] | Designation :
Click for Sch-5

## Sch-5
Specification No.: 5002001922/OTHERS/DOM/A04-CC CS -5 |  |  |  | Schedule - 5
Rural Electrification Work under Prime Minister’s Development Project (PMDP) in Leh & Kargil Districts of UT of Ladakh
(SUMMARY OF TAXES & DUTIES APPLICABLE ON PLANT & EQUIPMENT)
Bidder’s Name and Address (Lead Partner) : |  |  | To:
Contracts Services, 3rd Floor
Name : | …….. …….. …….. …….. …….. …….. |  | Power Grid Corporation of India Ltd.,
Address : | …….. …….. …….. …….. …….. …….. |  | "Saudamini", Plot No.-2
| …….. …….. …….. …….. …….. …….. |  | Sector-29,
| …….. …….. …….. …….. …….. …….. |  | Gurgaon (Haryana) - 122001
Sl. No. | Item Nos. |  | Total Price (INR) |  | After Discount |  | After MPDiscount
1 | TOTAL GST ON GOODS |  |  |  | Excise Duty | #REF! | Excise Duty | #REF!
| Total GST for Supply of Goods (inter-alia including Type Test Charges) between the Contractor and the Employer (identified in Schedule 1') which are not included in the Ex-works price as per the provision of the Bidding Documents, as applicable. |  | 0
2 | TOTAL GST ON SERVICES |  |  |  | Sales Tax | 0 | Sales Tax | 0
| Total GST on Installation Services (Schedule-3), Training to be imparted in India (Schedule-4) |  | 0 |  | #REF! | 0 | #REF! | 0
| GRAND TOTAL [1+2] |  | 0 |  | Grand Total after Discount | #REF! | Grand Total after MPD | #REF!
Date : | -- | Printed Name :
Place : |  | Designation :
Click for Sch-6

## Sch-5 Dis (hidden)
Specification No.: 5002001922/OTHERS/DOM/A04-CC CS -5 |  |  |  | Schedule - 5
Rural Electrification Work under Prime Minister’s Development Project (PMDP) in Leh & Kargil Districts of UT of Ladakh
SUMMARY OF TAXES & DUTIES APPLICABLE ON GOODS
Bidder’s Name and Address (Lead Partner) : |  |  | To:
Contracts Services, 3rd Floor
Name : | …….. …….. …….. …….. …….. …….. |  | Power Grid Corporation of India Ltd.,
Address : | …….. …….. …….. …….. …….. …….. |  | "Saudamini", Plot No.-2
| …….. …….. …….. …….. …….. …….. |  | Sector-29,
| …….. …….. …….. …….. …….. …….. |  | Gurgaon (Haryana) - 122001
Sl. No. | Item Nos. |  | Total Price (INR)
1 | TOTAL GST ON GOODS |  | 0
Total GST for Supply of Goods (inter-alia including Type Test Charges) between the Contractor and the Employer (identified in Schedule 1') which are not included in the Ex-works price as per the provision of the Bidding Documents, as applicable.
2 | TOTAL GST ON SERVICES |  | 0
Total GST on Installation Services (Schedule-3), Training to be imparted in India (Schedule-4a) and Maintenance Charges during and after Defect Liabilty Period (Schedule-4b)
| GRAND TOTAL [1+2] |  | 0
Date : | -- | Printed Name :
Place : |  | Designation :
Click for Sch-6

## Sch-6
Specification No.: 5002001922/OTHERS/DOM/A04-CC CS -5 |  |  | Schedule - 6
Rural Electrification Work under Prime Minister’s Development Project (PMDP) in Leh & Kargil Districts of UT of Ladakh
(GRAND SUMMARY)
Bidder’s Name and Address (Lead Partner) : |  |  | To:
Contracts Services, 3rd Floor
Name : | …….. …….. …….. …….. …….. …….. |  | Power Grid Corporation of India Ltd.,
Address : | …….. …….. …….. …….. …….. …….. |  | "Saudamini", Plot No.-2
| …….. …….. …….. …….. …….. …….. |  | Sector-29,
| …….. …….. …….. …….. …….. …….. |  | Gurgaon (Haryana) - 122001
Sl. No. | Description |  | Total Price (INR)
1 | TOTAL SCHEDULE NO. 1 |  | 0
Ex-works price of Plant and Equipment including Type Test Charges
2 | TOTAL SCHEDULE NO. 2 |  | 0
Local Transportation, In-transit Insurance, loading & unloading
3 | TOTAL SCHEDULE NO. 3 |  | 0
Installation Charges
4 | TOTAL SCHEDULE NO. 4 |  | 0
Training Charges
4b | TOTAL SCHEDULE NO. 4b |  | 0
Maintenance Charges during & after Defect Laibility Period
5 | TOTAL SCHEDULE NO. 5 |  | 0
Taxes and Duties
6 | TOTAL SCHEDULE NO. 7 |  | 0
Type Test Charges [Total of this Schedule is included in Schedule - 1 above.]
| GRAND TOTAL [1+2+3+4+5] |  | 0
Date : | -- | Printed Name :
Place : |  | Designation :
Click for Sch-7

## Sch-6 After Discount
Specification No.: 5002001922/OTHERS/DOM/A04-CC CS -5 |  |  | Schedule - 6 After Discount
Rural Electrification Work under Prime Minister’s Development Project (PMDP) in Leh & Kargil Districts of UT of Ladakh
(GRAND SUMMARY)
Bidder’s Name and Address (Lead Partner) : |  |  | To:
Contracts Services, 3rd Floor
Name : | …….. …….. …….. …….. …….. …….. |  | Power Grid Corporation of India Ltd.,
Address : | …….. …….. …….. …….. …….. …….. |  | "Saudamini", Plot No.-2
| …….. …….. …….. …….. …….. …….. |  | Sector-29,
| …….. …….. …….. …….. …….. …….. |  | Gurgaon (Haryana) - 122001
Sl. No. | Description |  | Total Price (INR)
1 | TOTAL SCHEDULE NO. 1 |  | 0
Ex-works price of Plant and Equipment including Type Test Charges
2 | TOTAL SCHEDULE NO. 2 |  | 0
Local Transportation, In-transit Insurance, loading & unloading
3 | TOTAL SCHEDULE NO. 3 |  | 0
Installation Charges
4 | TOTAL SCHEDULE NO. 4 |  | 0
Training Charges
4b | TOTAL SCHEDULE NO. 4b |  | 0
Maintenance Charges during & after Defect Laibility Period
5 | TOTAL SCHEDULE NO. 5 |  | 0
Taxes and Duties
6 | TOTAL SCHEDULE NO. 7 |  | 0
Type Test Charges [Total of this Schedule is included in Schedule - 1 above.]
| GRAND TOTAL [1+2+3+4+5] |  | 0
Date : | -- | Printed Name :
Place : |  | Designation :
Click for Sch-7

## Sch-7
Specification No.: 5002001922/OTHERS/DOM/A04-CC CS -5 | [11 empty] | Schedule 7
Rural Electrification Work under Prime Minister’s Development Project (PMDP) in Leh & Kargil Districts of UT of Ladakh | [15 empty] | As per Lum-sum |  | 0%
(SCHEDULE OF RATES AND PRICES ) | [15 empty] | AS per Percent |  | #REF!
[16 empty] | As per lum-sum on Sch-7 |  | 0%
Bidder’s Name and Address (Lead Partner) : | [9 empty] | To: | [5 empty] | As per Percent on Sch-7 |  | #REF!
[10 empty] | Contracts Services, 3rd Floor | [5 empty] | Total Discount |  | #REF!
Name : | [7 empty] | …….. …….. …….. …….. …….. …….. |  | Power Grid Corporation of India Ltd.,
Address : | [7 empty] | …….. …….. …….. …….. …….. …….. |  | "Saudamini", Plot No.-2
[8 empty] | …….. …….. …….. …….. …….. …….. |  | Sector-29, | [5 empty] | Multipackage Discount |  | 0%
[8 empty] | …….. …….. …….. …….. …….. …….. |  | Gurgaon (Haryana) - 122001
Type tests on Earthwire, Hardwar Fittings & accessories of conductor & earthwire:
SL. NO. | PR No | Line Item No | Code | HSN Code | Whether HSN in column ‘2’ is confirmed. If not indicate applicable the HSN code * | Rate of GST applicable ( in %) | Whether rate of GST in column ‘4’ is confirmed. If not indicate applicable rate of GST * | Description of Test | Unit | Quantity | Unit Test Charge | Total Test Charges (Rs.) | Total GST as confirmed by Bidder | Revaluation of M column | Tax Calculation |  | Total Test Charges After Discount (Rs.) |  | Dis Alert | Total Test Charges After MPD (Rs.)
1 | 2 | 3 | 4 | 5 | 6 | 7 | 8 | 9 | 10 | 11 | 12 | 13 = 10 x 11 | 14
I
1 | [11 empty] | Included | 0 | 0 | 0
2 | [11 empty] | Included | 0 | 0 | 0
NOT APPLICABLE
[8 empty] | TOTAL TYPE TEST CHARGES |  |  |  | 0
[8 empty] | Total GST as confirmed by Bidder |  |  |  |  | 0
Date : |  |  |  | -- |  |  |  |  | Printed Name :
Place : | [8 empty] | Designation :
Note : |  |  |  | Bidder should indicate the name of test laboratories where type tests are proposed to be conducted
Specification No.: 5002001922/OTHERS/DOM/A04-CC CS -5
Rural Electrification Work under Prime Minister’s Development Project (PMDP) in Leh & Kargil Districts of UT of Ladakh | [7 empty] | 0 | 0
(SCHEDULE OF RATES AND PRICES ) | [7 empty] | 0 | 0
Bidder’s Name and Address (Lead Partner) :
[8 empty] | 0 | 0
Name : | [7 empty] | …….. …….. …….. …….. …….. …….. | 0
Address : | [7 empty] | …….. …….. …….. …….. …….. …….. | 0
[8 empty] | …….. …….. …….. …….. …….. …….. | 0
[8 empty] | …….. …….. …….. …….. …….. …….. | 0
SL. NO. | [7 empty] | Description of Test | #REF!
#REF! | [7 empty] | #REF! | #REF!
#REF! | [7 empty] | #REF!
#REF! | [7 empty] | #REF! | #REF!
#REF! | [7 empty] | #REF! | #REF!
[8 empty] | #REF! | #REF!
#REF! | [7 empty] | #REF!
#REF! | [7 empty] | #REF!
#REF! | [7 empty] | #REF!
#REF! | [7 empty] | #REF! | #REF!
#REF! | [7 empty] | #REF! | #REF!
#REF! | [7 empty] | #REF! | #REF!
#REF! | [7 empty] | #REF! | #REF!
[8 empty] | #REF! | #REF!
#REF! | [7 empty] | #REF!
#REF! | [7 empty] | #REF! | #REF!
#REF! | [7 empty] | #REF! | #REF!
#REF! | [7 empty] | #REF! | #REF!
#REF! | [7 empty] | #REF! | #REF!
[8 empty] | #REF! | #REF!
#REF! | [7 empty] | #REF!
#REF! | [7 empty] | #REF! | #REF!
#REF! | [7 empty] | #REF! | #REF!
#REF! | [7 empty] | #REF! | #REF!
[8 empty] | #REF! | #REF!
#REF! | [7 empty] | #REF!
#REF! | [7 empty] | #REF! | #REF!
#REF! | [7 empty] | #REF! | #REF!
#REF! | [7 empty] | #REF! | #REF!
[8 empty] | #REF! | #REF!
#REF! | [7 empty] | #REF!
#REF! | [7 empty] | #REF! | #REF!
#REF! | [7 empty] | #REF! | #REF!
#REF! | [7 empty] | #REF! | #REF!
#REF! | [7 empty] | #REF! | #REF!
[8 empty] | #REF! | #REF!
[8 empty] | #REF! | #REF!
#REF! | [7 empty] | #REF!
#REF! | [7 empty] | #REF!
#REF! | [7 empty] | #REF! | #REF!
#REF! | [7 empty] | #REF! | #REF!
#REF! | [7 empty] | #REF! | #REF!
[8 empty] | #REF! | #REF!
[8 empty] | #REF! | #REF!
#REF! | [7 empty] | #REF!
#REF! | [7 empty] | #REF!
#REF! | [7 empty] | #REF! | #REF!
#REF! | [7 empty] | #REF! | #REF!
#REF! | [7 empty] | #REF! | #REF!
#REF! | [7 empty] | #REF! | #REF!
#REF! | [7 empty] | #REF! | #REF!
[8 empty] | #REF! | #REF!
#REF! | [7 empty] | #REF!
#REF! | [7 empty] | #REF! | #REF!
#REF! | [7 empty] | #REF! | #REF!
#REF! | [7 empty] | #REF! | #REF!
#REF! | [7 empty] | #REF! | #REF!
#REF! | [7 empty] | #REF! | #REF!
#REF! | [7 empty] | #REF! | #REF!
[8 empty] | #REF! | #REF!
#REF! | [7 empty] | #REF!
#REF! | [7 empty] | #REF! | #REF!
#REF! | [7 empty] | #REF! | #REF!
#REF! | [7 empty] | #REF! | #REF!
#REF! | [7 empty] | #REF! | #REF!
#REF! | [7 empty] | #REF! | #REF!
#REF! | [7 empty] | #REF! | #REF!
#REF! | [7 empty] | #REF! | #REF!
#REF! | [7 empty] | #REF! | #REF!
#REF! | [7 empty] | #REF! | #REF!
[8 empty] | #REF! | #REF!
#REF! | [7 empty] | #REF!
#REF! | [7 empty] | #REF! | #REF!
#REF! | [7 empty] | #REF! | #REF!
#REF! | [7 empty] | #REF! | #REF!
[8 empty] | #REF! | #REF!
#REF! | [7 empty] | #REF!
#REF! | [7 empty] | #REF! | #REF!
#REF! | [7 empty] | #REF! | #REF!
#REF! | [7 empty] | #REF! | #REF!
[8 empty] | #REF! | #REF!
#REF! | [7 empty] | #REF!
#REF! | [7 empty] | #REF! | #REF!
#REF! | [7 empty] | #REF! | #REF!
[8 empty] | #REF! | #REF!
#REF! | [7 empty] | #REF!
#REF! | [7 empty] | #REF! | #REF!
#REF! | [7 empty] | #REF! | #REF!
#REF! | [7 empty] | #REF! | #REF!
#REF! | [7 empty] | #REF! | #REF!
#REF! | [7 empty] | #REF! | #REF!
#REF! | [7 empty] | #REF! | #REF!
[8 empty] | #REF! | #REF!
#REF! | [7 empty] | #REF!
#REF! | [7 empty] | #REF! | #REF!
#REF! | [7 empty] | #REF! | #REF!
#REF! | [7 empty] | #REF! | #REF!
#REF! | [7 empty] | #REF! | #REF!
#REF! | [7 empty] | #REF!
#REF! | [7 empty] | #REF! | #REF!
#REF! | [7 empty] | #REF! | #REF!
#REF! | [7 empty] | #REF! | #REF!
#REF! | [7 empty] | #REF! | #REF!
[8 empty] | #REF! | #REF!
[8 empty] | #REF! | #REF!
[8 empty] | #REF! | #REF!
Click for Bid Form 2nd Envelope

## Sch-7 Dis (hidden)
Specification No.: 5002001922/OTHERS/DOM/A04-CC CS -5
Rural Electrification Work under Prime Minister’s Development Project (PMDP) in Leh & Kargil Districts of UT of Ladakh | [6 empty] | As per Lum-sum |  | 0%
(SCHEDULE OF RATES AND PRICES : TYPE TEST CHARGES) | [6 empty] | AS per Percent |  | #REF!
[7 empty] | As per lum-sum on Sch-7 |  | 0%
Bidder’s Name and Address (Lead Partner) : |  |  |  | To: |  |  | As per Percent on Sch-7 |  | #REF!
|  |  |  | Contracts Services, 3rd Floor |  |  | Total Discount |  | #REF!
Name : | …….. …….. …….. …….. …….. …….. |  |  | Power Grid Corporation of India Ltd.,
Address : | …….. …….. …….. …….. …….. …….. |  |  | "Saudamini", Plot No.-2
| …….. …….. …….. …….. …….. …….. |  |  | Sector-29, |  |  | Multipackage Discount |  | 0%
| …….. …….. …….. …….. …….. …….. |  |  | Gurgaon (Haryana) - 122001
Type Tests on Earthwire
SL. NO. | Description of Test | Unit | Quantity | Unit Test Charge | Total Test Charges (Rs.) |  |  | Total Test Charges After Discount (Rs.) |  | Dis Alert | Total Test Charges After MPD (Rs.)
I | #REF!
(a) | #REF! | #REF! | #REF! | #REF! | #REF!
(b) | #REF! | #REF! | #REF! | #REF! | #REF!
| Sub-Total (I) |  |  |  | #REF!
| TOTAL TEST CHARGES (I) |  |  |  | #REF!
[7 empty] | Discount Sche-7 | #REF! |  | MPD Sche-7 | #REF!
[7 empty] | Dis Alert | #REF!
Signature :
Date : | -- | Printed Name :
Place : |  | Designation :
Common Seal :
Note : | Bidder should indicate the name of test laboratories where type tests are proposed to be conducted
Specification No.: 5002001922/OTHERS/DOM/A04-CC CS -5
Rural Electrification Work under Prime Minister’s Development Project (PMDP) in Leh & Kargil Districts of UT of Ladakh | 0 | 0 |  |  |  | 0
(SCHEDULE OF RATES AND PRICES : TYPE TEST CHARGES) | 0 | 0 |  |  |  | 0
Bidder’s Name and Address (Lead Partner) : | [5 empty] | 0
| 0 | 0 |  |  |  | 0
Name : | …….. …….. …….. …….. …….. …….. | 0 |  |  |  | 0
Address : | …….. …….. …….. …….. …….. …….. | 0 |  |  |  | 0
| …….. …….. …….. …….. …….. …….. | 0 |  |  |  | 0
| …….. …….. …….. …….. …….. …….. | 0 |  |  |  | 0
SL. NO. | Description of Test | 0
#REF! | #REF! | #REF!
#REF! | #REF!
#REF! | #REF! | #REF!
#REF! | #REF! | #REF!
| #REF! | #REF!
#REF! | #REF!
#REF! | #REF!
#REF! | #REF!
#REF! | #REF! | #REF!
#REF! | #REF! | #REF!
#REF! | #REF! | #REF!
#REF! | #REF! | #REF!
| #REF! | #REF!
#REF! | #REF!
#REF! | #REF! | #REF!
#REF! | #REF! | #REF!
#REF! | #REF! | #REF!
#REF! | #REF! | #REF!
| #REF! | #REF!
#REF! | #REF!
#REF! | #REF! | #REF!
#REF! | #REF! | #REF!
#REF! | #REF! | #REF!
| #REF! | #REF!
#REF! | #REF!
#REF! | #REF! | #REF!
#REF! | #REF! | #REF!
#REF! | #REF! | #REF!
| #REF! | #REF!
#REF! | #REF!
#REF! | #REF! | #REF!
#REF! | #REF! | #REF!
#REF! | #REF! | #REF!
#REF! | #REF! | #REF!
| #REF! | #REF!
| #REF! | #REF!
#REF! | #REF!
#REF! | #REF!
#REF! | #REF! | #REF!
#REF! | #REF! | #REF!
#REF! | #REF! | #REF!
| #REF! | #REF!
| #REF! | #REF!
#REF! | #REF!
#REF! | #REF!
#REF! | #REF! | #REF!
#REF! | #REF! | #REF!
#REF! | #REF! | #REF!
#REF! | #REF! | #REF!
#REF! | #REF! | #REF!
| #REF! | #REF!
#REF! | #REF!
#REF! | #REF! | #REF!
#REF! | #REF! | #REF!
#REF! | #REF! | #REF!
#REF! | #REF! | #REF!
#REF! | #REF! | #REF!
#REF! | #REF! | #REF!
| #REF! | #REF!
#REF! | #REF!
#REF! | #REF! | #REF!
#REF! | #REF! | #REF!
#REF! | #REF! | #REF!
#REF! | #REF! | #REF!
#REF! | #REF! | #REF!
#REF! | #REF! | #REF!
#REF! | #REF! | #REF!
#REF! | #REF! | #REF!
#REF! | #REF! | #REF!
| #REF! | #REF!
#REF! | #REF!
#REF! | #REF! | #REF!
#REF! | #REF! | #REF!
#REF! | #REF! | #REF!
| #REF! | #REF!
#REF! | #REF!
#REF! | #REF! | #REF!
#REF! | #REF! | #REF!
#REF! | #REF! | #REF!
| #REF! | #REF!
#REF! | #REF!
#REF! | #REF! | #REF!
#REF! | #REF! | #REF!
| #REF! | #REF!
#REF! | #REF!
#REF! | #REF! | #REF!
#REF! | #REF! | #REF!
#REF! | #REF! | #REF!
#REF! | #REF! | #REF!
#REF! | #REF! | #REF!
#REF! | #REF! | #REF!
| #REF! | #REF!
#REF! | #REF!
#REF! | #REF! | #REF!
#REF! | #REF! | #REF!
#REF! | #REF! | #REF!
#REF! | #REF! | #REF!
#REF! | #REF!
#REF! | #REF! | #REF!
#REF! | #REF! | #REF!
#REF! | #REF! | #REF!
#REF! | #REF! | #REF!
| #REF! | #REF!
| #REF! | #REF!
| #REF! | #REF!
Click for Bid Form 2nd Envelope

## Discount
AAABBAAAABBf
Specification No.: 5002001922/OTHERS/DOM/A04-CC CS -5 |  |  |  |  | Letter of Discount
LETTER OF DISCOUNT
To:
Contract Services
Power Grid Corporation of India Ltd.,
"Saudamini", Plot No.-2
Sector-29, (near IFFCO Chowk)
Gurgaon (Haryana) - 122001
Subject : |  | Rural Electrification Work under Prime Minister’s Development Project (PMDP) in Leh & Kargil Districts of UT of Ladakh
Dear Sir
With reference to the subject tender, we hereby offer unconditional discount on the prices quoted by us as per details given here below : | [6 empty] | Eq Weightage of Rs/ % | Final Discount Factor
| 1 | Discount on lum-sum basis on total price quoted by us without Taxes & Duties. [The discount shall be proportionately applicable on all the items of all the Schdules i.e. Sch-1 (without type test charges), Sch-2, Sch-3, Sch-4a, Sch-4b & Sch-7] In Rs. |  |  |  | 0 | 0%
| 2 | Discount on percent basis on total price quoted by us without Taxes & Duties. [The discount shall be applicable on all the items of all the Schdules i.e. Sch-1 (without type test charges), Sch-2 , Sch-3, Sch-4a, Sch-4b & Sch-7] In Percent (%) |  |  |  | 0 | 0%
| 3 | Discount on lum-sum basis on the Schedules as given below : [The discount shall be proportionately applicable on all the relevent items of the respective Schdules.] In Rs.
|  | Schedule-1 : Ex works prices |  | In Rs. |  | 0 | 0% | Schedule-1 : Ex-Works Price | 0%
|  | Schedule-2 : Freight & Insurance |  | In Rs. |  | 0 | 0% | Schedule-2 : Freight & Insurance | 0%
|  | Schedule-3 : Erection Charges |  | In Rs. |  | 0 | 0% | Schedule-3 : Erection Charges | 0%
|  | Schedule-4a : Training Charges |  | In Rs. |  | 0 | 0% | Schedule-4a : Training Charges | 0%
|  | Schedule-4b : Maintenance Charges during and after DLP |  | In Rs. |  | 0 | 0% | Schedule-4b : Maintenance Charges | 0%
|  | Schedule-7 : Type Test Charges |  | In Rs. |  | 0 | 0% | Schedule-7 : Type Test Charges | 0%
| 4 | Discount on percent basis on the Schedules as given below : [The discount shall be applicable on all the relevent items of the respective Schdules.] In Percent (%)
|  | Schedule-1 : Ex works prices |  | In Percent (%) |  | 0 | 0%
|  | Schedule-2 : Freight & Insurance |  | In Percent (%) |  | 0 | 0%
|  | Schedule-3 : Erection Charges |  | In Percent (%) |  | 0 | 0%
|  | Schedule-4a : Training Charges |  | In Percent (%) |  | 0 | 0%
|  | Schedule-4b : Maintenance Charges during and after DLP |  | In Percent (%) |  | 0 | 0%
|  | Schedule-7 : Type Test Charges |  | In Percent (%) |  | 0 | 0%
Discount(s) offered at sl. No. 1 to 4 will get displayed and accounted for automatically in the respective items of the Schedules.
| 5 | We hereby offer Multi-package discount as given below:
Multi-Package Discount(s) offered at sl. No. 5 will not get automatically accounted for in the respective items of the Schedules. The same shall be worked out saparately for evaluation.
Please consider this letter of discount as the integral part of our price bid.
Thanking you, we remain,
Yours faithfully,
For and on behalf of …….. …….. …….. …….. …….. ……..
Date : |  | -- | Printed Name :
Place : |  |  | Designation :
Click for Bid Form

## Octroi (hidden)
Details of Octroi
Sl No. | Description of Items | Amount on which Octroi is applicable | Rate of Octroi | Octroi
(1) | (2) | (3) | (4) | (5) =(3) x (4)
1 |  |  |  | 0
2 |  |  |  | 0
3 |  |  |  | 0
4 |  |  |  | 0
5 |  |  |  | 0
6 |  |  |  | 0
7 |  |  |  | 0
8 |  |  |  | 0
9 |  |  |  | 0
10 |  |  |  | 0
| Total |  |  | 0
Back to Sch 5

## Entry Tax (hidden)
Details of Entry Tax
Sl No. | Description of Items | Amount on which Entry Tax is applicable | Rate of Entry Tax | Entry Tax
(1) | (2) | (3) | (4) | (5) =(3) x (4)
1 |  |  |  | 0
2 |  |  |  | 0
3 |  |  |  | 0
4 |  |  |  | 0
5 |  |  |  | 0
6 |  |  |  | 0
7 |  |  |  | 0
8 |  |  |  | 0
9 |  |  |  | 0
10 |  |  |  | 0
| Total |  |  | 0
Back to Sch 5

## Other Taxes & Duties (hidden)
Details of Other Taxes & Duties
Sl No. | Description of Items | Amount on which Other Taxes & Duties are applicable | Description of Taxes & Duties | Rate of Taxes & Duties | Amount of Taxes & Duties
(1) | (2) | (3) | (4) | (5) | (6) =(3) x (4)
1 |  |  |  |  | 0
2 |  |  |  |  | 0
3 |  |  |  |  | 0
4 |  |  |  |  | 0
5 |  |  |  |  | 0
6 |  |  |  |  | 0
7 |  |  |  |  | 0
8 |  |  |  |  | 0
9 |  |  |  |  | 0
10 |  |  |  |  | 0
| Total |  |  |  | 0
Back to Sch 5

## Bid Form 2nd Envelope
Specification No.: 5002001922/OTHERS/DOM/A04-CC CS -5 |  |  |  | Bid Form 2nd Envelope |  | 0 |  |  |  | 1 | st |  | 1 | January
[6 empty] | 0 |  |  |  | 2 | nd |  | 2 | February
BID FORM (Second Envelope) | [9 empty] | 3 | rd |  | 3 | March
[10 empty] | 4 | th |  | 4 | April
Bid Proposal Ref. No. | [9 empty] | 5 | th |  | 5 | May
Date : | -- | [8 empty] | 6 | th | #VALUE! | 6 | June
[10 empty] | 7 | th | #VALUE! | 7 | July
To: | [9 empty] | 8 | th | #VALUE! | 8 | August
Contracts Services, 3rd Floor | [9 empty] | 9 | th | #VALUE! | 9 | September
Power Grid Corporation of India Ltd., | [9 empty] | 10 | th |  | 10 | October
"Saudamini", Plot No.-2 | [9 empty] | 11 | th |  | 11 | November
Sector-29, | [9 empty] | 12 | th |  | 12 | December
Gurgaon (Haryana) - 122001 | [9 empty] | 13 | th
[10 empty] | 14 | th
Name of Contract : | Rural Electrification Work under Prime Minister’s Development Project (PMDP) in Leh & Kargil Districts of UT of Ladakh | [8 empty] | 15 | th
Dear Ladies and/or Gentlemen, | [9 empty] | 16 | th
1 | In continuation of First Envelope of our Bid, we hereby submit the Second Envelope of the Bid, both of which shall be read together and in conjunction with each other, and shall be construed as an integral part of our Bid. Accordingly, we the undersigned, offer to design, manufacture, test, deliver, install and commission (including carrying out Trial Operation, Performance & Guarantee Test as per provision of Technical Specification) under the above-named package in full conformity with the said Bidding Documents for the sum of Rs. 0 (Rs. Zero Only ) or such other sums as may be determined in accordance with the terms and conditions of the Bidding Documents. |  |  |  |  | In continuation of First Envelope of our Bid, we hereby submit the Second Envelope of the Bid, both of which shall be read together and in conjunction with each other, and shall be construed as an integral part of our Bid. Accordingly, we the undersigned, offer to design, manufacture, test, deliver, install and commission (including carrying out Trial Operation, Performance & Guarantee Test as per provision of Technical Specification) under the above-named package in full conformity with the said Bidding Documents for the sum of Rs. | or such other sums as may be determined in accordance with the terms and conditions of the Bidding Documents. | 0 | (Rs. Zero Only ) | 17 | th
| The above amounts are in accordance with the price schedules attached herewith and are made part of this bid. | [8 empty] | 18 | th
2 | Price Schedules | [8 empty] | 19 | th
2.1 | In line with the requirements of the Bidding documents, we enclose herewith the following Price Schedules, duly filled - in as per your proforma: | [8 empty] | 20 | th
| Schedule 1 | Plant and Equipment (Including Mandatory Spare Parts) to be supplied, including Type Test Charges. | [7 empty] | 21 | st
| Schedule 2 | Local Transportation, In-transit Insurance, loading and unloading | [7 empty] | 22 | th
| Schedule 3 | Installation Charges. | [7 empty] | 23 | th
| Schedule 4 | Training charges for training to be imparted. | [7 empty] | 24 | th
| Schedule 4b | Maintenance Charges during & after Defect Laibility Period.
| Schedule 5 | Taxes and Duties not included in Schedule 1 | [7 empty] | 25 | th
| Schedule 6 | Grand Summary [Schedule 1to 5] | [7 empty] | 26 | th
| Schedule 7 | Break-up of Type Test Charges for Type Tests to be conducted | [7 empty] | 27 | th
2.2 | We are aware that the Price Schedules do not generally give a full description of the Work to be performed under each item and we shall be deemed to have read the Technical Specifications and other sections of the Bidding Documents and Drawings to ascertain the full scope of Work included in each item while filling-in the rates and prices. We agree that the entered rates and prices shall be deemed to include for the full scope as aforesaid, including overheads and profit. | [8 empty] | 28 | th
2.3 | We declare that as specified in Clause 11.5, Section –II:ITB, Vol.-I of the Bidding Documents, prices quoted by us in the Price Schedules shall be subject to Price Adjustment during the execution of Contract in accordance with Appendix-2 (Price Adjustment) to the Contract Agreement. | [8 empty] | 29 | th
2.4 | We understand that in the price schedules, where there are errors between the total of the amounts given under the column for the price Breakdown and the amount given under the Total Price, the former shall prevail and the latter will be corrected accordingly. We further understand that where there are discrepancies between amounts stated in figures and amounts stated in words, the amount stated in words shall prevail. Similarly, any discrepancy in the total bid price and that of the summation of Schedule price (price indicated in a Schedule indicating the total of that schedule), the total bid price shall be corrected to reflect the actual summation of the Schedule prices. | [8 empty] | 30 | th
2.5 | We declare that items left blank in the Schedules will be deemed to have been included in other items. The TOTAL for each Schedule and the TOTAL of Grand Summary shall be deemed to be the total price for executing the Facilities and sections thereof in complete accordance with the Contract, whether or not each individual item has been priced. | [8 empty] | 31 | st
3 | We confirm that except as otherwise specifically provided our Bid Prices in this Second Envelope include all taxes, duties, levies and charges as may be assessed on us/our Associate (applicable for Foreign Bidder), our Sub-Contractor/Sub-Vendor or their employees by all municipal, state or national government authorities in connection with the Facilities, in and outside of India.
3.1 | 100% of applicable Taxes and Duties i.e GST which are payable by the Employer under the Contract, shall be reimbursed by the Employer on production of satisfactory documentary evidence by the Contractor in accordance with the provisions of the Bidding Documents.
3.2 | We further understand that notwithstanding 3.0 above, in case of award on us, you shall also bear and pay/reimburse to us, GST applicable on supplies by us to you, imposed on the Plant & Equipment including Mandatory Spare Parts to be incorporated into the Facilities including Type Test charges for Type test to be conducted specified in Schedule No. 1, Installation Services specified in Schedule No. 3, Charges for Training to be imparted specified in Schedule No. 4a and Maintenance Charges during & after Defect Laibility Period specified in Schedule No. 4b of the Price Schedule in this Second Envelope by the Indian Laws.
3.3 | We confirm that we have also registered/we shall also get registered in the GST Network with a GSTIN, in all the states where the project is located and the states from which we shall make our supply of goods.
4 | # (For Joint Venture only) We, the partners of Joint Venture submitting this bid, do agree and confirm that in case of Award of Contract on the Joint Venture, we shall be jointly and severally liable and responsible for the execution of the Contract in accordance with Contract terms and conditions. |  |  |  | 2
5 | We, hereby, declare that only the persons or firms interested in this proposal as principals are named here and that no other persons or firms other than those mentioned herein have any interest in this proposal or in the Contract to be entered into, if the award is made on us, that this proposal is made without any connection with any other person, firm or party likewise submitting a proposal is in all respects for and in good faith, without collusion or fraud.
Thanking you, we remain,
Yours faithfully,
For and on behalf of …….. …….. …….. …….. …….. ……..
Signature :
Date : | -- |  | Printed Name :
Place : |  |  | Designation :
Common Seal :
In case of bid from a Joint Venture, name & designation of representative of JV partner is to be provided and Bid Form is also to be signed by him.
Printed Name :
Designation :
Please provide additional information of the Bidder
Business Address :
Country of Incorporation :
State/Province to be indicated :
Name of Principal Officer :
Address of Principal Officer :
Note: Bidders may note that no prescribed proforma has been enclosed for Attachment 2 : Power of Attorney. Bidders may use their own proforma for furnishing the required information with the bid.
* * *
Back to Cover Page

## Q & C (2) (hidden)
STATEMENT OF QUOTED / CORRECTED PRICES
All Figures are in Rupees
Bidder |  | 0
Sl. No. | Price Component | Quoted Price | Corrected Price
1 | TOTAL SCHEDULE NO. 1:Ex-Works Price of Plant and Equipment including Type Test Charges | 0 |  | 0
2 | TOTAL SCHEDULE NO.2: Local Transportation, Insurance and other Incidental Services. | 0 |  | 0
3 | TOTAL SCHEDULE NO.3: Installation Charges | 0 |  | 0
4 | TOTAL SCHEDULE NO.4: Training Charges | Not Applicable |  | Not Applicable
5 | TOTAL BID PRICE: (Excluding Taxes & Duties) | 0 |  | 0
6 | DISCOUNT | #REF! |  | #REF! | #REF!
7 | NET BID PRICE (Excluding Taxes & Duties) | #REF! |  | #REF!
8 | TAXES & DUTIES PAYABLE ADDITIONALLY
| A) EXCISE DUTY | 0 |  | 0
| B) CENTRAL SALES TAX | 0 |  | 0
| C) VAT | #REF! |  | 0
| D) ENTRY TAX / OCTROI | #REF! |  | 0
E) OTHERS
| F) TOTAL TAXES & DUTIES | #REF! |  | 0
8 | TOTAL BID PRICE (INCLUDING TAXES & DUTIES) | #REF! |  | 0
9 | TOTAL SCHEDULE NO.7: Type Test Charges [Total of this Schedule is included in Schedule-1 above] | 0 |  | 0
I) | Bidder has indicated the following taxes and duties additionally applicable for their bid:
| Excise Duty % as |  |  |  | Excise Duty
| CST % as |  |  |  | CST
| #REF! |  |  |  | VAT | #REF! | #REF!
| #REF! |  |  |  | Entry Tax/ Octroi | #REF! | #REF!
| Others as |  |  |  | Others
II) | With regard to Entry Tax, it may be mentioned that the substations covered under the subject pacakge falls in State of MP, where an entry tax @ 2% of Purchase Price is applicable. In view of the above, the taxes and duties inter-alia including entry tax applicable for the bids are calculated :
a) | Ex-Works Price of Direct Supplies (after discount, if any) |  | Rs. | 0
b) | Excise Duty, as applicable on (a) above at the rate : | 10% | Rs. | 0
c) | Amount on which Sales Tax is applicable | 0 |  | 0
d) | CST, as applicable on (a) + ED (b) above at the rate : | 2% | Rs. | 0
e) | VAT, as applicable on (a) + ED (b) above at the rate : | 1% |  | 0
f) | Others [……………………………………………] |  | Rs.
g) | Purchase Price for Entry Tax (Total Ex-Works+F&I+ED+CST+Others) |  | Rs. | 0
h) | Entry Tax, as applicable on (e) above at the rate : |  | Rs. | 0
Rural Electrification Work under Prime Minister’s Development Project (PMDP) in Leh & Kargil Districts of UT of Ladakh |  | Statement of Quoted / Corrected Prices |  | Page
Spec. No. | Specification No.: 5002001922/OTHERS/DOM/A04-CC CS -5

## Q & C (hidden)
STATEMENT OF QUOTED / CORRECTED PRICES
All Figures are in Rupees
Bidder |  | …….. …….. …….. …….. …….. ……..
Sl. No. | Price Component | Quoted Price | Corrected Price
1 | TOTAL SCHEDULE NO. 1:Ex-Works Price of Plant and Equipment including Type Test Charges | 0 |  | 0
2 | TOTAL SCHEDULE NO.2: Local Transportation, Insurance and other Incidental Services. | 0 |  | 0
3 | TOTAL SCHEDULE NO.3: Installation Charges | 0 |  | 0
4 | TOTAL SCHEDULE NO.4: Training Charges | Not Applicable |  | Not Applicable
5 | TOTAL BID PRICE: (Excluding Taxes & Duties) | 0 |  | 0
6 | DISCOUNT | #REF! |  | #REF!
7 | NET BID PRICE (Excluding Taxes & Duties) | #REF! |  | #REF!
8 | TAXES & DUTIES PAYABLE ADDITIONALLY
| A) EXCISE DUTY | #REF! |  | 0
| B) CENTRAL SALES TAX /VAT | #REF! |  | #REF!
| C) ENTRY TAX / OCTROI | #REF! |  | #REF!
| D) OTHERS | #REF! |  | 0
| E) TOTAL TAXES & DUTIES | #REF! |  | #REF!
8 | TOTAL BID PRICE (INCLUDING TAXES & DUTIES) | #REF! |  | #REF!
9 | TOTAL SCHEDULE NO.7: Type Test Charges [Total of this Schedule is included in Schedule-1 above] | 0 |  | 0
I) | Bidder has indicated the following taxes and duties additionally applicable for their bid:
a) | Excise Duty |  | Rs. | #REF!
b) | CST /VAT |  | Rs. | #REF!
c) | Entry Tax / Octroi |  | Rs. | #REF!
d) | Others |  | Rs. | #REF!
II) | Bidder has offered following discount(s)
III) | With regard to Entry Tax, it may be mentioned that the substations covered under the subject pacakge falls in State of MP, where an entry tax @ 1% of Purchase Price is applicable. In view of the above, the taxes and duties inter-alia including entry tax applicable for the bids are calculated : |  |  |  | Details of dicounts
a) | Ex-Works Price of Direct Supplies (after discount, if any) |  | Rs. | 0 | Gross LS | #REF! | #REF! | #REF! | Gross % | #REF! | #REF! | #REF!
b) | Excise Duty @ 10.3% of (a) above |  | Rs. | 0 |  |  |  | #REF! |  |  |  | #REF!
c) | CST / VAT @ 2% of Ex-Works of Direct Supplies (a) + ED (b) above |  | Rs. | #REF! | Sch-1 Direct LS | #REF! | #REF! | #REF! | Sch-1 Direct % | #REF! | #REF! | #REF!
d) | Others |  | Rs. |  | Sch-1 BO LS | #REF! | #REF! | #REF! | Sch-1 BO % | #REF! | #REF! | #REF!
e) | Purchase Price for Entry Tax (Total Ex-Works+F&I+ED+CST+Others) |  | Rs. | #REF! | Sch-2 LS | #REF! | #REF! | #REF! | Sch-2 % | #REF! | #REF! | #REF!
f) | Entry Tax @ 1% of (e) above |  | Rs. | #REF! | Sch-3 LS | #REF! | #REF! | #REF! | Sch-3 % | #REF! | #REF! | #REF!
[5 empty] | Sch-7 LS | #REF! | #REF! | #REF! | Sch-7 % | #REF! | #REF! | #REF!
Rural Electrification Work under Prime Minister’s Development Project (PMDP) in Leh & Kargil Districts of UT of Ladakh |  | Statement of Quoted / Corrected Prices |  | Page | Different Manner | #REF!
[5 empty] | Text for Discount | #REF!
#REF!
#REF!

## N to W (hidden)
0
Rs. Zero Only
0
0
0
0
0
0
1 | One
2 | Two
3 | Three
4 | Four
5 | Five
6 | Six
7 | Seven
8 | Eight
9 | Nine
10 | Ten
11 | Eleven
12 | Twelve
13 | Thirteen
14 | Fourteen
15 | Fifteen
16 | Sixteen
17 | Seventeen
18 | Eighteen
19 | Nineteen
20 | Twenty
21 | Twenty One
22 | Twenty Two
23 | Twenty Three
24 | Twenty Four
25 | Twenty Five
26 | Twenty Six
27 | Twenty Seven
28 | Twenty Eight
29 | Twenty Nine
30 | Thirty
31 | Thirty One
32 | Thirty Two
33 | Thirty Three
34 | Thirty Four
35 | Thirty Five
36 | Thirty Six
37 | Thirty Seven
38 | Thirty Eight
39 | Thirty Nine
40 | Forty
41 | Forty One
42 | Forty Two
43 | Forty Three
44 | Forty Four
45 | Forty Five
46 | Forty Six
47 | Forty Seven
48 | Forty Eight
49 | Forty Nine
50 | Fifty
51 | Fifty One
52 | Fifty Two
53 | Fifty Three
54 | Fifty Four
55 | Fifty Five
56 | Fifty Six
57 | Fifty Seven
58 | Fifty Eight
59 | Fifty Nine
60 | Sixty
61 | Sixty One
62 | Sixty Two
63 | Sixty Three
64 | Sixty Four
65 | Sixty Five
66 | Sixty Six
67 | Sixty Seven
68 | Sixty Eight
69 | Sixty Nine
70 | Seventy
71 | Seventy One
72 | Seventy Two
73 | Seventy Three
74 | Seventy Four
75 | Seventy Five
76 | Seventy Six
77 | Seventy Seven
78 | Seventy Eight
79 | Seventy Nine
80 | Eighty
81 | Eighty One
82 | Eighty Two
83 | Eighty Three
84 | Eighty Four
85 | Eighty Five
86 | Eighty Six
87 | Eighty Seven
88 | Eighty Eight
89 | Eighty Nine
90 | Ninety
91 | Ninety One
92 | Ninety Two
93 | Ninety Three
94 | Ninety Four
95 | Ninety Five
96 | Ninety Six
97 | Ninety Seven
98 | Ninety Eight
99 | Ninety Nine
100 | One Hundred