## Basic (hidden)
Package Name | Loss Reduction works under RDSS in UT of Andaman & Nicobar Islands
Direct
Package Code | Package: LR-01 | Bought-out
NIT/RFB No | NIT/RFB No.: CC/NT/W-DMS/DOM/T00/25/06099
Rev1

## Cover
Price Schedules, Rev-02 | Loss Reduction works under RDSS in UT of Andaman & Nicobar Islands |  | Package: LR-01
NIT/RFB No.: CC/NT/W-DMS/DOM/T00/25/06099
| 1 | Fill up only green shaded cells in Schedule-1 and Schedule-2
| 2 | All the cells in Schedule are auto filled, therefore no cell is required to be filled up there.
| 3 | Instructions / error messages, if any, will be displayed automatically after selecting the cell.
Rev-02
General guidelines for filling up the Price Schedules, Sch-1 to Sch-3

## Instructions (hidden)
General Instruction to the Bidders for filling up this workbook of Price Schedules for Package TW13
I | While filling up the worksheets following may please be observed :
| (i) | Fill up only green shaded cells.
| (ii) | Certain data type entries have been restricted, such as Numeric values or limits of numeric values.
| (iii) | Select only the options provided in pull down menus.
| (iv) | Do not link any cell of this work book with any other work book.
| (v) | Do not use copy & paste or cut & paste options for filling up the data.
| (vi) | Do not reformat any of the cell of the work book.
II | This Workbook consists of following worksheets :
Cover :
Opening page of the workbook.
Names of Bidder :
| ● | Select Sole Bidder or JV (Joint Venture) from the pull down menu. Do not leave this cell blank.
| ● | Select nos. of the JV Partners other than the Lead Partner from drop down menu.
| ● | In case of JV partners more than 2, enter details of 3rd & more partners along with details of 2nd partner.
| ● | Fill up names and address of the Sole Bidder and /or Joint Venture.
| ● | Fill up date in dd-mm-yyyy format from drop down menu.
| ● | Click for Sch-1 given at the right top of the worksheet to go to Sch-1.
Sch-1 (Ex-works Prices) :
| ● | Fill up unit rates for all the items in numeric values greater than 0 (zero). If unit rate is left blank, the corresponding item shall be deemed to be included in the total price.
| ● | Corresponding cell for mode of transaction shall be come enable only after filling up the unit rate, therefore first fill up the unit rate and then mode of transaction for the corresponding item.
| ● | Select either Direct or Bought-out from the drop down menu. Do not leave the cell blank the same shall be deemed to be Bought-out if the cell is left blank.
| ● | Total amount shall get calculated automatically.
| ● | Type Test charges shall appear automatically after filling up Sch-7 appropriately.
Sch-2 (Freight & Insurance Charges) :
| ● | Fill up unit rates for all the items in numeric values greater than 0 (zero). If unit rate is left blank, the corresponding item shall be deemed to be included in the total price.
| ● | Total amount shall get calculated automatically.
Sch-3 (Erection Charges) :
| ● | Fill up unit rates for all the items in numeric values greater than 0 (zero). If unit rate is left blank, the corresponding item shall be deemed to be included in the total price.
| ● | Total amount shall get calculated automatically.
Sch-4 (Training Charges) :
| ● | Not applicable, hence no cell is required to be filled up.
Sch-5 (Summary of Taxes and Duties applicable on the Goods) :
| ● | Fill up applicable rate of Excise Duty. The amount of Excise Duty on the items mentioned as Direct in the mode of transaction in Schedule-1 shall be calculated automatically at the rate mentioned by the bidder here.
| ● | Segregate and fill up the amount on which Sales Tax shall be applicable out of Ex-works supply items mentioned as direct in the mode of transaction in Schedule-1. Applicable Excise Duty on this amount will be calculated automatically at the rate mentioned by the bidder. Further, fill up the rate of applicable Sales Tax. Amount of Sales Tax shall be automatically calculated on the amount mentioned by the bidder as subjected to Sales Tax plus applicable Excise Duty at the rate mentioned by the Bidder.
| ● | Difference of total amount quoted by the bidder as Direct Transaction and the amount mentioned by him subjected to Sales Tax shall be considered as the amount on which VAT shall become applicable and the same shall be calculated & displayed automatically. Applicable Excise Duty on this amount at the rate mentioned by the bidder shall also be calculated & displayed automatically. Fill up the rate of applicable VAT. The amount of VAT shall be calculated automatically on the amount considered to be subjected to VAT plus applicable Excise Duty at the rate mentioned by the bidder here.
| ● | Amount as per details filled up by the bidder in the work sheets Entry Tax, Octroi and other Taxes & Duties shall be displayed in this work sheet Sch-5 but will not be added to the grand total and shall be considered as applicable.
| ● | Click at the links to go to the work sheets Entry Tax, Octroi and other Taxes & Duties one by one.
Entry Tax :
| ● | Fill the description, amount and rate of applicable Entry Tax. Total of this worksheet shall be displayed in Sch -5 (Taxes & Duties)
| ● | Click at the link to go back to Sch-5.
OCTROI :
| ● | Fill the description, amount and rate of applicable Octroi. Total of this worksheet shall be displayed in Sch -5 (Taxes & Duties)
| ● | Click at the link to go back to Sch-5.
Other Taxes & Duties :
| ● | Fill the description, amount and rate of applicable Other Taxes & Duties. Total of this worksheet shall be displayed in Sch -5 (Taxes & Duties)
| ● | Click at the link to go back to Sch-5.
Sch -6 :
| ● | Summary of all the Schedules without considering discount (mentioned in the work sheet discount) shall be displayed automatically.
| ● | No cell is required to be filled in by the bidder in this worksheet.
Sch-7 (Type Test Charges) :
| ● | Fill up the rates & location where type tests are proposed.
| ● | Total of this Sch-7 shall automatically appear in Sch-1.
Bid form 2nd Envelope :
| ● | Fill up ref. no. as bidder's ref no. of this letter.
| ● | This letter shall consider the net price as per Sch-6 (After Discount).
| ● | Fill up names & Designation of the representatives of other JV partner(s) if the bidder is JV (Joint Venture) .
| ● | Fill up additional information as required.
* * *
Happy Bidding !
Click to Proceed

## Names of Bidder
Loss Reduction works under RDSS in UT of Andaman & Nicobar Islands
NIT/RFB No.: CC/NT/W-DMS/DOM/T00/25/06099 |  |  |  | Sole Bidder | 1
|  |  |  | JV (Joint Venture) | Other Partner
Enter following details of the bidder
Specify type of Bidder [Select from drop down menu] | Sole Bidder |  | 1 | 0
Other Partner
Name of Sole Bidder
Address of Sole Bidder
Name of other Partner - 1
Address of other Partner - 1
Name of other Partner - 2 (more, if any) | …….. …….. …….. …….. …….. ……..
Address of other Partner - 2 (more, if any) | …….. …….. …….. …….. …….. ……..
…….. …….. …….. …….. …….. ……..
…….. …….. …….. …….. …….. ……..
Printed Name
Designation
Date |  | 31
Place
Click for Sch-1

## Sch-1
NIT/RFB No.: CC/NT/W-DMS/DOM/T00/25/06099 | [13 empty] | Schedule-1
Loss Reduction works under RDSS in UT of Andaman & Nicobar Islands
(SCHEDULE OF RATES AND PRICES)
BIDDER:
0 | [6 empty] | To | [21 empty] | 1
Bidder’s Name and Address (Sole Bidder) : | [6 empty] | POWERGRID ENERGY SERVICES LIMITED, | [21 empty] | 0
Name : | [6 empty] | Plot no.42, Sector-44, | [21 empty] | 0
Address : | [6 empty] | Gurgaon, 122003 | [21 empty] | JOINT VENTURE OF 0 & 0
Supply of Plant (including Mandatory Spare Parts)
(All Prices are in Indian Rupees)
SI. No. | PR No | PR Line Item No | Activity Description | Material Code | GST payable on the price quoted if Contract is awarded (%) | Description of Goods | Unit | Qty. | Unit Ex- works price | Total Ex-Works Price (excluding GST) | Unit Price for inland transportation and other services required in India to convey the Goods to their final destination | Total Price for inland transportation and other services required in India to convey the Goods to their final destination (excluding GST) | GST payable on the price quoted if Contract is awarded | Total Price per line item | [5 empty] | INCLUDED
1 |  |  |  |  | 2 | 3 | 4 | 5 | 6 | 7=5x6 | 8 | 9=5x8 | 10=(7+9)x2 | 11=9+10+7 | [19 empty] | 29
I | [5 empty] | Dairy Farm New SS under LR works | [8 empty] | GST on Ex works | GST on F&I | Total Ex works (exc GST) | Total F&I (exc GST) | [6 empty] | Rounded off UnitPrice | Total Corrected Price (excl. GST) | GST rate | GST @12% | GST @18% | GST @28% | GST amount @12% | GST amount @18% | GST amount @28%
1 | 7000033353 | 10 | 33kV EQPT | 1000000558 | 18 | 10MVA , 33/11 KV, 3-phase Power Transformer including Insulating Oil | EA | 2 |  | INCLUDED |  | INCLUDED | 0 | INCLUDED | 0 | 0 | 0 | 0 | 0 | 0 | 0 | 0 | 0 | 0 | 0 | 0 | 18 | 0 | 0 | 0 | 0 | 0 | 0
2 | 7000033353 | 50 | 33kV EQPT | 1000002066 | 18 | 36 kV, 1250A, 25 kA,3-Phase CircuitBreaker with support structure | EA | 9 |  | INCLUDED |  | INCLUDED | 0 | INCLUDED | 0 | 0 | 0 | 0
3 | 7000033353 | 20 | 33kV EQPT | 1000002095 | 18 | 36 kV, 630A, 25 KA, 3-Phase DoubleBreak Isolator with one E/S | EA | 14 |  | INCLUDED |  | INCLUDED | 0 | INCLUDED | 0 | 0 | 0 | 0
4 | 7000033353 | 30 | 33kV EQPT | 1000002094 | 18 | 36 kV, 630A, 25 KA, 3-Phase DoubleBreak Isolator without E/S | EA | 12 |  | INCLUDED |  | INCLUDED | 0 | INCLUDED | 0 | 0 | 0 | 0
5 | 7000033353 | 40 | 33kV EQPT | 1000002032 | 18 | 36kV, 1 phase Bus Post Insulators as per Technical Specification | EA | 36 |  | INCLUDED |  | INCLUDED | 0 | INCLUDED | 0 | 0 | 0 | 0
6 | 7000033353 | 60 | 33kV EQPT | 1000078164 | 18 | 36 KV, 400A, 25 KA, 1-PHASE CURRENT TRANSFORMER WITH 120% EXTENDEDRATING- 2 CORE | EA | 21 |  | INCLUDED |  | INCLUDED | 0 | INCLUDED | 0 | 0 | 0 | 0
7 | 7000033353 | 70 | 33kV EQPT | 1000078165 | 18 | 36 KV, 400A, 25 KA, 1-PHASE CURRENT TRANSFORMER WITH 120% EXTENDEDRATING- 3 CORE | EA | 6 |  | INCLUDED |  | INCLUDED | 0 | INCLUDED | 0 | 0 | 0 | 0
8 | 7000033353 | 80 | 33kV EQPT | 1000002070 | 18 | 36 kV Voltage Transformer (1- Phase) | EA | 24 |  | INCLUDED |  | INCLUDED | 0 | INCLUDED | 0 | 0 | 0 | 0
9 | 7000033353 | 90 | 33kV EQPT | 1000020418 | 18 | 30kV Surge Arrester (1-Phase) | EA | 24 |  | INCLUDED |  | INCLUDED | 0 | INCLUDED | 0 | 0 | 0 | 0
10 | 7000033353 | 230 | 11kV EQPT | 1000022782 | 18 | 11 kV, 400 Amp, 3-Phase, Verticalmounted AB switch for Outgoing DP asper TS | EA | 4 |  | INCLUDED |  | INCLUDED | 0 | INCLUDED | 0 | 0 | 0 | 0
11 | 7000033353 | 240 | 11kV EQPT | 1000020422 | 18 | 9kV Surge Arrester (1-Phase) | EA | 12 |  | INCLUDED |  | INCLUDED | 0 | INCLUDED | 0 | 0 | 0 | 0
12 | 7000033353 | 100 | Erection HW-33kV | 1000036672 | 18 | ERECTION HARDWARE FOR 33KV BUSWORK(BUS SCHEME AS PER SLD) | LS | 1 |  | INCLUDED |  | INCLUDED | 0 | INCLUDED | 0 | 0 | 0 | 0
13 | 7000033353 | 110 | Erection HW-33kV | 1000011286 | 18 | Erection Hardware for the 33kV layout (Bus Scheme as per SLD)-Bussection bay as per technical specification | SET | 1 |  | INCLUDED |  | INCLUDED | 0 | INCLUDED | 0 | 0 | 0 | 0
14 | 7000033353 | 120 | Erection HW-33kV | 1000011288 | 18 | Erection Hardware for the 33kV layout (Bus Scheme as per SLD)-Line Bayas per technical specification | SET | 6 |  | INCLUDED |  | INCLUDED | 0 | INCLUDED | 0 | 0 | 0 | 0
15 | 7000033353 | 130 | Erection HW-33kV | 1000011289 | 18 | Erection Hardware for the 33kV layout (Bus Scheme as perSLD)-Transformer Bay as per technical specification | SET | 2 |  | INCLUDED |  | INCLUDED | 0 | INCLUDED | 0 | 0 | 0 | 0
16 | 7000033353 | 140 | Erection HW-11kV | 1000030634 | 18 | ERECTION HARDWARE FOR 11KV LINE BAY AS PER TECHNICAL SPECIFICATION | SET | 4 |  | INCLUDED |  | INCLUDED | 0 | INCLUDED | 0 | 0 | 0 | 0
17 | 7000033353 | 150 | Erection HW-11kV | 1000030635 | 18 | ERECTION HARDWARE FOR 11KV TRANSFORMER BAY AS PER TECHNICALSPECIFICATION | SET | 2 |  | INCLUDED |  | INCLUDED | 0 | INCLUDED | 0 | 0 | 0 | 0
18 | 7000033353 | 160 | C&R Panel-33kV | 1000009591 | 18 | Control & Protection Panel for 33kV Bus Coupler | EA | 1 |  | INCLUDED |  | INCLUDED | 0 | INCLUDED | 0 | 0 | 0 | 0
19 | 7000033353 | 170 | C&R Panel-33kV | 1000009708 | 18 | Control, relay & Protection Panel for 33kV Line withoutautoreclose(Bus Scheme as per SLD) | EA | 6 |  | INCLUDED |  | INCLUDED | 0 | INCLUDED | 0 | 0 | 0 | 0
20 | 7000033353 | 180 | C&R Panel-33kV | 1000009710 | 18 | Control, relay & Protection Panel for 33kV Transformer | EA | 2 |  | INCLUDED |  | INCLUDED | 0 | INCLUDED | 0 | 0 | 0 | 0
21 | 7000033353 | 190 | C&R cum Swgr Panel-11kV | 1000000729 | 18 | 12 kV (3-phase) Indoor Switch gear Panel for Transformer Module | SET | 2 |  | INCLUDED |  | INCLUDED | 0 | INCLUDED | 0 | 0 | 0 | 0
22 | 7000033353 | 200 | C&R cum Swgr Panel-11kV | 1000000726 | 18 | 12 kV (3-phase) Indoor Switch gear Panel for Bus Sectionaliser Module | SET | 1 |  | INCLUDED |  | INCLUDED | 0 | INCLUDED | 0 | 0 | 0 | 0
23 | 7000033353 | 210 | C&R cum Swgr Panel-11kV | 1000037389 | 18 | 11 KV,25 KA (3-PHASE) INDOOR SWITCH GEAR PANEL FOR LT TRANSFORMERMODULE | EA | 1 |  | INCLUDED |  | INCLUDED | 0 | INCLUDED | 0 | 0 | 0 | 0
24 | 7000033353 | 220 | C&R cum Swgr Panel-11kV | 1000000727 | 18 | 12 kV (3-phase) Indoor Switch gear Panel for Line Module | SET | 5 |  | INCLUDED |  | INCLUDED | 0 | INCLUDED | 0 | 0 | 0 | 0
25 | 7000033353 | 250 | LT Switchgear | 1000004303 | 18 | 415V AC Distribution Board (ACDB) as per Technical Specification | SET | 1 |  | INCLUDED |  | INCLUDED | 0 | INCLUDED | 0 | 0 | 0 | 0
26 | 7000033353 | 260 | LT Switchgear | 1000000564 | 18 | 110 V DC Distribution Board(DCDB) | SET | 1 |  | INCLUDED |  | INCLUDED | 0 | INCLUDED | 0 | 0 | 0 | 0
27 | 7000033353 | 270 | Battery & Battery Charger | 1000000572 | 28 | 110V, 200 Ah Battery | SET | 1 |  | INCLUDED |  | INCLUDED | 0 | INCLUDED | 0 | 0 | 0 | 0
28 | 7000033353 | 280 | Battery & Battery Charger | 1000000580 | 18 | 110V, 60A/60A Float Cum Boost BatteryCharger | EA | 2 |  | INCLUDED |  | INCLUDED | 0 | INCLUDED | 0 | 0 | 0 | 0
29 | 7000033353 | 290 | DG Set | 1000030539 | 18 | 62.5 KVA DIESEL GENERATOR SET WITH CONTROL PANEL | EA | 1 |  | INCLUDED |  | INCLUDED | 0 | INCLUDED | 0 | 0 | 0 | 0
30 | 7000033353 | 300 | Fire Protection System | 1000012022 | 18 | 4.5 kg CO2 type Portable Fire extinguisher | EA | 6 |  | INCLUDED |  | INCLUDED | 0 | INCLUDED | 0 | 0 | 0 | 0
31 | 7000033353 | 310 | Fire Protection System | 1000012026 | 18 | 6Kg dry chemical powered type Portable Fire extinguisher | EA | 6 |  | INCLUDED |  | INCLUDED | 0 | INCLUDED | 0 | 0 | 0 | 0
32 | 7000033353 | 320 | Fire Protection System | 1000078168 | 18 | NITROGEN INJECTION TYPE FIRE PROTECTION FOR 33KV TRANSFORMER COMPLETEIN ALL RESPECT. | SET | 2 |  | INCLUDED |  | INCLUDED | 0 | INCLUDED | 0 | 0 | 0 | 0
33 | 7000033353 | 330 | Fire Protection System | 1000078166 | 18 | FIRE BUCKET PAINTED RED WITH SAND AND STAND COMPLETE IN ALL RESPECT ASPER TECH. SPEC. (EACH SET CONSISTING OF 4 NOS. OF BUCKETS) | SET | 2 |  | INCLUDED |  | INCLUDED | 0 | INCLUDED | 0 | 0 | 0 | 0
34 | 7000033353 | 340 | Illumination System | 1000070489 | 18 | SUB-STATION LIGHTING SYSTEM COMPLETE FOR SWITCHYARD, CONTROL ROOMBUILDING, MAINGATE & BOUNDARY WALL COMPLETE INCLUDING CABLES FROMCRB, CONTROL ROOM INTERNAL WIRING, JB'S, ANY OTHER REQD ACCESSORIES ASPER TECHNICAL SPECIFICATION | SET | 1 |  | INCLUDED |  | INCLUDED | 0 | INCLUDED | 0 | 0 | 0 | 0
35 | 7000033353 | 350 | Structures | 1000037908 | 18 | 9M STP 410 MPA SP 33 | EA | 8 |  | INCLUDED |  | INCLUDED | 0 | INCLUDED | 0 | 0 | 0 | 0
36 | 7000033353 | 360 | Structures | 1000015954 | 18 | Fabrication, galvanising and supply of Lattice Structures (MS Steel),to be designed during detailed engineering, for towers, beams andequipment support structure including pack plates / packwashers andgusset plates excluding fasteners and foundation bolts | MT | 32.5 |  | INCLUDED |  | INCLUDED | 0 | INCLUDED | 0 | 0 | 0 | 0
37 | 7000033353 | 370 | Structures | 1000022829 | 18 | STEEL TUBULAR POLE 540 MPA, SP72, 13 METER | EA | 4 |  | INCLUDED |  | INCLUDED | 0 | INCLUDED | 0 | 0 | 0 | 0
38 | 7000033353 | 380 | Structures | 1000011713 | 18 | Fabrication, galvanising and supply of fasteners ( nuts, bolts andwashers ) including step bolts for lattice and pipe structures to bedesigned during detailed engineering | MT | 2.5 |  | INCLUDED |  | INCLUDED | 0 | INCLUDED | 0 | 0 | 0 | 0
39 | 7000033353 | 390 | Structures | 1000012373 | 18 | Fabrication, galvanising and supply of foundation bolts including nuts,checknut and washers for lattice and pipe structures to be designedduring detailed engineering | MT | 1.5 |  | INCLUDED |  | INCLUDED | 0 | INCLUDED | 0 | 0 | 0 | 0
40 | 7000033353 | 400 | Main Earthmat | 1000078167 | 18 | GS FLAT 75X8 MM | M | 2000 |  | INCLUDED |  | INCLUDED | 0 | INCLUDED | 0 | 0 | 0 | 0
41 | 7000033353 | 410 | Control cables | 1000000442 | 18 | 1.1kV grade Control Cables (PVCinsulated) along withlugs,glands,straight joints &accessories,etc. | LS | 1 |  | INCLUDED |  | INCLUDED | 0 | INCLUDED | 0 | 0 | 0 | 0
42 | 7000033353 | 420 | Power cables | 1000032005 | 18 | 11KV 3CX300SQMM XLPE AL ARMOURED CABLE | KM | 0.4 |  | INCLUDED |  | INCLUDED | 0 | INCLUDED | 0 | 0 | 0 | 0
43 | 7000033353 | 430 | Power cables | 1000032006 | 18 | 11KV 3X185SQMM XLPE AL ARMOURED CABLE | KM | 0.7 |  | INCLUDED |  | INCLUDED | 0 | INCLUDED | 0 | 0 | 0 | 0
44 | 7000033353 | 440 | Power cables | 1000033216 | 18 | END TERMINATION KIT SUITABLE FOR TERMINATION IN 11 KV INDOOR VCBPANEL FOR 3CX185 SQ. MM CABLE | SET | 6 |  | INCLUDED |  | INCLUDED | 0 | INCLUDED | 0 | 0 | 0 | 0
45 | 7000033353 | 450 | Power cables | 1000033215 | 18 | END TERMINATION KIT OUTDOOR FOR 11KV, 3CX185 SQ. MM CABLE FOR DOUBLEPOLE STRUCTURE /POWER TRANSFORMER | SET | 4 |  | INCLUDED |  | INCLUDED | 0 | INCLUDED | 0 | 0 | 0 | 0
46 | 7000033353 | 460 | Power cables | 1000000443 | 18 | 1.1kV grade Power Cables (PVCinsulated)along withlugs,glands,straight joints &accessories,etc. | LS | 1 |  | INCLUDED |  | INCLUDED | 0 | INCLUDED | 0 | 0 | 0 | 0
47 | 7000033353 | 470 | Power cables | 1000008862 | 18 | 11 kV Indoor Termination Kit suitable for 11 kV, 3Cx300 sq.mm XLPEcable | SET | 2 |  | INCLUDED |  | INCLUDED | 0 | INCLUDED | 0 | 0 | 0 | 0
48 | 7000033353 | 480 | Power cables | 1000008863 | 18 | 11 kV Outdoor Termination Kit suitable for 11 kV, 3Cx300 sq.mm XLPEcable | SET | 2 |  | INCLUDED |  | INCLUDED | 0 | INCLUDED | 0 | 0 | 0 | 0
49 | 7000033353 | 520 | Aux. Transformer | 1000001074 | 18 | 160kVA, 11/0.433kV, 3ph Transformer | EA | 1 |  | INCLUDED |  | INCLUDED | 0 | INCLUDED | 0 | 0 | 0 | 0
50 | 7000033353 | 490 | Mandatory Spares | 1000031080 | 18 | SPARE-11KV INDOOR SWITCHGEAR PANEL | LS | 1 |  | INCLUDED |  | INCLUDED | 0 | INCLUDED | 0 | 0 | 0 | 0
51 | 7000033353 | 500 | Mandatory Spares | 1000030153 | 18 | Spares for 36 kV Circuit Breaker | LS | 1 |  | INCLUDED |  | INCLUDED | 0 | INCLUDED | 0 | 0 | 0 | 0
52 | 7000033353 | 510 | Mandatory Spares | 1000025937 | 18 | Spare-33kV Transformer | SET | 1 |  | INCLUDED |  | INCLUDED | 0 | INCLUDED | 0 | 0 | 0 | 0
53 | 7000033353 | 530 | O&M Equipment | 1000025928 | 18 | Testing Equipment/Tools/T&P | SET | 1 |  | INCLUDED |  | INCLUDED | 0 | INCLUDED | 0 | 0 | 0 | 0
II | [5 empty] | Extn. of 33kV Garacharma SS
54 | 7000033353 | 710 | 33kV EQPT | 1000002066 | 18 | 36 kV, 1250A, 25 kA,3-Phase CircuitBreaker with support structure | EA | 2 |  | INCLUDED |  | INCLUDED | 0 | INCLUDED | 0 | 0 | 0 | 0
55 | 7000033353 | 720 | 33kV EQPT | 1000002095 | 18 | 36 kV, 630A, 25 KA, 3-Phase DoubleBreak Isolator with one E/S | EA | 2 |  | INCLUDED |  | INCLUDED | 0 | INCLUDED | 0 | 0 | 0 | 0
56 | 7000033353 | 730 | 33kV EQPT | 1000002094 | 18 | 36 kV, 630A, 25 KA, 3-Phase DoubleBreak Isolator without E/S | EA | 2 |  | INCLUDED |  | INCLUDED | 0 | INCLUDED | 0 | 0 | 0 | 0
57 | 7000033353 | 740 | 33kV EQPT | 1000002032 | 18 | 36kV, 1 phase Bus Post Insulators as per Technical Specification | EA | 10 |  | INCLUDED |  | INCLUDED | 0 | INCLUDED | 0 | 0 | 0 | 0
58 | 7000033353 | 750 | 33kV EQPT | 1000002086 | 18 | 36 kV, 400A, 25 kA, 1-Phase CurrentTransformer with 120% extended rating | EA | 6 |  | INCLUDED |  | INCLUDED | 0 | INCLUDED | 0 | 0 | 0 | 0
59 | 7000033353 | 760 | 33kV EQPT | 1000002070 | 18 | 36 kV Voltage Transformer (1- Phase) | EA | 6 |  | INCLUDED |  | INCLUDED | 0 | INCLUDED | 0 | 0 | 0 | 0
60 | 7000033353 | 770 | 33kV EQPT | 1000020418 | 18 | 30kV Surge Arrester (1-Phase) | EA | 6 |  | INCLUDED |  | INCLUDED | 0 | INCLUDED | 0 | 0 | 0 | 0
61 | 7000033353 | 780 | Erection HW-33kV | 1000011288 | 18 | Erection Hardware for the 33kV layout (Bus Scheme as per SLD)-Line Bayas per technical specification | SET | 2 |  | INCLUDED |  | INCLUDED | 0 | INCLUDED | 0 | 0 | 0 | 0
62 | 7000033353 | 790 | Erection HW-33kV | 1000036672 | 18 | ERECTION HARDWARE FOR 33KV BUSWORK(BUS SCHEME AS PER SLD) | LS | 1 |  | INCLUDED |  | INCLUDED | 0 | INCLUDED | 0 | 0 | 0 | 0
63 | 7000033353 | 800 | C&R Panel-33kV | 1000009708 | 18 | Control, relay & Protection Panel for 33kV Line withoutautoreclose(Bus Scheme as per SLD) | EA | 2 |  | INCLUDED |  | INCLUDED | 0 | INCLUDED | 0 | 0 | 0 | 0
64 | 7000033353 | 810 | Illumination System | 1000028051 | 18 | Switchyard Lighting | LS | 1 |  | INCLUDED |  | INCLUDED | 0 | INCLUDED | 0 | 0 | 0 | 0
65 | 7000033353 | 820 | Structures | 1000015954 | 18 | Fabrication, galvanising and supply of Lattice Structures (MS Steel),to be designed during detailed engineering, for towers, beams andequipment support structure including pack plates / packwashers andgusset plates excluding fasteners and foundation bolts | MT | 8.5 |  | INCLUDED |  | INCLUDED | 0 | INCLUDED | 0 | 0 | 0 | 0
66 | 7000033353 | 830 | Structures | 1000011713 | 18 | Fabrication, galvanising and supply of fasteners ( nuts, bolts andwashers ) including step bolts for lattice and pipe structures to bedesigned during detailed engineering | MT | 0.6 |  | INCLUDED |  | INCLUDED | 0 | INCLUDED | 0 | 0 | 0 | 0
67 | 7000033353 | 840 | Structures | 1000012373 | 18 | Fabrication, galvanising and supply of foundation bolts including nuts,checknut and washers for lattice and pipe structures to be designedduring detailed engineering | MT | 0.5 |  | INCLUDED |  | INCLUDED | 0 | INCLUDED | 0 | 0 | 0 | 0
68 | 7000033353 | 850 | Main Earthmat | 1000012809 | 18 | GI Flat - 50x6 mm | M | 400 |  | INCLUDED |  | INCLUDED | 0 | INCLUDED | 0 | 0 | 0 | 0
69 | 7000033353 | 860 | Control cables | 1000000442 | 18 | 1.1kV grade Control Cables (PVCinsulated) along withlugs,glands,straight joints &accessories,etc. | LS | 1 |  | INCLUDED |  | INCLUDED | 0 | INCLUDED | 0 | 0 | 0 | 0
70 | 7000033353 | 870 | Power cables | 1000000443 | 18 | 1.1kV grade Power Cables (PVCinsulated)along withlugs,glands,straight joints &accessories,etc. | LS | 1 |  | INCLUDED |  | INCLUDED | 0 | INCLUDED | 0 | 0 | 0 | 0
III | [5 empty] | Extn. of 33kV Phoenix Bay SS
71 | 7000033353 | 980 | 33kV EQPT | 1000002066 | 18 | 36 kV, 1250A, 25 kA,3-Phase CircuitBreaker with support structure | EA | 2 |  | INCLUDED |  | INCLUDED | 0 | INCLUDED | 0 | 0 | 0 | 0
72 | 7000033353 | 990 | 33kV EQPT | 1000002095 | 18 | 36 kV, 630A, 25 KA, 3-Phase DoubleBreak Isolator with one E/S | EA | 4 |  | INCLUDED |  | INCLUDED | 0 | INCLUDED | 0 | 0 | 0 | 0
73 | 7000033353 | 1000 | 33kV EQPT | 1000002094 | 18 | 36 kV, 630A, 25 KA, 3-Phase DoubleBreak Isolator without E/S | EA | 2 |  | INCLUDED |  | INCLUDED | 0 | INCLUDED | 0 | 0 | 0 | 0
74 | 7000033353 | 1010 | 33kV EQPT | 1000002032 | 18 | 36kV, 1 phase Bus Post Insulators as per Technical Specification | EA | 10 |  | INCLUDED |  | INCLUDED | 0 | INCLUDED | 0 | 0 | 0 | 0
75 | 7000033353 | 1020 | 33kV EQPT | 1000002086 | 18 | 36 kV, 400A, 25 kA, 1-Phase CurrentTransformer with 120% extended rating | EA | 6 |  | INCLUDED |  | INCLUDED | 0 | INCLUDED | 0 | 0 | 0 | 0
76 | 7000033353 | 1030 | 33kV EQPT | 1000002070 | 18 | 36 kV Voltage Transformer (1- Phase) | EA | 6 |  | INCLUDED |  | INCLUDED | 0 | INCLUDED | 0 | 0 | 0 | 0
77 | 7000033353 | 1040 | 33kV EQPT | 1000020418 | 18 | 30kV Surge Arrester (1-Phase) | EA | 6 |  | INCLUDED |  | INCLUDED | 0 | INCLUDED | 0 | 0 | 0 | 0
78 | 7000033353 | 1050 | Erection HW-33kV | 1000011288 | 18 | Erection Hardware for the 33kV layout (Bus Scheme as per SLD)-Line Bayas per technical specification | SET | 2 |  | INCLUDED |  | INCLUDED | 0 | INCLUDED | 0 | 0 | 0 | 0
79 | 7000033353 | 1060 | Erection HW-33kV | 1000036672 | 18 | ERECTION HARDWARE FOR 33KV BUSWORK(BUS SCHEME AS PER SLD) | LS | 1 |  | INCLUDED |  | INCLUDED | 0 | INCLUDED | 0 | 0 | 0 | 0
80 | 7000033353 | 1070 | C&R Panel-33kV | 1000009708 | 18 | Control, relay & Protection Panel for 33kV Line withoutautoreclose(Bus Scheme as per SLD) | EA | 2 |  | INCLUDED |  | INCLUDED | 0 | INCLUDED | 0 | 0 | 0 | 0
81 | 7000033353 | 1080 | Illumination System | 1000028051 | 18 | Switchyard Lighting | LS | 1 |  | INCLUDED |  | INCLUDED | 0 | INCLUDED | 0 | 0 | 0 | 0
82 | 7000033353 | 1090 | Structures | 1000015954 | 18 | Fabrication, galvanising and supply of Lattice Structures (MS Steel),to be designed during detailed engineering, for towers, beams andequipment support structure including pack plates / packwashers andgusset plates excluding fasteners and foundation bolts | MT | 13 |  | INCLUDED |  | INCLUDED | 0 | INCLUDED | 0 | 0 | 0 | 0
83 | 7000033353 | 1100 | Structures | 1000011713 | 18 | Fabrication, galvanising and supply of fasteners ( nuts, bolts andwashers ) including step bolts for lattice and pipe structures to bedesigned during detailed engineering | MT | 1 |  | INCLUDED |  | INCLUDED | 0 | INCLUDED | 0 | 0 | 0 | 0
84 | 7000033353 | 1110 | Structures | 1000012373 | 18 | Fabrication, galvanising and supply of foundation bolts including nuts,checknut and washers for lattice and pipe structures to be designedduring detailed engineering | MT | 0.6 |  | INCLUDED |  | INCLUDED | 0 | INCLUDED | 0 | 0 | 0 | 0
85 | 7000033353 | 1120 | Control cables | 1000000442 | 18 | 1.1kV grade Control Cables (PVCinsulated) along withlugs,glands,straight joints &accessories,etc. | LS | 1 |  | INCLUDED |  | INCLUDED | 0 | INCLUDED | 0 | 0 | 0 | 0
86 | 7000033353 | 1130 | Power cables | 1000000443 | 18 | 1.1kV grade Power Cables (PVCinsulated)along withlugs,glands,straight joints &accessories,etc. | LS | 1 |  | INCLUDED |  | INCLUDED | 0 | INCLUDED | 0 | 0 | 0 | 0
IV | [5 empty] | Extn. of 33kV Panighat SS
87 | 7000033353 | 1220 | RMU | 1000065118 | 18 | SUPPLY 33 KV RING MAIN UNIT WITH NECESSARY ACCESSORIES. AS PERTECHNICAL SPECIFICATION ATTACHED. | SET | 1 |  | INCLUDED |  | INCLUDED | 0 | INCLUDED | 0 | 0 | 0 | 0
88 | 7000033353 | 1230 | Cables | 1000001990 | 18 | 33 kV 3Cx300 sq.mm aluminium, armoured XLPE cable | M | 400 |  | INCLUDED |  | INCLUDED | 0 | INCLUDED | 0 | 0 | 0 | 0
89 | 7000033353 | 1240 | Cables | 1000008867 | 18 | 33 kV Outdoor Termination Kit suitable for 33 kV, 3Cx300 sq.mm XLPEcable | SET | 10 |  | INCLUDED |  | INCLUDED | 0 | INCLUDED | 0 | 0 | 0 | 0
V | [5 empty] | Extn. of 33/11kV Sitanagar SS
90 | 7000033353 | 1280 | 33kV EQPT | 1000004944 | 18 | 6.3MVA , 33/11 KV, 3-phase Power Transformer including Insulating Oil | EA | 2 |  | INCLUDED |  | INCLUDED | 0 | INCLUDED | 0 | 0 | 0 | 0
91 | 7000033353 | 1290 | 33kV EQPT | 1000002032 | 18 | 36kV, 1 phase Bus Post Insulators as per Technical Specification | EA | 6 |  | INCLUDED |  | INCLUDED | 0 | INCLUDED | 0 | 0 | 0 | 0
92 | 7000033353 | 1300 | 33kV EQPT | 1000022798 | 18 | 33 kV, 400 Amp, 3-Phase, Verticalmounted AB switch as per TS | EA | 2 |  | INCLUDED |  | INCLUDED | 0 | INCLUDED | 0 | 0 | 0 | 0
93 | 7000033353 | 1310 | 33kV EQPT | 1000020418 | 18 | 30kV Surge Arrester (1-Phase) | EA | 6 |  | INCLUDED |  | INCLUDED | 0 | INCLUDED | 0 | 0 | 0 | 0
94 | 7000033353 | 1690 | Erection HW-33kV | 1000011288 | 18 | Erection Hardware for the 33kV layout (Bus Scheme as per SLD)-Line Bayas per technical specification | SET | 2 |  | INCLUDED |  | INCLUDED | 0 | INCLUDED | 0 | 0 | 0 | 0
95 | 7000033353 | 1700 | Erection HW-33kV | 1000011289 | 18 | Erection Hardware for the 33kV layout (Bus Scheme as perSLD)-Transformer Bay as per technical specification | SET | 2 |  | INCLUDED |  | INCLUDED | 0 | INCLUDED | 0 | 0 | 0 | 0
96 | 7000033353 | 1320 | Swgr Panel-33kV | 1000002041 | 18 | 36 kV (3-phase) Indoor Switch gear Panel for Transformer Module | SET | 2 |  | INCLUDED |  | INCLUDED | 0 | INCLUDED | 0 | 0 | 0 | 0
97 | 7000033353 | 1330 | Swgr Panel-33kV | 1000002039 | 18 | 36 kV (3-phase) Indoor Switch gear Panel for Line Module | SET | 4 |  | INCLUDED |  | INCLUDED | 0 | INCLUDED | 0 | 0 | 0 | 0
98 | 7000033353 | 1340 | Swgr Panel-33kV | 1000002038 | 18 | 36 kV (3-phase) Indoor Switch gear Panel for Bus Sectionaliser Module | SET | 1 |  | INCLUDED |  | INCLUDED | 0 | INCLUDED | 0 | 0 | 0 | 0
99 | 7000033353 | 1710 | Illumination System | 1000028051 | 18 | Switchyard Lighting | LS | 1 |  | INCLUDED |  | INCLUDED | 0 | INCLUDED | 0 | 0 | 0 | 0
100 | 7000033353 | 1350 | Structures | 1000022829 | 18 | STEEL TUBULAR POLE 540 MPA, SP72, 13 METER | EA | 4 |  | INCLUDED |  | INCLUDED | 0 | INCLUDED | 0 | 0 | 0 | 0
101 | 7000033353 | 1360 | Structures | 1000011713 | 18 | Fabrication, galvanising and supply of fasteners ( nuts, bolts andwashers ) including step bolts for lattice and pipe structures to bedesigned during detailed engineering | MT | 0.2 |  | INCLUDED |  | INCLUDED | 0 | INCLUDED | 0 | 0 | 0 | 0
102 | 7000033353 | 1370 | Structures | 1000015954 | 18 | Fabrication, galvanising and supply of Lattice Structures (MS Steel),to be designed during detailed engineering, for towers, beams andequipment support structure including pack plates / packwashers andgusset plates excluding fasteners and foundation bolts | MT | 0.8 |  | INCLUDED |  | INCLUDED | 0 | INCLUDED | 0 | 0 | 0 | 0
103 | 7000033353 | 1380 | Cables | 1000000442 | 18 | 1.1kV grade Control Cables (PVCinsulated) along withlugs,glands,straight joints &accessories,etc. | LS | 1 |  | INCLUDED |  | INCLUDED | 0 | INCLUDED | 0 | 0 | 0 | 0
104 | 7000033353 | 1390 | Cables | 1000000443 | 18 | 1.1kV grade Power Cables (PVCinsulated)along withlugs,glands,straight joints &accessories,etc. | LS | 1 |  | INCLUDED |  | INCLUDED | 0 | INCLUDED | 0 | 0 | 0 | 0
105 | 7000033353 | 1400 | Cables | 1000001990 | 18 | 33 kV 3Cx300 sq.mm aluminium, armoured XLPE cable | M | 1200 |  | INCLUDED |  | INCLUDED | 0 | INCLUDED | 0 | 0 | 0 | 0
106 | 7000033353 | 1410 | Cables | 1000033227 | 18 | SUPPLY OF IN-DOOR TERMINATION KIT FOR 33 KV, XLPE INSULATED, ARMORED3CX300 SQ.MM ALUMINIUM CABLE | SET | 4 |  | INCLUDED |  | INCLUDED | 0 | INCLUDED | 0 | 0 | 0 | 0
107 | 7000033353 | 1420 | Cables | 1000008867 | 18 | 33 kV Outdoor Termination Kit suitable for 33 kV, 3Cx300 sq.mm XLPEcable | SET | 4 |  | INCLUDED |  | INCLUDED | 0 | INCLUDED | 0 | 0 | 0 | 0
108 | 7000033353 | 1430 | Cables | 1000032005 | 18 | 11KV 3CX300SQMM XLPE AL ARMOURED CABLE | KM | 0.6 |  | INCLUDED |  | INCLUDED | 0 | INCLUDED | 0 | 0 | 0 | 0
109 | 7000033353 | 1440 | Cables | 1000008862 | 18 | 11 kV Indoor Termination Kit suitable for 11 kV, 3Cx300 sq.mm XLPEcable | SET | 7 |  | INCLUDED |  | INCLUDED | 0 | INCLUDED | 0 | 0 | 0 | 0
110 | 7000033353 | 1450 | Cables | 1000008863 | 18 | 11 kV Outdoor Termination Kit suitable for 11 kV, 3Cx300 sq.mm XLPEcable | SET | 2 |  | INCLUDED |  | INCLUDED | 0 | INCLUDED | 0 | 0 | 0 | 0
111 | 7000033353 | 1460 | Cables | 1000032006 | 18 | 11KV 3X185SQMM XLPE AL ARMOURED CABLE | KM | 1.5 |  | INCLUDED |  | INCLUDED | 0 | INCLUDED | 0 | 0 | 0 | 0
112 | 7000033353 | 1470 | Cables | 1000033216 | 18 | END TERMINATION KIT SUITABLE FOR TERMINATION IN 11 KV INDOOR VCBPANEL FOR 3CX185 SQ. MM CABLE | SET | 5 |  | INCLUDED |  | INCLUDED | 0 | INCLUDED | 0 | 0 | 0 | 0
113 | 7000033353 | 1480 | Cables | 1000033215 | 18 | END TERMINATION KIT OUTDOOR FOR 11KV, 3CX185 SQ. MM CABLE FOR DOUBLEPOLE STRUCTURE /POWER TRANSFORMER | SET | 5 |  | INCLUDED |  | INCLUDED | 0 | INCLUDED | 0 | 0 | 0 | 0
114 | 7000033353 | 1490 | Swgr Panel-11kV | 1000000729 | 18 | 12 kV (3-phase) Indoor Switch gear Panel for Transformer Module | SET | 2 |  | INCLUDED |  | INCLUDED | 0 | INCLUDED | 0 | 0 | 0 | 0
115 | 7000033353 | 1500 | Swgr Panel-11kV | 1000000726 | 18 | 12 kV (3-phase) Indoor Switch gear Panel for Bus Sectionaliser Module | SET | 1 |  | INCLUDED |  | INCLUDED | 0 | INCLUDED | 0 | 0 | 0 | 0
116 | 7000033353 | 1510 | Swgr Panel-11kV | 1000000727 | 18 | 12 kV (3-phase) Indoor Switch gear Panel for Line Module | SET | 5 |  | INCLUDED |  | INCLUDED | 0 | INCLUDED | 0 | 0 | 0 | 0
117 | 7000033353 | 1520 | Swgr Panel-11kV | 1000037389 | 18 | 11 KV,25 KA (3-PHASE) INDOOR SWITCH GEAR PANEL FOR LT TRANSFORMERMODULE | EA | 2 |  | INCLUDED |  | INCLUDED | 0 | INCLUDED | 0 | 0 | 0 | 0
118 | 7000033353 | 1530 | Swgr Panel-11kV | 1000078169 | 18 | SYNCHRONIZING PANEL WITH FEATURE TO SYNCHRONIZE THE DG INCOMERS WITHRESPECT TO BUS WITH AUTO, MANUAL AND CHECK SYNCHRONIZER | SET | 1 |  | INCLUDED |  | INCLUDED | 0 | INCLUDED | 0 | 0 | 0 | 0
119 | 7000033353 | 1540 | Swgr Panel-11kV | 1000078163 | 18 | 12 KV (3-PHASE) INDOOR SWITCH GEAR PANEL FOR INCOMER DG MODULE | SET | 5 |  | INCLUDED |  | INCLUDED | 0 | INCLUDED | 0 | 0 | 0 | 0
120 | 7000033353 | 1550 | Battery & Battery Charger | 1000000573 | 28 | 110V, 300 Ah Battery | SET | 1 |  | INCLUDED |  | INCLUDED | 0 | INCLUDED | 0 | 0 | 0 | 0
121 | 7000033353 | 1560 | Battery & Battery Charger | 1000000580 | 18 | 110V, 60A/60A Float Cum Boost BatteryCharger | EA | 2 |  | INCLUDED |  | INCLUDED | 0 | INCLUDED | 0 | 0 | 0 | 0
122 | 7000033353 | 1660 | Fire Protection System | 1000078166 | 18 | FIRE BUCKET PAINTED RED WITH SAND AND STAND COMPLETE IN ALL RESPECT ASPER TECH. SPEC. (EACH SET CONSISTING OF 4 NOS. OF BUCKETS) | SET | 2 |  | INCLUDED |  | INCLUDED | 0 | INCLUDED | 0 | 0 | 0 | 0 | 0 | 0 | 0 | 0 | 0 | 0 | 0 | 0 | 18 | 0 | 0 | 0 | 0 | 0 | 0
123 | 7000033353 | 1670 | Fire Protection System | 1000012022 | 18 | 4.5 kg CO2 type Portable Fire extinguisher | EA | 4 |  | INCLUDED |  | INCLUDED | 0 | INCLUDED | 0 | 0 | 0 | 0 | 0 | 0 | 0 | 0 | 0 | 0 | 0 | 0 | 18 | 0 | 0 | 0 | 0 | 0 | 0
124 | 7000033353 | 1680 | Fire Protection System | 1000012026 | 18 | 6Kg dry chemical powered type Portable Fire extinguisher | EA | 4 |  | INCLUDED |  | INCLUDED | 0 | INCLUDED | 0 | 0 | 0 | 0 | 0 | 0 | 0 | 0 | 0 | 0 | 0 | 0 | 18 | 0 | 0 | 0 | 0 | 0 | 0
125 | 7000033353 | 1720 | Mandatory Spares | 1000025937 | 18 | Spare-33kV Transformer | SET | 1 |  | INCLUDED |  | INCLUDED | 0 | INCLUDED | 0 | 0 | 0 | 0 | 0 | 0 | 0 | 0 | 0 | 0 | 0 | 0 | 18 | 0 | 0 | 0 | 0 | 0 | 0
VI | [5 empty] | Line & DT work of South Andman
126 | 7000033353 | 1750 | Replacement of 33KV UG Cable-400Sqmm | 1000033191 | 18 | 33 KV, 3C X 400 SQ.MM. STRANDED ALUMINIUM CONDUCTOR, XLPE INSULATED,ARMOURED CABLE COMPLETE AS PER DETAILED TECHNICAL SPECIFICATION. | M | 123600 |  | INCLUDED |  | INCLUDED | 0 | INCLUDED | 0 | 0 | 0 | 0 | 0 | 0 | 0 | 0 | 0 | 0 | 0 | 0 | 18 | 0 | 0 | 0 | 0 | 0 | 0
127 | 7000033353 | 1760 | Replacement of 33KV UG Cable-400Sqmm | 1000033201 | 18 | SUPPLY OF OUTDOOR TERMINATION KIT FOR 33KV, XLPE INSULATED, ARMOURED3CX400 SQ MM ALUMINIUM CABLE AS PER TS | SET | 60 |  | INCLUDED |  | INCLUDED | 0 | INCLUDED | 0 | 0 | 0 | 0 | 0 | 0 | 0 | 0 | 0 | 0 | 0 | 0 | 18 | 0 | 0 | 0 | 0 | 0 | 0
128 | 7000033353 | 1780 | Replacement of 33KV UG Cable-400Sqmm | 1000078197 | 18 | HEAT SHRINKABLE INDOOR TYPE END TERMINATION KIT SUITABLE FOR 3CX400SQMM 33 KV XLPE POWER CABLE | EA | 60 |  | INCLUDED |  | INCLUDED | 0 | INCLUDED | 0 | 0 | 0 | 0 | 0 | 0 | 0 | 0 | 0 | 0 | 0 | 0 | 18 | 0 | 0 | 0 | 0 | 0 | 0
129 | 7000033353 | 1790 | Replacement of 33KV UG Cable-400Sqmm | 1000061597 | 18 | HDPE PIPE 160MM | KM | 120 |  | INCLUDED |  | INCLUDED | 0 | INCLUDED | 0 | 0 | 0 | 0 | 0 | 0 | 0 | 0 | 0 | 0 | 0 | 0 | 18 | 0 | 0 | 0 | 0 | 0 | 0
130 | 7000033353 | 1800 | Replacement of 33KV UG Cable-400Sqmm | 1000012676 | 18 | GI Pipe 150mm dia | M | 300 |  | INCLUDED |  | INCLUDED | 0 | INCLUDED | 0 | 0 | 0 | 0 | 0 | 0 | 0 | 0 | 0 | 0 | 0 | 0 | 18 | 0 | 0 | 0 | 0 | 0 | 0
131 | 7000033511 | 10 | Replacement of 33KV UG Cable-400Sqmm | 1000078264 | 18 | 3PHASE STRAIGHT THROUGH JOINTING KIT FOR 33 KV, 3C X 400 SQ.MM.STRANDED ALUMINIUM CONDUCTOR, XLPE INSULATED, ARMOURED CABLE, COMPLETEAS PER DETAILED TECHNICAL SPECIFICATION. | SET | 120 |  | INCLUDED |  | INCLUDED | 0 | INCLUDED | 0 | 0 | 0 | 0 | 0 | 0 | 0 | 0 | 0 | 0 | 0 | 0 | 18 | 0 | 0 | 0 | 0 | 0 | 0
132 | 7000033353 | 1810 | Replacement of 11kV Line-Cover Rabbit | 1000037908 | 18 | 9M STP 410 MPA SP 33 | EA | 120 |  | INCLUDED |  | INCLUDED | 0 | INCLUDED | 0 | 0 | 0 | 0 | 0 | 0 | 0 | 0 | 0 | 0 | 0 | 0 | 18 | 0 | 0 | 0 | 0 | 0 | 0
133 | 7000033353 | 1820 | Replacement of 11kV Line-Cover Rabbit | 1000022813 | 18 | Fabrication and Supply of M.S. Galvanised items- Pole Top Bracket,V-Cross arm, Back Clamps for V-Cross arm , D P Channel, D P Channelclamp, Stay clamps angle, Stay clamps side, D P cross bracing &clamps,Guarding arm etc etc. complete as required. | MT | 9.6 |  | INCLUDED |  | INCLUDED | 0 | INCLUDED | 0 | 0 | 0 | 0 | 0 | 0 | 0 | 0 | 0 | 0 | 0 | 0 | 18 | 0 | 0 | 0 | 0 | 0 | 0
134 | 7000033353 | 1830 | Replacement of 11kV Line-Cover Rabbit | 1000022819 | 18 | Nut & Bolts, Foundation bolts, Washerand other accessories for structures | MT | 0.6 |  | INCLUDED |  | INCLUDED | 0 | INCLUDED | 0 | 0 | 0 | 0 | 0 | 0 | 0 | 0 | 0 | 0 | 0 | 0 | 18 | 0 | 0 | 0 | 0 | 0 | 0
135 | 7000033353 | 1840 | Replacement of 11kV Line-Cover Rabbit | 1000078199 | 18 | PG CLAMP SUITABLE FOR 50 SQMM COVERED CONDUCTOR | EA | 300 |  | INCLUDED |  | INCLUDED | 0 | INCLUDED | 0 | 0 | 0 | 0 | 0 | 0 | 0 | 0 | 0 | 0 | 0 | 0 | 18 | 0 | 0 | 0 | 0 | 0 | 0
136 | 7000033353 | 1850 | Replacement of 11kV Line-Cover Rabbit | 1000028393 | 18 | 20 MM DIA 2500 MM LONG GI ROD TOGETHER WITH FIXINGARRANGEMENT(EXCLUDING GI WIRE REQUIRED FOR EARTHING) AS PER APPROVEDDRAWING. | SET | 180 |  | INCLUDED |  | INCLUDED | 0 | INCLUDED | 0 | 0 | 0 | 0 | 0 | 0 | 0 | 0 | 0 | 0 | 0 | 0 | 18 | 0 | 0 | 0 | 0 | 0 | 0
137 | 7000033353 | 1860 | Replacement of 11kV Line-Cover Rabbit | 1000041805 | 18 | GI FLAT FOR EARTHING (25X3 MM) | MT | 0.216 |  | INCLUDED |  | INCLUDED | 0 | INCLUDED | 0 | 0 | 0 | 0 | 0 | 0 | 0 | 0 | 0 | 0 | 0 | 0 | 18 | 0 | 0 | 0 | 0 | 0 | 0
138 | 7000033353 | 1870 | Replacement of 11kV Line-Cover Rabbit | 1000032345 | 18 | HARDWARE FITTINGS FOR 11 KV STAY SET COMPLETE AS PER TS | SET | 300 |  | INCLUDED |  | INCLUDED | 0 | INCLUDED | 0 | 0 | 0 | 0 | 0 | 0 | 0 | 0 | 0 | 0 | 0 | 0 | 18 | 0 | 0 | 0 | 0 | 0 | 0
139 | 7000033353 | 1880 | Replacement of 11kV Line-Cover Rabbit | 1000022814 | 18 | GUY STRAIN INSULATORS DESIGNATION 'C' | EA | 300 |  | INCLUDED |  | INCLUDED | 0 | INCLUDED | 0 | 0 | 0 | 0 | 0 | 0 | 0 | 0 | 0 | 0 | 0 | 0 | 18 | 0 | 0 | 0 | 0 | 0 | 0
140 | 7000033353 | 1890 | Replacement of 11kV Line-Cover Rabbit | 1000071671 | 18 | STAY WIRE (7/10 SWG) FOR STAY SET AS PER TS | KG | 1500 |  | INCLUDED |  | INCLUDED | 0 | INCLUDED | 0 | 0 | 0 | 0 | 0 | 0 | 0 | 0 | 0 | 0 | 0 | 0 | 18 | 0 | 0 | 0 | 0 | 0 | 0
141 | 7000033353 | 1900 | Replacement of 11kV Line-Cover Rabbit | 1000065967 | 18 | 11KV 5 KN POLYMERIC COMPOSITE PIN INSULATOR AS PER TS | EA | 360 |  | INCLUDED |  | INCLUDED | 0 | INCLUDED | 0 | 0 | 0 | 0 | 0 | 0 | 0 | 0 | 0 | 0 | 0 | 0 | 18 | 0 | 0 | 0 | 0 | 0 | 0
142 | 7000033353 | 1910 | Replacement of 11kV Line-Cover Rabbit | 1000065966 | 18 | 11KV 45 KN POLYMERIC COMPOSITE DISC INSULATOR AS PER TS | EA | 180 |  | INCLUDED |  | INCLUDED | 0 | INCLUDED | 0 | 0 | 0 | 0 | 0 | 0 | 0 | 0 | 0 | 0 | 0 | 0 | 18 | 0 | 0 | 0 | 0 | 0 | 0
143 | 7000033353 | 1920 | Replacement of 11kV Line-Cover Rabbit | 1000066070 | 18 | DISC INSULATOR HARDWARE & ACCESSORIES SUITABLE TO 11 KV B&S TYPE, 45KN POLYMER INSULATORS AS PER TS | SET | 180 |  | INCLUDED |  | INCLUDED | 0 | INCLUDED | 0 | 0 | 0 | 0 | 0 | 0 | 0 | 0 | 0 | 0 | 0 | 0 | 18 | 0 | 0 | 0 | 0 | 0 | 0
144 | 7000033353 | 1930 | Replacement of 11kV Line-Cover Rabbit | 1000065970 | 18 | Supply of 9 kV, 1-Phase, 10 KA Polymerhousing ZnO LA with all accessories asper TS | EA | 30 |  | INCLUDED |  | INCLUDED | 0 | INCLUDED | 0 | 0 | 0 | 0 | 0 | 0 | 0 | 0 | 0 | 0 | 0 | 0 | 18 | 0 | 0 | 0 | 0 | 0 | 0
145 | 7000033353 | 1940 | Replacement of 11kV Line-Cover Rabbit | 1000078175 | 18 | 11KV, 1CX50 SQMM XLPE INSULTED COVERED CONDUCTOR | KM | 91 |  | INCLUDED |  | INCLUDED | 0 | INCLUDED | 0 | 0 | 0 | 0 | 0 | 0 | 0 | 0 | 0 | 0 | 0 | 0 | 18 | 0 | 0 | 0 | 0 | 0 | 0
146 | 7000033353 | 1950 | Replacement of 11kV Line-AAAC Rabbit | 1000037908 | 18 | 9M STP 410 MPA SP 33 | EA | 160 |  | INCLUDED |  | INCLUDED | 0 | INCLUDED | 0 | 0 | 0 | 0 | 0 | 0 | 0 | 0 | 0 | 0 | 0 | 0 | 18 | 0 | 0 | 0 | 0 | 0 | 0
147 | 7000033353 | 1960 | Replacement of 11kV Line-AAAC Rabbit | 1000022813 | 18 | Fabrication and Supply of M.S. Galvanised items- Pole Top Bracket,V-Cross arm, Back Clamps for V-Cross arm , D P Channel, D P Channelclamp, Stay clamps angle, Stay clamps side, D P cross bracing &clamps,Guarding arm etc etc. complete as required. | MT | 12.8 |  | INCLUDED |  | INCLUDED | 0 | INCLUDED | 0 | 0 | 0 | 0 | 0 | 0 | 0 | 0 | 0 | 0 | 0 | 0 | 18 | 0 | 0 | 0 | 0 | 0 | 0
148 | 7000033353 | 1970 | Replacement of 11kV Line-AAAC Rabbit | 1000022819 | 18 | Nut & Bolts, Foundation bolts, Washerand other accessories for structures | MT | 0.8 |  | INCLUDED |  | INCLUDED | 0 | INCLUDED | 0 | 0 | 0 | 0 | 0 | 0 | 0 | 0 | 0 | 0 | 0 | 0 | 18 | 0 | 0 | 0 | 0 | 0 | 0
149 | 7000033353 | 1980 | Replacement of 11kV Line-AAAC Rabbit | 1000028393 | 18 | 20 MM DIA 2500 MM LONG GI ROD TOGETHER WITH FIXINGARRANGEMENT(EXCLUDING GI WIRE REQUIRED FOR EARTHING) AS PER APPROVEDDRAWING. | SET | 240 |  | INCLUDED |  | INCLUDED | 0 | INCLUDED | 0 | 0 | 0 | 0 | 0 | 0 | 0 | 0 | 0 | 0 | 0 | 0 | 18 | 0 | 0 | 0 | 0 | 0 | 0
150 | 7000033353 | 1990 | Replacement of 11kV Line-AAAC Rabbit | 1000041805 | 18 | GI FLAT FOR EARTHING (25X3 MM) | MT | 0.288 |  | INCLUDED |  | INCLUDED | 0 | INCLUDED | 0 | 0 | 0 | 0 | 0 | 0 | 0 | 0 | 0 | 0 | 0 | 0 | 18 | 0 | 0 | 0 | 0 | 0 | 0
151 | 7000033353 | 2000 | Replacement of 11kV Line-AAAC Rabbit | 1000032345 | 18 | HARDWARE FITTINGS FOR 11 KV STAY SET COMPLETE AS PER TS | SET | 400 |  | INCLUDED |  | INCLUDED | 0 | INCLUDED | 0 | 0 | 0 | 0 | 0 | 0 | 0 | 0 | 0 | 0 | 0 | 0 | 18 | 0 | 0 | 0 | 0 | 0 | 0
152 | 7000033353 | 2010 | Replacement of 11kV Line-AAAC Rabbit | 1000022814 | 18 | GUY STRAIN INSULATORS DESIGNATION 'C' | EA | 400 |  | INCLUDED |  | INCLUDED | 0 | INCLUDED | 0 | 0 | 0 | 0 | 0 | 0 | 0 | 0 | 0 | 0 | 0 | 0 | 18 | 0 | 0 | 0 | 0 | 0 | 0
153 | 7000033353 | 2020 | Replacement of 11kV Line-AAAC Rabbit | 1000071671 | 18 | STAY WIRE (7/10 SWG) FOR STAY SET AS PER TS | KG | 2000 |  | INCLUDED |  | INCLUDED | 0 | INCLUDED | 0 | 0 | 0 | 0 | 0 | 0 | 0 | 0 | 0 | 0 | 0 | 0 | 18 | 0 | 0 | 0 | 0 | 0 | 0
154 | 7000033353 | 2030 | Replacement of 11kV Line-AAAC Rabbit | 1000065967 | 18 | 11KV 5 KN POLYMERIC COMPOSITE PIN INSULATOR AS PER TS | EA | 480 |  | INCLUDED |  | INCLUDED | 0 | INCLUDED | 0 | 0 | 0 | 0 | 0 | 0 | 0 | 0 | 0 | 0 | 0 | 0 | 18 | 0 | 0 | 0 | 0 | 0 | 0
155 | 7000033353 | 2040 | Replacement of 11kV Line-AAAC Rabbit | 1000065966 | 18 | 11KV 45 KN POLYMERIC COMPOSITE DISC INSULATOR AS PER TS | EA | 240 |  | INCLUDED |  | INCLUDED | 0 | INCLUDED | 0 | 0 | 0 | 0 | 0 | 0 | 0 | 0 | 0 | 0 | 0 | 0 | 18 | 0 | 0 | 0 | 0 | 0 | 0
156 | 7000033353 | 2050 | Replacement of 11kV Line-AAAC Rabbit | 1000066070 | 18 | DISC INSULATOR HARDWARE & ACCESSORIES SUITABLE TO 11 KV B&S TYPE, 45KN POLYMER INSULATORS AS PER TS | SET | 240 |  | INCLUDED |  | INCLUDED | 0 | INCLUDED | 0 | 0 | 0 | 0 | 0 | 0 | 0 | 0 | 0 | 0 | 0 | 0 | 18 | 0 | 0 | 0 | 0 | 0 | 0
157 | 7000033353 | 2060 | Replacement of 11kV Line-AAAC Rabbit | 1000030846 | 18 | AAAC RABBIT CONDUCTOR | KM | 124 |  | INCLUDED |  | INCLUDED | 0 | INCLUDED | 0 | 0 | 0 | 0 | 0 | 0 | 0 | 0 | 0 | 0 | 0 | 0 | 18 | 0 | 0 | 0 | 0 | 0 | 0
158 | 7000033353 | 2070 | Replacement of 11kV Line-AAAC Rabbit | 1000028777 | 18 | PG CLAMP FOR AAAC RABBIT CONDUCTOR | EA | 400 |  | INCLUDED |  | INCLUDED | 0 | INCLUDED | 0 | 0 | 0 | 0 | 0 | 0 | 0 | 0 | 0 | 0 | 0 | 0 | 18 | 0 | 0 | 0 | 0 | 0 | 0
159 | 7000033353 | 2110 | Conversion of OH 11kV Line- 3Cx95+1Cx50 | 1000037908 | 18 | 9M STP 410 MPA SP 33 | EA | 195 |  | INCLUDED |  | INCLUDED | 0 | INCLUDED | 0 | 0 | 0 | 0 | 0 | 0 | 0 | 0 | 0 | 0 | 0 | 0 | 18 | 0 | 0 | 0 | 0 | 0 | 0
160 | 7000033353 | 2120 | Conversion of OH 11kV Line- 3Cx95+1Cx50 | 1000066063 | 18 | PG CLAMP SUITABLE FOR 50SQMM AS PER TS | EA | 325 |  | INCLUDED |  | INCLUDED | 0 | INCLUDED | 0 | 0 | 0 | 0 | 0 | 0 | 0 | 0 | 0 | 0 | 0 | 0 | 18 | 0 | 0 | 0 | 0 | 0 | 0
161 | 7000033353 | 2130 | Conversion of OH 11kV Line- 3Cx95+1Cx50 | 1000022819 | 18 | Nut & Bolts, Foundation bolts, Washerand other accessories for structures | MT | 1.22 |  | INCLUDED |  | INCLUDED | 0 | INCLUDED | 0 | 0 | 0 | 0 | 0 | 0 | 0 | 0 | 0 | 0 | 0 | 0 | 18 | 0 | 0 | 0 | 0 | 0 | 0
162 | 7000033353 | 2140 | Conversion of OH 11kV Line- 3Cx95+1Cx50 | 1000028393 | 18 | 20 MM DIA 2500 MM LONG GI ROD TOGETHER WITH FIXINGARRANGEMENT(EXCLUDING GI WIRE REQUIRED FOR EARTHING) AS PER APPROVEDDRAWING. | SET | 195 |  | INCLUDED |  | INCLUDED | 0 | INCLUDED | 0 | 0 | 0 | 0 | 0 | 0 | 0 | 0 | 0 | 0 | 0 | 0 | 18 | 0 | 0 | 0 | 0 | 0 | 0
163 | 7000033353 | 2150 | Conversion of OH 11kV Line- 3Cx95+1Cx50 | 1000041805 | 18 | GI FLAT FOR EARTHING (25X3 MM) | MT | 0.234 |  | INCLUDED |  | INCLUDED | 0 | INCLUDED | 0 | 0 | 0 | 0 | 0 | 0 | 0 | 0 | 0 | 0 | 0 | 0 | 18 | 0 | 0 | 0 | 0 | 0 | 0
164 | 7000033353 | 2160 | Conversion of OH 11kV Line- 3Cx95+1Cx50 | 1000032345 | 18 | HARDWARE FITTINGS FOR 11 KV STAY SET COMPLETE AS PER TS | SET | 325 |  | INCLUDED |  | INCLUDED | 0 | INCLUDED | 0 | 0 | 0 | 0 | 0 | 0 | 0 | 0 | 0 | 0 | 0 | 0 | 18 | 0 | 0 | 0 | 0 | 0 | 0
165 | 7000033353 | 2170 | Conversion of OH 11kV Line- 3Cx95+1Cx50 | 1000022814 | 18 | GUY STRAIN INSULATORS DESIGNATION 'C' | EA | 325 |  | INCLUDED |  | INCLUDED | 0 | INCLUDED | 0 | 0 | 0 | 0 | 0 | 0 | 0 | 0 | 0 | 0 | 0 | 0 | 18 | 0 | 0 | 0 | 0 | 0 | 0
166 | 7000033353 | 2180 | Conversion of OH 11kV Line- 3Cx95+1Cx50 | 1000071671 | 18 | STAY WIRE (7/10 SWG) FOR STAY SET AS PER TS | KG | 1625 |  | INCLUDED |  | INCLUDED | 0 | INCLUDED | 0 | 0 | 0 | 0 | 0 | 0 | 0 | 0 | 0 | 0 | 0 | 0 | 18 | 0 | 0 | 0 | 0 | 0 | 0
167 | 7000033353 | 2190 | Conversion of OH 11kV Line- 3Cx95+1Cx50 | 1000066058 | 18 | FABRICATION AND SUPPLY OF M.S. GALVANIZED ITEMS- CLAMPS, ETC, COMPLETEAS REQUIRED FOR HT AB CABLE AS PER TS | MT | 4.063 |  | INCLUDED |  | INCLUDED | 0 | INCLUDED | 0 | 0 | 0 | 0 | 0 | 0 | 0 | 0 | 0 | 0 | 0 | 0 | 18 | 0 | 0 | 0 | 0 | 0 | 0
168 | 7000033353 | 2200 | Conversion of OH 11kV Line- 3Cx95+1Cx50 | 1000078181 | 18 | 3-PH 11KV, XLPE INSULATED, BARE MESSANGER AERIAL BUNCHED CABLE(3CX95+1CX50 SQMM) | KM | 34.125 |  | INCLUDED |  | INCLUDED | 0 | INCLUDED | 0 | 0 | 0 | 0 | 0 | 0 | 0 | 0 | 0 | 0 | 0 | 0 | 18 | 0 | 0 | 0 | 0 | 0 | 0
169 | 7000033353 | 2210 | Conversion of OH 11kV Line- 3Cx95+1Cx50 | 1000078207 | 18 | SUSPENSION CLAMP SUITABLE FOR 3CX95 + 1CX50 SQMM 11KV AB CABLE | SET | 650 |  | INCLUDED |  | INCLUDED | 0 | INCLUDED | 0 | 0 | 0 | 0 | 0 | 0 | 0 | 0 | 0 | 0 | 0 | 0 | 18 | 0 | 0 | 0 | 0 | 0 | 0
170 | 7000033353 | 2220 | Conversion of OH 11kV Line- 3Cx95+1Cx50 | 1000078214 | 18 | TENSION CLAMP SUITABLE FOR 3CX95 + 1CX50 SQMM 11KV AB CABLE | SET | 325 |  | INCLUDED |  | INCLUDED | 0 | INCLUDED | 0 | 0 | 0 | 0 | 0 | 0 | 0 | 0 | 0 | 0 | 0 | 0 | 18 | 0 | 0 | 0 | 0 | 0 | 0
171 | 7000033353 | 2230 | Conversion of OH 11kV Line- 3Cx95+1Cx50 | 1000078194 | 18 | MS GALVENISED FORGED EYE HOOK SUITABLE FOR 3CX95 + 1CX50 SQMM 11KV ABCABLE | EA | 975 |  | INCLUDED |  | INCLUDED | 0 | INCLUDED | 0 | 0 | 0 | 0 | 0 | 0 | 0 | 0 | 0 | 0 | 0 | 0 | 18 | 0 | 0 | 0 | 0 | 0 | 0
172 | 7000033353 | 2240 | Conversion of OH 11kV Line- 3Cx120+1Cx70 | 1000037908 | 18 | 9M STP 410 MPA SP 33 | EA | 90 |  | INCLUDED |  | INCLUDED | 0 | INCLUDED | 0 | 0 | 0 | 0 | 0 | 0 | 0 | 0 | 0 | 0 | 0 | 0 | 18 | 0 | 0 | 0 | 0 | 0 | 0
173 | 7000033353 | 2250 | Conversion of OH 11kV Line- 3Cx120+1Cx70 | 1000066064 | 18 | PG CLAMP SUITABLE FOR 70SQMM AS PER TS | EA | 150 |  | INCLUDED |  | INCLUDED | 0 | INCLUDED | 0 | 0 | 0 | 0 | 0 | 0 | 0 | 0 | 0 | 0 | 0 | 0 | 18 | 0 | 0 | 0 | 0 | 0 | 0
174 | 7000033353 | 2260 | Conversion of OH 11kV Line- 3Cx120+1Cx70 | 1000022819 | 18 | Nut & Bolts, Foundation bolts, Washerand other accessories for structures | MT | 0.56 |  | INCLUDED |  | INCLUDED | 0 | INCLUDED | 0 | 0 | 0 | 0 | 0 | 0 | 0 | 0 | 0 | 0 | 0 | 0 | 18 | 0 | 0 | 0 | 0 | 0 | 0
175 | 7000033353 | 2270 | Conversion of OH 11kV Line- 3Cx120+1Cx70 | 1000028393 | 18 | 20 MM DIA 2500 MM LONG GI ROD TOGETHER WITH FIXINGARRANGEMENT(EXCLUDING GI WIRE REQUIRED FOR EARTHING) AS PER APPROVEDDRAWING. | SET | 90 |  | INCLUDED |  | INCLUDED | 0 | INCLUDED | 0 | 0 | 0 | 0 | 0 | 0 | 0 | 0 | 0 | 0 | 0 | 0 | 18 | 0 | 0 | 0 | 0 | 0 | 0
176 | 7000033353 | 2280 | Conversion of OH 11kV Line- 3Cx120+1Cx70 | 1000041805 | 18 | GI FLAT FOR EARTHING (25X3 MM) | MT | 0.108 |  | INCLUDED |  | INCLUDED | 0 | INCLUDED | 0 | 0 | 0 | 0 | 0 | 0 | 0 | 0 | 0 | 0 | 0 | 0 | 18 | 0 | 0 | 0 | 0 | 0 | 0
177 | 7000033353 | 2290 | Conversion of OH 11kV Line- 3Cx120+1Cx70 | 1000032345 | 18 | HARDWARE FITTINGS FOR 11 KV STAY SET COMPLETE AS PER TS | SET | 150 |  | INCLUDED |  | INCLUDED | 0 | INCLUDED | 0 | 0 | 0 | 0 | 0 | 0 | 0 | 0 | 0 | 0 | 0 | 0 | 18 | 0 | 0 | 0 | 0 | 0 | 0
178 | 7000033353 | 2300 | Conversion of OH 11kV Line- 3Cx120+1Cx70 | 1000022814 | 18 | GUY STRAIN INSULATORS DESIGNATION 'C' | EA | 150 |  | INCLUDED |  | INCLUDED | 0 | INCLUDED | 0 | 0 | 0 | 0 | 0 | 0 | 0 | 0 | 0 | 0 | 0 | 0 | 18 | 0 | 0 | 0 | 0 | 0 | 0
179 | 7000033353 | 2310 | Conversion of OH 11kV Line- 3Cx120+1Cx70 | 1000071671 | 18 | STAY WIRE (7/10 SWG) FOR STAY SET AS PER TS | KG | 750 |  | INCLUDED |  | INCLUDED | 0 | INCLUDED | 0 | 0 | 0 | 0 | 0 | 0 | 0 | 0 | 0 | 0 | 0 | 0 | 18 | 0 | 0 | 0 | 0 | 0 | 0
180 | 7000033353 | 2320 | Conversion of OH 11kV Line- 3Cx120+1Cx70 | 1000066058 | 18 | FABRICATION AND SUPPLY OF M.S. GALVANIZED ITEMS- CLAMPS, ETC, COMPLETEAS REQUIRED FOR HT AB CABLE AS PER TS | MT | 1.875 |  | INCLUDED |  | INCLUDED | 0 | INCLUDED | 0 | 0 | 0 | 0 | 0 | 0 | 0 | 0 | 0 | 0 | 0 | 0 | 18 | 0 | 0 | 0 | 0 | 0 | 0
181 | 7000033175 | 10 | Conversion of OH 11kV Line- 3Cx120+1Cx70 | 1000078182 | 18 | 3-PH 11KV, XLPE INSULATED, BARE MESSANGER AERIAL BUNCHED CABLE(3CX120+1CX70 SQMM) | KM | 15.75 |  | INCLUDED |  | INCLUDED | 0 | INCLUDED | 0 | 0 | 0 | 0 | 0 | 0 | 0 | 0 | 0 | 0 | 0 | 0 | 18 | 0 | 0 | 0 | 0 | 0 | 0
182 | 7000033176 | 10 | Conversion of OH 11kV Line- 3Cx120+1Cx70 | 1000078204 | 18 | SUSPENSION CLAMP SUITABLE FOR 3CX120+1CX70 SQMM SQMM 11KV AB CABLE | SET | 300 |  | INCLUDED |  | INCLUDED | 0 | INCLUDED | 0 | 0 | 0 | 0 | 0 | 0 | 0 | 0 | 0 | 0 | 0 | 0 | 18 | 0 | 0 | 0 | 0 | 0 | 0
183 | 7000033177 | 10 | Conversion of OH 11kV Line- 3Cx120+1Cx70 | 1000078211 | 18 | TENSION CLAMP SUITABLE FOR 3CX120+1CX70 SQMM SQMM 11KV AB CABLE | SET | 150 |  | INCLUDED |  | INCLUDED | 0 | INCLUDED | 0 | 0 | 0 | 0 | 0 | 0 | 0 | 0 | 0 | 0 | 0 | 0 | 18 | 0 | 0 | 0 | 0 | 0 | 0
184 | 7000033178 | 10 | Conversion of OH 11kV Line- 3Cx120+1Cx70 | 1000078190 | 18 | MS GALVENISED FORGED EYE HOOK SUITABLE FOR 3CX120+1CX70 SQMM SQMM11KV AB CABLE | EA | 450 |  | INCLUDED |  | INCLUDED | 0 | INCLUDED | 0 | 0 | 0 | 0 | 0 | 0 | 0 | 0 | 0 | 0 | 0 | 0 | 18 | 0 | 0 | 0 | 0 | 0 | 0
185 | 7000033353 | 2330 | Conversion of OH 11kV Line- 185 Sqmm UG | 1000008861 | 18 | 11 kV Outdoor Termination Kit suitable for 11 kV, 3Cx185 sq.mm XLPEcable | SET | 80 |  | INCLUDED |  | INCLUDED | 0 | INCLUDED | 0 | 0 | 0 | 0 | 0 | 0 | 0 | 0 | 0 | 0 | 0 | 0 | 18 | 0 | 0 | 0 | 0 | 0 | 0
186 | 7000033179 | 10 | Conversion of OH 11kV Line- 185 Sqmm UG | 1000078176 | 18 | 11KV 3CX185 SQMM, ARMOURED, AL, XLPE INSULATED POWER CABLE AS PER TS | KM | 20.6 |  | INCLUDED |  | INCLUDED | 0 | INCLUDED | 0 | 0 | 0 | 0 | 0 | 0 | 0 | 0 | 0 | 0 | 0 | 0 | 18 | 0 | 0 | 0 | 0 | 0 | 0
187 | 7000033360 | 10 | Conversion of OH 11kV Line- 185 Sqmm UG | 1000078200 | 18 | HEAT SHRINKABLE STRAIGHT THROUGH JOINTING KIT SUITABLE FOR 3CX185 SQMM11 KV XLPE POWER CABLE | SET | 40 |  | INCLUDED |  | INCLUDED | 0 | INCLUDED | 0 | 0 | 0 | 0 | 0 | 0 | 0 | 0 | 0 | 0 | 0 | 0 | 18 | 0 | 0 | 0 | 0 | 0 | 0
188 | 7000033361 | 10 | Conversion of OH 11kV Line- 185 Sqmm UG | 1000078174 | 18 | 110MM, PE80, PN-4 HDPE PIPE FOR CABLE LAYING | KM | 20 |  | INCLUDED |  | INCLUDED | 0 | INCLUDED | 0 | 0 | 0 | 0 | 0 | 0 | 0 | 0 | 0 | 0 | 0 | 0 | 18 | 0 | 0 | 0 | 0 | 0 | 0
189 | 7000033353 | 2340 | Conversion of OH 11kV Line- 95 Sqmm UG | 1000032007 | 18 | 11KV 3X95SQMM XLPE AL ARMOURED CABLE | KM | 2 |  | INCLUDED |  | INCLUDED | 0 | INCLUDED | 0 | 0 | 0 | 0 | 0 | 0 | 0 | 0 | 0 | 0 | 0 | 0 | 18 | 0 | 0 | 0 | 0 | 0 | 0
190 | 7000033353 | 2350 | Conversion of OH 11kV Line- 95 Sqmm UG | 1000008864 | 18 | 11 kV Outdoor Termination Kit suitable for 11 kV, 3Cx95 sq.mm XLPEcable | SET | 8 |  | INCLUDED |  | INCLUDED | 0 | INCLUDED | 0 | 0 | 0 | 0 | 0 | 0 | 0 | 0 | 0 | 0 | 0 | 0 | 18 | 0 | 0 | 0 | 0 | 0 | 0
191 | 7000033362 | 10 | Conversion of OH 11kV Line- 95 Sqmm UG | 1000078202 | 18 | HEAT SHRINKABLE STRAIGHT THROUGH JOINTING KIT SUITABLE FOR 3CX95 SQMM11 KV XLPE POWER CABLE | SET | 4 |  | INCLUDED |  | INCLUDED | 0 | INCLUDED | 0 | 0 | 0 | 0 | 0 | 0 | 0 | 0 | 0 | 0 | 0 | 0 | 18 | 0 | 0 | 0 | 0 | 0 | 0
192 | 7000033363 | 10 | Conversion of OH 11kV Line- 95 Sqmm UG | 1000078174 | 18 | 110MM, PE80, PN-4 HDPE PIPE FOR CABLE LAYING | KM | 2 |  | INCLUDED |  | INCLUDED | 0 | INCLUDED | 0 | 0 | 0 | 0 | 0 | 0 | 0 | 0 | 0 | 0 | 0 | 0 | 18 | 0 | 0 | 0 | 0 | 0 | 0
193 | 7000033353 | 2360 | Conversion of AB 11kV Line- 50Sqmm ABC | 1000037908 | 18 | 9M STP 410 MPA SP 33 | EA | 120 |  | INCLUDED |  | INCLUDED | 0 | INCLUDED | 0 | 0 | 0 | 0 | 0 | 0 | 0 | 0 | 0 | 0 | 0 | 0 | 18 | 0 | 0 | 0 | 0 | 0 | 0
194 | 7000033353 | 2370 | Conversion of AB 11kV Line- 50Sqmm ABC | 1000078206 | 18 | SUSPENSION CLAMP SUITABLE FOR 3CX50 + 1CX35 SQMM 11KV AB CABLE | SET | 200 |  | INCLUDED |  | INCLUDED | 0 | INCLUDED | 0 | 0 | 0 | 0 | 0 | 0 | 0 | 0 | 0 | 0 | 0 | 0 | 18 | 0 | 0 | 0 | 0 | 0 | 0
195 | 7000033353 | 2380 | Conversion of AB 11kV Line- 50Sqmm ABC | 1000078209 | 18 | TENSION CLAMP SUITABLE FOR 3CX50 + 1CX35 SQMM 11KV AB CABLE | SET | 200 |  | INCLUDED |  | INCLUDED | 0 | INCLUDED | 0 | 0 | 0 | 0 | 0 | 0 | 0 | 0 | 0 | 0 | 0 | 0 | 18 | 0 | 0 | 0 | 0 | 0 | 0
196 | 7000033353 | 2390 | Conversion of AB 11kV Line- 50Sqmm ABC | 1000066062 | 18 | PG CLAMP SUITABLE FOR 35SQMM AS PER TS | EA | 200 |  | INCLUDED |  | INCLUDED | 0 | INCLUDED | 0 | 0 | 0 | 0 | 0 | 0 | 0 | 0 | 0 | 0 | 0 | 0 | 18 | 0 | 0 | 0 | 0 | 0 | 0
197 | 7000033353 | 2400 | Conversion of AB 11kV Line- 50Sqmm ABC | 1000078192 | 18 | MS GALVENISED FORGED EYE HOOK SUITABLE FOR 3CX50 + 1CX35 SQMM 11KV ABCABLE | EA | 200 |  | INCLUDED |  | INCLUDED | 0 | INCLUDED | 0 | 0 | 0 | 0 | 0 | 0 | 0 | 0 | 0 | 0 | 0 | 0 | 18 | 0 | 0 | 0 | 0 | 0 | 0
198 | 7000033353 | 2410 | Conversion of AB 11kV Line- 50Sqmm ABC | 1000022819 | 18 | Nut & Bolts, Foundation bolts, Washerand other accessories for structures | MT | 0.18 |  | INCLUDED |  | INCLUDED | 0 | INCLUDED | 0 | 0 | 0 | 0 | 0 | 0 | 0 | 0 | 0 | 0 | 0 | 0 | 18 | 0 | 0 | 0 | 0 | 0 | 0
199 | 7000033353 | 2420 | Conversion of AB 11kV Line- 50Sqmm ABC | 1000028393 | 18 | 20 MM DIA 2500 MM LONG GI ROD TOGETHER WITH FIXINGARRANGEMENT(EXCLUDING GI WIRE REQUIRED FOR EARTHING) AS PER APPROVEDDRAWING. | SET | 120 |  | INCLUDED |  | INCLUDED | 0 | INCLUDED | 0 | 0 | 0 | 0 | 0 | 0 | 0 | 0 | 0 | 0 | 0 | 0 | 18 | 0 | 0 | 0 | 0 | 0 | 0
200 | 7000033353 | 2430 | Conversion of AB 11kV Line- 50Sqmm ABC | 1000041805 | 18 | GI FLAT FOR EARTHING (25X3 MM) | MT | 0.144 |  | INCLUDED |  | INCLUDED | 0 | INCLUDED | 0 | 0 | 0 | 0 | 0 | 0 | 0 | 0 | 0 | 0 | 0 | 0 | 18 | 0 | 0 | 0 | 0 | 0 | 0
201 | 7000033353 | 2440 | Conversion of AB 11kV Line- 50Sqmm ABC | 1000032345 | 18 | HARDWARE FITTINGS FOR 11 KV STAY SET COMPLETE AS PER TS | SET | 200 |  | INCLUDED |  | INCLUDED | 0 | INCLUDED | 0 | 0 | 0 | 0 | 0 | 0 | 0 | 0 | 0 | 0 | 0 | 0 | 18 | 0 | 0 | 0 | 0 | 0 | 0
202 | 7000033353 | 2450 | Conversion of AB 11kV Line- 50Sqmm ABC | 1000022814 | 18 | GUY STRAIN INSULATORS DESIGNATION 'C' | EA | 200 |  | INCLUDED |  | INCLUDED | 0 | INCLUDED | 0 | 0 | 0 | 0 | 0 | 0 | 0 | 0 | 0 | 0 | 0 | 0 | 18 | 0 | 0 | 0 | 0 | 0 | 0
203 | 7000033353 | 2460 | Conversion of AB 11kV Line- 50Sqmm ABC | 1000071671 | 18 | STAY WIRE (7/10 SWG) FOR STAY SET AS PER TS | KG | 1000 |  | INCLUDED |  | INCLUDED | 0 | INCLUDED | 0 | 0 | 0 | 0 | 0 | 0 | 0 | 0 | 0 | 0 | 0 | 0 | 18 | 0 | 0 | 0 | 0 | 0 | 0
204 | 7000033353 | 2470 | Conversion of AB 11kV Line- 50Sqmm ABC | 1000066058 | 18 | FABRICATION AND SUPPLY OF M.S. GALVANIZED ITEMS- CLAMPS, ETC, COMPLETEAS REQUIRED FOR HT AB CABLE AS PER TS | MT | 0.6 |  | INCLUDED |  | INCLUDED | 0 | INCLUDED | 0 | 0 | 0 | 0 | 0 | 0 | 0 | 0 | 0 | 0 | 0 | 0 | 18 | 0 | 0 | 0 | 0 | 0 | 0
205 | 7000033364 | 10 | Conversion of AB 11kV Line- 50Sqmm ABC | 1000078179 | 18 | 3-PH 11KV, XLPE INSULATED, BARE MESSANGER AERIAL BUNCHED CABLE (3CX50+1CX35 SQMM) | KM | 21 |  | INCLUDED |  | INCLUDED | 0 | INCLUDED | 0 | 0 | 0 | 0 | 0 | 0 | 0 | 0 | 0 | 0 | 0 | 0 | 18 | 0 | 0 | 0 | 0 | 0 | 0
206 | 7000033353 | 2480 | Conversion of AB 11kV Line- 95Sqmm ABC | 1000037908 | 18 | 9M STP 410 MPA SP 33 | EA | 180 |  | INCLUDED |  | INCLUDED | 0 | INCLUDED | 0 | 0 | 0 | 0
207 | 7000033353 | 2490 | Conversion of AB 11kV Line- 95Sqmm ABC | 1000066063 | 18 | PG CLAMP SUITABLE FOR 50SQMM AS PER TS | EA | 300 |  | INCLUDED |  | INCLUDED | 0 | INCLUDED | 0 | 0 | 0 | 0
208 | 7000033353 | 2500 | Conversion of AB 11kV Line- 95Sqmm ABC | 1000022819 | 18 | Nut & Bolts, Foundation bolts, Washerand other accessories for structures | MT | 0.27 |  | INCLUDED |  | INCLUDED | 0 | INCLUDED | 0 | 0 | 0 | 0
209 | 7000033353 | 2510 | Conversion of AB 11kV Line- 95Sqmm ABC | 1000028393 | 18 | 20 MM DIA 2500 MM LONG GI ROD TOGETHER WITH FIXINGARRANGEMENT(EXCLUDING GI WIRE REQUIRED FOR EARTHING) AS PER APPROVEDDRAWING. | SET | 180 |  | INCLUDED |  | INCLUDED | 0 | INCLUDED | 0 | 0 | 0 | 0
210 | 7000033353 | 2520 | Conversion of AB 11kV Line- 95Sqmm ABC | 1000041805 | 18 | GI FLAT FOR EARTHING (25X3 MM) | MT | 0.216 |  | INCLUDED |  | INCLUDED | 0 | INCLUDED | 0 | 0 | 0 | 0
211 | 7000033353 | 2530 | Conversion of AB 11kV Line- 95Sqmm ABC | 1000032345 | 18 | HARDWARE FITTINGS FOR 11 KV STAY SET COMPLETE AS PER TS | SET | 300 |  | INCLUDED |  | INCLUDED | 0 | INCLUDED | 0 | 0 | 0 | 0
212 | 7000033353 | 2540 | Conversion of AB 11kV Line- 95Sqmm ABC | 1000022814 | 18 | GUY STRAIN INSULATORS DESIGNATION 'C' | EA | 300 |  | INCLUDED |  | INCLUDED | 0 | INCLUDED | 0 | 0 | 0 | 0
213 | 7000033353 | 2550 | Conversion of AB 11kV Line- 95Sqmm ABC | 1000071671 | 18 | STAY WIRE (7/10 SWG) FOR STAY SET AS PER TS | KG | 1500 |  | INCLUDED |  | INCLUDED | 0 | INCLUDED | 0 | 0 | 0 | 0
214 | 7000033353 | 2560 | Conversion of AB 11kV Line- 95Sqmm ABC | 1000066058 | 18 | FABRICATION AND SUPPLY OF M.S. GALVANIZED ITEMS- CLAMPS, ETC, COMPLETEAS REQUIRED FOR HT AB CABLE AS PER TS | MT | 0.9 |  | INCLUDED |  | INCLUDED | 0 | INCLUDED | 0 | 0 | 0 | 0
215 | 7000033365 | 10 | Conversion of AB 11kV Line- 95Sqmm ABC | 1000078181 | 18 | 3-PH 11KV, XLPE INSULATED, BARE MESSANGER AERIAL BUNCHED CABLE(3CX95+1CX50 SQMM) | KM | 31.5 |  | INCLUDED |  | INCLUDED | 0 | INCLUDED | 0 | 0 | 0 | 0
216 | 7000033366 | 10 | Conversion of AB 11kV Line- 95Sqmm ABC | 1000078207 | 18 | SUSPENSION CLAMP SUITABLE FOR 3CX95 + 1CX50 SQMM 11KV AB CABLE | SET | 300 |  | INCLUDED |  | INCLUDED | 0 | INCLUDED | 0 | 0 | 0 | 0
217 | 7000033367 | 10 | Conversion of AB 11kV Line- 95Sqmm ABC | 1000078214 | 18 | TENSION CLAMP SUITABLE FOR 3CX95 + 1CX50 SQMM 11KV AB CABLE | SET | 300 |  | INCLUDED |  | INCLUDED | 0 | INCLUDED | 0 | 0 | 0 | 0
218 | 7000033368 | 10 | Conversion of AB 11kV Line- 95Sqmm ABC | 1000078194 | 18 | MS GALVENISED FORGED EYE HOOK SUITABLE FOR 3CX95 + 1CX50 SQMM 11KV ABCABLE | EA | 600 |  | INCLUDED |  | INCLUDED | 0 | INCLUDED | 0 | 0 | 0 | 0
219 | 7000033353 | 2630 | LT OH to ABC-3Cx25+1CX35+1CX16 | 1000037908 | 18 | 9M STP 410 MPA SP 33 | EA | 140 |  | INCLUDED |  | INCLUDED | 0 | INCLUDED | 0 | 0 | 0 | 0
220 | 7000033353 | 2640 | LT OH to ABC-3Cx25+1CX35+1CX16 | 1000056676 | 18 | FABRICATION AND SUPPLY OF M.S. GALVANIZED ITEMS- CLAMPS, ETC, COMPLETEAS REQUIRED FOR LT AB CABLE | MT | 2 |  | INCLUDED |  | INCLUDED | 0 | INCLUDED | 0 | 0 | 0 | 0
221 | 7000033353 | 2650 | LT OH to ABC-3Cx25+1CX35+1CX16 | 1000022819 | 18 | Nut & Bolts, Foundation bolts, Washerand other accessories for structures | MT | 0.6 |  | INCLUDED |  | INCLUDED | 0 | INCLUDED | 0 | 0 | 0 | 0
222 | 7000033353 | 2660 | LT OH to ABC-3Cx25+1CX35+1CX16 | 1000028393 | 18 | 20 MM DIA 2500 MM LONG GI ROD TOGETHER WITH FIXINGARRANGEMENT(EXCLUDING GI WIRE REQUIRED FOR EARTHING) AS PER APPROVEDDRAWING. | SET | 120 |  | INCLUDED |  | INCLUDED | 0 | INCLUDED | 0 | 0 | 0 | 0
223 | 7000033353 | 2670 | LT OH to ABC-3Cx25+1CX35+1CX16 | 1000041805 | 18 | GI FLAT FOR EARTHING (25X3 MM) | MT | 0.144 |  | INCLUDED |  | INCLUDED | 0 | INCLUDED | 0 | 0 | 0 | 0
224 | 7000033353 | 2680 | LT OH to ABC-3Cx25+1CX35+1CX16 | 1000066062 | 18 | PG CLAMP SUITABLE FOR 35SQMM AS PER TS | EA | 200 |  | INCLUDED |  | INCLUDED | 0 | INCLUDED | 0 | 0 | 0 | 0
225 | 7000033353 | 2690 | LT OH to ABC-3Cx25+1CX35+1CX16 | 1000028419 | 18 | GUY STRAIN INSULATORS DESIGNATION 'A' AS PER TS | SET | 200 |  | INCLUDED |  | INCLUDED | 0 | INCLUDED | 0 | 0 | 0 | 0
226 | 7000033353 | 2700 | LT OH to ABC-3Cx25+1CX35+1CX16 | 1000071671 | 18 | STAY WIRE (7/10 SWG) FOR STAY SET AS PER TS | KG | 1000 |  | INCLUDED |  | INCLUDED | 0 | INCLUDED | 0 | 0 | 0 | 0
227 | 7000033353 | 2710 | LT OH to ABC-3Cx25+1CX35+1CX16 | 1000032346 | 18 | HARDWARE FITTINGS FOR LT STAY SET COMPLETE STAY SET TS | SET | 200 |  | INCLUDED |  | INCLUDED | 0 | INCLUDED | 0 | 0 | 0 | 0
228 | 7000033353 | 2720 | LT OH to ABC-3Cx25+1CX35+1CX16 | 1000066061 | 18 | INSULATING PEIRCING CONNECTOR SUITABLE FOR LT AB CABLE AS TS | EA | 200 |  | INCLUDED |  | INCLUDED | 0 | INCLUDED | 0 | 0 | 0 | 0
229 | 7000033353 | 2730 | LT OH to ABC-3Cx25+1CX35+1CX16 | 1000078172 | 18 | 3-PHASE LT AERIAL BUNCHED CABLE (3CX25+1CX35+1CX16 SQ.MM) AS PER TS | KM | 21 |  | INCLUDED |  | INCLUDED | 0 | INCLUDED | 0 | 0 | 0 | 0
230 | 7000033353 | 2740 | LT OH to ABC-3Cx25+1CX35+1CX16 | 1000078205 | 18 | SUSPENSION CLAMP SUITABLE FOR 3CX25+1CX35+1CX16 SQMM LT AB CABLE AS TS | SET | 200 |  | INCLUDED |  | INCLUDED | 0 | INCLUDED | 0 | 0 | 0 | 0
231 | 7000033353 | 2750 | LT OH to ABC-3Cx25+1CX35+1CX16 | 1000078210 | 18 | TENSION CLAMP SUITABLE FOR 3CX25+1CX35+1CX16 SQMM LT AB CABLE AS TS | SET | 200 |  | INCLUDED |  | INCLUDED | 0 | INCLUDED | 0 | 0 | 0 | 0
232 | 7000033353 | 2760 | LT OH to ABC-3Cx25+1CX35+1CX16 | 1000078191 | 18 | EYE HOOK SUITABLE FOR 3CX25+1CX35+1CX16 SQMM LT AB CABLE AS TS | EA | 400 |  | INCLUDED |  | INCLUDED | 0 | INCLUDED | 0 | 0 | 0 | 0
233 | 7000033353 | 2770 | LT OH to ABC-3Cx35+1CX35+1CX16 | 1000066017 | 18 | 3-PHASE LT AERIAL BUNCHED CABLE (3CX35+1CX16+1CX35 SQ.MM) AS PER TS. | KM | 39.9 |  | INCLUDED |  | INCLUDED | 0 | INCLUDED | 0 | 0 | 0 | 0
234 | 7000033353 | 2780 | LT OH to ABC-3Cx35+1CX35+1CX16 | 1000037908 | 18 | 9M STP 410 MPA SP 33 | EA | 266 |  | INCLUDED |  | INCLUDED | 0 | INCLUDED | 0 | 0 | 0 | 0
235 | 7000033353 | 2790 | LT OH to ABC-3Cx35+1CX35+1CX16 | 1000066007 | 18 | SUSPENSION CLAMP FOR 3-PHASE LT AERIAL BUNCHED CABLE(3CX35+1CX16+1CX35 SQ.MM) | NO | 380 |  | INCLUDED |  | INCLUDED | 0 | INCLUDED | 0 | 0 | 0 | 0
236 | 7000033353 | 2800 | LT OH to ABC-3Cx35+1CX35+1CX16 | 1000066042 | 18 | TENSION CLAMP SUITABLE FOR LT AB CABLE (3CX35+1CX16+1CX35 SQ.MM) ASTS | EA | 380 |  | INCLUDED |  | INCLUDED | 0 | INCLUDED | 0 | 0 | 0 | 0
237 | 7000033353 | 2810 | LT OH to ABC-3Cx35+1CX35+1CX16 | 1000066022 | 18 | MS GALVANISED FORGED EYEHOOK CLAMP SUITABLE FOR LT AB CABLE(3CX35+1CX16+1CX35 SQ.MM) AS TS | EA | 760 |  | INCLUDED |  | INCLUDED | 0 | INCLUDED | 0 | 0 | 0 | 0
238 | 7000033353 | 2820 | LT OH to ABC-3Cx35+1CX35+1CX16 | 1000056676 | 18 | FABRICATION AND SUPPLY OF M.S. GALVANIZED ITEMS- CLAMPS, ETC, COMPLETEAS REQUIRED FOR LT AB CABLE | MT | 3.8 |  | INCLUDED |  | INCLUDED | 0 | INCLUDED | 0 | 0 | 0 | 0
239 | 7000033353 | 2830 | LT OH to ABC-3Cx35+1CX35+1CX16 | 1000022819 | 18 | Nut & Bolts, Foundation bolts, Washerand other accessories for structures | MT | 1.14 |  | INCLUDED |  | INCLUDED | 0 | INCLUDED | 0 | 0 | 0 | 0
240 | 7000033353 | 2840 | LT OH to ABC-3Cx35+1CX35+1CX16 | 1000028393 | 18 | 20 MM DIA 2500 MM LONG GI ROD TOGETHER WITH FIXINGARRANGEMENT(EXCLUDING GI WIRE REQUIRED FOR EARTHING) AS PER APPROVEDDRAWING. | SET | 228 |  | INCLUDED |  | INCLUDED | 0 | INCLUDED | 0 | 0 | 0 | 0
241 | 7000033353 | 2850 | LT OH to ABC-3Cx35+1CX35+1CX16 | 1000041805 | 18 | GI FLAT FOR EARTHING (25X3 MM) | MT | 0.27 |  | INCLUDED |  | INCLUDED | 0 | INCLUDED | 0 | 0 | 0 | 0
242 | 7000033353 | 2860 | LT OH to ABC-3Cx35+1CX35+1CX16 | 1000066062 | 18 | PG CLAMP SUITABLE FOR 35SQMM AS PER TS | EA | 380 |  | INCLUDED |  | INCLUDED | 0 | INCLUDED | 0 | 0 | 0 | 0
243 | 7000033353 | 2870 | LT OH to ABC-3Cx35+1CX35+1CX16 | 1000028419 | 18 | GUY STRAIN INSULATORS DESIGNATION 'A' AS PER TS | SET | 380 |  | INCLUDED |  | INCLUDED | 0 | INCLUDED | 0 | 0 | 0 | 0
244 | 7000033353 | 2880 | LT OH to ABC-3Cx35+1CX35+1CX16 | 1000071671 | 18 | STAY WIRE (7/10 SWG) FOR STAY SET AS PER TS | KG | 1900 |  | INCLUDED |  | INCLUDED | 0 | INCLUDED | 0 | 0 | 0 | 0
245 | 7000033353 | 2890 | LT OH to ABC-3Cx35+1CX35+1CX16 | 1000032346 | 18 | HARDWARE FITTINGS FOR LT STAY SET COMPLETE STAY SET TS | SET | 380 |  | INCLUDED |  | INCLUDED | 0 | INCLUDED | 0 | 0 | 0 | 0
246 | 7000033353 | 2900 | LT OH to ABC-3Cx35+1CX35+1CX16 | 1000066061 | 18 | INSULATING PEIRCING CONNECTOR SUITABLE FOR LT AB CABLE AS TS | EA | 380 |  | INCLUDED |  | INCLUDED | 0 | INCLUDED | 0 | 0 | 0 | 0
247 | 7000033353 | 2910 | LT OH to ABC-3Cx50+1CX35+1CX16 | 1000066018 | 18 | 3-PHASE LT AERIAL BUNCHED CABLE (3CX50+1CX16+1CX35 SQ.MM) AS PER TS. | KM | 65.1 |  | INCLUDED |  | INCLUDED | 0 | INCLUDED | 0 | 0 | 0 | 0
248 | 7000033353 | 2920 | LT OH to ABC-3Cx50+1CX35+1CX16 | 1000037908 | 18 | 9M STP 410 MPA SP 33 | EA | 434 |  | INCLUDED |  | INCLUDED | 0 | INCLUDED | 0 | 0 | 0 | 0
249 | 7000033353 | 2930 | LT OH to ABC-3Cx50+1CX35+1CX16 | 1000066038 | 18 | SUSPENSION CLAMP SUITABLE FOR LT AB CABLE (3CX50+1CX16+1CX35 SQ.MM)AS TS | EA | 620 |  | INCLUDED |  | INCLUDED | 0 | INCLUDED | 0 | 0 | 0 | 0
250 | 7000033353 | 2940 | LT OH to ABC-3Cx50+1CX35+1CX16 | 1000066041 | 18 | TENSION CLAMP SUITABLE FOR LT AB CABLE (3CX50+1CX16+1CX35 SQ.MM) ASTS | EA | 620 |  | INCLUDED |  | INCLUDED | 0 | INCLUDED | 0 | 0 | 0 | 0
251 | 7000033353 | 2950 | LT OH to ABC-3Cx50+1CX35+1CX16 | 1000066021 | 18 | MS GALVANISED FORGED EYEHOOK CLAMP SUITABLE FOR LT AB CABLE(3CX+1CX16+1CX35 SQ.MM) AS TS | EA | 1240 |  | INCLUDED |  | INCLUDED | 0 | INCLUDED | 0 | 0 | 0 | 0
252 | 7000033353 | 2960 | LT OH to ABC-3Cx50+1CX35+1CX16 | 1000056676 | 18 | FABRICATION AND SUPPLY OF M.S. GALVANIZED ITEMS- CLAMPS, ETC, COMPLETEAS REQUIRED FOR LT AB CABLE | MT | 6.2 |  | INCLUDED |  | INCLUDED | 0 | INCLUDED | 0 | 0 | 0 | 0
253 | 7000033353 | 2970 | LT OH to ABC-3Cx50+1CX35+1CX16 | 1000022819 | 18 | Nut & Bolts, Foundation bolts, Washerand other accessories for structures | MT | 1.86 |  | INCLUDED |  | INCLUDED | 0 | INCLUDED | 0 | 0 | 0 | 0
254 | 7000033353 | 2980 | LT OH to ABC-3Cx50+1CX35+1CX16 | 1000028393 | 18 | 20 MM DIA 2500 MM LONG GI ROD TOGETHER WITH FIXINGARRANGEMENT(EXCLUDING GI WIRE REQUIRED FOR EARTHING) AS PER APPROVEDDRAWING. | SET | 372 |  | INCLUDED |  | INCLUDED | 0 | INCLUDED | 0 | 0 | 0 | 0
255 | 7000033353 | 2990 | LT OH to ABC-3Cx50+1CX35+1CX16 | 1000041805 | 18 | GI FLAT FOR EARTHING (25X3 MM) | MT | 0.446 |  | INCLUDED |  | INCLUDED | 0 | INCLUDED | 0 | 0 | 0 | 0
256 | 7000033353 | 3000 | LT OH to ABC-3Cx50+1CX35+1CX16 | 1000066062 | 18 | PG CLAMP SUITABLE FOR 35SQMM AS PER TS | EA | 620 |  | INCLUDED |  | INCLUDED | 0 | INCLUDED | 0 | 0 | 0 | 0
257 | 7000033353 | 3010 | LT OH to ABC-3Cx50+1CX35+1CX16 | 1000028419 | 18 | GUY STRAIN INSULATORS DESIGNATION 'A' AS PER TS | SET | 620 |  | INCLUDED |  | INCLUDED | 0 | INCLUDED | 0 | 0 | 0 | 0
258 | 7000033353 | 3020 | LT OH to ABC-3Cx50+1CX35+1CX16 | 1000071671 | 18 | STAY WIRE (7/10 SWG) FOR STAY SET AS PER TS | KG | 3100 |  | INCLUDED |  | INCLUDED | 0 | INCLUDED | 0 | 0 | 0 | 0
259 | 7000033353 | 3030 | LT OH to ABC-3Cx50+1CX35+1CX16 | 1000032346 | 18 | HARDWARE FITTINGS FOR LT STAY SET COMPLETE STAY SET TS | SET | 620 |  | INCLUDED |  | INCLUDED | 0 | INCLUDED | 0 | 0 | 0 | 0
260 | 7000033353 | 3040 | LT OH to ABC-3Cx50+1CX35+1CX16 | 1000066060 | 18 | 3-PHASE MAIN SERVICE DISTRIBUTION BOARD (MSDB) SUITABLE FOR LT AB CABLEAS PER TS | EA | 620 |  | INCLUDED |  | INCLUDED | 0 | INCLUDED | 0 | 0 | 0 | 0 | 0 | 0 | 0 | 0 | 0 | 0 | 0 | 0 | 18 | 0 | 0 | 0 | 0 | 0 | 0
261 | 7000033353 | 3050 | LT OH to ABC-3Cx50+1CX35+1CX16 | 1000065859 | 18 | 1-PHASE MAIN SERVICE DISTRIBUTION BOARD (MSDB) SUITABLE FOR LT AB CABLEAS PER TS | EA | 310 |  | INCLUDED |  | INCLUDED | 0 | INCLUDED | 0 | 0 | 0 | 0 | 0 | 0 | 0 | 0 | 0 | 0 | 0 | 0 | 18 | 0 | 0 | 0 | 0 | 0 | 0
262 | 7000033353 | 3060 | LT OH to ABC-3Cx50+1CX35+1CX16 | 1000068482 | 18 | 1.1 KV, 1 CORE 25 MM2, UNARMOURED XLPE CABLE AS PER TS | M | 620 |  | INCLUDED |  | INCLUDED | 0 | INCLUDED | 0 | 0 | 0 | 0 | 0 | 0 | 0 | 0 | 0 | 0 | 0 | 0 | 18 | 0 | 0 | 0 | 0 | 0 | 0
263 | 7000033353 | 3070 | LT OH to ABC-3Cx50+1CX35+1CX16 | 1000066061 | 18 | INSULATING PEIRCING CONNECTOR SUITABLE FOR LT AB CABLE AS TS | EA | 2170 |  | INCLUDED |  | INCLUDED | 0 | INCLUDED | 0 | 0 | 0 | 0 | 0 | 0 | 0 | 0 | 0 | 0 | 0 | 0 | 18 | 0 | 0 | 0 | 0 | 0 | 0
264 | 7000033369 | 10 | LT OH to ABC-3Cx50+1CX35+1CX16 | 1000034880 | 18 | 1.1KV 4CX35SQMM XLPE POWER CABLE | M | 1240 |  | INCLUDED |  | INCLUDED | 0 | INCLUDED | 0 | 0 | 0 | 0 | 0 | 0 | 0 | 0 | 0 | 0 | 0 | 0 | 18 | 0 | 0 | 0 | 0 | 0 | 0
265 | 7000033353 | 3080 | LT OH to ABC-3Cxx70+1X50+1X16 | 1000066019 | 18 | 3-PHASE LT AERIAL BUNCHED CABLE (3CX70+1CX16+1CX50 SQ.MM) AS PER TS. | KM | 21 |  | INCLUDED |  | INCLUDED | 0 | INCLUDED | 0 | 0 | 0 | 0 | 0 | 0 | 0 | 0 | 0 | 0 | 0 | 0 | 18 | 0 | 0 | 0 | 0 | 0 | 0
266 | 7000033353 | 3090 | LT OH to ABC-3Cxx70+1X50+1X16 | 1000037908 | 18 | 9M STP 410 MPA SP 33 | EA | 140 |  | INCLUDED |  | INCLUDED | 0 | INCLUDED | 0 | 0 | 0 | 0 | 0 | 0 | 0 | 0 | 0 | 0 | 0 | 0 | 18 | 0 | 0 | 0 | 0 | 0 | 0
267 | 7000033353 | 3100 | LT OH to ABC-3Cxx70+1X50+1X16 | 1000066066 | 18 | SUSPENSION CLAMP SUITABLE FOR LT AB CABLE (3CX70+1X16+1CX50 SQ.MM)AS TS | EA | 200 |  | INCLUDED |  | INCLUDED | 0 | INCLUDED | 0 | 0 | 0 | 0 | 0 | 0 | 0 | 0 | 0 | 0 | 0 | 0 | 18 | 0 | 0 | 0 | 0 | 0 | 0
268 | 7000033353 | 3110 | LT OH to ABC-3Cxx70+1X50+1X16 | 1000066067 | 18 | TENSION CLAMP SUITABLE FOR LT AB CABLE (3CX70+1X16+1CX50 SQ.MM) AS TS | EA | 200 |  | INCLUDED |  | INCLUDED | 0 | INCLUDED | 0 | 0 | 0 | 0 | 0 | 0 | 0 | 0 | 0 | 0 | 0 | 0 | 18 | 0 | 0 | 0 | 0 | 0 | 0
269 | 7000033353 | 3120 | LT OH to ABC-3Cxx70+1X50+1X16 | 1000065858 | 18 | MS GALVANISED FORGED EYEHOOK CLAMP SUITABLE FOR LT AB CABLE(3CX70+1X16+1CX50 SQ.MM) AS TS | EA | 400 |  | INCLUDED |  | INCLUDED | 0 | INCLUDED | 0 | 0 | 0 | 0 | 0 | 0 | 0 | 0 | 0 | 0 | 0 | 0 | 18 | 0 | 0 | 0 | 0 | 0 | 0
270 | 7000033353 | 3130 | LT OH to ABC-3Cxx70+1X50+1X16 | 1000056676 | 18 | FABRICATION AND SUPPLY OF M.S. GALVANIZED ITEMS- CLAMPS, ETC, COMPLETEAS REQUIRED FOR LT AB CABLE | MT | 2 |  | INCLUDED |  | INCLUDED | 0 | INCLUDED | 0 | 0 | 0 | 0 | 0 | 0 | 0 | 0 | 0 | 0 | 0 | 0 | 18 | 0 | 0 | 0 | 0 | 0 | 0
271 | 7000033353 | 3140 | LT OH to ABC-3Cxx70+1X50+1X16 | 1000022819 | 18 | Nut & Bolts, Foundation bolts, Washerand other accessories for structures | MT | 0.6 |  | INCLUDED |  | INCLUDED | 0 | INCLUDED | 0 | 0 | 0 | 0 | 0 | 0 | 0 | 0 | 0 | 0 | 0 | 0 | 18 | 0 | 0 | 0 | 0 | 0 | 0
272 | 7000033353 | 3150 | LT OH to ABC-3Cxx70+1X50+1X16 | 1000028393 | 18 | 20 MM DIA 2500 MM LONG GI ROD TOGETHER WITH FIXINGARRANGEMENT(EXCLUDING GI WIRE REQUIRED FOR EARTHING) AS PER APPROVEDDRAWING. | SET | 120 |  | INCLUDED |  | INCLUDED | 0 | INCLUDED | 0 | 0 | 0 | 0 | 0 | 0 | 0 | 0 | 0 | 0 | 0 | 0 | 18 | 0 | 0 | 0 | 0 | 0 | 0
273 | 7000033353 | 3160 | LT OH to ABC-3Cxx70+1X50+1X16 | 1000041805 | 18 | GI FLAT FOR EARTHING (25X3 MM) | MT | 0.144 |  | INCLUDED |  | INCLUDED | 0 | INCLUDED | 0 | 0 | 0 | 0 | 0 | 0 | 0 | 0 | 0 | 0 | 0 | 0 | 18 | 0 | 0 | 0 | 0 | 0 | 0
274 | 7000033353 | 3170 | LT OH to ABC-3Cxx70+1X50+1X16 | 1000068489 | 18 | PG CLAMP SUITABLE FOR LT ABC WITH 50SQMM BARE MESSENGER WIRE | EA | 200 |  | INCLUDED |  | INCLUDED | 0 | INCLUDED | 0 | 0 | 0 | 0 | 0 | 0 | 0 | 0 | 0 | 0 | 0 | 0 | 18 | 0 | 0 | 0 | 0 | 0 | 0
275 | 7000033353 | 3180 | LT OH to ABC-3Cxx70+1X50+1X16 | 1000028419 | 18 | GUY STRAIN INSULATORS DESIGNATION 'A' AS PER TS | SET | 200 |  | INCLUDED |  | INCLUDED | 0 | INCLUDED | 0 | 0 | 0 | 0 | 0 | 0 | 0 | 0 | 0 | 0 | 0 | 0 | 18 | 0 | 0 | 0 | 0 | 0 | 0
276 | 7000033353 | 3190 | LT OH to ABC-3Cxx70+1X50+1X16 | 1000071671 | 18 | STAY WIRE (7/10 SWG) FOR STAY SET AS PER TS | KG | 1000 |  | INCLUDED |  | INCLUDED | 0 | INCLUDED | 0 | 0 | 0 | 0 | 0 | 0 | 0 | 0 | 0 | 0 | 0 | 0 | 18 | 0 | 0 | 0 | 0 | 0 | 0
277 | 7000033353 | 3200 | LT OH to ABC-3Cxx70+1X50+1X16 | 1000032346 | 18 | HARDWARE FITTINGS FOR LT STAY SET COMPLETE STAY SET TS | SET | 200 |  | INCLUDED |  | INCLUDED | 0 | INCLUDED | 0 | 0 | 0 | 0 | 0 | 0 | 0 | 0 | 0 | 0 | 0 | 0 | 18 | 0 | 0 | 0 | 0 | 0 | 0
278 | 7000033353 | 3210 | LT OH to ABC-3Cxx70+1X50+1X16 | 1000066060 | 18 | 3-PHASE MAIN SERVICE DISTRIBUTION BOARD (MSDB) SUITABLE FOR LT AB CABLEAS PER TS | EA | 200 |  | INCLUDED |  | INCLUDED | 0 | INCLUDED | 0 | 0 | 0 | 0
279 | 7000033353 | 3220 | LT OH to ABC-3Cxx70+1X50+1X16 | 1000065859 | 18 | 1-PHASE MAIN SERVICE DISTRIBUTION BOARD (MSDB) SUITABLE FOR LT AB CABLEAS PER TS | EA | 100 |  | INCLUDED |  | INCLUDED | 0 | INCLUDED | 0 | 0 | 0 | 0
280 | 7000033353 | 3230 | LT OH to ABC-3Cxx70+1X50+1X16 | 1000068482 | 18 | 1.1 KV, 1 CORE 25 MM2, UNARMOURED XLPE CABLE AS PER TS | M | 200 |  | INCLUDED |  | INCLUDED | 0 | INCLUDED | 0 | 0 | 0 | 0
281 | 7000033353 | 3240 | LT OH to ABC-3Cxx70+1X50+1X16 | 1000066061 | 18 | INSULATING PEIRCING CONNECTOR SUITABLE FOR LT AB CABLE AS TS | EA | 700 |  | INCLUDED |  | INCLUDED | 0 | INCLUDED | 0 | 0 | 0 | 0
282 | 7000033370 | 10 | LT OH to ABC-3Cxx70+1X50+1X16 | 1000034880 | 18 | 1.1KV 4CX35SQMM XLPE POWER CABLE | M | 400 |  | INCLUDED |  | INCLUDED | 0 | INCLUDED | 0 | 0 | 0 | 0
283 | 7000033353 | 3250 | LT OH to ABC-3Cx95+1X70+1X35 | 1000037908 | 18 | 9M STP 410 MPA SP 33 | EA | 140 |  | INCLUDED |  | INCLUDED | 0 | INCLUDED | 0 | 0 | 0 | 0
284 | 7000033353 | 3260 | LT OH to ABC-3Cx95+1X70+1X35 | 1000078208 | 18 | SUSPENSION CLAMP SUITABLE FOR LT AB CABLE (3CX95+1CX70+1CX16 SQ.MM)ASTS | SET | 200 |  | INCLUDED |  | INCLUDED | 0 | INCLUDED | 0 | 0 | 0 | 0
285 | 7000033353 | 3270 | LT OH to ABC-3Cx95+1X70+1X35 | 1000078212 | 18 | TENSION CLAMP SUITABLE FOR LT AB CABLE (3CX95+1CX70+1CX16 SQ.MM) ASTS | SET | 200 |  | INCLUDED |  | INCLUDED | 0 | INCLUDED | 0 | 0 | 0 | 0
286 | 7000033353 | 3280 | LT OH to ABC-3Cx95+1X70+1X35 | 1000078195 | 18 | MS GALVANISED FORGED EYEHOOK CLAMP SUITABLE FOR LT ABCABLE(3CX95+1CX70+1CX16 SQ.MM) AS TS | EA | 400 |  | INCLUDED |  | INCLUDED | 0 | INCLUDED | 0 | 0 | 0 | 0
287 | 7000033353 | 3290 | LT OH to ABC-3Cx95+1X70+1X35 | 1000056676 | 18 | FABRICATION AND SUPPLY OF M.S. GALVANIZED ITEMS- CLAMPS, ETC, COMPLETEAS REQUIRED FOR LT AB CABLE | MT | 2 |  | INCLUDED |  | INCLUDED | 0 | INCLUDED | 0 | 0 | 0 | 0
288 | 7000033353 | 3300 | LT OH to ABC-3Cx95+1X70+1X35 | 1000022819 | 18 | Nut & Bolts, Foundation bolts, Washerand other accessories for structures | MT | 0.6 |  | INCLUDED |  | INCLUDED | 0 | INCLUDED | 0 | 0 | 0 | 0
289 | 7000033353 | 3310 | LT OH to ABC-3Cx95+1X70+1X35 | 1000028393 | 18 | 20 MM DIA 2500 MM LONG GI ROD TOGETHER WITH FIXINGARRANGEMENT(EXCLUDING GI WIRE REQUIRED FOR EARTHING) AS PER APPROVEDDRAWING. | SET | 120 |  | INCLUDED |  | INCLUDED | 0 | INCLUDED | 0 | 0 | 0 | 0
290 | 7000033353 | 3320 | LT OH to ABC-3Cx95+1X70+1X35 | 1000041805 | 18 | GI FLAT FOR EARTHING (25X3 MM) | MT | 0.144 |  | INCLUDED |  | INCLUDED | 0 | INCLUDED | 0 | 0 | 0 | 0
291 | 7000033353 | 3330 | LT OH to ABC-3Cx95+1X70+1X35 | 1000066064 | 18 | PG CLAMP SUITABLE FOR 70SQMM AS PER TS | EA | 200 |  | INCLUDED |  | INCLUDED | 0 | INCLUDED | 0 | 0 | 0 | 0
292 | 7000033353 | 3340 | LT OH to ABC-3Cx95+1X70+1X35 | 1000028419 | 18 | GUY STRAIN INSULATORS DESIGNATION 'A' AS PER TS | SET | 200 |  | INCLUDED |  | INCLUDED | 0 | INCLUDED | 0 | 0 | 0 | 0
293 | 7000033353 | 3350 | LT OH to ABC-3Cx95+1X70+1X35 | 1000071671 | 18 | STAY WIRE (7/10 SWG) FOR STAY SET AS PER TS | KG | 1000 |  | INCLUDED |  | INCLUDED | 0 | INCLUDED | 0 | 0 | 0 | 0
294 | 7000033353 | 3360 | LT OH to ABC-3Cx95+1X70+1X35 | 1000032346 | 18 | HARDWARE FITTINGS FOR LT STAY SET COMPLETE STAY SET TS | SET | 200 |  | INCLUDED |  | INCLUDED | 0 | INCLUDED | 0 | 0 | 0 | 0
295 | 7000033353 | 3370 | LT OH to ABC-3Cx95+1X70+1X35 | 1000066060 | 18 | 3-PHASE MAIN SERVICE DISTRIBUTION BOARD (MSDB) SUITABLE FOR LT AB CABLEAS PER TS | EA | 200 |  | INCLUDED |  | INCLUDED | 0 | INCLUDED | 0 | 0 | 0 | 0
296 | 7000033353 | 3380 | LT OH to ABC-3Cx95+1X70+1X35 | 1000065859 | 18 | 1-PHASE MAIN SERVICE DISTRIBUTION BOARD (MSDB) SUITABLE FOR LT AB CABLEAS PER TS | EA | 100 |  | INCLUDED |  | INCLUDED | 0 | INCLUDED | 0 | 0 | 0 | 0
297 | 7000033353 | 3390 | LT OH to ABC-3Cx95+1X70+1X35 | 1000068482 | 18 | 1.1 KV, 1 CORE 25 MM2, UNARMOURED XLPE CABLE AS PER TS | M | 200 |  | INCLUDED |  | INCLUDED | 0 | INCLUDED | 0 | 0 | 0 | 0
298 | 7000033353 | 3400 | LT OH to ABC-3Cx95+1X70+1X35 | 1000066061 | 18 | INSULATING PEIRCING CONNECTOR SUITABLE FOR LT AB CABLE AS TS | EA | 700 |  | INCLUDED |  | INCLUDED | 0 | INCLUDED | 0 | 0 | 0 | 0
299 | 7000033353 | 3410 | LT OH to ABC-3Cx95+1X70+1X35 | 1000078173 | 18 | 3-PHASE LT AERIAL BUNCHED CABLE (3CX95+1CX70+1CX16 SQ.MM) AS PER TS. | KM | 21 |  | INCLUDED |  | INCLUDED | 0 | INCLUDED | 0 | 0 | 0 | 0
300 | 7000033353 | 3420 | LT OH to ABC-3Cx95+1X70+1X35 | 1000034880 | 18 | 1.1KV 4CX35SQMM XLPE POWER CABLE | M | 400 |  | INCLUDED |  | INCLUDED | 0 | INCLUDED | 0 | 0 | 0 | 0
301 | 7000033353 | 3480 | Replacement of Old 11/0.4KV DT-25KVA | 1000037908 | 18 | 9M STP 410 MPA SP 33 | EA | 18 |  | INCLUDED |  | INCLUDED | 0 | INCLUDED | 0 | 0 | 0 | 0
302 | 7000033353 | 3490 | Replacement of Old 11/0.4KV DT-25KVA | 1000022813 | 18 | Fabrication and Supply of M.S. Galvanised items- Pole Top Bracket,V-Cross arm, Back Clamps for V-Cross arm , D P Channel, D P Channelclamp, Stay clamps angle, Stay clamps side, D P cross bracing &clamps,Guarding arm etc etc. complete as required. | MT | 2.25 |  | INCLUDED |  | INCLUDED | 0 | INCLUDED | 0 | 0 | 0 | 0
303 | 7000033353 | 3500 | Replacement of Old 11/0.4KV DT-25KVA | 1000022819 | 18 | Nut & Bolts, Foundation bolts, Washerand other accessories for structures | MT | 0.18 |  | INCLUDED |  | INCLUDED | 0 | INCLUDED | 0 | 0 | 0 | 0
304 | 7000033353 | 3510 | Replacement of Old 11/0.4KV DT-25KVA | 1000032345 | 18 | HARDWARE FITTINGS FOR 11 KV STAY SET COMPLETE AS PER TS | SET | 18 |  | INCLUDED |  | INCLUDED | 0 | INCLUDED | 0 | 0 | 0 | 0
305 | 7000033353 | 3520 | Replacement of Old 11/0.4KV DT-25KVA | 1000022814 | 18 | GUY STRAIN INSULATORS DESIGNATION 'C' | EA | 18 |  | INCLUDED |  | INCLUDED | 0 | INCLUDED | 0 | 0 | 0 | 0
306 | 7000033353 | 3530 | Replacement of Old 11/0.4KV DT-25KVA | 1000071671 | 18 | STAY WIRE (7/10 SWG) FOR STAY SET AS PER TS | KG | 90 |  | INCLUDED |  | INCLUDED | 0 | INCLUDED | 0 | 0 | 0 | 0
307 | 7000033353 | 3540 | Replacement of Old 11/0.4KV DT-25KVA | 1000065729 | 18 | 11 KV, 3-POLE, 3-PH, 200A, AB SWITCH AS PER TS | EA | 9 |  | INCLUDED |  | INCLUDED | 0 | INCLUDED | 0 | 0 | 0 | 0
308 | 7000033353 | 3550 | Replacement of Old 11/0.4KV DT-25KVA | 1000050004 | 18 | 11KV HG FUSE INCLUDING ALL ACCESSORIES | EA | 9 |  | INCLUDED |  | INCLUDED | 0 | INCLUDED | 0 | 0 | 0 | 0
309 | 7000033353 | 3560 | Replacement of Old 11/0.4KV DT-25KVA | 1000028397 | 18 | 25KVA, 11/0.4KV 3PH CRGO CORE AL WINDING DISTRIBUTION TRANSFORMER | EA | 9 |  | INCLUDED |  | INCLUDED | 0 | INCLUDED | 0 | 0 | 0 | 0
310 | 7000033353 | 3570 | Replacement of Old 11/0.4KV DT-25KVA | 1000065970 | 18 | Supply of 9 kV, 1-Phase, 10 KA Polymerhousing ZnO LA with all accessories asper TS | EA | 27 |  | INCLUDED |  | INCLUDED | 0 | INCLUDED | 0 | 0 | 0 | 0
311 | 7000033353 | 3580 | Replacement of Old 11/0.4KV DT-25KVA | 1000065966 | 18 | 11KV 45 KN POLYMERIC COMPOSITE DISC INSULATOR AS PER TS | EA | 27 |  | INCLUDED |  | INCLUDED | 0 | INCLUDED | 0 | 0 | 0 | 0
312 | 7000033353 | 3590 | Replacement of Old 11/0.4KV DT-25KVA | 1000066070 | 18 | DISC INSULATOR HARDWARE & ACCESSORIES SUITABLE TO 11 KV B&S TYPE, 45KN POLYMER INSULATORS AS PER TS | SET | 27 |  | INCLUDED |  | INCLUDED | 0 | INCLUDED | 0 | 0 | 0 | 0
313 | 7000033353 | 3600 | Replacement of Old 11/0.4KV DT-25KVA | 1000028403 | 18 | PIPE EARTHING OF 40 MM DIA, 2.5M LONG GI PIPE (MEDIUM GRADE) FORTREATED EARTHING AT DT LOCATION. | EA | 27 |  | INCLUDED |  | INCLUDED | 0 | INCLUDED | 0 | 0 | 0 | 0
314 | 7000033353 | 3610 | Replacement of Old 11/0.4KV DT-25KVA | 1000041805 | 18 | GI FLAT FOR EARTHING (25X3 MM) | MT | 0.324 |  | INCLUDED |  | INCLUDED | 0 | INCLUDED | 0 | 0 | 0 | 0
315 | 7000033353 | 3620 | Replacement of Old 11/0.4KV DT-25KVA | 1000065963 | 18 | 1.1 KV, 1 CORE 70 MM2, FRLS, PVC CABLE AS PER TS | M | 360 |  | INCLUDED |  | INCLUDED | 0 | INCLUDED | 0 | 0 | 0 | 0
316 | 7000033353 | 3630 | Replacement of Old 11/0.4KV DT-25KVA | 1000066073 | 18 | LT DISTRIBUTION BOX SUITABLE FOR 25 KVA DT AS PER TS | EA | 9 |  | INCLUDED |  | INCLUDED | 0 | INCLUDED | 0 | 0 | 0 | 0
317 | 7000033353 | 3640 | Replacement of Old 11/0.4KV DT-25KVA | 1000078266 | 18 | PG CLAMP FOR ACSR CONDUCTOR | EA | 27 |  | INCLUDED |  | INCLUDED | 0 | INCLUDED | 0 | 0 | 0 | 0
318 | 7000033353 | 3650 | Replacement of Old 11/0.4KV DT-63KVA | 1000037908 | 18 | 9M STP 410 MPA SP 33 | EA | 46 |  | INCLUDED |  | INCLUDED | 0 | INCLUDED | 0 | 0 | 0 | 0
319 | 7000033353 | 3660 | Replacement of Old 11/0.4KV DT-63KVA | 1000022813 | 18 | Fabrication and Supply of M.S. Galvanised items- Pole Top Bracket,V-Cross arm, Back Clamps for V-Cross arm , D P Channel, D P Channelclamp, Stay clamps angle, Stay clamps side, D P cross bracing &clamps,Guarding arm etc etc. complete as required. | MT | 5.75 |  | INCLUDED |  | INCLUDED | 0 | INCLUDED | 0 | 0 | 0 | 0
320 | 7000033353 | 3670 | Replacement of Old 11/0.4KV DT-63KVA | 1000022819 | 18 | Nut & Bolts, Foundation bolts, Washerand other accessories for structures | MT | 0.46 |  | INCLUDED |  | INCLUDED | 0 | INCLUDED | 0 | 0 | 0 | 0
321 | 7000033353 | 3680 | Replacement of Old 11/0.4KV DT-63KVA | 1000032345 | 18 | HARDWARE FITTINGS FOR 11 KV STAY SET COMPLETE AS PER TS | SET | 46 |  | INCLUDED |  | INCLUDED | 0 | INCLUDED | 0 | 0 | 0 | 0
322 | 7000033353 | 3690 | Replacement of Old 11/0.4KV DT-63KVA | 1000022814 | 18 | GUY STRAIN INSULATORS DESIGNATION 'C' | EA | 46 |  | INCLUDED |  | INCLUDED | 0 | INCLUDED | 0 | 0 | 0 | 0
323 | 7000033353 | 3700 | Replacement of Old 11/0.4KV DT-63KVA | 1000071671 | 18 | STAY WIRE (7/10 SWG) FOR STAY SET AS PER TS | KG | 230 |  | INCLUDED |  | INCLUDED | 0 | INCLUDED | 0 | 0 | 0 | 0
324 | 7000033353 | 3710 | Replacement of Old 11/0.4KV DT-63KVA | 1000065729 | 18 | 11 KV, 3-POLE, 3-PH, 200A, AB SWITCH AS PER TS | EA | 23 |  | INCLUDED |  | INCLUDED | 0 | INCLUDED | 0 | 0 | 0 | 0
325 | 7000033353 | 3720 | Replacement of Old 11/0.4KV DT-63KVA | 1000050004 | 18 | 11KV HG FUSE INCLUDING ALL ACCESSORIES | EA | 23 |  | INCLUDED |  | INCLUDED | 0 | INCLUDED | 0 | 0 | 0 | 0
326 | 7000033353 | 3730 | Replacement of Old 11/0.4KV DT-63KVA | 1000022800 | 18 | 63KVA, 11/0.433KV, 3PH LT TRANSFORMER WITH CRGO CORE AL WINDING COMPLETEWITH ALL ACCESSORIES | EA | 23 |  | INCLUDED |  | INCLUDED | 0 | INCLUDED | 0 | 0 | 0 | 0
327 | 7000033353 | 3740 | Replacement of Old 11/0.4KV DT-63KVA | 1000065970 | 18 | Supply of 9 kV, 1-Phase, 10 KA Polymerhousing ZnO LA with all accessories asper TS | EA | 69 |  | INCLUDED |  | INCLUDED | 0 | INCLUDED | 0 | 0 | 0 | 0
328 | 7000033353 | 3750 | Replacement of Old 11/0.4KV DT-63KVA | 1000065966 | 18 | 11KV 45 KN POLYMERIC COMPOSITE DISC INSULATOR AS PER TS | EA | 69 |  | INCLUDED |  | INCLUDED | 0 | INCLUDED | 0 | 0 | 0 | 0
329 | 7000033353 | 3760 | Replacement of Old 11/0.4KV DT-63KVA | 1000066070 | 18 | DISC INSULATOR HARDWARE & ACCESSORIES SUITABLE TO 11 KV B&S TYPE, 45KN POLYMER INSULATORS AS PER TS | SET | 69 |  | INCLUDED |  | INCLUDED | 0 | INCLUDED | 0 | 0 | 0 | 0
330 | 7000033353 | 3770 | Replacement of Old 11/0.4KV DT-63KVA | 1000028403 | 18 | PIPE EARTHING OF 40 MM DIA, 2.5M LONG GI PIPE (MEDIUM GRADE) FORTREATED EARTHING AT DT LOCATION. | EA | 69 |  | INCLUDED |  | INCLUDED | 0 | INCLUDED | 0 | 0 | 0 | 0
331 | 7000033353 | 3780 | Replacement of Old 11/0.4KV DT-63KVA | 1000041805 | 18 | GI FLAT FOR EARTHING (25X3 MM) | MT | 0.828 |  | INCLUDED |  | INCLUDED | 0 | INCLUDED | 0 | 0 | 0 | 0
332 | 7000033353 | 3790 | Replacement of Old 11/0.4KV DT-63KVA | 1000065963 | 18 | 1.1 KV, 1 CORE 70 MM2, FRLS, PVC CABLE AS PER TS | M | 920 |  | INCLUDED |  | INCLUDED | 0 | INCLUDED | 0 | 0 | 0 | 0
333 | 7000033353 | 3800 | Replacement of Old 11/0.4KV DT-63KVA | 1000066076 | 18 | LT DISTRIBUTION BOX SUITABLE FOR 63 KVA DT AS PER TS | EA | 23 |  | INCLUDED |  | INCLUDED | 0 | INCLUDED | 0 | 0 | 0 | 0
334 | 7000033353 | 3810 | Replacement of Old 11/0.4KV DT-63KVA | 1000078266 | 18 | PG CLAMP FOR ACSR CONDUCTOR | EA | 69 |  | INCLUDED |  | INCLUDED | 0 | INCLUDED | 0 | 0 | 0 | 0
335 | 7000033353 | 3820 | Replacement of Old 11/0.4KV DT-100KVA | 1000037908 | 18 | 9M STP 410 MPA SP 33 | EA | 98 |  | INCLUDED |  | INCLUDED | 0 | INCLUDED | 0 | 0 | 0 | 0
336 | 7000033353 | 3830 | Replacement of Old 11/0.4KV DT-100KVA | 1000022813 | 18 | Fabrication and Supply of M.S. Galvanised items- Pole Top Bracket,V-Cross arm, Back Clamps for V-Cross arm , D P Channel, D P Channelclamp, Stay clamps angle, Stay clamps side, D P cross bracing &clamps,Guarding arm etc etc. complete as required. | MT | 12.25 |  | INCLUDED |  | INCLUDED | 0 | INCLUDED | 0 | 0 | 0 | 0
337 | 7000033353 | 3840 | Replacement of Old 11/0.4KV DT-100KVA | 1000022819 | 18 | Nut & Bolts, Foundation bolts, Washerand other accessories for structures | MT | 0.98 |  | INCLUDED |  | INCLUDED | 0 | INCLUDED | 0 | 0 | 0 | 0
338 | 7000033353 | 3850 | Replacement of Old 11/0.4KV DT-100KVA | 1000032345 | 18 | HARDWARE FITTINGS FOR 11 KV STAY SET COMPLETE AS PER TS | SET | 98 |  | INCLUDED |  | INCLUDED | 0 | INCLUDED | 0 | 0 | 0 | 0
339 | 7000033353 | 3860 | Replacement of Old 11/0.4KV DT-100KVA | 1000022814 | 18 | GUY STRAIN INSULATORS DESIGNATION 'C' | EA | 98 |  | INCLUDED |  | INCLUDED | 0 | INCLUDED | 0 | 0 | 0 | 0
340 | 7000033353 | 3870 | Replacement of Old 11/0.4KV DT-100KVA | 1000071671 | 18 | STAY WIRE (7/10 SWG) FOR STAY SET AS PER TS | KG | 490 |  | INCLUDED |  | INCLUDED | 0 | INCLUDED | 0 | 0 | 0 | 0
341 | 7000033353 | 3880 | Replacement of Old 11/0.4KV DT-100KVA | 1000065729 | 18 | 11 KV, 3-POLE, 3-PH, 200A, AB SWITCH AS PER TS | EA | 49 |  | INCLUDED |  | INCLUDED | 0 | INCLUDED | 0 | 0 | 0 | 0
342 | 7000033353 | 3890 | Replacement of Old 11/0.4KV DT-100KVA | 1000050004 | 18 | 11KV HG FUSE INCLUDING ALL ACCESSORIES | EA | 49 |  | INCLUDED |  | INCLUDED | 0 | INCLUDED | 0 | 0 | 0 | 0
343 | 7000033353 | 3900 | Replacement of Old 11/0.4KV DT-100KVA | 1000022765 | 18 | 100KVA, 11/0.433KV, 3PH LT Transformer with CRGO Core AL Windingcomplete with all accessories | EA | 49 |  | INCLUDED |  | INCLUDED | 0 | INCLUDED | 0 | 0 | 0 | 0
344 | 7000033353 | 3910 | Replacement of Old 11/0.4KV DT-100KVA | 1000065970 | 18 | Supply of 9 kV, 1-Phase, 10 KA Polymerhousing ZnO LA with all accessories asper TS | EA | 147 |  | INCLUDED |  | INCLUDED | 0 | INCLUDED | 0 | 0 | 0 | 0
345 | 7000033353 | 3920 | Replacement of Old 11/0.4KV DT-100KVA | 1000065966 | 18 | 11KV 45 KN POLYMERIC COMPOSITE DISC INSULATOR AS PER TS | EA | 147 |  | INCLUDED |  | INCLUDED | 0 | INCLUDED | 0 | 0 | 0 | 0
346 | 7000033353 | 3930 | Replacement of Old 11/0.4KV DT-100KVA | 1000066070 | 18 | DISC INSULATOR HARDWARE & ACCESSORIES SUITABLE TO 11 KV B&S TYPE, 45KN POLYMER INSULATORS AS PER TS | SET | 147 |  | INCLUDED |  | INCLUDED | 0 | INCLUDED | 0 | 0 | 0 | 0
347 | 7000033353 | 3940 | Replacement of Old 11/0.4KV DT-100KVA | 1000028403 | 18 | PIPE EARTHING OF 40 MM DIA, 2.5M LONG GI PIPE (MEDIUM GRADE) FORTREATED EARTHING AT DT LOCATION. | EA | 147 |  | INCLUDED |  | INCLUDED | 0 | INCLUDED | 0 | 0 | 0 | 0
348 | 7000033353 | 3950 | Replacement of Old 11/0.4KV DT-100KVA | 1000041805 | 18 | GI FLAT FOR EARTHING (25X3 MM) | MT | 3.528 |  | INCLUDED |  | INCLUDED | 0 | INCLUDED | 0 | 0 | 0 | 0
349 | 7000033353 | 3960 | Replacement of Old 11/0.4KV DT-100KVA | 1000065963 | 18 | 1.1 KV, 1 CORE 70 MM2, FRLS, PVC CABLE AS PER TS | M | 1960 |  | INCLUDED |  | INCLUDED | 0 | INCLUDED | 0 | 0 | 0 | 0
350 | 7000033353 | 3970 | Replacement of Old 11/0.4KV DT-100KVA | 1000066071 | 18 | LT DISTRIBUTION BOX SUITABLE FOR 100 KVA DT AS PER TS | EA | 49 |  | INCLUDED |  | INCLUDED | 0 | INCLUDED | 0 | 0 | 0 | 0
351 | 7000033353 | 3980 | Replacement of Old 11/0.4KV DT-100KVA | 1000078266 | 18 | PG CLAMP FOR ACSR CONDUCTOR | EA | 147 |  | INCLUDED |  | INCLUDED | 0 | INCLUDED | 0 | 0 | 0 | 0
352 | 7000033353 | 3990 | Replacement of Old 11/0.4KV DT-200KVA | 1000037908 | 18 | 9M STP 410 MPA SP 33 | EA | 102 |  | INCLUDED |  | INCLUDED | 0 | INCLUDED | 0 | 0 | 0 | 0
353 | 7000033353 | 4000 | Replacement of Old 11/0.4KV DT-200KVA | 1000022813 | 18 | Fabrication and Supply of M.S. Galvanised items- Pole Top Bracket,V-Cross arm, Back Clamps for V-Cross arm , D P Channel, D P Channelclamp, Stay clamps angle, Stay clamps side, D P cross bracing &clamps,Guarding arm etc etc. complete as required. | MT | 12.75 |  | INCLUDED |  | INCLUDED | 0 | INCLUDED | 0 | 0 | 0 | 0
354 | 7000033353 | 4010 | Replacement of Old 11/0.4KV DT-200KVA | 1000022819 | 18 | Nut & Bolts, Foundation bolts, Washerand other accessories for structures | MT | 1.02 |  | INCLUDED |  | INCLUDED | 0 | INCLUDED | 0 | 0 | 0 | 0
355 | 7000033353 | 4020 | Replacement of Old 11/0.4KV DT-200KVA | 1000032345 | 18 | HARDWARE FITTINGS FOR 11 KV STAY SET COMPLETE AS PER TS | SET | 102 |  | INCLUDED |  | INCLUDED | 0 | INCLUDED | 0 | 0 | 0 | 0
356 | 7000033353 | 4030 | Replacement of Old 11/0.4KV DT-200KVA | 1000022814 | 18 | GUY STRAIN INSULATORS DESIGNATION 'C' | EA | 102 |  | INCLUDED |  | INCLUDED | 0 | INCLUDED | 0 | 0 | 0 | 0
357 | 7000033353 | 4040 | Replacement of Old 11/0.4KV DT-200KVA | 1000071671 | 18 | STAY WIRE (7/10 SWG) FOR STAY SET AS PER TS | KG | 510 |  | INCLUDED |  | INCLUDED | 0 | INCLUDED | 0 | 0 | 0 | 0
358 | 7000033353 | 4050 | Replacement of Old 11/0.4KV DT-200KVA | 1000065729 | 18 | 11 KV, 3-POLE, 3-PH, 200A, AB SWITCH AS PER TS | EA | 51 |  | INCLUDED |  | INCLUDED | 0 | INCLUDED | 0 | 0 | 0 | 0
359 | 7000033353 | 4060 | Replacement of Old 11/0.4KV DT-200KVA | 1000050004 | 18 | 11KV HG FUSE INCLUDING ALL ACCESSORIES | EA | 51 |  | INCLUDED |  | INCLUDED | 0 | INCLUDED | 0 | 0 | 0 | 0
360 | 7000033353 | 4070 | Replacement of Old 11/0.4KV DT-200KVA | 1000065857 | 18 | 200KVA, 11/0.433KV, 3PH LT Transformer with CRGO Core AL Windingcomplete with all accessories | EA | 51 |  | INCLUDED |  | INCLUDED | 0 | INCLUDED | 0 | 0 | 0 | 0
361 | 7000033353 | 4080 | Replacement of Old 11/0.4KV DT-200KVA | 1000065970 | 18 | Supply of 9 kV, 1-Phase, 10 KA Polymerhousing ZnO LA with all accessories asper TS | EA | 153 |  | INCLUDED |  | INCLUDED | 0 | INCLUDED | 0 | 0 | 0 | 0
362 | 7000033353 | 4090 | Replacement of Old 11/0.4KV DT-200KVA | 1000065966 | 18 | 11KV 45 KN POLYMERIC COMPOSITE DISC INSULATOR AS PER TS | EA | 153 |  | INCLUDED |  | INCLUDED | 0 | INCLUDED | 0 | 0 | 0 | 0
363 | 7000033353 | 4100 | Replacement of Old 11/0.4KV DT-200KVA | 1000066070 | 18 | DISC INSULATOR HARDWARE & ACCESSORIES SUITABLE TO 11 KV B&S TYPE, 45KN POLYMER INSULATORS AS PER TS | SET | 153 |  | INCLUDED |  | INCLUDED | 0 | INCLUDED | 0 | 0 | 0 | 0
364 | 7000033353 | 4110 | Replacement of Old 11/0.4KV DT-200KVA | 1000028403 | 18 | PIPE EARTHING OF 40 MM DIA, 2.5M LONG GI PIPE (MEDIUM GRADE) FORTREATED EARTHING AT DT LOCATION. | EA | 153 |  | INCLUDED |  | INCLUDED | 0 | INCLUDED | 0 | 0 | 0 | 0
365 | 7000033353 | 4120 | Replacement of Old 11/0.4KV DT-200KVA | 1000041805 | 18 | GI FLAT FOR EARTHING (25X3 MM) | MT | 3.672 |  | INCLUDED |  | INCLUDED | 0 | INCLUDED | 0 | 0 | 0 | 0
366 | 7000033353 | 4130 | Replacement of Old 11/0.4KV DT-200KVA | 1000065961 | 18 | 1.1 KV, 1 CORE 240 MM2, FRLS, PVC CABLE AS TS | KM | 2.04 |  | INCLUDED |  | INCLUDED | 0 | INCLUDED | 0 | 0 | 0 | 0
367 | 7000033353 | 4140 | Replacement of Old 11/0.4KV DT-200KVA | 1000066072 | 18 | LT DISTRIBUTION BOX SUITABLE FOR 200 KVA DT AS PER TS | EA | 51 |  | INCLUDED |  | INCLUDED | 0 | INCLUDED | 0 | 0 | 0 | 0
368 | 7000033353 | 4150 | Replacement of Old 11/0.4KV DT-200KVA | 1000078266 | 18 | PG CLAMP FOR ACSR CONDUCTOR | EA | 153 |  | INCLUDED |  | INCLUDED | 0 | INCLUDED | 0 | 0 | 0 | 0
369 | 7000033353 | 4160 | Replacement of Old 11/0.4KV DT-250KVA | 1000037908 | 18 | 9M STP 410 MPA SP 33 | EA | 2 |  | INCLUDED |  | INCLUDED | 0 | INCLUDED | 0 | 0 | 0 | 0
370 | 7000033353 | 4170 | Replacement of Old 11/0.4KV DT-250KVA | 1000022813 | 18 | Fabrication and Supply of M.S. Galvanised items- Pole Top Bracket,V-Cross arm, Back Clamps for V-Cross arm , D P Channel, D P Channelclamp, Stay clamps angle, Stay clamps side, D P cross bracing &clamps,Guarding arm etc etc. complete as required. | MT | 0.25 |  | INCLUDED |  | INCLUDED | 0 | INCLUDED | 0 | 0 | 0 | 0
371 | 7000033353 | 4180 | Replacement of Old 11/0.4KV DT-250KVA | 1000022819 | 18 | Nut & Bolts, Foundation bolts, Washerand other accessories for structures | MT | 0.02 |  | INCLUDED |  | INCLUDED | 0 | INCLUDED | 0 | 0 | 0 | 0
372 | 7000033353 | 4190 | Replacement of Old 11/0.4KV DT-250KVA | 1000032345 | 18 | HARDWARE FITTINGS FOR 11 KV STAY SET COMPLETE AS PER TS | SET | 2 |  | INCLUDED |  | INCLUDED | 0 | INCLUDED | 0 | 0 | 0 | 0
373 | 7000033353 | 4200 | Replacement of Old 11/0.4KV DT-250KVA | 1000022814 | 18 | GUY STRAIN INSULATORS DESIGNATION 'C' | EA | 2 |  | INCLUDED |  | INCLUDED | 0 | INCLUDED | 0 | 0 | 0 | 0
374 | 7000033353 | 4210 | Replacement of Old 11/0.4KV DT-250KVA | 1000071671 | 18 | STAY WIRE (7/10 SWG) FOR STAY SET AS PER TS | KG | 10 |  | INCLUDED |  | INCLUDED | 0 | INCLUDED | 0 | 0 | 0 | 0
375 | 7000033353 | 4220 | Replacement of Old 11/0.4KV DT-250KVA | 1000065729 | 18 | 11 KV, 3-POLE, 3-PH, 200A, AB SWITCH AS PER TS | EA | 1 |  | INCLUDED |  | INCLUDED | 0 | INCLUDED | 0 | 0 | 0 | 0
376 | 7000033353 | 4230 | Replacement of Old 11/0.4KV DT-250KVA | 1000050004 | 18 | 11KV HG FUSE INCLUDING ALL ACCESSORIES | EA | 1 |  | INCLUDED |  | INCLUDED | 0 | INCLUDED | 0 | 0 | 0 | 0
377 | 7000033353 | 4240 | Replacement of Old 11/0.4KV DT-250KVA | 1000001896 | 18 | 250KVA, 11/0.433kV, 3PH LT Transformer complete with all accessories | EA | 1 |  | INCLUDED |  | INCLUDED | 0 | INCLUDED | 0 | 0 | 0 | 0
378 | 7000033353 | 4250 | Replacement of Old 11/0.4KV DT-250KVA | 1000065970 | 18 | Supply of 9 kV, 1-Phase, 10 KA Polymerhousing ZnO LA with all accessories asper TS | EA | 3 |  | INCLUDED |  | INCLUDED | 0 | INCLUDED | 0 | 0 | 0 | 0
379 | 7000033353 | 4260 | Replacement of Old 11/0.4KV DT-250KVA | 1000065966 | 18 | 11KV 45 KN POLYMERIC COMPOSITE DISC INSULATOR AS PER TS | EA | 3 |  | INCLUDED |  | INCLUDED | 0 | INCLUDED | 0 | 0 | 0 | 0
380 | 7000033353 | 4270 | Replacement of Old 11/0.4KV DT-250KVA | 1000066070 | 18 | DISC INSULATOR HARDWARE & ACCESSORIES SUITABLE TO 11 KV B&S TYPE, 45KN POLYMER INSULATORS AS PER TS | SET | 3 |  | INCLUDED |  | INCLUDED | 0 | INCLUDED | 0 | 0 | 0 | 0
381 | 7000033353 | 4280 | Replacement of Old 11/0.4KV DT-250KVA | 1000028403 | 18 | PIPE EARTHING OF 40 MM DIA, 2.5M LONG GI PIPE (MEDIUM GRADE) FORTREATED EARTHING AT DT LOCATION. | EA | 3 |  | INCLUDED |  | INCLUDED | 0 | INCLUDED | 0 | 0 | 0 | 0
382 | 7000033353 | 4290 | Replacement of Old 11/0.4KV DT-250KVA | 1000041805 | 18 | GI FLAT FOR EARTHING (25X3 MM) | MT | 0.072 |  | INCLUDED |  | INCLUDED | 0 | INCLUDED | 0 | 0 | 0 | 0
383 | 7000033353 | 4300 | Replacement of Old 11/0.4KV DT-250KVA | 1000065961 | 18 | 1.1 KV, 1 CORE 240 MM2, FRLS, PVC CABLE AS TS | KM | 40 |  | INCLUDED |  | INCLUDED | 0 | INCLUDED | 0 | 0 | 0 | 0
384 | 7000033353 | 4310 | Replacement of Old 11/0.4KV DT-250KVA | 1000066074 | 18 | LT DISTRIBUTION BOX SUITABLE FOR 250 KVA DT AS PER TS | EA | 1 |  | INCLUDED |  | INCLUDED | 0 | INCLUDED | 0 | 0 | 0 | 0
385 | 7000033353 | 4320 | Replacement of Old 11/0.4KV DT-250KVA | 1000078266 | 18 | PG CLAMP FOR ACSR CONDUCTOR | EA | 3 |  | INCLUDED |  | INCLUDED | 0 | INCLUDED | 0 | 0 | 0 | 0
386 | 7000033353 | 4410 | Replacement of Old 11/0.4KV DT-315KVA | 1000050004 | 18 | 11KV HG FUSE INCLUDING ALL ACCESSORIES | EA | 36 |  | INCLUDED |  | INCLUDED | 0 | INCLUDED | 0 | 0 | 0 | 0
387 | 7000033353 | 4330 | Replacement of Old 11/0.4KV DT-315KVA | 1000037908 | 18 | 9M STP 410 MPA SP 33 | EA | 72 |  | INCLUDED |  | INCLUDED | 0 | INCLUDED | 0 | 0 | 0 | 0
388 | 7000033353 | 4340 | Replacement of Old 11/0.4KV DT-315KVA | 1000022813 | 18 | Fabrication and Supply of M.S. Galvanised items- Pole Top Bracket,V-Cross arm, Back Clamps for V-Cross arm , D P Channel, D P Channelclamp, Stay clamps angle, Stay clamps side, D P cross bracing &clamps,Guarding arm etc etc. complete as required. | MT | 9 |  | INCLUDED |  | INCLUDED | 0 | INCLUDED | 0 | 0 | 0 | 0
389 | 7000033353 | 4350 | Replacement of Old 11/0.4KV DT-315KVA | 1000022819 | 18 | Nut & Bolts, Foundation bolts, Washerand other accessories for structures | MT | 0.72 |  | INCLUDED |  | INCLUDED | 0 | INCLUDED | 0 | 0 | 0 | 0
390 | 7000033353 | 4360 | Replacement of Old 11/0.4KV DT-315KVA | 1000032345 | 18 | HARDWARE FITTINGS FOR 11 KV STAY SET COMPLETE AS PER TS | SET | 72 |  | INCLUDED |  | INCLUDED | 0 | INCLUDED | 0 | 0 | 0 | 0
391 | 7000033353 | 4370 | Replacement of Old 11/0.4KV DT-315KVA | 1000022814 | 18 | GUY STRAIN INSULATORS DESIGNATION 'C' | EA | 72 |  | INCLUDED |  | INCLUDED | 0 | INCLUDED | 0 | 0 | 0 | 0
392 | 7000033353 | 4380 | Replacement of Old 11/0.4KV DT-315KVA | 1000071671 | 18 | STAY WIRE (7/10 SWG) FOR STAY SET AS PER TS | KG | 360 |  | INCLUDED |  | INCLUDED | 0 | INCLUDED | 0 | 0 | 0 | 0
393 | 7000033353 | 4390 | Replacement of Old 11/0.4KV DT-315KVA | 1000065729 | 18 | 11 KV, 3-POLE, 3-PH, 200A, AB SWITCH AS PER TS | EA | 36 |  | INCLUDED |  | INCLUDED | 0 | INCLUDED | 0 | 0 | 0 | 0
394 | 7000033353 | 4400 | Replacement of Old 11/0.4KV DT-315KVA | 1000050004 | 18 | 11KV HG FUSE INCLUDING ALL ACCESSORIES | EA | 36 |  | INCLUDED |  | INCLUDED | 0 | INCLUDED | 0 | 0 | 0 | 0
395 | 7000033353 | 4420 | Replacement of Old 11/0.4KV DT-315KVA | 1000001973 | 18 | 315kVA, 11/0.433kV, 3ph LT Transformer | EA | 36 |  | INCLUDED |  | INCLUDED | 0 | INCLUDED | 0 | 0 | 0 | 0
396 | 7000033353 | 4430 | Replacement of Old 11/0.4KV DT-315KVA | 1000065970 | 18 | Supply of 9 kV, 1-Phase, 10 KA Polymerhousing ZnO LA with all accessories asper TS | EA | 108 |  | INCLUDED |  | INCLUDED | 0 | INCLUDED | 0 | 0 | 0 | 0
397 | 7000033353 | 4440 | Replacement of Old 11/0.4KV DT-315KVA | 1000065966 | 18 | 11KV 45 KN POLYMERIC COMPOSITE DISC INSULATOR AS PER TS | EA | 108 |  | INCLUDED |  | INCLUDED | 0 | INCLUDED | 0 | 0 | 0 | 0
398 | 7000033353 | 4450 | Replacement of Old 11/0.4KV DT-315KVA | 1000066070 | 18 | DISC INSULATOR HARDWARE & ACCESSORIES SUITABLE TO 11 KV B&S TYPE, 45KN POLYMER INSULATORS AS PER TS | SET | 108 |  | INCLUDED |  | INCLUDED | 0 | INCLUDED | 0 | 0 | 0 | 0
399 | 7000033353 | 4460 | Replacement of Old 11/0.4KV DT-315KVA | 1000028403 | 18 | PIPE EARTHING OF 40 MM DIA, 2.5M LONG GI PIPE (MEDIUM GRADE) FORTREATED EARTHING AT DT LOCATION. | EA | 108 |  | INCLUDED |  | INCLUDED | 0 | INCLUDED | 0 | 0 | 0 | 0
400 | 7000033353 | 4470 | Replacement of Old 11/0.4KV DT-315KVA | 1000041805 | 18 | GI FLAT FOR EARTHING (25X3 MM) | MT | 2.592 |  | INCLUDED |  | INCLUDED | 0 | INCLUDED | 0 | 0 | 0 | 0
401 | 7000033353 | 4480 | Replacement of Old 11/0.4KV DT-315KVA | 1000078171 | 18 | 1.1 KV, 1 CORE 630 MM2, FRLS, PVC CABLE AS TS | M | 1440 |  | INCLUDED |  | INCLUDED | 0 | INCLUDED | 0 | 0 | 0 | 0
402 | 7000033353 | 4490 | Replacement of Old 11/0.4KV DT-315KVA | 1000066075 | 18 | LT DISTRIBUTION BOX SUITABLE FOR 400 KVA DT AS PER TS | EA | 36 |  | INCLUDED |  | INCLUDED | 0 | INCLUDED | 0 | 0 | 0 | 0
403 | 7000033353 | 4500 | Replacement of Old 11/0.4KV DT-315KVA | 1000078266 | 18 | PG CLAMP FOR ACSR CONDUCTOR | EA | 108 |  | INCLUDED |  | INCLUDED | 0 | INCLUDED | 0 | 0 | 0 | 0
404 | 7000033353 | 4510 | Replacement of Old 11/0.4KV DT-400KVA | 1000037908 | 18 | 9M STP 410 MPA SP 33 | EA | 4 |  | INCLUDED |  | INCLUDED | 0 | INCLUDED | 0 | 0 | 0 | 0
405 | 7000033353 | 4520 | Replacement of Old 11/0.4KV DT-400KVA | 1000022813 | 18 | Fabrication and Supply of M.S. Galvanised items- Pole Top Bracket,V-Cross arm, Back Clamps for V-Cross arm , D P Channel, D P Channelclamp, Stay clamps angle, Stay clamps side, D P cross bracing &clamps,Guarding arm etc etc. complete as required. | MT | 0.5 |  | INCLUDED |  | INCLUDED | 0 | INCLUDED | 0 | 0 | 0 | 0
406 | 7000033353 | 4530 | Replacement of Old 11/0.4KV DT-400KVA | 1000022819 | 18 | Nut & Bolts, Foundation bolts, Washerand other accessories for structures | MT | 0.04 |  | INCLUDED |  | INCLUDED | 0 | INCLUDED | 0 | 0 | 0 | 0
407 | 7000033353 | 4540 | Replacement of Old 11/0.4KV DT-400KVA | 1000032345 | 18 | HARDWARE FITTINGS FOR 11 KV STAY SET COMPLETE AS PER TS | SET | 4 |  | INCLUDED |  | INCLUDED | 0 | INCLUDED | 0 | 0 | 0 | 0
408 | 7000033353 | 4550 | Replacement of Old 11/0.4KV DT-400KVA | 1000022814 | 18 | GUY STRAIN INSULATORS DESIGNATION 'C' | EA | 4 |  | INCLUDED |  | INCLUDED | 0 | INCLUDED | 0 | 0 | 0 | 0
409 | 7000033353 | 4560 | Replacement of Old 11/0.4KV DT-400KVA | 1000071671 | 18 | STAY WIRE (7/10 SWG) FOR STAY SET AS PER TS | KG | 20 |  | INCLUDED |  | INCLUDED | 0 | INCLUDED | 0 | 0 | 0 | 0
410 | 7000033353 | 4570 | Replacement of Old 11/0.4KV DT-400KVA | 1000065729 | 18 | 11 KV, 3-POLE, 3-PH, 200A, AB SWITCH AS PER TS | EA | 2 |  | INCLUDED |  | INCLUDED | 0 | INCLUDED | 0 | 0 | 0 | 0
411 | 7000033353 | 4580 | Replacement of Old 11/0.4KV DT-400KVA | 1000050004 | 18 | 11KV HG FUSE INCLUDING ALL ACCESSORIES | EA | 2 |  | INCLUDED |  | INCLUDED | 0 | INCLUDED | 0 | 0 | 0 | 0
412 | 7000033353 | 4590 | Replacement of Old 11/0.4KV DT-400KVA | 1000030537 | 18 | 400KVA, 11/0.433KV, 3PH LT Transformer complete with all accessories | EA | 2 |  | INCLUDED |  | INCLUDED | 0 | INCLUDED | 0 | 0 | 0 | 0
413 | 7000033353 | 4600 | Replacement of Old 11/0.4KV DT-400KVA | 1000065970 | 18 | Supply of 9 kV, 1-Phase, 10 KA Polymerhousing ZnO LA with all accessories asper TS | EA | 6 |  | INCLUDED |  | INCLUDED | 0 | INCLUDED | 0 | 0 | 0 | 0
414 | 7000033353 | 4610 | Replacement of Old 11/0.4KV DT-400KVA | 1000065966 | 18 | 11KV 45 KN POLYMERIC COMPOSITE DISC INSULATOR AS PER TS | EA | 6 |  | INCLUDED |  | INCLUDED | 0 | INCLUDED | 0 | 0 | 0 | 0
415 | 7000033353 | 4620 | Replacement of Old 11/0.4KV DT-400KVA | 1000066070 | 18 | DISC INSULATOR HARDWARE & ACCESSORIES SUITABLE TO 11 KV B&S TYPE, 45KN POLYMER INSULATORS AS PER TS | SET | 6 |  | INCLUDED |  | INCLUDED | 0 | INCLUDED | 0 | 0 | 0 | 0
416 | 7000033353 | 4630 | Replacement of Old 11/0.4KV DT-400KVA | 1000028403 | 18 | PIPE EARTHING OF 40 MM DIA, 2.5M LONG GI PIPE (MEDIUM GRADE) FORTREATED EARTHING AT DT LOCATION. | EA | 6 |  | INCLUDED |  | INCLUDED | 0 | INCLUDED | 0 | 0 | 0 | 0
417 | 7000033353 | 4640 | Replacement of Old 11/0.4KV DT-400KVA | 1000041805 | 18 | GI FLAT FOR EARTHING (25X3 MM) | MT | 0.144 |  | INCLUDED |  | INCLUDED | 0 | INCLUDED | 0 | 0 | 0 | 0
418 | 7000033353 | 4650 | Replacement of Old 11/0.4KV DT-400KVA | 1000078171 | 18 | 1.1 KV, 1 CORE 630 MM2, FRLS, PVC CABLE AS TS | M | 80 |  | INCLUDED |  | INCLUDED | 0 | INCLUDED | 0 | 0 | 0 | 0
419 | 7000033353 | 4660 | Replacement of Old 11/0.4KV DT-400KVA | 1000066075 | 18 | LT DISTRIBUTION BOX SUITABLE FOR 400 KVA DT AS PER TS | EA | 2 |  | INCLUDED |  | INCLUDED | 0 | INCLUDED | 0 | 0 | 0 | 0
420 | 7000033353 | 4670 | Replacement of Old 11/0.4KV DT-400KVA | 1000078266 | 18 | PG CLAMP FOR ACSR CONDUCTOR | EA | 6 |  | INCLUDED |  | INCLUDED | 0 | INCLUDED | 0 | 0 | 0 | 0
421 | 7000033353 | 4680 | Replacement of Old 11/0.4KV DT-500KVA | 1000037908 | 18 | 9M STP 410 MPA SP 33 | EA | 22 |  | INCLUDED |  | INCLUDED | 0 | INCLUDED | 0 | 0 | 0 | 0
422 | 7000033353 | 4690 | Replacement of Old 11/0.4KV DT-500KVA | 1000022813 | 18 | Fabrication and Supply of M.S. Galvanised items- Pole Top Bracket,V-Cross arm, Back Clamps for V-Cross arm , D P Channel, D P Channelclamp, Stay clamps angle, Stay clamps side, D P cross bracing &clamps,Guarding arm etc etc. complete as required. | MT | 2.75 |  | INCLUDED |  | INCLUDED | 0 | INCLUDED | 0 | 0 | 0 | 0
423 | 7000033353 | 4700 | Replacement of Old 11/0.4KV DT-500KVA | 1000022819 | 18 | Nut & Bolts, Foundation bolts, Washerand other accessories for structures | MT | 0.22 |  | INCLUDED |  | INCLUDED | 0 | INCLUDED | 0 | 0 | 0 | 0
424 | 7000033353 | 4710 | Replacement of Old 11/0.4KV DT-500KVA | 1000032345 | 18 | HARDWARE FITTINGS FOR 11 KV STAY SET COMPLETE AS PER TS | SET | 22 |  | INCLUDED |  | INCLUDED | 0 | INCLUDED | 0 | 0 | 0 | 0
425 | 7000033353 | 4720 | Replacement of Old 11/0.4KV DT-500KVA | 1000022814 | 18 | GUY STRAIN INSULATORS DESIGNATION 'C' | EA | 22 |  | INCLUDED |  | INCLUDED | 0 | INCLUDED | 0 | 0 | 0 | 0
426 | 7000033353 | 4730 | Replacement of Old 11/0.4KV DT-500KVA | 1000071671 | 18 | STAY WIRE (7/10 SWG) FOR STAY SET AS PER TS | KG | 110 |  | INCLUDED |  | INCLUDED | 0 | INCLUDED | 0 | 0 | 0 | 0
427 | 7000033353 | 4740 | Replacement of Old 11/0.4KV DT-500KVA | 1000065729 | 18 | 11 KV, 3-POLE, 3-PH, 200A, AB SWITCH AS PER TS | EA | 11 |  | INCLUDED |  | INCLUDED | 0 | INCLUDED | 0 | 0 | 0 | 0
428 | 7000033353 | 4750 | Replacement of Old 11/0.4KV DT-500KVA | 1000050004 | 18 | 11KV HG FUSE INCLUDING ALL ACCESSORIES | EA | 11 |  | INCLUDED |  | INCLUDED | 0 | INCLUDED | 0 | 0 | 0 | 0
429 | 7000033353 | 4760 | Replacement of Old 11/0.4KV DT-500KVA | 1000065970 | 18 | Supply of 9 kV, 1-Phase, 10 KA Polymerhousing ZnO LA with all accessories asper TS | EA | 33 |  | INCLUDED |  | INCLUDED | 0 | INCLUDED | 0 | 0 | 0 | 0
430 | 7000033353 | 4770 | Replacement of Old 11/0.4KV DT-500KVA | 1000065966 | 18 | 11KV 45 KN POLYMERIC COMPOSITE DISC INSULATOR AS PER TS | EA | 33 |  | INCLUDED |  | INCLUDED | 0 | INCLUDED | 0 | 0 | 0 | 0
431 | 7000033353 | 4780 | Replacement of Old 11/0.4KV DT-500KVA | 1000066070 | 18 | DISC INSULATOR HARDWARE & ACCESSORIES SUITABLE TO 11 KV B&S TYPE, 45KN POLYMER INSULATORS AS PER TS | SET | 33 |  | INCLUDED |  | INCLUDED | 0 | INCLUDED | 0 | 0 | 0 | 0
432 | 7000033353 | 4790 | Replacement of Old 11/0.4KV DT-500KVA | 1000028403 | 18 | PIPE EARTHING OF 40 MM DIA, 2.5M LONG GI PIPE (MEDIUM GRADE) FORTREATED EARTHING AT DT LOCATION. | EA | 33 |  | INCLUDED |  | INCLUDED | 0 | INCLUDED | 0 | 0 | 0 | 0
433 | 7000033353 | 4800 | Replacement of Old 11/0.4KV DT-500KVA | 1000041805 | 18 | GI FLAT FOR EARTHING (25X3 MM) | MT | 0.792 |  | INCLUDED |  | INCLUDED | 0 | INCLUDED | 0 | 0 | 0 | 0
434 | 7000033353 | 4810 | Replacement of Old 11/0.4KV DT-500KVA | 1000078171 | 18 | 1.1 KV, 1 CORE 630 MM2, FRLS, PVC CABLE AS TS | M | 440 |  | INCLUDED |  | INCLUDED | 0 | INCLUDED | 0 | 0 | 0 | 0
435 | 7000033353 | 4820 | Replacement of Old 11/0.4KV DT-500KVA | 1000078198 | 18 | LT DISTRIBUTION BOX SUITABLE FOR 500 KVA DT AS PER TS | EA | 11 |  | INCLUDED |  | INCLUDED | 0 | INCLUDED | 0 | 0 | 0 | 0
436 | 7000033353 | 4830 | Replacement of Old 11/0.4KV DT-500KVA | 1000078266 | 18 | PG CLAMP FOR ACSR CONDUCTOR | EA | 33 |  | INCLUDED |  | INCLUDED | 0 | INCLUDED | 0 | 0 | 0 | 0
437 | 7000033353 | 4840 | Replacement of Old 11/0.4KV DT-500KVA | 1000078265 | 18 | 500KVA, 11/0.433KV, 3PH LT TRANSFORMER COMPLETE WITH ALL ACCESSORIES | EA | 11 |  | INCLUDED |  | INCLUDED | 0 | INCLUDED | 0 | 0 | 0 | 0
438 | 7000033353 | 4940 | Aug & Protection of DT | 1000020372 | 18 | Supply of 30 kV, 1 phase, 10 KA polymer housing ZnO LA with allaccessories as per TS | EA | 108 |  | INCLUDED |  | INCLUDED | 0 | INCLUDED | 0 | 0 | 0 | 0
439 | 7000033353 | 4950 | Aug & Protection of DT | 1000022798 | 18 | 33 kV, 400 Amp, 3-Phase, Verticalmounted AB switch as per TS | EA | 36 |  | INCLUDED |  | INCLUDED | 0 | INCLUDED | 0 | 0 | 0 | 0
440 | 7000033353 | 4960 | Aug & Protection of DT | 1000040985 | 18 | 33KV, 3 PHASE HG FUSE AS PER TECHNICAL SPECIFICATION | SET | 36 |  | INCLUDED |  | INCLUDED | 0 | INCLUDED | 0 | 0 | 0 | 0
441 | 7000033353 | 4970 | Aug & Protection of DT | 1000078263 | 18 | 25KVA, 33/.433KV, 3PH TRANSFORMER WITH CRGO CORE AL WINDING | EA | 2 |  | INCLUDED |  | INCLUDED | 0 | INCLUDED | 0 | 0 | 0 | 0
442 | 7000033353 | 4980 | Aug & Protection of DT | 1000078188 | 18 | 50KVA, 33/.433KV, 3PH TRANSFORMER WITH CRGO CORE CU WINDING | EA | 9 |  | INCLUDED |  | INCLUDED | 0 | INCLUDED | 0 | 0 | 0 | 0
443 | 7000033353 | 4990 | Aug & Protection of DT | 1000022802 | 18 | 63KVA, 33/.433KV, 3PH STATION TRANSFORMER WITH CRGO CORE AL WINDING | EA | 6 |  | INCLUDED |  | INCLUDED | 0 | INCLUDED | 0 | 0 | 0 | 0
444 | 7000033353 | 5000 | Aug & Protection of DT | 1000078260 | 18 | 100KVA, 33/0.433KV, 3PH TRANSFORMER WITH CRGO CORE AL WINDING | EA | 44 |  | INCLUDED |  | INCLUDED | 0 | INCLUDED | 0 | 0 | 0 | 0
445 | 7000033353 | 5010 | Aug & Protection of DT | 1000078177 | 18 | 160KVA, 33/.433KV, 3PH TRANSFORMER WITH CRGO CORE CU WINDING | EA | 4 |  | INCLUDED |  | INCLUDED | 0 | INCLUDED | 0 | 0 | 0 | 0
446 | 7000033353 | 5020 | Aug & Protection of DT | 1000078261 | 18 | 200KVA, 33/0.433KV, 3PH TRANSFORMER WITH CRGO CORE AL WINDING | EA | 39 |  | INCLUDED |  | INCLUDED | 0 | INCLUDED | 0 | 0 | 0 | 0
447 | 7000033353 | 5030 | Aug & Protection of DT | 1000078262 | 18 | 250KVA, 33/0.433KV, 3PH TRANSFORMER WITH CRGO CORE CU WINDING | EA | 3 |  | INCLUDED |  | INCLUDED | 0 | INCLUDED | 0 | 0 | 0 | 0
448 | 7000033353 | 5050 | New 33KV Line-70Sqmm Covered Conductor | 1000056012 | 18 | 11 M STP 410 MPA SP 56 | EA | 4725 |  | INCLUDED |  | INCLUDED | 0 | INCLUDED | 0 | 0 | 0 | 0
449 | 7000033353 | 5060 | New 33KV Line-70Sqmm Covered Conductor | 1000022813 | 18 | Fabrication and Supply of M.S. Galvanised items- Pole Top Bracket,V-Cross arm, Back Clamps for V-Cross arm , D P Channel, D P Channelclamp, Stay clamps angle, Stay clamps side, D P cross bracing &clamps,Guarding arm etc etc. complete as required. | MT | 378 |  | INCLUDED |  | INCLUDED | 0 | INCLUDED | 0 | 0 | 0 | 0
450 | 7000033353 | 5070 | New 33KV Line-70Sqmm Covered Conductor | 1000022819 | 18 | Nut & Bolts, Foundation bolts, Washerand other accessories for structures | MT | 23.625 |  | INCLUDED |  | INCLUDED | 0 | INCLUDED | 0 | 0 | 0 | 0
451 | 7000033353 | 5080 | New 33KV Line-70Sqmm Covered Conductor | 1000066064 | 18 | PG CLAMP SUITABLE FOR 70SQMM AS PER TS | EA | 1890 |  | INCLUDED |  | INCLUDED | 0 | INCLUDED | 0 | 0 | 0 | 0
452 | 7000033353 | 5090 | New 33KV Line-70Sqmm Covered Conductor | 1000028393 | 18 | 20 MM DIA 2500 MM LONG GI ROD TOGETHER WITH FIXINGARRANGEMENT(EXCLUDING GI WIRE REQUIRED FOR EARTHING) AS PER APPROVEDDRAWING. | SET | 4725 |  | INCLUDED |  | INCLUDED | 0 | INCLUDED | 0 | 0 | 0 | 0
453 | 7000033353 | 5100 | New 33KV Line-70Sqmm Covered Conductor | 1000041805 | 18 | GI FLAT FOR EARTHING (25X3 MM) | MT | 5.67 |  | INCLUDED |  | INCLUDED | 0 | INCLUDED | 0 | 0 | 0 | 0
454 | 7000033353 | 5110 | New 33KV Line-70Sqmm Covered Conductor | 1000022814 | 18 | GUY STRAIN INSULATORS DESIGNATION 'C' | EA | 3780 |  | INCLUDED |  | INCLUDED | 0 | INCLUDED | 0 | 0 | 0 | 0
455 | 7000033353 | 5120 | New 33KV Line-70Sqmm Covered Conductor | 1000071672 | 18 | STAY WIRE (7/8 SWG) FOR STAY SET AS PER TS | KG | 9450 |  | INCLUDED |  | INCLUDED | 0 | INCLUDED | 0 | 0 | 0 | 0
456 | 7000033353 | 5130 | New 33KV Line-70Sqmm Covered Conductor | 1000032344 | 18 | 8SWG GI WIRE FOR PROTECTIVE GUARDING & EARTHING AS PER TS | KG | 116 |  | INCLUDED |  | INCLUDED | 0 | INCLUDED | 0 | 0 | 0 | 0
457 | 7000033353 | 5140 | New 33KV Line-70Sqmm Covered Conductor | 1000078183 | 18 | 33KV 10 KN POLYMERIC COMPOSITE PIN INSULATOR WITH ACCESSORIES | SET | 14175 |  | INCLUDED |  | INCLUDED | 0 | INCLUDED | 0 | 0 | 0 | 0
458 | 7000033353 | 5150 | New 33KV Line-70Sqmm Covered Conductor | 1000078185 | 18 | 33 KV, 70KN POLYMERIC COMPOSITE LONG ROD INSULATOR AS PER TS | SET | 5670 |  | INCLUDED |  | INCLUDED | 0 | INCLUDED | 0 | 0 | 0 | 0
459 | 7000033353 | 5160 | New 33KV Line-70Sqmm Covered Conductor | 1000078196 | 18 | HARDWARE FITTINGS & ACCESSORIES SUITABLE FOR 33KV, 70 KN POLYMERICCOMPOSITE LONG ROD INSULATOR | SET | 5670 |  | INCLUDED |  | INCLUDED | 0 | INCLUDED | 0 | 0 | 0 | 0
460 | 7000033353 | 5170 | New 33KV Line-70Sqmm Covered Conductor | 1000078184 | 18 | 33KV, 1CX70 SQMM XLPE INSULATED COVERED CONDUCTOR | KM | 573 |  | INCLUDED |  | INCLUDED | 0 | INCLUDED | 0 | 0 | 0 | 0
461 | 7000033512 | 10 | New 33KV Line-70Sqmm Covered Conductor | 1000076456 | 18 | 33KV STAY-SET INCLUDING HARDWARE BUT EXCLUDING STAY-WIRE 7/10 SWG ANDGUY STRAIN INSULATORS | SET | 1890 |  | INCLUDED |  | INCLUDED | 0 | INCLUDED | 0 | 0 | 0 | 0
462 | 7000033353 | 5180 | New D/C 33KV UG Line | 1000078201 | 18 | HEAT SHRINKABLE STRAIGHT THROUGH JOINTING KIT SUITABLE FOR 3CX185 SQMM33 KV XLPE POWER CABLE | SET | 40 |  | INCLUDED |  | INCLUDED | 0 | INCLUDED | 0 | 0 | 0 | 0
463 | 7000033353 | 5190 | New D/C 33KV UG Line | 1000078178 | 18 | 160MM, PE80, PN-4 HDPE PIPE FOR CABLE LAYING | KM | 20 |  | INCLUDED |  | INCLUDED | 0 | INCLUDED | 0 | 0 | 0 | 0
464 | 7000033353 | 5200 | New D/C 33KV UG Line | 1000078187 | 18 | 33 KV OUTDOOR TERMINATION KIT SUITABLE FOR 33 KV, 3CX185 SQ.MM XLPECABLE | SET | 40 |  | INCLUDED |  | INCLUDED | 0 | INCLUDED | 0 | 0 | 0 | 0
465 | 7000033353 | 5210 | New D/C 33KV UG Line | 1000078186 | 18 | 33 KV INDOOR TERMINATION KIT SUITABLE FOR 33 KV, 3CX185 SQ.MM XLPECABLE | SET | 40 |  | INCLUDED |  | INCLUDED | 0 | INCLUDED | 0 | 0 | 0 | 0
466 | 7000033353 | 5220 | New D/C 33KV UG Line | 1000034068 | 18 | 33 KV XPLE INSULATED, ARMORED, 3C X 185 SQ MM CABLE AS PER TS | KM | 41.2 |  | INCLUDED |  | INCLUDED | 0 | INCLUDED | 0 | 0 | 0 | 0
VII | [5 empty] | RMUs
467 | 7000033353 | 5250 | Supply of RMU | 1000065118 | 18 | SUPPLY 33 KV RING MAIN UNIT WITH NECESSARY ACCESSORIES. AS PERTECHNICAL SPECIFICATION ATTACHED. | SET | 4 |  | INCLUDED |  | INCLUDED | 0 | INCLUDED | 0 | 0 | 0 | 0
VIII | [5 empty] | Line & DT work of North & Middle Andaman
468 | 7000033353 | 5270 | Replacement of 11kV Line-Cover Rabbit | 1000037908 | 18 | 9M STP 410 MPA SP 33 | EA | 80 |  | INCLUDED |  | INCLUDED | 0 | INCLUDED | 0 | 0 | 0 | 0
469 | 7000033353 | 5280 | Replacement of 11kV Line-Cover Rabbit | 1000022813 | 18 | Fabrication and Supply of M.S. Galvanised items- Pole Top Bracket,V-Cross arm, Back Clamps for V-Cross arm , D P Channel, D P Channelclamp, Stay clamps angle, Stay clamps side, D P cross bracing &clamps,Guarding arm etc etc. complete as required. | MT | 6.4 |  | INCLUDED |  | INCLUDED | 0 | INCLUDED | 0 | 0 | 0 | 0
470 | 7000033353 | 5290 | Replacement of 11kV Line-Cover Rabbit | 1000022819 | 18 | Nut & Bolts, Foundation bolts, Washerand other accessories for structures | MT | 0.4 |  | INCLUDED |  | INCLUDED | 0 | INCLUDED | 0 | 0 | 0 | 0
471 | 7000033353 | 5300 | Replacement of 11kV Line-Cover Rabbit | 1000078199 | 18 | PG CLAMP SUITABLE FOR 50 SQMM COVERED CONDUCTOR | EA | 200 |  | INCLUDED |  | INCLUDED | 0 | INCLUDED | 0 | 0 | 0 | 0
472 | 7000033353 | 5310 | Replacement of 11kV Line-Cover Rabbit | 1000028393 | 18 | 20 MM DIA 2500 MM LONG GI ROD TOGETHER WITH FIXINGARRANGEMENT(EXCLUDING GI WIRE REQUIRED FOR EARTHING) AS PER APPROVEDDRAWING. | SET | 120 |  | INCLUDED |  | INCLUDED | 0 | INCLUDED | 0 | 0 | 0 | 0
473 | 7000033353 | 5320 | Replacement of 11kV Line-Cover Rabbit | 1000041805 | 18 | GI FLAT FOR EARTHING (25X3 MM) | MT | 0.144 |  | INCLUDED |  | INCLUDED | 0 | INCLUDED | 0 | 0 | 0 | 0
474 | 7000033353 | 5330 | Replacement of 11kV Line-Cover Rabbit | 1000032345 | 18 | HARDWARE FITTINGS FOR 11 KV STAY SET COMPLETE AS PER TS | SET | 200 |  | INCLUDED |  | INCLUDED | 0 | INCLUDED | 0 | 0 | 0 | 0
475 | 7000033353 | 5340 | Replacement of 11kV Line-Cover Rabbit | 1000022814 | 18 | GUY STRAIN INSULATORS DESIGNATION 'C' | EA | 200 |  | INCLUDED |  | INCLUDED | 0 | INCLUDED | 0 | 0 | 0 | 0
476 | 7000033353 | 5350 | Replacement of 11kV Line-Cover Rabbit | 1000071671 | 18 | STAY WIRE (7/10 SWG) FOR STAY SET AS PER TS | KG | 1000 |  | INCLUDED |  | INCLUDED | 0 | INCLUDED | 0 | 0 | 0 | 0
477 | 7000033353 | 5360 | Replacement of 11kV Line-Cover Rabbit | 1000065967 | 18 | 11KV 5 KN POLYMERIC COMPOSITE PIN INSULATOR AS PER TS | EA | 240 |  | INCLUDED |  | INCLUDED | 0 | INCLUDED | 0 | 0 | 0 | 0
478 | 7000033353 | 5370 | Replacement of 11kV Line-Cover Rabbit | 1000065966 | 18 | 11KV 45 KN POLYMERIC COMPOSITE DISC INSULATOR AS PER TS | EA | 120 |  | INCLUDED |  | INCLUDED | 0 | INCLUDED | 0 | 0 | 0 | 0
479 | 7000033353 | 5380 | Replacement of 11kV Line-Cover Rabbit | 1000066070 | 18 | DISC INSULATOR HARDWARE & ACCESSORIES SUITABLE TO 11 KV B&S TYPE, 45KN POLYMER INSULATORS AS PER TS | SET | 120 |  | INCLUDED |  | INCLUDED | 0 | INCLUDED | 0 | 0 | 0 | 0
480 | 7000033353 | 5390 | Replacement of 11kV Line-Cover Rabbit | 1000065970 | 18 | Supply of 9 kV, 1-Phase, 10 KA Polymerhousing ZnO LA with all accessories asper TS | EA | 20 |  | INCLUDED |  | INCLUDED | 0 | INCLUDED | 0 | 0 | 0 | 0
481 | 7000033353 | 5400 | Replacement of 11kV Line-Cover Rabbit | 1000078175 | 18 | 11KV, 1CX50 SQMM XLPE INSULTED COVERED CONDUCTOR | KM | 61 |  | INCLUDED |  | INCLUDED | 0 | INCLUDED | 0 | 0 | 0 | 0
482 | 7000033353 | 5410 | Replacement of 11kV Line-AAAC Rabbit | 1000037908 | 18 | 9M STP 410 MPA SP 33 | EA | 160 |  | INCLUDED |  | INCLUDED | 0 | INCLUDED | 0 | 0 | 0 | 0
483 | 7000033353 | 5420 | Replacement of 11kV Line-AAAC Rabbit | 1000022813 | 18 | Fabrication and Supply of M.S. Galvanised items- Pole Top Bracket,V-Cross arm, Back Clamps for V-Cross arm , D P Channel, D P Channelclamp, Stay clamps angle, Stay clamps side, D P cross bracing &clamps,Guarding arm etc etc. complete as required. | MT | 12.8 |  | INCLUDED |  | INCLUDED | 0 | INCLUDED | 0 | 0 | 0 | 0
484 | 7000033353 | 5430 | Replacement of 11kV Line-AAAC Rabbit | 1000022819 | 18 | Nut & Bolts, Foundation bolts, Washerand other accessories for structures | MT | 0.8 |  | INCLUDED |  | INCLUDED | 0 | INCLUDED | 0 | 0 | 0 | 0
485 | 7000033353 | 5440 | Replacement of 11kV Line-AAAC Rabbit | 1000028393 | 18 | 20 MM DIA 2500 MM LONG GI ROD TOGETHER WITH FIXINGARRANGEMENT(EXCLUDING GI WIRE REQUIRED FOR EARTHING) AS PER APPROVEDDRAWING. | SET | 240 |  | INCLUDED |  | INCLUDED | 0 | INCLUDED | 0 | 0 | 0 | 0
486 | 7000033353 | 5450 | Replacement of 11kV Line-AAAC Rabbit | 1000041805 | 18 | GI FLAT FOR EARTHING (25X3 MM) | MT | 0.288 |  | INCLUDED |  | INCLUDED | 0 | INCLUDED | 0 | 0 | 0 | 0
487 | 7000033353 | 5460 | Replacement of 11kV Line-AAAC Rabbit | 1000032345 | 18 | HARDWARE FITTINGS FOR 11 KV STAY SET COMPLETE AS PER TS | SET | 400 |  | INCLUDED |  | INCLUDED | 0 | INCLUDED | 0 | 0 | 0 | 0
488 | 7000033353 | 5470 | Replacement of 11kV Line-AAAC Rabbit | 1000022814 | 18 | GUY STRAIN INSULATORS DESIGNATION 'C' | EA | 400 |  | INCLUDED |  | INCLUDED | 0 | INCLUDED | 0 | 0 | 0 | 0
489 | 7000033353 | 5480 | Replacement of 11kV Line-AAAC Rabbit | 1000071671 | 18 | STAY WIRE (7/10 SWG) FOR STAY SET AS PER TS | KG | 2000 |  | INCLUDED |  | INCLUDED | 0 | INCLUDED | 0 | 0 | 0 | 0
490 | 7000033353 | 5490 | Replacement of 11kV Line-AAAC Rabbit | 1000065967 | 18 | 11KV 5 KN POLYMERIC COMPOSITE PIN INSULATOR AS PER TS | EA | 480 |  | INCLUDED |  | INCLUDED | 0 | INCLUDED | 0 | 0 | 0 | 0
491 | 7000033353 | 5500 | Replacement of 11kV Line-AAAC Rabbit | 1000065966 | 18 | 11KV 45 KN POLYMERIC COMPOSITE DISC INSULATOR AS PER TS | EA | 240 |  | INCLUDED |  | INCLUDED | 0 | INCLUDED | 0 | 0 | 0 | 0
492 | 7000033353 | 5510 | Replacement of 11kV Line-AAAC Rabbit | 1000066070 | 18 | DISC INSULATOR HARDWARE & ACCESSORIES SUITABLE TO 11 KV B&S TYPE, 45KN POLYMER INSULATORS AS PER TS | SET | 240 |  | INCLUDED |  | INCLUDED | 0 | INCLUDED | 0 | 0 | 0 | 0
493 | 7000033353 | 5520 | Replacement of 11kV Line-AAAC Rabbit | 1000030846 | 18 | AAAC RABBIT CONDUCTOR | KM | 124 |  | INCLUDED |  | INCLUDED | 0 | INCLUDED | 0 | 0 | 0 | 0
494 | 7000033353 | 5530 | Replacement of 11kV Line-AAAC Rabbit | 1000028777 | 18 | PG CLAMP FOR AAAC RABBIT CONDUCTOR | EA | 400 |  | INCLUDED |  | INCLUDED | 0 | INCLUDED | 0 | 0 | 0 | 0
495 | 7000033353 | 5540 | Replacement of 33kV Line-Cover 70 sqmm | 1000056012 | 18 | 11 M STP 410 MPA SP 56 | EA | 320 |  | INCLUDED |  | INCLUDED | 0 | INCLUDED | 0 | 0 | 0 | 0
496 | 7000033353 | 5550 | Replacement of 33kV Line-Cover 70 sqmm | 1000022813 | 18 | Fabrication and Supply of M.S. Galvanised items- Pole Top Bracket,V-Cross arm, Back Clamps for V-Cross arm , D P Channel, D P Channelclamp, Stay clamps angle, Stay clamps side, D P cross bracing &clamps,Guarding arm etc etc. complete as required. | MT | 25.6 |  | INCLUDED |  | INCLUDED | 0 | INCLUDED | 0 | 0 | 0 | 0
497 | 7000033353 | 5560 | Replacement of 33kV Line-Cover 70 sqmm | 1000022819 | 18 | Nut & Bolts, Foundation bolts, Washerand other accessories for structures | MT | 1.6 |  | INCLUDED |  | INCLUDED | 0 | INCLUDED | 0 | 0 | 0 | 0
498 | 7000033353 | 5570 | Replacement of 33kV Line-Cover 70 sqmm | 1000066064 | 18 | PG CLAMP SUITABLE FOR 70SQMM AS PER TS | EA | 800 |  | INCLUDED |  | INCLUDED | 0 | INCLUDED | 0 | 0 | 0 | 0
499 | 7000033353 | 5580 | Replacement of 33kV Line-Cover 70 sqmm | 1000028393 | 18 | 20 MM DIA 2500 MM LONG GI ROD TOGETHER WITH FIXINGARRANGEMENT(EXCLUDING GI WIRE REQUIRED FOR EARTHING) AS PER APPROVEDDRAWING. | SET | 480 |  | INCLUDED |  | INCLUDED | 0 | INCLUDED | 0 | 0 | 0 | 0
500 | 7000033353 | 5590 | Replacement of 33kV Line-Cover 70 sqmm | 1000041805 | 18 | GI FLAT FOR EARTHING (25X3 MM) | MT | 0.576 |  | INCLUDED |  | INCLUDED | 0 | INCLUDED | 0 | 0 | 0 | 0
501 | 7000033353 | 5600 | Replacement of 33kV Line-Cover 70 sqmm | 1000076456 | 18 | 33KV STAY-SET INCLUDING HARDWARE BUT EXCLUDING STAY-WIRE 7/10 SWG ANDGUY STRAIN INSULATORS | SET | 800 |  | INCLUDED |  | INCLUDED | 0 | INCLUDED | 0 | 0 | 0 | 0
502 | 7000033353 | 5610 | Replacement of 33kV Line-Cover 70 sqmm | 1000022814 | 18 | GUY STRAIN INSULATORS DESIGNATION 'C' | EA | 1600 |  | INCLUDED |  | INCLUDED | 0 | INCLUDED | 0 | 0 | 0 | 0
503 | 7000033353 | 5620 | Replacement of 33kV Line-Cover 70 sqmm | 1000071672 | 18 | STAY WIRE (7/8 SWG) FOR STAY SET AS PER TS | KG | 4000 |  | INCLUDED |  | INCLUDED | 0 | INCLUDED | 0 | 0 | 0 | 0
504 | 7000033353 | 5630 | Replacement of 33kV Line-Cover 70 sqmm | 1000078183 | 18 | 33KV 10 KN POLYMERIC COMPOSITE PIN INSULATOR WITH ACCESSORIES | SET | 960 |  | INCLUDED |  | INCLUDED | 0 | INCLUDED | 0 | 0 | 0 | 0
505 | 7000033353 | 5640 | Replacement of 33kV Line-Cover 70 sqmm | 1000078185 | 18 | 33 KV, 70KN POLYMERIC COMPOSITE LONG ROD INSULATOR AS PER TS | SET | 480 |  | INCLUDED |  | INCLUDED | 0 | INCLUDED | 0 | 0 | 0 | 0
506 | 7000033353 | 5650 | Replacement of 33kV Line-Cover 70 sqmm | 1000078196 | 18 | HARDWARE FITTINGS & ACCESSORIES SUITABLE FOR 33KV, 70 KN POLYMERICCOMPOSITE LONG ROD INSULATOR | SET | 480 |  | INCLUDED |  | INCLUDED | 0 | INCLUDED | 0 | 0 | 0 | 0
507 | 7000033353 | 5660 | Replacement of 33kV Line-Cover 70 sqmm | 1000078184 | 18 | 33KV, 1CX70 SQMM XLPE INSULATED COVERED CONDUCTOR | KM | 242 |  | INCLUDED |  | INCLUDED | 0 | INCLUDED | 0 | 0 | 0 | 0
508 | 7000033353 | 5700 | Conversion of OH 11kV Line- 3Cx95+1Cx50 | 1000037908 | 18 | 9M STP 410 MPA SP 33 | EA | 180 |  | INCLUDED |  | INCLUDED | 0 | INCLUDED | 0 | 0 | 0 | 0
509 | 7000033353 | 5710 | Conversion of OH 11kV Line- 3Cx95+1Cx50 | 1000066063 | 18 | PG CLAMP SUITABLE FOR 50SQMM AS PER TS | EA | 300 |  | INCLUDED |  | INCLUDED | 0 | INCLUDED | 0 | 0 | 0 | 0
510 | 7000033353 | 5720 | Conversion of OH 11kV Line- 3Cx95+1Cx50 | 1000022819 | 18 | Nut & Bolts, Foundation bolts, Washerand other accessories for structures | MT | 1.13 |  | INCLUDED |  | INCLUDED | 0 | INCLUDED | 0 | 0 | 0 | 0
511 | 7000033353 | 5730 | Conversion of OH 11kV Line- 3Cx95+1Cx50 | 1000028393 | 18 | 20 MM DIA 2500 MM LONG GI ROD TOGETHER WITH FIXINGARRANGEMENT(EXCLUDING GI WIRE REQUIRED FOR EARTHING) AS PER APPROVEDDRAWING. | SET | 180 |  | INCLUDED |  | INCLUDED | 0 | INCLUDED | 0 | 0 | 0 | 0
512 | 7000033353 | 5740 | Conversion of OH 11kV Line- 3Cx95+1Cx50 | 1000041805 | 18 | GI FLAT FOR EARTHING (25X3 MM) | MT | 0.216 |  | INCLUDED |  | INCLUDED | 0 | INCLUDED | 0 | 0 | 0 | 0
513 | 7000033353 | 5750 | Conversion of OH 11kV Line- 3Cx95+1Cx50 | 1000032345 | 18 | HARDWARE FITTINGS FOR 11 KV STAY SET COMPLETE AS PER TS | SET | 300 |  | INCLUDED |  | INCLUDED | 0 | INCLUDED | 0 | 0 | 0 | 0
514 | 7000033353 | 5760 | Conversion of OH 11kV Line- 3Cx95+1Cx50 | 1000022814 | 18 | GUY STRAIN INSULATORS DESIGNATION 'C' | EA | 300 |  | INCLUDED |  | INCLUDED | 0 | INCLUDED | 0 | 0 | 0 | 0
515 | 7000033353 | 5770 | Conversion of OH 11kV Line- 3Cx95+1Cx50 | 1000071671 | 18 | STAY WIRE (7/10 SWG) FOR STAY SET AS PER TS | KG | 1500 |  | INCLUDED |  | INCLUDED | 0 | INCLUDED | 0 | 0 | 0 | 0
516 | 7000033353 | 5780 | Conversion of OH 11kV Line- 3Cx95+1Cx50 | 1000066058 | 18 | FABRICATION AND SUPPLY OF M.S. GALVANIZED ITEMS- CLAMPS, ETC, COMPLETEAS REQUIRED FOR HT AB CABLE AS PER TS | MT | 3.75 |  | INCLUDED |  | INCLUDED | 0 | INCLUDED | 0 | 0 | 0 | 0
517 | 7000033353 | 5790 | Conversion of OH 11kV Line- 3Cx95+1Cx50 | 1000078181 | 18 | 3-PH 11KV, XLPE INSULATED, BARE MESSANGER AERIAL BUNCHED CABLE(3CX95+1CX50 SQMM) | KM | 31.5 |  | INCLUDED |  | INCLUDED | 0 | INCLUDED | 0 | 0 | 0 | 0
518 | 7000033353 | 5800 | Conversion of OH 11kV Line- 3Cx95+1Cx50 | 1000078207 | 18 | SUSPENSION CLAMP SUITABLE FOR 3CX95 + 1CX50 SQMM 11KV AB CABLE | SET | 600 |  | INCLUDED |  | INCLUDED | 0 | INCLUDED | 0 | 0 | 0 | 0
519 | 7000033353 | 5810 | Conversion of OH 11kV Line- 3Cx95+1Cx50 | 1000078214 | 18 | TENSION CLAMP SUITABLE FOR 3CX95 + 1CX50 SQMM 11KV AB CABLE | SET | 300 |  | INCLUDED |  | INCLUDED | 0 | INCLUDED | 0 | 0 | 0 | 0
520 | 7000033353 | 5820 | Conversion of OH 11kV Line- 3Cx95+1Cx50 | 1000078194 | 18 | MS GALVENISED FORGED EYE HOOK SUITABLE FOR 3CX95 + 1CX50 SQMM 11KV ABCABLE | EA | 900 |  | INCLUDED |  | INCLUDED | 0 | INCLUDED | 0 | 0 | 0 | 0
521 | 7000033353 | 5840 | LT OH to ABC-3Cx25+1CX35+1CX16 | 1000037908 | 18 | 9M STP 410 MPA SP 33 | EA | 280 |  | INCLUDED |  | INCLUDED | 0 | INCLUDED | 0 | 0 | 0 | 0
522 | 7000033353 | 5850 | LT OH to ABC-3Cx25+1CX35+1CX16 | 1000056676 | 18 | FABRICATION AND SUPPLY OF M.S. GALVANIZED ITEMS- CLAMPS, ETC, COMPLETEAS REQUIRED FOR LT AB CABLE | MT | 4 |  | INCLUDED |  | INCLUDED | 0 | INCLUDED | 0 | 0 | 0 | 0
523 | 7000033353 | 5860 | LT OH to ABC-3Cx25+1CX35+1CX16 | 1000022819 | 18 | Nut & Bolts, Foundation bolts, Washerand other accessories for structures | MT | 1.2 |  | INCLUDED |  | INCLUDED | 0 | INCLUDED | 0 | 0 | 0 | 0
524 | 7000033353 | 5870 | LT OH to ABC-3Cx25+1CX35+1CX16 | 1000028393 | 18 | 20 MM DIA 2500 MM LONG GI ROD TOGETHER WITH FIXINGARRANGEMENT(EXCLUDING GI WIRE REQUIRED FOR EARTHING) AS PER APPROVEDDRAWING. | SET | 240 |  | INCLUDED |  | INCLUDED | 0 | INCLUDED | 0 | 0 | 0 | 0
525 | 7000033353 | 5880 | LT OH to ABC-3Cx25+1CX35+1CX16 | 1000041805 | 18 | GI FLAT FOR EARTHING (25X3 MM) | MT | 0.288 |  | INCLUDED |  | INCLUDED | 0 | INCLUDED | 0 | 0 | 0 | 0
526 | 7000033353 | 5890 | LT OH to ABC-3Cx25+1CX35+1CX16 | 1000066062 | 18 | PG CLAMP SUITABLE FOR 35SQMM AS PER TS | EA | 400 |  | INCLUDED |  | INCLUDED | 0 | INCLUDED | 0 | 0 | 0 | 0
527 | 7000033353 | 5900 | LT OH to ABC-3Cx25+1CX35+1CX16 | 1000028419 | 18 | GUY STRAIN INSULATORS DESIGNATION 'A' AS PER TS | SET | 400 |  | INCLUDED |  | INCLUDED | 0 | INCLUDED | 0 | 0 | 0 | 0
528 | 7000033353 | 5910 | LT OH to ABC-3Cx25+1CX35+1CX16 | 1000071671 | 18 | STAY WIRE (7/10 SWG) FOR STAY SET AS PER TS | KG | 2000 |  | INCLUDED |  | INCLUDED | 0 | INCLUDED | 0 | 0 | 0 | 0
529 | 7000033353 | 5920 | LT OH to ABC-3Cx25+1CX35+1CX16 | 1000032346 | 18 | HARDWARE FITTINGS FOR LT STAY SET COMPLETE STAY SET TS | SET | 400 |  | INCLUDED |  | INCLUDED | 0 | INCLUDED | 0 | 0 | 0 | 0
530 | 7000033353 | 5930 | LT OH to ABC-3Cx25+1CX35+1CX16 | 1000066061 | 18 | INSULATING PEIRCING CONNECTOR SUITABLE FOR LT AB CABLE AS TS | EA | 400 |  | INCLUDED |  | INCLUDED | 0 | INCLUDED | 0 | 0 | 0 | 0
531 | 7000033353 | 5940 | LT OH to ABC-3Cx25+1CX35+1CX16 | 1000078172 | 18 | 3-PHASE LT AERIAL BUNCHED CABLE (3CX25+1CX35+1CX16 SQ.MM) AS PER TS | KM | 42 |  | INCLUDED |  | INCLUDED | 0 | INCLUDED | 0 | 0 | 0 | 0
532 | 7000033353 | 5950 | LT OH to ABC-3Cx25+1CX35+1CX16 | 1000078205 | 18 | SUSPENSION CLAMP SUITABLE FOR 3CX25+1CX35+1CX16 SQMM LT AB CABLE AS TS | SET | 400 |  | INCLUDED |  | INCLUDED | 0 | INCLUDED | 0 | 0 | 0 | 0
533 | 7000033353 | 5960 | LT OH to ABC-3Cx25+1CX35+1CX16 | 1000078210 | 18 | TENSION CLAMP SUITABLE FOR 3CX25+1CX25+1CX16 SQMM LT AB CABLE AS TS | SET | 400 |  | INCLUDED |  | INCLUDED | 0 | INCLUDED | 0 | 0 | 0 | 0
534 | 7000033353 | 5970 | LT OH to ABC-3Cx25+1CX35+1CX16 | 1000078191 | 18 | EYE HOOK SUITABLE FOR 3CX25+1CX35+1CX16 SQMM LT AB CABLE AS TS | EA | 800 |  | INCLUDED |  | INCLUDED | 0 | INCLUDED | 0 | 0 | 0 | 0
535 | 7000033353 | 5980 | LT OH to ABC-3Cx35+1CX35+1CX16 | 1000066017 | 18 | 3-PHASE LT AERIAL BUNCHED CABLE (3CX35+1CX16+1CX35 SQ.MM) AS PER TS. | KM | 63 |  | INCLUDED |  | INCLUDED | 0 | INCLUDED | 0 | 0 | 0 | 0
536 | 7000033353 | 5990 | LT OH to ABC-3Cx35+1CX35+1CX16 | 1000037908 | 18 | 9M STP 410 MPA SP 33 | EA | 420 |  | INCLUDED |  | INCLUDED | 0 | INCLUDED | 0 | 0 | 0 | 0
537 | 7000033353 | 6000 | LT OH to ABC-3Cx35+1CX35+1CX16 | 1000066007 | 18 | SUSPENSION CLAMP FOR 3-PHASE LT AERIAL BUNCHED CABLE(3CX35+1CX16+1CX35 SQ.MM) | NO | 600 |  | INCLUDED |  | INCLUDED | 0 | INCLUDED | 0 | 0 | 0 | 0
538 | 7000033353 | 6010 | LT OH to ABC-3Cx35+1CX35+1CX16 | 1000066042 | 18 | TENSION CLAMP SUITABLE FOR LT AB CABLE (3CX35+1CX16+1CX35 SQ.MM) ASTS | EA | 600 |  | INCLUDED |  | INCLUDED | 0 | INCLUDED | 0 | 0 | 0 | 0
539 | 7000033353 | 6020 | LT OH to ABC-3Cx35+1CX35+1CX16 | 1000066022 | 18 | MS GALVANISED FORGED EYEHOOK CLAMP SUITABLE FOR LT AB CABLE(3CX35+1CX16+1CX35 SQ.MM) AS TS | EA | 1200 |  | INCLUDED |  | INCLUDED | 0 | INCLUDED | 0 | 0 | 0 | 0
540 | 7000033353 | 6030 | LT OH to ABC-3Cx35+1CX35+1CX16 | 1000056676 | 18 | FABRICATION AND SUPPLY OF M.S. GALVANIZED ITEMS- CLAMPS, ETC, COMPLETEAS REQUIRED FOR LT AB CABLE | MT | 6 |  | INCLUDED |  | INCLUDED | 0 | INCLUDED | 0 | 0 | 0 | 0
541 | 7000033353 | 6040 | LT OH to ABC-3Cx35+1CX35+1CX16 | 1000022819 | 18 | Nut & Bolts, Foundation bolts, Washerand other accessories for structures | MT | 1.8 |  | INCLUDED |  | INCLUDED | 0 | INCLUDED | 0 | 0 | 0 | 0
542 | 7000033353 | 6050 | LT OH to ABC-3Cx35+1CX35+1CX16 | 1000028393 | 18 | 20 MM DIA 2500 MM LONG GI ROD TOGETHER WITH FIXINGARRANGEMENT(EXCLUDING GI WIRE REQUIRED FOR EARTHING) AS PER APPROVEDDRAWING. | SET | 360 |  | INCLUDED |  | INCLUDED | 0 | INCLUDED | 0 | 0 | 0 | 0
543 | 7000033353 | 6060 | LT OH to ABC-3Cx35+1CX35+1CX16 | 1000041805 | 18 | GI FLAT FOR EARTHING (25X3 MM) | MT | 0.43 |  | INCLUDED |  | INCLUDED | 0 | INCLUDED | 0 | 0 | 0 | 0
544 | 7000033353 | 6070 | LT OH to ABC-3Cx35+1CX35+1CX16 | 1000066062 | 18 | PG CLAMP SUITABLE FOR 35SQMM AS PER TS | EA | 600 |  | INCLUDED |  | INCLUDED | 0 | INCLUDED | 0 | 0 | 0 | 0
545 | 7000033353 | 6080 | LT OH to ABC-3Cx35+1CX35+1CX16 | 1000028419 | 18 | GUY STRAIN INSULATORS DESIGNATION 'A' AS PER TS | SET | 600 |  | INCLUDED |  | INCLUDED | 0 | INCLUDED | 0 | 0 | 0 | 0
546 | 7000033353 | 6090 | LT OH to ABC-3Cx35+1CX35+1CX16 | 1000071671 | 18 | STAY WIRE (7/10 SWG) FOR STAY SET AS PER TS | KG | 3000 |  | INCLUDED |  | INCLUDED | 0 | INCLUDED | 0 | 0 | 0 | 0
547 | 7000033353 | 6100 | LT OH to ABC-3Cx35+1CX35+1CX16 | 1000032346 | 18 | HARDWARE FITTINGS FOR LT STAY SET COMPLETE STAY SET TS | SET | 600 |  | INCLUDED |  | INCLUDED | 0 | INCLUDED | 0 | 0 | 0 | 0
548 | 7000033353 | 6110 | LT OH to ABC-3Cx35+1CX35+1CX16 | 1000066061 | 18 | INSULATING PEIRCING CONNECTOR SUITABLE FOR LT AB CABLE AS TS | EA | 600 |  | INCLUDED |  | INCLUDED | 0 | INCLUDED | 0 | 0 | 0 | 0
549 | 7000033353 | 6120 | LT OH to ABC-3Cx50+1CX35+1CX16 | 1000066018 | 18 | 3-PHASE LT AERIAL BUNCHED CABLE (3CX50+1CX16+1CX35 SQ.MM) AS PER TS. | KM | 46.2 |  | INCLUDED |  | INCLUDED | 0 | INCLUDED | 0 | 0 | 0 | 0
550 | 7000033353 | 6130 | LT OH to ABC-3Cx50+1CX35+1CX16 | 1000037908 | 18 | 9M STP 410 MPA SP 33 | EA | 308 |  | INCLUDED |  | INCLUDED | 0 | INCLUDED | 0 | 0 | 0 | 0
551 | 7000033353 | 6140 | LT OH to ABC-3Cx50+1CX35+1CX16 | 1000066038 | 18 | SUSPENSION CLAMP SUITABLE FOR LT AB CABLE (3CX50+1CX16+1CX35 SQ.MM)AS TS | EA | 440 |  | INCLUDED |  | INCLUDED | 0 | INCLUDED | 0 | 0 | 0 | 0
552 | 7000033353 | 6150 | LT OH to ABC-3Cx50+1CX35+1CX16 | 1000066041 | 18 | TENSION CLAMP SUITABLE FOR LT AB CABLE (3CX50+1CX16+1CX35 SQ.MM) ASTS | EA | 440 |  | INCLUDED |  | INCLUDED | 0 | INCLUDED | 0 | 0 | 0 | 0
553 | 7000033353 | 6160 | LT OH to ABC-3Cx50+1CX35+1CX16 | 1000066021 | 18 | MS GALVANISED FORGED EYEHOOK CLAMP SUITABLE FOR LT AB CABLE(3CX+1CX16+1CX35 SQ.MM) AS TS | EA | 880 |  | INCLUDED |  | INCLUDED | 0 | INCLUDED | 0 | 0 | 0 | 0
554 | 7000033353 | 6170 | LT OH to ABC-3Cx50+1CX35+1CX16 | 1000056676 | 18 | FABRICATION AND SUPPLY OF M.S. GALVANIZED ITEMS- CLAMPS, ETC, COMPLETEAS REQUIRED FOR LT AB CABLE | MT | 4.4 |  | INCLUDED |  | INCLUDED | 0 | INCLUDED | 0 | 0 | 0 | 0
555 | 7000033353 | 6180 | LT OH to ABC-3Cx50+1CX35+1CX16 | 1000022819 | 18 | Nut & Bolts, Foundation bolts, Washerand other accessories for structures | MT | 1.32 |  | INCLUDED |  | INCLUDED | 0 | INCLUDED | 0 | 0 | 0 | 0
556 | 7000033353 | 6190 | LT OH to ABC-3Cx50+1CX35+1CX16 | 1000028393 | 18 | 20 MM DIA 2500 MM LONG GI ROD TOGETHER WITH FIXINGARRANGEMENT(EXCLUDING GI WIRE REQUIRED FOR EARTHING) AS PER APPROVEDDRAWING. | SET | 264 |  | INCLUDED |  | INCLUDED | 0 | INCLUDED | 0 | 0 | 0 | 0
557 | 7000033353 | 6200 | LT OH to ABC-3Cx50+1CX35+1CX16 | 1000041805 | 18 | GI FLAT FOR EARTHING (25X3 MM) | MT | 0.317 |  | INCLUDED |  | INCLUDED | 0 | INCLUDED | 0 | 0 | 0 | 0
558 | 7000033353 | 6210 | LT OH to ABC-3Cx50+1CX35+1CX16 | 1000066062 | 18 | PG CLAMP SUITABLE FOR 35SQMM AS PER TS | EA | 440 |  | INCLUDED |  | INCLUDED | 0 | INCLUDED | 0 | 0 | 0 | 0
559 | 7000033353 | 6220 | LT OH to ABC-3Cx50+1CX35+1CX16 | 1000028419 | 18 | GUY STRAIN INSULATORS DESIGNATION 'A' AS PER TS | SET | 440 |  | INCLUDED |  | INCLUDED | 0 | INCLUDED | 0 | 0 | 0 | 0
560 | 7000033353 | 6230 | LT OH to ABC-3Cx50+1CX35+1CX16 | 1000071671 | 18 | STAY WIRE (7/10 SWG) FOR STAY SET AS PER TS | KG | 2200 |  | INCLUDED |  | INCLUDED | 0 | INCLUDED | 0 | 0 | 0 | 0
561 | 7000033353 | 6240 | LT OH to ABC-3Cx50+1CX35+1CX16 | 1000032346 | 18 | HARDWARE FITTINGS FOR LT STAY SET COMPLETE STAY SET TS | SET | 440 |  | INCLUDED |  | INCLUDED | 0 | INCLUDED | 0 | 0 | 0 | 0
562 | 7000033353 | 6250 | LT OH to ABC-3Cx50+1CX35+1CX16 | 1000066060 | 18 | 3-PHASE MAIN SERVICE DISTRIBUTION BOARD (MSDB) SUITABLE FOR LT AB CABLEAS PER TS | EA | 440 |  | INCLUDED |  | INCLUDED | 0 | INCLUDED | 0 | 0 | 0 | 0
563 | 7000033353 | 6260 | LT OH to ABC-3Cx50+1CX35+1CX16 | 1000034880 | 18 | 1.1KV 4CX35SQMM XLPE POWER CABLE | M | 880 |  | INCLUDED |  | INCLUDED | 0 | INCLUDED | 0 | 0 | 0 | 0
564 | 7000033353 | 6270 | LT OH to ABC-3Cx50+1CX35+1CX16 | 1000065859 | 18 | 1-PHASE MAIN SERVICE DISTRIBUTION BOARD (MSDB) SUITABLE FOR LT AB CABLEAS PER TS | EA | 220 |  | INCLUDED |  | INCLUDED | 0 | INCLUDED | 0 | 0 | 0 | 0
565 | 7000033353 | 6280 | LT OH to ABC-3Cx50+1CX35+1CX16 | 1000068482 | 18 | 1.1 KV, 1 CORE 25 MM2, UNARMOURED XLPE CABLE AS PER TS | M | 440 |  | INCLUDED |  | INCLUDED | 0 | INCLUDED | 0 | 0 | 0 | 0
566 | 7000033353 | 6290 | LT OH to ABC-3Cx50+1CX35+1CX16 | 1000066061 | 18 | INSULATING PEIRCING CONNECTOR SUITABLE FOR LT AB CABLE AS TS | EA | 1540 |  | INCLUDED |  | INCLUDED | 0 | INCLUDED | 0 | 0 | 0 | 0
567 | 7000033353 | 6330 | Replacement of Old 11/0.4KV DT-25KVA | 1000037908 | 18 | 9M STP 410 MPA SP 33 | EA | 18 |  | INCLUDED |  | INCLUDED | 0 | INCLUDED | 0 | 0 | 0 | 0
568 | 7000033353 | 6340 | Replacement of Old 11/0.4KV DT-25KVA | 1000022813 | 18 | Fabrication and Supply of M.S. Galvanised items- Pole Top Bracket,V-Cross arm, Back Clamps for V-Cross arm , D P Channel, D P Channelclamp, Stay clamps angle, Stay clamps side, D P cross bracing &clamps,Guarding arm etc etc. complete as required. | MT | 2.25 |  | INCLUDED |  | INCLUDED | 0 | INCLUDED | 0 | 0 | 0 | 0
569 | 7000033353 | 6350 | Replacement of Old 11/0.4KV DT-25KVA | 1000022819 | 18 | Nut & Bolts, Foundation bolts, Washerand other accessories for structures | MT | 0.18 |  | INCLUDED |  | INCLUDED | 0 | INCLUDED | 0 | 0 | 0 | 0
570 | 7000033353 | 6360 | Replacement of Old 11/0.4KV DT-25KVA | 1000032345 | 18 | HARDWARE FITTINGS FOR 11 KV STAY SET COMPLETE AS PER TS | SET | 18 |  | INCLUDED |  | INCLUDED | 0 | INCLUDED | 0 | 0 | 0 | 0
571 | 7000033353 | 6370 | Replacement of Old 11/0.4KV DT-25KVA | 1000022814 | 18 | GUY STRAIN INSULATORS DESIGNATION 'C' | EA | 18 |  | INCLUDED |  | INCLUDED | 0 | INCLUDED | 0 | 0 | 0 | 0
572 | 7000033353 | 6380 | Replacement of Old 11/0.4KV DT-25KVA | 1000071671 | 18 | STAY WIRE (7/10 SWG) FOR STAY SET AS PER TS | KG | 90 |  | INCLUDED |  | INCLUDED | 0 | INCLUDED | 0 | 0 | 0 | 0
573 | 7000033353 | 6390 | Replacement of Old 11/0.4KV DT-25KVA | 1000065729 | 18 | 11 KV, 3-POLE, 3-PH, 200A, AB SWITCH AS PER TS | EA | 9 |  | INCLUDED |  | INCLUDED | 0 | INCLUDED | 0 | 0 | 0 | 0
574 | 7000033353 | 6400 | Replacement of Old 11/0.4KV DT-25KVA | 1000050004 | 18 | 11KV HG FUSE INCLUDING ALL ACCESSORIES | EA | 9 |  | INCLUDED |  | INCLUDED | 0 | INCLUDED | 0 | 0 | 0 | 0
575 | 7000033353 | 6410 | Replacement of Old 11/0.4KV DT-25KVA | 1000028397 | 18 | 25KVA, 11/0.4KV 3PH CRGO CORE AL WINDING DISTRIBUTION TRANSFORMER | EA | 9 |  | INCLUDED |  | INCLUDED | 0 | INCLUDED | 0 | 0 | 0 | 0
576 | 7000033353 | 6420 | Replacement of Old 11/0.4KV DT-25KVA | 1000065970 | 18 | Supply of 9 kV, 1-Phase, 10 KA Polymerhousing ZnO LA with all accessories asper TS | EA | 27 |  | INCLUDED |  | INCLUDED | 0 | INCLUDED | 0 | 0 | 0 | 0
577 | 7000033353 | 6430 | Replacement of Old 11/0.4KV DT-25KVA | 1000065966 | 18 | 11KV 45 KN POLYMERIC COMPOSITE DISC INSULATOR AS PER TS | EA | 27 |  | INCLUDED |  | INCLUDED | 0 | INCLUDED | 0 | 0 | 0 | 0
578 | 7000033353 | 6440 | Replacement of Old 11/0.4KV DT-25KVA | 1000066070 | 18 | DISC INSULATOR HARDWARE & ACCESSORIES SUITABLE TO 11 KV B&S TYPE, 45KN POLYMER INSULATORS AS PER TS | SET | 27 |  | INCLUDED |  | INCLUDED | 0 | INCLUDED | 0 | 0 | 0 | 0
579 | 7000033353 | 6450 | Replacement of Old 11/0.4KV DT-25KVA | 1000028403 | 18 | PIPE EARTHING OF 40 MM DIA, 2.5M LONG GI PIPE (MEDIUM GRADE) FORTREATED EARTHING AT DT LOCATION. | EA | 27 |  | INCLUDED |  | INCLUDED | 0 | INCLUDED | 0 | 0 | 0 | 0
580 | 7000033353 | 6460 | Replacement of Old 11/0.4KV DT-25KVA | 1000041805 | 18 | GI FLAT FOR EARTHING (25X3 MM) | MT | 0.324 |  | INCLUDED |  | INCLUDED | 0 | INCLUDED | 0 | 0 | 0 | 0
581 | 7000033353 | 6470 | Replacement of Old 11/0.4KV DT-25KVA | 1000065963 | 18 | 1.1 KV, 1 CORE 70 MM2, FRLS, PVC CABLE AS PER TS | M | 360 |  | INCLUDED |  | INCLUDED | 0 | INCLUDED | 0 | 0 | 0 | 0
582 | 7000033353 | 6480 | Replacement of Old 11/0.4KV DT-25KVA | 1000066073 | 18 | LT DISTRIBUTION BOX SUITABLE FOR 25 KVA DT AS PER TS | EA | 9 |  | INCLUDED |  | INCLUDED | 0 | INCLUDED | 0 | 0 | 0 | 0
583 | 7000033353 | 6490 | Replacement of Old 11/0.4KV DT-25KVA | 1000078266 | 18 | PG CLAMP FOR ACSR CONDUCTOR | EA | 27 |  | INCLUDED |  | INCLUDED | 0 | INCLUDED | 0 | 0 | 0 | 0
584 | 7000033353 | 6500 | Replacement of Old 11/0.4KV DT-63KVA | 1000037908 | 18 | 9M STP 410 MPA SP 33 | EA | 56 |  | INCLUDED |  | INCLUDED | 0 | INCLUDED | 0 | 0 | 0 | 0
585 | 7000033353 | 6510 | Replacement of Old 11/0.4KV DT-63KVA | 1000022813 | 18 | Fabrication and Supply of M.S. Galvanised items- Pole Top Bracket,V-Cross arm, Back Clamps for V-Cross arm , D P Channel, D P Channelclamp, Stay clamps angle, Stay clamps side, D P cross bracing &clamps,Guarding arm etc etc. complete as required. | MT | 7 |  | INCLUDED |  | INCLUDED | 0 | INCLUDED | 0 | 0 | 0 | 0
586 | 7000033353 | 6520 | Replacement of Old 11/0.4KV DT-63KVA | 1000022819 | 18 | Nut & Bolts, Foundation bolts, Washerand other accessories for structures | MT | 0.56 |  | INCLUDED |  | INCLUDED | 0 | INCLUDED | 0 | 0 | 0 | 0
587 | 7000033353 | 6530 | Replacement of Old 11/0.4KV DT-63KVA | 1000032345 | 18 | HARDWARE FITTINGS FOR 11 KV STAY SET COMPLETE AS PER TS | SET | 56 |  | INCLUDED |  | INCLUDED | 0 | INCLUDED | 0 | 0 | 0 | 0
588 | 7000033353 | 6540 | Replacement of Old 11/0.4KV DT-63KVA | 1000022814 | 18 | GUY STRAIN INSULATORS DESIGNATION 'C' | EA | 56 |  | INCLUDED |  | INCLUDED | 0 | INCLUDED | 0 | 0 | 0 | 0
589 | 7000033353 | 6550 | Replacement of Old 11/0.4KV DT-63KVA | 1000071671 | 18 | STAY WIRE (7/10 SWG) FOR STAY SET AS PER TS | KG | 280 |  | INCLUDED |  | INCLUDED | 0 | INCLUDED | 0 | 0 | 0 | 0
590 | 7000033353 | 6560 | Replacement of Old 11/0.4KV DT-63KVA | 1000065729 | 18 | 11 KV, 3-POLE, 3-PH, 200A, AB SWITCH AS PER TS | EA | 28 |  | INCLUDED |  | INCLUDED | 0 | INCLUDED | 0 | 0 | 0 | 0
591 | 7000033353 | 6570 | Replacement of Old 11/0.4KV DT-63KVA | 1000050004 | 18 | 11KV HG FUSE INCLUDING ALL ACCESSORIES | EA | 28 |  | INCLUDED |  | INCLUDED | 0 | INCLUDED | 0 | 0 | 0 | 0
592 | 7000033353 | 6580 | Replacement of Old 11/0.4KV DT-63KVA | 1000022800 | 18 | 63KVA, 11/0.433KV, 3PH LT TRANSFORMER WITH CRGO CORE AL WINDING COMPLETEWITH ALL ACCESSORIES | EA | 28 |  | INCLUDED |  | INCLUDED | 0 | INCLUDED | 0 | 0 | 0 | 0
593 | 7000033353 | 6590 | Replacement of Old 11/0.4KV DT-63KVA | 1000065970 | 18 | Supply of 9 kV, 1-Phase, 10 KA Polymerhousing ZnO LA with all accessories asper TS | EA | 84 |  | INCLUDED |  | INCLUDED | 0 | INCLUDED | 0 | 0 | 0 | 0
594 | 7000033353 | 6600 | Replacement of Old 11/0.4KV DT-63KVA | 1000065966 | 18 | 11KV 45 KN POLYMERIC COMPOSITE DISC INSULATOR AS PER TS | EA | 84 |  | INCLUDED |  | INCLUDED | 0 | INCLUDED | 0 | 0 | 0 | 0
595 | 7000033353 | 6610 | Replacement of Old 11/0.4KV DT-63KVA | 1000066070 | 18 | DISC INSULATOR HARDWARE & ACCESSORIES SUITABLE TO 11 KV B&S TYPE, 45KN POLYMER INSULATORS AS PER TS | SET | 84 |  | INCLUDED |  | INCLUDED | 0 | INCLUDED | 0 | 0 | 0 | 0
596 | 7000033353 | 6620 | Replacement of Old 11/0.4KV DT-63KVA | 1000028403 | 18 | PIPE EARTHING OF 40 MM DIA, 2.5M LONG GI PIPE (MEDIUM GRADE) FORTREATED EARTHING AT DT LOCATION. | EA | 84 |  | INCLUDED |  | INCLUDED | 0 | INCLUDED | 0 | 0 | 0 | 0
597 | 7000033353 | 6630 | Replacement of Old 11/0.4KV DT-63KVA | 1000041805 | 18 | GI FLAT FOR EARTHING (25X3 MM) | MT | 1.008 |  | INCLUDED |  | INCLUDED | 0 | INCLUDED | 0 | 0 | 0 | 0
598 | 7000033353 | 6640 | Replacement of Old 11/0.4KV DT-63KVA | 1000065963 | 18 | 1.1 KV, 1 CORE 70 MM2, FRLS, PVC CABLE AS PER TS | M | 1120 |  | INCLUDED |  | INCLUDED | 0 | INCLUDED | 0 | 0 | 0 | 0
599 | 7000033353 | 6650 | Replacement of Old 11/0.4KV DT-63KVA | 1000066076 | 18 | LT DISTRIBUTION BOX SUITABLE FOR 63 KVA DT AS PER TS | EA | 28 |  | INCLUDED |  | INCLUDED | 0 | INCLUDED | 0 | 0 | 0 | 0
600 | 7000033353 | 6660 | Replacement of Old 11/0.4KV DT-63KVA | 1000078266 | 18 | PG CLAMP FOR ACSR CONDUCTOR | EA | 84 |  | INCLUDED |  | INCLUDED | 0 | INCLUDED | 0 | 0 | 0 | 0
601 | 7000033353 | 6670 | Replacement of Old 11/0.4KV DT-100KVA | 1000037908 | 18 | 9M STP 410 MPA SP 33 | EA | 46 |  | INCLUDED |  | INCLUDED | 0 | INCLUDED | 0 | 0 | 0 | 0
602 | 7000033353 | 6680 | Replacement of Old 11/0.4KV DT-100KVA | 1000022813 | 18 | Fabrication and Supply of M.S. Galvanised items- Pole Top Bracket,V-Cross arm, Back Clamps for V-Cross arm , D P Channel, D P Channelclamp, Stay clamps angle, Stay clamps side, D P cross bracing &clamps,Guarding arm etc etc. complete as required. | MT | 5.75 |  | INCLUDED |  | INCLUDED | 0 | INCLUDED | 0 | 0 | 0 | 0
603 | 7000033353 | 6690 | Replacement of Old 11/0.4KV DT-100KVA | 1000022819 | 18 | Nut & Bolts, Foundation bolts, Washerand other accessories for structures | MT | 0.46 |  | INCLUDED |  | INCLUDED | 0 | INCLUDED | 0 | 0 | 0 | 0
604 | 7000033353 | 6700 | Replacement of Old 11/0.4KV DT-100KVA | 1000032345 | 18 | HARDWARE FITTINGS FOR 11 KV STAY SET COMPLETE AS PER TS | SET | 46 |  | INCLUDED |  | INCLUDED | 0 | INCLUDED | 0 | 0 | 0 | 0
605 | 7000033353 | 6710 | Replacement of Old 11/0.4KV DT-100KVA | 1000022814 | 18 | GUY STRAIN INSULATORS DESIGNATION 'C' | EA | 46 |  | INCLUDED |  | INCLUDED | 0 | INCLUDED | 0 | 0 | 0 | 0
606 | 7000033353 | 6720 | Replacement of Old 11/0.4KV DT-100KVA | 1000071671 | 18 | STAY WIRE (7/10 SWG) FOR STAY SET AS PER TS | KG | 230 |  | INCLUDED |  | INCLUDED | 0 | INCLUDED | 0 | 0 | 0 | 0
607 | 7000033353 | 6730 | Replacement of Old 11/0.4KV DT-100KVA | 1000065729 | 18 | 11 KV, 3-POLE, 3-PH, 200A, AB SWITCH AS PER TS | EA | 23 |  | INCLUDED |  | INCLUDED | 0 | INCLUDED | 0 | 0 | 0 | 0
608 | 7000033353 | 6740 | Replacement of Old 11/0.4KV DT-100KVA | 1000050004 | 18 | 11KV HG FUSE INCLUDING ALL ACCESSORIES | EA | 23 |  | INCLUDED |  | INCLUDED | 0 | INCLUDED | 0 | 0 | 0 | 0
609 | 7000033353 | 6750 | Replacement of Old 11/0.4KV DT-100KVA | 1000022765 | 18 | 100KVA, 11/0.433KV, 3PH LT Transformer with CRGO Core AL Windingcomplete with all accessories | EA | 23 |  | INCLUDED |  | INCLUDED | 0 | INCLUDED | 0 | 0 | 0 | 0
610 | 7000033353 | 6760 | Replacement of Old 11/0.4KV DT-100KVA | 1000065970 | 18 | Supply of 9 kV, 1-Phase, 10 KA Polymerhousing ZnO LA with all accessories asper TS | EA | 69 |  | INCLUDED |  | INCLUDED | 0 | INCLUDED | 0 | 0 | 0 | 0
611 | 7000033353 | 6770 | Replacement of Old 11/0.4KV DT-100KVA | 1000065966 | 18 | 11KV 45 KN POLYMERIC COMPOSITE DISC INSULATOR AS PER TS | EA | 69 |  | INCLUDED |  | INCLUDED | 0 | INCLUDED | 0 | 0 | 0 | 0
612 | 7000033353 | 6780 | Replacement of Old 11/0.4KV DT-100KVA | 1000066070 | 18 | DISC INSULATOR HARDWARE & ACCESSORIES SUITABLE TO 11 KV B&S TYPE, 45KN POLYMER INSULATORS AS PER TS | SET | 69 |  | INCLUDED |  | INCLUDED | 0 | INCLUDED | 0 | 0 | 0 | 0
613 | 7000033353 | 6790 | Replacement of Old 11/0.4KV DT-100KVA | 1000028403 | 18 | PIPE EARTHING OF 40 MM DIA, 2.5M LONG GI PIPE (MEDIUM GRADE) FORTREATED EARTHING AT DT LOCATION. | EA | 69 |  | INCLUDED |  | INCLUDED | 0 | INCLUDED | 0 | 0 | 0 | 0
614 | 7000033353 | 6800 | Replacement of Old 11/0.4KV DT-100KVA | 1000041805 | 18 | GI FLAT FOR EARTHING (25X3 MM) | MT | 1.656 |  | INCLUDED |  | INCLUDED | 0 | INCLUDED | 0 | 0 | 0 | 0
615 | 7000033353 | 6810 | Replacement of Old 11/0.4KV DT-100KVA | 1000065963 | 18 | 1.1 KV, 1 CORE 70 MM2, FRLS, PVC CABLE AS PER TS | M | 920 |  | INCLUDED |  | INCLUDED | 0 | INCLUDED | 0 | 0 | 0 | 0
616 | 7000033353 | 6820 | Replacement of Old 11/0.4KV DT-100KVA | 1000066071 | 18 | LT DISTRIBUTION BOX SUITABLE FOR 100 KVA DT AS PER TS | EA | 23 |  | INCLUDED |  | INCLUDED | 0 | INCLUDED | 0 | 0 | 0 | 0
617 | 7000033353 | 6830 | Replacement of Old 11/0.4KV DT-100KVA | 1000078266 | 18 | PG CLAMP FOR ACSR CONDUCTOR | EA | 69 |  | INCLUDED |  | INCLUDED | 0 | INCLUDED | 0 | 0 | 0 | 0
618 | 7000033353 | 6840 | Replacement of Old 11/0.4KV DT-200KVA | 1000037908 | 18 | 9M STP 410 MPA SP 33 | EA | 28 |  | INCLUDED |  | INCLUDED | 0 | INCLUDED | 0 | 0 | 0 | 0
619 | 7000033353 | 6850 | Replacement of Old 11/0.4KV DT-200KVA | 1000022813 | 18 | Fabrication and Supply of M.S. Galvanised items- Pole Top Bracket,V-Cross arm, Back Clamps for V-Cross arm , D P Channel, D P Channelclamp, Stay clamps angle, Stay clamps side, D P cross bracing &clamps,Guarding arm etc etc. complete as required. | MT | 3.5 |  | INCLUDED |  | INCLUDED | 0 | INCLUDED | 0 | 0 | 0 | 0
620 | 7000033353 | 6860 | Replacement of Old 11/0.4KV DT-200KVA | 1000022819 | 18 | Nut & Bolts, Foundation bolts, Washerand other accessories for structures | MT | 0.28 |  | INCLUDED |  | INCLUDED | 0 | INCLUDED | 0 | 0 | 0 | 0
621 | 7000033353 | 6870 | Replacement of Old 11/0.4KV DT-200KVA | 1000032345 | 18 | HARDWARE FITTINGS FOR 11 KV STAY SET COMPLETE AS PER TS | SET | 28 |  | INCLUDED |  | INCLUDED | 0 | INCLUDED | 0 | 0 | 0 | 0
622 | 7000033353 | 6880 | Replacement of Old 11/0.4KV DT-200KVA | 1000022814 | 18 | GUY STRAIN INSULATORS DESIGNATION 'C' | EA | 28 |  | INCLUDED |  | INCLUDED | 0 | INCLUDED | 0 | 0 | 0 | 0
623 | 7000033353 | 6890 | Replacement of Old 11/0.4KV DT-200KVA | 1000071671 | 18 | STAY WIRE (7/10 SWG) FOR STAY SET AS PER TS | KG | 140 |  | INCLUDED |  | INCLUDED | 0 | INCLUDED | 0 | 0 | 0 | 0
624 | 7000033353 | 6900 | Replacement of Old 11/0.4KV DT-200KVA | 1000065729 | 18 | 11 KV, 3-POLE, 3-PH, 200A, AB SWITCH AS PER TS | EA | 14 |  | INCLUDED |  | INCLUDED | 0 | INCLUDED | 0 | 0 | 0 | 0
625 | 7000033353 | 6910 | Replacement of Old 11/0.4KV DT-200KVA | 1000050004 | 18 | 11KV HG FUSE INCLUDING ALL ACCESSORIES | EA | 14 |  | INCLUDED |  | INCLUDED | 0 | INCLUDED | 0 | 0 | 0 | 0
626 | 7000033353 | 6920 | Replacement of Old 11/0.4KV DT-200KVA | 1000065857 | 18 | 200KVA, 11/0.433KV, 3PH LT Transformer with CRGO Core AL Windingcomplete with all accessories | EA | 14 |  | INCLUDED |  | INCLUDED | 0 | INCLUDED | 0 | 0 | 0 | 0
627 | 7000033353 | 6930 | Replacement of Old 11/0.4KV DT-200KVA | 1000065970 | 18 | Supply of 9 kV, 1-Phase, 10 KA Polymerhousing ZnO LA with all accessories asper TS | EA | 42 |  | INCLUDED |  | INCLUDED | 0 | INCLUDED | 0 | 0 | 0 | 0
628 | 7000033353 | 6940 | Replacement of Old 11/0.4KV DT-200KVA | 1000065966 | 18 | 11KV 45 KN POLYMERIC COMPOSITE DISC INSULATOR AS PER TS | EA | 42 |  | INCLUDED |  | INCLUDED | 0 | INCLUDED | 0 | 0 | 0 | 0
629 | 7000033353 | 6950 | Replacement of Old 11/0.4KV DT-200KVA | 1000066070 | 18 | DISC INSULATOR HARDWARE & ACCESSORIES SUITABLE TO 11 KV B&S TYPE, 45KN POLYMER INSULATORS AS PER TS | SET | 42 |  | INCLUDED |  | INCLUDED | 0 | INCLUDED | 0 | 0 | 0 | 0
630 | 7000033353 | 6960 | Replacement of Old 11/0.4KV DT-200KVA | 1000028403 | 18 | PIPE EARTHING OF 40 MM DIA, 2.5M LONG GI PIPE (MEDIUM GRADE) FORTREATED EARTHING AT DT LOCATION. | EA | 42 |  | INCLUDED |  | INCLUDED | 0 | INCLUDED | 0 | 0 | 0 | 0
631 | 7000033353 | 6970 | Replacement of Old 11/0.4KV DT-200KVA | 1000041805 | 18 | GI FLAT FOR EARTHING (25X3 MM) | MT | 1.008 |  | INCLUDED |  | INCLUDED | 0 | INCLUDED | 0 | 0 | 0 | 0
632 | 7000033353 | 6980 | Replacement of Old 11/0.4KV DT-200KVA | 1000065961 | 18 | 1.1 KV, 1 CORE 240 MM2, FRLS, PVC CABLE AS TS | KM | 0.56 |  | INCLUDED |  | INCLUDED | 0 | INCLUDED | 0 | 0 | 0 | 0
633 | 7000033353 | 6990 | Replacement of Old 11/0.4KV DT-200KVA | 1000066072 | 18 | LT DISTRIBUTION BOX SUITABLE FOR 200 KVA DT AS PER TS | EA | 14 |  | INCLUDED |  | INCLUDED | 0 | INCLUDED | 0 | 0 | 0 | 0
634 | 7000033353 | 7000 | Replacement of Old 11/0.4KV DT-200KVA | 1000078266 | 18 | PG CLAMP FOR ACSR CONDUCTOR | EA | 42 |  | INCLUDED |  | INCLUDED | 0 | INCLUDED | 0 | 0 | 0 | 0
635 | 7000033353 | 7010 | Replacement of Old 11/0.4KV DT-315KVA | 1000037908 | 18 | 9M STP 410 MPA SP 33 | EA | 20 |  | INCLUDED |  | INCLUDED | 0 | INCLUDED | 0 | 0 | 0 | 0
636 | 7000033353 | 7020 | Replacement of Old 11/0.4KV DT-315KVA | 1000022813 | 18 | Fabrication and Supply of M.S. Galvanised items- Pole Top Bracket,V-Cross arm, Back Clamps for V-Cross arm , D P Channel, D P Channelclamp, Stay clamps angle, Stay clamps side, D P cross bracing &clamps,Guarding arm etc etc. complete as required. | MT | 2.5 |  | INCLUDED |  | INCLUDED | 0 | INCLUDED | 0 | 0 | 0 | 0
637 | 7000033353 | 7030 | Replacement of Old 11/0.4KV DT-315KVA | 1000022819 | 18 | Nut & Bolts, Foundation bolts, Washerand other accessories for structures | MT | 0.2 |  | INCLUDED |  | INCLUDED | 0 | INCLUDED | 0 | 0 | 0 | 0
638 | 7000033353 | 7040 | Replacement of Old 11/0.4KV DT-315KVA | 1000032345 | 18 | HARDWARE FITTINGS FOR 11 KV STAY SET COMPLETE AS PER TS | SET | 20 |  | INCLUDED |  | INCLUDED | 0 | INCLUDED | 0 | 0 | 0 | 0
639 | 7000033353 | 7050 | Replacement of Old 11/0.4KV DT-315KVA | 1000022814 | 18 | GUY STRAIN INSULATORS DESIGNATION 'C' | EA | 20 |  | INCLUDED |  | INCLUDED | 0 | INCLUDED | 0 | 0 | 0 | 0
640 | 7000033353 | 7060 | Replacement of Old 11/0.4KV DT-315KVA | 1000071671 | 18 | STAY WIRE (7/10 SWG) FOR STAY SET AS PER TS | KG | 100 |  | INCLUDED |  | INCLUDED | 0 | INCLUDED | 0 | 0 | 0 | 0
641 | 7000033353 | 7070 | Replacement of Old 11/0.4KV DT-315KVA | 1000065729 | 18 | 11 KV, 3-POLE, 3-PH, 200A, AB SWITCH AS PER TS | EA | 10 |  | INCLUDED |  | INCLUDED | 0 | INCLUDED | 0 | 0 | 0 | 0
642 | 7000033353 | 7080 | Replacement of Old 11/0.4KV DT-315KVA | 1000050004 | 18 | 11KV HG FUSE INCLUDING ALL ACCESSORIES | EA | 10 |  | INCLUDED |  | INCLUDED | 0 | INCLUDED | 0 | 0 | 0 | 0
643 | 7000033353 | 7090 | Replacement of Old 11/0.4KV DT-315KVA | 1000001973 | 18 | 315kVA, 11/0.433kV, 3ph LT Transformer | EA | 10 |  | INCLUDED |  | INCLUDED | 0 | INCLUDED | 0 | 0 | 0 | 0
644 | 7000033353 | 7100 | Replacement of Old 11/0.4KV DT-315KVA | 1000065970 | 18 | Supply of 9 kV, 1-Phase, 10 KA Polymerhousing ZnO LA with all accessories asper TS | EA | 30 |  | INCLUDED |  | INCLUDED | 0 | INCLUDED | 0 | 0 | 0 | 0
645 | 7000033353 | 7110 | Replacement of Old 11/0.4KV DT-315KVA | 1000065966 | 18 | 11KV 45 KN POLYMERIC COMPOSITE DISC INSULATOR AS PER TS | EA | 30 |  | INCLUDED |  | INCLUDED | 0 | INCLUDED | 0 | 0 | 0 | 0
646 | 7000033353 | 7120 | Replacement of Old 11/0.4KV DT-315KVA | 1000066070 | 18 | DISC INSULATOR HARDWARE & ACCESSORIES SUITABLE TO 11 KV B&S TYPE, 45KN POLYMER INSULATORS AS PER TS | SET | 30 |  | INCLUDED |  | INCLUDED | 0 | INCLUDED | 0 | 0 | 0 | 0
647 | 7000033353 | 7130 | Replacement of Old 11/0.4KV DT-315KVA | 1000028403 | 18 | PIPE EARTHING OF 40 MM DIA, 2.5M LONG GI PIPE (MEDIUM GRADE) FORTREATED EARTHING AT DT LOCATION. | EA | 30 |  | INCLUDED |  | INCLUDED | 0 | INCLUDED | 0 | 0 | 0 | 0
648 | 7000033353 | 7140 | Replacement of Old 11/0.4KV DT-315KVA | 1000041805 | 18 | GI FLAT FOR EARTHING (25X3 MM) | MT | 0.72 |  | INCLUDED |  | INCLUDED | 0 | INCLUDED | 0 | 0 | 0 | 0
649 | 7000033353 | 7150 | Replacement of Old 11/0.4KV DT-315KVA | 1000066075 | 18 | LT DISTRIBUTION BOX SUITABLE FOR 400 KVA DT AS PER TS | EA | 10 |  | INCLUDED |  | INCLUDED | 0 | INCLUDED | 0 | 0 | 0 | 0
650 | 7000033353 | 7160 | Replacement of Old 11/0.4KV DT-315KVA | 1000078266 | 18 | PG CLAMP FOR ACSR CONDUCTOR | EA | 30 |  | INCLUDED |  | INCLUDED | 0 | INCLUDED | 0 | 0 | 0 | 0
651 | 7000033353 | 7170 | Replacement of Old 11/0.4KV DT-315KVA | 1000078171 | 18 | 1.1 KV, 1 CORE 630 MM2, FRLS, PVC CABLE AS TS | M | 400 |  | INCLUDED |  | INCLUDED | 0 | INCLUDED | 0 | 0 | 0 | 0
IX | [5 empty] | Line & DT work of Nicobar Island
652 | 7000033353 | 7240 | Replacement of 11kV Line-Cover Rabbit | 1000037908 | 18 | 9M STP 410 MPA SP 33 | EA | 80 |  | INCLUDED |  | INCLUDED | 0 | INCLUDED | 0 | 0 | 0 | 0
653 | 7000033353 | 7250 | Replacement of 11kV Line-Cover Rabbit | 1000022813 | 18 | Fabrication and Supply of M.S. Galvanised items- Pole Top Bracket,V-Cross arm, Back Clamps for V-Cross arm , D P Channel, D P Channelclamp, Stay clamps angle, Stay clamps side, D P cross bracing &clamps,Guarding arm etc etc. complete as required. | MT | 6.4 |  | INCLUDED |  | INCLUDED | 0 | INCLUDED | 0 | 0 | 0 | 0
654 | 7000033353 | 7260 | Replacement of 11kV Line-Cover Rabbit | 1000022819 | 18 | Nut & Bolts, Foundation bolts, Washerand other accessories for structures | MT | 0.4 |  | INCLUDED |  | INCLUDED | 0 | INCLUDED | 0 | 0 | 0 | 0
655 | 7000033353 | 7270 | Replacement of 11kV Line-Cover Rabbit | 1000078199 | 18 | PG CLAMP SUITABLE FOR 50 SQMM COVERED CONDUCTOR | EA | 200 |  | INCLUDED |  | INCLUDED | 0 | INCLUDED | 0 | 0 | 0 | 0
656 | 7000033353 | 7280 | Replacement of 11kV Line-Cover Rabbit | 1000028393 | 18 | 20 MM DIA 2500 MM LONG GI ROD TOGETHER WITH FIXINGARRANGEMENT(EXCLUDING GI WIRE REQUIRED FOR EARTHING) AS PER APPROVEDDRAWING. | SET | 120 |  | INCLUDED |  | INCLUDED | 0 | INCLUDED | 0 | 0 | 0 | 0
657 | 7000033353 | 7290 | Replacement of 11kV Line-Cover Rabbit | 1000041805 | 18 | GI FLAT FOR EARTHING (25X3 MM) | MT | 0.144 |  | INCLUDED |  | INCLUDED | 0 | INCLUDED | 0 | 0 | 0 | 0
658 | 7000033353 | 7300 | Replacement of 11kV Line-Cover Rabbit | 1000032345 | 18 | HARDWARE FITTINGS FOR 11 KV STAY SET COMPLETE AS PER TS | SET | 200 |  | INCLUDED |  | INCLUDED | 0 | INCLUDED | 0 | 0 | 0 | 0
659 | 7000033353 | 7310 | Replacement of 11kV Line-Cover Rabbit | 1000022814 | 18 | GUY STRAIN INSULATORS DESIGNATION 'C' | EA | 200 |  | INCLUDED |  | INCLUDED | 0 | INCLUDED | 0 | 0 | 0 | 0
660 | 7000033353 | 7320 | Replacement of 11kV Line-Cover Rabbit | 1000071671 | 18 | STAY WIRE (7/10 SWG) FOR STAY SET AS PER TS | KG | 1000 |  | INCLUDED |  | INCLUDED | 0 | INCLUDED | 0 | 0 | 0 | 0
661 | 7000033353 | 7330 | Replacement of 11kV Line-Cover Rabbit | 1000065967 | 18 | 11KV 5 KN POLYMERIC COMPOSITE PIN INSULATOR AS PER TS | EA | 240 |  | INCLUDED |  | INCLUDED | 0 | INCLUDED | 0 | 0 | 0 | 0
662 | 7000033353 | 7340 | Replacement of 11kV Line-Cover Rabbit | 1000065966 | 18 | 11KV 45 KN POLYMERIC COMPOSITE DISC INSULATOR AS PER TS | EA | 120 |  | INCLUDED |  | INCLUDED | 0 | INCLUDED | 0 | 0 | 0 | 0
663 | 7000033353 | 7350 | Replacement of 11kV Line-Cover Rabbit | 1000066070 | 18 | DISC INSULATOR HARDWARE & ACCESSORIES SUITABLE TO 11 KV B&S TYPE, 45KN POLYMER INSULATORS AS PER TS | SET | 120 |  | INCLUDED |  | INCLUDED | 0 | INCLUDED | 0 | 0 | 0 | 0
664 | 7000033353 | 7360 | Replacement of 11kV Line-Cover Rabbit | 1000065970 | 18 | Supply of 9 kV, 1-Phase, 10 KA Polymerhousing ZnO LA with all accessories asper TS | EA | 20 |  | INCLUDED |  | INCLUDED | 0 | INCLUDED | 0 | 0 | 0 | 0
665 | 7000033353 | 7370 | Replacement of 11kV Line-Cover Rabbit | 1000078175 | 18 | 11KV, 1CX50 SQMM XLPE INSULTED COVERED CONDUCTOR | KM | 61 |  | INCLUDED |  | INCLUDED | 0 | INCLUDED | 0 | 0 | 0 | 0
666 | 7000033353 | 7390 | Conversion of OH 11kV Line- 3Cx50+1Cx35 | 1000078179 | 18 | 3-PH 11KV, XLPE INSULATED, BARE MESSANGER AERIAL BUNCHED CABLE (3CX50+1CX35 SQMM) | KM | 22.05 |  | INCLUDED |  | INCLUDED | 0 | INCLUDED | 0 | 0 | 0 | 0
667 | 7000033353 | 7400 | Conversion of OH 11kV Line- 3Cx50+1Cx35 | 1000037908 | 18 | 9M STP 410 MPA SP 33 | EA | 126 |  | INCLUDED |  | INCLUDED | 0 | INCLUDED | 0 | 0 | 0 | 0
668 | 7000033353 | 7410 | Conversion of OH 11kV Line- 3Cx50+1Cx35 | 1000078206 | 18 | SUSPENSION CLAMP SUITABLE FOR 3CX50 + 1CX35 SQMM 11KV AB CABLE | SET | 210 |  | INCLUDED |  | INCLUDED | 0 | INCLUDED | 0 | 0 | 0 | 0
669 | 7000033353 | 7420 | Conversion of OH 11kV Line- 3Cx50+1Cx35 | 1000078209 | 18 | TENSION CLAMP SUITABLE FOR 3CX50 + 1CX35 SQMM 11KV AB CABLE | SET | 210 |  | INCLUDED |  | INCLUDED | 0 | INCLUDED | 0 | 0 | 0 | 0
670 | 7000033353 | 7430 | Conversion of OH 11kV Line- 3Cx50+1Cx35 | 1000066062 | 18 | PG CLAMP SUITABLE FOR 35SQMM AS PER TS | EA | 210 |  | INCLUDED |  | INCLUDED | 0 | INCLUDED | 0 | 0 | 0 | 0
671 | 7000033353 | 7440 | Conversion of OH 11kV Line- 3Cx50+1Cx35 | 1000078192 | 18 | MS GALVENISED FORGED EYE HOOK SUITABLE FOR 3CX50 + 1CX35 SQMM 11KV ABCABLE | EA | 420 |  | INCLUDED |  | INCLUDED | 0 | INCLUDED | 0 | 0 | 0 | 0
672 | 7000033353 | 7450 | Conversion of OH 11kV Line- 3Cx50+1Cx35 | 1000022819 | 18 | Nut & Bolts, Foundation bolts, Washerand other accessories for structures | MT | 0.79 |  | INCLUDED |  | INCLUDED | 0 | INCLUDED | 0 | 0 | 0 | 0
673 | 7000033353 | 7460 | Conversion of OH 11kV Line- 3Cx50+1Cx35 | 1000028393 | 18 | 20 MM DIA 2500 MM LONG GI ROD TOGETHER WITH FIXINGARRANGEMENT(EXCLUDING GI WIRE REQUIRED FOR EARTHING) AS PER APPROVEDDRAWING. | SET | 126 |  | INCLUDED |  | INCLUDED | 0 | INCLUDED | 0 | 0 | 0 | 0
674 | 7000033353 | 7470 | Conversion of OH 11kV Line- 3Cx50+1Cx35 | 1000041805 | 18 | GI FLAT FOR EARTHING (25X3 MM) | MT | 0.151 |  | INCLUDED |  | INCLUDED | 0 | INCLUDED | 0 | 0 | 0 | 0
675 | 7000033353 | 7480 | Conversion of OH 11kV Line- 3Cx50+1Cx35 | 1000032345 | 18 | HARDWARE FITTINGS FOR 11 KV STAY SET COMPLETE AS PER TS | SET | 210 |  | INCLUDED |  | INCLUDED | 0 | INCLUDED | 0 | 0 | 0 | 0
676 | 7000033353 | 7490 | Conversion of OH 11kV Line- 3Cx50+1Cx35 | 1000022814 | 18 | GUY STRAIN INSULATORS DESIGNATION 'C' | EA | 210 |  | INCLUDED |  | INCLUDED | 0 | INCLUDED | 0 | 0 | 0 | 0
677 | 7000033353 | 7500 | Conversion of OH 11kV Line- 3Cx50+1Cx35 | 1000071671 | 18 | STAY WIRE (7/10 SWG) FOR STAY SET AS PER TS | KG | 1050 |  | INCLUDED |  | INCLUDED | 0 | INCLUDED | 0 | 0 | 0 | 0
678 | 7000033353 | 7510 | Conversion of OH 11kV Line- 3Cx50+1Cx35 | 1000066058 | 18 | FABRICATION AND SUPPLY OF M.S. GALVANIZED ITEMS- CLAMPS, ETC, COMPLETEAS REQUIRED FOR HT AB CABLE AS PER TS | MT | 2.625 |  | INCLUDED |  | INCLUDED | 0 | INCLUDED | 0 | 0 | 0 | 0
679 | 7000033353 | 7520 | Conversion of OH 11kV Line- 3Cx70+1Cx50 | 1000078180 | 18 | 3-PH 11KV, XLPE INSULATED, BARE MESSANGER AERIAL BUNCHED CABLE (3CX70+1CX50 SQMM) | KM | 34.65 |  | INCLUDED |  | INCLUDED | 0 | INCLUDED | 0 | 0 | 0 | 0
680 | 7000033353 | 7530 | Conversion of OH 11kV Line- 3Cx70+1Cx50 | 1000037908 | 18 | 9M STP 410 MPA SP 33 | EA | 198 |  | INCLUDED |  | INCLUDED | 0 | INCLUDED | 0 | 0 | 0 | 0
681 | 7000033353 | 7540 | Conversion of OH 11kV Line- 3Cx70+1Cx50 | 1000078203 | 18 | SUSPENSION CLAMP SUITABLE FOR 3CX70 + 1CX50 SQMM 11KV AB CABLE | SET | 330 |  | INCLUDED |  | INCLUDED | 0 | INCLUDED | 0 | 0 | 0 | 0
682 | 7000033353 | 7550 | Conversion of OH 11kV Line- 3Cx70+1Cx50 | 1000066063 | 18 | PG CLAMP SUITABLE FOR 50SQMM AS PER TS | EA | 330 |  | INCLUDED |  | INCLUDED | 0 | INCLUDED | 0 | 0 | 0 | 0
683 | 7000033353 | 7560 | Conversion of OH 11kV Line- 3Cx70+1Cx50 | 1000022819 | 18 | Nut & Bolts, Foundation bolts, Washerand other accessories for structures | MT | 1.24 |  | INCLUDED |  | INCLUDED | 0 | INCLUDED | 0 | 0 | 0 | 0
684 | 7000033353 | 7570 | Conversion of OH 11kV Line- 3Cx70+1Cx50 | 1000028393 | 18 | 20 MM DIA 2500 MM LONG GI ROD TOGETHER WITH FIXINGARRANGEMENT(EXCLUDING GI WIRE REQUIRED FOR EARTHING) AS PER APPROVEDDRAWING. | SET | 198 |  | INCLUDED |  | INCLUDED | 0 | INCLUDED | 0 | 0 | 0 | 0
685 | 7000033353 | 7580 | Conversion of OH 11kV Line- 3Cx70+1Cx50 | 1000041805 | 18 | GI FLAT FOR EARTHING (25X3 MM) | MT | 0.238 |  | INCLUDED |  | INCLUDED | 0 | INCLUDED | 0 | 0 | 0 | 0
686 | 7000033353 | 7590 | Conversion of OH 11kV Line- 3Cx70+1Cx50 | 1000032345 | 18 | HARDWARE FITTINGS FOR 11 KV STAY SET COMPLETE AS PER TS | SET | 330 |  | INCLUDED |  | INCLUDED | 0 | INCLUDED | 0 | 0 | 0 | 0
687 | 7000033353 | 7600 | Conversion of OH 11kV Line- 3Cx70+1Cx50 | 1000022814 | 18 | GUY STRAIN INSULATORS DESIGNATION 'C' | EA | 330 |  | INCLUDED |  | INCLUDED | 0 | INCLUDED | 0 | 0 | 0 | 0
688 | 7000033353 | 7610 | Conversion of OH 11kV Line- 3Cx70+1Cx50 | 1000071671 | 18 | STAY WIRE (7/10 SWG) FOR STAY SET AS PER TS | KG | 1650 |  | INCLUDED |  | INCLUDED | 0 | INCLUDED | 0 | 0 | 0 | 0
689 | 7000033353 | 7620 | Conversion of OH 11kV Line- 3Cx70+1Cx50 | 1000066058 | 18 | FABRICATION AND SUPPLY OF M.S. GALVANIZED ITEMS- CLAMPS, ETC, COMPLETEAS REQUIRED FOR HT AB CABLE AS PER TS | MT | 4.13 |  | INCLUDED |  | INCLUDED | 0 | INCLUDED | 0 | 0 | 0 | 0
690 | 7000033353 | 7630 | Conversion of OH 11kV Line- 3Cx70+1Cx50 | 1000078213 | 18 | TENSION CLAMP SUITABLE FOR 3CX70 + 1CX50 SQMM 11KV AB CABLE | SET | 330 |  | INCLUDED |  | INCLUDED | 0 | INCLUDED | 0 | 0 | 0 | 0
691 | 7000033353 | 7640 | Conversion of OH 11kV Line- 3Cx70+1Cx50 | 1000078193 | 18 | MS GALVENISED FORGED EYE HOOK SUITABLE FOR 3CX70 + 1CX50 SQMM 11KV ABCABLE | EA | 660 |  | INCLUDED |  | INCLUDED | 0 | INCLUDED | 0 | 0 | 0 | 0
692 | 7000033353 | 7650 | Conversion of ABC 11kV Line- 3Cx70+1Cx50 | 1000078180 | 18 | 3-PH 11KV, XLPE INSULATED, BARE MESSANGER AERIAL BUNCHED CABLE (3CX70+1CX50 SQMM) | KM | 52.5 |  | INCLUDED |  | INCLUDED | 0 | INCLUDED | 0 | 0 | 0 | 0
693 | 7000033353 | 7660 | Conversion of ABC 11kV Line- 3Cx70+1Cx50 | 1000037908 | 18 | 9M STP 410 MPA SP 33 | EA | 300 |  | INCLUDED |  | INCLUDED | 0 | INCLUDED | 0 | 0 | 0 | 0
694 | 7000033353 | 7670 | Conversion of ABC 11kV Line- 3Cx70+1Cx50 | 1000078203 | 18 | SUSPENSION CLAMP SUITABLE FOR 3CX70 + 1CX50 SQMM 11KV AB CABLE | SET | 500 |  | INCLUDED |  | INCLUDED | 0 | INCLUDED | 0 | 0 | 0 | 0
695 | 7000033353 | 7680 | Conversion of ABC 11kV Line- 3Cx70+1Cx50 | 1000066063 | 18 | PG CLAMP SUITABLE FOR 50SQMM AS PER TS | EA | 500 |  | INCLUDED |  | INCLUDED | 0 | INCLUDED | 0 | 0 | 0 | 0
696 | 7000033353 | 7690 | Conversion of ABC 11kV Line- 3Cx70+1Cx50 | 1000022819 | 18 | Nut & Bolts, Foundation bolts, Washerand other accessories for structures | MT | 0.45 |  | INCLUDED |  | INCLUDED | 0 | INCLUDED | 0 | 0 | 0 | 0
697 | 7000033353 | 7700 | Conversion of ABC 11kV Line- 3Cx70+1Cx50 | 1000028393 | 18 | 20 MM DIA 2500 MM LONG GI ROD TOGETHER WITH FIXINGARRANGEMENT(EXCLUDING GI WIRE REQUIRED FOR EARTHING) AS PER APPROVEDDRAWING. | SET | 300 |  | INCLUDED |  | INCLUDED | 0 | INCLUDED | 0 | 0 | 0 | 0
698 | 7000033353 | 7710 | Conversion of ABC 11kV Line- 3Cx70+1Cx50 | 1000041805 | 18 | GI FLAT FOR EARTHING (25X3 MM) | MT | 0.36 |  | INCLUDED |  | INCLUDED | 0 | INCLUDED | 0 | 0 | 0 | 0
699 | 7000033353 | 7720 | Conversion of ABC 11kV Line- 3Cx70+1Cx50 | 1000032345 | 18 | HARDWARE FITTINGS FOR 11 KV STAY SET COMPLETE AS PER TS | SET | 500 |  | INCLUDED |  | INCLUDED | 0 | INCLUDED | 0 | 0 | 0 | 0
700 | 7000033353 | 7730 | Conversion of ABC 11kV Line- 3Cx70+1Cx50 | 1000022814 | 18 | GUY STRAIN INSULATORS DESIGNATION 'C' | EA | 500 |  | INCLUDED |  | INCLUDED | 0 | INCLUDED | 0 | 0 | 0 | 0
701 | 7000033353 | 7740 | Conversion of ABC 11kV Line- 3Cx70+1Cx50 | 1000071671 | 18 | STAY WIRE (7/10 SWG) FOR STAY SET AS PER TS | KG | 2500 |  | INCLUDED |  | INCLUDED | 0 | INCLUDED | 0 | 0 | 0 | 0
702 | 7000033353 | 7750 | Conversion of ABC 11kV Line- 3Cx70+1Cx50 | 1000066058 | 18 | FABRICATION AND SUPPLY OF M.S. GALVANIZED ITEMS- CLAMPS, ETC, COMPLETEAS REQUIRED FOR HT AB CABLE AS PER TS | MT | 1.5 |  | INCLUDED |  | INCLUDED | 0 | INCLUDED | 0 | 0 | 0 | 0
703 | 7000033353 | 7760 | Conversion of ABC 11kV Line- 3Cx70+1Cx50 | 1000078213 | 18 | TENSION CLAMP SUITABLE FOR 3CX70 + 1CX50 SQMM 11KV AB CABLE | SET | 500 |  | INCLUDED |  | INCLUDED | 0 | INCLUDED | 0 | 0 | 0 | 0
704 | 7000033353 | 7770 | Conversion of ABC 11kV Line- 3Cx70+1Cx50 | 1000078193 | 18 | MS GALVENISED FORGED EYE HOOK SUITABLE FOR 3CX70 + 1CX50 SQMM 11KV ABCABLE | EA | 1000 |  | INCLUDED |  | INCLUDED | 0 | INCLUDED | 0 | 0 | 0 | 0
705 | 7000033353 | 7810 | LT OH to ABC-3Cx25+1CX35+1CX16 | 1000037908 | 18 | 9M STP 410 MPA SP 33 | EA | 175 |  | INCLUDED |  | INCLUDED | 0 | INCLUDED | 0 | 0 | 0 | 0
706 | 7000033353 | 7820 | LT OH to ABC-3Cx25+1CX35+1CX16 | 1000056676 | 18 | FABRICATION AND SUPPLY OF M.S. GALVANIZED ITEMS- CLAMPS, ETC, COMPLETEAS REQUIRED FOR LT AB CABLE | MT | 2.5 |  | INCLUDED |  | INCLUDED | 0 | INCLUDED | 0 | 0 | 0 | 0
707 | 7000033353 | 7830 | LT OH to ABC-3Cx25+1CX35+1CX16 | 1000022819 | 18 | Nut & Bolts, Foundation bolts, Washerand other accessories for structures | MT | 0.75 |  | INCLUDED |  | INCLUDED | 0 | INCLUDED | 0 | 0 | 0 | 0
708 | 7000033353 | 7840 | LT OH to ABC-3Cx25+1CX35+1CX16 | 1000028393 | 18 | 20 MM DIA 2500 MM LONG GI ROD TOGETHER WITH FIXINGARRANGEMENT(EXCLUDING GI WIRE REQUIRED FOR EARTHING) AS PER APPROVEDDRAWING. | SET | 150 |  | INCLUDED |  | INCLUDED | 0 | INCLUDED | 0 | 0 | 0 | 0
709 | 7000033353 | 7850 | LT OH to ABC-3Cx25+1CX35+1CX16 | 1000041805 | 18 | GI FLAT FOR EARTHING (25X3 MM) | MT | 0.18 |  | INCLUDED |  | INCLUDED | 0 | INCLUDED | 0 | 0 | 0 | 0
710 | 7000033353 | 7860 | LT OH to ABC-3Cx25+1CX35+1CX16 | 1000066062 | 18 | PG CLAMP SUITABLE FOR 35SQMM AS PER TS | EA | 250 |  | INCLUDED |  | INCLUDED | 0 | INCLUDED | 0 | 0 | 0 | 0
711 | 7000033353 | 7870 | LT OH to ABC-3Cx25+1CX35+1CX16 | 1000028419 | 18 | GUY STRAIN INSULATORS DESIGNATION 'A' AS PER TS | SET | 250 |  | INCLUDED |  | INCLUDED | 0 | INCLUDED | 0 | 0 | 0 | 0
712 | 7000033353 | 7880 | LT OH to ABC-3Cx25+1CX35+1CX16 | 1000071671 | 18 | STAY WIRE (7/10 SWG) FOR STAY SET AS PER TS | KG | 1250 |  | INCLUDED |  | INCLUDED | 0 | INCLUDED | 0 | 0 | 0 | 0
713 | 7000033353 | 7890 | LT OH to ABC-3Cx25+1CX35+1CX16 | 1000032346 | 18 | HARDWARE FITTINGS FOR LT STAY SET COMPLETE STAY SET TS | SET | 250 |  | INCLUDED |  | INCLUDED | 0 | INCLUDED | 0 | 0 | 0 | 0
714 | 7000033353 | 7900 | LT OH to ABC-3Cx25+1CX35+1CX16 | 1000066061 | 18 | INSULATING PEIRCING CONNECTOR SUITABLE FOR LT AB CABLE AS TS | EA | 250 |  | INCLUDED |  | INCLUDED | 0 | INCLUDED | 0 | 0 | 0 | 0
715 | 7000033353 | 7910 | LT OH to ABC-3Cx25+1CX35+1CX16 | 1000078172 | 18 | 3-PHASE LT AERIAL BUNCHED CABLE (3CX25+1CX35+1CX16 SQ.MM) AS PER TS | KM | 26.25 |  | INCLUDED |  | INCLUDED | 0 | INCLUDED | 0 | 0 | 0 | 0
716 | 7000033353 | 7920 | LT OH to ABC-3Cx25+1CX35+1CX16 | 1000078205 | 18 | SUSPENSION CLAMP SUITABLE FOR 3CX25+1CX35+1CX16 SQMM LT AB CABLE AS TS | SET | 250 |  | INCLUDED |  | INCLUDED | 0 | INCLUDED | 0 | 0 | 0 | 0
717 | 7000033353 | 7930 | LT OH to ABC-3Cx25+1CX35+1CX16 | 1000078210 | 18 | TENSION CLAMP SUITABLE FOR 3CX25+1CX25+1CX16 SQMM LT AB CABLE AS TS | SET | 250 |  | INCLUDED |  | INCLUDED | 0 | INCLUDED | 0 | 0 | 0 | 0
718 | 7000033353 | 7940 | LT OH to ABC-3Cx25+1CX35+1CX16 | 1000078191 | 18 | EYE HOOK SUITABLE FOR 3CX25+1CX35+1CX16 SQMM LT AB CABLE AS TS | EA | 500 |  | INCLUDED |  | INCLUDED | 0 | INCLUDED | 0 | 0 | 0 | 0
719 | 7000033353 | 7950 | LT OH to ABC-3Cx35+1CX35+1CX16 | 1000066017 | 18 | 3-PHASE LT AERIAL BUNCHED CABLE (3CX35+1CX16+1CX35 SQ.MM) AS PER TS. | KM | 47.25 |  | INCLUDED |  | INCLUDED | 0 | INCLUDED | 0 | 0 | 0 | 0
720 | 7000033353 | 7960 | LT OH to ABC-3Cx35+1CX35+1CX16 | 1000037908 | 18 | 9M STP 410 MPA SP 33 | EA | 315 |  | INCLUDED |  | INCLUDED | 0 | INCLUDED | 0 | 0 | 0 | 0
721 | 7000033353 | 7970 | LT OH to ABC-3Cx35+1CX35+1CX16 | 1000066007 | 18 | SUSPENSION CLAMP FOR 3-PHASE LT AERIAL BUNCHED CABLE(3CX35+1CX16+1CX35 SQ.MM) | NO | 450 |  | INCLUDED |  | INCLUDED | 0 | INCLUDED | 0 | 0 | 0 | 0
722 | 7000033353 | 7980 | LT OH to ABC-3Cx35+1CX35+1CX16 | 1000066042 | 18 | TENSION CLAMP SUITABLE FOR LT AB CABLE (3CX35+1CX16+1CX35 SQ.MM) ASTS | EA | 450 |  | INCLUDED |  | INCLUDED | 0 | INCLUDED | 0 | 0 | 0 | 0
723 | 7000033353 | 7990 | LT OH to ABC-3Cx35+1CX35+1CX16 | 1000066022 | 18 | MS GALVANISED FORGED EYEHOOK CLAMP SUITABLE FOR LT AB CABLE(3CX35+1CX16+1CX35 SQ.MM) AS TS | EA | 900 |  | INCLUDED |  | INCLUDED | 0 | INCLUDED | 0 | 0 | 0 | 0
724 | 7000033353 | 8000 | LT OH to ABC-3Cx35+1CX35+1CX16 | 1000056676 | 18 | FABRICATION AND SUPPLY OF M.S. GALVANIZED ITEMS- CLAMPS, ETC, COMPLETEAS REQUIRED FOR LT AB CABLE | MT | 2.5 |  | INCLUDED |  | INCLUDED | 0 | INCLUDED | 0 | 0 | 0 | 0
725 | 7000033353 | 8010 | LT OH to ABC-3Cx35+1CX35+1CX16 | 1000022819 | 18 | Nut & Bolts, Foundation bolts, Washerand other accessories for structures | MT | 1.35 |  | INCLUDED |  | INCLUDED | 0 | INCLUDED | 0 | 0 | 0 | 0
726 | 7000033353 | 8020 | LT OH to ABC-3Cx35+1CX35+1CX16 | 1000028393 | 18 | 20 MM DIA 2500 MM LONG GI ROD TOGETHER WITH FIXINGARRANGEMENT(EXCLUDING GI WIRE REQUIRED FOR EARTHING) AS PER APPROVEDDRAWING. | SET | 270 |  | INCLUDED |  | INCLUDED | 0 | INCLUDED | 0 | 0 | 0 | 0
727 | 7000033353 | 8030 | LT OH to ABC-3Cx35+1CX35+1CX16 | 1000041805 | 18 | GI FLAT FOR EARTHING (25X3 MM) | MT | 0.32 |  | INCLUDED |  | INCLUDED | 0 | INCLUDED | 0 | 0 | 0 | 0
728 | 7000033353 | 8040 | LT OH to ABC-3Cx35+1CX35+1CX16 | 1000066062 | 18 | PG CLAMP SUITABLE FOR 35SQMM AS PER TS | EA | 450 |  | INCLUDED |  | INCLUDED | 0 | INCLUDED | 0 | 0 | 0 | 0
729 | 7000033353 | 8050 | LT OH to ABC-3Cx35+1CX35+1CX16 | 1000028419 | 18 | GUY STRAIN INSULATORS DESIGNATION 'A' AS PER TS | SET | 450 |  | INCLUDED |  | INCLUDED | 0 | INCLUDED | 0 | 0 | 0 | 0
730 | 7000033353 | 8060 | LT OH to ABC-3Cx35+1CX35+1CX16 | 1000071671 | 18 | STAY WIRE (7/10 SWG) FOR STAY SET AS PER TS | KG | 2250 |  | INCLUDED |  | INCLUDED | 0 | INCLUDED | 0 | 0 | 0 | 0
731 | 7000033353 | 8070 | LT OH to ABC-3Cx35+1CX35+1CX16 | 1000032346 | 18 | HARDWARE FITTINGS FOR LT STAY SET COMPLETE STAY SET TS | SET | 450 |  | INCLUDED |  | INCLUDED | 0 | INCLUDED | 0 | 0 | 0 | 0
732 | 7000033353 | 8080 | LT OH to ABC-3Cx35+1CX35+1CX16 | 1000066061 | 18 | INSULATING PEIRCING CONNECTOR SUITABLE FOR LT AB CABLE AS TS | EA | 450 |  | INCLUDED |  | INCLUDED | 0 | INCLUDED | 0 | 0 | 0 | 0
733 | 7000033353 | 8090 | LT OH to ABC-3Cx50+1CX35+1CX16 | 1000066018 | 18 | 3-PHASE LT AERIAL BUNCHED CABLE (3CX50+1CX16+1CX35 SQ.MM) AS PER TS. | KM | 21 |  | INCLUDED |  | INCLUDED | 0 | INCLUDED | 0 | 0 | 0 | 0
734 | 7000033353 | 8100 | LT OH to ABC-3Cx50+1CX35+1CX16 | 1000037908 | 18 | 9M STP 410 MPA SP 33 | EA | 140 |  | INCLUDED |  | INCLUDED | 0 | INCLUDED | 0 | 0 | 0 | 0
735 | 7000033353 | 8110 | LT OH to ABC-3Cx50+1CX35+1CX16 | 1000066038 | 18 | SUSPENSION CLAMP SUITABLE FOR LT AB CABLE (3CX50+1CX16+1CX35 SQ.MM)AS TS | EA | 200 |  | INCLUDED |  | INCLUDED | 0 | INCLUDED | 0 | 0 | 0 | 0
736 | 7000033353 | 8120 | LT OH to ABC-3Cx50+1CX35+1CX16 | 1000066041 | 18 | TENSION CLAMP SUITABLE FOR LT AB CABLE (3CX50+1CX16+1CX35 SQ.MM) ASTS | EA | 200 |  | INCLUDED |  | INCLUDED | 0 | INCLUDED | 0 | 0 | 0 | 0
737 | 7000033353 | 8130 | LT OH to ABC-3Cx50+1CX35+1CX16 | 1000066021 | 18 | MS GALVANISED FORGED EYEHOOK CLAMP SUITABLE FOR LT AB CABLE(3CX+1CX16+1CX35 SQ.MM) AS TS | EA | 400 |  | INCLUDED |  | INCLUDED | 0 | INCLUDED | 0 | 0 | 0 | 0
738 | 7000033353 | 8140 | LT OH to ABC-3Cx50+1CX35+1CX16 | 1000056676 | 18 | FABRICATION AND SUPPLY OF M.S. GALVANIZED ITEMS- CLAMPS, ETC, COMPLETEAS REQUIRED FOR LT AB CABLE | MT | 2 |  | INCLUDED |  | INCLUDED | 0 | INCLUDED | 0 | 0 | 0 | 0
739 | 7000033353 | 8150 | LT OH to ABC-3Cx50+1CX35+1CX16 | 1000022819 | 18 | Nut & Bolts, Foundation bolts, Washerand other accessories for structures | MT | 0.6 |  | INCLUDED |  | INCLUDED | 0 | INCLUDED | 0 | 0 | 0 | 0
740 | 7000033353 | 8160 | LT OH to ABC-3Cx50+1CX35+1CX16 | 1000028393 | 18 | 20 MM DIA 2500 MM LONG GI ROD TOGETHER WITH FIXINGARRANGEMENT(EXCLUDING GI WIRE REQUIRED FOR EARTHING) AS PER APPROVEDDRAWING. | SET | 120 |  | INCLUDED |  | INCLUDED | 0 | INCLUDED | 0 | 0 | 0 | 0
741 | 7000033353 | 8170 | LT OH to ABC-3Cx50+1CX35+1CX16 | 1000041805 | 18 | GI FLAT FOR EARTHING (25X3 MM) | MT | 0.144 |  | INCLUDED |  | INCLUDED | 0 | INCLUDED | 0 | 0 | 0 | 0
742 | 7000033353 | 8180 | LT OH to ABC-3Cx50+1CX35+1CX16 | 1000066062 | 18 | PG CLAMP SUITABLE FOR 35SQMM AS PER TS | EA | 200 |  | INCLUDED |  | INCLUDED | 0 | INCLUDED | 0 | 0 | 0 | 0
743 | 7000033353 | 8190 | LT OH to ABC-3Cx50+1CX35+1CX16 | 1000028419 | 18 | GUY STRAIN INSULATORS DESIGNATION 'A' AS PER TS | SET | 200 |  | INCLUDED |  | INCLUDED | 0 | INCLUDED | 0 | 0 | 0 | 0
744 | 7000033353 | 8200 | LT OH to ABC-3Cx50+1CX35+1CX16 | 1000071671 | 18 | STAY WIRE (7/10 SWG) FOR STAY SET AS PER TS | KG | 1000 |  | INCLUDED |  | INCLUDED | 0 | INCLUDED | 0 | 0 | 0 | 0
745 | 7000033353 | 8210 | LT OH to ABC-3Cx50+1CX35+1CX16 | 1000032346 | 18 | HARDWARE FITTINGS FOR LT STAY SET COMPLETE STAY SET TS | SET | 200 |  | INCLUDED |  | INCLUDED | 0 | INCLUDED | 0 | 0 | 0 | 0
746 | 7000033353 | 8220 | LT OH to ABC-3Cx50+1CX35+1CX16 | 1000066060 | 18 | 3-PHASE MAIN SERVICE DISTRIBUTION BOARD (MSDB) SUITABLE FOR LT AB CABLEAS PER TS | EA | 200 |  | INCLUDED |  | INCLUDED | 0 | INCLUDED | 0 | 0 | 0 | 0
747 | 7000033353 | 8230 | LT OH to ABC-3Cx50+1CX35+1CX16 | 1000034880 | 18 | 1.1KV 4CX35SQMM XLPE POWER CABLE | M | 400 |  | INCLUDED |  | INCLUDED | 0 | INCLUDED | 0 | 0 | 0 | 0
748 | 7000033353 | 8240 | LT OH to ABC-3Cx50+1CX35+1CX16 | 1000065859 | 18 | 1-PHASE MAIN SERVICE DISTRIBUTION BOARD (MSDB) SUITABLE FOR LT AB CABLEAS PER TS | EA | 100 |  | INCLUDED |  | INCLUDED | 0 | INCLUDED | 0 | 0 | 0 | 0
749 | 7000033353 | 8250 | LT OH to ABC-3Cx50+1CX35+1CX16 | 1000068482 | 18 | 1.1 KV, 1 CORE 25 MM2, UNARMOURED XLPE CABLE AS PER TS | M | 200 |  | INCLUDED |  | INCLUDED | 0 | INCLUDED | 0 | 0 | 0 | 0
750 | 7000033353 | 8260 | LT OH to ABC-3Cx50+1CX35+1CX16 | 1000066061 | 18 | INSULATING PEIRCING CONNECTOR SUITABLE FOR LT AB CABLE AS TS | EA | 700 |  | INCLUDED |  | INCLUDED | 0 | INCLUDED | 0 | 0 | 0 | 0
751 | 7000033353 | 8270 | LT OH to ABC-3Cx70+1X50+1X16 | 1000066019 | 18 | 3-PHASE LT AERIAL BUNCHED CABLE (3CX70+1CX16+1CX50 SQ.MM) AS PER TS. | KM | 10.5 |  | INCLUDED |  | INCLUDED | 0 | INCLUDED | 0 | 0 | 0 | 0
752 | 7000033353 | 8280 | LT OH to ABC-3Cx70+1X50+1X16 | 1000037908 | 18 | 9M STP 410 MPA SP 33 | EA | 70 |  | INCLUDED |  | INCLUDED | 0 | INCLUDED | 0 | 0 | 0 | 0
753 | 7000033353 | 8290 | LT OH to ABC-3Cx70+1X50+1X16 | 1000066066 | 18 | SUSPENSION CLAMP SUITABLE FOR LT AB CABLE (3CX70+1X16+1CX50 SQ.MM)AS TS | EA | 100 |  | INCLUDED |  | INCLUDED | 0 | INCLUDED | 0 | 0 | 0 | 0
754 | 7000033353 | 8300 | LT OH to ABC-3Cx70+1X50+1X16 | 1000066067 | 18 | TENSION CLAMP SUITABLE FOR LT AB CABLE (3CX70+1X16+1CX50 SQ.MM) AS TS | EA | 100 |  | INCLUDED |  | INCLUDED | 0 | INCLUDED | 0 | 0 | 0 | 0
755 | 7000033353 | 8310 | LT OH to ABC-3Cx70+1X50+1X16 | 1000065858 | 18 | MS GALVANISED FORGED EYEHOOK CLAMP SUITABLE FOR LT AB CABLE(3CX70+1X16+1CX50 SQ.MM) AS TS | EA | 200 |  | INCLUDED |  | INCLUDED | 0 | INCLUDED | 0 | 0 | 0 | 0
756 | 7000033353 | 8320 | LT OH to ABC-3Cx70+1X50+1X16 | 1000056676 | 18 | FABRICATION AND SUPPLY OF M.S. GALVANIZED ITEMS- CLAMPS, ETC, COMPLETEAS REQUIRED FOR LT AB CABLE | MT | 1 |  | INCLUDED |  | INCLUDED | 0 | INCLUDED | 0 | 0 | 0 | 0
757 | 7000033353 | 8330 | LT OH to ABC-3Cx70+1X50+1X16 | 1000022819 | 18 | Nut & Bolts, Foundation bolts, Washerand other accessories for structures | MT | 0.3 |  | INCLUDED |  | INCLUDED | 0 | INCLUDED | 0 | 0 | 0 | 0
758 | 7000033353 | 8340 | LT OH to ABC-3Cx70+1X50+1X16 | 1000028393 | 18 | 20 MM DIA 2500 MM LONG GI ROD TOGETHER WITH FIXINGARRANGEMENT(EXCLUDING GI WIRE REQUIRED FOR EARTHING) AS PER APPROVEDDRAWING. | SET | 60 |  | INCLUDED |  | INCLUDED | 0 | INCLUDED | 0 | 0 | 0 | 0
759 | 7000033353 | 8350 | LT OH to ABC-3Cx70+1X50+1X16 | 1000041805 | 18 | GI FLAT FOR EARTHING (25X3 MM) | MT | 0.072 |  | INCLUDED |  | INCLUDED | 0 | INCLUDED | 0 | 0 | 0 | 0
760 | 7000033353 | 8360 | LT OH to ABC-3Cx70+1X50+1X16 | 1000068489 | 18 | PG CLAMP SUITABLE FOR LT ABC WITH 50SQMM BARE MESSENGER WIRE | EA | 100 |  | INCLUDED |  | INCLUDED | 0 | INCLUDED | 0 | 0 | 0 | 0
761 | 7000033353 | 8370 | LT OH to ABC-3Cx70+1X50+1X16 | 1000028419 | 18 | GUY STRAIN INSULATORS DESIGNATION 'A' AS PER TS | SET | 100 |  | INCLUDED |  | INCLUDED | 0 | INCLUDED | 0 | 0 | 0 | 0
762 | 7000033353 | 8380 | LT OH to ABC-3Cx70+1X50+1X16 | 1000071671 | 18 | STAY WIRE (7/10 SWG) FOR STAY SET AS PER TS | KG | 500 |  | INCLUDED |  | INCLUDED | 0 | INCLUDED | 0 | 0 | 0 | 0
763 | 7000033353 | 8390 | LT OH to ABC-3Cx70+1X50+1X16 | 1000032346 | 18 | HARDWARE FITTINGS FOR LT STAY SET COMPLETE STAY SET TS | SET | 100 |  | INCLUDED |  | INCLUDED | 0 | INCLUDED | 0 | 0 | 0 | 0
764 | 7000033353 | 8400 | LT OH to ABC-3Cx70+1X50+1X16 | 1000066060 | 18 | 3-PHASE MAIN SERVICE DISTRIBUTION BOARD (MSDB) SUITABLE FOR LT AB CABLEAS PER TS | EA | 100 |  | INCLUDED |  | INCLUDED | 0 | INCLUDED | 0 | 0 | 0 | 0
765 | 7000033353 | 8410 | LT OH to ABC-3Cx70+1X50+1X16 | 1000034880 | 18 | 1.1KV 4CX35SQMM XLPE POWER CABLE | M | 200 |  | INCLUDED |  | INCLUDED | 0 | INCLUDED | 0 | 0 | 0 | 0
766 | 7000033353 | 8420 | LT OH to ABC-3Cx70+1X50+1X16 | 1000065859 | 18 | 1-PHASE MAIN SERVICE DISTRIBUTION BOARD (MSDB) SUITABLE FOR LT AB CABLEAS PER TS | EA | 50 |  | INCLUDED |  | INCLUDED | 0 | INCLUDED | 0 | 0 | 0 | 0
767 | 7000033353 | 8430 | LT OH to ABC-3Cx70+1X50+1X16 | 1000068482 | 18 | 1.1 KV, 1 CORE 25 MM2, UNARMOURED XLPE CABLE AS PER TS | M | 100 |  | INCLUDED |  | INCLUDED | 0 | INCLUDED | 0 | 0 | 0 | 0
768 | 7000033353 | 8440 | LT OH to ABC-3Cx70+1X50+1X16 | 1000066061 | 18 | INSULATING PEIRCING CONNECTOR SUITABLE FOR LT AB CABLE AS TS | EA | 350 |  | INCLUDED |  | INCLUDED | 0 | INCLUDED | 0 | 0 | 0 | 0
769 | 7000033353 | 8450 | LT OH to ABC-3Cx95+1X70+1X35 | 1000037908 | 18 | 9M STP 410 MPA SP 33 | EA | 70 |  | INCLUDED |  | INCLUDED | 0 | INCLUDED | 0 | 0 | 0 | 0
770 | 7000033353 | 8460 | LT OH to ABC-3Cx95+1X70+1X35 | 1000078212 | 18 | TENSION CLAMP SUITABLE FOR LT AB CABLE (3CX95+1CX70+1CX16 SQ.MM) ASTS | SET | 100 |  | INCLUDED |  | INCLUDED | 0 | INCLUDED | 0 | 0 | 0 | 0
771 | 7000033353 | 8470 | LT OH to ABC-3Cx95+1X70+1X35 | 1000056676 | 18 | FABRICATION AND SUPPLY OF M.S. GALVANIZED ITEMS- CLAMPS, ETC, COMPLETEAS REQUIRED FOR LT AB CABLE | MT | 1 |  | INCLUDED |  | INCLUDED | 0 | INCLUDED | 0 | 0 | 0 | 0
772 | 7000033353 | 8480 | LT OH to ABC-3Cx95+1X70+1X35 | 1000022819 | 18 | Nut & Bolts, Foundation bolts, Washerand other accessories for structures | MT | 0.3 |  | INCLUDED |  | INCLUDED | 0 | INCLUDED | 0 | 0 | 0 | 0
773 | 7000033353 | 8490 | LT OH to ABC-3Cx95+1X70+1X35 | 1000028393 | 18 | 20 MM DIA 2500 MM LONG GI ROD TOGETHER WITH FIXINGARRANGEMENT(EXCLUDING GI WIRE REQUIRED FOR EARTHING) AS PER APPROVEDDRAWING. | SET | 60 |  | INCLUDED |  | INCLUDED | 0 | INCLUDED | 0 | 0 | 0 | 0
774 | 7000033353 | 8500 | LT OH to ABC-3Cx95+1X70+1X35 | 1000041805 | 18 | GI FLAT FOR EARTHING (25X3 MM) | MT | 0.072 |  | INCLUDED |  | INCLUDED | 0 | INCLUDED | 0 | 0 | 0 | 0
775 | 7000033353 | 8510 | LT OH to ABC-3Cx95+1X70+1X35 | 1000066064 | 18 | PG CLAMP SUITABLE FOR 70SQMM AS PER TS | EA | 100 |  | INCLUDED |  | INCLUDED | 0 | INCLUDED | 0 | 0 | 0 | 0
776 | 7000033353 | 8520 | LT OH to ABC-3Cx95+1X70+1X35 | 1000028419 | 18 | GUY STRAIN INSULATORS DESIGNATION 'A' AS PER TS | SET | 100 |  | INCLUDED |  | INCLUDED | 0 | INCLUDED | 0 | 0 | 0 | 0
777 | 7000033353 | 8530 | LT OH to ABC-3Cx95+1X70+1X35 | 1000071671 | 18 | STAY WIRE (7/10 SWG) FOR STAY SET AS PER TS | KG | 500 |  | INCLUDED |  | INCLUDED | 0 | INCLUDED | 0 | 0 | 0 | 0
778 | 7000033353 | 8540 | LT OH to ABC-3Cx95+1X70+1X35 | 1000032346 | 18 | HARDWARE FITTINGS FOR LT STAY SET COMPLETE STAY SET TS | SET | 100 |  | INCLUDED |  | INCLUDED | 0 | INCLUDED | 0 | 0 | 0 | 0
779 | 7000033353 | 8550 | LT OH to ABC-3Cx95+1X70+1X35 | 1000066060 | 18 | 3-PHASE MAIN SERVICE DISTRIBUTION BOARD (MSDB) SUITABLE FOR LT AB CABLEAS PER TS | EA | 100 |  | INCLUDED |  | INCLUDED | 0 | INCLUDED | 0 | 0 | 0 | 0
780 | 7000033353 | 8560 | LT OH to ABC-3Cx95+1X70+1X35 | 1000034880 | 18 | 1.1KV 4CX35SQMM XLPE POWER CABLE | M | 200 |  | INCLUDED |  | INCLUDED | 0 | INCLUDED | 0 | 0 | 0 | 0
781 | 7000033353 | 8570 | LT OH to ABC-3Cx95+1X70+1X35 | 1000065859 | 18 | 1-PHASE MAIN SERVICE DISTRIBUTION BOARD (MSDB) SUITABLE FOR LT AB CABLEAS PER TS | EA | 50 |  | INCLUDED |  | INCLUDED | 0 | INCLUDED | 0 | 0 | 0 | 0
782 | 7000033353 | 8580 | LT OH to ABC-3Cx95+1X70+1X35 | 1000068482 | 18 | 1.1 KV, 1 CORE 25 MM2, UNARMOURED XLPE CABLE AS PER TS | M | 100 |  | INCLUDED |  | INCLUDED | 0 | INCLUDED | 0 | 0 | 0 | 0
783 | 7000033353 | 8590 | LT OH to ABC-3Cx95+1X70+1X35 | 1000066061 | 18 | INSULATING PEIRCING CONNECTOR SUITABLE FOR LT AB CABLE AS TS | EA | 350 |  | INCLUDED |  | INCLUDED | 0 | INCLUDED | 0 | 0 | 0 | 0
784 | 7000033353 | 8600 | LT OH to ABC-3Cx95+1X70+1X35 | 1000078173 | 18 | 3-PHASE LT AERIAL BUNCHED CABLE (3CX95+1CX70+1CX16 SQ.MM) AS PER TS. | KM | 10.5 |  | INCLUDED |  | INCLUDED | 0 | INCLUDED | 0 | 0 | 0 | 0
785 | 7000033353 | 8610 | LT OH to ABC-3Cx95+1X70+1X35 | 1000078208 | 18 | SUSPENSION CLAMP SUITABLE FOR LT AB CABLE (3CX95+1CX70+1CX16 SQ.MM)ASTS | SET | 100 |  | INCLUDED |  | INCLUDED | 0 | INCLUDED | 0 | 0 | 0 | 0
786 | 7000033353 | 8620 | LT OH to ABC-3Cx95+1X70+1X35 | 1000078195 | 18 | MS GALVANISED FORGED EYEHOOK CLAMP SUITABLE FOR LT ABCABLE(3CX95+1CX70+1CX16 SQ.MM) AS TS | EA | 200 |  | INCLUDED |  | INCLUDED | 0 | INCLUDED | 0 | 0 | 0 | 0
787 | 7000033353 | 8680 | Replacement of Old 11/0.4KV DT-100KVA | 1000037908 | 18 | 9M STP 410 MPA SP 33 | EA | 20 |  | INCLUDED |  | INCLUDED | 0 | INCLUDED | 0 | 0 | 0 | 0
788 | 7000033353 | 8690 | Replacement of Old 11/0.4KV DT-100KVA | 1000022813 | 18 | Fabrication and Supply of M.S. Galvanised items- Pole Top Bracket,V-Cross arm, Back Clamps for V-Cross arm , D P Channel, D P Channelclamp, Stay clamps angle, Stay clamps side, D P cross bracing &clamps,Guarding arm etc etc. complete as required. | MT | 2.5 |  | INCLUDED |  | INCLUDED | 0 | INCLUDED | 0 | 0 | 0 | 0
789 | 7000033353 | 8700 | Replacement of Old 11/0.4KV DT-100KVA | 1000022819 | 18 | Nut & Bolts, Foundation bolts, Washerand other accessories for structures | MT | 0.2 |  | INCLUDED |  | INCLUDED | 0 | INCLUDED | 0 | 0 | 0 | 0
790 | 7000033353 | 8710 | Replacement of Old 11/0.4KV DT-100KVA | 1000032345 | 18 | HARDWARE FITTINGS FOR 11 KV STAY SET COMPLETE AS PER TS | SET | 20 |  | INCLUDED |  | INCLUDED | 0 | INCLUDED | 0 | 0 | 0 | 0
791 | 7000033353 | 8720 | Replacement of Old 11/0.4KV DT-100KVA | 1000022814 | 18 | GUY STRAIN INSULATORS DESIGNATION 'C' | EA | 20 |  | INCLUDED |  | INCLUDED | 0 | INCLUDED | 0 | 0 | 0 | 0
792 | 7000033353 | 8730 | Replacement of Old 11/0.4KV DT-100KVA | 1000071671 | 18 | STAY WIRE (7/10 SWG) FOR STAY SET AS PER TS | KG | 100 |  | INCLUDED |  | INCLUDED | 0 | INCLUDED | 0 | 0 | 0 | 0
793 | 7000033353 | 8740 | Replacement of Old 11/0.4KV DT-100KVA | 1000065729 | 18 | 11 KV, 3-POLE, 3-PH, 200A, AB SWITCH AS PER TS | EA | 10 |  | INCLUDED |  | INCLUDED | 0 | INCLUDED | 0 | 0 | 0 | 0
794 | 7000033353 | 8750 | Replacement of Old 11/0.4KV DT-100KVA | 1000050004 | 18 | 11KV HG FUSE INCLUDING ALL ACCESSORIES | EA | 10 |  | INCLUDED |  | INCLUDED | 0 | INCLUDED | 0 | 0 | 0 | 0
795 | 7000033353 | 8760 | Replacement of Old 11/0.4KV DT-100KVA | 1000022765 | 18 | 100KVA, 11/0.433KV, 3PH LT Transformer with CRGO Core AL Windingcomplete with all accessories | EA | 10 |  | INCLUDED |  | INCLUDED | 0 | INCLUDED | 0 | 0 | 0 | 0
796 | 7000033353 | 8770 | Replacement of Old 11/0.4KV DT-100KVA | 1000065970 | 18 | Supply of 9 kV, 1-Phase, 10 KA Polymerhousing ZnO LA with all accessories asper TS | EA | 30 |  | INCLUDED |  | INCLUDED | 0 | INCLUDED | 0 | 0 | 0 | 0
797 | 7000033353 | 8780 | Replacement of Old 11/0.4KV DT-100KVA | 1000065966 | 18 | 11KV 45 KN POLYMERIC COMPOSITE DISC INSULATOR AS PER TS | EA | 30 |  | INCLUDED |  | INCLUDED | 0 | INCLUDED | 0 | 0 | 0 | 0
798 | 7000033353 | 8790 | Replacement of Old 11/0.4KV DT-100KVA | 1000066070 | 18 | DISC INSULATOR HARDWARE & ACCESSORIES SUITABLE TO 11 KV B&S TYPE, 45KN POLYMER INSULATORS AS PER TS | SET | 30 |  | INCLUDED |  | INCLUDED | 0 | INCLUDED | 0 | 0 | 0 | 0
799 | 7000033353 | 8800 | Replacement of Old 11/0.4KV DT-100KVA | 1000028403 | 18 | PIPE EARTHING OF 40 MM DIA, 2.5M LONG GI PIPE (MEDIUM GRADE) FORTREATED EARTHING AT DT LOCATION. | EA | 30 |  | INCLUDED |  | INCLUDED | 0 | INCLUDED | 0 | 0 | 0 | 0
800 | 7000033353 | 8810 | Replacement of Old 11/0.4KV DT-100KVA | 1000041805 | 18 | GI FLAT FOR EARTHING (25X3 MM) | MT | 0.72 |  | INCLUDED |  | INCLUDED | 0 | INCLUDED | 0 | 0 | 0 | 0
801 | 7000033353 | 8820 | Replacement of Old 11/0.4KV DT-100KVA | 1000065963 | 18 | 1.1 KV, 1 CORE 70 MM2, FRLS, PVC CABLE AS PER TS | M | 400 |  | INCLUDED |  | INCLUDED | 0 | INCLUDED | 0 | 0 | 0 | 0
802 | 7000033353 | 8830 | Replacement of Old 11/0.4KV DT-100KVA | 1000066071 | 18 | LT DISTRIBUTION BOX SUITABLE FOR 100 KVA DT AS PER TS | EA | 10 |  | INCLUDED |  | INCLUDED | 0 | INCLUDED | 0 | 0 | 0 | 0
803 | 7000033353 | 8840 | Replacement of Old 11/0.4KV DT-100KVA | 1000078266 | 18 | PG CLAMP FOR ACSR CONDUCTOR | EA | 30 |  | INCLUDED |  | INCLUDED | 0 | INCLUDED | 0 | 0 | 0 | 0
804 | 7000033353 | 8850 | Replacement of Old 11/0.4KV DT-200KVA | 1000037908 | 18 | 9M STP 410 MPA SP 33 | EA | 20 |  | INCLUDED |  | INCLUDED | 0 | INCLUDED | 0 | 0 | 0 | 0
805 | 7000033353 | 8860 | Replacement of Old 11/0.4KV DT-200KVA | 1000022813 | 18 | Fabrication and Supply of M.S. Galvanised items- Pole Top Bracket,V-Cross arm, Back Clamps for V-Cross arm , D P Channel, D P Channelclamp, Stay clamps angle, Stay clamps side, D P cross bracing &clamps,Guarding arm etc etc. complete as required. | MT | 2.5 |  | INCLUDED |  | INCLUDED | 0 | INCLUDED | 0 | 0 | 0 | 0
806 | 7000033353 | 8870 | Replacement of Old 11/0.4KV DT-200KVA | 1000022819 | 18 | Nut & Bolts, Foundation bolts, Washerand other accessories for structures | MT | 0.2 |  | INCLUDED |  | INCLUDED | 0 | INCLUDED | 0 | 0 | 0 | 0
807 | 7000033353 | 8880 | Replacement of Old 11/0.4KV DT-200KVA | 1000032345 | 18 | HARDWARE FITTINGS FOR 11 KV STAY SET COMPLETE AS PER TS | SET | 20 |  | INCLUDED |  | INCLUDED | 0 | INCLUDED | 0 | 0 | 0 | 0
808 | 7000033353 | 8890 | Replacement of Old 11/0.4KV DT-200KVA | 1000022814 | 18 | GUY STRAIN INSULATORS DESIGNATION 'C' | EA | 20 |  | INCLUDED |  | INCLUDED | 0 | INCLUDED | 0 | 0 | 0 | 0
809 | 7000033353 | 8900 | Replacement of Old 11/0.4KV DT-200KVA | 1000071671 | 18 | STAY WIRE (7/10 SWG) FOR STAY SET AS PER TS | KG | 100 |  | INCLUDED |  | INCLUDED | 0 | INCLUDED | 0 | 0 | 0 | 0
810 | 7000033353 | 8910 | Replacement of Old 11/0.4KV DT-200KVA | 1000065729 | 18 | 11 KV, 3-POLE, 3-PH, 200A, AB SWITCH AS PER TS | EA | 10 |  | INCLUDED |  | INCLUDED | 0 | INCLUDED | 0 | 0 | 0 | 0
811 | 7000033353 | 8920 | Replacement of Old 11/0.4KV DT-200KVA | 1000050004 | 18 | 11KV HG FUSE INCLUDING ALL ACCESSORIES | EA | 10 |  | INCLUDED |  | INCLUDED | 0 | INCLUDED | 0 | 0 | 0 | 0
812 | 7000033353 | 8930 | Replacement of Old 11/0.4KV DT-200KVA | 1000065857 | 18 | 200KVA, 11/0.433KV, 3PH LT Transformer with CRGO Core AL Windingcomplete with all accessories | EA | 10 |  | INCLUDED |  | INCLUDED | 0 | INCLUDED | 0 | 0 | 0 | 0
813 | 7000033353 | 8940 | Replacement of Old 11/0.4KV DT-200KVA | 1000065970 | 18 | Supply of 9 kV, 1-Phase, 10 KA Polymerhousing ZnO LA with all accessories asper TS | EA | 30 |  | INCLUDED |  | INCLUDED | 0 | INCLUDED | 0 | 0 | 0 | 0
814 | 7000033353 | 8950 | Replacement of Old 11/0.4KV DT-200KVA | 1000065966 | 18 | 11KV 45 KN POLYMERIC COMPOSITE DISC INSULATOR AS PER TS | EA | 30 |  | INCLUDED |  | INCLUDED | 0 | INCLUDED | 0 | 0 | 0 | 0
815 | 7000033353 | 8960 | Replacement of Old 11/0.4KV DT-200KVA | 1000066070 | 18 | DISC INSULATOR HARDWARE & ACCESSORIES SUITABLE TO 11 KV B&S TYPE, 45KN POLYMER INSULATORS AS PER TS | SET | 30 |  | INCLUDED |  | INCLUDED | 0 | INCLUDED | 0 | 0 | 0 | 0
816 | 7000033353 | 8970 | Replacement of Old 11/0.4KV DT-200KVA | 1000028403 | 18 | PIPE EARTHING OF 40 MM DIA, 2.5M LONG GI PIPE (MEDIUM GRADE) FORTREATED EARTHING AT DT LOCATION. | EA | 30 |  | INCLUDED |  | INCLUDED | 0 | INCLUDED | 0 | 0 | 0 | 0
817 | 7000033353 | 8980 | Replacement of Old 11/0.4KV DT-200KVA | 1000041805 | 18 | GI FLAT FOR EARTHING (25X3 MM) | MT | 0.72 |  | INCLUDED |  | INCLUDED | 0 | INCLUDED | 0 | 0 | 0 | 0
818 | 7000033353 | 8990 | Replacement of Old 11/0.4KV DT-200KVA | 1000065961 | 18 | 1.1 KV, 1 CORE 240 MM2, FRLS, PVC CABLE AS TS | KM | 0.4 |  | INCLUDED |  | INCLUDED | 0 | INCLUDED | 0 | 0 | 0 | 0
819 | 7000033353 | 9000 | Replacement of Old 11/0.4KV DT-200KVA | 1000066072 | 18 | LT DISTRIBUTION BOX SUITABLE FOR 200 KVA DT AS PER TS | EA | 10 |  | INCLUDED |  | INCLUDED | 0 | INCLUDED | 0 | 0 | 0 | 0
820 | 7000033353 | 9010 | Replacement of Old 11/0.4KV DT-200KVA | 1000078266 | 18 | PG CLAMP FOR ACSR CONDUCTOR | EA | 30 |  | INCLUDED |  | INCLUDED | 0 | INCLUDED | 0 | 0 | 0 | 0
[5 empty] | 18 |  |  |  |  | INCLUDED |  | INCLUDED | 0 | INCLUDED | 0 | 0 | 0 | 0
[5 empty] | 18 |  |  |  |  | INCLUDED |  | INCLUDED | 0 | INCLUDED | 0 | 0 | 0 | 0
[5 empty] | 18 |  |  |  |  | INCLUDED |  | INCLUDED | 0 | INCLUDED | 0 | 0 | 0 | 0
[5 empty] | 18 |  |  |  |  | INCLUDED |  | INCLUDED | 0 | INCLUDED | 0 | 0 | 0 | 0
[5 empty] | 18 |  |  |  |  | INCLUDED |  | INCLUDED | 0 | INCLUDED | 0 | 0 | 0 | 0
Total Ex-Works Price | [9 empty] | 0 | [9 empty] | 0 |  | 0 | 0 | 0 |  | 0 |  |  |  |  | 0 | 0 | 0
Total Price for inland transportation and other services required to convey the Goods to their final destination (excluding GST) | [11 empty] | 0
GST payable on the price quoted if Contract is awarded | [12 empty] | 0 | [12 empty] | #REF! |  |  |  |  | #REF! | #REF! | #REF!
Total Ex-Works Price including GST | [13 empty] | 0
| Date |  |  |  |  | Printed Name
| Place |  |  |  |  | Designation
Click for Sch-2

## Sch-2
NIT/RFB No.: CC/NT/W-DMS/DOM/T00/25/06099 | [17 empty] | Schedule - 2
Loss Reduction works under RDSS in UT of Andaman & Nicobar Islands
(SCHEDULE OF RATES AND PRICES )
BIDDER:
0 | [11 empty] | To:
Bidder’s Name and Address (Sole Bidder) : | [11 empty] | POWERGRID ENERGY SERVICES LIMITED,
Name : | [11 empty] | Plot no.42, Sector-44,
Address :
Supply of Installation Services :
SI. No. | PR No | PR Line Item No | Activity Header | PR Activity No | Activity Description | Service Code | SAC (Service Accounting Codes) | Whether SAC in column ‘8’ is confirmed. If not indicate applicable the SAC # | Rate of GST applicable (in %) | Whether rate of GST in column ‘10’ is confirmed. If not indicate applicable rate of GST # | Description | Unit | Quantity | Unit price | GST payable on the price quoted if Contract is awarded (%) | Total Price per line item (excluding GST) | GST payable on the price quoted if Contract is awarded (Amount) | Total Price per line item (including GST) |  | GST Before Discount | Discount | Total Price after discount | GST After Discount
1 | 2 | 3 | 4 | 5 | 6 | 7 | 8 | 9 | 9 | 11 | 8 | 9 | 10 | 11 | 12 | 13=10*11 | 14=12*13 | 15=13+14
1: I; 8: Dairy Farm New SS under LR works | [6 empty] | Rounded off UnitPrice | Total Corrected Price (excl. GST) | GST rate | GST Amount
1 | 7000033353 | 540 | 200 | 10 | 33kV EQPT | 100000039 | 998736 |  | 18 |  | 10MVA , 33/11 KV, 3-phase Power Transformer including Insulating Oil | EA | 2 |  | 18 | INCLUDED | INCLUDED | INCLUDED | 0 | 0 | 0 | 0 | 0 | 0 | 0 | 0 | 0.18 | 0
2 | 7000033353 | 540 | 200 | 30 | 33kV EQPT | 100000651 | 998736 |  | 18 |  | 36 kV, 1250A, 25 kA,3-Phase CircuitBreaker with support structure | EA | 9 |  | 18 | INCLUDED | INCLUDED | INCLUDED | 0 | 0 | 0 | 0 | 0 | 0 | 0 | 0 | 0.18 | 0
3 | 7000033353 | 540 | 200 | 40 | 33kV EQPT | 100000660 | 998736 |  | 18 |  | 36 kV, 630A, 25 KA, 3-Phase DoubleBreak Isolator with one E/S | EA | 14 |  | 18 | INCLUDED | INCLUDED | INCLUDED | 0 | 0 | 0 | 0 | 0 | 0 | 0 | 0 | 0.18 | 0
4 | 7000033353 | 540 | 200 | 60 | 33kV EQPT | 100000661 | 998736 |  | 18 |  | 36 kV, 630A, 25 KA, 3-Phase DoubleBreak Isolator without E/S | EA | 12 |  | 18 | INCLUDED | INCLUDED | INCLUDED | 0 | 0 | 0 | 0 | 0 | 0 | 0 | 0 | 0.18 | 0
5 | 7000033353 | 540 | 200 | 80 | 33kV EQPT | 100000658 | 998736 |  | 18 |  | 36 kV Voltage Transformer (1- Phase) | EA | 24 |  | 18 | INCLUDED | INCLUDED | INCLUDED | 0 | 0 | 0 | 0 | 0 | 0 | 0 | 0 | 0.18 | 0
6 | 7000033353 | 540 | 200 | 90 | 33kV EQPT | 100000669 | 998736 |  | 18 |  | 30kV Surge Arrester (1-Phase) | EA | 24 |  | 18 | INCLUDED | INCLUDED | INCLUDED | 0 | 0 | 0 | 0 | 0 | 0 | 0 | 0 | 0.18 | 0
7 | 7000033353 | 540 | 200 | 100 | 33kV EQPT | 100000684 | 998736 |  | 18 |  | 36kV, 1ph Bus post insulator | SET | 36 |  | 18 | INCLUDED | INCLUDED | INCLUDED | 0 | 0 | 0 | 0 | 0 | 0 | 0 | 0 | 0.18 | 0
8 | 7000033353 | 540 | 200 | 110 | 33kV EQPT | 100057444 | 998736 |  | 18 |  | 36 kV, 400A, 25 kA, 1-Phase Current Transformer with 120% extended rating- 2 Core | EA | 21 |  | 18 | INCLUDED | INCLUDED | INCLUDED | 0 | 0 | 0 | 0 | 0 | 0 | 0 | 0 | 0.18 | 0
9 | 7000033353 | 540 | 200 | 120 | 33kV EQPT | 100057443 | 998736 |  | 18 |  | 36 kV, 400A, 25 kA, 1-Phase Current Transformer with 120% extended rating- 3 Core | EA | 6 |  | 18 | INCLUDED | INCLUDED | INCLUDED | 0 | 0 | 0 | 0 | 0 | 0 | 0 | 0 | 0.18 | 0
10 | 7000033353 | 550 | 210 | 10 | 11kV EQPT | 150000121 | 998736 |  | 18 |  | Erection, Testing & Commissioning of 11kV, 400 Amp, 3-Phase, Vertical mountedAB switch on Poles structure forOutgoing feeders/transformers as perapproved drawing | EA | 4 |  | 18 | INCLUDED | INCLUDED | INCLUDED | 0 | 0 | 0 | 0 | 0 | 0 | 0 | 0 | 0.18 | 0
11 | 7000033353 | 550 | 210 | 20 | 11kV EQPT | 100000713 | 998736 |  | 18 |  | 9kV Surge Arrester (1-Phase) | EA | 12 |  | 18 | INCLUDED | INCLUDED | INCLUDED | 0 | 0 | 0 | 0 | 0 | 0 | 0 | 0 | 0.18 | 0
12 | 7000033353 | 560 | 220 | 20 | Erection HW-33kV | 100004547 | 998731 |  | 18 |  | Erection Hardware for 33kV Buswork(Bus Scheme as per SLD) | LS | 1 |  | 18 | INCLUDED | INCLUDED | INCLUDED | 0 | 0 | 0 | 0 | 0 | 0 | 0 | 0 | 0.18 | 0
13 | 7000033353 | 560 | 220 | 30 | Erection HW-33kV | 100000682 | 998731 |  | 18 |  | Erection Hardware for the 33kV Bus Scheme as per SLD-Bus section bay as per specification | SET | 1 |  | 18 | INCLUDED | INCLUDED | INCLUDED | 0 | 0 | 0 | 0 | 0 | 0 | 0 | 0 | 0.18 | 0
14 | 7000033353 | 560 | 220 | 40 | Erection HW-33kV | 100000674 | 998731 |  | 18 |  | Erection Hardware for the 33kV Bus Scheme as per SLD-Line Bay as per specification | SET | 6 |  | 18 | INCLUDED | INCLUDED | INCLUDED | 0 | 0 | 0 | 0 | 0 | 0 | 0 | 0 | 0.18 | 0
15 | 7000033353 | 560 | 220 | 50 | Erection HW-33kV | 100000675 | 998731 |  | 18 |  | Erection Hardware for the 33kV Bus Scheme as per SLD-Transformer Bay as per specification | SET | 2 |  | 18 | INCLUDED | INCLUDED | INCLUDED | 0 | 0 | 0 | 0 | 0 | 0 | 0 | 0 | 0.18 | 0
16 | 7000033353 | 570 | 230 | 10 | Erection HW-11kV | 100002655 | 998731 |  | 18 |  | Erection Hardware for 11kV line bay as per technical specification | SET | 4 |  | 18 | INCLUDED | INCLUDED | INCLUDED | 0 | 0 | 0 | 0 | 0 | 0 | 0 | 0 | 0.18 | 0
17 | 7000033353 | 570 | 230 | 20 | Erection HW-11kV | 100002656 | 998731 |  | 18 |  | Erection Hardware for 11kV Transformer bay as per technical specification | SET | 2 |  | 18 | INCLUDED | INCLUDED | INCLUDED | 0 | 0 | 0 | 0 | 0 | 0 | 0 | 0 | 0.18 | 0
18 | 7000033353 | 580 | 240 | 60 | C&R Panel-33kV | 100000861 | 998736 |  | 18 |  | Control, relay & Protection Panel for 33kV Line without autoreclose(Bus Scheme as per SLD) | EA | 6 |  | 18 | INCLUDED | INCLUDED | INCLUDED | 0 | 0 | 0 | 0 | 0 | 0 | 0 | 0 | 0.18 | 0
19 | 7000033353 | 580 | 240 | 70 | C&R Panel-33kV | 100000865 | 998736 |  | 18 |  | Control, relay & Protection Panel for 33kV Transformer | EA | 2 |  | 18 | INCLUDED | INCLUDED | INCLUDED | 0 | 0 | 0 | 0 | 0 | 0 | 0 | 0 | 0.18 | 0
20 | 7000033353 | 580 | 240 | 80 | C&R Panel-33kV | 100002481 | 998736 |  | 18 |  | Relay & Protection Panel for 33kV Bus Sectionalizer | EA | 1 |  | 18 | INCLUDED | INCLUDED | INCLUDED | 0 | 0 | 0 | 0 | 0 | 0 | 0 | 0 | 0.18 | 0
21 | 7000033353 | 590 | 250 | 40 | SWGR Panel-11kV | 100000715 | 998736 |  | 18 |  | 12 kV/11kV,25 KA Indoor Switch gear Panel-Transformer Module | EA | 2 |  | 18 | INCLUDED | INCLUDED | INCLUDED | 0 | 0 | 0 | 0 | 0 | 0 | 0 | 0 | 0.18 | 0
22 | 7000033353 | 590 | 250 | 50 | SWGR Panel-11kV | 100000714 | 998736 |  | 18 |  | 12 kV/11kV,25 KA Indoor Switch gear Panel-Line Module | EA | 5 |  | 18 | INCLUDED | INCLUDED | INCLUDED | 0 | 0 | 0 | 0 | 0 | 0 | 0 | 0 | 0.18 | 0
23 | 7000033353 | 590 | 250 | 60 | SWGR Panel-11kV | 100004758 | 998736 |  | 18 |  | 12 KV,25 KA (3-PHASE) INDOOR SWITCH GEAR PANEL FOR LT TRANSFORMER MODULE | EA | 1 |  | 18 | INCLUDED | INCLUDED | INCLUDED | 0 | 0 | 0 | 0 | 0 | 0 | 0 | 0 | 0.18 | 0
24 | 7000033353 | 590 | 250 | 70 | SWGR Panel-11kV | 100001781 | 998736 |  | 18 |  | 12 kV (3-phase) Indoor Switch gear Panel for Bus Sectionaliser Module | SET | 1 |  | 18 | INCLUDED | INCLUDED | INCLUDED | 0 | 0 | 0 | 0 | 0 | 0 | 0 | 0 | 0.18 | 0
25 | 7000033353 | 600 | 260 | 20 | LT Switchgear | 100000895 | 998736 |  | 18 |  | AC Distribution Board (ACDB) | SET | 1 |  | 18 | INCLUDED | INCLUDED | INCLUDED | 0 | 0 | 0 | 0 | 0 | 0 | 0 | 0 | 0.18 | 0
26 | 7000033353 | 600 | 260 | 30 | LT Switchgear | 100000904 | 998736 |  | 18 |  | 110 V DC Distribution Board(DCDB) | SET | 1 |  | 18 | INCLUDED | INCLUDED | INCLUDED | 0 | 0 | 0 | 0 | 0 | 0 | 0 | 0 | 0.18 | 0
27 | 7000033353 | 610 | 270 | 10 | Battery & Battery Charger | 100000916 | 998736 |  | 18 |  | 110V, 200 Ah Battery | SET | 1 |  | 18 | INCLUDED | INCLUDED | INCLUDED | 0 | 0 | 0 | 0 | 0 | 0 | 0 | 0 | 0.18 | 0
28 | 7000033353 | 610 | 270 | 20 | Battery & Battery Charger | 100000944 | 998736 |  | 18 |  | 110V, 60A/60A Float Cum Boost BatteryCharger | EA | 2 |  | 18 | INCLUDED | INCLUDED | INCLUDED | 0 | 0 | 0 | 0 | 0 | 0 | 0 | 0 | 0.18 | 0
29 | 7000033353 | 620 | 280 | 10 | DG Set | 100002612 | 998736 |  | 18 |  | 62.5 KVA Diesel Generator Set with control panel | EA | 1 |  | 18 | INCLUDED | INCLUDED | INCLUDED | 0 | 0 | 0 | 0 | 0 | 0 | 0 | 0 | 0.18 | 0
30 | 7000033353 | 630 | 290 | 20 | Fire Protection System | 100000975 | 995461 |  | 18 |  | 4.5 kg CO2 type Portable Fire extinguisher | EA | 6 |  | 18 | INCLUDED | INCLUDED | INCLUDED | 0 | 0 | 0 | 0 | 0 | 0 | 0 | 0 | 0.18 | 0
31 | 7000033353 | 630 | 290 | 30 | Fire Protection System | 100000976 | 998736 |  | 18 |  | 6Kg dry chemical powered type Portable Fire extinguisher | EA | 6 |  | 18 | INCLUDED | INCLUDED | INCLUDED | 0 | 0 | 0 | 0 | 0 | 0 | 0 | 0 | 0.18 | 0
32 | 7000033353 | 630 | 290 | 40 | Fire Protection System | 100057442 | 995455 |  | 18 |  | Nitrogen injection type fire protection for 33kV Transformer complete in all respect. | SET | 2 |  | 18 | INCLUDED | INCLUDED | INCLUDED | 0 | 0 | 0 | 0 | 0 | 0 | 0 | 0 | 0.18 | 0
33 | 7000033353 | 630 | 290 | 50 | Fire Protection System | 170005631 | 998736 |  | 18 |  | FIRE BUCKET PAINTED RED WITH SAND AND STAND complete in all respect as per Tech. Spec. (Each set consisting of 4 nos. of buckets) | SET | 2 |  | 18 | INCLUDED | INCLUDED | INCLUDED | 0 | 0 | 0 | 0 | 0 | 0 | 0 | 0 | 0.18 | 0
34 | 7000033353 | 640 | 300 | 40 | Illumination System | 100003920 | 998739 |  | 18 |  | Lighting System complete for switchyard, control room building, maingate & sub-station boundary as per TS (For New Sub-station) | SET | 1 |  | 18 | INCLUDED | INCLUDED | INCLUDED | 0 | 0 | 0 | 0 | 0 | 0 | 0 | 0 | 0.18 | 0
35 | 7000033353 | 650 | 310 | 10 | Structures | 100001210 | 995455 |  | 18 |  | Erection of Lattice Structures (MS Steel), to be designed during detailed engineering, for towers, beams and equipment supportstructure including pack plates / packwashers and gusset plates excluding fasteners and foundation bolts | MT | 32.5 |  | 18 | INCLUDED | INCLUDED | INCLUDED | 0 | 0 | 0 | 0 | 0 | 0 | 0 | 0 | 0.18 | 0
36 | 7000033353 | 650 | 310 | 20 | Structures | 100001680 | 995455 |  | 18 |  | Erection of fasteners ( nuts, bolts and washers ) including step bolts for lattice and pipe structures to be designed duringdetailed engineering | MT | 2.5 |  | 18 | INCLUDED | INCLUDED | INCLUDED | 0 | 0 | 0 | 0 | 0 | 0 | 0 | 0 | 0.18 | 0
37 | 7000033353 | 650 | 310 | 30 | Structures | 100001681 | 995455 |  | 18 |  | Erection of foundation bolts including nuts, checknut and washers for lattice and pipe structures to be designed during detailedengineering | MT | 1.5 |  | 18 | INCLUDED | INCLUDED | INCLUDED | 0 | 0 | 0 | 0 | 0 | 0 | 0 | 0 | 0.18 | 0
38 | 7000033353 | 650 | 310 | 40 | Structures | 100007161 | 998739 |  | 18 |  | Erection of 9mtr 410Mpa ST pole including excavation of pits in all type of soil, concreting & backfilling with soil and compacitonincluding coupling of support upto 450mm. Cost of all material except pole is included in this item. This also includes painting ofST pole with Aluminium paint | EA | 8 |  | 18 | INCLUDED | INCLUDED | INCLUDED | 0 | 0 | 0 | 0 | 0 | 0 | 0 | 0 | 0.18 | 0
39 | 7000033353 | 650 | 310 | 50 | Structures | 100003880 | 998731 |  | 18 |  | Erection of 13 m Steel Tubular Pole with concreting (1:3:6) complete in all respect as per approved drawing | EA | 4 |  | 18 | INCLUDED | INCLUDED | INCLUDED | 0 | 0 | 0 | 0 | 0 | 0 | 0 | 0 | 0.18 | 0
40 | 7000033353 | 660 | 320 | 30 | Main Earthmat | 100057451 | 998739 |  | 18 |  | GS Flat 75x8 mm | M | 2000 |  | 18 | INCLUDED | INCLUDED | INCLUDED | 0 | 0 | 0 | 0 | 0 | 0 | 0 | 0 | 0.18 | 0
41 | 7000033353 | 670 | 330 | 10 | Control cables | 100002182 | 998736 |  | 18 |  | 1.1kV grade Control Cables (PVCinsulated) along withlugs,glands,straight joints &accessories,etc. | LS | 1 |  | 18 | INCLUDED | INCLUDED | INCLUDED | 0 | 0 | 0 | 0 | 0 | 0 | 0 | 0 | 0.18 | 0
42 | 7000033353 | 680 | 340 | 10 | Power cables | 100003004 | 998736 |  | 18 |  | 11kV 3Cx300sqmm XLPE Al Armoured Cable | KM | 0.4 |  | 18 | INCLUDED | INCLUDED | INCLUDED | 0 | 0 | 0 | 0 | 0 | 0 | 0 | 0 | 0.18 | 0
43 | 7000033353 | 680 | 340 | 20 | Power cables | 100003005 | 998736 |  | 18 |  | 11kV 3x185sqmm XLPE Al Armoured Cable | KM | 0.7 |  | 18 | INCLUDED | INCLUDED | INCLUDED | 0 | 0 | 0 | 0 | 0 | 0 | 0 | 0 | 0.18 | 0
44 | 7000033353 | 680 | 340 | 70 | Power cables | 100002181 | 998736 |  | 18 |  | 1.1kV grade Power Cables (PVCinsulated)along withlugs,glands,straight joints &accessories,etc. | LS | 1 |  | 18 | INCLUDED | INCLUDED | INCLUDED | 0 | 0 | 0 | 0 | 0 | 0 | 0 | 0 | 0.18 | 0
45 | 7000033353 | 680 | 340 | 90 | Power cables | 100057445 | 998736 |  | 18 |  | 11kV Cable Termination Kit for 3Cx300 sq.mm cable - Indoor type | SET | 2 |  | 18 | INCLUDED | INCLUDED | INCLUDED | 0 | 0 | 0 | 0 | 0 | 0 | 0 | 0 | 0.18 | 0
46 | 7000033353 | 680 | 340 | 100 | Power cables | 100057446 | 998736 |  | 18 |  | 11kV Cable Termination Kit for 3Cx300 sq.mm cable - Outdoor type | SET | 2 |  | 18 | INCLUDED | INCLUDED | INCLUDED | 0 | 0 | 0 | 0 | 0 | 0 | 0 | 0 | 0.18 | 0
47 | 7000033353 | 680 | 340 | 110 | Power cables | 100057447 | 998736 |  | 18 |  | 11kV Cable Termination Kit for 3Cx185 sq.mm cable - Indoor type | SET | 6 |  | 18 | INCLUDED | INCLUDED | INCLUDED | 0 | 0 | 0 | 0 | 0 | 0 | 0 | 0 | 0.18 | 0
48 | 7000033353 | 680 | 340 | 120 | Power cables | 100057448 | 998736 |  | 18 |  | 11kV Cable Termination Kit for 3Cx185 sq.mm cable - Outdoor type | SET | 4 |  | 18 | INCLUDED | INCLUDED | INCLUDED | 0 | 0 | 0 | 0 | 0 | 0 | 0 | 0 | 0.18 | 0
49 | 7000033353 | 690 | 350 | 10 | Aux. Transformer | 100000074 | 998736 |  | 18 |  | 160kVA, 11/0.433kV Transformer | EA | 1 |  | 18 | INCLUDED | INCLUDED | INCLUDED | 0 | 0 | 0 | 0 | 0 | 0 | 0 | 0 | 0.18 | 0
50 | 7000033353 | 700 | 360 | 10 | Civil Works | 100001324 | 995433 |  | 18 |  | Excavation in all types of soil and rock including backfilling disposal etc. for all leads and lifts | M3 | 2775.59 |  | 18 | INCLUDED | INCLUDED | INCLUDED | 0 | 0 | 0 | 0 | 0 | 0 | 0 | 0 | 0.18 | 0
51 | 7000033353 | 700 | 360 | 20 | Civil Works | 100001325 | 995454 |  | 18 |  | Providing and laying of Plain Cement Concrete (PCC) (1:4:8) | M3 | 127.9 |  | 18 | INCLUDED | INCLUDED | INCLUDED | 0 | 0 | 0 | 0 | 0 | 0 | 0 | 0 | 0.18 | 0
52 | 7000033353 | 700 | 360 | 30 | Civil Works | 100001326 | 995454 |  | 18 |  | Providing and laying of Plain Cement Concrete (PCC) (1:2:4) | M3 | 8.68 |  | 18 | INCLUDED | INCLUDED | INCLUDED | 0 | 0 | 0 | 0 | 0 | 0 | 0 | 0 | 0.18 | 0
53 | 7000033353 | 700 | 360 | 40 | Civil Works | 100016607 | 995451 |  | 18 |  | Providing and laying of Reinforced Cement Concrete M30 including pre cast, shuttering, Grouting of pockets & underpinning butexcluding steel reinforcement | M3 | 651.36 |  | 18 | INCLUDED | INCLUDED | INCLUDED | 0 | 0 | 0 | 0 | 0 | 0 | 0 | 0 | 0.18 | 0
54 | 7000033353 | 700 | 360 | 50 | Civil Works | 100001329 | 995454 |  | 18 |  | Steel Reinforcement | MT | 40.93 |  | 18 | INCLUDED | INCLUDED | INCLUDED | 0 | 0 | 0 | 0 | 0 | 0 | 0 | 0 | 0.18 | 0
55 | 7000033353 | 700 | 360 | 60 | Civil Works | 100001331 | 995455 |  | 18 |  | Misc. Structural steel including rails, embedments, edge protection angles, gratings etc. but excluding the reinforcement steel andsteel for lattice and pipe structures. | MT | 0.53 |  | 18 | INCLUDED | INCLUDED | INCLUDED | 0 | 0 | 0 | 0 | 0 | 0 | 0 | 0 | 0.18 | 0
56 | 7000033353 | 700 | 360 | 70 | Civil Works | 100001740 | 995441 |  | 18 |  | Septic tank and soakpit for CRB | EA | 1 |  | 18 | INCLUDED | INCLUDED | INCLUDED | 0 | 0 | 0 | 0 | 0 | 0 | 0 | 0 | 0.18 | 0
57 | 7000033353 | 700 | 360 | 80 | Civil Works | 100007101 | 995414 |  | 18 |  | Design, engineering and construction of New Control Room Building including indoor cable trench - All civil works as per drawing andspecifications complete, including - brickwork, finishing(external and internal), windows , structural steel etc. However,excavation, PCC,RCC and reinforcement shall be paid separately as per BPS. . | M2 | 240 |  | 18 | INCLUDED | INCLUDED | INCLUDED | 0 | 0 | 0 | 0 | 0 | 0 | 0 | 0 | 0.18 | 0
58 | 7000033353 | 700 | 360 | 90 | Civil Works | 150000055 | 995432 |  | 18 |  | Soil Investigation & Contour Survey of Substation area (New Sub-station) | EA | 1 |  | 18 | INCLUDED | INCLUDED | INCLUDED | 0 | 0 | 0 | 0 | 0 | 0 | 0 | 0 | 0.18 | 0
59 | 7000033353 | 700 | 360 | 100 | Civil Works | 100007091 | 995454 |  | 18 |  | Gravel filling in switchyard area excluding road, trenches etc. Including Antiweed Treatment after neatly levelled and compactedtheground (All completed as per TS) . | M3 | 1500 |  | 18 | INCLUDED | INCLUDED | INCLUDED | 0 | 0 | 0 | 0 | 0 | 0 | 0 | 0 | 0.18 | 0
60 | 7000033353 | 700 | 360 | 110 | Civil Works | 150000174 | 995454 |  | 18 |  | Construction of Boundary Wall ( including supply of all material) with fixing of MS angle & Barbed Wire fencing all along theboundary wall including supply and fixing of main gate - complete with painting etc all as per approved drawing & TS (Measurementfor this purpose will include length of gate along boundary wall) | M | 250 |  | 18 | INCLUDED | INCLUDED | INCLUDED | 0 | 0 | 0 | 0 | 0 | 0 | 0 | 0 | 0.18 | 0
61 | 7000033353 | 700 | 360 | 120 | Civil Works | 150000061 | 995477 |  | 18 |  | CONSTRUCTION (INCLUDING SUPPLY OF ALL MATERIAL) ERECTION OF SECURITY FENCING WITH TOE WALL ALONGWITH ONE SWITCHYARD GATE AS PERAPPROVED DRAWINGS & TS. | M | 80 |  | 18 | INCLUDED | INCLUDED | INCLUDED | 0 | 0 | 0 | 0 | 0 | 0 | 0 | 0 | 0.18 | 0
62 | 7000033353 | 700 | 360 | 130 | Civil Works | 100007092 | 995462 |  | 18 |  | Construction of Drainage System in the Substation premises all complete as approved Drawing and Specification. Cross section ofdrainshould be at least 450 X 600 MM. . | M | 200 |  | 18 | INCLUDED | INCLUDED | INCLUDED | 0 | 0 | 0 | 0 | 0 | 0 | 0 | 0 | 0.18 | 0
63 | 7000033353 | 700 | 360 | 140 | Civil Works | 150000175 | 995421 |  | 18 |  | Construction of 3.75 meter wide RCC Approach Road (including supply of all material) all complete as per approved drawing & TS. | M | 100 |  | 18 | INCLUDED | INCLUDED | INCLUDED | 0 | 0 | 0 | 0 | 0 | 0 | 0 | 0 | 0.18 | 0
64 | 7000033353 | 700 | 360 | 150 | Civil Works | 100007093 | 995454 |  | 18 |  | Construction (including supply of all material) of Cable Trench along with pre-cast RCC Trench Cover, RCC base and wall whereverrequired all complete as approved Drawing & TS outside the control roombuilding. - 0.5 Meter wide Trench. . | M | 300 |  | 18 | INCLUDED | INCLUDED | INCLUDED | 0 | 0 | 0 | 0 | 0 | 0 | 0 | 0 | 0.18 | 0
65 | 7000033353 | 700 | 360 | 160 | Civil Works | 100007094 | 995454 |  | 18 |  | Construction (including supply of all material) of Cable Trench along with pre-cast RCC Trench Cover, RCC base and wall whereverrequired all complete as approved Drawing & TS outside the control roombuilding. - 0.75 Mtrs wide Trench. . | M | 80 |  | 18 | INCLUDED | INCLUDED | INCLUDED | 0 | 0 | 0 | 0 | 0 | 0 | 0 | 0 | 0.18 | 0
66 | 7000033353 | 700 | 360 | 170 | Civil Works | 150000067 | 998739 |  | 18 |  | Sinking of Tubewell and installation of motor operated submersible pump of suitable capacity and reputed make (All items to besupplied by the contractor. Make of motor/pump to be approved by POWERGRID) | EA | 1 |  | 18 | INCLUDED | INCLUDED | INCLUDED | 0 | 0 | 0 | 0 | 0 | 0 | 0 | 0 | 0.18 | 0
67 | 7000033353 | 700 | 360 | 180 | Civil Works | 100007098 | 995454 |  | 18 |  | Earthwork in excavation and filling in PSS site, all types of soil in open areas/ nallas/ channels, to the required slopes, shapes,levels, elevations and profile, including trimming of bottom and slopes of excavation, bailing out rain (dewatering), pumping,removal of slush, preparing embankments/ marginal banks, loosening, dressing, spreading material in layers not exceeding 200mm, asper directions of Engineer-in-charge, water flooding, compacting to achieve 95 percent consolidation at optimum moisture content,finishing etc. all complete, for all leads within the leveling boundary and all lifts, with all labour, material, tools, tackles andequipment, safeguards and incidentals, as necessary, as per drawings, specification anddirections of Engineer-in-Charge. . | M3 | 400 |  | 18 | INCLUDED | INCLUDED | INCLUDED | 0 | 0 | 0 | 0 | 0 | 0 | 0 | 0 | 0.18 | 0
68 | 7000033353 | 700 | 360 | 190 | Civil Works | 100007099 | 995454 |  | 18 |  | Earthwork in excavation in PSS site, all types of soil in open areas/ nallas/ channels, to the required slopes, shapes, levels,elevations and profile, and disposal of excess excavated earth upto a lead of2.0 KM or as directed by Engineer-in-charge. All kinds of soil . | M3 | 100 |  | 18 | INCLUDED | INCLUDED | INCLUDED | 0 | 0 | 0 | 0 | 0 | 0 | 0 | 0 | 0.18 | 0
69 | 7000033353 | 700 | 360 | 200 | Civil Works | 100007100 | 995454 |  | 18 |  | Earth work in PSS site with ordinary soil (vide classification of soil item - A) obtained from borrow pits free from logs, stumps,roots, rubbish or any other ingredients likely to deteriorate or affect the stability of the site surface including breaking theclods maximum to 60 mm. cube, placing the earth in layers not exceeding 225 mm in loose thickness, rough dressing including cost ofcutting and removing shrubs, roots falling in borrow area all complete as per approved design, as per technical specification. (Mode of Measurement:Sectional measurement after required compaction.) . | M3 | 2500 |  | 18 | INCLUDED | INCLUDED | INCLUDED | 0 | 0 | 0 | 0 | 0 | 0 | 0 | 0 | 0.18 | 0
70 | 7000033353 | 700 | 360 | 210 | Civil Works | 170004549 | 995476 |  | 18 |  | Supply & Fixing in position structural steel Truss for control room building and applying steel primer and paint as per approveddrawing, IS code and technical specifications (all complete with 0.63mm GI sheet, base plates, bolts, washer etc.) | MT | 6 |  | 18 | INCLUDED | INCLUDED | INCLUDED | 0 | 0 | 0 | 0 | 0 | 0 | 0 | 0 | 0.18 | 0
II | [10 empty] | Extn. of 33kV Garacharma SS
71 | 7000033353 | 880 | 90 | 10 | 33kV EQPT | 100000651 | 998736 |  | 18 |  | 36 kV, 1250A, 25 kA,3-Phase CircuitBreaker with support structure | EA | 2 |  | 18 | INCLUDED | INCLUDED | INCLUDED | 0 | 0 | 0 | 0 | 0 | 0 | 0 | 0 | 0.18 | 0
72 | 7000033353 | 880 | 90 | 20 | 33kV EQPT | 100000660 | 998736 |  | 18 |  | 36 kV, 630A, 25 KA, 3-Phase DoubleBreak Isolator with one E/S | EA | 2 |  | 18 | INCLUDED | INCLUDED | INCLUDED | 0 | 0 | 0 | 0 | 0 | 0 | 0 | 0 | 0.18 | 0
73 | 7000033353 | 880 | 90 | 30 | 33kV EQPT | 100000661 | 998736 |  | 18 |  | 36 kV, 630A, 25 KA, 3-Phase DoubleBreak Isolator without E/S | EA | 2 |  | 18 | INCLUDED | INCLUDED | INCLUDED | 0 | 0 | 0 | 0 | 0 | 0 | 0 | 0 | 0.18 | 0
74 | 7000033353 | 880 | 90 | 40 | 33kV EQPT | 100000653 | 998736 |  | 18 |  | 36 kV, 400A, 25 kA, 1-Phase CurrentTransformer with 120% extended rating | EA | 6 |  | 18 | INCLUDED | INCLUDED | INCLUDED | 0 | 0 | 0 | 0 | 0 | 0 | 0 | 0 | 0.18 | 0
75 | 7000033353 | 880 | 90 | 60 | 33kV EQPT | 100000669 | 998736 |  | 18 |  | 30kV Surge Arrester (1-Phase) | EA | 6 |  | 18 | INCLUDED | INCLUDED | INCLUDED | 0 | 0 | 0 | 0 | 0 | 0 | 0 | 0 | 0.18 | 0
76 | 7000033353 | 880 | 90 | 70 | 33kV EQPT | 100000684 | 998736 |  | 18 |  | 36kV, 1ph Bus post insulator | SET | 10 |  | 18 | INCLUDED | INCLUDED | INCLUDED | 0 | 0 | 0 | 0 | 0 | 0 | 0 | 0 | 0.18 | 0
77 | 7000033353 | 880 | 90 | 80 | 33kV EQPT | 100000658 | 998736 |  | 18 |  | 36 kV Voltage Transformer (1- Phase) | EA | 6 |  | 18 | INCLUDED | INCLUDED | INCLUDED | 0 | 0 | 0 | 0 | 0 | 0 | 0 | 0 | 0.18 | 0
78 | 7000033353 | 890 | 100 | 10 | Erection HW-33kV | 100004547 | 998731 |  | 18 |  | Erection Hardware for 33kV Buswork(Bus Scheme as per SLD) | LS | 1 |  | 18 | INCLUDED | INCLUDED | INCLUDED | 0 | 0 | 0 | 0 | 0 | 0 | 0 | 0 | 0.18 | 0
79 | 7000033353 | 890 | 100 | 20 | Erection HW-33kV | 100000674 | 998731 |  | 18 |  | Erection Hardware for the 33kV Bus Scheme as per SLD-Line Bay as per specification | SET | 2 |  | 18 | INCLUDED | INCLUDED | INCLUDED | 0 | 0 | 0 | 0 | 0 | 0 | 0 | 0 | 0.18 | 0
80 | 7000033353 | 900 | 110 | 20 | C&R Panel-33kV | 100000861 | 998736 |  | 18 |  | Control, relay & Protection Panel for 33kV Line without autoreclose(Bus Scheme as per SLD) | EA | 2 |  | 18 | INCLUDED | INCLUDED | INCLUDED | 0 | 0 | 0 | 0 | 0 | 0 | 0 | 0 | 0.18 | 0
81 | 7000033353 | 910 | 120 | 10 | Illumination System | 100006379 | 998736 |  | 18 |  | Switchyard Lighting for the switchyard extension area . | LS | 1 |  | 18 | INCLUDED | INCLUDED | INCLUDED | 0 | 0 | 0 | 0 | 0 | 0 | 0 | 0 | 0.18 | 0
82 | 7000033353 | 920 | 130 | 10 | Structures | 100001210 | 995455 |  | 18 |  | Erection of Lattice Structures (MS Steel), to be designed during detailed engineering, for towers, beams and equipment supportstructure including pack plates / packwashers and gusset plates excluding fasteners and foundation bolts | MT | 8.5 |  | 18 | INCLUDED | INCLUDED | INCLUDED | 0 | 0 | 0 | 0 | 0 | 0 | 0 | 0 | 0.18 | 0
83 | 7000033353 | 920 | 130 | 20 | Structures | 100001680 | 995455 |  | 18 |  | Erection of fasteners ( nuts, bolts and washers ) including step bolts for lattice and pipe structures to be designed duringdetailed engineering | MT | 0.6 |  | 18 | INCLUDED | INCLUDED | INCLUDED | 0 | 0 | 0 | 0 | 0 | 0 | 0 | 0 | 0.18 | 0
84 | 7000033353 | 920 | 130 | 30 | Structures | 100001681 | 995455 |  | 18 |  | Erection of foundation bolts including nuts, checknut and washers for lattice and pipe structures to be designed during detailedengineering | MT | 0.5 |  | 18 | INCLUDED | INCLUDED | INCLUDED | 0 | 0 | 0 | 0 | 0 | 0 | 0 | 0 | 0.18 | 0
85 | 7000033353 | 930 | 140 | 20 | Main Earthmat | 100006335 | 995461 |  | 18 |  | INSTALLATION 50X6MM GS FLAT | M | 400 |  | 18 | INCLUDED | INCLUDED | INCLUDED | 0 | 0 | 0 | 0 | 0 | 0 | 0 | 0 | 0.18 | 0
86 | 7000033353 | 940 | 150 | 10 | Control cables | 100002182 | 998736 |  | 18 |  | 1.1kV grade Control Cables (PVCinsulated) along withlugs,glands,straight joints &accessories,etc. | LS | 1 |  | 18 | INCLUDED | INCLUDED | INCLUDED | 0 | 0 | 0 | 0 | 0 | 0 | 0 | 0 | 0.18 | 0
87 | 7000033353 | 950 | 160 | 10 | Power cables | 100002181 | 998736 |  | 18 |  | 1.1kV grade Power Cables (PVCinsulated)along withlugs,glands,straight joints &accessories,etc. | LS | 1 |  | 18 | INCLUDED | INCLUDED | INCLUDED | 0 | 0 | 0 | 0 | 0 | 0 | 0 | 0 | 0.18 | 0
88 | 7000033353 | 960 | 170 | 10 | Dismantling & Re-erection | 100001575 | 995429 |  | 18 |  | Dismantling and Re-erection of LM | EA | 4 |  | 18 | INCLUDED | INCLUDED | INCLUDED | 0 | 0 | 0 | 0 | 0 | 0 | 0 | 0 | 0.18 | 0
89 | 7000033353 | 970 | 180 | 10 | Civil Works | 100001324 | 995433 |  | 18 |  | Excavation in all types of soil and rock including backfilling disposal etc. for all leads and lifts | M3 | 466.51 |  | 18 | INCLUDED | INCLUDED | INCLUDED | 0 | 0 | 0 | 0 | 0 | 0 | 0 | 0 | 0.18 | 0
90 | 7000033353 | 970 | 180 | 20 | Civil Works | 100001325 | 995454 |  | 18 |  | Providing and laying of Plain Cement Concrete (PCC) (1:4:8) | M3 | 16.21 |  | 18 | INCLUDED | INCLUDED | INCLUDED | 0 | 0 | 0 | 0 | 0 | 0 | 0 | 0 | 0.18 | 0
91 | 7000033353 | 970 | 180 | 30 | Civil Works | 100016607 | 995451 |  | 18 |  | Providing and laying of Reinforced Cement Concrete M30 including pre cast, shuttering, Grouting of pockets & underpinning butexcluding steel reinforcement | M3 | 84.48 |  | 18 | INCLUDED | INCLUDED | INCLUDED | 0 | 0 | 0 | 0 | 0 | 0 | 0 | 0 | 0.18 | 0
92 | 7000033353 | 970 | 180 | 40 | Civil Works | 100001329 | 995454 |  | 18 |  | Steel Reinforcement | MT | 4.78 |  | 18 | INCLUDED | INCLUDED | INCLUDED | 0 | 0 | 0 | 0 | 0 | 0 | 0 | 0 | 0.18 | 0
93 | 7000033353 | 970 | 180 | 60 | Civil Works | 100007091 | 995454 |  | 18 |  | Gravel filling in switchyard area excluding road, trenches etc. Including Antiweed Treatment after neatly levelled and compactedtheground (All completed as per TS) . | M3 | 200 |  | 18 | INCLUDED | INCLUDED | INCLUDED | 0 | 0 | 0 | 0 | 0 | 0 | 0 | 0 | 0.18 | 0
94 | 7000033353 | 970 | 180 | 70 | Civil Works | 100007093 | 995454 |  | 18 |  | Construction (including supply of all material) of Cable Trench along with pre-cast RCC Trench Cover, RCC base and wall whereverrequired all complete as approved Drawing & TS outside the control roombuilding. - 0.5 Meter wide Trench. . | M | 100 |  | 18 | INCLUDED | INCLUDED | INCLUDED | 0 | 0 | 0 | 0 | 0 | 0 | 0 | 0 | 0.18 | 0
95 | 7000033353 | 970 | 180 | 80 | Civil Works | 100001433 | 995435 |  | 18 |  | Soil Investigation: As per technical specification including all laboratory and field tests, report and recommendations. | LOT | 1 |  | 18 | INCLUDED | INCLUDED | INCLUDED | 0 | 0 | 0 | 0 | 0 | 0 | 0 | 0 | 0.18 | 0
III | [10 empty] | Extn. of 33kV Phoenix Bay SS
96 | 7000033353 | 1140 | 80 | 10 | 33kV EQPT | 100000651 | 998736 |  | 18 |  | 36 kV, 1250A, 25 kA,3-Phase CircuitBreaker with support structure | EA | 2 |  | 18 | INCLUDED | INCLUDED | INCLUDED | 0 | 0 | 0 | 0 | 0 | 0 | 0 | 0 | 0.18 | 0
97 | 7000033353 | 1140 | 80 | 20 | 33kV EQPT | 100000660 | 998736 |  | 18 |  | 36 kV, 630A, 25 KA, 3-Phase DoubleBreak Isolator with one E/S | EA | 4 |  | 18 | INCLUDED | INCLUDED | INCLUDED | 0 | 0 | 0 | 0 | 0 | 0 | 0 | 0 | 0.18 | 0
98 | 7000033353 | 1140 | 80 | 30 | 33kV EQPT | 100000661 | 998736 |  | 18 |  | 36 kV, 630A, 25 KA, 3-Phase DoubleBreak Isolator without E/S | EA | 2 |  | 18 | INCLUDED | INCLUDED | INCLUDED | 0 | 0 | 0 | 0 | 0 | 0 | 0 | 0 | 0.18 | 0
99 | 7000033353 | 1140 | 80 | 40 | 33kV EQPT | 100000653 | 998736 |  | 18 |  | 36 kV, 400A, 25 kA, 1-Phase CurrentTransformer with 120% extended rating | EA | 6 |  | 18 | INCLUDED | INCLUDED | INCLUDED | 0 | 0 | 0 | 0 | 0 | 0 | 0 | 0 | 0.18 | 0
100 | 7000033353 | 1140 | 80 | 60 | 33kV EQPT | 100000669 | 998736 |  | 18 |  | 30kV Surge Arrester (1-Phase) | EA | 6 |  | 18 | INCLUDED | INCLUDED | INCLUDED | 0 | 0 | 0 | 0 | 0 | 0 | 0 | 0 | 0.18 | 0
101 | 7000033353 | 1140 | 80 | 70 | 33kV EQPT | 100000684 | 998736 |  | 18 |  | 36kV, 1ph Bus post insulator | SET | 10 |  | 18 | INCLUDED | INCLUDED | INCLUDED | 0 | 0 | 0 | 0 | 0 | 0 | 0 | 0 | 0.18 | 0
102 | 7000033353 | 1140 | 80 | 80 | 33kV EQPT | 100000658 | 998736 |  | 18 |  | 36 kV Voltage Transformer (1- Phase) | EA | 6 |  | 18 | INCLUDED | INCLUDED | INCLUDED | 0 | 0 | 0 | 0 | 0 | 0 | 0 | 0 | 0.18 | 0
103 | 7000033353 | 1150 | 90 | 10 | Erection HW-33kV | 100004547 | 998731 |  | 18 |  | Erection Hardware for 33kV Buswork(Bus Scheme as per SLD) | LS | 1 |  | 18 | INCLUDED | INCLUDED | INCLUDED | 0 | 0 | 0 | 0 | 0 | 0 | 0 | 0 | 0.18 | 0
104 | 7000033353 | 1150 | 90 | 20 | Erection HW-33kV | 100000674 | 998731 |  | 18 |  | Erection Hardware for the 33kV Bus Scheme as per SLD-Line Bay as per specification | SET | 2 |  | 18 | INCLUDED | INCLUDED | INCLUDED | 0 | 0 | 0 | 0 | 0 | 0 | 0 | 0 | 0.18 | 0
105 | 7000033353 | 1160 | 100 | 20 | C&R Panel-33kV | 100000861 | 998736 |  | 18 |  | Control, relay & Protection Panel for 33kV Line without autoreclose(Bus Scheme as per SLD) | EA | 2 |  | 18 | INCLUDED | INCLUDED | INCLUDED | 0 | 0 | 0 | 0 | 0 | 0 | 0 | 0 | 0.18 | 0
106 | 7000033353 | 1170 | 110 | 10 | Illumination System | 100006379 | 998736 |  | 18 |  | Switchyard Lighting for the switchyard extension area . | LS | 1 |  | 18 | INCLUDED | INCLUDED | INCLUDED | 0 | 0 | 0 | 0 | 0 | 0 | 0 | 0 | 0.18 | 0
107 | 7000033353 | 1180 | 120 | 10 | Structures | 100001210 | 995455 |  | 18 |  | Erection of Lattice Structures (MS Steel), to be designed during detailed engineering, for towers, beams and equipment supportstructure including pack plates / packwashers and gusset plates excluding fasteners and foundation bolts | MT | 13 |  | 18 | INCLUDED | INCLUDED | INCLUDED | 0 | 0 | 0 | 0 | 0 | 0 | 0 | 0 | 0.18 | 0
108 | 7000033353 | 1180 | 120 | 20 | Structures | 100001680 | 995455 |  | 18 |  | Erection of fasteners ( nuts, bolts and washers ) including step bolts for lattice and pipe structures to be designed duringdetailed engineering | MT | 1 |  | 18 | INCLUDED | INCLUDED | INCLUDED | 0 | 0 | 0 | 0 | 0 | 0 | 0 | 0 | 0.18 | 0
109 | 7000033353 | 1180 | 120 | 30 | Structures | 100001681 | 995455 |  | 18 |  | Erection of foundation bolts including nuts, checknut and washers for lattice and pipe structures to be designed during detailedengineering | MT | 0.6 |  | 18 | INCLUDED | INCLUDED | INCLUDED | 0 | 0 | 0 | 0 | 0 | 0 | 0 | 0 | 0.18 | 0
110 | 7000033353 | 1190 | 130 | 10 | Control cables | 100002182 | 998736 |  | 18 |  | 1.1kV grade Control Cables (PVCinsulated) along withlugs,glands,straight joints &accessories,etc. | LS | 1 |  | 18 | INCLUDED | INCLUDED | INCLUDED | 0 | 0 | 0 | 0 | 0 | 0 | 0 | 0 | 0.18 | 0
111 | 7000033353 | 1200 | 140 | 10 | Power cables | 100002181 | 998736 |  | 18 |  | 1.1kV grade Power Cables (PVCinsulated)along withlugs,glands,straight joints &accessories,etc. | LS | 1 |  | 18 | INCLUDED | INCLUDED | INCLUDED | 0 | 0 | 0 | 0 | 0 | 0 | 0 | 0 | 0.18 | 0
112 | 7000033353 | 1210 | 150 | 10 | Civil Works | 100001324 | 995433 |  | 18 |  | Excavation in all types of soil and rock including backfilling disposal etc. for all leads and lifts | M3 | 732.85 |  | 18 | INCLUDED | INCLUDED | INCLUDED | 0 | 0 | 0 | 0 | 0 | 0 | 0 | 0 | 0.18 | 0
113 | 7000033353 | 1210 | 150 | 20 | Civil Works | 100001325 | 995454 |  | 18 |  | Providing and laying of Plain Cement Concrete (PCC) (1:4:8) | M3 | 24.49 |  | 18 | INCLUDED | INCLUDED | INCLUDED | 0 | 0 | 0 | 0 | 0 | 0 | 0 | 0 | 0.18 | 0
114 | 7000033353 | 1210 | 150 | 30 | Civil Works | 100016607 | 995451 |  | 18 |  | Providing and laying of Reinforced Cement Concrete M30 including pre cast, shuttering, Grouting of pockets & underpinning butexcluding steel reinforcement | M3 | 130.45 |  | 18 | INCLUDED | INCLUDED | INCLUDED | 0 | 0 | 0 | 0 | 0 | 0 | 0 | 0 | 0.18 | 0
115 | 7000033353 | 1210 | 150 | 40 | Civil Works | 100001329 | 995454 |  | 18 |  | Steel Reinforcement | MT | 7.08 |  | 18 | INCLUDED | INCLUDED | INCLUDED | 0 | 0 | 0 | 0 | 0 | 0 | 0 | 0 | 0.18 | 0
116 | 7000033353 | 1210 | 150 | 50 | Civil Works | 100001433 | 995435 |  | 18 |  | Soil Investigation: As per technical specification including all laboratory and field tests, report and recommendations. | LOT | 1 |  | 18 | INCLUDED | INCLUDED | INCLUDED | 0 | 0 | 0 | 0 | 0 | 0 | 0 | 0 | 0.18 | 0
117 | 7000033353 | 1210 | 150 | 60 | Civil Works | 100007091 | 995454 |  | 18 |  | Gravel filling in switchyard area excluding road, trenches etc. Including Antiweed Treatment after neatly levelled and compactedtheground (All completed as per TS) . | M3 | 200 |  | 18 | INCLUDED | INCLUDED | INCLUDED | 0 | 0 | 0 | 0 | 0 | 0 | 0 | 0 | 0.18 | 0
118 | 7000033353 | 1210 | 150 | 70 | Civil Works | 100007093 | 995454 |  | 18 |  | Construction (including supply of all material) of Cable Trench along with pre-cast RCC Trench Cover, RCC base and wall whereverrequired all complete as approved Drawing & TS outside the control roombuilding. - 0.5 Meter wide Trench. . | M | 100 |  | 18 | INCLUDED | INCLUDED | INCLUDED | 0 | 0 | 0 | 0 | 0 | 0 | 0 | 0 | 0.18 | 0
1: IV; 8: Extn. of 33kV Panighat SS | 0 | 0 | 0 | 0 | 0 | 0 | 0 | 0 | 0 | 0
119 | 7000033353 | 1250 | 30 | 20 | RMU | 170005630 | 995461 |  | 18 |  | 33 KV RING MAIN UNIT WITH NECESSARY ACCESSORIES AND COMPLETE CIVIL WORKS INCLUDING FENCING, GATE , ETC. AS PER TECHNICALSPECIFICATION | SET | 1 |  | 18 | INCLUDED | INCLUDED | INCLUDED | 0 | 0 | 0 | 0 | 0 | 0 | 0 | 0 | 0.18 | 0
120 | 7000033353 | 1260 | 40 | 10 | Cables | 100003016 | 998736 |  | 18 |  | 33 kV 3Cx300 sq.mm aluminium, armoured XLPE cable | KM | 0.4 |  | 18 | INCLUDED | INCLUDED | INCLUDED | 0 | 0 | 0 | 0 | 0 | 0 | 0 | 0 | 0.18 | 0
121 | 7000033353 | 1260 | 40 | 30 | Cables | 100005793 | 998736 |  | 18 |  | 33KV POWER CABLE TERMINATION KIT | EA | 10 |  | 18 | INCLUDED | INCLUDED | INCLUDED | 0 | 0 | 0 | 0 | 0 | 0 | 0 | 0 | 0.18 | 0
122 | 7000033353 | 1270 | 60 | 10 | Dismantling | 100040241 | 998736 |  | 18 |  | Dismantling of existing STP Pole along with complete structure,demolition of foundation of foundation concrete in such a way thatthe STP Pole can be reused. | EA | 12 |  | 18 | INCLUDED | INCLUDED | INCLUDED | 0 | 0 | 0 | 0 | 0 | 0 | 0 | 0 | 0.18 | 0
1: V; 8: Extn. of 33/11kV Sitanagar SS | 0 | 0 | 0 | 0 | 0 | 0 | 0 | 0 | 0 | 0
123 | 7000033353 | 1570 | 70 | 10 | 33kV EQPT | 100000040 | 998736 |  | 18 |  | Installation, testing & commissioning of 6.3MVA , 33/11 KV, 3-phase Power Transformer including Insulating Oil along with allaccessories complete as per TS. | EA | 2 |  | 18 | INCLUDED | INCLUDED | INCLUDED | 0 | 0 | 0 | 0 | 0 | 0 | 0 | 0 | 0.18 | 0
124 | 7000033353 | 1570 | 70 | 20 | 33kV EQPT | 100000669 | 998736 |  | 18 |  | 30kV Surge Arrester (1-Phase) | EA | 6 |  | 18 | INCLUDED | INCLUDED | INCLUDED | 0 | 0 | 0 | 0 | 0 | 0 | 0 | 0 | 0.18 | 0
125 | 7000033353 | 1570 | 70 | 30 | 33kV EQPT | 100000684 | 998736 |  | 18 |  | 36kV, 1ph Bus post insulator | SET | 6 |  | 18 | INCLUDED | INCLUDED | INCLUDED | 0 | 0 | 0 | 0 | 0 | 0 | 0 | 0 | 0.18 | 0
126 | 7000033353 | 1570 | 70 | 40 | 33kV EQPT | 150000120 | 998736 |  | 18 |  | Erection, testing & commissioning of 33 kV , 400 Amp, 3-Phase, Vertical mounted AB switch on Pole Structure for incoming 33kVfeeders, Bus Coupler etc as per approved drawing | EA | 2 |  | 18 | INCLUDED | INCLUDED | INCLUDED | 0 | 0 | 0 | 0 | 0 | 0 | 0 | 0 | 0.18 | 0
127 | 7000033353 | 1580 | 80 | 20 | Swgr Panel-33kV | 100000671 | 998736 |  | 18 |  | 36 kV,25 KA, 3-phase Indoor Switch gear Panel-Line Module | EA | 4 |  | 18 | INCLUDED | INCLUDED | INCLUDED | 0 | 0 | 0 | 0 | 0 | 0 | 0 | 0 | 0.18 | 0
128 | 7000033353 | 1580 | 80 | 30 | Swgr Panel-33kV | 100000672 | 998736 |  | 18 |  | 36 kV,25 KA, 3-phase Indoor Switch gear Panel-Transformer Module | EA | 2 |  | 18 | INCLUDED | INCLUDED | INCLUDED | 0 | 0 | 0 | 0 | 0 | 0 | 0 | 0 | 0.18 | 0
129 | 7000033353 | 1580 | 80 | 40 | Swgr Panel-33kV | 100043156 | 998736 |  | 18 |  | 36kV Indoor panel for Bus Coupler (Single bus with sectionalizer arrangement) | EA | 1 |  | 18 | INCLUDED | INCLUDED | INCLUDED | 0 | 0 | 0 | 0 | 0 | 0 | 0 | 0 | 0.18 | 0
130 | 7000033353 | 1590 | 90 | 10 | Structures | 100001210 | 995455 |  | 18 |  | Erection of Lattice Structures (MS Steel), to be designed during detailed engineering, for towers, beams and equipment supportstructure including pack plates / packwashers and gusset plates excluding fasteners and foundation bolts | MT | 0.8 |  | 18 | INCLUDED | INCLUDED | INCLUDED | 0 | 0 | 0 | 0 | 0 | 0 | 0 | 0 | 0.18 | 0
131 | 7000033353 | 1590 | 90 | 20 | Structures | 100001680 | 995455 |  | 18 |  | Erection of fasteners ( nuts, bolts and washers ) including step bolts for lattice and pipe structures to be designed duringdetailed engineering | MT | 0.2 |  | 18 | INCLUDED | INCLUDED | INCLUDED | 0 | 0 | 0 | 0 | 0 | 0 | 0 | 0 | 0.18 | 0
132 | 7000033353 | 1590 | 90 | 30 | Structures | 100003880 | 998731 |  | 18 |  | Erection of 13 m Steel Tubular Pole with concreting (1:3:6) complete in all respect as per approved drawing | EA | 4 |  | 18 | INCLUDED | INCLUDED | INCLUDED | 0 | 0 | 0 | 0 | 0 | 0 | 0 | 0 | 0.18 | 0
133 | 7000033353 | 1600 | 100 | 10 | Cables | 100002181 | 998736 |  | 18 |  | 1.1kV grade Power Cables (PVCinsulated)along withlugs,glands,straight joints &accessories,etc. | LS | 1 |  | 18 | INCLUDED | INCLUDED | INCLUDED | 0 | 0 | 0 | 0 | 0 | 0 | 0 | 0 | 0.18 | 0
134 | 7000033353 | 1600 | 100 | 20 | Cables | 100002182 | 998736 |  | 18 |  | 1.1kV grade Control Cables (PVCinsulated) along withlugs,glands,straight joints &accessories,etc. | LS | 1 |  | 18 | INCLUDED | INCLUDED | INCLUDED | 0 | 0 | 0 | 0 | 0 | 0 | 0 | 0 | 0.18 | 0
135 | 7000033353 | 1600 | 100 | 30 | Cables | 100003016 | 998736 |  | 18 |  | 33 kV 3Cx300 sq.mm aluminium, armoured XLPE cable | KM | 1.2 |  | 18 | INCLUDED | INCLUDED | INCLUDED | 0 | 0 | 0 | 0 | 0 | 0 | 0 | 0 | 0.18 | 0
136 | 7000033353 | 1600 | 100 | 60 | Cables | 100003004 | 998736 |  | 18 |  | 11kV 3Cx300sqmm XLPE Al Armoured Cable | KM | 0.6 |  | 18 | INCLUDED | INCLUDED | INCLUDED | 0 | 0 | 0 | 0 | 0 | 0 | 0 | 0 | 0.18 | 0
137 | 7000033353 | 1600 | 100 | 90 | Cables | 100057449 | 998736 |  | 18 |  | 33kV Cable Termination Kit for 3Cx300 sq.mm cable - Indoor type | SET | 4 |  | 18 | INCLUDED | INCLUDED | INCLUDED | 0 | 0 | 0 | 0 | 0 | 0 | 0 | 0 | 0.18 | 0
138 | 7000033353 | 1600 | 100 | 100 | Cables | 100057450 | 998736 |  | 18 |  | 33kV Cable Termination Kit for 3Cx300 sq.mm cable - Outdoor type | SET | 4 |  | 18 | INCLUDED | INCLUDED | INCLUDED | 0 | 0 | 0 | 0 | 0 | 0 | 0 | 0 | 0.18 | 0
139 | 7000033353 | 1600 | 100 | 110 | Cables | 100057445 | 998736 |  | 18 |  | 11kV Cable Termination Kit for 3Cx300 sq.mm cable - Indoor type | SET | 7 |  | 18 | INCLUDED | INCLUDED | INCLUDED | 0 | 0 | 0 | 0 | 0 | 0 | 0 | 0 | 0.18 | 0
140 | 7000033353 | 1600 | 100 | 120 | Cables | 100057446 | 998736 |  | 18 |  | 11kV Cable Termination Kit for 3Cx300 sq.mm cable - Outdoor type | SET | 2 |  | 18 | INCLUDED | INCLUDED | INCLUDED | 0 | 0 | 0 | 0 | 0 | 0 | 0 | 0 | 0.18 | 0
141 | 7000033353 | 1600 | 100 | 130 | Cables | 100057447 | 998736 |  | 18 |  | 11kV Cable Termination Kit for 3Cx185 sq.mm cable - Indoor type | SET | 5 |  | 18 | INCLUDED | INCLUDED | INCLUDED | 0 | 0 | 0 | 0 | 0 | 0 | 0 | 0 | 0.18 | 0
142 | 7000033353 | 1600 | 100 | 140 | Cables | 100057448 | 998736 |  | 18 |  | 11kV Cable Termination Kit for 3Cx185 sq.mm cable - Outdoor type | SET | 5 |  | 18 | INCLUDED | INCLUDED | INCLUDED | 0 | 0 | 0 | 0 | 0 | 0 | 0 | 0 | 0.18 | 0
143 | 7000033353 | 1600 | 100 | 150 | Cables | 100003005 | 998736 |  | 18 |  | 11kV 3x185sqmm XLPE Al Armoured Cable | KM | 1.5 |  | 18 | INCLUDED | INCLUDED | INCLUDED | 0 | 0 | 0 | 0 | 0 | 0 | 0 | 0 | 0.18 | 0
144 | 7000033353 | 1610 | 110 | 10 | Swgr Panel-11kV | 100001781 | 998736 |  | 18 |  | 12 kV (3-phase) Indoor Switch gear Panel for Bus Sectionaliser Module | SET | 1 |  | 18 | INCLUDED | INCLUDED | INCLUDED | 0 | 0 | 0 | 0 | 0 | 0 | 0 | 0 | 0.18 | 0
145 | 7000033353 | 1610 | 110 | 40 | Swgr Panel-11kV | 100000715 | 998736 |  | 18 |  | 12 kV/11kV,25 KA Indoor Switch gear Panel-Transformer Module | EA | 2 |  | 18 | INCLUDED | INCLUDED | INCLUDED | 0 | 0 | 0 | 0 | 0 | 0 | 0 | 0 | 0.18 | 0
146 | 7000033353 | 1610 | 110 | 50 | Swgr Panel-11kV | 100000714 | 998736 |  | 18 |  | 12 kV/11kV,25 KA Indoor Switch gear Panel-Line Module | EA | 5 |  | 18 | INCLUDED | INCLUDED | INCLUDED | 0 | 0 | 0 | 0 | 0 | 0 | 0 | 0 | 0.18 | 0
147 | 7000033353 | 1610 | 110 | 60 | Swgr Panel-11kV | 100004758 | 998736 |  | 18 |  | 12 KV,25 KA (3-PHASE) INDOOR SWITCH GEAR PANEL FOR LT TRANSFORMER MODULE | EA | 2 |  | 18 | INCLUDED | INCLUDED | INCLUDED | 0 | 0 | 0 | 0 | 0 | 0 | 0 | 0 | 0.18 | 0
148 | 7000033353 | 1610 | 110 | 70 | Swgr Panel-11kV | 100057477 | 995461 |  | 18 |  | 12 kV (3-phase) Indoor Switch gear Panel for Incomer DG module | SET | 5 |  | 18 | INCLUDED | INCLUDED | INCLUDED | 0 | 0 | 0 | 0 | 0 | 0 | 0 | 0 | 0.18 | 0
149 | 7000033353 | 1610 | 110 | 80 | Swgr Panel-11kV | 100057478 | 995461 |  | 18 |  | Synchronizing Panel with feature to synchronize the DG Incomers with respect to Bus with Auto, Manual and check synchronizer | SET | 1 |  | 18 | INCLUDED | INCLUDED | INCLUDED | 0 | 0 | 0 | 0 | 0 | 0 | 0 | 0 | 0.18 | 0
150 | 7000033353 | 1620 | 120 | 10 | Battery & Battery Charger | 100000917 | 998736 |  | 18 |  | 110V, 300 Ah Battery | SET | 1 |  | 18 | INCLUDED | INCLUDED | INCLUDED | 0 | 0 | 0 | 0 | 0 | 0 | 0 | 0 | 0.18 | 0
151 | 7000033353 | 1620 | 120 | 20 | Battery & Battery Charger | 100000944 | 998736 |  | 18 |  | 110V, 60A/60A Float Cum Boost BatteryCharger | EA | 2 |  | 18 | INCLUDED | INCLUDED | INCLUDED | 0 | 0 | 0 | 0 | 0 | 0 | 0 | 0 | 0.18 | 0
152 | 7000033353 | 1630 | 130 | 40 | Dismantling | 150000158 | 995429 |  | 18 |  | Dismantling of existing 2.5 MVA , 33/11 kV transformer along with all accessories | EA | 1 |  | 18 | INCLUDED | INCLUDED | INCLUDED | 0 | 0 | 0 | 0 | 0 | 0 | 0 | 0 | 0.18 | 0
153 | 7000033353 | 1630 | 130 | 50 | Dismantling | 100040241 | 998736 |  | 18 |  | Dismantling of existing STP Pole along with complete structure,demolition of foundation of foundation concrete in such a way thatthe STP Pole can be reused. | EA | 14 |  | 18 | INCLUDED | INCLUDED | INCLUDED | 0 | 0 | 0 | 0 | 0 | 0 | 0 | 0 | 0.18 | 0
154 | 7000033353 | 1630 | 130 | 60 | Dismantling | 100003813 | 995429 |  | 18 |  | DISMANTLING OF C&R PANEL | LS | 1 |  | 18 | INCLUDED | INCLUDED | INCLUDED | 0 | 0 | 0 | 0 | 0 | 0 | 0 | 0 | 0.18 | 0
155 | 7000033353 | 1630 | 130 | 70 | Dismantling | 100057441 | 995429 |  | 18 |  | Dismantling of 11 kV Indoor switchgear panels as per TS | LS | 1 |  | 18 | INCLUDED | INCLUDED | INCLUDED | 0 | 0 | 0 | 0 | 0 | 0 | 0 | 0 | 0.18 | 0
156 | 7000033353 | 1640 | 140 | 10 | Civil Works | 100001324 | 995433 |  | 18 |  | Excavation in all types of soil and rock including backfilling disposal etc. for all leads and lifts | M3 | 62.55 |  | 18 | INCLUDED | INCLUDED | INCLUDED | 0 | 0 | 0 | 0 | 0 | 0 | 0 | 0 | 0.18 | 0
157 | 7000033353 | 1640 | 140 | 20 | Civil Works | 100001325 | 995454 |  | 18 |  | Providing and laying of Plain Cement Concrete (PCC) (1:4:8) | M3 | 4.51 |  | 18 | INCLUDED | INCLUDED | INCLUDED | 0 | 0 | 0 | 0 | 0 | 0 | 0 | 0 | 0.18 | 0
158 | 7000033353 | 1640 | 140 | 30 | Civil Works | 100016607 | 995451 |  | 18 |  | Providing and laying of Reinforced Cement Concrete M30 including pre cast, shuttering, Grouting of pockets & underpinning butexcluding steel reinforcement | M3 | 52.18 |  | 18 | INCLUDED | INCLUDED | INCLUDED | 0 | 0 | 0 | 0 | 0 | 0 | 0 | 0 | 0.18 | 0
159 | 7000033353 | 1640 | 140 | 40 | Civil Works | 100001329 | 995454 |  | 18 |  | Steel Reinforcement | MT | 3.86 |  | 18 | INCLUDED | INCLUDED | INCLUDED | 0 | 0 | 0 | 0 | 0 | 0 | 0 | 0 | 0.18 | 0
160 | 7000033353 | 1640 | 140 | 50 | Civil Works | 100001331 | 995455 |  | 18 |  | Misc. Structural steel including rails, embedments, edge protection angles, gratings etc. but excluding the reinforcement steel andsteel for lattice and pipe structures. | MT | 0.53 |  | 18 | INCLUDED | INCLUDED | INCLUDED | 0 | 0 | 0 | 0 | 0 | 0 | 0 | 0 | 0.18 | 0
161 | 7000033353 | 1640 | 140 | 60 | Civil Works | 100001433 | 995435 |  | 18 |  | Soil Investigation: As per technical specification including all laboratory and field tests, report and recommendations. | LOT | 1 |  | 18 | INCLUDED | INCLUDED | INCLUDED | 0 | 0 | 0 | 0 | 0 | 0 | 0 | 0 | 0.18 | 0
162 | 7000033353 | 1650 | 160 | 10 | Illumination System | 100006379 | 998736 |  | 18 |  | Switchyard Lighting for the switchyard extension area . | LS | 1 |  | 18 | INCLUDED | INCLUDED | INCLUDED | 0 | 0 | 0 | 0 | 0 | 0 | 0 | 0 | 0.18 | 0
163 | 7000033353 | 1730 | 190 | 10 | Erection HW-33kV | 100000674 | 998731 |  | 18 |  | Erection Hardware for the 33kV Bus Scheme as per SLD-Line Bay as per specification | SET | 2 |  | 18 | INCLUDED | INCLUDED | INCLUDED | 0 | 0 | 0 | 0 | 0 | 0 | 0 | 0 | 0.18 | 0
164 | 7000033353 | 1730 | 190 | 20 | Erection HW-33kV | 100000675 | 998731 |  | 18 |  | Erection Hardware for the 33kV Bus Scheme as per SLD-Transformer Bay as per specification | SET | 2 |  | 18 | INCLUDED | INCLUDED | INCLUDED | 0 | 0 | 0 | 0 | 0 | 0 | 0 | 0 | 0.18 | 0
165 | 7000033353 | 1740 | 200 | 10 | Fire Protection System | 100000975 | 995461 |  | 18 |  | 4.5 kg CO2 type Portable Fire extinguisher | EA | 4 |  | 18 | INCLUDED | INCLUDED | INCLUDED | 0 | 0 | 0 | 0 | 0 | 0 | 0 | 0 | 0.18 | 0
166 | 7000033353 | 1740 | 200 | 20 | Fire Protection System | 100000976 | 998736 |  | 18 |  | 6Kg dry chemical powered type Portable Fire extinguisher | EA | 4 |  | 18 | INCLUDED | INCLUDED | INCLUDED | 0 | 0 | 0 | 0 | 0 | 0 | 0 | 0 | 0.18 | 0
167 | 7000033353 | 1740 | 200 | 30 | Fire Protection System | 170005631 | 998736 |  | 18 |  | FIRE BUCKET PAINTED RED WITH SAND AND STAND complete in all respect as per Tech. Spec. (Each set consisting of 4 nos. of buckets) | SET | 2 |  | 18 | INCLUDED | INCLUDED | INCLUDED | 0 | 0 | 0 | 0 | 0 | 0 | 0 | 0 | 0.18 | 0
1: VI; 8: Line & DT work of South Andman | 0 | 0 | 0 | 0 | 0 | 0 | 0 | 0 | 0 | 0
168 | 7000033353 | 2080 | 40 | 10 | Replace of 33KV UG Cable-400Sqmm-Service | 100057456 | 998349 |  | 18 |  | Detailed route survey using GPR or using latest technology to identify & map the existing under ground utilities for the entireroute length | KM | 60 |  | 18 | INCLUDED | INCLUDED | INCLUDED | 0 | 0 | 0 | 0 | 0 | 0 | 0 | 0 | 0.18 | 0
169 | 7000033353 | 2080 | 40 | 20 | Replace of 33KV UG Cable-400Sqmm-Service | 100057454 | 995454 |  | 18 |  | Construction of Buried Cable trench 500mm wide and 1100mm depth including excavation, 50mm sand cushioning, laying & jointing ofHDPE pipe/GI pipe, backfilling, PCC/Brick protection, construction of Cable jointing bays, restoration, etc as per TS. This alsoinclude supply of elbow, jointing & sealing material for pipe. | KM | 30 |  | 18 |  |  |  | 0 | 0 | 0 | 0 | 0 | 0 | 0 | 0 | 0.18 | 0
170 | 7000033353 | 2080 | 40 | 30 | Replace of 33KV UG Cable-400Sqmm-Service | 130000940 | 998739 |  | 18 |  | Commisioning, Testing & Laying of 33KV, 3Cx400 Sqmm XLPE Power Cable in HDPE Pipe including jointing & termination of cable, supply&fixing of route marker, looping of cable, etc as per TS | KM | 60 |  | 18 | INCLUDED | INCLUDED | INCLUDED | 0 | 0 | 0 | 0 | 0 | 0 | 0 | 0 | 0.18 | 0
171 | 7000033353 | 2080 | 40 | 40 | Replace of 33KV UG Cable-400Sqmm-Service | 100057535 | 995421 |  | 18 |  | Commisioning, Testing & Laying of 33KV, 3Cx400 Sqmm XLPE Power Cable in HDPE Pipe using HDD method. This includes jointing of HDPEpipe/GI pipe and Cable, Supply & fixing of elbow and route marker, jointing & termination of cable, looping of cable, etc. forcomplete commissioning of cable | KM | 60 |  | 18 | INCLUDED | INCLUDED | INCLUDED | 0 | 0 | 0 | 0 | 0 | 0 | 0 | 0 | 0.18 | 0
172 | 7000033353 | 2090 | 50 | 10 | Replace 11KV Line-Cover Rabbit-Service | 100039876 | 998739 |  | 18 |  | Erection of 9M, 410MPA, SP33 Steel Tubular Pole including excavation of pits in all type of soil, Concreting, backfilling with soil,compaction, Coping of support upto 450 mm as per TS. Includes Cost of material except pole. | EA | 120 |  | 18 | INCLUDED | INCLUDED | INCLUDED | 0 | 0 | 0 | 0 | 0 | 0 | 0 | 0 | 0.18 | 0
173 | 7000033353 | 2090 | 50 | 20 | Replace 11KV Line-Cover Rabbit-Service | 100003310 | 995468 |  | 18 |  | Earthing of poles using spike type earthing as per approved drawings. | EA | 180 |  | 18 | INCLUDED | INCLUDED | INCLUDED | 0 | 0 | 0 | 0 | 0 | 0 | 0 | 0 | 0.18 | 0
174 | 7000033353 | 2090 | 50 | 30 | Replace 11KV Line-Cover Rabbit-Service | 100003299 | 995428 |  | 18 |  | Erection of 11 kV Stay set with concreting (1:2:4) including supply of foundation material, complete in all respect as perapproved drawings. | SET | 300 |  | 18 | INCLUDED | INCLUDED | INCLUDED | 0 | 0 | 0 | 0 | 0 | 0 | 0 | 0 | 0.18 | 0
175 | 7000033353 | 2090 | 50 | 40 | Replace 11KV Line-Cover Rabbit-Service | 100057457 | 998731 |  | 18 |  | Reconductoring of 3- ph, 3-wire, 11KV Line with covered rabbit conductor including installation of all fabricated material,insulators, hardware fittings, etc. as per TS. This shall also include supply and installation of mid span joints, repair sleeves,danger plate, anti-climbing device and dismantling of existing conductor, poles, fabrication items & other accessories as per scopeof work. | KM | 30 |  | 18 | INCLUDED | INCLUDED | INCLUDED | 0 | 0 | 0 | 0 | 0 | 0 | 0 | 0 | 0.18 | 0
176 | 7000033353 | 2100 | 60 | 10 | Replace 11KV Line-AAAC Rabbit-Service | 100039876 | 998739 |  | 18 |  | Erection of 9M, 410MPA, SP33 Steel Tubular Pole including excavation of pits in all type of soil, Concreting, backfilling with soil,compaction, Coping of support upto 450 mm as per TS. Includes Cost of material except pole. | EA | 160 |  | 18 | INCLUDED | INCLUDED | INCLUDED | 0 | 0 | 0 | 0 | 0 | 0 | 0 | 0 | 0.18 | 0
177 | 7000033353 | 2100 | 60 | 20 | Replace 11KV Line-AAAC Rabbit-Service | 100003310 | 995468 |  | 18 |  | Earthing of poles using spike type earthing as per approved drawings. | EA | 240 |  | 18 | INCLUDED | INCLUDED | INCLUDED | 0 | 0 | 0 | 0 | 0 | 0 | 0 | 0 | 0.18 | 0
178 | 7000033353 | 2100 | 60 | 30 | Replace 11KV Line-AAAC Rabbit-Service | 100003299 | 995428 |  | 18 |  | Erection of 11 kV Stay set with concreting (1:2:4) including supply of foundation material, complete in all respect as perapproved drawings. | SET | 400 |  | 18 | INCLUDED | INCLUDED | INCLUDED | 0 | 0 | 0 | 0 | 0 | 0 | 0 | 0 | 0.18 | 0
179 | 7000033353 | 2100 | 60 | 40 | Replace 11KV Line-AAAC Rabbit-Service | 100057539 | 998731 |  | 18 |  | Reconductoring of 3- ph, 3-wire, 11KV Line with AAAC rabbit conductor including installation of all fabricated material, insulators,hardware fittings, etc. as per TS. This shall also include supply and installation of mid span joints, repair sleeves, dangerplate, anti-climbing device and dismantling of existing conductor, poles, fabrication items & other accessories as per scope ofwork. | KM | 40 |  | 18 | INCLUDED | INCLUDED | INCLUDED | 0 | 0 | 0 | 0 | 0 | 0 | 0 | 0 | 0.18 | 0
180 | 7000033353 | 2570 | 90 | 10 | Conversion 11kV Line-3Cx95+1Cx50-Service | 100039876 | 998739 |  | 18 |  | Erection of 9M, 410MPA, SP33 Steel Tubular Pole including excavation of pits in all type of soil, Concreting, backfilling with soil,compaction, Coping of support upto 450 mm as per TS. Includes Cost of material except pole. | EA | 195 |  | 18 | INCLUDED | INCLUDED | INCLUDED | 0 | 0 | 0 | 0 | 0 | 0 | 0 | 0 | 0.18 | 0
181 | 7000033353 | 2570 | 90 | 20 | Conversion 11kV Line-3Cx95+1Cx50-Service | 100003310 | 995468 |  | 18 |  | Earthing of poles using spike type earthing as per approved drawings. | EA | 195 |  | 18 | INCLUDED | INCLUDED | INCLUDED | 0 | 0 | 0 | 0 | 0 | 0 | 0 | 0 | 0.18 | 0
182 | 7000033353 | 2570 | 90 | 30 | Conversion 11kV Line-3Cx95+1Cx50-Service | 100003299 | 995428 |  | 18 |  | Erection of 11 kV Stay set with concreting (1:2:4) including supply of foundation material, complete in all respect as perapproved drawings. | SET | 325 |  | 18 | INCLUDED | INCLUDED | INCLUDED | 0 | 0 | 0 | 0 | 0 | 0 | 0 | 0 | 0.18 | 0
183 | 7000033353 | 2570 | 90 | 40 | Conversion 11kV Line-3Cx95+1Cx50-Service | 100057461 | 998731 |  | 18 |  | Stringing of 11kV, 3Cx95+1Cx50 mm2, AB Cable. This includes all activities i.e. Installation of Suspension clamp, tension clamp,eye hook, cable termination and jointing as required, fixing of anti climbing device, etc & danger plate on Pole, dismantling ofexisting conductor, poles, fabrication items & other accessories as per scope of work, complete in all respect. This includessupply and installation of danger plate, Mid Span Joints, Repair Sleeves, Cable Termination & anti-climbing device as per TS. | KM | 32.5 |  | 18 | INCLUDED | INCLUDED | INCLUDED | 0 | 0 | 0 | 0 | 0 | 0 | 0 | 0 | 0.18 | 0
184 | 7000033353 | 2580 | 100 | 10 | Conversion 11kV Line-3Cx120+1Cx70-Servic | 100039876 | 998739 |  | 18 |  | Erection of 9M, 410MPA, SP33 Steel Tubular Pole including excavation of pits in all type of soil, Concreting, backfilling with soil,compaction, Coping of support upto 450 mm as per TS. Includes Cost of material except pole. | EA | 90 |  | 18 | INCLUDED | INCLUDED | INCLUDED | 0 | 0 | 0 | 0 | 0 | 0 | 0 | 0 | 0.18 | 0
185 | 7000033353 | 2580 | 100 | 20 | Conversion 11kV Line-3Cx120+1Cx70-Servic | 100003310 | 995468 |  | 18 |  | Earthing of poles using spike type earthing as per approved drawings. | EA | 90 |  | 18 | INCLUDED | INCLUDED | INCLUDED | 0 | 0 | 0 | 0 | 0 | 0 | 0 | 0 | 0.18 | 0
186 | 7000033353 | 2580 | 100 | 30 | Conversion 11kV Line-3Cx120+1Cx70-Servic | 100003299 | 995428 |  | 18 |  | Erection of 11 kV Stay set with concreting (1:2:4) including supply of foundation material, complete in all respect as perapproved drawings. | SET | 150 |  | 18 | INCLUDED | INCLUDED | INCLUDED | 0 | 0 | 0 | 0 | 0 | 0 | 0 | 0 | 0.18 | 0
187 | 7000033353 | 2580 | 100 | 40 | Conversion 11kV Line-3Cx120+1Cx70-Servic | 100057462 | 998731 |  | 18 |  | Stringing of 11kV, 3Cx120+1Cx70 mm2, AB Cable. This includes all activities i.e. Installation of Suspension clamp, tension clamp,eye hook, cable termination and jointing as required, fixing of anti climbing device, etc & danger plate on Pole, dismantling ofexisting conductor, poles, fabrication items & other accessories as per scope of work, complete in all respect. This includessupply and installation of danger plate, Mid Span Joints, Repair Sleeves, Cable Termination & anti-climbing device as per TS. | KM | 15 |  | 18 | INCLUDED | INCLUDED | INCLUDED | 0 | 0 | 0 | 0 | 0 | 0 | 0 | 0 | 0.18 | 0
188 | 7000033353 | 2590 | 110 | 10 | Conversion 11KV Line-185 UG Cable-Servic | 100057456 | 998349 |  | 18 |  | Detailed route survey using GPR or using latest technology to identify & map the existing under ground utilities for the entireroute length | KM | 20 |  | 18 | INCLUDED | INCLUDED | INCLUDED | 0 | 0 | 0 | 0 | 0 | 0 | 0 | 0 | 0.18 | 0
189 | 7000033353 | 2590 | 110 | 20 | Conversion 11KV Line-185 UG Cable-Servic | 100057455 | 995454 |  | 18 |  | Construction of Buried Cable trench 500mm wide and 950mm depth including excavation, 50mm sand cushioning, laying & jointing of HDPEpipe/GI pipe, backfilling, PCC/Brick protection, construction of jointing bays, restoration, etc as per TS. This also include supplyof elbow, jointing & sealing material for pipe. | KM | 10 |  | 18 | INCLUDED | INCLUDED | INCLUDED | 0 | 0 | 0 | 0 | 0 | 0 | 0 | 0 | 0.18 | 0
190 | 7000033353 | 2590 | 110 | 30 | Conversion 11KV Line-185 UG Cable-Servic | 130000941 | 998739 |  | 18 |  | Commissioning, Testing & Laying of 11KV, 3Cx185 Sqmm XLPE Power Cable in HDPE Pipe including jointing & termination of cable, supply&fixing of route marker, looping of cable, etc as per TS | KM | 10 |  | 18 | INCLUDED | INCLUDED | INCLUDED | 0 | 0 | 0 | 0 | 0 | 0 | 0 | 0 | 0.18 | 0
191 | 7000033353 | 2590 | 110 | 40 | Conversion 11KV Line-185 UG Cable-Servic | 100057536 | 995421 |  | 18 |  | Commisioning, Testing & Laying of 11KV, 3Cx185 Sqmm XLPE Power Cable in HDPE Pipe using HDD method. This includes jointing of HDPEpipe/GI pipe and Cable, Supply & fixing of elbow and route marker, jointing & termination of cable, looping of cable, etc. forcomplete commissioning of cable | KM | 10 |  | 18 | INCLUDED | INCLUDED | INCLUDED | 0 | 0 | 0 | 0 | 0 | 0 | 0 | 0 | 0.18 | 0
192 | 7000033353 | 2600 | 120 | 10 | Conversion 11KV Line-95 UG Cable-Service | 100057456 | 998349 |  | 18 |  | Detailed route survey using GPR or using latest technology to identify & map the existing under ground utilities for the entireroute length | KM | 2 |  | 18 | INCLUDED | INCLUDED | INCLUDED | 0 | 0 | 0 | 0 | 0 | 0 | 0 | 0 | 0.18 | 0
193 | 7000033353 | 2600 | 120 | 20 | Conversion 11KV Line-95 UG Cable-Service | 100057455 | 995454 |  | 18 |  | Construction of Buried Cable trench 500mm wide and 950mm depth including excavation, 50mm sand cushioning, laying & jointing of HDPEpipe/GI pipe, backfilling, PCC/Brick protection, construction of jointing bays, restoration, etc as per TS. This also include supplyof elbow, jointing & sealing material for pipe. | KM | 1 |  | 18 | INCLUDED | INCLUDED | INCLUDED | 0 | 0 | 0 | 0 | 0 | 0 | 0 | 0 | 0.18 | 0
194 | 7000033353 | 2600 | 120 | 30 | Conversion 11KV Line-95 UG Cable-Service | 130000942 | 998739 |  | 18 |  | Commissioning, Testing & Laying of 11KV, 3Cx95 Sqmm XLPE Power Cable in HDPE Pipe including jointing & termination of cable, supply&fixing of route marker, looping of cable, etc as per TS | KM | 1 |  | 18 | INCLUDED | INCLUDED | INCLUDED | 0 | 0 | 0 | 0 | 0 | 0 | 0 | 0 | 0.18 | 0
195 | 7000033353 | 2600 | 120 | 40 | Conversion 11KV Line-95 UG Cable-Service | 100057537 | 995421 |  | 18 |  | Commisioning, Testing & Laying of 11KV, 3Cx95 Sqmm XLPE Power Cable in HDPE Pipe using HDD method. This includes jointing of HDPEpipe/GI pipe and Cable, Supply & fixing of elbow and route marker, jointing & termination of cable, looping of cable, etc. forcomplete commissioning of cable | KM | 1 |  | 18 | INCLUDED | INCLUDED | INCLUDED | 0 | 0 | 0 | 0 | 0 | 0 | 0 | 0 | 0.18 | 0
196 | 7000033353 | 2610 | 130 | 10 | Replace 11KV Line-50Sqmm ABC-Service | 100039876 | 998739 |  | 18 |  | Erection of 9M, 410MPA, SP33 Steel Tubular Pole including excavation of pits in all type of soil, Concreting, backfilling with soil,compaction, Coping of support upto 450 mm as per TS. Includes Cost of material except pole. | EA | 120 |  | 18 | INCLUDED | INCLUDED | INCLUDED | 0 | 0 | 0 | 0 | 0 | 0 | 0 | 0 | 0.18 | 0
197 | 7000033353 | 2610 | 130 | 20 | Replace 11KV Line-50Sqmm ABC-Service | 100003310 | 995468 |  | 18 |  | Earthing of poles using spike type earthing as per approved drawings. | EA | 120 |  | 18 | INCLUDED | INCLUDED | INCLUDED | 0 | 0 | 0 | 0 | 0 | 0 | 0 | 0 | 0.18 | 0
198 | 7000033353 | 2610 | 130 | 30 | Replace 11KV Line-50Sqmm ABC-Service | 100003299 | 995428 |  | 18 |  | Erection of 11 kV Stay set with concreting (1:2:4) including supply of foundation material, complete in all respect as perapproved drawings. | SET | 200 |  | 18 | INCLUDED | INCLUDED | INCLUDED | 0 | 0 | 0 | 0 | 0 | 0 | 0 | 0 | 0.18 | 0
199 | 7000033353 | 2610 | 130 | 40 | Replace 11KV Line-50Sqmm ABC-Service | 100057459 | 998731 |  | 18 |  | Stringing of 11kV, 3Cx50+1Cx35 mm2, AB Cable. This includes all activities i.e. Installation of Suspension clamp, tension clamp,eye hook, cable termination and jointing as required, fixing of anti climbing device, etc & danger plate on Pole, dismantling ofexisting conductor, poles, fabrication items & other accessories as per scope of work, complete in all respect. This includessupply and installation of danger plate, Mid Span Joints, Repair Sleeves, Cable Termination & anti-climbing device as per TS. | KM | 20 |  | 18 | INCLUDED | INCLUDED | INCLUDED | 0 | 0 | 0 | 0 | 0 | 0 | 0 | 0 | 0.18 | 0
200 | 7000033353 | 2620 | 140 | 10 | Replace 11KV Line-95Sqmm ABC-Service | 100039876 | 998739 |  | 18 |  | Erection of 9M, 410MPA, SP33 Steel Tubular Pole including excavation of pits in all type of soil, Concreting, backfilling with soil,compaction, Coping of support upto 450 mm as per TS. Includes Cost of material except pole. | EA | 180 |  | 18 | INCLUDED | INCLUDED | INCLUDED | 0 | 0 | 0 | 0 | 0 | 0 | 0 | 0 | 0.18 | 0
201 | 7000033353 | 2620 | 140 | 20 | Replace 11KV Line-95Sqmm ABC-Service | 100003310 | 995468 |  | 18 |  | Earthing of poles using spike type earthing as per approved drawings. | EA | 180 |  | 18 | INCLUDED | INCLUDED | INCLUDED | 0 | 0 | 0 | 0 | 0 | 0 | 0 | 0 | 0.18 | 0
202 | 7000033353 | 2620 | 140 | 30 | Replace 11KV Line-95Sqmm ABC-Service | 100003299 | 995428 |  | 18 |  | Erection of 11 kV Stay set with concreting (1:2:4) including supply of foundation material, complete in all respect as perapproved drawings. | SET | 300 |  | 18 | INCLUDED | INCLUDED | INCLUDED | 0 | 0 | 0 | 0 | 0 | 0 | 0 | 0 | 0.18 | 0
203 | 7000033353 | 2620 | 140 | 40 | Replace 11KV Line-95Sqmm ABC-Service | 100057461 | 998731 |  | 18 |  | Stringing of 11kV, 3Cx95+1Cx50 mm2, AB Cable. This includes all activities i.e. Installation of Suspension clamp, tension clamp,eye hook, cable termination and jointing as required, fixing of anti climbing device, etc & danger plate on Pole, dismantling ofexisting conductor, poles, fabrication items & other accessories as per scope of work, complete in all respect. This includessupply and installation of danger plate, Mid Span Joints, Repair Sleeves, Cable Termination & anti-climbing device as per TS. | KM | 30 |  | 18 | INCLUDED | INCLUDED | INCLUDED | 0 | 0 | 0 | 0 | 0 | 0 | 0 | 0 | 0.18 | 0
204 | 7000033353 | 3430 | 60 | 10 | LT OH to ABC-3Cx25+1Cx35+1Cx16-Service | 100039876 | 998739 |  | 18 |  | Erection of 9M, 410MPA, SP33 Steel Tubular Pole including excavation of pits in all type of soil, Concreting, backfilling with soil,compaction, Coping of support upto 450 mm as per TS. Includes Cost of material except pole. | EA | 140 |  | 18 | INCLUDED | INCLUDED | INCLUDED | 0 | 0 | 0 | 0 | 0 | 0 | 0 | 0 | 0.18 | 0
205 | 7000033353 | 3430 | 60 | 20 | LT OH to ABC-3Cx25+1Cx35+1Cx16-Service | 100003310 | 995468 |  | 18 |  | Earthing of poles using spike type earthing as per approved drawings. | EA | 120 |  | 18 | INCLUDED | INCLUDED | INCLUDED | 0 | 0 | 0 | 0 | 0 | 0 | 0 | 0 | 0.18 | 0
206 | 7000033353 | 3430 | 60 | 30 | LT OH to ABC-3Cx25+1Cx35+1Cx16-Service | 100003303 | 995428 |  | 18 |  | Erection of LT Stay set with concreting (1:2:4) including supply of foundation material, complete in all respect as perapproved drawings. | SET | 200 |  | 18 | INCLUDED | INCLUDED | INCLUDED | 0 | 0 | 0 | 0 | 0 | 0 | 0 | 0 | 0.18 | 0
207 | 7000033353 | 3430 | 60 | 40 | LT OH to ABC-3Cx25+1Cx35+1Cx16-Service | 100057463 | 998731 |  | 18 |  | Stringing of single Phase LT Aerial Bunched Cable (3Cx25+1CX16+1CX35 sq.mm) with bare messenger wire including erection ofeyehooks & eyehook clamps, suspension & dead clamps and all accessories as per approved drawings. This would include supply&erection of jointing kits, end caps, connectors for ABC to ABC tapping including supply of connectors used for tappingas per TS . | KM | 20 |  | 18 | INCLUDED | INCLUDED | INCLUDED | 0 | 0 | 0 | 0 | 0 | 0 | 0 | 0 | 0.18 | 0
208 | 7000033353 | 3440 | 70 | 10 | LT OH to ABC-3Cx35+1Cx35+1Cx16-Service | 100039876 | 998739 |  | 18 |  | Erection of 9M, 410MPA, SP33 Steel Tubular Pole including excavation of pits in all type of soil, Concreting, backfilling with soil,compaction, Coping of support upto 450 mm as per TS. Includes Cost of material except pole. | EA | 266 |  | 18 | INCLUDED | INCLUDED | INCLUDED | 0 | 0 | 0 | 0 | 0 | 0 | 0 | 0 | 0.18 | 0
209 | 7000033353 | 3440 | 70 | 20 | LT OH to ABC-3Cx35+1Cx35+1Cx16-Service | 100003310 | 995468 |  | 18 |  | Earthing of poles using spike type earthing as per approved drawings. | EA | 228 |  | 18 | INCLUDED | INCLUDED | INCLUDED | 0 | 0 | 0 | 0 | 0 | 0 | 0 | 0 | 0.18 | 0
210 | 7000033353 | 3440 | 70 | 30 | LT OH to ABC-3Cx35+1Cx35+1Cx16-Service | 100003303 | 995428 |  | 18 |  | Erection of LT Stay set with concreting (1:2:4) including supply of foundation material, complete in all respect as perapproved drawings. | SET | 380 |  | 18 | INCLUDED | INCLUDED | INCLUDED | 0 | 0 | 0 | 0 | 0 | 0 | 0 | 0 | 0.18 | 0
211 | 7000033353 | 3440 | 70 | 40 | LT OH to ABC-3Cx35+1Cx35+1Cx16-Service | 100040386 | 998731 |  | 18 |  | Stringing of single Phase LT Aerial Bunched Cable (3Cx35+1CX16+1CX35 sq.mm) with bare messenger wire including erection ofeyehooks & eyehook clamps, suspension & dead clamps and all accessories as per approved drawings. This would include supply &erection of jointing kits, end caps, connectors for ABC to ABC tapping including supply of connectors used for tappingas per TS . | KM | 38 |  | 18 | INCLUDED | INCLUDED | INCLUDED | 0 | 0 | 0 | 0 | 0 | 0 | 0 | 0 | 0.18 | 0
212 | 7000033353 | 3450 | 80 | 10 | LT OH to ABC-3Cx50+1Cx35+1Cx16-Service | 100039876 | 998739 |  | 18 |  | Erection of 9M, 410MPA, SP33 Steel Tubular Pole including excavation of pits in all type of soil, Concreting, backfilling with soil,compaction, Coping of support upto 450 mm as per TS. Includes Cost of material except pole. | EA | 434 |  | 18 | INCLUDED | INCLUDED | INCLUDED | 0 | 0 | 0 | 0 | 0 | 0 | 0 | 0 | 0.18 | 0
213 | 7000033353 | 3450 | 80 | 20 | LT OH to ABC-3Cx50+1Cx35+1Cx16-Service | 100003310 | 995468 |  | 18 |  | Earthing of poles using spike type earthing as per approved drawings. | EA | 372 |  | 18 | INCLUDED | INCLUDED | INCLUDED | 0 | 0 | 0 | 0 | 0 | 0 | 0 | 0 | 0.18 | 0
214 | 7000033353 | 3450 | 80 | 30 | LT OH to ABC-3Cx50+1Cx35+1Cx16-Service | 100003303 | 995428 |  | 18 |  | Erection of LT Stay set with concreting (1:2:4) including supply of foundation material, complete in all respect as perapproved drawings. | SET | 620 |  | 18 | INCLUDED | INCLUDED | INCLUDED | 0 | 0 | 0 | 0 | 0 | 0 | 0 | 0 | 0.18 | 0
215 | 7000033353 | 3450 | 80 | 40 | LT OH to ABC-3Cx50+1Cx35+1Cx16-Service | 100040387 | 998731 |  | 18 |  | Stringing of single Phase LT Aerial Bunched Cable (3Cx50+1CX16+1CX35 sq.mm) with bare messenger wire including erection ofeyehooks & eyehook clamps, suspension & dead clamps and all accessories as per approved drawings. This would include supply &erection of jointing kits, end caps, connectors for ABC to ABC tapping including supply of connectors used for tapping as per TS. | KM | 62 |  | 18 | INCLUDED | INCLUDED | INCLUDED | 0 | 0 | 0 | 0 | 0 | 0 | 0 | 0 | 0.18 | 0
216 | 7000033353 | 3460 | 90 | 10 | LT OH to ABC-3Cx70+1Cx50+1Cx16-Service | 100039876 | 998739 |  | 18 |  | Erection of 9M, 410MPA, SP33 Steel Tubular Pole including excavation of pits in all type of soil, Concreting, backfilling with soil,compaction, Coping of support upto 450 mm as per TS. Includes Cost of material except pole. | EA | 140 |  | 18 | INCLUDED | INCLUDED | INCLUDED | 0 | 0 | 0 | 0 | 0 | 0 | 0 | 0 | 0.18 | 0
217 | 7000033353 | 3460 | 90 | 20 | LT OH to ABC-3Cx70+1Cx50+1Cx16-Service | 100003310 | 995468 |  | 18 |  | Earthing of poles using spike type earthing as per approved drawings. | EA | 120 |  | 18 | INCLUDED | INCLUDED | INCLUDED | 0 | 0 | 0 | 0 | 0 | 0 | 0 | 0 | 0.18 | 0
218 | 7000033353 | 3460 | 90 | 30 | LT OH to ABC-3Cx70+1Cx50+1Cx16-Service | 100003303 | 995428 |  | 18 |  | Erection of LT Stay set with concreting (1:2:4) including supply of foundation material, complete in all respect as perapproved drawings. | SET | 200 |  | 18 | INCLUDED | INCLUDED | INCLUDED | 0 | 0 | 0 | 0 | 0 | 0 | 0 | 0 | 0.18 | 0
219 | 7000033353 | 3460 | 90 | 40 | LT OH to ABC-3Cx70+1Cx50+1Cx16-Service | 100040388 | 998731 |  | 18 |  | Stringing of single Phase LT Aerial Bunched Cable (3Cx70+1CX16+1CX50 sq.mm) with bare messenger wire including erection ofeyehooks & eyehook clamps, suspension & dead clamps and all accessories as per approved drawings. This would include supply &erection of jointing kits, end caps, connectors for ABC to ABC tapping including supply of connectors used for tapping as per TS. | KM | 20 |  | 18 | INCLUDED | INCLUDED | INCLUDED | 0 | 0 | 0 | 0 | 0 | 0 | 0 | 0 | 0.18 | 0
220 | 7000033353 | 3470 | 100 | 10 | LT OH to ABC-3Cx95+1Cx70+1Cx16-Service | 100039876 | 998739 |  | 18 |  | Erection of 9M, 410MPA, SP33 Steel Tubular Pole including excavation of pits in all type of soil, Concreting, backfilling with soil,compaction, Coping of support upto 450 mm as per TS. Includes Cost of material except pole. | EA | 140 |  | 18 | INCLUDED | INCLUDED | INCLUDED | 0 | 0 | 0 | 0 | 0 | 0 | 0 | 0 | 0.18 | 0
221 | 7000033353 | 3470 | 100 | 20 | LT OH to ABC-3Cx95+1Cx70+1Cx16-Service | 100003310 | 995468 |  | 18 |  | Earthing of poles using spike type earthing as per approved drawings. | EA | 120 |  | 18 | INCLUDED | INCLUDED | INCLUDED | 0 | 0 | 0 | 0 | 0 | 0 | 0 | 0 | 0.18 | 0
222 | 7000033353 | 3470 | 100 | 30 | LT OH to ABC-3Cx95+1Cx70+1Cx16-Service | 100003303 | 995428 |  | 18 |  | Erection of LT Stay set with concreting (1:2:4) including supply of foundation material, complete in all respect as perapproved drawings. | SET | 200 |  | 18 | INCLUDED | INCLUDED | INCLUDED | 0 | 0 | 0 | 0 | 0 | 0 | 0 | 0 | 0.18 | 0
223 | 7000033353 | 3470 | 100 | 40 | LT OH to ABC-3Cx95+1Cx70+1Cx16-Service | 100057464 | 998731 |  | 18 |  | Stringing of single Phase LT Aerial Bunched Cable (3Cx95+1CX16+1CX70 sq.mm) with bare messenger wire including erectionofeyehooks & eyehook clamps, suspension & dead clamps and all accessories as per approved drawings. This would include supply&erection of jointing kits, end caps, connectors for ABC to ABC tapping including supply of connectors used for tapping as per TS. | KM | 20 |  | 18 | INCLUDED | INCLUDED | INCLUDED | 0 | 0 | 0 | 0 | 0 | 0 | 0 | 0 | 0.18 | 0
224 | 7000033353 | 4850 | 90 | 10 | Replacement-11/0.4KV 25KVA DT-Service | 100039876 | 998739 |  | 18 |  | Erection of 9M, 410MPA, SP33 Steel Tubular Pole including excavation of pits in all type of soil, Concreting, backfilling with soil,compaction, Coping of support upto 450 mm as per TS. Includes Cost of material except pole. | EA | 18 |  | 18 | INCLUDED | INCLUDED | INCLUDED | 0 | 0 | 0 | 0 | 0 | 0 | 0 | 0 | 0.18 | 0
225 | 7000033353 | 4850 | 90 | 20 | Replacement-11/0.4KV 25KVA DT-Service | 100003274 | 998736 |  | 18 |  | Installation of 3-Phase 11/0.4 kV, 25 kVA Distribution Transformer alongwith all associated equipment & accessories. Thisincludes fixing of MS galavanised items, Insulators, LA, HG fuse, AB Switch, LT Distribution box , danger plate, anticlimbingdevice and making all connections to make the DT ready in all respect. This also includes supply of Danger plate, PreformedInsulator binding, anti-climbing device, supply of termination kits for connecting LT cable at LT bushing and LTDB. | EA | 9 |  | 18 | INCLUDED | INCLUDED | INCLUDED | 0 | 0 | 0 | 0 | 0 | 0 | 0 | 0 | 0.18 | 0
226 | 7000033353 | 4850 | 90 | 30 | Replacement-11/0.4KV 25KVA DT-Service | 100003299 | 995428 |  | 18 |  | Erection of 11 kV Stay set with concreting (1:2:4) including supply of foundation material, complete in all respect as perapproved drawings. | SET | 18 |  | 18 | INCLUDED | INCLUDED | INCLUDED | 0 | 0 | 0 | 0 | 0 | 0 | 0 | 0 | 0.18 | 0
227 | 7000033353 | 4850 | 90 | 40 | Replacement-11/0.4KV 25KVA DT-Service | 100017942 | 998731 |  | 18 |  | Pipe earthing using 40 mm dia, 2.5m long GI pipe treated with charcoal & salt including supply of Charcoal and salt (AlternativelyCalcium Bentonite clay & black soil as per TS) as required as per approved drawing. (earth pit chamber not to be constructed) | EA | 27 |  | 18 | INCLUDED | INCLUDED | INCLUDED | 0 | 0 | 0 | 0 | 0 | 0 | 0 | 0 | 0.18 | 0
228 | 7000033353 | 4860 | 100 | 10 | Replacement-11/0.4KV 63KVA DT-Service | 100039876 | 998739 |  | 18 |  | Erection of 9M, 410MPA, SP33 Steel Tubular Pole including excavation of pits in all type of soil, Concreting, backfilling with soil,compaction, Coping of support upto 450 mm as per TS. Includes Cost of material except pole. | EA | 46 |  | 18 | INCLUDED | INCLUDED | INCLUDED | 0 | 0 | 0 | 0 | 0 | 0 | 0 | 0 | 0.18 | 0
229 | 7000033353 | 4860 | 100 | 20 | Replacement-11/0.4KV 63KVA DT-Service | 100003299 | 995428 |  | 18 |  | Erection of 11 kV Stay set with concreting (1:2:4) including supply of foundation material, complete in all respect as perapproved drawings. | SET | 46 |  | 18 | INCLUDED | INCLUDED | INCLUDED | 0 | 0 | 0 | 0 | 0 | 0 | 0 | 0 | 0.18 | 0
230 | 7000033353 | 4860 | 100 | 30 | Replacement-11/0.4KV 63KVA DT-Service | 100003323 | 998736 |  | 18 |  | Installation of 3-Phase 11/0.4 kV, 63 kVA Distribution Transformer alongwith all associated equipment & accessories. Thisincludes fixing of MS galavanised items, Insulators, LA, HG fuse, AB Switch, LT Distribution box , danger plate, anti climbingdevice and making all connections to make the DT ready in all respect. This also includes supply of Dangerplate, PreformedInsulator binding, anti-climbing device, supply of termination kits for connecting LT cable at LTbushing and LTDB | EA | 23 |  | 18 | INCLUDED | INCLUDED | INCLUDED | 0 | 0 | 0 | 0 | 0 | 0 | 0 | 0 | 0.18 | 0
231 | 7000033353 | 4860 | 100 | 40 | Replacement-11/0.4KV 63KVA DT-Service | 100017942 | 998731 |  | 18 |  | Pipe earthing using 40 mm dia, 2.5m long GI pipe treated with charcoal & salt including supply of Charcoal and salt (AlternativelyCalcium Bentonite clay & black soil as per TS) as required as per approved drawing. (earth pit chamber not to be constructed) | EA | 69 |  | 18 | INCLUDED | INCLUDED | INCLUDED | 0 | 0 | 0 | 0 | 0 | 0 | 0 | 0 | 0.18 | 0
232 | 7000033353 | 4870 | 110 | 10 | Replacement-11/0.4KV 100KVA DT-Service | 100039876 | 998739 |  | 18 |  | Erection of 9M, 410MPA, SP33 Steel Tubular Pole including excavation of pits in all type of soil, Concreting, backfilling with soil,compaction, Coping of support upto 450 mm as per TS. Includes Cost of material except pole. | EA | 98 |  | 18 | INCLUDED | INCLUDED | INCLUDED | 0 | 0 | 0 | 0 | 0 | 0 | 0 | 0 | 0.18 | 0
233 | 7000033353 | 4870 | 110 | 20 | Replacement-11/0.4KV 100KVA DT-Service | 100003299 | 995428 |  | 18 |  | Erection of 11 kV Stay set with concreting (1:2:4) including supply of foundation material, complete in all respect as perapproved drawings. | SET | 98 |  | 18 | INCLUDED | INCLUDED | INCLUDED | 0 | 0 | 0 | 0 | 0 | 0 | 0 | 0 | 0.18 | 0
234 | 7000033353 | 4870 | 110 | 30 | Replacement-11/0.4KV 100KVA DT-Service | 100003413 | 998736 |  | 18 |  | Installation of 3-Phase, 11/0.433 kV,100 kVA Distribution Transformeralongwith all associated equipment &accessories. This includes connectionsof DT, fixing of MS galvanised items,AB Switch, LA, HG fuse, TPN Switchdisconnector, danger plate,anticlimbing device & sign board andmaking all connections to make the DTready in all respects. This alsoincludes Supply of Danger plate, signboard, Preformed Insulator binding,anti-climbing device, supply oftermination accessories for connectingLT cable at LT bushing and for makingconnections to LTDB for completeconnections in all respects as per TS | EA | 49 |  | 18 | INCLUDED | INCLUDED | INCLUDED | 0 | 0 | 0 | 0 | 0 | 0 | 0 | 0 | 0.18 | 0
235 | 7000033353 | 4870 | 110 | 40 | Replacement-11/0.4KV 100KVA DT-Service | 100017942 | 998731 |  | 18 |  | Pipe earthing using 40 mm dia, 2.5m long GI pipe treated with charcoal & salt including supply of Charcoal and salt (AlternativelyCalcium Bentonite clay & black soil as per TS) as required as per approved drawing. (earth pit chamber not to be constructed) | EA | 147 |  | 18 | INCLUDED | INCLUDED | INCLUDED | 0 | 0 | 0 | 0 | 0 | 0 | 0 | 0 | 0.18 | 0
236 | 7000033353 | 4880 | 120 | 10 | Replacement-11/0.4KV 200KVA DT-Service | 100039876 | 998739 |  | 18 |  | Erection of 9M, 410MPA, SP33 Steel Tubular Pole including excavation of pits in all type of soil, Concreting, backfilling with soil,compaction, Coping of support upto 450 mm as per TS. Includes Cost of material except pole. | EA | 102 |  | 18 | INCLUDED | INCLUDED | INCLUDED | 0 | 0 | 0 | 0 | 0 | 0 | 0 | 0 | 0.18 | 0
237 | 7000033353 | 4880 | 120 | 20 | Replacement-11/0.4KV 200KVA DT-Service | 100003299 | 995428 |  | 18 |  | Erection of 11 kV Stay set with concreting (1:2:4) including supply of foundation material, complete in all respect as perapproved drawings. | SET | 102 |  | 18 | INCLUDED | INCLUDED | INCLUDED | 0 | 0 | 0 | 0 | 0 | 0 | 0 | 0 | 0.18 | 0
238 | 7000033353 | 4880 | 120 | 30 | Replacement-11/0.4KV 200KVA DT-Service | 100040367 | 998736 |  | 18 |  | Installation of 3-Phase, 11/0.433 kV,200 kVA Distribution Transformeralongwith all associated equipment &accessories. This includes connectionsof DT, fixing of MS galvanised items,AB Switch, LA, HG fuse, TPN Switchdisconnector, danger plate,anticlimbing device & sign board andmaking all connections to make the DTready in all respects. This alsoincludes Supply of Danger plate, signboard, Preformed Insulator binding,anti-climbing device, supply oftermination accessories for connectingLT cable at LT bushing and for makingconnections to LTDB for completeconnections in all respects as per TS | EA | 51 |  | 18 | INCLUDED | INCLUDED | INCLUDED | 0 | 0 | 0 | 0 | 0 | 0 | 0 | 0 | 0.18 | 0
239 | 7000033353 | 4880 | 120 | 40 | Replacement-11/0.4KV 200KVA DT-Service | 100017942 | 998731 |  | 18 |  | Pipe earthing using 40 mm dia, 2.5m long GI pipe treated with charcoal & salt including supply of Charcoal and salt (AlternativelyCalcium Bentonite clay & black soil as per TS) as required as per approved drawing. (earth pit chamber not to be constructed) | EA | 153 |  | 18 | INCLUDED | INCLUDED | INCLUDED | 0 | 0 | 0 | 0 | 0 | 0 | 0 | 0 | 0.18 | 0
240 | 7000033353 | 4890 | 130 | 10 | Replacement-11/0.4KV 250KVA DT-Service | 100039876 | 998739 |  | 18 |  | Erection of 9M, 410MPA, SP33 Steel Tubular Pole including excavation of pits in all type of soil, Concreting, backfilling with soil,compaction, Coping of support upto 450 mm as per TS. Includes Cost of material except pole. | EA | 2 |  | 18 | INCLUDED | INCLUDED | INCLUDED | 0 | 0 | 0 | 0 | 0 | 0 | 0 | 0 | 0.18 | 0
241 | 7000033353 | 4890 | 130 | 20 | Replacement-11/0.4KV 250KVA DT-Service | 100003299 | 995428 |  | 18 |  | Erection of 11 kV Stay set with concreting (1:2:4) including supply of foundation material, complete in all respect as perapproved drawings. | SET | 2 |  | 18 | INCLUDED | INCLUDED | INCLUDED | 0 | 0 | 0 | 0 | 0 | 0 | 0 | 0 | 0.18 | 0
242 | 7000033353 | 4890 | 130 | 30 | Replacement-11/0.4KV 250KVA DT-Service | 100040401 | 998736 |  | 18 |  | Replacement work of 3-Phase 11/0.433 kV, 250 kVA Distribution Transformer alongwith all associated equipment & accessories.This includes fixing of MS galavanised items, A B Switch, LA, HG fuse, TPN Switch disconnector and connection of DT with PG Clamp,danger plate, anticlimbing device & sign board and making all connections to make the DT ready in all respect. This also includessupply of Danger plate, sign board, Preformed Insulator binding, anti-climbing device, supply of termination kits for terminatingLT cable at LT bushing and Switch fuse unit as per TS | EA | 1 |  | 18 | INCLUDED | INCLUDED | INCLUDED | 0 | 0 | 0 | 0 | 0 | 0 | 0 | 0 | 0.18 | 0
243 | 7000033353 | 4890 | 130 | 40 | Replacement-11/0.4KV 250KVA DT-Service | 100017942 | 998731 |  | 18 |  | Pipe earthing using 40 mm dia, 2.5m long GI pipe treated with charcoal & salt including supply of Charcoal and salt (AlternativelyCalcium Bentonite clay & black soil as per TS) as required as per approved drawing. (earth pit chamber not to be constructed) | EA | 3 |  | 18 | INCLUDED | INCLUDED | INCLUDED | 0 | 0 | 0 | 0 | 0 | 0 | 0 | 0 | 0.18 | 0
244 | 7000033353 | 4900 | 140 | 10 | Replacement-11/0.4KV 315KVA DT-Service | 100039876 | 998739 |  | 18 |  | Erection of 9M, 410MPA, SP33 Steel Tubular Pole including excavation of pits in all type of soil, Concreting, backfilling with soil,compaction, Coping of support upto 450 mm as per TS. Includes Cost of material except pole. | EA | 72 |  | 18 | INCLUDED | INCLUDED | INCLUDED | 0 | 0 | 0 | 0 | 0 | 0 | 0 | 0 | 0.18 | 0
245 | 7000033353 | 4900 | 140 | 20 | Replacement-11/0.4KV 315KVA DT-Service | 100003299 | 995428 |  | 18 |  | Erection of 11 kV Stay set with concreting (1:2:4) including supply of foundation material, complete in all respect as perapproved drawings. | SET | 72 |  | 18 | INCLUDED | INCLUDED | INCLUDED | 0 | 0 | 0 | 0 | 0 | 0 | 0 | 0 | 0.18 | 0
246 | 7000033353 | 4900 | 140 | 30 | Replacement-11/0.4KV 315KVA DT-Service | 100057465 | 998736 |  | 18 |  | Replacement work of 3-Phase 11/0.433 kV, 315 kVA Distribution Transformer alongwith all associated equipment & accessories.This includes fixing of MS galavanised items, AB Switch, LA, HG fuse, TPN Switch disconnector and connection of DT with PG Clamp,danger plate, anticlimbing device & sign board and making all connections to make the DT ready in all respect. This also includessupply of Danger plate, sign board, Preformed Insulator binding, anti-climbing device, supply of termination kits forterminatingLT cable at LT bushing and Switch fuse unit as per TS | EA | 36 |  | 18 | INCLUDED | INCLUDED | INCLUDED | 0 | 0 | 0 | 0 | 0 | 0 | 0 | 0 | 0.18 | 0
247 | 7000033353 | 4900 | 140 | 40 | Replacement-11/0.4KV 315KVA DT-Service | 100017942 | 998731 |  | 18 |  | Pipe earthing using 40 mm dia, 2.5m long GI pipe treated with charcoal & salt including supply of Charcoal and salt (AlternativelyCalcium Bentonite clay & black soil as per TS) as required as per approved drawing. (earth pit chamber not to be constructed) | EA | 108 |  | 18 | INCLUDED | INCLUDED | INCLUDED | 0 | 0 | 0 | 0 | 0 | 0 | 0 | 0 | 0.18 | 0
248 | 7000033353 | 4910 | 150 | 10 | Replacement-11/0.4KV 400KVA DT-Service | 100039876 | 998739 |  | 18 |  | Erection of 9M, 410MPA, SP33 Steel Tubular Pole including excavation of pits in all type of soil, Concreting, backfilling with soil,compaction, Coping of support upto 450 mm as per TS. Includes Cost of material except pole. | EA | 4 |  | 18 | INCLUDED | INCLUDED | INCLUDED | 0 | 0 | 0 | 0 | 0 | 0 | 0 | 0 | 0.18 | 0
249 | 7000033353 | 4910 | 150 | 20 | Replacement-11/0.4KV 400KVA DT-Service | 100003299 | 995428 |  | 18 |  | Erection of 11 kV Stay set with concreting (1:2:4) including supply of foundation material, complete in all respect as perapproved drawings. | SET | 4 |  | 18 | INCLUDED | INCLUDED | INCLUDED | 0 | 0 | 0 | 0 | 0 | 0 | 0 | 0 | 0.18 | 0
250 | 7000033353 | 4910 | 150 | 30 | Replacement-11/0.4KV 400KVA DT-Service | 100040416 | 998736 |  | 18 |  | Replacement work of all associated equipment & accessories of 3-Phase 11/0.433 kV, 400 kVA Distribution Transformer. Thisincludes fixing of MS galavanised items, AB Switch, LA, HG fuse, LT Distribution Box and connection of DT, PG Clamp, dangerplate, anticlimbing device & sign board and making all connections to make the DT ready in all respect. This also includes supplyof Danger plate, sign board, Preformed Insulator binding, anti-climbing device, supply of termination kits for terminating LT cableat LT bushing and LT Distribution Box as per TS | EA | 2 |  | 18 | INCLUDED | INCLUDED | INCLUDED | 0 | 0 | 0 | 0 | 0 | 0 | 0 | 0 | 0.18 | 0
251 | 7000033353 | 4910 | 150 | 40 | Replacement-11/0.4KV 400KVA DT-Service | 100017942 | 998731 |  | 18 |  | Pipe earthing using 40 mm dia, 2.5m long GI pipe treated with charcoal & salt including supply of Charcoal and salt (AlternativelyCalcium Bentonite clay & black soil as per TS) as required as per approved drawing. (earth pit chamber not to be constructed) | EA | 6 |  | 18 | INCLUDED | INCLUDED | INCLUDED | 0 | 0 | 0 | 0 | 0 | 0 | 0 | 0 | 0.18 | 0
252 | 7000033353 | 4920 | 160 | 10 | Replacement-11/0.4KV 500KVA DT-Service | 100039876 | 998739 |  | 18 |  | Erection of 9M, 410MPA, SP33 Steel Tubular Pole including excavation of pits in all type of soil, Concreting, backfilling with soil,compaction, Coping of support upto 450 mm as per TS. Includes Cost of material except pole. | EA | 22 |  | 18 | INCLUDED | INCLUDED | INCLUDED | 0 | 0 | 0 | 0 | 0 | 0 | 0 | 0 | 0.18 | 0
253 | 7000033353 | 4920 | 160 | 20 | Replacement-11/0.4KV 500KVA DT-Service | 100003299 | 995428 |  | 18 |  | Erection of 11 kV Stay set with concreting (1:2:4) including supply of foundation material, complete in all respect as perapproved drawings. | SET | 22 |  | 18 | INCLUDED | INCLUDED | INCLUDED | 0 | 0 | 0 | 0 | 0 | 0 | 0 | 0 | 0.18 | 0
254 | 7000033353 | 4920 | 160 | 30 | Replacement-11/0.4KV 500KVA DT-Service | 100057466 | 998736 |  | 18 |  | Replacement work of all associated equipment & accessories of 3-Phase 11/0.433 kV, 500 kVA Distribution Transformer.Thisincludes fixing of MS galavanised items, AB Switch, LA, HG fuse, LT Distribution Box and connection of DT, PG Clamp,dangerplate, anticlimbing device & sign board and making all connections to make the DT ready in all respect. This also includessupplyof Danger plate, sign board, Preformed Insulator binding, anti-climbing device, supply of termination kits for terminating LTcableat LT bushing and LT Distribution Box as per TS | EA | 11 |  | 18 | INCLUDED | INCLUDED | INCLUDED | 0 | 0 | 0 | 0 | 0 | 0 | 0 | 0 | 0.18 | 0
255 | 7000033353 | 4920 | 160 | 40 | Replacement-11/0.4KV 500KVA DT-Service | 100017942 | 998731 |  | 18 |  | Pipe earthing using 40 mm dia, 2.5m long GI pipe treated with charcoal & salt including supply of Charcoal and salt (AlternativelyCalcium Bentonite clay & black soil as per TS) as required as per approved drawing. (earth pit chamber not to be constructed) | EA | 33 |  | 18 | INCLUDED | INCLUDED | INCLUDED | 0 | 0 | 0 | 0 | 0 | 0 | 0 | 0 | 0.18 | 0
256 | 7000033353 | 4930 | 170 | 10 | Civil works for Plinth Mounted DT | 100057541 | 995433 |  | 18 |  | Earth work in Excavation for foundations in all types of soil and rock including backfilling disposal etc. for all leads and lifts. | M3 | 416 |  | 18 | INCLUDED | INCLUDED | INCLUDED | 0 | 0 | 0 | 0 | 0 | 0 | 0 | 0 | 0.18 | 0
257 | 7000033353 | 4930 | 170 | 20 | Civil works for Plinth Mounted DT | 100001325 | 995454 |  | 18 |  | Providing and laying of Plain Cement Concrete (PCC) (1:4:8) | M3 | 21.6 |  | 18 | INCLUDED | INCLUDED | INCLUDED | 0 | 0 | 0 | 0 | 0 | 0 | 0 | 0 | 0.18 | 0
258 | 7000033353 | 4930 | 170 | 30 | Civil works for Plinth Mounted DT | 100057542 | 995451 |  | 18 |  | Providing and laying of Reinforced Cement Concrete of Grade M30 Mix including pre cast, shuttering, Grouting of pockets &underpinning but excluding steel reinforcement | M3 | 536 |  | 18 | INCLUDED | INCLUDED | INCLUDED | 0 | 0 | 0 | 0 | 0 | 0 | 0 | 0 | 0.18 | 0
259 | 7000033353 | 4930 | 170 | 40 | Civil works for Plinth Mounted DT | 100057544 | 995454 |  | 18 |  | Steel Reinforcement for RCC work including straightening, cutting, bending, placing in position and binding all complete infoundation and in superstructure at all levels. | MT | 16 |  | 18 | INCLUDED | INCLUDED | INCLUDED | 0 | 0 | 0 | 0 | 0 | 0 | 0 | 0 | 0.18 | 0
260 | 7000033353 | 4930 | 170 | 50 | Civil works for Plinth Mounted DT | 100057543 | 995453 |  | 18 |  | Supply & Fixing in position of Misc. Structural steel including rails, embedment's, edge protection angles, gratings, plates,foundation bolts,washers etc. as per approved drawing but excluding the reinforcement steel and steel for lattice and pipestructures. | MT | 0.8 |  | 18 | INCLUDED | INCLUDED | INCLUDED | 0 | 0 | 0 | 0 | 0 | 0 | 0 | 0 | 0.18 | 0
261 | 7000033353 | 4930 | 170 | 60 | Civil works for Plinth Mounted DT | 100057540 | 995421 |  | 18 |  | Providing & Fixing G.I chain link fencing of 10 gauge wire as per approved drawing incl. MS angle 65x65x6 mm for vertical members &inclined member, including painting of angle, concrete (1:2:4), etc. all complete | M2 | 1200 |  | 18 | INCLUDED | INCLUDED | INCLUDED | 0 | 0 | 0 | 0 | 0 | 0 | 0 | 0 | 0.18 | 0
262 | 7000033353 | 4930 | 170 | 70 | Civil works for Plinth Mounted DT | 170004379 | 995468 |  | 18 |  | SUPPLY & INSTALLATION OF SIGN BOARD AS PER APPROVED DRAWING AND AS PER TS | EA | 191 |  | 18 | INCLUDED | INCLUDED | INCLUDED | 0 | 0 | 0 | 0 | 0 | 0 | 0 | 0 | 0.18 | 0
263 | 7000033353 | 5040 | 20 | 10 | Aug & Protection of 33/0.4KV DT-Service | 100057467 | 998736 |  | 18 |  | Erection, Testing and commissioning of 25KVA, 33/.433KV, 3-ph Transformer including reconnecting with the existing equipment throughsuitable Lug, clamp, supporting structure, etc required to complete the work. This also include supply of Lug and clamp. | EA | 2 |  | 18 | INCLUDED | INCLUDED | INCLUDED | 0 | 0 | 0 | 0 | 0 | 0 | 0 | 0 | 0.18 | 0
264 | 7000033353 | 5040 | 20 | 20 | Aug & Protection of 33/0.4KV DT-Service | 100057468 | 998736 |  | 18 |  | Erection, Testing and commissioning of 50KVA, 33/.433KV, 3-ph Transformer including reconnecting with the existing equipment throughsuitable Lug, clamp, supporting structure, etc required to complete the work. This also include supply of Lug and clamp. | EA | 9 |  | 18 | INCLUDED | INCLUDED | INCLUDED | 0 | 0 | 0 | 0 | 0 | 0 | 0 | 0 | 0.18 | 0
265 | 7000033353 | 5040 | 20 | 30 | Aug & Protection of 33/0.4KV DT-Service | 100057469 | 998736 |  | 18 |  | Erection, Testing and commissioning of 63KVA, 33/.433KV, 3-ph Transformer including reconnecting with the existing equipment throughsuitable Lug, clamp, supporting structure, etc required to complete the work. This also include supply of Lug and clamp. | EA | 6 |  | 18 | INCLUDED | INCLUDED | INCLUDED | 0 | 0 | 0 | 0 | 0 | 0 | 0 | 0 | 0.18 | 0
266 | 7000033353 | 5040 | 20 | 40 | Aug & Protection of 33/0.4KV DT-Service | 100057470 | 998736 |  | 18 |  | Erection, Testing and commissioning of 100KVA, 33/.433KV, 3-ph Transformer including reconnecting with the existing equipmentthrough suitable Lug, clamp, supporting structure, etc required to complete the work. This also include supply of Lug and clamp. | EA | 44 |  | 18 | INCLUDED | INCLUDED | INCLUDED | 0 | 0 | 0 | 0 | 0 | 0 | 0 | 0 | 0.18 | 0
267 | 7000033353 | 5040 | 20 | 50 | Aug & Protection of 33/0.4KV DT-Service | 100057471 | 998736 |  | 18 |  | Erection, Testing and commissioning of 160KVA, 33/.433KV, 3-ph Transformer including reconnecting with the existing equipmentthrough suitable Lug, clamp, supporting structure, etc required to complete the work. This also include supply of Lug and clamp. | EA | 4 |  | 18 | INCLUDED | INCLUDED | INCLUDED | 0 | 0 | 0 | 0 | 0 | 0 | 0 | 0 | 0.18 | 0
268 | 7000033353 | 5040 | 20 | 60 | Aug & Protection of 33/0.4KV DT-Service | 100057472 | 998736 |  | 18 |  | Erection, Testing and commissioning of 200KVA, 33/.433KV, 3-ph Transformer including reconnecting with the existing equipmentthrough suitable Lug, clamp, supporting structure, etc required to complete the work. This also include supply of Lug and clamp. | EA | 39 |  | 18 | INCLUDED | INCLUDED | INCLUDED | 0 | 0 | 0 | 0 | 0 | 0 | 0 | 0 | 0.18 | 0
269 | 7000033353 | 5040 | 20 | 70 | Aug & Protection of 33/0.4KV DT-Service | 100057473 | 998736 |  | 18 |  | Erection, Testing and commissioning of 250KVA, 33/.433KV, 3-ph Transformer including reconnecting with the existing equipmentthrough suitable Lug, clamp, supporting structure, etc required to complete the work. This also include supply of Lug and clamp. | EA | 3 |  | 18 | INCLUDED | INCLUDED | INCLUDED | 0 | 0 | 0 | 0 | 0 | 0 | 0 | 0 | 0.18 | 0
270 | 7000033353 | 5040 | 20 | 80 | Aug & Protection of 33/0.4KV DT-Service | 100057474 | 998736 |  | 18 |  | Erection, Testing & Commissioning of 33 kV, 400 Amp, 3-Phase, Vertical mounted AB switch with all accessories | SET | 36 |  | 18 | INCLUDED | INCLUDED | INCLUDED | 0 | 0 | 0 | 0 | 0 | 0 | 0 | 0 | 0.18 | 0
271 | 7000033353 | 5040 | 20 | 90 | Aug & Protection of 33/0.4KV DT-Service | 100057546 | 998736 |  | 18 |  | Erection, Testing & commissioning of 30 kV, 1 phase, 10 KA polymer housing ZnO LA with all accessories | SET | 108 |  | 18 | INCLUDED | INCLUDED | INCLUDED | 0 | 0 | 0 | 0 | 0 | 0 | 0 | 0 | 0.18 | 0
272 | 7000033353 | 5040 | 20 | 100 | Aug & Protection of 33/0.4KV DT-Service | 100057545 | 998736 |  | 18 |  | Erection, Testing & Commissioning of 33 kV, 3-Ph Horn Gap (HG)Â Fuse with all accessories | SET | 36 |  | 18 | INCLUDED | INCLUDED | INCLUDED | 0 | 0 | 0 | 0 | 0 | 0 | 0 | 0 | 0.18 | 0
273 | 7000033353 | 5230 | 30 | 10 | New 33KV Line-Cover Conduct-Service | 150000069 | 998344 |  | 18 |  | Route survey and pole spotting of 33 KV line as perTS. | KM | 189 |  | 18 | INCLUDED | INCLUDED | INCLUDED | 0 | 0 | 0 | 0 | 0 | 0 | 0 | 0 | 0.18 | 0
274 | 7000033353 | 5230 | 30 | 20 | New 33KV Line-Cover Conduct-Service | 100017101 | 998739 |  | 18 |  | Erection of 11M, 410MPA, SP56 Steel Tubular Pole including excavation of pits in all type of soil, Concreting, backfilling withsoil, compaction, Coping of support upto 450 mm as per TS. Includes Cost of material except pole. | EA | 4725 |  | 18 | INCLUDED | INCLUDED | INCLUDED | 0 | 0 | 0 | 0 | 0 | 0 | 0 | 0 | 0.18 | 0
275 | 7000033353 | 5230 | 30 | 30 | New 33KV Line-Cover Conduct-Service | 100003310 | 995468 |  | 18 |  | Earthing of poles using spike type earthing as per approved drawings. | EA | 4725 |  | 18 | INCLUDED | INCLUDED | INCLUDED | 0 | 0 | 0 | 0 | 0 | 0 | 0 | 0 | 0.18 | 0
276 | 7000033353 | 5230 | 30 | 40 | New 33KV Line-Cover Conduct-Service | 150000072 | 995455 |  | 18 |  | 33 kV Stay Set complete in all respect as per TS | SET | 1890 |  | 18 | INCLUDED | INCLUDED | INCLUDED | 0 | 0 | 0 | 0 | 0 | 0 | 0 | 0 | 0.18 | 0
277 | 7000033353 | 5230 | 30 | 50 | New 33KV Line-Cover Conduct-Service | 100057458 | 998731 |  | 18 |  | Reconductoring of 3- ph, 3-wire, 33KV Line with 70 Sqmm Covered Conductor including installation of all fabricated material,insulators, hardware fittings, etc. as per TS. This shall also include supply and installation of mid span joints, repair sleeves,danger plate, anti-climbing device and dismantling of existing conductor, poles, fabrication items & other accessories as per scopeof work. | KM | 189 |  | 18 | INCLUDED | INCLUDED | INCLUDED | 0 | 0 | 0 | 0 | 0 | 0 | 0 | 0 | 0.18 | 0
278 | 7000033353 | 5240 | 40 | 10 | New 33KV UG Line | 100057456 | 998349 |  | 18 |  | Detailed route survey using GPR or using latest technology to identify & map the existing under ground utilities for the entireroute length | KM | 20 |  | 18 | INCLUDED | INCLUDED | INCLUDED | 0 | 0 | 0 | 0 | 0 | 0 | 0 | 0 | 0.18 | 0
279 | 7000033353 | 5240 | 40 | 20 | New 33KV UG Line | 100057454 | 995454 |  | 18 |  | Construction of Buried Cable trench 500mm wide and 1100mm depth including excavation, 50mm sand cushioning, laying & jointing ofHDPE pipe/GI pipe, backfilling, PCC/Brick protection, construction of Cable jointing bays, restoration, etc as per TS. This alsoinclude supply of elbow, jointing & sealing material for pipe. | KM | 10 |  | 18 | INCLUDED | INCLUDED | INCLUDED | 0 | 0 | 0 | 0 | 0 | 0 | 0 | 0 | 0.18 | 0
280 | 7000033353 | 5240 | 40 | 30 | New 33KV UG Line | 130000943 | 998739 |  | 18 |  | Commisioning, Testing & Laying of 33KV, 3Cx185 Sqmm XLPE Power Cable in HDPE Pipe including jointing & termination of cable, supply&fixing of route marker, looping of cable, etc as per TS | KM | 20 |  | 18 | INCLUDED | INCLUDED | INCLUDED | 0 | 0 | 0 | 0 | 0 | 0 | 0 | 0 | 0.18 | 0
281 | 7000033353 | 5240 | 40 | 40 | New 33KV UG Line | 100057538 | 995421 |  | 18 |  | Commisioning, Testing & Laying of 11KV, 3Cx185 Sqmm XLPE Power Cable in HDPE Pipe using HDD method. This includes jointing of HDPEpipe/GI pipe and Cable, Supply & fixing of elbow and route marker, jointing & termination of cable, looping of cable, etc. forcomplete commissioning of cable | KM | 20 |  | 18 | INCLUDED | INCLUDED | INCLUDED | 0 | 0 | 0 | 0 | 0 | 0 | 0 | 0 | 0.18 | 0
1: VII; 8: RMUs | 0 | 0 | 0 | 0 | 0 | 0 | 0 | 0 | 0 | 0
282 | 7000033353 | 5260 | 20 | 10 | Install. of RMU | 170005630 | 995461 |  | 18 |  | 33 KV RING MAIN UNIT WITH NECESSARY ACCESSORIES AND COMPLETE CIVIL WORKS INCLUDING FENCING, GATE , ETC. AS PER TECHNICALSPECIFICATION | SET | 4 |  | 18 | INCLUDED | INCLUDED | INCLUDED | 0 | 0 | 0 | 0 | 0 | 0 | 0 | 0 | 0.18 | 0
1: VIII; 8: Line & DT work of North & Middle Andaman | 0 | 0 | 0 | 0 | 0 | 0 | 0 | 0 | 0 | 0
283 | 7000033353 | 5670 | 40 | 10 | Replacement of 11kV Line-Cover Rabbit | 100039876 | 998739 |  | 18 |  | Erection of 9M, 410MPA, SP33 Steel Tubular Pole including excavation of pits in all type of soil, Concreting, backfilling with soil,compaction, Coping of support upto 450 mm as per TS. Includes Cost of material except pole. | EA | 80 |  | 18 | INCLUDED | INCLUDED | INCLUDED | 0 | 0 | 0 | 0 | 0 | 0 | 0 | 0 | 0.18 | 0
284 | 7000033353 | 5670 | 40 | 20 | Replacement of 11kV Line-Cover Rabbit | 100003310 | 995468 |  | 18 |  | Earthing of poles using spike type earthing as per approved drawings. | EA | 120 |  | 18 | INCLUDED | INCLUDED | INCLUDED | 0 | 0 | 0 | 0 | 0 | 0 | 0 | 0 | 0.18 | 0
285 | 7000033353 | 5670 | 40 | 30 | Replacement of 11kV Line-Cover Rabbit | 100003299 | 995428 |  | 18 |  | Erection of 11 kV Stay set with concreting (1:2:4) including supply of foundation material, complete in all respect as perapproved drawings. | SET | 200 |  | 18 | INCLUDED | INCLUDED | INCLUDED | 0 | 0 | 0 | 0 | 0 | 0 | 0 | 0 | 0.18 | 0
286 | 7000033353 | 5670 | 40 | 40 | Replacement of 11kV Line-Cover Rabbit | 100057457 | 998731 |  | 18 |  | Reconductoring of 3- ph, 3-wire, 11KV Line with covered rabbit conductor including installation of all fabricated material,insulators, hardware fittings, etc. as per TS. This shall also include supply and installation of mid span joints, repair sleeves,danger plate, anti-climbing device and dismantling of existing conductor, poles, fabrication items & other accessories as per scopeof work. | KM | 20 |  | 18 | INCLUDED | INCLUDED | INCLUDED | 0 | 0 | 0 | 0 | 0 | 0 | 0 | 0 | 0.18 | 0
287 | 7000033353 | 5680 | 50 | 10 | Replacement of 11kV Line-AAAC Rabbit | 100039876 | 998739 |  | 18 |  | Erection of 9M, 410MPA, SP33 Steel Tubular Pole including excavation of pits in all type of soil, Concreting, backfilling with soil,compaction, Coping of support upto 450 mm as per TS. Includes Cost of material except pole. | EA | 160 |  | 18 | INCLUDED | INCLUDED | INCLUDED | 0 | 0 | 0 | 0 | 0 | 0 | 0 | 0 | 0.18 | 0
288 | 7000033353 | 5680 | 50 | 20 | Replacement of 11kV Line-AAAC Rabbit | 100003310 | 995468 |  | 18 |  | Earthing of poles using spike type earthing as per approved drawings. | EA | 240 |  | 18 | INCLUDED | INCLUDED | INCLUDED | 0 | 0 | 0 | 0 | 0 | 0 | 0 | 0 | 0.18 | 0
289 | 7000033353 | 5680 | 50 | 30 | Replacement of 11kV Line-AAAC Rabbit | 100003299 | 995428 |  | 18 |  | Erection of 11 kV Stay set with concreting (1:2:4) including supply of foundation material, complete in all respect as perapproved drawings. | SET | 400 |  | 18 | INCLUDED | INCLUDED | INCLUDED | 0 | 0 | 0 | 0 | 0 | 0 | 0 | 0 | 0.18 | 0
290 | 7000033353 | 5680 | 50 | 40 | Replacement of 11kV Line-AAAC Rabbit | 100057539 | 998731 |  | 18 |  | Reconductoring of 3- ph, 3-wire, 11KV Line with AAAC rabbit conductor including installation of all fabricated material, insulators,hardware fittings, etc. as per TS. This shall also include supply and installation of mid span joints, repair sleeves, dangerplate, anti-climbing device and dismantling of existing conductor, poles, fabrication items & other accessories as per scope ofwork. | KM | 40 |  | 18 | INCLUDED | INCLUDED | INCLUDED | 0 | 0 | 0 | 0 | 0 | 0 | 0 | 0 | 0.18 | 0
291 | 7000033353 | 5690 | 60 | 10 | Replacement of 33kV Line-Cover 70 sqmm | 100017101 | 998739 |  | 18 |  | Erection of 11M, 410MPA, SP56 Steel Tubular Pole including excavation of pits in all type of soil, Concreting, backfilling withsoil, compaction, Coping of support upto 450 mm as per TS. Includes Cost of material except pole. | EA | 320 |  | 18 | INCLUDED | INCLUDED | INCLUDED | 0 | 0 | 0 | 0 | 0 | 0 | 0 | 0 | 0.18 | 0
292 | 7000033353 | 5690 | 60 | 20 | Replacement of 33kV Line-Cover 70 sqmm | 100003310 | 995468 |  | 18 |  | Earthing of poles using spike type earthing as per approved drawings. | EA | 480 |  | 18 | INCLUDED | INCLUDED | INCLUDED | 0 | 0 | 0 | 0 | 0 | 0 | 0 | 0 | 0.18 | 0
293 | 7000033353 | 5690 | 60 | 30 | Replacement of 33kV Line-Cover 70 sqmm | 150000072 | 995455 |  | 18 |  | 33 kV Stay Set complete in all respect as per TS | SET | 800 |  | 18 | INCLUDED | INCLUDED | INCLUDED | 0 | 0 | 0 | 0 | 0 | 0 | 0 | 0 | 0.18 | 0
294 | 7000033353 | 5690 | 60 | 40 | Replacement of 33kV Line-Cover 70 sqmm | 100057458 | 998731 |  | 18 |  | Reconductoring of 3- ph, 3-wire, 33KV Line with 70 Sqmm Covered Conductor including installation of all fabricated material,insulators, hardware fittings, etc. as per TS. This shall also include supply and installation of mid span joints, repair sleeves,danger plate, anti-climbing device and dismantling of existing conductor, poles, fabrication items & other accessories as per scopeof work. | KM | 80 |  | 18 | INCLUDED | INCLUDED | INCLUDED | 0 | 0 | 0 | 0 | 0 | 0 | 0 | 0 | 0.18 | 0
295 | 7000033353 | 5830 | 20 | 10 | Conversion of OH 11kV Line- 3Cx95+1Cx50 | 100039876 | 998739 |  | 18 |  | Erection of 9M, 410MPA, SP33 Steel Tubular Pole including excavation of pits in all type of soil, Concreting, backfilling with soil,compaction, Coping of support upto 450 mm as per TS. Includes Cost of material except pole. | EA | 180 |  | 18 | INCLUDED | INCLUDED | INCLUDED | 0 | 0 | 0 | 0 | 0 | 0 | 0 | 0 | 0.18 | 0
296 | 7000033353 | 5830 | 20 | 20 | Conversion of OH 11kV Line- 3Cx95+1Cx50 | 100003310 | 995468 |  | 18 |  | Earthing of poles using spike type earthing as per approved drawings. | EA | 180 |  | 18 | INCLUDED | INCLUDED | INCLUDED | 0 | 0 | 0 | 0 | 0 | 0 | 0 | 0 | 0.18 | 0
297 | 7000033353 | 5830 | 20 | 30 | Conversion of OH 11kV Line- 3Cx95+1Cx50 | 100003299 | 995428 |  | 18 |  | Erection of 11 kV Stay set with concreting (1:2:4) including supply of foundation material, complete in all respect as perapproved drawings. | SET | 300 |  | 18 | INCLUDED | INCLUDED | INCLUDED | 0 | 0 | 0 | 0 | 0 | 0 | 0 | 0 | 0.18 | 0
298 | 7000033353 | 5830 | 20 | 40 | Conversion of OH 11kV Line- 3Cx95+1Cx50 | 100057461 | 998731 |  | 18 |  | Stringing of 11kV, 3Cx95+1Cx50 mm2, AB Cable. This includes all activities i.e. Installation of Suspension clamp, tension clamp,eye hook, cable termination and jointing as required, fixing of anti climbing device, etc & danger plate on Pole, dismantling ofexisting conductor, poles, fabrication items & other accessories as per scope of work, complete in all respect. This includessupply and installation of danger plate, Mid Span Joints, Repair Sleeves, Cable Termination & anti-climbing device as per TS. | KM | 30 |  | 18 | INCLUDED | INCLUDED | INCLUDED | 0 | 0 | 0 | 0 | 0 | 0 | 0 | 0 | 0.18 | 0
299 | 7000033353 | 6300 | 40 | 10 | LT OH to ABC-3Cx25+1CX35+1CX16 | 100039876 | 998739 |  | 18 |  | Erection of 9M, 410MPA, SP33 Steel Tubular Pole including excavation of pits in all type of soil, Concreting, backfilling with soil,compaction, Coping of support upto 450 mm as per TS. Includes Cost of material except pole. | EA | 280 |  | 18 | INCLUDED | INCLUDED | INCLUDED | 0 | 0 | 0 | 0 | 0 | 0 | 0 | 0 | 0.18 | 0
300 | 7000033353 | 6300 | 40 | 20 | LT OH to ABC-3Cx25+1CX35+1CX16 | 100003310 | 995468 |  | 18 |  | Earthing of poles using spike type earthing as per approved drawings. | EA | 240 |  | 18 | INCLUDED | INCLUDED | INCLUDED | 0 | 0 | 0 | 0 | 0 | 0 | 0 | 0 | 0.18 | 0
301 | 7000033353 | 6300 | 40 | 30 | LT OH to ABC-3Cx25+1CX35+1CX16 | 100003303 | 995428 |  | 18 |  | Erection of LT Stay set with concreting (1:2:4) including supply of foundation material, complete in all respect as perapproved drawings. | SET | 400 |  | 18 | INCLUDED | INCLUDED | INCLUDED | 0 | 0 | 0 | 0 | 0 | 0 | 0 | 0 | 0.18 | 0
302 | 7000033353 | 6300 | 40 | 40 | LT OH to ABC-3Cx25+1CX35+1CX16 | 100057463 | 998731 |  | 18 |  | Stringing of single Phase LT Aerial Bunched Cable (3Cx25+1CX16+1CX35 sq.mm) with bare messenger wire including erection ofeyehooks & eyehook clamps, suspension & dead clamps and all accessories as per approved drawings. This would include supply&erection of jointing kits, end caps, connectors for ABC to ABC tapping including supply of connectors used for tappingas per TS . | KM | 40 |  | 18 | INCLUDED | INCLUDED | INCLUDED | 0 | 0 | 0 | 0 | 0 | 0 | 0 | 0 | 0.18 | 0
303 | 7000033353 | 6310 | 50 | 10 | LT OH to ABC-3Cx35+1CX35+1CX16 | 100039876 | 998739 |  | 18 |  | Erection of 9M, 410MPA, SP33 Steel Tubular Pole including excavation of pits in all type of soil, Concreting, backfilling with soil,compaction, Coping of support upto 450 mm as per TS. Includes Cost of material except pole. | EA | 420 |  | 18 | INCLUDED | INCLUDED | INCLUDED | 0 | 0 | 0 | 0 | 0 | 0 | 0 | 0 | 0.18 | 0
304 | 7000033353 | 6310 | 50 | 20 | LT OH to ABC-3Cx35+1CX35+1CX16 | 100003310 | 995468 |  | 18 |  | Earthing of poles using spike type earthing as per approved drawings. | EA | 360 |  | 18 | INCLUDED | INCLUDED | INCLUDED | 0 | 0 | 0 | 0 | 0 | 0 | 0 | 0 | 0.18 | 0
305 | 7000033353 | 6310 | 50 | 30 | LT OH to ABC-3Cx35+1CX35+1CX16 | 100003303 | 995428 |  | 18 |  | Erection of LT Stay set with concreting (1:2:4) including supply of foundation material, complete in all respect as perapproved drawings. | SET | 600 |  | 18 | INCLUDED | INCLUDED | INCLUDED | 0 | 0 | 0 | 0 | 0 | 0 | 0 | 0 | 0.18 | 0
306 | 7000033353 | 6310 | 50 | 40 | LT OH to ABC-3Cx35+1CX35+1CX16 | 100040386 | 998731 |  | 18 |  | Stringing of single Phase LT Aerial Bunched Cable (3Cx35+1CX16+1CX35 sq.mm) with bare messenger wire including erection ofeyehooks & eyehook clamps, suspension & dead clamps and all accessories as per approved drawings. This would include supply &erection of jointing kits, end caps, connectors for ABC to ABC tapping including supply of connectors used for tappingas per TS . | KM | 60 |  | 18 | INCLUDED | INCLUDED | INCLUDED | 0 | 0 | 0 | 0 | 0 | 0 | 0 | 0 | 0.18 | 0
307 | 7000033353 | 6320 | 60 | 10 | LT OH to ABC-3Cx50+1CX35+1CX16 | 100039876 | 998739 |  | 18 |  | Erection of 9M, 410MPA, SP33 Steel Tubular Pole including excavation of pits in all type of soil, Concreting, backfilling with soil,compaction, Coping of support upto 450 mm as per TS. Includes Cost of material except pole. | EA | 308 |  | 18 | INCLUDED | INCLUDED | INCLUDED | 0 | 0 | 0 | 0 | 0 | 0 | 0 | 0 | 0.18 | 0
308 | 7000033353 | 6320 | 60 | 20 | LT OH to ABC-3Cx50+1CX35+1CX16 | 100003310 | 995468 |  | 18 |  | Earthing of poles using spike type earthing as per approved drawings. | EA | 264 |  | 18 | INCLUDED | INCLUDED | INCLUDED | 0 | 0 | 0 | 0 | 0 | 0 | 0 | 0 | 0.18 | 0
309 | 7000033353 | 6320 | 60 | 30 | LT OH to ABC-3Cx50+1CX35+1CX16 | 100003303 | 995428 |  | 18 |  | Erection of LT Stay set with concreting (1:2:4) including supply of foundation material, complete in all respect as perapproved drawings. | SET | 440 |  | 18 | INCLUDED | INCLUDED | INCLUDED | 0 | 0 | 0 | 0 | 0 | 0 | 0 | 0 | 0.18 | 0
310 | 7000033353 | 6320 | 60 | 40 | LT OH to ABC-3Cx50+1CX35+1CX16 | 100040387 | 998731 |  | 18 |  | Stringing of single Phase LT Aerial Bunched Cable (3Cx50+1CX16+1CX35 sq.mm) with bare messenger wire including erection ofeyehooks & eyehook clamps, suspension & dead clamps and all accessories as per approved drawings. This would include supply &erection of jointing kits, end caps, connectors for ABC to ABC tapping including supply of connectors used for tapping as per TS. | KM | 44 |  | 18 | INCLUDED | INCLUDED | INCLUDED | 0 | 0 | 0 | 0 | 0 | 0 | 0 | 0 | 0.18 | 0
311 | 7000033353 | 7180 | 60 | 10 | Replacement of Old 11/0.4KV DT-25KVA | 100039876 | 998739 |  | 18 |  | Erection of 9M, 410MPA, SP33 Steel Tubular Pole including excavation of pits in all type of soil, Concreting, backfilling with soil,compaction, Coping of support upto 450 mm as per TS. Includes Cost of material except pole. | EA | 18 |  | 18 | INCLUDED | INCLUDED | INCLUDED | 0 | 0 | 0 | 0 | 0 | 0 | 0 | 0 | 0.18 | 0
312 | 7000033353 | 7180 | 60 | 20 | Replacement of Old 11/0.4KV DT-25KVA | 100003274 | 998736 |  | 18 |  | Installation of 3-Phase 11/0.4 kV, 25 kVA Distribution Transformer alongwith all associated equipment & accessories. Thisincludes fixing of MS galavanised items, Insulators, LA, HG fuse, AB Switch, LT Distribution box , danger plate, anticlimbingdevice and making all connections to make the DT ready in all respect. This also includes supply of Danger plate, PreformedInsulator binding, anti-climbing device, supply of termination kits for connecting LT cable at LT bushing and LTDB. | EA | 9 |  | 18 | INCLUDED | INCLUDED | INCLUDED | 0 | 0 | 0 | 0 | 0 | 0 | 0 | 0 | 0.18 | 0
313 | 7000033353 | 7180 | 60 | 30 | Replacement of Old 11/0.4KV DT-25KVA | 100003299 | 995428 |  | 18 |  | Erection of 11 kV Stay set with concreting (1:2:4) including supply of foundation material, complete in all respect as perapproved drawings. | SET | 18 |  | 18 | INCLUDED | INCLUDED | INCLUDED | 0 | 0 | 0 | 0 | 0 | 0 | 0 | 0 | 0.18 | 0
314 | 7000033353 | 7180 | 60 | 40 | Replacement of Old 11/0.4KV DT-25KVA | 100017942 | 998731 |  | 18 |  | Pipe earthing using 40 mm dia, 2.5m long GI pipe treated with charcoal & salt including supply of Charcoal and salt (AlternativelyCalcium Bentonite clay & black soil as per TS) as required as per approved drawing. (earth pit chamber not to be constructed) | EA | 27 |  | 18 | INCLUDED | INCLUDED | INCLUDED | 0 | 0 | 0 | 0 | 0 | 0 | 0 | 0 | 0.18 | 0
315 | 7000033353 | 7190 | 70 | 10 | Replacement of Old 11/0.4KV DT-63KVA | 100039876 | 998739 |  | 18 |  | Erection of 9M, 410MPA, SP33 Steel Tubular Pole including excavation of pits in all type of soil, Concreting, backfilling with soil,compaction, Coping of support upto 450 mm as per TS. Includes Cost of material except pole. | EA | 56 |  | 18 | INCLUDED | INCLUDED | INCLUDED | 0 | 0 | 0 | 0 | 0 | 0 | 0 | 0 | 0.18 | 0
316 | 7000033353 | 7190 | 70 | 20 | Replacement of Old 11/0.4KV DT-63KVA | 100003299 | 995428 |  | 18 |  | Erection of 11 kV Stay set with concreting (1:2:4) including supply of foundation material, complete in all respect as perapproved drawings. | SET | 56 |  | 18 | INCLUDED | INCLUDED | INCLUDED | 0 | 0 | 0 | 0 | 0 | 0 | 0 | 0 | 0.18 | 0
317 | 7000033353 | 7190 | 70 | 30 | Replacement of Old 11/0.4KV DT-63KVA | 100003323 | 998736 |  | 18 |  | Installation of 3-Phase 11/0.4 kV, 63 kVA Distribution Transformer alongwith all associated equipment & accessories. Thisincludes fixing of MS galavanised items, Insulators, LA, HG fuse, AB Switch, LT Distribution box , danger plate, anti climbingdevice and making all connections to make the DT ready in all respect. This also includes supply of Dangerplate, PreformedInsulator binding, anti-climbing device, supply of termination kits for connecting LT cable at LTbushing and LTDB | EA | 28 |  | 18 | INCLUDED | INCLUDED | INCLUDED | 0 | 0 | 0 | 0 | 0 | 0 | 0 | 0 | 0.18 | 0
318 | 7000033353 | 7190 | 70 | 40 | Replacement of Old 11/0.4KV DT-63KVA | 100017942 | 998731 |  | 18 |  | Pipe earthing using 40 mm dia, 2.5m long GI pipe treated with charcoal & salt including supply of Charcoal and salt (AlternativelyCalcium Bentonite clay & black soil as per TS) as required as per approved drawing. (earth pit chamber not to be constructed) | EA | 84 |  | 18 | INCLUDED | INCLUDED | INCLUDED | 0 | 0 | 0 | 0 | 0 | 0 | 0 | 0 | 0.18 | 0
319 | 7000033353 | 7200 | 80 | 10 | Replacement of Old 11/0.4KV DT-100KVA | 100039876 | 998739 |  | 18 |  | Erection of 9M, 410MPA, SP33 Steel Tubular Pole including excavation of pits in all type of soil, Concreting, backfilling with soil,compaction, Coping of support upto 450 mm as per TS. Includes Cost of material except pole. | EA | 46 |  | 18 | INCLUDED | INCLUDED | INCLUDED | 0 | 0 | 0 | 0 | 0 | 0 | 0 | 0 | 0.18 | 0
320 | 7000033353 | 7200 | 80 | 20 | Replacement of Old 11/0.4KV DT-100KVA | 100003299 | 995428 |  | 18 |  | Erection of 11 kV Stay set with concreting (1:2:4) including supply of foundation material, complete in all respect as perapproved drawings. | SET | 46 |  | 18 | INCLUDED | INCLUDED | INCLUDED | 0 | 0 | 0 | 0 | 0 | 0 | 0 | 0 | 0.18 | 0
321 | 7000033353 | 7200 | 80 | 30 | Replacement of Old 11/0.4KV DT-100KVA | 100003413 | 998736 |  | 18 |  | Installation of 3-Phase, 11/0.433 kV,100 kVA Distribution Transformeralongwith all associated equipment &accessories. This includes connectionsof DT, fixing of MS galvanised items,AB Switch, LA, HG fuse, TPN Switchdisconnector, danger plate,anticlimbing device & sign board andmaking all connections to make the DTready in all respects. This alsoincludes Supply of Danger plate, signboard, Preformed Insulator binding,anti-climbing device, supply oftermination accessories for connectingLT cable at LT bushing and for makingconnections to LTDB for completeconnections in all respects as per TS | EA | 23 |  | 18 | INCLUDED | INCLUDED | INCLUDED | 0 | 0 | 0 | 0 | 0 | 0 | 0 | 0 | 0.18 | 0
322 | 7000033353 | 7200 | 80 | 40 | Replacement of Old 11/0.4KV DT-100KVA | 100017942 | 998731 |  | 18 |  | Pipe earthing using 40 mm dia, 2.5m long GI pipe treated with charcoal & salt including supply of Charcoal and salt (AlternativelyCalcium Bentonite clay & black soil as per TS) as required as per approved drawing. (earth pit chamber not to be constructed) | EA | 69 |  | 18 | INCLUDED | INCLUDED | INCLUDED | 0 | 0 | 0 | 0 | 0 | 0 | 0 | 0 | 0.18 | 0
323 | 7000033353 | 7210 | 90 | 10 | Replacement of Old 11/0.4KV DT-200KVA | 100039876 | 998739 |  | 18 |  | Erection of 9M, 410MPA, SP33 Steel Tubular Pole including excavation of pits in all type of soil, Concreting, backfilling with soil,compaction, Coping of support upto 450 mm as per TS. Includes Cost of material except pole. | EA | 28 |  | 18 | INCLUDED | INCLUDED | INCLUDED | 0 | 0 | 0 | 0 | 0 | 0 | 0 | 0 | 0.18 | 0
324 | 7000033353 | 7210 | 90 | 20 | Replacement of Old 11/0.4KV DT-200KVA | 100003299 | 995428 |  | 18 |  | Erection of 11 kV Stay set with concreting (1:2:4) including supply of foundation material, complete in all respect as perapproved drawings. | SET | 28 |  | 18 | INCLUDED | INCLUDED | INCLUDED | 0 | 0 | 0 | 0 | 0 | 0 | 0 | 0 | 0.18 | 0
325 | 7000033353 | 7210 | 90 | 30 | Replacement of Old 11/0.4KV DT-200KVA | 100040367 | 998736 |  | 18 |  | Installation of 3-Phase, 11/0.433 kV,200 kVA Distribution Transformeralongwith all associated equipment &accessories. This includes connectionsof DT, fixing of MS galvanised items,AB Switch, LA, HG fuse, TPN Switchdisconnector, danger plate,anticlimbing device & sign board andmaking all connections to make the DTready in all respects. This alsoincludes Supply of Danger plate, signboard, Preformed Insulator binding,anti-climbing device, supply oftermination accessories for connectingLT cable at LT bushing and for makingconnections to LTDB for completeconnections in all respects as per TS | EA | 14 |  | 18 | INCLUDED | INCLUDED | INCLUDED | 0 | 0 | 0 | 0 | 0 | 0 | 0 | 0 | 0.18 | 0
326 | 7000033353 | 7210 | 90 | 40 | Replacement of Old 11/0.4KV DT-200KVA | 100017942 | 998731 |  | 18 |  | Pipe earthing using 40 mm dia, 2.5m long GI pipe treated with charcoal & salt including supply of Charcoal and salt (AlternativelyCalcium Bentonite clay & black soil as per TS) as required as per approved drawing. (earth pit chamber not to be constructed) | EA | 42 |  | 18 | INCLUDED | INCLUDED | INCLUDED | 0 | 0 | 0 | 0 | 0 | 0 | 0 | 0 | 0.18 | 0
327 | 7000033353 | 7220 | 100 | 10 | Replacement of Old 11/0.4KV DT-315KVA | 100039876 | 998739 |  | 18 |  | Erection of 9M, 410MPA, SP33 Steel Tubular Pole including excavation of pits in all type of soil, Concreting, backfilling with soil,compaction, Coping of support upto 450 mm as per TS. Includes Cost of material except pole. | EA | 20 |  | 18 | INCLUDED | INCLUDED | INCLUDED | 0 | 0 | 0 | 0 | 0 | 0 | 0 | 0 | 0.18 | 0
328 | 7000033353 | 7220 | 100 | 20 | Replacement of Old 11/0.4KV DT-315KVA | 100003299 | 995428 |  | 18 |  | Erection of 11 kV Stay set with concreting (1:2:4) including supply of foundation material, complete in all respect as perapproved drawings. | SET | 20 |  | 18 | INCLUDED | INCLUDED | INCLUDED | 0 | 0 | 0 | 0 | 0 | 0 | 0 | 0 | 0.18 | 0
329 | 7000033353 | 7220 | 100 | 30 | Replacement of Old 11/0.4KV DT-315KVA | 100057465 | 998736 |  | 18 |  | Replacement work of 3-Phase 11/0.433 kV, 315 kVA Distribution Transformer alongwith all associated equipment & accessories.This includes fixing of MS galavanised items, AB Switch, LA, HG fuse, TPN Switch disconnector and connection of DT with PG Clamp,danger plate, anticlimbing device & sign board and making all connections to make the DT ready in all respect. This also includessupply of Danger plate, sign board, Preformed Insulator binding, anti-climbing device, supply of termination kits forterminatingLT cable at LT bushing and Switch fuse unit as per TS | EA | 10 |  | 18 | INCLUDED | INCLUDED | INCLUDED | 0 | 0 | 0 | 0 | 0 | 0 | 0 | 0 | 0.18 | 0
330 | 7000033353 | 7220 | 100 | 40 | Replacement of Old 11/0.4KV DT-315KVA | 100017942 | 998731 |  | 18 |  | Pipe earthing using 40 mm dia, 2.5m long GI pipe treated with charcoal & salt including supply of Charcoal and salt (AlternativelyCalcium Bentonite clay & black soil as per TS) as required as per approved drawing. (earth pit chamber not to be constructed) | EA | 30 |  | 18 | INCLUDED | INCLUDED | INCLUDED | 0 | 0 | 0 | 0 | 0 | 0 | 0 | 0 | 0.18 | 0
331 | 7000033353 | 7230 | 110 | 10 | Civil works for Plinth Mounted DT | 100057541 | 995433 |  | 18 |  | Earth work in Excavation for foundations in all types of soil and rock including backfilling disposal etc. for all leads and lifts. | M3 | 100 |  | 18 | INCLUDED | INCLUDED | INCLUDED | 0 | 0 | 0 | 0 | 0 | 0 | 0 | 0 | 0.18 | 0
332 | 7000033353 | 7230 | 110 | 20 | Civil works for Plinth Mounted DT | 100001325 | 995454 |  | 18 |  | Providing and laying of Plain Cement Concrete (PCC) (1:4:8) | M3 | 5 |  | 18 | INCLUDED | INCLUDED | INCLUDED | 0 | 0 | 0 | 0 | 0 | 0 | 0 | 0 | 0.18 | 0
333 | 7000033353 | 7230 | 110 | 30 | Civil works for Plinth Mounted DT | 100057542 | 995451 |  | 18 |  | Providing and laying of Reinforced Cement Concrete of Grade M30 Mix including pre cast, shuttering, Grouting of pockets &underpinning but excluding steel reinforcement | M3 | 128 |  | 18 | INCLUDED | INCLUDED | INCLUDED | 0 | 0 | 0 | 0 | 0 | 0 | 0 | 0 | 0.18 | 0
334 | 7000033353 | 7230 | 110 | 40 | Civil works for Plinth Mounted DT | 100057544 | 995454 |  | 18 |  | Steel Reinforcement for RCC work including straightening, cutting, bending, placing in position and binding all complete infoundation and in superstructure at all levels. | MT | 4 |  | 18 | INCLUDED | INCLUDED | INCLUDED | 0 | 0 | 0 | 0 | 0 | 0 | 0 | 0 | 0.18 | 0
335 | 7000033353 | 7230 | 110 | 50 | Civil works for Plinth Mounted DT | 100057543 | 995453 |  | 18 |  | Supply & Fixing in position of Misc. Structural steel including rails, embedment's, edge protection angles, gratings, plates,foundation bolts,washers etc. as per approved drawing but excluding the reinforcement steel and steel for lattice and pipestructures. | MT | 0.2 |  | 18 | INCLUDED | INCLUDED | INCLUDED | 0 | 0 | 0 | 0 | 0 | 0 | 0 | 0 | 0.18 | 0
336 | 7000033353 | 7230 | 110 | 60 | Civil works for Plinth Mounted DT | 100057540 | 995421 |  | 18 |  | Providing & Fixing G.I chain link fencing of 10 gauge wire as per approved drawing incl. MS angle 65x65x6 mm for vertical members &inclined member, including painting of angle, concrete (1:2:4), etc. all complete | M2 | 288 |  | 18 | INCLUDED | INCLUDED | INCLUDED | 0 | 0 | 0 | 0 | 0 | 0 | 0 | 0 | 0.18 | 0
337 | 7000033353 | 7230 | 110 | 70 | Civil works for Plinth Mounted DT | 170004379 | 995468 |  | 18 |  | SUPPLY & INSTALLATION OF SIGN BOARD AS PER APPROVED DRAWING AND AS PER TS | EA | 84 |  | 18 | INCLUDED | INCLUDED | INCLUDED | 0 | 0 | 0 | 0 | 0 | 0 | 0 | 0 | 0.18 | 0
1: IX; 8: Line & DT work of Nicobar Island | 0 | 0 | 0 | 0 | 0 | 0 | 0 | 0 | 0 | 0
338 | 7000033353 | 7380 | 20 | 10 | Replacement of 11kV Line-Cover Rabbit | 100039876 | 998739 |  | 18 |  | Erection of 9M, 410MPA, SP33 Steel Tubular Pole including excavation of pits in all type of soil, Concreting, backfilling with soil,compaction, Coping of support upto 450 mm as per TS. Includes Cost of material except pole. | EA | 80 |  | 18 | INCLUDED | INCLUDED | INCLUDED | 0 | 0 | 0 | 0 | 0 | 0 | 0 | 0 | 0.18 | 0
339 | 7000033353 | 7380 | 20 | 20 | Replacement of 11kV Line-Cover Rabbit | 100003310 | 995468 |  | 18 |  | Earthing of poles using spike type earthing as per approved drawings. | EA | 120 |  | 18 | INCLUDED | INCLUDED | INCLUDED | 0 | 0 | 0 | 0 | 0 | 0 | 0 | 0 | 0.18 | 0
340 | 7000033353 | 7380 | 20 | 30 | Replacement of 11kV Line-Cover Rabbit | 100003299 | 995428 |  | 18 |  | Erection of 11 kV Stay set with concreting (1:2:4) including supply of foundation material, complete in all respect as perapproved drawings. | SET | 200 |  | 18 | INCLUDED | INCLUDED | INCLUDED | 0 | 0 | 0 | 0 | 0 | 0 | 0 | 0 | 0.18 | 0
341 | 7000033353 | 7380 | 20 | 40 | Replacement of 11kV Line-Cover Rabbit | 100057457 | 998731 |  | 18 |  | Reconductoring of 3- ph, 3-wire, 11KV Line with covered rabbit conductor including installation of all fabricated material,insulators, hardware fittings, etc. as per TS. This shall also include supply and installation of mid span joints, repair sleeves,danger plate, anti-climbing device and dismantling of existing conductor, poles, fabrication items & other accessories as per scopeof work. | KM | 20 |  | 18 | INCLUDED | INCLUDED | INCLUDED | 0 | 0 | 0 | 0 | 0 | 0 | 0 | 0 | 0.18 | 0
342 | 7000033353 | 7780 | 40 | 10 | Conversion of OH 11kV Line- 3Cx50+1Cx35 | 100039876 | 998739 |  | 18 |  | Erection of 9M, 410MPA, SP33 Steel Tubular Pole including excavation of pits in all type of soil, Concreting, backfilling with soil,compaction, Coping of support upto 450 mm as per TS. Includes Cost of material except pole. | EA | 126 |  | 18 | INCLUDED | INCLUDED | INCLUDED | 0 | 0 | 0 | 0 | 0 | 0 | 0 | 0 | 0.18 | 0
343 | 7000033353 | 7780 | 40 | 20 | Conversion of OH 11kV Line- 3Cx50+1Cx35 | 100003310 | 995468 |  | 18 |  | Earthing of poles using spike type earthing as per approved drawings. | EA | 126 |  | 18 | INCLUDED | INCLUDED | INCLUDED | 0 | 0 | 0 | 0 | 0 | 0 | 0 | 0 | 0.18 | 0
344 | 7000033353 | 7780 | 40 | 30 | Conversion of OH 11kV Line- 3Cx50+1Cx35 | 100003299 | 995428 |  | 18 |  | Erection of 11 kV Stay set with concreting (1:2:4) including supply of foundation material, complete in all respect as perapproved drawings. | SET | 210 |  | 18 | INCLUDED | INCLUDED | INCLUDED | 0 | 0 | 0 | 0 | 0 | 0 | 0 | 0 | 0.18 | 0
345 | 7000033353 | 7780 | 40 | 40 | Conversion of OH 11kV Line- 3Cx50+1Cx35 | 100057459 | 998731 |  | 18 |  | Stringing of 11kV, 3Cx50+1Cx35 mm2, AB Cable. This includes all activities i.e. Installation of Suspension clamp, tension clamp,eye hook, cable termination and jointing as required, fixing of anti climbing device, etc & danger plate on Pole, dismantling ofexisting conductor, poles, fabrication items & other accessories as per scope of work, complete in all respect. This includessupply and installation of danger plate, Mid Span Joints, Repair Sleeves, Cable Termination & anti-climbing device as per TS. | KM | 21 |  | 18 | INCLUDED | INCLUDED | INCLUDED | 0 | 0 | 0 | 0 | 0 | 0 | 0 | 0 | 0.18 | 0
346 | 7000033353 | 7790 | 50 | 10 | Conversion of OH 11kV Line- 3Cx70+1Cx50 | 100039876 | 998739 |  | 18 |  | Erection of 9M, 410MPA, SP33 Steel Tubular Pole including excavation of pits in all type of soil, Concreting, backfilling with soil,compaction, Coping of support upto 450 mm as per TS. Includes Cost of material except pole. | EA | 198 |  | 18 | INCLUDED | INCLUDED | INCLUDED | 0 | 0 | 0 | 0 | 0 | 0 | 0 | 0 | 0.18 | 0
347 | 7000033353 | 7790 | 50 | 20 | Conversion of OH 11kV Line- 3Cx70+1Cx50 | 100003310 | 995468 |  | 18 |  | Earthing of poles using spike type earthing as per approved drawings. | EA | 198 |  | 18 | INCLUDED | INCLUDED | INCLUDED | 0 | 0 | 0 | 0 | 0 | 0 | 0 | 0 | 0.18 | 0
348 | 7000033353 | 7790 | 50 | 30 | Conversion of OH 11kV Line- 3Cx70+1Cx50 | 100003299 | 995428 |  | 18 |  | Erection of 11 kV Stay set with concreting (1:2:4) including supply of foundation material, complete in all respect as perapproved drawings. | SET | 330 |  | 18 | INCLUDED | INCLUDED | INCLUDED | 0 | 0 | 0 | 0 | 0 | 0 | 0 | 0 | 0.18 | 0
349 | 7000033353 | 7790 | 50 | 40 | Conversion of OH 11kV Line- 3Cx70+1Cx50 | 100057460 | 998731 |  | 18 |  | Stringing of 11kV, 3Cx70+1Cx50 mm2, AB Cable. This includes all activities i.e. Installation of Suspension clamp, tension clamp,eye hook, cable termination and jointing as required, fixing of anti climbing device, etc & danger plate on Pole, dismantling ofexisting conductor, poles, fabrication items & other accessories as per scope of work, complete in all respect. This includessupply and installation of danger plate, Mid Span Joints, Repair Sleeves, Cable Termination & anti-climbing device as per TS. | KM | 33 |  | 18 | INCLUDED | INCLUDED | INCLUDED | 0 | 0 | 0 | 0 | 0 | 0 | 0 | 0 | 0.18 | 0
350 | 7000033353 | 7800 | 60 | 10 | Conversion of ABC 11kV Line- 3Cx70+1Cx50 | 100039876 | 998739 |  | 18 |  | Erection of 9M, 410MPA, SP33 Steel Tubular Pole including excavation of pits in all type of soil, Concreting, backfilling with soil,compaction, Coping of support upto 450 mm as per TS. Includes Cost of material except pole. | EA | 300 |  | 18 | INCLUDED | INCLUDED | INCLUDED | 0 | 0 | 0 | 0 | 0 | 0 | 0 | 0 | 0.18 | 0
351 | 7000033353 | 7800 | 60 | 20 | Conversion of ABC 11kV Line- 3Cx70+1Cx50 | 100003310 | 995468 |  | 18 |  | Earthing of poles using spike type earthing as per approved drawings. | EA | 300 |  | 18 | INCLUDED | INCLUDED | INCLUDED | 0 | 0 | 0 | 0 | 0 | 0 | 0 | 0 | 0.18 | 0
352 | 7000033353 | 7800 | 60 | 30 | Conversion of ABC 11kV Line- 3Cx70+1Cx50 | 100003299 | 995428 |  | 18 |  | Erection of 11 kV Stay set with concreting (1:2:4) including supply of foundation material, complete in all respect as perapproved drawings. | SET | 500 |  | 18 | INCLUDED | INCLUDED | INCLUDED | 0 | 0 | 0 | 0 | 0 | 0 | 0 | 0 | 0.18 | 0
353 | 7000033353 | 7800 | 60 | 40 | Conversion of ABC 11kV Line- 3Cx70+1Cx50 | 100057460 | 998731 |  | 18 |  | Stringing of 11kV, 3Cx70+1Cx50 mm2, AB Cable. This includes all activities i.e. Installation of Suspension clamp, tension clamp,eye hook, cable termination and jointing as required, fixing of anti climbing device, etc & danger plate on Pole, dismantling ofexisting conductor, poles, fabrication items & other accessories as per scope of work, complete in all respect. This includessupply and installation of danger plate, Mid Span Joints, Repair Sleeves, Cable Termination & anti-climbing device as per TS. | KM | 50 |  | 18 | INCLUDED | INCLUDED | INCLUDED | 0 | 0 | 0 | 0 | 0 | 0 | 0 | 0 | 0.18 | 0
354 | 7000033353 | 8630 | 60 | 10 | LT OH to ABC-3Cx25+1CX35+1CX16 | 100039876 | 998739 |  | 18 |  | Erection of 9M, 410MPA, SP33 Steel Tubular Pole including excavation of pits in all type of soil, Concreting, backfilling with soil,compaction, Coping of support upto 450 mm as per TS. Includes Cost of material except pole. | EA | 175 |  | 18 | INCLUDED | INCLUDED | INCLUDED | 0 | 0 | 0 | 0 | 0 | 0 | 0 | 0 | 0.18 | 0
355 | 7000033353 | 8630 | 60 | 20 | LT OH to ABC-3Cx25+1CX35+1CX16 | 100003310 | 995468 |  | 18 |  | Earthing of poles using spike type earthing as per approved drawings. | EA | 150 |  | 18 | INCLUDED | INCLUDED | INCLUDED | 0 | 0 | 0 | 0 | 0 | 0 | 0 | 0 | 0.18 | 0
356 | 7000033353 | 8630 | 60 | 30 | LT OH to ABC-3Cx25+1CX35+1CX16 | 100003303 | 995428 |  | 18 |  | Erection of LT Stay set with concreting (1:2:4) including supply of foundation material, complete in all respect as perapproved drawings. | SET | 250 |  | 18 | INCLUDED | INCLUDED | INCLUDED | 0 | 0 | 0 | 0 | 0 | 0 | 0 | 0 | 0.18 | 0
357 | 7000033353 | 8630 | 60 | 40 | LT OH to ABC-3Cx25+1CX35+1CX16 | 100057463 | 998731 |  | 18 |  | Stringing of single Phase LT Aerial Bunched Cable (3Cx25+1CX16+1CX35 sq.mm) with bare messenger wire including erection ofeyehooks & eyehook clamps, suspension & dead clamps and all accessories as per approved drawings. This would include supply&erection of jointing kits, end caps, connectors for ABC to ABC tapping including supply of connectors used for tappingas per TS . | KM | 25 |  | 18 | INCLUDED | INCLUDED | INCLUDED | 0 | 0 | 0 | 0 | 0 | 0 | 0 | 0 | 0.18 | 0
358 | 7000033353 | 8640 | 70 | 10 | LT OH to ABC-3Cx35+1CX35+1CX16 | 100039876 | 998739 |  | 18 |  | Erection of 9M, 410MPA, SP33 Steel Tubular Pole including excavation of pits in all type of soil, Concreting, backfilling with soil,compaction, Coping of support upto 450 mm as per TS. Includes Cost of material except pole. | EA | 315 |  | 18 | INCLUDED | INCLUDED | INCLUDED | 0 | 0 | 0 | 0 | 0 | 0 | 0 | 0 | 0.18 | 0
359 | 7000033353 | 8640 | 70 | 20 | LT OH to ABC-3Cx35+1CX35+1CX16 | 100003310 | 995468 |  | 18 |  | Earthing of poles using spike type earthing as per approved drawings. | EA | 270 |  | 18 | INCLUDED | INCLUDED | INCLUDED | 0 | 0 | 0 | 0 | 0 | 0 | 0 | 0 | 0.18 | 0
360 | 7000033353 | 8640 | 70 | 30 | LT OH to ABC-3Cx35+1CX35+1CX16 | 100003303 | 995428 |  | 18 |  | Erection of LT Stay set with concreting (1:2:4) including supply of foundation material, complete in all respect as perapproved drawings. | SET | 450 |  | 18 | INCLUDED | INCLUDED | INCLUDED | 0 | 0 | 0 | 0 | 0 | 0 | 0 | 0 | 0.18 | 0
361 | 7000033353 | 8640 | 70 | 40 | LT OH to ABC-3Cx35+1CX35+1CX16 | 100040386 | 998731 |  | 18 |  | Stringing of single Phase LT Aerial Bunched Cable (3Cx35+1CX16+1CX35 sq.mm) with bare messenger wire including erection ofeyehooks & eyehook clamps, suspension & dead clamps and all accessories as per approved drawings. This would include supply &erection of jointing kits, end caps, connectors for ABC to ABC tapping including supply of connectors used for tappingas per TS . | KM | 45 |  | 18 | INCLUDED | INCLUDED | INCLUDED | 0 | 0 | 0 | 0 | 0 | 0 | 0 | 0 | 0.18 | 0
362 | 7000033353 | 8650 | 80 | 10 | LT OH to ABC-3Cx50+1CX35+1CX16 | 100039876 | 998739 |  | 18 |  | Erection of 9M, 410MPA, SP33 Steel Tubular Pole including excavation of pits in all type of soil, Concreting, backfilling with soil,compaction, Coping of support upto 450 mm as per TS. Includes Cost of material except pole. | EA | 140 |  | 18 | INCLUDED | INCLUDED | INCLUDED | 0 | 0 | 0 | 0 | 0 | 0 | 0 | 0 | 0.18 | 0
363 | 7000033353 | 8650 | 80 | 20 | LT OH to ABC-3Cx50+1CX35+1CX16 | 100003310 | 995468 |  | 18 |  | Earthing of poles using spike type earthing as per approved drawings. | EA | 120 |  | 18 | INCLUDED | INCLUDED | INCLUDED | 0 | 0 | 0 | 0 | 0 | 0 | 0 | 0 | 0.18 | 0
364 | 7000033353 | 8650 | 80 | 30 | LT OH to ABC-3Cx50+1CX35+1CX16 | 100003303 | 995428 |  | 18 |  | Erection of LT Stay set with concreting (1:2:4) including supply of foundation material, complete in all respect as perapproved drawings. | SET | 200 |  | 18 | INCLUDED | INCLUDED | INCLUDED | 0 | 0 | 0 | 0 | 0 | 0 | 0 | 0 | 0.18 | 0
365 | 7000033353 | 8650 | 80 | 40 | LT OH to ABC-3Cx50+1CX35+1CX16 | 100040387 | 998731 |  | 18 |  | Stringing of single Phase LT Aerial Bunched Cable (3Cx50+1CX16+1CX35 sq.mm) with bare messenger wire including erection ofeyehooks & eyehook clamps, suspension & dead clamps and all accessories as per approved drawings. This would include supply &erection of jointing kits, end caps, connectors for ABC to ABC tapping including supply of connectors used for tapping as per TS. | KM | 20 |  | 18 | INCLUDED | INCLUDED | INCLUDED | 0 | 0 | 0 | 0 | 0 | 0 | 0 | 0 | 0.18 | 0
366 | 7000033353 | 8660 | 90 | 10 | LT OH to ABC-3Cx70+1X50+1X16 | 100039876 | 998739 |  | 18 |  | Erection of 9M, 410MPA, SP33 Steel Tubular Pole including excavation of pits in all type of soil, Concreting, backfilling with soil,compaction, Coping of support upto 450 mm as per TS. Includes Cost of material except pole. | EA | 70 |  | 18 | INCLUDED | INCLUDED | INCLUDED | 0 | 0 | 0 | 0 | 0 | 0 | 0 | 0 | 0.18 | 0
367 | 7000033353 | 8660 | 90 | 20 | LT OH to ABC-3Cx70+1X50+1X16 | 100003310 | 995468 |  | 18 |  | Earthing of poles using spike type earthing as per approved drawings. | EA | 60 |  | 18 | INCLUDED | INCLUDED | INCLUDED | 0 | 0 | 0 | 0 | 0 | 0 | 0 | 0 | 0.18 | 0
368 | 7000033353 | 8660 | 90 | 30 | LT OH to ABC-3Cx70+1X50+1X16 | 100003303 | 995428 |  | 18 |  | Erection of LT Stay set with concreting (1:2:4) including supply of foundation material, complete in all respect as perapproved drawings. | SET | 100 |  | 18 | INCLUDED | INCLUDED | INCLUDED | 0 | 0 | 0 | 0 | 0 | 0 | 0 | 0 | 0.18 | 0
369 | 7000033353 | 8660 | 90 | 40 | LT OH to ABC-3Cx70+1X50+1X16 | 100040388 | 998731 |  | 18 |  | Stringing of single Phase LT Aerial Bunched Cable (3Cx70+1CX16+1CX50 sq.mm) with bare messenger wire including erection ofeyehooks & eyehook clamps, suspension & dead clamps and all accessories as per approved drawings. This would include supply &erection of jointing kits, end caps, connectors for ABC to ABC tapping including supply of connectors used for tapping as per TS. | KM | 10 |  | 18 | INCLUDED | INCLUDED | INCLUDED | 0 | 0 | 0 | 0 | 0 | 0 | 0 | 0 | 0.18 | 0
370 | 7000033353 | 8670 | 100 | 10 | LT OH to ABC-3Cx95+1X70+1X35 | 100039876 | 998739 |  | 18 |  | Erection of 9M, 410MPA, SP33 Steel Tubular Pole including excavation of pits in all type of soil, Concreting, backfilling with soil,compaction, Coping of support upto 450 mm as per TS. Includes Cost of material except pole. | EA | 70 |  | 18 | INCLUDED | INCLUDED | INCLUDED | 0 | 0 | 0 | 0 | 0 | 0 | 0 | 0 | 0.18 | 0
371 | 7000033353 | 8670 | 100 | 20 | LT OH to ABC-3Cx95+1X70+1X35 | 100003310 | 995468 |  | 18 |  | Earthing of poles using spike type earthing as per approved drawings. | EA | 60 |  | 18 | INCLUDED | INCLUDED | INCLUDED | 0 | 0 | 0 | 0 | 0 | 0 | 0 | 0 | 0.18 | 0
372 | 7000033353 | 8670 | 100 | 30 | LT OH to ABC-3Cx95+1X70+1X35 | 100003303 | 995428 |  | 18 |  | Erection of LT Stay set with concreting (1:2:4) including supply of foundation material, complete in all respect as perapproved drawings. | SET | 100 |  | 18 | INCLUDED | INCLUDED | INCLUDED | 0 | 0 | 0 | 0 | 0 | 0 | 0 | 0 | 0.18 | 0
373 | 7000033353 | 8670 | 100 | 40 | LT OH to ABC-3Cx95+1X70+1X35 | 100057464 | 998731 |  | 18 |  | Stringing of single Phase LT Aerial Bunched Cable (3Cx95+1CX16+1CX70 sq.mm) with bare messenger wire including erectionofeyehooks & eyehook clamps, suspension & dead clamps and all accessories as per approved drawings. This would include supply&erection of jointing kits, end caps, connectors for ABC to ABC tapping including supply of connectors used for tapping as per TS. | KM | 10 |  | 18 | INCLUDED | INCLUDED | INCLUDED | 0 | 0 | 0 | 0 | 0 | 0 | 0 | 0 | 0.18 | 0
374 | 7000033353 | 9020 | 30 | 10 | Replacement of Old 11/0.4KV DT-100KVA | 100039876 | 998739 |  | 18 |  | Erection of 9M, 410MPA, SP33 Steel Tubular Pole including excavation of pits in all type of soil, Concreting, backfilling with soil,compaction, Coping of support upto 450 mm as per TS. Includes Cost of material except pole. | EA | 20 |  | 18 | INCLUDED | INCLUDED | INCLUDED | 0 | 0 | 0 | 0 | 0 | 0 | 0 | 0 | 0.18 | 0
375 | 7000033353 | 9020 | 30 | 20 | Replacement of Old 11/0.4KV DT-100KVA | 100003299 | 995428 |  | 18 |  | Erection of 11 kV Stay set with concreting (1:2:4) including supply of foundation material, complete in all respect as perapproved drawings. | SET | 20 |  | 18 | INCLUDED | INCLUDED | INCLUDED | 0 | 0 | 0 | 0 | 0 | 0 | 0 | 0 | 0.18 | 0
376 | 7000033353 | 9020 | 30 | 30 | Replacement of Old 11/0.4KV DT-100KVA | 100003413 | 998736 |  | 18 |  | Installation of 3-Phase, 11/0.433 kV,100 kVA Distribution Transformeralongwith all associated equipment &accessories. This includes connectionsof DT, fixing of MS galvanised items,AB Switch, LA, HG fuse, TPN Switchdisconnector, danger plate,anticlimbing device & sign board andmaking all connections to make the DTready in all respects. This alsoincludes Supply of Danger plate, signboard, Preformed Insulator binding,anti-climbing device, supply oftermination accessories for connectingLT cable at LT bushing and for makingconnections to LTDB for completeconnections in all respects as per TS | EA | 10 |  | 18 | INCLUDED | INCLUDED | INCLUDED | 0 | 0 | 0 | 0 | 0 | 0 | 0 | 0 | 0.18 | 0
377 | 7000033353 | 9020 | 30 | 40 | Replacement of Old 11/0.4KV DT-100KVA | 100017942 | 998731 |  | 18 |  | Pipe earthing using 40 mm dia, 2.5m long GI pipe treated with charcoal & salt including supply of Charcoal and salt (AlternativelyCalcium Bentonite clay & black soil as per TS) as required as per approved drawing. (earth pit chamber not to be constructed) | EA | 30 |  | 18 | INCLUDED | INCLUDED | INCLUDED | 0 | 0 | 0 | 0 | 0 | 0 | 0 | 0 | 0.18 | 0
378 | 7000033353 | 9030 | 40 | 10 | Replacement of Old 11/0.4KV DT-200KVA | 100039876 | 998739 |  | 18 |  | Erection of 9M, 410MPA, SP33 Steel Tubular Pole including excavation of pits in all type of soil, Concreting, backfilling with soil,compaction, Coping of support upto 450 mm as per TS. Includes Cost of material except pole. | EA | 20 |  | 18 | INCLUDED | INCLUDED | INCLUDED | 0 | 0 | 0 | 0 | 0 | 0 | 0 | 0 | 0.18 | 0
379 | 7000033353 | 9030 | 40 | 20 | Replacement of Old 11/0.4KV DT-200KVA | 100003299 | 995428 |  | 18 |  | Erection of 11 kV Stay set with concreting (1:2:4) including supply of foundation material, complete in all respect as perapproved drawings. | SET | 20 |  | 18 | INCLUDED | INCLUDED | INCLUDED | 0 | 0 | 0 | 0 | 0 | 0 | 0 | 0 | 0.18 | 0
380 | 7000033353 | 9030 | 40 | 30 | Replacement of Old 11/0.4KV DT-200KVA | 100040367 | 998736 |  | 18 |  | Installation of 3-Phase, 11/0.433 kV,200 kVA Distribution Transformeralongwith all associated equipment &accessories. This includes connectionsof DT, fixing of MS galvanised items,AB Switch, LA, HG fuse, TPN Switchdisconnector, danger plate,anticlimbing device & sign board andmaking all connections to make the DTready in all respects. This alsoincludes Supply of Danger plate, signboard, Preformed Insulator binding,anti-climbing device, supply oftermination accessories for connectingLT cable at LT bushing and for makingconnections to LTDB for completeconnections in all respects as per TS | EA | 10 |  | 18 | INCLUDED | INCLUDED | INCLUDED | 0 | 0 | 0 | 0 | 0 | 0 | 0 | 0 | 0.18 | 0
381 | 7000033353 | 9030 | 40 | 40 | Replacement of Old 11/0.4KV DT-200KVA | 100017942 | 998731 |  | 18 |  | Pipe earthing using 40 mm dia, 2.5m long GI pipe treated with charcoal & salt including supply of Charcoal and salt (AlternativelyCalcium Bentonite clay & black soil as per TS) as required as per approved drawing. (earth pit chamber not to be constructed) | EA | 30 |  | 18 | INCLUDED | INCLUDED | INCLUDED | 0 | 0 | 0 | 0 | 0 | 0 | 0 | 0 | 0.18 | 0
382 | 7000033353 | 9040 | 50 | 10 | Civil works for Plinth Mounted DT | 100057541 | 995433 |  | 18 |  | Earth work in Excavation for foundations in all types of soil and rock including backfilling disposal etc. for all leads and lifts. | M3 | 42 |  | 18 | INCLUDED | INCLUDED | INCLUDED | 0 | 0 | 0 | 0 | 0 | 0 | 0 | 0 | 0.18 | 0
383 | 7000033353 | 9040 | 50 | 20 | Civil works for Plinth Mounted DT | 100001325 | 995454 |  | 18 |  | Providing and laying of Plain Cement Concrete (PCC) (1:4:8) | M3 | 2.2 |  | 18 | INCLUDED | INCLUDED | INCLUDED | 0 | 0 | 0 | 0 | 0 | 0 | 0 | 0 | 0.18 | 0
384 | 7000033353 | 9040 | 50 | 30 | Civil works for Plinth Mounted DT | 100057542 | 995451 |  | 18 |  | Providing and laying of Reinforced Cement Concrete of Grade M30 Mix including pre cast, shuttering, Grouting of pockets &underpinning but excluding steel reinforcement | M3 | 53 |  | 18 | INCLUDED | INCLUDED | INCLUDED | 0 | 0 | 0 | 0 | 0 | 0 | 0 | 0 | 0.18 | 0
385 | 7000033353 | 9040 | 50 | 40 | Civil works for Plinth Mounted DT | 100057544 | 995454 |  | 18 |  | Steel Reinforcement for RCC work including straightening, cutting, bending, placing in position and binding all complete infoundation and in superstructure at all levels. | MT | 1.6 |  | 18 | INCLUDED | INCLUDED | INCLUDED | 0 | 0 | 0 | 0 | 0 | 0 | 0 | 0 | 0.18 | 0
386 | 7000033353 | 9040 | 50 | 50 | Civil works for Plinth Mounted DT | 100057543 | 995453 |  | 18 |  | Supply & Fixing in position of Misc. Structural steel including rails, embedment's, edge protection angles, gratings, plates,foundation bolts,washers etc. as per approved drawing but excluding the reinforcement steel and steel for lattice and pipestructures. | MT | 0.08 |  | 18 | INCLUDED | INCLUDED | INCLUDED | 0 | 0 | 0 | 0 | 0 | 0 | 0 | 0 | 0.18 | 0
387 | 7000033353 | 9040 | 50 | 60 | Civil works for Plinth Mounted DT | 100057540 | 995421 |  | 18 |  | Providing & Fixing G.I chain link fencing of 10 gauge wire as per approved drawing incl. MS angle 65x65x6 mm for vertical members &inclined member, including painting of angle, concrete (1:2:4), etc. all complete | M2 | 120 |  | 18 | INCLUDED | INCLUDED | INCLUDED | 0 | 0 | 0 | 0 | 0 | 0 | 0 | 0 | 0.18 | 0
388 | 7000033353 | 9040 | 50 | 70 | Civil works for Plinth Mounted DT | 170004379 | 995468 |  | 18 |  | SUPPLY & INSTALLATION OF SIGN BOARD AS PER APPROVED DRAWING AND AS PER TS | EA | 20 |  | 18 | INCLUDED | INCLUDED | INCLUDED
| Total | [9 empty] | Total Installation / Erection Charges (excluding GST) |  |  |  |  | 0
| Total | [9 empty] | GST payable on the price quoted if Contract is awarded (Amount) | [5 empty] | 0
2: Total; 8: Total Installation / Erection Charges (including GST); 15=13+14: 0 |  | 0 |  |  | 0 | 0 |  | 0 |  | 0
[26 empty] | Total Corrected Price (excl. GST) |  | GST Amount
| Date | [10 empty] | Printed Name
| Place | [10 empty] | Designation
0

## Sch-5 (hidden)
NIT/RFB No.: CC/NT/W-DMS/DOM/T00/25/06099 |  |  |  | Schedule - 5
Loss Reduction works under RDSS in UT of Andaman & Nicobar Islands
(SUMMARY OF TAXES & DUTIES APPLICABLE ON PLANT & EQUIPMENT)
BIDDER:
0 |  |  | To:
Bidder’s Name and Address (Sole Bidder) : |  |  | Contract Services
Name : |  |  | Power Grid Corporation of India Ltd.,
Address : |  |  | "Saudamini", Plot No.-2
Sector-29,
Gurgaon (Haryana) - 122001
Sl. No. | Item Nos. |  | Total Price (INR) |  | After Discount |  | After MPDiscount
1 | TOTAL GST on Goods |  | 0 |  | Excise Duty | #REF! | Excise Duty | #REF!
Total GST for Supply of Goods (inter-alia including Type Test Charges) between the Contractor and the Employer (identified in Schedule 1') which are not included in the Ex-works price as per the provision of the Bidding Documents, as applicable.
2 | TOTAL GST on Services |  | 0 |  | Sales Tax | 0 | Sales Tax | 0
| Total GST on Installation Services (indentified in Schedule-3) and Training to be imparted in India (identified in Schedule-4) which are not included in the Installation and Training charges as per the provision of the Bidding Documents, as applicable |  |  |  | #REF! | 0 | #REF! | 0
| GRAND TOTAL [1+2] |  | 0
Date : |  | Printed Name :
Place : |  | Designation :
Click for Sch-6

## Sch-5 after discount (hidden)
NIT/RFB No.: CC/NT/W-DMS/DOM/T00/25/06099 |  |  |  | Schedule - 5
Loss Reduction works under RDSS in UT of Andaman & Nicobar Islands
(SUMMARY OF TAXES & DUTIES APPLICABLE ON PLANT & EQUIPMENT)
BIDDER:
0 |  |  | To:
Bidder’s Name and Address (Sole Bidder) : |  |  | POWERGRID ENERGY SERVICES LIMITED,
Name : |  |  | Plot no.42, Sector-44,
Address : |  |  | Gurgaon, 122003
0
0
Sl. No. | Item Nos. |  | Total Price (INR)
1 | TOTAL GST on Goods |  | 0
Total GST for Supply of Goods (inter-alia including Type Test Charges) between the Contractor and the Employer (identified in Schedule 1') which are not included in the Ex-works price as per the provision of the Bidding Documents, as applicable.
2 | TOTAL GST on Services |  | 0
Total GST on Installation Services (indentified in Schedule-3) and Training to be imparted in India (identified in Schedule-4) which are not included in the Installation and Training charges as per the provision of the Bidding Documents, as applicable
| GRAND TOTAL [1+2] |  | 0
Date : |  | Printed Name :
Place : |  | Designation :
Click for Sch-6

## Sch-3
NIT/RFB No.: CC/NT/W-DMS/DOM/T00/25/06099 |  |  | Schedule - 3
Loss Reduction works under RDSS in UT of Andaman & Nicobar Islands
(GRAND SUMMARY)
BIDDER:
0 |  |  | To:
Bidder’s Name and Address (Sole Bidder) : |  |  | POWERGRID ENERGY SERVICES LIMITED,
Name : |  |  | Plot no.42, Sector-44,
Address : |  |  | Gurgaon, 122003
0
0
Sl. No. | Description |  | Total Price (INR)
1 | TOTAL SCHEDULE NO. 1 |  | 0
Total Ex-Works Price + price for inland transportation and other services required in Andaman & Nicobar Island to convey the Goods to their final destination (including GST)
2 | TOTAL SCHEDULE NO. 2 |  | 0
Total Installation / Erection Charges (including GST)
GRAND TOTAL [1+2]
0
Date : |  | Printed Name :
Place : |  | Designation :
Click for Sch-7

## Sch-6 After Discount (hidden)
NIT/RFB No.: CC/NT/W-DMS/DOM/T00/25/06099 |  |  | Schedule - 6 After Discount
Loss Reduction works under RDSS in UT of Andaman & Nicobar Islands
(GRAND SUMMARY)
#REF! |  |  | To:
Bidder’s Name and Address (Sole Bidder) : |  |  | POWERGRID ENERGY SERVICES LIMITED,
Name : |  |  | Plot no.42, Sector-44,
Address : |  |  | Gurgaon, 122003
0
0
Sl. No. | Description |  | Total Price (INR)
1 | TOTAL SCHEDULE NO. 1
Ex-works price of Plant and Equipment including Type Test Charges
2 | TOTAL SCHEDULE NO. 2
Local Transportation, Insurance and other Incidental Services
3 | TOTAL SCHEDULE NO. 3
Installation Charges
4 | TOTAL SCHEDULE NO. 4
Training Charges
5 | TOTAL SCHEDULE NO. 5
Taxes and Duties
6 | TOTAL SCHEDULE NO. 7
Type Test Charges [Total of this Schedule is included in Schedule - 1 above.]
GRAND TOTAL [1+2+3+4+5]
Date : |  | Printed Name :
Place : |  | Designation :
Click for Sch-7

## Sch-6 (After Discount) (hidden)
NIT/RFB No.: CC/NT/W-DMS/DOM/T00/25/06099 |  |  | Schedule - 6
Loss Reduction works under RDSS in UT of Andaman & Nicobar Islands
(GRAND SUMMARY)
BIDDER:
0 |  |  | To:
Bidder’s Name and Address (Sole Bidder) : |  |  | POWERGRID ENERGY SERVICES LIMITED,
Name : |  |  | Plot no.42, Sector-44,
Address : |  |  | Gurgaon, 122003
0
0
Sl. No. | Description |  | Total Price (INR) | From Sch-6 | Discount Factors
1 | TOTAL SCHEDULE NO. 1 |  | 0 | 0 | 0
Ex-works price of Plant and Equipment including Type Test Charges
2 | TOTAL SCHEDULE NO. 2 |  | #REF! | 0 | #REF!
Local Transportation, In-transit Insurance, loading and unloading
3 | TOTAL SCHEDULE NO. 3 |  | #REF! | #REF! | 0
Installation Charges
4 | TOTAL SCHEDULE NO. 4 |  | Not Applicable
Training Charges
5 | TOTAL SCHEDULE NO. 5 |  | 0
Taxes and Duties
6 | TOTAL SCHEDULE NO. 7 |  | Not Applicable
Type Test Charges [Total of this Schedule is included in Schedule - 1 above.]
GRAND TOTAL [1+2+3+5]
#REF!
Date : |  | Printed Name :
Place : |  | Designation :
Click for Sch-7

## Discount (hidden)
NIT/RFB No.: CC/NT/W-DMS/DOM/T00/25/06099 |  |  |  |  | Letter of Discount
LETTER OF DISCOUNT
To:
Contract Services | [6 empty] | Schedule 1 | 0
Power Grid Corporation of India Ltd., | [6 empty] | Schedule 2 | #REF!
"Saudamini", Plot No.-2 | [6 empty] | Schedule 3 | 0
Sector-29, (near IFFCO Chowk) | [6 empty] | Total | #REF!
Gurgaon (Haryana) - 122001
Subject : |  | Loss Reduction works under RDSS in UT of Andaman & Nicobar Islands
Dear Sir
With reference to the subject tender, we hereby offer unconditional discount on the prices quoted by us as per details given here below : | [5 empty] | Sch-1 | Sch-2 | Sch-3
| 1 | Discount on lum-sum basis on total price quoted by us without GST. [The discount shall be proportionately applicable on all the items of all the Schdules i.e. Sch-1 (without type test charges), Sch-2, Sch-3, Sch-4 & Sch-7] In Rs. |  |  |  | 0 | #REF! | 0
| 2 | Discount on percent basis on total price quoted by us without GST. [The discount shall be applicable on all the items of all the Schdules i.e. Sch-1 (without type test charges), Sch-2 , Sch-3, Sch-4 & Sch-7] In Percent (%) |  |  |  | 0 | #REF! | 0
| 3 | Discount on lum-sum basis on the Schedules as given below : [The discount shall be proportionately applicable on all the relevent items of the respective Schdules.] In Rs.
|  | Schedule-1 : Ex works prices |  | In Rs. |  | 0
|  | Schedule-2 : Local Transportation, In-transit Insurance, loading and unloading |  | In Rs. |  |  | 0
|  | Schedule-3 : Installation Charges |  | In Rs. |  |  |  | 0
|  | Schedule-4 : Training Charges |  | In Rs.
|  | Schedule-7 : Type Test Charges |  | In Rs.
| 4 | Discount on percent basis on the Schedules as given below : [The discount shall be applicable on all the relevent items of the respective Schdules.] In Percent (%)
|  | Schedule-1 : Ex works prices |  | In Percent (%) |  | 0
|  | Schedule-2 : Local Transportation, In-transit Insurance, loading and unloading |  | In Percent (%) |  |  | #REF!
|  | Schedule-3 : Installation Charges |  | In Percent (%) |  |  |  | 0
|  | Schedule-4 : Training Charges |  | In Percent (%)
|  | Schedule-7 : Type Test Charges |  | In Percent (%)
Discount(s) offered at sl. No. 1 to 4 will get displayed and accounted for automatically in the respective items of the Schedules.
| 5 | We hereby offer Multi-package discount as given below:
[6 empty] | 0 | #REF! | 0 | 0 | 0
|  | Multi-Package Discount(s) offered at sl. No. 5 will not get automatically accounted for in the respective items of the Schedules. The same shall be worked out saparately for evaluation. |  |  |  | #DIV/0! | #REF! | #DIV/0! | #DIV/0! | #REF!
[Discount will not be calculated authometrically. However, the same shall be considered during evaluation.]
Please consider this letter of discount as the integral part of our price bid.
Thanking you, we remain, | [5 empty] | 0 | #REF! | 0
[5 empty] | Yours faithfully, | 0 | #REF! | 0 | Discount Factors
For and on behalf of
Date : |  | #REF! | Printed Name : | 0
Place : |  | #REF! | Designation : | 0

## Octroi (hidden)
Details of Octroi
Sl No. | Description of Items | Amount on which Octroi is applicable | Rate of Octroi | Octroi
(1) | (2) | (3) | (4) | (5) =(3) x (4)
1 |  |  |  | 0
2 |  |  |  | 0
3 |  |  |  | 0
4 |  |  |  | 0
5 |  |  |  | 0
6 |  |  |  | 0
7 |  |  |  | 0
8 |  |  |  | 0
9 |  |  |  | 0
10 |  |  |  | 0
| Total |  |  | 0
Back to Sch 5

## Entry Tax (hidden)
Details of Entry Tax
Sl No. | Description of Items | Amount on which Entry Tax is applicable | Rate of Entry Tax | Entry Tax
(1) | (2) | (3) | (4) | (5) =(3) x (4)
1 |  |  |  | 0
2 |  |  |  | 0
3 |  |  |  | 0
4 |  |  |  | 0
5 |  |  |  | 0
6 |  |  |  | 0
7 |  |  |  | 0
8 |  |  |  | 0
9 |  |  |  | 0
10 |  |  |  | 0
| Total |  |  | 0
Back to Sch 5

## Other Taxes & Duties (hidden)
Details of Other Taxes & Duties
Sl No. | Description of Items | Amount on which Other Taxes & Duties are applicable | Description of Taxes & Duties | Rate of Taxes & Duties | Amount of Taxes & Duties
(1) | (2) | (3) | (4) | (5) | (6) =(3) x (4)
1 |  |  |  |  | 0
2 |  |  |  |  | 0
3 |  |  |  |  | 0
4 |  |  |  |  | 0
5 |  |  |  |  | 0
6 |  |  |  |  | 0
7 |  |  |  |  | 0
8 |  |  |  |  | 0
9 |  |  |  |  | 0
10 |  |  |  |  | 0
| Total |  |  |  | 0
Back to Sch 5

## QC (hidden)
STATEMENT OF QUOTED / CORRECTED PRICES
ALL FIGURES ARE IN INDIAN RUPEES
BIDDER
SL. | PRICE COMPONENT | QUOTED PRICE | CORRECTED PRICE
1 | Price of Plant and Equipment (including Mandatory Spares Parts) to be supplied [Schedule-1] | 0 |  | 0
2 | Local Transportation, In-transit Insurance, loading and unloading charges [Schedule-2] | #REF! |  | #REF!
3 | Installation Charges [Schedule-3] | 0 |  | 0
4 | Type Test Charges [Schedule-7] | Not Applicable |  | Not Applicable
5 | Total Bid Price excluding GST (1+2+3+4) | #REF! |  | #REF!
6 | Discount | NIL |  | NIL
7 | Total Bid Price excluding GST (1+2+3+4) | #REF! |  | #REF!
8 | Taxes & Duties:
| GST on Supply of Goods @5% | 0 |  | 0 | total GST on supply | 291545315.52
| GST on Supply of Goods @12% | 0 |  | 0
| GST on Supply of Goods @12% | 0 |  | 0
| GST on Supply of Goods @18% |  |  | 0
| GST on Supply of Goods @28% |  |  | 0
| GST on Supply of Installation Services @ 18% | 0 |  | 0
| GST on Type Test Charges | Not Applicable |  | Not Applicable
9 | Total Taxes & Duties | 0 |  | 0
10 | Total Bid Price (including Taxes & Duties) | #REF! |  | #REF!
Note-1: | It may be mentioned that KEC in Schedule-1 & 3 of their bid, have confirmed/deemed confirmed HSN/SAC code. Also, KEC have confirmed/ deemed confirmed rate of GST for all the items/services in Schedule-1 & 3. Hence the GST tax rate as quoted by KEC has been considered to arrive at their total evaluated bid price, in line with the provisions of the Bidding Documents.
Note-2: | It may be mentioned that KEC in Schedule-3 of their bid, have quoted unit prices in more than 2 place of decimals. Accordingly, to work out the total corrected price, unit rates quoted by KEC are rounded off to 2 place of decimals.
Transmission line Tower Package TW03 for 765 kV D/C Navasari (New) (South Gujarat) - Padghe line (Gujarat portion) associated with Transmission Network Expansion in Gujarat to increase its ATC from ISTS: Part B; Spec. No.: 5002002154/TOWER/DOM/A04-CC CS -5
Annexure-E9

## Contracts-Template (hidden)
Exworks
| Total Ex-Works Price Direct |  |  |  |  | 0
| Total Ex-Works Price Bought Out |  |  |  |  | 0
| Total Ex-Works Price |  |  |  |  | 0
| Total Type Test charges as per Schedule-7 |  |  |  |  | #REF!
| Total Ex-works Price including Type Test charges |  |  |  |  | #REF!
Note : | Specify amount of Excise Duty, Sales Tax/'VAT and other taxes payable on the transaction between the Contractor and the Employer and octroi/entry tax as applicable for destination site/state on all items of supply including bought-out finished items (to be identified in the Contract), which shall be dispatched directly from the sub-vendor’s works to the Employer’s site (sale-in-transit), separately in Schedule-5. Excise Duty, Sales tax and other levies for all the bought-out items are to be included in the EXW Price (Col. No. 5) only and not to be indicated in Schedule-5.
^ | If the item(s) quoted/considered as "Bought-out" in the bid are manufactured at Bidder's works and confirmed to be supplied under “Direct transaction” by the bidder, then the taxes and duties on such items shall be paid/reimbursed by POWERGRID in line with the provisions of Bidding Documents. For this purpose, at the time of award, the Ex-works price (exclusive of taxes & duties) shall be arrived at from the quoted Ex-works price (inclusive of taxes ad duties) by excluding taxes and duties applicable on such items, as on date of Bid opening, in case of supplies from manufacturer proposed in the bid. During contract execution, the taxes and duties on such items shall be paid/reimbursed at actuals, limited to the rates prevailing on date of Bid opening.
Date : | --
Place : |  |  | Printed Name : |  | --
Designation :
FandI
| Total F&I Price |  |  |  |  | (=SUM(I16:I27))
Date : | (='Sch-1'!B43)
Place : | (='Sch-1'!B44) |  | Printed Name : | (='Sch-1'!E44)
|  |  | Designation : | (='Sch-1'!E45)
service
| Total Installaiton Charges | [5 empty] | #REF!
Date : | (='Sch-1'!B43)
Place : | (='Sch-1'!B44) |  | Printed Name : | (='Sch-1'!E44)
|  |  | Designation : | (='Sch-1'!E45)
Training
Date : | (=IF('Sch-1'!B43=0,"", 'Sch-1'!B43)) |  | (="Printed Name : " & IF('Sch-1'!E44=0,"",'Sch-1'!E44))
Place : | (=IF('Sch-1'!B44=0,"", 'Sch-1'!B44)) |  | (="Designation : " & IF('Sch-1'!E45=0,"",'Sch-1'!E45))
Type test
| TOTAL TYPE TEST CHARGES |  |  |  |  | (=SUM(I17:I18))
Date : | (='Sch-1'!B43) | (="Printed Name : " & 'Sch-1'!E44)
Place : | (='Sch-1'!B44) | (="Designation : " & 'Sch-1'!E45)
Note : | Bidder should indicate the name of test laboratories where type tests are proposed to be conducted
Direct
Bought-out

## N-W (Cr.) (hidden)
#REF! |  |  | 0 |  | #REF! |  |  | #REF! |  |  |  | #REF!
#REF!
INR
#REF! |  |  |  |  | #REF! |  |  | #REF! |  |  |  | #N/A
#N/A
#REF! | #REF! |  | 0 |  | #REF! | #REF! |  | #REF! | #REF!
#REF! | #REF! | #REF! | 0 |  | #REF! | #REF! | #REF! | #REF! | #REF! | #REF!
#REF! | #REF! | #REF! | 0 |  | #REF! | #REF! | #REF! | #REF! | #REF! | #REF! | #REF! | 0 | 0 | 0 | 0 | #REF! | plus
#REF! | #REF! | #REF! | 0 |  | #REF! | #REF! | #REF! | #REF! | #REF! | #REF! | #REF! | 0 | 0 | 0 | 1 | #REF!
#REF! | #REF! | #REF! | 0 |  | #REF! | #REF! | #REF! | #REF! | #REF! | #REF! | #REF! | 0 | 0 | 1 | 0 | #REF!
#REF! | #REF! | #REF! | 0 |  | #REF! | #REF! | #REF! | #REF! | #REF! | #REF! | #REF! | 0 | 0 | 1 | 1 | #REF!
[11 empty] | #REF! | 0 | 1 | 0 | 0 | #REF!
1 | One |  | 1 | One | 1 | One |  | 1 | One |  | #REF! | 0 | 1 | 0 | 1 | #REF!
2 | Two |  | 2 | Two | 2 | Two |  | 2 | Two |  | #REF! | 0 | 1 | 1 | 0 | #REF!
3 | Three |  | 3 | Three | 3 | Three |  | 3 | Three |  | #REF! | 0 | 1 | 1 | 1 | #REF!
4 | Four |  | 4 | Four | 4 | Four |  | 4 | Four |  | #REF! | 1 | 0 | 0 | 0 | #REF!
5 | Five |  | 5 | Five | 5 | Five |  | 5 | Five |  | #REF! | 1 | 0 | 0 | 1 | #REF!
6 | Six |  | 6 | Six | 6 | Six |  | 6 | Six |  | #REF! | 1 | 0 | 1 | 0 | #REF!
7 | Seven |  | 7 | Seven | 7 | Seven |  | 7 | Seven |  | #REF! | 1 | 0 | 1 | 1 | #REF!
8 | Eight |  | 8 | Eight | 8 | Eight |  | 8 | Eight |  | #REF! | 1 | 1 | 0 | 0 | #REF!
9 | Nine |  | 9 | Nine | 9 | Nine |  | 9 | Nine |  | #REF! | 1 | 1 | 0 | 1 | #REF!
10 | Ten |  | 10 | Ten | 10 | Ten |  | 10 | Ten |  | #REF! | 1 | 1 | 1 | 0 | #REF!
11 | Eleven |  | 11 | Eleven | 11 | Eleven |  | 11 | Eleven |  | #REF! | 1 | 1 | 1 | 1 | #REF!
12 | Twelve |  | 12 | Twelve | 12 | Twelve |  | 12 | Twelve
13 | Thirteen |  | 13 | Thirteen | 13 | Thirteen |  | 13 | Thirteen
14 | Fourteen |  | 14 | Fourteen | 14 | Fourteen |  | 14 | Fourteen
15 | Fifteen |  | 15 | Fifteen | 15 | Fifteen |  | 15 | Fifteen
16 | Sixteen |  | 16 | Sixteen | 16 | Sixteen |  | 16 | Sixteen |  | #REF! | 0 | 0 | 0 | 0 | #REF! | +
17 | Seventeen |  | 17 | Seventeen | 17 | Seventeen |  | 17 | Seventeen |  | #REF! | 0 | 0 | 0 | 1 | #REF! | /- +
18 | Eighteen |  | 18 | Eighteen | 18 | Eighteen |  | 18 | Eighteen |  | #REF! | 0 | 0 | 1 | 0 | #REF! | /-
19 | Nineteen |  | 19 | Nineteen | 19 | Nineteen |  | 19 | Nineteen |  | #REF! | 0 | 0 | 1 | 1 | #REF!
20 | Twenty |  | 20 | Twenty | 20 | Twenty |  | 20 | Twenty |  | #REF! | 0 | 1 | 0 | 0 | #REF!
21 | Twenty One |  | 21 | Twenty One | 21 | Twenty One |  | 21 | Twenty One |  | #REF! | 0 | 1 | 0 | 1 | #REF!
22 | Twenty Two |  | 22 | Twenty Two | 22 | Twenty Two |  | 22 | Twenty Two |  | #REF! | 0 | 1 | 1 | 0 | #REF!
23 | Twenty Three |  | 23 | Twenty Three | 23 | Twenty Three |  | 23 | Twenty Three |  | #REF! | 0 | 1 | 1 | 1 | #REF!
24 | Twenty Four |  | 24 | Twenty Four | 24 | Twenty Four |  | 24 | Twenty Four |  | #REF! | 1 | 0 | 0 | 0 | #REF!
25 | Twenty Five |  | 25 | Twenty Five | 25 | Twenty Five |  | 25 | Twenty Five |  | #REF! | 1 | 0 | 0 | 1 | #REF!
26 | Twenty Six |  | 26 | Twenty Six | 26 | Twenty Six |  | 26 | Twenty Six |  | #REF! | 1 | 0 | 1 | 0 | #REF!
27 | Twenty Seven |  | 27 | Twenty Seven | 27 | Twenty Seven |  | 27 | Twenty Seven |  | #REF! | 1 | 0 | 1 | 1 | #REF!
28 | Twenty Eight |  | 28 | Twenty Eight | 28 | Twenty Eight |  | 28 | Twenty Eight |  | #REF! | 1 | 1 | 0 | 0 | #REF!
29 | Twenty Nine |  | 29 | Twenty Nine | 29 | Twenty Nine |  | 29 | Twenty Nine |  | #REF! | 1 | 1 | 0 | 1 | #REF!
30 | Thirty |  | 30 | Thirty | 30 | Thirty |  | 30 | Thirty |  | #REF! | 1 | 1 | 1 | 0 | #REF!
31 | Thirty One |  | 31 | Thirty One | 31 | Thirty One |  | 31 | Thirty One |  | #REF! | 1 | 1 | 1 | 1 | #REF!
32 | Thirty Two |  | 32 | Thirty Two | 32 | Thirty Two |  | 32 | Thirty Two
33 | Thirty Three |  | 33 | Thirty Three | 33 | Thirty Three |  | 33 | Thirty Three
34 | Thirty Four |  | 34 | Thirty Four | 34 | Thirty Four |  | 34 | Thirty Four
35 | Thirty Fivr |  | 35 | Thirty Fivr | 35 | Thirty Fivr |  | 35 | Thirty Fivr
36 | Thirty Six |  | 36 | Thirty Six | 36 | Thirty Six |  | 36 | Thirty Six
37 | Thirty Seven |  | 37 | Thirty Seven | 37 | Thirty Seven |  | 37 | Thirty Seven
38 | Thirty Eight |  | 38 | Thirty Eight | 38 | Thirty Eight |  | 38 | Thirty Eight
39 | Thirty Nine |  | 39 | Thirty Nine | 39 | Thirty Nine |  | 39 | Thirty Nine
40 | Forty |  | 40 | Forty | 40 | Forty |  | 40 | Forty
41 | Forty One |  | 41 | Forty One | 41 | Forty One |  | 41 | Forty One
42 | Forty Two |  | 42 | Forty Two | 42 | Forty Two |  | 42 | Forty Two
43 | Forty Three |  | 43 | Forty Three | 43 | Forty Three |  | 43 | Forty Three
44 | Forty Four |  | 44 | Forty Four | 44 | Forty Four |  | 44 | Forty Four
45 | Forty Five |  | 45 | Forty Five | 45 | Forty Five |  | 45 | Forty Five
46 | Forty Six |  | 46 | Forty Six | 46 | Forty Six |  | 46 | Forty Six
47 | Forty Seven |  | 47 | Forty Seven | 47 | Forty Seven |  | 47 | Forty Seven
48 | Forty Eight |  | 48 | Forty Eight | 48 | Forty Eight |  | 48 | Forty Eight
49 | Forty Nine |  | 49 | Forty Nine | 49 | Forty Nine |  | 49 | Forty Nine
50 | Fifty |  | 50 | Fifty | 50 | Fifty |  | 50 | Fifty
51 | Fifty One |  | 51 | Fifty One | 51 | Fifty One |  | 51 | Fifty One
52 | Fifty Two |  | 52 | Fifty Two | 52 | Fifty Two |  | 52 | Fifty Two
53 | Fifty Three |  | 53 | Fifty Three | 53 | Fifty Three |  | 53 | Fifty Three
54 | Fifty Four |  | 54 | Fifty Four | 54 | Fifty Four |  | 54 | Fifty Four
55 | Fifty Five |  | 55 | Fifty Five | 55 | Fifty Five |  | 55 | Fifty Five
56 | Fifty Six |  | 56 | Fifty Six | 56 | Fifty Six |  | 56 | Fifty Six
57 | Fifty Seven |  | 57 | Fifty Seven | 57 | Fifty Seven |  | 57 | Fifty Seven
58 | Fifty Eight |  | 58 | Fifty Eight | 58 | Fifty Eight |  | 58 | Fifty Eight
59 | Fifty Nine |  | 59 | Fifty Nine | 59 | Fifty Nine |  | 59 | Fifty Nine
60 | Sixty |  | 60 | Sixty | 60 | Sixty |  | 60 | Sixty
61 | Sixty One |  | 61 | Sixty One | 61 | Sixty One |  | 61 | Sixty One
62 | Sixty Two |  | 62 | Sixty Two | 62 | Sixty Two |  | 62 | Sixty Two
63 | Sixty Three |  | 63 | Sixty Three | 63 | Sixty Three |  | 63 | Sixty Three
64 | Sixty Four |  | 64 | Sixty Four | 64 | Sixty Four |  | 64 | Sixty Four
65 | Sixty Five |  | 65 | Sixty Five | 65 | Sixty Five |  | 65 | Sixty Five
66 | Sixty Six |  | 66 | Sixty Six | 66 | Sixty Six |  | 66 | Sixty Six
67 | Sixty Seven |  | 67 | Sixty Seven | 67 | Sixty Seven |  | 67 | Sixty Seven
68 | Sixty Eight |  | 68 | Sixty Eight | 68 | Sixty Eight |  | 68 | Sixty Eight
69 | Sixty Nine |  | 69 | Sixty Nine | 69 | Sixty Nine |  | 69 | Sixty Nine
70 | Seventy |  | 70 | Seventy | 70 | Seventy |  | 70 | Seventy
71 | Seventy One |  | 71 | Seventy One | 71 | Seventy One |  | 71 | Seventy One
72 | Seventy Two |  | 72 | Seventy Two | 72 | Seventy Two |  | 72 | Seventy Two
73 | Seventy Three |  | 73 | Seventy Three | 73 | Seventy Three |  | 73 | Seventy Three
74 | Seventy Four |  | 74 | Seventy Four | 74 | Seventy Four |  | 74 | Seventy Four
75 | Seventy Five |  | 75 | Seventy Five | 75 | Seventy Five |  | 75 | Seventy Five
76 | Seventy Six |  | 76 | Seventy Six | 76 | Seventy Six |  | 76 | Seventy Six
77 | Seventy Seven |  | 77 | Seventy Seven | 77 | Seventy Seven |  | 77 | Seventy Seven
78 | Seventy Eight |  | 78 | Seventy Eight | 78 | Seventy Eight |  | 78 | Seventy Eight
79 | Seventy Nine |  | 79 | Seventy Nine | 79 | Seventy Nine |  | 79 | Seventy Nine
80 | Eighty |  | 80 | Eighty | 80 | Eighty |  | 80 | Eighty
81 | Eighty One |  | 81 | Eighty One | 81 | Eighty One |  | 81 | Eighty One
82 | Eighty Two |  | 82 | Eighty Two | 82 | Eighty Two |  | 82 | Eighty Two
83 | Eighty Three |  | 83 | Eighty Three | 83 | Eighty Three |  | 83 | Eighty Three
84 | Eighty Four |  | 84 | Eighty Four | 84 | Eighty Four |  | 84 | Eighty Four
85 | Eighty Five |  | 85 | Eighty Five | 85 | Eighty Five |  | 85 | Eighty Five
86 | Eighty Six |  | 86 | Eighty Six | 86 | Eighty Six |  | 86 | Eighty Six
87 | Eighty Seven |  | 87 | Eighty Seven | 87 | Eighty Seven |  | 87 | Eighty Seven
88 | Eighty Eight |  | 88 | Eighty Eight | 88 | Eighty Eight |  | 88 | Eighty Eight
89 | Eighty Nine |  | 89 | Eighty Nine | 89 | Eighty Nine |  | 89 | Eighty Nine
90 | Ninety |  | 90 | Ninety | 90 | Ninety |  | 90 | Ninety
91 | Ninety One |  | 91 | Ninety One | 91 | Ninety One |  | 91 | Ninety One
92 | Ninety Two |  | 92 | Ninety Two | 92 | Ninety Two |  | 92 | Ninety Two
93 | Ninety Three |  | 93 | Ninety Three | 93 | Ninety Three |  | 93 | Ninety Three
94 | Ninety Four |  | 94 | Ninety Four | 94 | Ninety Four |  | 94 | Ninety Four
95 | Ninety Five |  | 95 | Ninety Five | 95 | Ninety Five |  | 95 | Ninety Five
96 | Ninety Six |  | 96 | Ninety Six | 96 | Ninety Six |  | 96 | Ninety Six
97 | Ninety Seven |  | 97 | Ninety Seven | 97 | Ninety Seven |  | 97 | Ninety Seven
98 | Ninety Eight |  | 98 | Ninety Eight | 98 | Ninety Eight |  | 98 | Ninety Eight
99 | Ninety Nine |  | 99 | Ninety Nine | 99 | Ninety Nine |  | 99 | Ninety Nine
100 | One Hundred |  | 100 | One Hundred | 100 | One Hundred |  | 100 | One Hundred
BG VALUE:
#REF!
#REF!
#REF! | #REF!
#REF! | #REF! | #REF!
#REF! | #REF! | #REF!
#REF! | #REF! | #REF!
#REF! | #REF! | #REF!
#REF! | #REF! | #REF!
1 | One
2 | Two
3 | Three
4 | Four
5 | Five
6 | Six
7 | Seven
8 | Eight
9 | Nine
10 | Ten
11 | Eleven
12 | Twelve
13 | Thirteen
14 | Fourteen
15 | Fifteen
16 | Sixteen
17 | Seventeen
18 | Eighteen
19 | Nineteen
20 | Twenty
21 | Twenty One
22 | Twenty Two
23 | Twenty Three
24 | Twenty Four
25 | Twenty Five
26 | Twenty Six
27 | Twenty Seven
28 | Twenty Eight
29 | Twenty Nine
30 | Thirty
31 | Thirty One
32 | Thirty Two
33 | Thirty Three
34 | Thirty Four
35 | Thirty Fivr
36 | Thirty Six
37 | Thirty Seven
38 | Thirty Eight
39 | Thirty Nine
40 | Forty
41 | Forty One
42 | Forty Two
43 | Forty Three
44 | Forty Four
45 | Forty Five
46 | Forty Six
47 | Forty Seven
48 | Forty Eight
49 | Forty Nine
50 | Fifty
51 | Fifty One
52 | Fifty Two
53 | Fifty Three
54 | Fifty Four
55 | Fifty Five
56 | Fifty Six
57 | Fifty Seven
58 | Fifty Eight
59 | Fifty Nine
60 | Sixty
61 | Sixty One
62 | Sixty Two
63 | Sixty Three
64 | Sixty Four
65 | Sixty Five
66 | Sixty Six
67 | Sixty Seven
68 | Sixty Eight
69 | Sixty Nine
70 | Seventy
71 | Seventy One
72 | Seventy Two
73 | Seventy Three
74 | Seventy Four
75 | Seventy Five
76 | Seventy Six
77 | Seventy Seven
78 | Seventy Eight
79 | Seventy Nine
80 | Eighty
81 | Eighty One
82 | Eighty Two
83 | Eighty Three
84 | Eighty Four
85 | Eighty Five
86 | Eighty Six
87 | Eighty Seven
88 | Eighty Eight
89 | Eighty Nine
90 | Ninety
91 | Ninety One
92 | Ninety Two
93 | Ninety Three
94 | Ninety Four
95 | Ninety Five
96 | Ninety Six
97 | Ninety Seven
98 | Ninety Eight
99 | Ninety Nine
100 | One Hundred