## Basic (hidden)
Package Name | 132kV AIS Substation Package-SS113 for (a) Extn. of 110kV Vengatanagar S/S, (b) Supply and Laying of 110kV Underground cable from existing Vengata Nagar S/S to Jipmer S/S, (c) Extn. of 110/22kV Korkodu Substation including supply of 2 (Two) Nos. 110/22 kV, 25 MVA Power Transformers, (d) Extn of Kalapet and Thetampakkam Substations, (e) Providing of New 110KV Bus coupler Isolator at Thondamanatham and Villianur 110/22KV Sub- Stations; under Consultancy services to Electricity Department, Puducherry.
Package Code
Specification No. | Specification No.: CC/NT/W-AIS/DOM/A02/23/12163
ORIGINAL

## Cover
Price Schedules | 132kV AIS Substation Package-SS113 for (a) Extn. of 110kV Vengatanagar S/S, (b) Supply and Laying of 110kV Underground cable from existing Vengata Nagar S/S to Jipmer S/S, (c) Extn. of 110/22kV Korkodu Substation including supply of 2 (Two) Nos. 110/22 kV, 25 MVA Power Transformers, (d) Extn of Kalapet and Thetampakkam Substations, (e) Providing of New 110KV Bus coupler Isolator at Thondamanatham and Villianur 110/22KV Sub- Stations; under Consultancy services to Electricity Department, Puducherry.
Specification No.: CC/NT/W-AIS/DOM/A02/23/12163
| 1 | Fill up only green shaded cells in Sch-1, Sch-2, Sch-3, Sch-4, Sch-7 and Bid Form 2nd Envelope.
| 2 | All the cells in Sch-5 & Sch-6 are auto filled, therefore no cell is required to be filled up there.
| 3 | Instructions / error messages, if any, will be displayed automatically after selecting the cell.
| 4 | After filling up all the schedues, save the file, take print out of all the schedules and Bid form and sign & stamp and submit them as hard copy of the 2nd envelope (Price part) of the bid. Also ensure to submit the soft copy of the the same file on CD/ DVD.
पावर ग्रिड कारपोरेशन ऑफ इण्डिया लिमिटेड
(भारत सरकार का उद्यम)
Power Grid Corporation of India Limited
(A Government of India Enterprises)
Click to skip Instructions & Proceed
Click for Detailed General Instructions
General guidelines for filling up the Price Schedules, Sch-1 to Sch-7

## Instructions (hidden)
General Instruction to the Bidders for filling up this workbook of Price Schedules
I | While filling up the worksheets following may please be observed :
| (i) | Fill up only green shaded cells.
| (ii) | Certain data type entries have been restricted, such as Numeric values or limits of numeric values.
| (iii) | Select only the options provided in pull down menus.
| (iv) | Do not link any cell of this work book with any other work book.
| (v) | Do not use copy & paste or cut & paste options for filling up the data.
| (vi) | Do not reformat any of the cell of the work book.
II | This Workbook consists of following worksheets :
Cover :
Opening page of the workbook.
Names of Bidder :
| ● | Select Sole Bidder or JV (Joint Venture) from the pull down menu. Do not leave this cell blank.
| ● | Select nos. of the JV Partners other than the Lead Partner from drop down menu.
| ● | In case of JV partners more than 2, enter details of 3rd & more partners along with details of 2nd partner.
| ● | Fill up names and address of the Sole Bidder and /or Joint Venture.
| ● | Fill up date in dd-mmm-yyyy format from drop down menu.
| ● | Click for Sch-1 given at the right top of the worksheet to go to Sch-1.
Sch-1 (Ex-works Prices) :
| ● | Fill up unit rates for all the items in numeric values greater than 0 (zero). If unit rate is left blank, the corresponding item shall be deemed to be included in the total price.
| ● | Corresponding cell for mode of transaction shall be come enable only after filling up the unit rate, therefore first fill up the unit rate and then mode of transaction for the corresponding item.
| ● | Select either Direct or Bought-out from the drop down menu. Do not leave the cell blank the same shall be deemed to be Bought-out if the cell is left blank.
| ● | Total amount shall get calculated automatically.
| ● | Type Test charges shall appear automatically after filling up Sch-7 appropriately.
Sch-2 (Freight & Insurance Charges) :
| ● | Fill up unit rates for all the items in numeric values greater than 0 (zero). If unit rate is left blank, the corresponding item shall be deemed to be included in the total price.
| ● | Total amount shall get calculated automatically.
Sch-3 (Erection Charges) :
| ● | Fill up unit rates for all the items in numeric values greater than 0 (zero). If unit rate is left blank, the corresponding item shall be deemed to be included in the total price.
| ● | Total amount shall get calculated automatically.
Sch-4 (Training Charges) :
| ● | Not applicable, hence no cell is required to be filled up.
Sch-4b (Maintenance Charges during and after Defect Liability Period) :
| ● | Not applicable, hence no cell is required to be filled up.
Sch-5 (Summary of Taxes and Duties applicable on the Goods) :
| ● | No cell is required to be filled in by the bidder in this worksheet.
Sch -6 :
| ● | Summary of all the Schedules without considering discount (mentioned in the work sheet discount) shall be displayed automatically.
| ● | No cell is required to be filled in by the bidder in this worksheet.
Sch-7 (Type Test Charges) :
| ● | Fill up the rates & location where type tests are proposed.
| ● | Total of this Sch-7 shall automatically appear in Sch-1.
Bid from 2nd Envelope :
| ● | Fill up ref. no. as bidder's ref no. of this letter.
| ● | This letter shall consider the net price as per Sch-6 (After Discount).
| ● | Fill up names & Designation of the representatives of other JV partner(s) if the bidder is JV (Joint Venture) .
| ● | Fill up additional information as required.
* * *
Happy Bidding !
Click to Proceed

## Names of Bidder
132kV AIS Substation Package-SS113 for (a) Extn. of 110kV Vengatanagar S/S, (b) Supply and Laying of 110kV Underground cable from existing Vengata Nagar S/S to Jipmer S/S, (c) Extn. of 110/22kV Korkodu Substation including supply of 2 (Two) Nos. 110/22 kV, 25 MVA Power Transformers, (d) Extn of Kalapet and Thetampakkam Substations, (e) Providing of New 110KV Bus coupler Isolator at Thondamanatham and Villianur 110/22KV Sub- Stations; under Consultancy services to Electricity Department, Puducherry.
Specification No.: CC/NT/W-AIS/DOM/A02/23/12163 |  |  |  |  | Sole Bidder | 1 |  | Sole Bidder | 1
[5 empty] | Joint Venture | 2 or More |  | JV (Joint Venture) | 2 or More
Enter following details of the bidder
Specify type of Bidder [Select from drop down menu] | Sole Bidder |  | Sole Bidder | 1 | 0 | Sole Bidder | 1 | 0
0
Name of Sole Bidder
Address of Sole Bidder
Name of other Partner - 1
Address of other Partner - 1
…….. …….. …….. …….. …….. ……..
…….. …….. …….. …….. …….. ……..
Name of other Partner - 2 (more, if any) | …….. …….. …….. …….. …….. ……..
Address of other Partner - 2 (more, if any) | …….. …….. …….. …….. …….. ……..
…….. …….. …….. …….. …….. ……..
…….. …….. …….. …….. …….. ……..
Printed Name
Designation
email ID of Bid Signatory
Mobile No. of Bid Signatory
Tel No. of Bid Signatory
Fax No. of Bid Signatory
Date |  | 31
Place
Click for Sch-1

## Sch-1
Specification No.: CC/NT/W-AIS/DOM/A02/23/12163 | [13 empty] | Schedule - 1 |  |  | Direct Total | 0 | Sole Bidder | `
[17 empty] | BO Total | #REF! | 0
132kV AIS Substation Package-SS113 for (a) Extn. of 110kV Vengatanagar S/S, (b) Supply and Laying of 110kV Underground cable from existing Vengata Nagar S/S to Jipmer S/S, (c) Extn. of 110/22kV Korkodu Substation including supply of 2 (Two) Nos. 110/22 kV, 25 MVA Power Transformers, (d) Extn of Kalapet and Thetampakkam Substations, (e) Providing of New 110KV Bus coupler Isolator at Thondamanatham and Villianur 110/22KV Sub- Stations; under Consultancy services to Electricity Department, Puducherry.
(SCHEDULE OF RATES AND PRICES)
Bidder’s Name and Address (Sole Bidder) : | [11 empty] | To:
Contracts Services, 3rd Floor
Name : | [11 empty] | Power Grid Corporation of India Ltd.,
Address : | [11 empty] | "Saudamini", Plot No.-2
Sector-29,
Gurgaon (Haryana) - 122001
PLANT AND EQUIPMENT (INCLUDING MANDATORY SPARES PARTS) TO BE SUPPLIED, INCLUDING TYPE TEST CHARGES FOR TESTS TO BE CONDUCTED | [17 empty] | Direct
[11 empty] | All Prices are in Indian Rupees. | [6 empty] | Bought-Out
SI. No. | PR No | PR Line Item No | Activity Description | Material Code | HSN Code | Whether HSN in column ‘ 6 ’ is confirmed. If not indicate applicable the HSN code * | Rate of GST applicable ( in %) | Whether rate of GST in column ‘4’ is confirmed. If not indicate applicable rate of GST * | Item Description | Unit | Qty. | Unit Ex-works price (excluding GST) | Total Ex-works price (excluding GST) | GST Tax as confirmed by Bidder
1 | 2 | 3 | 4 | 5 | 6 | 7 | 8 | 9 | 10 | 11 | 12 | 13 | 14= 12 x 13 | 15
Laying of 110 kV UG cable
1 | 7000025430 | 10 | HT CABLE SUPPLY | 1000033697 | 85446090 |  | 18 |  | 110KV, 1CX630 SQMM XLPE INSULATED COPPER CABLE ALONGWITH ACCESSORIESAS PER TECH. SPECIFICATION | KM | 16 |  | Included | 0 | 0 | 0
2 | 7000025430 | 20 | HT CABLE SUPPLY | 1000033701 | 85446020 |  | 18 |  | 1CORE, 630SQMM, 110KV XLPE POWER CABLE-MISCELLANEUOS INSTALLATIONMATERIALS FOR CABLE LAYING, JOINTING AND BONDING INCLUDING LINKBOXES, SHEATH VOLTAGELIMITERS, EARTH CONTINUITY CABLE, EARTHINGMATERIAL , GROUND MAT,CABLE MAKERS, WARNING TAPES AND ALL OTHERMATERIALS ETC REQUIRED ASPER TECHNICAL SPECIFICATIONS AND AS PERSTATUTARY REQUIREMENTS (FOR BOTH ENDS) | LS | 1 |  | Included | 0 | 0 | 0
3 | 7000025430 | 30 | HT CABLE SUPPLY | 1000033702 | 85446020 |  | 18 |  | STRUCTURES FOR 110 CABLE END TERMINATION(S) (1-PH) AS PERTECHNICAL SPECIFICATION | SET | 3 |  | Included | 0 | 0 | 0
4 | 7000025430 | 40 | HT CABLE SUPPLY | 1000033700 | 85446020 |  | 18 |  | 110KV OUTDOOR TERMINATION KIT SUITABLE FOR 110 KV, 1CX630 SQ.MMCABLE | EA | 3 |  | Included | 0 | 0 | 0
5 | 7000025430 | 50 | HT CABLE SUPPLY | 1000042145 | 85446020 |  | 18 |  | CABLE STRAIGHT THROUGH JOINT-630SQMM | LS | 1 |  | Included | 0 | 0 | 0
6 | 7000025430 | 60 | HT CABLE SUPPLY | 1000069215 | 85446020 |  | 18 |  | 110KV GIS TERMINATION KIT SUITABLE FOR 110 KV, 1CX630 SQ.MM CABLE | EA | 3 |  | Included | 0 | 0 | 0
7 | 7000025430 | 80 | HT CABLE SPARES | 1000036865 | 85446020 |  | 18 |  | SPARES FOR CABLE SYSTEM, AS PER ANNEXURE CL OF TS | SET | 1 |  | Included | 0 | 0 | 0
8 | 7000025430 | 90 | UGFO SUPPLY--MAIN ITEMS | 1000023340 | 85444992 |  | 18 |  | Joint box 24Fibre | EA | 3 |  | Included | 0 | 0 | 0
9 | 7000025430 | 100 | UGFO SUPPLY--MAIN ITEMS | 1000012674 | 73063010 |  | 18 |  | GI Pipe 100mm dia | M | 25 |  | Included | 0 | 0 | 0
10 | 7000025430 | 110 | UGFO SUPPLY--MAIN ITEMS | 1000023654 | 68109990 |  | 18 |  | RCC Hume pipe (NP3) 100mm (inside) | M | 45 |  | Included | 0 | 0 | 0
11 | 7000025430 | 120 | UGFO SUPPLY--MAIN ITEMS | 1000023514 | 39172190 |  | 18 |  | PLB HDPE pipe O.D. 40 mm Including accessories as per technicalSpecification. | M | 4500 |  | Included | 0 | 0 | 0
12 | 7000025430 | 130 | UGFO SUPPLY--MAIN ITEMS | 1000023470 | 85372000 |  | 18 |  | OPGW Fibre Optic Distribution Panel (FODP): Indoor Type: 48F | EA | 2 |  | Included | 0 | 0 | 0
13 | 7000025430 | 140 | UGFO SUPPLY--MAIN ITEMS | 1000024106 | 85444992 |  | 18 |  | Underground Fibre Optic Cable: 24 F | M | 5300 |  | Included | 0 | 0 | 0
14 | 7000025430 | 150 | UGFO SUPPLY--SPARE | 1000023340 | 85444992 |  | 18 |  | Joint box 24Fibre | EA | 1 |  | Included | 0 | 0 | 0
15 | 7000025430 | 160 | UGFO SUPPLY--SPARE | 1000024106 | 85444992 |  | 18 |  | Underground Fibre Optic Cable: 24 F | M | 1000 |  | Included | 0 | 0 | 0
16 | 7000025430 | 170 | UGFO SUPPLY--SPARE | 1000023514 | 39172190 |  | 18 |  | PLB HDPE pipe O.D. 40 mm Including accessories as per technicalSpecification. | M | 500 |  | Included | 0 | 0 | 0
17 | 7000025430 | 180 | UGFO SUPPLY--SPARE | 1000023654 | 68109990 |  | 18 |  | RCC Hume pipe (NP3) 100mm (inside) | M | 5 |  | Included | 0 | 0 | 0
18 | 7000025430 | 200 | Communication Equip-Jipmer-Main Supply | 1000032124 | 85176260 |  | 18 |  | SDH EQUIPMENT (STM-4 MADM UPTO 3 MSP PROTECTED DIRECTIONS)-BASEEQUIPMENT (COMMON CARDS, CROSS CONNECT/CONTROL CARDS, OPTICAL BASECARDS, POWER SUPPLY CARDS, POWER CABLING, OTHER HARDWARE ANDACCESSORIES INCLUDING SUB RACKS, PATCH CORD, DDF ETC FULLY EQUIPEDEXCLUDING OPTICAL INTERFACE & TRIBUTARY CARDS | EA | 1 |  | Included | 0 | 0 | 0
19 | 7000025430 | 210 | Communication Equip-Jipmer-Main Supply | 1000023721 | 85176260 |  | 18 |  | SFP S4.1 | EA | 2 |  | Included | 0 | 0 | 0
20 | 7000025430 | 220 | Communication Equip-Jipmer-Main Supply | 1000031374 | 85176290 |  | 18 |  | TRIBUTARY INTERFACE- E1 INTERFACE (MINIMUM 16 NOS.) | SET | 2 |  | Included | 0 | 0 | 0
21 | 7000025430 | 230 | Communication Equip-Jipmer-Main Supply | 1000034950 | 85176990 |  | 18 |  | ETHERNET INTERFACE 10/100 BASE T WITH LAYER-2 SWITCHING (MIN 8INTERFACES PER CARD) | EA | 2 |  | Included | 0 | 0 | 0
22 | 7000025430 | 240 | Communication Equip-Jipmer-Main Supply | 1000026228 | 85176290 |  | 18 |  | Equipment Cabinets For SDH | EA | 1 |  | Included | 0 | 0 | 0
23 | 7000025430 | 250 | Communication Equip-Jipmer-Main Supply | 1000026225 | 85176270 |  | 18 |  | Drop & Insert Multiplexer Common cards, Power supply cards, powercabling, other hardware & accessories (each) | EA | 2 |  | Included | 0 | 0 | 0
24 | 7000025430 | 260 | Communication Equip-Jipmer-Main Supply | 1000026249 | 85176270 |  | 18 |  | Subscriber Line Interface Cards for 2 wire (sub/sub) voice channelcards (min 8 channels per card) | EA | 2 |  | Included | 0 | 0 | 0
25 | 7000025430 | 270 | Communication Equip-Jipmer-Main Supply | 1000026250 | 85176270 |  | 18 |  | Subscriber Line Interface Cards for 4 wire (E&M) voice channel cards(min 8 channels per card) | EA | 2 |  | Included | 0 | 0 | 0
26 | 7000025430 | 280 | Communication Equip-Jipmer-Main Supply | 1000026252 | 85176270 |  | 18 |  | Subscriber Line Interface Cards for Asynchronous Sub Channels datacards (minimum 4 channels per card) | EA | 2 |  | Included | 0 | 0 | 0
27 | 7000025430 | 290 | Communication Equip-Jipmer-Main Supply | 1000026227 | 85176270 |  | 18 |  | Equipment Cabinets For Drop/Insert Multiplexer | EA | 1 |  | Included | 0 | 0 | 0
28 | 7000025430 | 300 | Communication Equip-Jipmer-Main Supply | 1000031385 | 85176270 |  | 18 |  | MAIN DISTRIBUTION FRAME (200 PAIRS) | EA | 2 |  | Included | 0 | 0 | 0
29 | 7000025430 | 310 | Communication Equip-Jipmer-Main Supply | 1000028495 | 84715000 |  | 18 |  | NMS- CRAFT TERMINAL-HARDWARE | EA | 1 |  | Included | 0 | 0 | 0
30 | 7000025430 | 320 | Communication Equip-Jipmer-Main Supply | 1000028265 | 85238020 |  | 18 |  | Software for Craft Terminal | EA | 1 |  | Included | 0 | 0 | 0
31 | 7000025430 | 330 | Communication Equip-Jipmer-Main Supply | 1000034998 | 85171890 |  | 18 |  | VOIP TELEPHONE INSTRUMENT WITH ONE COMMON SWITCH (MIN. 8 PORT) | EA | 4 |  | Included | 0 | 0 | 0
32 | 7000025430 | 340 | Communication Equip-Jipmer-Main Supply | 1000004753 | 85044010 |  | 18 |  | 48V DCPS - SMPS based 48V DC Power Supply (DCPS) System of 15 Amprating | EA | 1 |  | Included | 0 | 0 | 0
33 | 7000025430 | 350 | Communication Equip-Jipmer-Main Supply | 1000022282 | 85072000 |  | 28 |  | VRLA Battery Bank for DCPS system of200AH rating | EA | 1 |  | Included | 0 | 0 | 0
34 | 7000025430 | 360 | Communication Equip-Vengata Main Supply | 1000023721 | 85176260 |  | 18 |  | SFP S4.1 | EA | 2 |  | Included | 0 | 0 | 0
35 | 7000025430 | 370 | Communication Equip-Jipmer-Spare | 1000031370 | 85176260 |  | 18 |  | SDH EQUIPMENT (STM-4 MADM UPTO 3 MSP PROTECTED DIRECTIONS)-COMMONCARDS, CROSS-CONNECT/CONTROL CARDS, OPTICAL BASE CARD, POWER SUPPLYCARDS, POWER CABLING, OTHER HARDWARE & ACCESSORIES (EACH). | SET | 1 |  | Included | 0 | 0 | 0
36 | 7000025430 | 380 | Communication Equip-Jipmer-Spare | 1000023721 | 85176260 |  | 18 |  | SFP S4.1 | EA | 1 |  | Included | 0 | 0 | 0
37 | 7000025430 | 390 | Communication Equip-Jipmer-Spare | 1000031374 | 85176290 |  | 18 |  | TRIBUTARY INTERFACE- E1 INTERFACE (MINIMUM 16 NOS.) | SET | 1 |  | Included | 0 | 0 | 0
38 | 7000025430 | 400 | Communication Equip-Jipmer-Spare | 1000034950 | 85176990 |  | 18 |  | ETHERNET INTERFACE 10/100 BASE T WITH LAYER-2 SWITCHING (MIN 8INTERFACES PER CARD) | EA | 1 |  | Included | 0 | 0 | 0
39 | 7000025430 | 410 | Communication Equip-Jipmer-Spare | 1000032125 | 85176270 |  | 18 |  | DROP & INSERT MULTIPLEXER: COMMON CARDS, POWER SUPPLY CARDS, POWERCABLING, OTHER HARDWARE & ACCESSORIES (EACH) | SET | 1 |  | Included | 0 | 0 | 0
40 | 7000025430 | 420 | Communication Equip-Jipmer-Spare | 1000026249 | 85176270 |  | 18 |  | Subscriber Line Interface Cards for 2 wire (sub/sub) voice channelcards (min 8 channels per card) | EA | 1 |  | Included | 0 | 0 | 0
41 | 7000025430 | 430 | Communication Equip-Jipmer-Spare | 1000026250 | 85176270 |  | 18 |  | Subscriber Line Interface Cards for 4 wire (E&M) voice channel cards(min 8 channels per card) | EA | 1 |  | Included | 0 | 0 | 0
42 | 7000025430 | 440 | Communication Equip-Jipmer-Spare | 1000026252 | 85176270 |  | 18 |  | Subscriber Line Interface Cards for Asynchronous Sub Channels datacards (minimum 4 channels per card) | EA | 1 |  | Included | 0 | 0 | 0
43 | 7000025430 | 450 | Communication Equip-Jipmer-Spare | 1000034998 | 85171890 |  | 18 |  | VOIP TELEPHONE INSTRUMENT WITH ONE COMMON SWITCH (MIN. 8 PORT) | EA | 1 |  | Included | 0 | 0 | 0
44 | 7000025430 | 460 | Communication Equip-Jipmer-Spare | 1000031398 | 85171890 |  | 18 |  | PRE CONNECTORIZED OPTICAL FIBER PATCH CORDS(10 MTRS) â€“ PACK OF SIXPATCH CORDS | SET | 1 |  | Included | 0 | 0 | 0
45 | 7000025430 | 470 | Communication Equip-Jipmer-Spare | 1000031383 | 85362090 |  | 18 |  | MCCB/MCB-2P/ CONTACTOR/ TIMER/ RELAY OF EACH TYPE & RATING (ASAPPLICABLE) | SET | 1 |  | Included | 0 | 0 | 0
46 | 7000025430 | 480 | Communication Equip-Jipmer-Spare | 1000019811 | 85362090 |  | 18 |  | Single Pole MCBs (for outgoing DC Feeders) for DCPS | SET | 1 |  | Included | 0 | 0 | 0
47 | 7000025430 | 490 | Communication Equip-Jipmer-Spare | 1000028252 | 85177010 |  | 18 |  | Electronic Printed Circuit Board | SET | 1 |  | Included | 0 | 0 | 0
48 | 7000025430 | 500 | Communication Equip-Vengata Spare | 1000023721 | 85176260 |  | 18 |  | SFP S4.1 | EA | 1 |  | Included | 0 | 0 | 0
Vengata Nagar Extn
49 | 7000025430 | 530 | 145kV Equipments | 1000000956 | 85462040 |  | 18 |  | 145kV, 1 phase Bus Post Insulators | EA | 2 |  | Included | 0 | 0 | 0
50 | 7000025430 | 540 | 145kV Equipments | 1000000972 | 85359090 |  | 18 |  | 145 kV, 4400pf, 1-phase Capacitive Voltage Transformer | EA | 3 |  | Included | 0 | 0 | 0
51 | 7000025430 | 550 | 145kV Equipments | 1000043522 | 85359090 |  | 18 |  | 145KV, 800A, 40KA WITH 120% EXTENDED CURRENT (5-CORE) CT (1 PH.) | EA | 3 |  | Included | 0 | 0 | 0
52 | 7000025430 | 560 | 145kV Equipments | 1000000946 | 85353090 |  | 18 |  | 145 kV, 1250A, 40 KA, 3-phase HDBIsolator with one E/S | EA | 1 |  | Included | 0 | 0 | 0
53 | 7000025430 | 570 | 145kV Equipments | 1000043528 | 85353090 |  | 18 |  | 145 kV, 1250 A, 40KA, 3-phase HDB Isolator without E/S | EA | 1 |  | Included | 0 | 0 | 0
54 | 7000025430 | 580 | 145kV Equipments | 1000062355 | 85359030 |  | 18 |  | SURGE ARRESTER, 1-PH, 96KV | EA | 3 |  | Included | 0 | 0 | 0
55 | 7000025430 | 590 | 145kV Equipments | 1000043521 | 85352913 |  | 18 |  | 145 KV, 1250A, 40 KA CIRCUIT BREAKER (3 PH.) ALONGWITH SUPPORTSTRUCTURE | EA | 1 |  | Included | 0 | 0 | 0
56 | 7000025430 | 740 | Relay & Protection Panel | 1000009628 | 85371000 |  | 18 |  | Simplex Control Panel for 110kV (Bus Scheme as per SLD) | EA | 1 |  | Included | 0 | 0 | 0
57 | 7000025430 | 750 | Relay & Protection Panel | 1000000820 | 85371000 |  | 18 |  | 132kV Simplex Line Protection Panel (Bus scheme as per SLD) | EA | 2 |  | Included | 0 | 0 | 0
58 | 7000025430 | 760 | Relay & Protection Panel | 1000055440 | 85371000 |  | 18 |  | 132KV CIRCUIT BREAKER RELAY PANEL | EA | 1 |  | Included | 0 | 0 | 0
59 | 7000025430 | 600 | Illumination System | 1000038387 | 94051090 |  | 18 |  | LED FLOOD LIGHT LUMINARIESTYPE FL-1 (150W) AS PER TECHNICALSPECIFICATION | EA | 5 |  | Included | 0 | 0 | 0
60 | 7000025430 | 610 | Illumination System | 1000038325 | 94059900 |  | 18 |  | LIGHTING FIXTURE LED LUMINAIRES TYPE FL2 AS PER TECH. SPECIFICATIONS | EA | 5 |  | Included | 0 | 0 | 0
61 | 7000025430 | 620 | Illumination System | 1000020262 | 85371000 |  | 18 |  | Sub Lighting panel (outdoor) type SLP (Switchyard and Street Lighting) | EA | 2 |  | Included | 0 | 0 | 0
62 | 7000025430 | 630 | Erection H/W | 1000011231 | 72169990 |  | 18 |  | Erection Hardware for 132kV layout (Single Main Scheme)-Line Bay asper technical specification | SET | 1 |  | Included | 0 | 0 | 0
63 | 7000025430 | 640 | 1.1kV Power & Control Cable | 1000031987 | 85446020 |  | 18 |  | 1.1KV GRADE 5CX2.5 SQMM CONTROL CABLE | KM | 0.55 |  | Included | 0 | 0 | 0
64 | 7000025430 | 650 | 1.1kV Power & Control Cable | 1000031887 | 85446020 |  | 18 |  | 1.1KV GRADE 10CX2.5 SQMM CONTROL CABLE | KM | 0.35 |  | Included | 0 | 0 | 0
65 | 7000025430 | 660 | 1.1kV Power & Control Cable | 1000031953 | 85446020 |  | 18 |  | 1.1KV GRADE 3.5CX35 SQMM (PVC) POWER CABLE | KM | 0.15 |  | Included | 0 | 0 | 0
66 | 7000025430 | 670 | 1.1kV Power & Control Cable | 1000031943 | 85446020 |  | 18 |  | 1.1KV GRADE 2CX6 SQMM (PVC) POWER CABLE | KM | 0.35 |  | Included | 0 | 0 | 0
67 | 7000025430 | 680 | 1.1kV Power & Control Cable | 1000031976 | 85446020 |  | 18 |  | 1.1KV GRADE 4CX16 SQMM (PVC) POWER CABLE | KM | 0.25 |  | Included | 0 | 0 | 0
68 | 7000025430 | 690 | 1.1kV Power & Control Cable | 1000056264 | 85446020 |  | 18 |  | 1.1KV GRADE 19CX1.5 SQMM CONTROL CABLE | KM | 0.65 |  | Included | 0 | 0 | 0
69 | 7000025430 | 890 | MANDATORY SPARES | 1000028570 | 85352911 |  | 18 |  | SPARE-145KV CIRCUIT BREAKER | LOT | 1 |  | Included | 0 | 0 | 0
70 | 7000025430 | 900 | MANDATORY SPARES | 1000028573 | 85353090 |  | 18 |  | SPARE-145KV DB ISOLATOR | LOT | 1 |  | Included | 0 | 0 | 0
71 | 7000025430 | 910 | MANDATORY SPARES | 1000028571 | 85359090 |  | 18 |  | SPARE-145KV CT | LOT | 1 |  | Included | 0 | 0 | 0
72 | 7000025430 | 920 | MANDATORY SPARES | 1000028572 | 85359090 |  | 18 |  | SPARE-145KV CVT | LOT | 1 |  | Included | 0 | 0 | 0
73 | 7000025430 | 940 | MANDATORY SPARES | 1000032837 | 85354010 |  | 18 |  | 98KV SURGE ARRESTORS (1-PHASE) | EA | 1 |  | Included | 0 | 0 | 0
74 | 7000025430 | 930 | MANDATORY SPARES | 1000031082 | 85371000 |  | 18 |  | SPARE- BREAKER RELAY PANEL | LS | 1 |  | Included | 0 | 0 | 0
75 | 7000025430 | 770 | STEEL STRUCTURES | 1000015954 | 73082011 |  | 18 |  | Fabrication, galvanising and supply of Lattice Structures (MS Steel),to be designed during detailed engineering, for towers, beams andequipment support structure including pack plates / packwashers andgusset plates excluding fasteners and foundation bolts | MT | 9 |  | Included | 0 | 0 | 0
76 | 7000025430 | 780 | STEEL STRUCTURES | 1000011713 | 73082011 |  | 18 |  | Fabrication, galvanising and supply of fasteners ( nuts, bolts andwashers ) including step bolts for lattice and pipe structures to bedesigned during detailed engineering | MT | 1 |  | Included | 0 | 0 | 0
77 | 7000025430 | 790 | STEEL STRUCTURES | 1000012373 | 73082011 |  | 18 |  | Fabrication, galvanising and supply of foundation bolts including nuts,checknut and washers for lattice and pipe structures to be designedduring detailed engineering | MT | 0.5 |  | Included | 0 | 0 | 0
78 | 7000025430 | 800 | STEEL STRUCTURES | 1000029038 | 73082011 |  | 18 |  | Fabrication, galvanising and supply of Std 132 kV Support Structure3Ph ISO including nuts, bolts, all type of washers, packplates, stepboltsand gusset plates excluding foundation bolts | EA | 2 |  | Included | 0 | 0 | 0
79 | 7000025430 | 810 | STEEL STRUCTURES | 1000029035 | 73082011 |  | 18 |  | Fabrication, galvanising and supply of Std 132 kV Support Structure1Ph BPI including nuts, bolts, all type of washers, packplates, stepboltsand gusset plates excluding foundation bolts | EA | 2 |  | Included | 0 | 0 | 0
80 | 7000025430 | 820 | STEEL STRUCTURES | 1000029036 | 73082011 |  | 18 |  | Fabrication, galvanising and supply of Std 132 kV Support Structure 1 PhCTincluding nuts, bolts, all type of washers, packplates, step bolts andgusset plates excluding foundation bolts | EA | 3 |  | Included | 0 | 0 | 0
81 | 7000025430 | 830 | STEEL STRUCTURES | 1000029037 | 73082011 |  | 18 |  | Fabrication, galvanising and supply of Std 132 kV Support Structure1Ph CVT including nuts, bolts, all type of washers, packplates, stepboltsand gusset plates excluding foundation bolts | EA | 3 |  | Included | 0 | 0 | 0
82 | 7000025430 | 840 | STEEL STRUCTURES | 1000029039 | 73082011 |  | 18 |  | Fabrication, galvanising and supply of Std 132 kV Support Structure 1 PhLAincluding nuts, bolts, all type of washers, packplates, step bolts andgusset plates excluding foundation bolts | EA | 3 |  | Included | 0 | 0 | 0
83 | 7000025430 | 850 | STEEL STRUCTURES | 1000028770 | 73181500 |  | 18 |  | Fabrication, galvanising and supply of24mm dia foundation bolts includingnuts, checknuts, washers andpackplates. | EA | 100 |  | Included | 0 | 0 | 0
84 | 7000025430 | 860 | STEEL STRUCTURES | 1000069755 | 73082011 |  | 18 |  | FABRICATION, GALVANISING AND SUPPLY OF STD LM (18M) INCLUDINGNUTS,BOLTS, ALL TYPE OF WASHERS, PACKPLATES, STEP BOLTS AND GUSSETPLATESINCLUDING FOUNDATION BOLTS | EA | 1 |  | Included | 0 | 0 | 0
85 | 7000025430 | 960 | Testing and Maintenance equipment | 1000017683 | 85389000 |  | 18 |  | Portable Discharge Rod(1-ph) | EA | 3 |  | Included | 0 | 0 | 0
86 | 7000025430 | 970 | Testing and Maintenance equipment | 1000024952 | 40151900 |  | 18 |  | Hand gloves-Electrical Resistance 33kV | SET | 2 |  | Included | 0 | 0 | 0
87 | 7000025430 | 980 | Testing and Maintenance equipment | 1000041983 | 40081110 |  | 18 |  | INSULATED RUBBER MAT OF ANY SIZE | EA | 5 |  | Included | 0 | 0 | 0
Korkadu
88 | 7000025401 | 10 | 25MVATransformer | 1000028900 | 85042310 |  | 18 |  | 110/22kV, 25MVA, Dyn11,3-Phase, Power Transformer with OLTC, RTCC &Accessories With 10% Extra Oil | EA | 2 |  | Included | 0 | 0 | 0
89 | 7000025401 | 20 | 25MVATransformer | 1000036888 | 84248990 |  | 18 |  | N2 FIRE PROTECTION SYSTEM FOR 110/22KV TRANSFORMER INCLUDINGALL ACCESSORIES FOR THE ABOVE TRANSFORMER | SET | 2 |  | Included | 0 | 0 | 0
90 | 7000025401 | 40 | Control and relay panels | 1000009629 | 85371000 |  | 18 |  | Simplex Control Panel for 110kV (Bus Scheme as per SLD) Two Bay | EA | 2 |  | Included | 0 | 0 | 0
91 | 7000025401 | 50 | Control and relay panels | 1000000738 | 85371000 |  | 18 |  | 132kV Circuit Breaker Relay Panel with Auto Reclose (with Automation) | EA | 4 |  | Included | 0 | 0 | 0
92 | 7000025401 | 60 | Control and relay panels | 1000000812 | 85371000 |  | 18 |  | 132kV Line Protection Panel (with Automation) | EA | 2 |  | Included | 0 | 0 | 0
93 | 7000025401 | 70 | Control and relay panels | 1000000908 | 85371000 |  | 18 |  | 132kV Transformer Protection Panel (For both HV & MV side)-(withAutomation) | EA | 2 |  | Included | 0 | 0 | 0
94 | 7000025401 | 80 | Control and relay panels | 1000021642 | 85371000 |  | 18 |  | Time synchronisation equipment | EA | 1 |  | Included | 0 | 0 | 0
95 | 7000025401 | 90 | Control and relay panels | 1000025391 | 82032000 |  | 18 |  | Relay Test kit | EA | 1 |  | Included | 0 | 0 | 0
96 | 7000025401 | 100 | Control and relay panels | 1000000814 | 85371000 |  | 18 |  | Complete Substation automation System for 132kV bay as per TechnicalSpecification | EA | 4 |  | Included | 0 | 0 | 0
97 | 7000025401 | 110 | Control and relay panels | 1000044718 | 85371000 |  | 18 |  | COMPLETE SUBSTATION AUTOMATION SYSTEM FOR 22KV BAY AS PER TECHNICALSPECIFICATION | EA | 12 |  | Included | 0 | 0 | 0
98 | 7000025401 | 120 | Control and relay panels | 1000067784 | 85371000 |  | 18 |  | SIMPLEX CONTROL & PROTECTOIN PANEL FOR 22KV (BUS SCHEME AS PER SLD)TWO BAY WITH BCPU | EA | 6 |  | Included | 0 | 0 | 0
99 | 7000025401 | 140 | CABLES | 1000031976 | 85446020 |  | 18 |  | 1.1KV GRADE 4CX16 SQMM (PVC) POWER CABLE | KM | 1 |  | Included | 0 | 0 | 0
100 | 7000025401 | 150 | CABLES | 1000031985 | 85446020 |  | 18 |  | 1.1KV GRADE 4CX6 SQMM (PVC) POWER CABLE | KM | 0.8 |  | Included | 0 | 0 | 0
101 | 7000025401 | 160 | CABLES | 1000031943 | 85446020 |  | 18 |  | 1.1KV GRADE 2CX6 SQMM (PVC) POWER CABLE | KM | 0.8 |  | Included | 0 | 0 | 0
102 | 7000025401 | 170 | CABLES | 1000031964 | 85446020 |  | 18 |  | 1.1KV GRADE 3CX2.5 SQMM CONTROL CABLE | KM | 0.8 |  | Included | 0 | 0 | 0
103 | 7000025401 | 180 | CABLES | 1000031987 | 85446020 |  | 18 |  | 1.1KV GRADE 5CX2.5 SQMM CONTROL CABLE | KM | 3 |  | Included | 0 | 0 | 0
104 | 7000025401 | 190 | CABLES | 1000031887 | 85446020 |  | 18 |  | 1.1KV GRADE 10CX2.5 SQMM CONTROL CABLE | KM | 3 |  | Included | 0 | 0 | 0
105 | 7000025401 | 200 | CABLES | 1000056264 | 85446020 |  | 18 |  | 1.1KV GRADE 19CX1.5 SQMM CONTROL CABLE | KM | 1 |  | Included | 0 | 0 | 0
106 | 7000025401 | 210 | FIRE FIGHTING | 1000012027 | 84241000 |  | 18 |  | 9litre water type Portable Fire extinguisher | EA | 4 |  | Included | 0 | 0 | 0
107 | 7000025401 | 220 | FIRE FIGHTING | 1000012022 | 84241000 |  | 18 |  | 4.5 kg CO2 type Portable Fire extinguisher | EA | 4 |  | Included | 0 | 0 | 0
108 | 7000025401 | 230 | FIRE FIGHTING | 1000012024 | 84241000 |  | 18 |  | Fire Extinguisher Dry Chemical Powder Type(5 Kg) for control room. | EA | 4 |  | Included | 0 | 0 | 0
109 | 7000025401 | 240 | FIRE FIGHTING | 1000012073 | 84241000 |  | 18 |  | 50 litre foam type Trolley/Wheel mounted Fire extinguisher | EA | 2 |  | Included | 0 | 0 | 0
110 | 7000025401 | 250 | FIRE FIGHTING | 1000045259 | 85311020 |  | 18 |  | FIRE DETECTION AND ALARM SYSTEM FOR SWITCHYARD PANEL ROOM | M2 | 290 |  | Included | 0 | 0 | 0
111 | 7000025401 | 260 | ERECTION HARDWARE | 1000036883 | 72169990 |  | 18 |  | 110KV ERECTION H/W FOR TRF. BAY | SET | 2 |  | Included | 0 | 0 | 0
112 | 7000025401 | 280 | MANDATORY SPARES | 1000007922 | 85049010 |  | 18 |  | Buchholz Relay (Main Tank) complete with float and contacts forTransformer | SET | 1 |  | Included | 0 | 0 | 0
113 | 7000025401 | 290 | MANDATORY SPARES | 1000028279 | 85049010 |  | 18 |  | Local and Remote WTI with sensing device and contact | SET | 1 |  | Included | 0 | 0 | 0
114 | 7000025401 | 300 | MANDATORY SPARES | 1000016741 | 85049010 |  | 18 |  | Local and Remote Oil temperature indicator (OTI) with sensing device andcontacts | EA | 1 |  | Included | 0 | 0 | 0
115 | 7000025401 | 310 | MANDATORY SPARES | 1000028954 | 85049010 |  | 18 |  | Cooler Fan With Motor-110kV T/F | EA | 1 |  | Included | 0 | 0 | 0
116 | 7000025401 | 320 | MANDATORY SPARES | 1000025500 | 73239990 |  | 12 |  | Supply Stainless Steel oil samplingbottles (one liter capacity) as perTechnical specification | EA | 1 |  | Included | 0 | 0 | 0
117 | 7000025401 | 330 | MANDATORY SPARES | 1000025697 | 90183100 |  | 12 |  | Syringes for Sampling Oil (50ml Capacity) | EA | 1 |  | Included | 0 | 0 | 0
118 | 7000025401 | 340 | MANDATORY SPARES | 1000017810 | 85049010 |  | 18 |  | Pressure Relief Device | EA | 1 |  | Included | 0 | 0 | 0
119 | 7000025401 | 370 | Testing and Maintenance equipment | 1000017683 | 85389000 |  | 18 |  | Portable Discharge Rod(1-ph) | EA | 3 |  | Included | 0 | 0 | 0
120 | 7000025401 | 380 | Testing and Maintenance equipment | 1000024355 | 90303900 |  | 18 |  | Automatic Relay measurement test kitwith all necessary accessories,Industrial Grade Laptop and licensedsoftware as per Technicalspecification. | EA | 1 |  | Included | 0 | 0 | 0
121 | 7000025401 | 390 | Testing and Maintenance equipment | 1000024952 | 40151900 |  | 18 |  | Hand gloves-Electrical Resistance 33kV | SET | 2 |  | Included | 0 | 0 | 0
122 | 7000025401 | 400 | Testing and Maintenance equipment | 1000041983 | 40081110 |  | 18 |  | INSULATED RUBBER MAT OF ANY SIZE | EA | 5 |  | Included | 0 | 0 | 0
123 | 7000025401 | 410 | AC and Illumination | 1000009039 | 84151090 |  | 28 |  | Cassette type AC unit of 3 TR capacity | EA | 12 |  | Included | 0 | 0 | 0
124 | 7000025401 | 420 | AC and Illumination | 1000045280 | 94059900 |  | 18 |  | ILLUMINATION SYSTEM FOR SWITCHYARD PANEL ROOM | M2 | 290 |  | Included | 0 | 0 | 0
THONDAMANTHAM
125 | 7000025401 | 450 | AIS Equipment | 1000067369 | 85353090 |  | 18 |  | 145 KV, 2500A, 40 KA, 3-PHASE HDB ISOLATOR WITHOUT E/S | EA | 2 |  | Included | 0 | 0 | 0
126 | 7000025401 | 470 | CONTROL AND RELAY PANEL | 1000009628 | 85371000 |  | 18 |  | Simplex Control Panel for 110kV (Bus Scheme as per SLD) | EA | 1 |  | Included | 0 | 0 | 0
127 | 7000025401 | 490 | CABLE | 1000031976 | 85446020 |  | 18 |  | 1.1KV GRADE 4CX16 SQMM (PVC) POWER CABLE | KM | 0.8 |  | Included | 0 | 0 | 0
128 | 7000025401 | 500 | CABLE | 1000056264 | 85446020 |  | 18 |  | 1.1KV GRADE 19CX1.5 SQMM CONTROL CABLE | KM | 1.2 |  | Included | 0 | 0 | 0
129 | 7000025401 | 510 | ERECTION HARDWARE | 1000067793 | 85389000 |  | 18 |  | ERECTION HARDWARE FOR 132KV BUS SECTIONALIZER ISOLATOR AS PERTECHNICAL SPECIFICATION | SET | 2 |  | Included | 0 | 0 | 0
130 | 7000025401 | 530 | Structure-Supply | 1000015954 | 73082011 |  | 18 |  | Fabrication, galvanising and supply of Lattice Structures (MS Steel),to be designed during detailed engineering, for towers, beams andequipment support structure including pack plates / packwashers andgusset plates excluding fasteners and foundation bolts | MT | 1.4 |  | Included | 0 | 0 | 0
131 | 7000025401 | 540 | Structure-Supply | 1000011713 | 73082011 |  | 18 |  | Fabrication, galvanising and supply of fasteners ( nuts, bolts andwashers ) including step bolts for lattice and pipe structures to bedesigned during detailed engineering | MT | 0.3 |  | Included | 0 | 0 | 0
132 | 7000025401 | 550 | Structure-Supply | 1000012373 | 73082011 |  | 18 |  | Fabrication, galvanising and supply of foundation bolts including nuts,checknut and washers for lattice and pipe structures to be designedduring detailed engineering | MT | 0.75 |  | Included | 0 | 0 | 0
133 | 7000025401 | 580 | Testing and Maintenance equipment | 1000017683 | 85389000 |  | 18 |  | Portable Discharge Rod(1-ph) | EA | 3 |  | Included | 0 | 0 | 0
134 | 7000025401 | 590 | Testing and Maintenance equipment | 1000024952 | 40151900 |  | 18 |  | Hand gloves-Electrical Resistance 33kV | SET | 2 |  | Included | 0 | 0 | 0
135 | 7000025401 | 600 | Testing and Maintenance equipment | 1000041983 | 40081110 |  | 18 |  | INSULATED RUBBER MAT OF ANY SIZE | EA | 5 |  | Included | 0 | 0 | 0
VILLIANAUR
136 | 7000025401 | 620 | AIS Equipment | 1000067368 | 85353090 |  | 18 |  | 145 KV, 1600A, 40 KA, 3-PHASE HDB ISOLATOR WITHOUT E/S | EA | 1 |  | Included | 0 | 0 | 0
137 | 7000025401 | 640 | CONTROL AND RELAY PANEL | 1000037244 | 85371000 |  | 18 |  | AUGMENTATION OF SUBSTATION AUTOMATION SYSTEM FOR 132KV BAYS | EA | 1 |  | Included | 0 | 0 | 0
138 | 7000025401 | 660 | CABLE | 1000031976 | 85446020 |  | 18 |  | 1.1KV GRADE 4CX16 SQMM (PVC) POWER CABLE | KM | 0.5 |  | Included | 0 | 0 | 0
139 | 7000025401 | 670 | CABLE | 1000056264 | 85446020 |  | 18 |  | 1.1KV GRADE 19CX1.5 SQMM CONTROL CABLE | KM | 1 |  | Included | 0 | 0 | 0
140 | 7000025401 | 680 | ERECTION HARDWARE | 1000067793 | 85389000 |  | 18 |  | ERECTION HARDWARE FOR 132KV BUS SECTIONALIZER ISOLATOR AS PERTECHNICAL SPECIFICATION | SET | 1 |  | Included | 0 | 0 | 0
141 | 7000025401 | 700 | Structure-Supply | 1000015954 | 73082011 |  | 18 |  | Fabrication, galvanising and supply of Lattice Structures (MS Steel),to be designed during detailed engineering, for towers, beams andequipment support structure including pack plates / packwashers andgusset plates excluding fasteners and foundation bolts | MT | 0.7 |  | Included | 0 | 0 | 0
142 | 7000025401 | 710 | Structure-Supply | 1000011713 | 73082011 |  | 18 |  | Fabrication, galvanising and supply of fasteners ( nuts, bolts andwashers ) including step bolts for lattice and pipe structures to bedesigned during detailed engineering | MT | 0.2 |  | Included | 0 | 0 | 0
143 | 7000025401 | 720 | Structure-Supply | 1000012373 | 73082011 |  | 18 |  | Fabrication, galvanising and supply of foundation bolts including nuts,checknut and washers for lattice and pipe structures to be designedduring detailed engineering | MT | 0.45 |  | Included | 0 | 0 | 0
144 | 7000025401 | 750 | Testing and Maintenance equipment | 1000017683 | 85389000 |  | 18 |  | Portable Discharge Rod(1-ph) | EA | 3 |  | Included | 0 | 0 | 0
145 | 7000025401 | 760 | Testing and Maintenance equipment | 1000024952 | 40151900 |  | 18 |  | Hand gloves-Electrical Resistance 33kV | SET | 2 |  | Included | 0 | 0 | 0
146 | 7000025401 | 770 | Testing and Maintenance equipment | 1000041983 | 40081110 |  | 18 |  | INSULATED RUBBER MAT OF ANY SIZE | EA | 5 |  | Included | 0 | 0 | 0
Thetapakkam
147 | 7000025401 | 790 | 16MVA Transformer refurbushment | 1000067808 | 85049010 |  | 18 |  | DISMANTLING, TRANSPORTATION, RE-ERECTION, REFURBISHMENT ANDRE-ERECTION 110KV TRANSFORMER AS PER TS | SET | 1 |  | Included | 0 | 0 | 0
148 | 7000025401 | 810 | Control and relay panels | 1000009628 | 85371000 |  | 18 |  | Simplex Control Panel for 110kV (Bus Scheme as per SLD) | EA | 1 |  | Included | 0 | 0 | 0
149 | 7000025401 | 820 | Control and relay panels | 1000000822 | 85371000 |  | 18 |  | 132kV Simplex Transformer Protection Panel (For both HV & MV side) | EA | 1 |  | Included | 0 | 0 | 0
150 | 7000025401 | 830 | Control and relay panels | 1000055440 | 85371000 |  | 18 |  | 132KV CIRCUIT BREAKER RELAY PANEL | EA | 1 |  | Included | 0 | 0 | 0
151 | 7000025401 | 850 | CABLES | 1000031976 | 85446020 |  | 18 |  | 1.1KV GRADE 4CX16 SQMM (PVC) POWER CABLE | KM | 1 |  | Included | 0 | 0 | 0
152 | 7000025401 | 860 | CABLES | 1000031985 | 85446020 |  | 18 |  | 1.1KV GRADE 4CX6 SQMM (PVC) POWER CABLE | KM | 0.8 |  | Included | 0 | 0 | 0
153 | 7000025401 | 870 | CABLES | 1000031943 | 85446020 |  | 18 |  | 1.1KV GRADE 2CX6 SQMM (PVC) POWER CABLE | KM | 0.8 |  | Included | 0 | 0 | 0
154 | 7000025401 | 880 | CABLES | 1000031964 | 85446020 |  | 18 |  | 1.1KV GRADE 3CX2.5 SQMM CONTROL CABLE | KM | 0.8 |  | Included | 0 | 0 | 0
155 | 7000025401 | 890 | CABLES | 1000031987 | 85446020 |  | 18 |  | 1.1KV GRADE 5CX2.5 SQMM CONTROL CABLE | KM | 3 |  | Included | 0 | 0 | 0
156 | 7000025401 | 900 | CABLES | 1000031887 | 85446020 |  | 18 |  | 1.1KV GRADE 10CX2.5 SQMM CONTROL CABLE | KM | 3 |  | Included | 0 | 0 | 0
157 | 7000025401 | 910 | CABLES | 1000056264 | 85446020 |  | 18 |  | 1.1KV GRADE 19CX1.5 SQMM CONTROL CABLE | KM | 1 |  | Included | 0 | 0 | 0
158 | 7000025401 | 920 | ERECTION HARDWARE | 1000036883 | 72169990 |  | 18 |  | 110KV ERECTION H/W FOR TRF. BAY | SET | 1 |  | Included | 0 | 0 | 0
159 | 7000025401 | 940 | LT SWITCHGEAR | 1000004304 | 85371000 |  | 18 |  | 415V ACDB (Extn.) | SET | 1 |  | Included | 0 | 0 | 0
160 | 7000025401 | 950 | LT SWITCHGEAR | 1000030177 | 85371000 |  | 18 |  | 110 V DCDB extension panel | SET | 1 |  | Included | 0 | 0 | 0
161 | 7000025401 | 980 | Testing and Maintenance equipment | 1000017683 | 85389000 |  | 18 |  | Portable Discharge Rod(1-ph) | EA | 3 |  | Included | 0 | 0 | 0
162 | 7000025401 | 990 | Testing and Maintenance equipment | 1000024952 | 40151900 |  | 18 |  | Hand gloves-Electrical Resistance 33kV | SET | 2 |  | Included | 0 | 0 | 0
163 | 7000025401 | 1000 | Testing and Maintenance equipment | 1000041983 | 40081110 |  | 18 |  | INSULATED RUBBER MAT OF ANY SIZE | EA | 5 |  | Included | 0 | 0 | 0
Kalapet
164 | 7000025401 | 1020 | 16MVA Transformer refurbushment | 1000067808 | 85049010 |  | 18 |  | DISMANTLING, TRANSPORTATION, RE-ERECTION, REFURBISHMENT ANDRE-ERECTION 110KV TRANSFORMER AS PER TS | SET | 1 |  | Included | 0 | 0 | 0
165 | 7000025401 | 1040 | Control and relay panels | 1000009628 | 85371000 |  | 18 |  | Simplex Control Panel for 110kV (Bus Scheme as per SLD) | EA | 1 |  | Included | 0 | 0 | 0
166 | 7000025401 | 1050 | Control and relay panels | 1000000822 | 85371000 |  | 18 |  | 132kV Simplex Transformer Protection Panel (For both HV & MV side) | EA | 1 |  | Included | 0 | 0 | 0
167 | 7000025401 | 1060 | Control and relay panels | 1000055440 | 85371000 |  | 18 |  | 132KV CIRCUIT BREAKER RELAY PANEL | EA | 1 |  | Included | 0 | 0 | 0
168 | 7000025401 | 1080 | CABLES | 1000031976 | 85446020 |  | 18 |  | 1.1KV GRADE 4CX16 SQMM (PVC) POWER CABLE | KM | 1 |  | Included | 0 | 0 | 0
169 | 7000025401 | 1090 | CABLES | 1000031985 | 85446020 |  | 18 |  | 1.1KV GRADE 4CX6 SQMM (PVC) POWER CABLE | KM | 0.8 |  | Included | 0 | 0 | 0
170 | 7000025401 | 1100 | CABLES | 1000031943 | 85446020 |  | 18 |  | 1.1KV GRADE 2CX6 SQMM (PVC) POWER CABLE | KM | 0.8 |  | Included | 0 | 0 | 0
171 | 7000025401 | 1110 | CABLES | 1000031964 | 85446020 |  | 18 |  | 1.1KV GRADE 3CX2.5 SQMM CONTROL CABLE | KM | 0.8 |  | Included | 0 | 0 | 0
172 | 7000025401 | 1120 | CABLES | 1000031987 | 85446020 |  | 18 |  | 1.1KV GRADE 5CX2.5 SQMM CONTROL CABLE | KM | 3 |  | Included | 0 | 0 | 0
173 | 7000025401 | 1130 | CABLES | 1000031887 | 85446020 |  | 18 |  | 1.1KV GRADE 10CX2.5 SQMM CONTROL CABLE | KM | 3 |  | Included | 0 | 0 | 0
174 | 7000025401 | 1140 | CABLES | 1000056264 | 85446020 |  | 18 |  | 1.1KV GRADE 19CX1.5 SQMM CONTROL CABLE | KM | 1 |  | Included | 0 | 0 | 0
175 | 7000025401 | 1150 | ERECTION HARDWARE | 1000036883 | 72169990 |  | 18 |  | 110KV ERECTION H/W FOR TRF. BAY | SET | 1 |  | Included | 0 | 0 | 0
176 | 7000025401 | 1170 | LT SWITCHGEAR | 1000004304 | 85371000 |  | 18 |  | 415V ACDB (Extn.) | SET | 1 |  | Included | 0 | 0 | 0
177 | 7000025401 | 1180 | LT SWITCHGEAR | 1000030177 | 85371000 |  | 18 |  | 110 V DCDB extension panel | SET | 1 |  | Included | 0 | 0 | 0
178 | 7000025401 | 1210 | Testing and Maintenance equipment | 1000017683 | 85389000 |  | 18 |  | Portable Discharge Rod(1-ph) | EA | 3 |  | Included | 0 | 0 | 0
179 | 7000025401 | 1220 | Testing and Maintenance equipment | 1000024952 | 40151900 |  | 18 |  | Hand gloves-Electrical Resistance 33kV | SET | 2 |  | Included | 0 | 0 | 0
180 | 7000025401 | 1230 | Testing and Maintenance equipment | 1000041983 | 40081110 |  | 18 |  | INSULATED RUBBER MAT OF ANY SIZE | EA | 5 |  | Included | 0 | 0 | 0
[7 empty] | Total Ex-works Price | [5 empty] | 0 | 0 |  | 0
[7 empty] | Total Type Test charges as per Schedule-7 | [5 empty] | 0
[7 empty] | Total Ex-works Price including Type Test charges | [5 empty] | 0
[7 empty] | Total GST Tax as confirmed by Bidder | [5 empty] | 0
Note : | Specify amount of GST on the transaction between the Contractor and the Employer.
* | In case the bidder leaves the cell for confirmation of the HSN code and/or GST rate “blank”, the HSN code and corresponding GST rate indicated by the Employer shall be deemed to be the one confirmed by the Bidder.
Date : | --
Place : | [10 empty] | Printed Name :
Designation :
Click for Sch-2

## Sch-1 dis (hidden)
Specification No.: CC/NT/W-AIS/DOM/A02/23/12163 | [5 empty] | Schedule - 1 |  |  |  | Direct Total | 0 | Sole Bidder | `
[10 empty] | BO Total | #REF! | 0
132kV AIS Substation Package-SS113 for (a) Extn. of 110kV Vengatanagar S/S, (b) Supply and Laying of 110kV Underground cable from existing Vengata Nagar S/S to Jipmer S/S, (c) Extn. of 110/22kV Korkodu Substation including supply of 2 (Two) Nos. 110/22 kV, 25 MVA Power Transformers, (d) Extn of Kalapet and Thetampakkam Substations, (e) Providing of New 110KV Bus coupler Isolator at Thondamanatham and Villianur 110/22KV Sub- Stations; under Consultancy services to Electricity Department, Puducherry.
(SCHEDULE OF RATES AND PRICES : EX-WORKS PRICES)
Bidder’s Name and Address (Sole Bidder) : |  |  |  | To:
Contract Services
Name : |  |  |  | Power Grid Corporation of India Ltd.,
Address : |  |  |  | "Saudamini", Plot No.-2
Sector-29,
Gurgaon (Haryana) - 122001
Plant and Equipment (including Mandatory Spares Parts) to be supplied, including Type Test Charges for Tests to be conducted. | [10 empty] | Direct
[6 empty] | All Prices are in Indian Rupees. |  |  |  |  | Bought-Out
SI. No. | Item Description | Unit | Qty. | Unit Ex-works price | Total Ex-works price | Mode of Transaction (Direct / Bought-out)
1 | 2 | 3 | 4 | 5 | 6 = 4 x 5 | 7
#REF! | #REF!
#REF! | #REF!
#REF! | #REF!
#REF! | #REF! | #REF! | #REF! | #REF! | #REF! | #REF!
#REF! | #REF! | #REF! | #REF! | #REF! | #REF! | #REF!
#REF! | #REF!
#REF! | #REF! | #REF! | #REF! | #REF! | #REF! | #REF!
#REF! | #REF! | #REF! | #REF! | #REF! | #REF! | #REF!
#REF! | #REF!
#REF! | #REF! | #REF! | #REF! | #REF! | #REF! | #REF!
#REF! | #REF! | #REF! | #REF! | #REF! | #REF! | #REF!
#REF! | #REF!
#REF! | #REF!
#REF! | #REF! | #REF! | #REF! | #REF! | #REF! | #REF!
#REF! | #REF! | #REF! | #REF! | #REF! | #REF! | #REF!
#REF! | #REF!
#REF! | #REF! | #REF! | #REF! | #REF! | #REF! | #REF!
#REF! | #REF! | #REF! | #REF! | #REF! | #REF! | #REF!
#REF! | #REF! | #REF! | #REF! | #REF! | #REF! | #REF!
#REF! | #REF! | #REF! | #REF! | #REF! | #REF! | #REF!
#REF! | #REF! | #REF! | #REF! | #REF! | #REF! | #REF!
#REF! | #REF! | #REF! | #REF! | #REF! | #REF! | #REF!
#REF! | #REF!
#REF! | #REF! | #REF! | #REF! | #REF! | #REF! | #REF!
#REF! | #REF!
#REF! | #REF! | #REF! | #REF! | #REF! | #REF! | #REF!
#REF! | #REF! | #REF! | #REF! | #REF! | #REF! | #REF!
#REF! | #REF! | #REF! | #REF! | #REF! | #REF! | #REF!
#REF! | #REF! | #REF! | #REF! | #REF! | #REF! | #REF!
#REF! | #REF!
#REF! | #REF! | #REF! | #REF! | #REF! | #REF! | #REF!
#REF! | #REF! | #REF! | #REF! | #REF! | #REF! | #REF!
#REF! | #REF! | #REF! | #REF! | #REF! | #REF! | #REF!
#REF! | #REF!
#REF! | #REF! | #REF! | #REF! | #REF! | #REF! | #REF!
#REF! | #REF! | #REF! | #REF! | #REF! | #REF! | #REF!
#REF! | #REF! | #REF! | #REF! | #REF! | #REF! | #REF!
#REF! | #REF! | #REF! | #REF! | #REF! | #REF! | #REF!
#REF! | #REF! | #REF! | #REF! | #REF! | #REF! | #REF!
#REF! | #REF!
| #REF! | #REF! | #REF! | #REF! | #REF! | #REF!
#REF!
| #REF! | #REF! | #REF! | #REF! | #REF! | #REF!
| #REF! | #REF! | #REF! | #REF! | #REF! | #REF!
| Total Ex-Works Price Direct |  |  |  | 0 | Direct
| Total Ex-Works Price Bought Out |  |  |  | 0
| Total Ex-Works Price |  |  |  | 0
| Total Type Test charges as per Schedule-7 |  |  |  | #REF! |  |  | #REF! |  | #REF!
| Total Ex-works Price including Type Test charges |  |  |  | #REF! |  |  | #REF! |  | #REF!
[7 empty] | Discount Sch-1 | #REF! | MPD Sch-1 | #REF!
[7 empty] | Dis Alert | #REF!
Note : | Specify amount of Excise Duty, Sales Tax/'VAT and other taxes payable on the transaction between the Contractor and the Employer and octroi/entry tax as applicable for destination site/state on all items of supply including bought-out finished items (to be identified in the Contract), which shall be dispatched directly from the sub-vendor’s works to the Employer’s site (sale-in-transit), separately in Schedule-5. Excise Duty, Sales tax and other levies for all the bought-out items are to be included in the EXW Price (Col. No. 5) only and not to be indicated in Schedule-5.
Date : | --
Place : |  |  | Printed Name :
Designation :
Click for Sch-2

## Sch-2
Specification No.: CC/NT/W-AIS/DOM/A02/23/12163 | [8 empty] | Schedule - 2
132kV AIS Substation Package-SS113 for (a) Extn. of 110kV Vengatanagar S/S, (b) Supply and Laying of 110kV Underground cable from existing Vengata Nagar S/S to Jipmer S/S, (c) Extn. of 110/22kV Korkodu Substation including supply of 2 (Two) Nos. 110/22 kV, 25 MVA Power Transformers, (d) Extn of Kalapet and Thetampakkam Substations, (e) Providing of New 110KV Bus coupler Isolator at Thondamanatham and Villianur 110/22KV Sub- Stations; under Consultancy services to Electricity Department, Puducherry.
(SCHEDULE OF RATES AND PRICES)
Bidder’s Name and Address (Sole Bidder) : | [7 empty] | To:
Contracts Services, 3rd Floor
Name : | [7 empty] | Power Grid Corporation of India Ltd.,
Address : | [7 empty] | "Saudamini", Plot No.-2
Sector-29,
Gurgaon (Haryana) - 122001
LOCAL TRANSPORTATION, IN-TRANSIT INSURANCE, LOADING AND UNLOADING
All Prices are in Indian Rupees.
SI. No. | PR No | PR Line Item No | Activity Description | Material Code | Description | Unit | Quantity | Unit Freight, In-transit Insurance, loading & unloading Charges | Total Freight, In-transit Insurance, loading & unloading Charges
1 | 2 | 3 | 4 | 5 | 4 | 5 | 6 | 7 | 8= 6 x 7
Laying of 110 kV UG cable
1 | 7000025430 | 10 | HT CABLE SUPPLY | 1000033697 | 110KV, 1CX630 SQMM XLPE INSULATED COPPER CABLE ALONGWITH ACCESSORIESAS PER TECH. SPECIFICATION | KM | 16 |  | Included
2 | 7000025430 | 20 | HT CABLE SUPPLY | 1000033701 | 1CORE, 630SQMM, 110KV XLPE POWER CABLE-MISCELLANEUOS INSTALLATIONMATERIALS FOR CABLE LAYING, JOINTING AND BONDING INCLUDING LINKBOXES, SHEATH VOLTAGELIMITERS, EARTH CONTINUITY CABLE, EARTHINGMATERIAL , GROUND MAT,CABLE MAKERS, WARNING TAPES AND ALL OTHERMATERIALS ETC REQUIRED ASPER TECHNICAL SPECIFICATIONS AND AS PERSTATUTARY REQUIREMENTS (FOR BOTH ENDS) | LS | 1 |  | Included
3 | 7000025430 | 30 | HT CABLE SUPPLY | 1000033702 | STRUCTURES FOR 110 CABLE END TERMINATION(S) (1-PH) AS PERTECHNICAL SPECIFICATION | SET | 3 |  | Included
4 | 7000025430 | 40 | HT CABLE SUPPLY | 1000033700 | 110KV OUTDOOR TERMINATION KIT SUITABLE FOR 110 KV, 1CX630 SQ.MMCABLE | EA | 3 |  | Included
5 | 7000025430 | 50 | HT CABLE SUPPLY | 1000042145 | CABLE STRAIGHT THROUGH JOINT-630SQMM | LS | 1 |  | Included
6 | 7000025430 | 60 | HT CABLE SUPPLY | 1000069215 | 110KV GIS TERMINATION KIT SUITABLE FOR 110 KV, 1CX630 SQ.MM CABLE | EA | 3 |  | Included
7 | 7000025430 | 80 | HT CABLE SPARES | 1000036865 | SPARES FOR CABLE SYSTEM, AS PER ANNEXURE CL OF TS | SET | 1 |  | Included
8 | 7000025430 | 90 | UGFO SUPPLY--MAIN ITEMS | 1000023340 | Joint box 24Fibre | EA | 3 |  | Included
9 | 7000025430 | 100 | UGFO SUPPLY--MAIN ITEMS | 1000012674 | GI Pipe 100mm dia | M | 25 |  | Included
10 | 7000025430 | 110 | UGFO SUPPLY--MAIN ITEMS | 1000023654 | RCC Hume pipe (NP3) 100mm (inside) | M | 45 |  | Included
11 | 7000025430 | 120 | UGFO SUPPLY--MAIN ITEMS | 1000023514 | PLB HDPE pipe O.D. 40 mm Including accessories as per technicalSpecification. | M | 4500 |  | Included
12 | 7000025430 | 130 | UGFO SUPPLY--MAIN ITEMS | 1000023470 | OPGW Fibre Optic Distribution Panel (FODP): Indoor Type: 48F | EA | 2 |  | Included
13 | 7000025430 | 140 | UGFO SUPPLY--MAIN ITEMS | 1000024106 | Underground Fibre Optic Cable: 24 F | M | 5300 |  | Included
14 | 7000025430 | 150 | UGFO SUPPLY--SPARE | 1000023340 | Joint box 24Fibre | EA | 1 |  | Included
15 | 7000025430 | 160 | UGFO SUPPLY--SPARE | 1000024106 | Underground Fibre Optic Cable: 24 F | M | 1000 |  | Included
16 | 7000025430 | 170 | UGFO SUPPLY--SPARE | 1000023514 | PLB HDPE pipe O.D. 40 mm Including accessories as per technicalSpecification. | M | 500 |  | Included
17 | 7000025430 | 180 | UGFO SUPPLY--SPARE | 1000023654 | RCC Hume pipe (NP3) 100mm (inside) | M | 5 |  | Included
18 | 7000025430 | 200 | Communication Equip-Jipmer-Main Supply | 1000032124 | SDH EQUIPMENT (STM-4 MADM UPTO 3 MSP PROTECTED DIRECTIONS)-BASEEQUIPMENT (COMMON CARDS, CROSS CONNECT/CONTROL CARDS, OPTICAL BASECARDS, POWER SUPPLY CARDS, POWER CABLING, OTHER HARDWARE ANDACCESSORIES INCLUDING SUB RACKS, PATCH CORD, DDF ETC FULLY EQUIPEDEXCLUDING OPTICAL INTERFACE & TRIBUTARY CARDS | EA | 1 |  | Included
19 | 7000025430 | 210 | Communication Equip-Jipmer-Main Supply | 1000023721 | SFP S4.1 | EA | 2 |  | Included
20 | 7000025430 | 220 | Communication Equip-Jipmer-Main Supply | 1000031374 | TRIBUTARY INTERFACE- E1 INTERFACE (MINIMUM 16 NOS.) | SET | 2 |  | Included
21 | 7000025430 | 230 | Communication Equip-Jipmer-Main Supply | 1000034950 | ETHERNET INTERFACE 10/100 BASE T WITH LAYER-2 SWITCHING (MIN 8INTERFACES PER CARD) | EA | 2 |  | Included
22 | 7000025430 | 240 | Communication Equip-Jipmer-Main Supply | 1000026228 | Equipment Cabinets For SDH | EA | 1 |  | Included
23 | 7000025430 | 250 | Communication Equip-Jipmer-Main Supply | 1000026225 | Drop & Insert Multiplexer Common cards, Power supply cards, powercabling, other hardware & accessories (each) | EA | 2 |  | Included
24 | 7000025430 | 260 | Communication Equip-Jipmer-Main Supply | 1000026249 | Subscriber Line Interface Cards for 2 wire (sub/sub) voice channelcards (min 8 channels per card) | EA | 2 |  | Included
25 | 7000025430 | 270 | Communication Equip-Jipmer-Main Supply | 1000026250 | Subscriber Line Interface Cards for 4 wire (E&M) voice channel cards(min 8 channels per card) | EA | 2 |  | Included
26 | 7000025430 | 280 | Communication Equip-Jipmer-Main Supply | 1000026252 | Subscriber Line Interface Cards for Asynchronous Sub Channels datacards (minimum 4 channels per card) | EA | 2 |  | Included
27 | 7000025430 | 290 | Communication Equip-Jipmer-Main Supply | 1000026227 | Equipment Cabinets For Drop/Insert Multiplexer | EA | 1 |  | Included
28 | 7000025430 | 300 | Communication Equip-Jipmer-Main Supply | 1000031385 | MAIN DISTRIBUTION FRAME (200 PAIRS) | EA | 2 |  | Included
29 | 7000025430 | 310 | Communication Equip-Jipmer-Main Supply | 1000028495 | NMS- CRAFT TERMINAL-HARDWARE | EA | 1 |  | Included
30 | 7000025430 | 320 | Communication Equip-Jipmer-Main Supply | 1000028265 | Software for Craft Terminal | EA | 1 |  | Included
31 | 7000025430 | 330 | Communication Equip-Jipmer-Main Supply | 1000034998 | VOIP TELEPHONE INSTRUMENT WITH ONE COMMON SWITCH (MIN. 8 PORT) | EA | 4 |  | Included
32 | 7000025430 | 340 | Communication Equip-Jipmer-Main Supply | 1000004753 | 48V DCPS - SMPS based 48V DC Power Supply (DCPS) System of 15 Amprating | EA | 1 |  | Included
33 | 7000025430 | 350 | Communication Equip-Jipmer-Main Supply | 1000022282 | VRLA Battery Bank for DCPS system of200AH rating | EA | 1 |  | Included
34 | 7000025430 | 360 | Communication Equip-Vengata Main Supply | 1000023721 | SFP S4.1 | EA | 2 |  | Included
35 | 7000025430 | 370 | Communication Equip-Jipmer-Spare | 1000031370 | SDH EQUIPMENT (STM-4 MADM UPTO 3 MSP PROTECTED DIRECTIONS)-COMMONCARDS, CROSS-CONNECT/CONTROL CARDS, OPTICAL BASE CARD, POWER SUPPLYCARDS, POWER CABLING, OTHER HARDWARE & ACCESSORIES (EACH). | SET | 1 |  | Included
36 | 7000025430 | 380 | Communication Equip-Jipmer-Spare | 1000023721 | SFP S4.1 | EA | 1 |  | Included
37 | 7000025430 | 390 | Communication Equip-Jipmer-Spare | 1000031374 | TRIBUTARY INTERFACE- E1 INTERFACE (MINIMUM 16 NOS.) | SET | 1 |  | Included
38 | 7000025430 | 400 | Communication Equip-Jipmer-Spare | 1000034950 | ETHERNET INTERFACE 10/100 BASE T WITH LAYER-2 SWITCHING (MIN 8INTERFACES PER CARD) | EA | 1 |  | Included
39 | 7000025430 | 410 | Communication Equip-Jipmer-Spare | 1000032125 | DROP & INSERT MULTIPLEXER: COMMON CARDS, POWER SUPPLY CARDS, POWERCABLING, OTHER HARDWARE & ACCESSORIES (EACH) | SET | 1 |  | Included
40 | 7000025430 | 420 | Communication Equip-Jipmer-Spare | 1000026249 | Subscriber Line Interface Cards for 2 wire (sub/sub) voice channelcards (min 8 channels per card) | EA | 1 |  | Included
41 | 7000025430 | 430 | Communication Equip-Jipmer-Spare | 1000026250 | Subscriber Line Interface Cards for 4 wire (E&M) voice channel cards(min 8 channels per card) | EA | 1 |  | Included
42 | 7000025430 | 440 | Communication Equip-Jipmer-Spare | 1000026252 | Subscriber Line Interface Cards for Asynchronous Sub Channels datacards (minimum 4 channels per card) | EA | 1 |  | Included
43 | 7000025430 | 450 | Communication Equip-Jipmer-Spare | 1000034998 | VOIP TELEPHONE INSTRUMENT WITH ONE COMMON SWITCH (MIN. 8 PORT) | EA | 1 |  | Included
44 | 7000025430 | 460 | Communication Equip-Jipmer-Spare | 1000031398 | PRE CONNECTORIZED OPTICAL FIBER PATCH CORDS(10 MTRS) â€“ PACK OF SIXPATCH CORDS | SET | 1 |  | Included
45 | 7000025430 | 470 | Communication Equip-Jipmer-Spare | 1000031383 | MCCB/MCB-2P/ CONTACTOR/ TIMER/ RELAY OF EACH TYPE & RATING (ASAPPLICABLE) | SET | 1 |  | Included
46 | 7000025430 | 480 | Communication Equip-Jipmer-Spare | 1000019811 | Single Pole MCBs (for outgoing DC Feeders) for DCPS | SET | 1 |  | Included
47 | 7000025430 | 490 | Communication Equip-Jipmer-Spare | 1000028252 | Electronic Printed Circuit Board | SET | 1 |  | Included
48 | 7000025430 | 500 | Communication Equip-Vengata Spare | 1000023721 | SFP S4.1 | EA | 1 |  | Included
Vengata Nagar Extn
49 | 7000025430 | 530 | 145kV Equipments | 1000000956 | 145kV, 1 phase Bus Post Insulators | EA | 2 |  | Included
50 | 7000025430 | 540 | 145kV Equipments | 1000000972 | 145 kV, 4400pf, 1-phase Capacitive Voltage Transformer | EA | 3 |  | Included
51 | 7000025430 | 550 | 145kV Equipments | 1000043522 | 145KV, 800A, 40KA WITH 120% EXTENDED CURRENT (5-CORE) CT (1 PH.) | EA | 3 |  | Included
52 | 7000025430 | 560 | 145kV Equipments | 1000000946 | 145 kV, 1250A, 40 KA, 3-phase HDBIsolator with one E/S | EA | 1 |  | Included
53 | 7000025430 | 570 | 145kV Equipments | 1000043528 | 145 kV, 1250 A, 40KA, 3-phase HDB Isolator without E/S | EA | 1 |  | Included
54 | 7000025430 | 580 | 145kV Equipments | 1000062355 | SURGE ARRESTER, 1-PH, 96KV | EA | 3 |  | Included
55 | 7000025430 | 590 | 145kV Equipments | 1000043521 | 145 KV, 1250A, 40 KA CIRCUIT BREAKER (3 PH.) ALONGWITH SUPPORTSTRUCTURE | EA | 1 |  | Included
56 | 7000025430 | 740 | Relay & Protection Panel | 1000009628 | Simplex Control Panel for 110kV (Bus Scheme as per SLD) | EA | 1 |  | Included
57 | 7000025430 | 750 | Relay & Protection Panel | 1000000820 | 132kV Simplex Line Protection Panel (Bus scheme as per SLD) | EA | 2 |  | Included
58 | 7000025430 | 760 | Relay & Protection Panel | 1000055440 | 132KV CIRCUIT BREAKER RELAY PANEL | EA | 1 |  | Included
59 | 7000025430 | 600 | Illumination System | 1000038387 | LED FLOOD LIGHT LUMINARIESTYPE FL-1 (150W) AS PER TECHNICALSPECIFICATION | EA | 5 |  | Included
60 | 7000025430 | 610 | Illumination System | 1000038325 | LIGHTING FIXTURE LED LUMINAIRES TYPE FL2 AS PER TECH. SPECIFICATIONS | EA | 5 |  | Included
61 | 7000025430 | 620 | Illumination System | 1000020262 | Sub Lighting panel (outdoor) type SLP (Switchyard and Street Lighting) | EA | 2 |  | Included
62 | 7000025430 | 630 | Erection H/W | 1000011231 | Erection Hardware for 132kV layout (Single Main Scheme)-Line Bay asper technical specification | SET | 1 |  | Included
63 | 7000025430 | 640 | 1.1kV Power & Control Cable | 1000031987 | 1.1KV GRADE 5CX2.5 SQMM CONTROL CABLE | KM | 0.55 |  | Included
64 | 7000025430 | 650 | 1.1kV Power & Control Cable | 1000031887 | 1.1KV GRADE 10CX2.5 SQMM CONTROL CABLE | KM | 0.35 |  | Included
65 | 7000025430 | 660 | 1.1kV Power & Control Cable | 1000031953 | 1.1KV GRADE 3.5CX35 SQMM (PVC) POWER CABLE | KM | 0.15 |  | Included
66 | 7000025430 | 670 | 1.1kV Power & Control Cable | 1000031943 | 1.1KV GRADE 2CX6 SQMM (PVC) POWER CABLE | KM | 0.35 |  | Included
67 | 7000025430 | 680 | 1.1kV Power & Control Cable | 1000031976 | 1.1KV GRADE 4CX16 SQMM (PVC) POWER CABLE | KM | 0.25 |  | Included
68 | 7000025430 | 690 | 1.1kV Power & Control Cable | 1000056264 | 1.1KV GRADE 19CX1.5 SQMM CONTROL CABLE | KM | 0.65 |  | Included
69 | 7000025430 | 890 | MANDATORY SPARES | 1000028570 | SPARE-145KV CIRCUIT BREAKER | LOT | 1 |  | Included
70 | 7000025430 | 900 | MANDATORY SPARES | 1000028573 | SPARE-145KV DB ISOLATOR | LOT | 1 |  | Included
71 | 7000025430 | 910 | MANDATORY SPARES | 1000028571 | SPARE-145KV CT | LOT | 1 |  | Included
72 | 7000025430 | 920 | MANDATORY SPARES | 1000028572 | SPARE-145KV CVT | LOT | 1 |  | Included
73 | 7000025430 | 940 | MANDATORY SPARES | 1000032837 | 98KV SURGE ARRESTORS (1-PHASE) | EA | 1 |  | Included
74 | 7000025430 | 930 | MANDATORY SPARES | 1000031082 | SPARE- BREAKER RELAY PANEL | LS | 1 |  | Included
75 | 7000025430 | 770 | STEEL STRUCTURES | 1000015954 | Fabrication, galvanising and supply of Lattice Structures (MS Steel),to be designed during detailed engineering, for towers, beams andequipment support structure including pack plates / packwashers andgusset plates excluding fasteners and foundation bolts | MT | 9 |  | Included
76 | 7000025430 | 780 | STEEL STRUCTURES | 1000011713 | Fabrication, galvanising and supply of fasteners ( nuts, bolts andwashers ) including step bolts for lattice and pipe structures to bedesigned during detailed engineering | MT | 1 |  | Included
77 | 7000025430 | 790 | STEEL STRUCTURES | 1000012373 | Fabrication, galvanising and supply of foundation bolts including nuts,checknut and washers for lattice and pipe structures to be designedduring detailed engineering | MT | 0.5 |  | Included
78 | 7000025430 | 800 | STEEL STRUCTURES | 1000029038 | Fabrication, galvanising and supply of Std 132 kV Support Structure3Ph ISO including nuts, bolts, all type of washers, packplates, stepboltsand gusset plates excluding foundation bolts | EA | 2 |  | Included
79 | 7000025430 | 810 | STEEL STRUCTURES | 1000029035 | Fabrication, galvanising and supply of Std 132 kV Support Structure1Ph BPI including nuts, bolts, all type of washers, packplates, stepboltsand gusset plates excluding foundation bolts | EA | 2 |  | Included
80 | 7000025430 | 820 | STEEL STRUCTURES | 1000029036 | Fabrication, galvanising and supply of Std 132 kV Support Structure 1 PhCTincluding nuts, bolts, all type of washers, packplates, step bolts andgusset plates excluding foundation bolts | EA | 3 |  | Included
81 | 7000025430 | 830 | STEEL STRUCTURES | 1000029037 | Fabrication, galvanising and supply of Std 132 kV Support Structure1Ph CVT including nuts, bolts, all type of washers, packplates, stepboltsand gusset plates excluding foundation bolts | EA | 3 |  | Included
82 | 7000025430 | 840 | STEEL STRUCTURES | 1000029039 | Fabrication, galvanising and supply of Std 132 kV Support Structure 1 PhLAincluding nuts, bolts, all type of washers, packplates, step bolts andgusset plates excluding foundation bolts | EA | 3 |  | Included
83 | 7000025430 | 850 | STEEL STRUCTURES | 1000028770 | Fabrication, galvanising and supply of24mm dia foundation bolts includingnuts, checknuts, washers andpackplates. | EA | 100 |  | Included
84 | 7000025430 | 860 | STEEL STRUCTURES | 1000069755 | FABRICATION, GALVANISING AND SUPPLY OF STD LM (18M) INCLUDINGNUTS,BOLTS, ALL TYPE OF WASHERS, PACKPLATES, STEP BOLTS AND GUSSETPLATESINCLUDING FOUNDATION BOLTS | EA | 1 |  | Included
85 | 7000025430 | 960 | Testing and Maintenance equipment | 1000017683 | Portable Discharge Rod(1-ph) | EA | 3 |  | Included
86 | 7000025430 | 970 | Testing and Maintenance equipment | 1000024952 | Hand gloves-Electrical Resistance 33kV | SET | 2 |  | Included
87 | 7000025430 | 980 | Testing and Maintenance equipment | 1000041983 | INSULATED RUBBER MAT OF ANY SIZE | EA | 5 |  | Included
Korkadu
88 | 7000025401 | 10 | 25MVATransformer | 1000028900 | 110/22kV, 25MVA, Dyn11,3-Phase, Power Transformer with OLTC, RTCC &Accessories With 10% Extra Oil | EA | 2 |  | Included
89 | 7000025401 | 20 | 25MVATransformer | 1000036888 | N2 FIRE PROTECTION SYSTEM FOR 110/22KV TRANSFORMER INCLUDINGALL ACCESSORIES FOR THE ABOVE TRANSFORMER | SET | 2 |  | Included
90 | 7000025401 | 40 | Control and relay panels | 1000009629 | Simplex Control Panel for 110kV (Bus Scheme as per SLD) Two Bay | EA | 2 |  | Included
91 | 7000025401 | 50 | Control and relay panels | 1000000738 | 132kV Circuit Breaker Relay Panel with Auto Reclose (with Automation) | EA | 4 |  | Included
92 | 7000025401 | 60 | Control and relay panels | 1000000812 | 132kV Line Protection Panel (with Automation) | EA | 2 |  | Included
93 | 7000025401 | 70 | Control and relay panels | 1000000908 | 132kV Transformer Protection Panel (For both HV & MV side)-(withAutomation) | EA | 2 |  | Included
94 | 7000025401 | 80 | Control and relay panels | 1000021642 | Time synchronisation equipment | EA | 1 |  | Included
95 | 7000025401 | 90 | Control and relay panels | 1000025391 | Relay Test kit | EA | 1 |  | Included
96 | 7000025401 | 100 | Control and relay panels | 1000000814 | Complete Substation automation System for 132kV bay as per TechnicalSpecification | EA | 4 |  | Included
97 | 7000025401 | 110 | Control and relay panels | 1000044718 | COMPLETE SUBSTATION AUTOMATION SYSTEM FOR 22KV BAY AS PER TECHNICALSPECIFICATION | EA | 12 |  | Included
98 | 7000025401 | 120 | Control and relay panels | 1000067784 | SIMPLEX CONTROL & PROTECTOIN PANEL FOR 22KV (BUS SCHEME AS PER SLD)TWO BAY WITH BCPU | EA | 6 |  | Included
99 | 7000025401 | 140 | CABLES | 1000031976 | 1.1KV GRADE 4CX16 SQMM (PVC) POWER CABLE | KM | 1 |  | Included
100 | 7000025401 | 150 | CABLES | 1000031985 | 1.1KV GRADE 4CX6 SQMM (PVC) POWER CABLE | KM | 0.8 |  | Included
101 | 7000025401 | 160 | CABLES | 1000031943 | 1.1KV GRADE 2CX6 SQMM (PVC) POWER CABLE | KM | 0.8 |  | Included
102 | 7000025401 | 170 | CABLES | 1000031964 | 1.1KV GRADE 3CX2.5 SQMM CONTROL CABLE | KM | 0.8 |  | Included
103 | 7000025401 | 180 | CABLES | 1000031987 | 1.1KV GRADE 5CX2.5 SQMM CONTROL CABLE | KM | 3 |  | Included
104 | 7000025401 | 190 | CABLES | 1000031887 | 1.1KV GRADE 10CX2.5 SQMM CONTROL CABLE | KM | 3 |  | Included
105 | 7000025401 | 200 | CABLES | 1000056264 | 1.1KV GRADE 19CX1.5 SQMM CONTROL CABLE | KM | 1 |  | Included
106 | 7000025401 | 210 | FIRE FIGHTING | 1000012027 | 9litre water type Portable Fire extinguisher | EA | 4 |  | Included
107 | 7000025401 | 220 | FIRE FIGHTING | 1000012022 | 4.5 kg CO2 type Portable Fire extinguisher | EA | 4 |  | Included
108 | 7000025401 | 230 | FIRE FIGHTING | 1000012024 | Fire Extinguisher Dry Chemical Powder Type(5 Kg) for control room. | EA | 4 |  | Included
109 | 7000025401 | 240 | FIRE FIGHTING | 1000012073 | 50 litre foam type Trolley/Wheel mounted Fire extinguisher | EA | 2 |  | Included
110 | 7000025401 | 250 | FIRE FIGHTING | 1000045259 | FIRE DETECTION AND ALARM SYSTEM FOR SWITCHYARD PANEL ROOM | M2 | 290 |  | Included
111 | 7000025401 | 260 | ERECTION HARDWARE | 1000036883 | 110KV ERECTION H/W FOR TRF. BAY | SET | 2 |  | Included
112 | 7000025401 | 280 | MANDATORY SPARES | 1000007922 | Buchholz Relay (Main Tank) complete with float and contacts forTransformer | SET | 1 |  | Included
113 | 7000025401 | 290 | MANDATORY SPARES | 1000028279 | Local and Remote WTI with sensing device and contact | SET | 1 |  | Included
114 | 7000025401 | 300 | MANDATORY SPARES | 1000016741 | Local and Remote Oil temperature indicator (OTI) with sensing device andcontacts | EA | 1 |  | Included
115 | 7000025401 | 310 | MANDATORY SPARES | 1000028954 | Cooler Fan With Motor-110kV T/F | EA | 1 |  | Included
116 | 7000025401 | 320 | MANDATORY SPARES | 1000025500 | Supply Stainless Steel oil samplingbottles (one liter capacity) as perTechnical specification | EA | 1 |  | Included
117 | 7000025401 | 330 | MANDATORY SPARES | 1000025697 | Syringes for Sampling Oil (50ml Capacity) | EA | 1 |  | Included
118 | 7000025401 | 340 | MANDATORY SPARES | 1000017810 | Pressure Relief Device | EA | 1 |  | Included
119 | 7000025401 | 370 | Testing and Maintenance equipment | 1000017683 | Portable Discharge Rod(1-ph) | EA | 3 |  | Included
120 | 7000025401 | 380 | Testing and Maintenance equipment | 1000024355 | Automatic Relay measurement test kitwith all necessary accessories,Industrial Grade Laptop and licensedsoftware as per Technicalspecification. | EA | 1 |  | Included
121 | 7000025401 | 390 | Testing and Maintenance equipment | 1000024952 | Hand gloves-Electrical Resistance 33kV | SET | 2 |  | Included
122 | 7000025401 | 400 | Testing and Maintenance equipment | 1000041983 | INSULATED RUBBER MAT OF ANY SIZE | EA | 5 |  | Included
123 | 7000025401 | 410 | AC and Illumination | 1000009039 | Cassette type AC unit of 3 TR capacity | EA | 12 |  | Included
124 | 7000025401 | 420 | AC and Illumination | 1000045280 | ILLUMINATION SYSTEM FOR SWITCHYARD PANEL ROOM | M2 | 290 |  | Included
THONDAMANTHAM
125 | 7000025401 | 450 | AIS Equipment | 1000067369 | 145 KV, 2500A, 40 KA, 3-PHASE HDB ISOLATOR WITHOUT E/S | EA | 2 |  | Included
126 | 7000025401 | 470 | CONTROL AND RELAY PANEL | 1000009628 | Simplex Control Panel for 110kV (Bus Scheme as per SLD) | EA | 1 |  | Included
127 | 7000025401 | 490 | CABLE | 1000031976 | 1.1KV GRADE 4CX16 SQMM (PVC) POWER CABLE | KM | 0.8 |  | Included
128 | 7000025401 | 500 | CABLE | 1000056264 | 1.1KV GRADE 19CX1.5 SQMM CONTROL CABLE | KM | 1.2 |  | Included
129 | 7000025401 | 510 | ERECTION HARDWARE | 1000067793 | ERECTION HARDWARE FOR 132KV BUS SECTIONALIZER ISOLATOR AS PERTECHNICAL SPECIFICATION | SET | 2 |  | Included
130 | 7000025401 | 530 | Structure-Supply | 1000015954 | Fabrication, galvanising and supply of Lattice Structures (MS Steel),to be designed during detailed engineering, for towers, beams andequipment support structure including pack plates / packwashers andgusset plates excluding fasteners and foundation bolts | MT | 1.4 |  | Included
131 | 7000025401 | 540 | Structure-Supply | 1000011713 | Fabrication, galvanising and supply of fasteners ( nuts, bolts andwashers ) including step bolts for lattice and pipe structures to bedesigned during detailed engineering | MT | 0.3 |  | Included
132 | 7000025401 | 550 | Structure-Supply | 1000012373 | Fabrication, galvanising and supply of foundation bolts including nuts,checknut and washers for lattice and pipe structures to be designedduring detailed engineering | MT | 0.75 |  | Included
133 | 7000025401 | 580 | Testing and Maintenance equipment | 1000017683 | Portable Discharge Rod(1-ph) | EA | 3 |  | Included
134 | 7000025401 | 590 | Testing and Maintenance equipment | 1000024952 | Hand gloves-Electrical Resistance 33kV | SET | 2 |  | Included
135 | 7000025401 | 600 | Testing and Maintenance equipment | 1000041983 | INSULATED RUBBER MAT OF ANY SIZE | EA | 5 |  | Included
VILLIANAUR
136 | 7000025401 | 620 | AIS Equipment | 1000067368 | 145 KV, 1600A, 40 KA, 3-PHASE HDB ISOLATOR WITHOUT E/S | EA | 1 |  | Included
137 | 7000025401 | 640 | CONTROL AND RELAY PANEL | 1000037244 | AUGMENTATION OF SUBSTATION AUTOMATION SYSTEM FOR 132KV BAYS | EA | 1 |  | Included
138 | 7000025401 | 660 | CABLE | 1000031976 | 1.1KV GRADE 4CX16 SQMM (PVC) POWER CABLE | KM | 0.5 |  | Included
139 | 7000025401 | 670 | CABLE | 1000056264 | 1.1KV GRADE 19CX1.5 SQMM CONTROL CABLE | KM | 1 |  | Included
140 | 7000025401 | 680 | ERECTION HARDWARE | 1000067793 | ERECTION HARDWARE FOR 132KV BUS SECTIONALIZER ISOLATOR AS PERTECHNICAL SPECIFICATION | SET | 1 |  | Included
141 | 7000025401 | 700 | Structure-Supply | 1000015954 | Fabrication, galvanising and supply of Lattice Structures (MS Steel),to be designed during detailed engineering, for towers, beams andequipment support structure including pack plates / packwashers andgusset plates excluding fasteners and foundation bolts | MT | 0.7 |  | Included
142 | 7000025401 | 710 | Structure-Supply | 1000011713 | Fabrication, galvanising and supply of fasteners ( nuts, bolts andwashers ) including step bolts for lattice and pipe structures to bedesigned during detailed engineering | MT | 0.2 |  | Included
143 | 7000025401 | 720 | Structure-Supply | 1000012373 | Fabrication, galvanising and supply of foundation bolts including nuts,checknut and washers for lattice and pipe structures to be designedduring detailed engineering | MT | 0.45 |  | Included
144 | 7000025401 | 750 | Testing and Maintenance equipment | 1000017683 | Portable Discharge Rod(1-ph) | EA | 3 |  | Included
145 | 7000025401 | 760 | Testing and Maintenance equipment | 1000024952 | Hand gloves-Electrical Resistance 33kV | SET | 2 |  | Included
146 | 7000025401 | 770 | Testing and Maintenance equipment | 1000041983 | INSULATED RUBBER MAT OF ANY SIZE | EA | 5 |  | Included
Thetapakkam
147 | 7000025401 | 790 | 16MVA Transformer refurbushment | 1000067808 | DISMANTLING, TRANSPORTATION, RE-ERECTION, REFURBISHMENT ANDRE-ERECTION 110KV TRANSFORMER AS PER TS | SET | 1 |  | Included
148 | 7000025401 | 810 | Control and relay panels | 1000009628 | Simplex Control Panel for 110kV (Bus Scheme as per SLD) | EA | 1 |  | Included
149 | 7000025401 | 820 | Control and relay panels | 1000000822 | 132kV Simplex Transformer Protection Panel (For both HV & MV side) | EA | 1 |  | Included
150 | 7000025401 | 830 | Control and relay panels | 1000055440 | 132KV CIRCUIT BREAKER RELAY PANEL | EA | 1 |  | Included
151 | 7000025401 | 850 | CABLES | 1000031976 | 1.1KV GRADE 4CX16 SQMM (PVC) POWER CABLE | KM | 1 |  | Included
152 | 7000025401 | 860 | CABLES | 1000031985 | 1.1KV GRADE 4CX6 SQMM (PVC) POWER CABLE | KM | 0.8 |  | Included
153 | 7000025401 | 870 | CABLES | 1000031943 | 1.1KV GRADE 2CX6 SQMM (PVC) POWER CABLE | KM | 0.8 |  | Included
154 | 7000025401 | 880 | CABLES | 1000031964 | 1.1KV GRADE 3CX2.5 SQMM CONTROL CABLE | KM | 0.8 |  | Included
155 | 7000025401 | 890 | CABLES | 1000031987 | 1.1KV GRADE 5CX2.5 SQMM CONTROL CABLE | KM | 3 |  | Included
156 | 7000025401 | 900 | CABLES | 1000031887 | 1.1KV GRADE 10CX2.5 SQMM CONTROL CABLE | KM | 3 |  | Included
157 | 7000025401 | 910 | CABLES | 1000056264 | 1.1KV GRADE 19CX1.5 SQMM CONTROL CABLE | KM | 1 |  | Included
158 | 7000025401 | 920 | ERECTION HARDWARE | 1000036883 | 110KV ERECTION H/W FOR TRF. BAY | SET | 1 |  | Included
159 | 7000025401 | 940 | LT SWITCHGEAR | 1000004304 | 415V ACDB (Extn.) | SET | 1 |  | Included
160 | 7000025401 | 950 | LT SWITCHGEAR | 1000030177 | 110 V DCDB extension panel | SET | 1 |  | Included
161 | 7000025401 | 980 | Testing and Maintenance equipment | 1000017683 | Portable Discharge Rod(1-ph) | EA | 3 |  | Included
162 | 7000025401 | 990 | Testing and Maintenance equipment | 1000024952 | Hand gloves-Electrical Resistance 33kV | SET | 2 |  | Included
163 | 7000025401 | 1000 | Testing and Maintenance equipment | 1000041983 | INSULATED RUBBER MAT OF ANY SIZE | EA | 5 |  | Included
Kalapet
164 | 7000025401 | 1020 | 16MVA Transformer refurbushment | 1000067808 | DISMANTLING, TRANSPORTATION, RE-ERECTION, REFURBISHMENT ANDRE-ERECTION 110KV TRANSFORMER AS PER TS | SET | 1 |  | Included
165 | 7000025401 | 1040 | Control and relay panels | 1000009628 | Simplex Control Panel for 110kV (Bus Scheme as per SLD) | EA | 1 |  | Included
166 | 7000025401 | 1050 | Control and relay panels | 1000000822 | 132kV Simplex Transformer Protection Panel (For both HV & MV side) | EA | 1 |  | Included
167 | 7000025401 | 1060 | Control and relay panels | 1000055440 | 132KV CIRCUIT BREAKER RELAY PANEL | EA | 1 |  | Included
168 | 7000025401 | 1080 | CABLES | 1000031976 | 1.1KV GRADE 4CX16 SQMM (PVC) POWER CABLE | KM | 1 |  | Included
169 | 7000025401 | 1090 | CABLES | 1000031985 | 1.1KV GRADE 4CX6 SQMM (PVC) POWER CABLE | KM | 0.8 |  | Included
170 | 7000025401 | 1100 | CABLES | 1000031943 | 1.1KV GRADE 2CX6 SQMM (PVC) POWER CABLE | KM | 0.8 |  | Included
171 | 7000025401 | 1110 | CABLES | 1000031964 | 1.1KV GRADE 3CX2.5 SQMM CONTROL CABLE | KM | 0.8 |  | Included
172 | 7000025401 | 1120 | CABLES | 1000031987 | 1.1KV GRADE 5CX2.5 SQMM CONTROL CABLE | KM | 3 |  | Included
173 | 7000025401 | 1130 | CABLES | 1000031887 | 1.1KV GRADE 10CX2.5 SQMM CONTROL CABLE | KM | 3 |  | Included
174 | 7000025401 | 1140 | CABLES | 1000056264 | 1.1KV GRADE 19CX1.5 SQMM CONTROL CABLE | KM | 1 |  | Included
175 | 7000025401 | 1150 | ERECTION HARDWARE | 1000036883 | 110KV ERECTION H/W FOR TRF. BAY | SET | 1 |  | Included
176 | 7000025401 | 1170 | LT SWITCHGEAR | 1000004304 | 415V ACDB (Extn.) | SET | 1 |  | Included
177 | 7000025401 | 1180 | LT SWITCHGEAR | 1000030177 | 110 V DCDB extension panel | SET | 1 |  | Included
178 | 7000025401 | 1210 | Testing and Maintenance equipment | 1000017683 | Portable Discharge Rod(1-ph) | EA | 3 |  | Included
179 | 7000025401 | 1220 | Testing and Maintenance equipment | 1000024952 | Hand gloves-Electrical Resistance 33kV | SET | 2 |  | Included
180 | 7000025401 | 1230 | Testing and Maintenance equipment | 1000041983 | INSULATED RUBBER MAT OF ANY SIZE | EA | 5 |  | Included
[5 empty] | Total F&I Price |  |  |  | 0
#
Bidders to note that the item description under various schedules are through unique material ID for respective items under SAP ERP System and therefore, identical item description appears in schedule-1(Ex-works) & schedule-2(F&I). However, the prices to be quoted in Price Schedule-2(F&I) shall be towards Local Transportation, Insurance and other Incidental Services only in line with clause ITB 11.4(b).
Date: | --
Place: | [6 empty] | Printed Name :
Designation :
Click for Sch-3

## Sch-2 Dis (hidden)
Specification No.: CC/NT/W-AIS/DOM/A02/23/12163 |  |  |  |  | Schedule - 2 Dis
132kV AIS Substation Package-SS113 for (a) Extn. of 110kV Vengatanagar S/S, (b) Supply and Laying of 110kV Underground cable from existing Vengata Nagar S/S to Jipmer S/S, (c) Extn. of 110/22kV Korkodu Substation including supply of 2 (Two) Nos. 110/22 kV, 25 MVA Power Transformers, (d) Extn of Kalapet and Thetampakkam Substations, (e) Providing of New 110KV Bus coupler Isolator at Thondamanatham and Villianur 110/22KV Sub- Stations; under Consultancy services to Electricity Department, Puducherry. | [5 empty] | As per Lum-sum |  | 0
(SCHEDULE OF RATES AND PRICES : FREIGHT & INSURANCE CHARGES) | [5 empty] | AS per Percent |  | #REF!
[6 empty] | As per lum-sum on Sch-2 |  | 0%
Bidder’s Name and Address (Sole Bidder) : |  |  |  | To: |  | As per Percent on Sch-2 |  | #REF!
|  |  |  | Contracts Services, 3rd Floor |  | Total Discount |  | #REF!
Name : |  |  |  | Power Grid Corporation of India Ltd.,
Address : |  |  |  | "Saudamini", Plot No.-2
|  |  |  | Sector-29, |  | Multipackage Discount |  | 0%
Gurgaon (Haryana) - 122001
[5 empty] | All Prices are in Indian Rupees. |  | Amount after Discount (Rs.) |  | Dis Alert | Amount after MPD (Rs.)
SI. No. | Description | Unit | Quantity | Unit Freight & Insurance Charges | Total Freight & Insurance Charges |  | Unit Freight & Insurance Charges | Total Freight & Insurance Charges |  | Unit Freight & Insurance Charges | Total Freight & Insurance Charges
1 | 2 | 3 | 4 | 5 | 6 = 4 x 5 |  | 5 | 6 = 4 x 5 |  | 5 | 6 = 4 x 5
#REF! | #REF!
#REF! | #REF! | #REF! | #REF! | #REF! | #REF!
#REF! | #REF! | #REF! | #REF! | #REF! | #REF!
#REF! | #REF!
#REF! | #REF! | #REF! | #REF! | #REF! | #REF!
#REF! | #REF! | #REF! | #REF! | #REF! | #REF!
#REF! | #REF!
#REF! | #REF! | #REF! | #REF! | #REF! | #REF!
#REF! | #REF! | #REF! | #REF! | #REF! | #REF!
#REF! | #REF! | #REF! | #REF! | #REF! | #REF!
#REF! | #REF! | #REF! | #REF! | #REF! | #REF!
#REF! | #REF! | #REF! | #REF! | #REF! | #REF!
#REF! | #REF! | #REF! | #REF! | #REF! | #REF!
#REF! | #REF!
#REF! | #REF! | #REF! | #REF! | #REF! | #REF!
#REF! | #REF!
#REF! | #REF! | #REF! | #REF! | #REF! | #REF!
#REF! | #REF! | #REF! | #REF! | #REF! | #REF!
#REF! | #REF! | #REF! | #REF! | #REF! | #REF!
#REF! | #REF! | #REF! | #REF! | #REF! | #REF!
#REF! | #REF!
#REF! | #REF! | #REF! | #REF! | #REF! | #REF!
#REF! | #REF! | #REF! | #REF! | #REF! | #REF!
#REF! | #REF! | #REF! | #REF! | #REF! | #REF!
#REF! | #REF! | #REF! | #REF! | #REF! | #REF!
#REF! | #REF! | #REF! | #REF! | #REF! | #REF!
#REF! | #REF! | #REF! | #REF! | #REF! | #REF!
#REF! | #REF! | #REF! | #REF! | #REF! | #REF!
#REF! | #REF! | #REF! | #REF! | #REF! | #REF!
#REF! | #REF!
| #REF! | #REF! | #REF! | #REF! | #REF!
#REF! | #REF! | #REF! | #REF! | #REF! | #REF!
#REF! | #REF! | #REF! | #REF! | #REF! | #REF!
| Total F&I Price |  |  |  | #REF!
Date : | --
Place : |  |  | Printed Name :
Designation :
Click for Sch-3

## Sch-3
Specification No.: CC/NT/W-AIS/DOM/A02/23/12163 | [14 empty] | Schedule - 3
132kV AIS Substation Package-SS113 for (a) Extn. of 110kV Vengatanagar S/S, (b) Supply and Laying of 110kV Underground cable from existing Vengata Nagar S/S to Jipmer S/S, (c) Extn. of 110/22kV Korkodu Substation including supply of 2 (Two) Nos. 110/22 kV, 25 MVA Power Transformers, (d) Extn of Kalapet and Thetampakkam Substations, (e) Providing of New 110KV Bus coupler Isolator at Thondamanatham and Villianur 110/22KV Sub- Stations; under Consultancy services to Electricity Department, Puducherry. | [18 empty] | As per Lum-sum |  | 0%
(SCHEDULE OF RATES AND PRICES ) | [18 empty] | AS per Percent |  | #REF!
[19 empty] | As per lum-sum on Sch-3 |  | 0%
Bidder’s Name and Address (Sole Bidder) : | [11 empty] | To: | [6 empty] | As per Percent on Sch-3 |  | #REF!
[12 empty] | Contracts Services, 3rd Floor | [6 empty] | Total Discount |  | #REF!
Name : | [11 empty] | Power Grid Corporation of India Ltd.,
Address : | [11 empty] | "Saudamini", Plot No.-2
[12 empty] | Sector-29, | [6 empty] | Multipackage lum-sum |  | 0%
Gurgaon (Haryana) - 122001
[7 empty] | INSTALLATION CHARGES | [12 empty] | Amount after Discount (Rs.) |  | Dis Alert | Amount after MPD (Rs.)
All Prices are in Indian Rupees.
SI. No. | PR No | PR Line Item No | Activity Header | PR Activity No | Activity Description | Service Code | SAC (Service Accounting Codes) | Whether SAC in column '8’ is confirmed. If not indicate applicable the SAC * | Rate of GST applicable ( in %) | Whether rate of GST in column ‘4’ is confirmed. If not indicate applicable rate of GST * | Description | Unit | Quantity | Unit Erection Charges | Total Erection Charges | Total GST as confirmed by Bidder |  |  |  | Unit Erection Charges | Total Erection Charges |  | Unit Erection Charges | Total Erection Charges
1 | 2 | 3 | 4 | 5 | 6 | 7 | 8 | 9 | 10 | 11 | 12 | 13 | 14 | 15 | 16 = 14 x 15 | 17 |  |  |  | 5 | 6 = 4 x 5 |  | 5 | 6 = 4 x 5
Laying of 110 kV UG cable
1 | 7000025430 | 70 | 710 | 10 | SERVICE: HT CABLES | 100003933 | 998736 |  | 18 |  | 110KV, 1CX630 SQMM XLPE INSULATED COPPER CABLE alongwith accessories as per Tech. Specification | KM | 16 |  | Included | 0 | 0 | 0
2 | 7000025430 | 70 | 710 | 20 | SERVICE: HT CABLES | 100003935 | 998736 |  | 18 |  | STRUCTURES FOR 110 CABLE END TERMINATION(S) (1-PH) AS PER TECHNICAL | SET | 3 |  | Included | 0 | 0 | 0
3 | 7000025430 | 70 | 710 | 30 | SERVICE: HT CABLES | 100003936 | 998736 |  | 18 |  | 1Core, 630sqmm, 110KV XLPE POWER CABLE-MISCELLANEUOS INSTALLATION MATERIALS FOR CABLE LAYING, JOINTING AND BONDING INCLUDING LINKBOXES, SHEATH VOLTAGELIMITERS, EARTH CONTINUITY CABLE, EARTHING MATERIAL , GROUND MAT,CABLE MAKERS, WARNING TAPES AND ALL OTHERMATERIALS ETC REQUIRED ASPER TECHNICAL SPECIFICATIONS AND AS PER STATUTARY REQUIREMENTS (FOR BOTH ENDS) | LS | 1 |  | Included | 0 | 0 | 0
4 | 7000025430 | 70 | 710 | 40 | SERVICE: HT CABLES | 100003244 | 998342 |  | 18 |  | Detailed route survey for the entire route length & coordination for statutory Clearances from relevant authorities for laying ofcables on behalf of Owner | KM | 5.3 |  | Included | 0 | 0 | 0
5 | 7000025430 | 70 | 710 | 50 | SERVICE: HT CABLES | 100003246 | 998736 |  | 18 |  | Road crossing through HDPE pipes in trenchless digging and restoration as per specification for HT Cable & FO Cable(DTS System) | M | 600 |  | Included | 0 | 0 | 0
6 | 7000025430 | 70 | 710 | 60 | SERVICE: HT CABLES | 100006253 | 998736 |  | 18 |  | Cable straight through joint-630sqmm . | LS | 1 |  | Included | 0 | 0 | 0
7 | 7000025430 | 70 | 710 | 70 | SERVICE: HT CABLES | 100003934 | 998736 |  | 18 |  | 110KV OUTDOOR TERMINATION KIT SUITABLE FOR 110 KV, 1CX630 SQ.MM CABLE | EA | 3 |  | Included | 0 | 0 | 0
8 | 7000025430 | 70 | 710 | 90 | SERVICE: HT CABLES | 100003535 | 998736 |  | 18 |  | Construction of buried cable trench along with excavation, PCC, back filling, restoration and construction of jointing bays (asper requirement) etc. as per technical specification for one circuit (3-phases) of HT power Cable | M | 700 |  | Included | 0 | 0 | 0
9 | 7000025430 | 70 | 710 | 100 | SERVICE: HT CABLES | 100044306 | 998736 |  | 18 |  | 110KV GIS TERMINATION KIT SUITABLE FOR 110 KV, 1CX630 SQ.MM CABLE | EA | 3 |  | Included | 0 | 0 | 0
10 | 7000025430 | 70 | 710 | 45 | SERVICE: HT CABLES | 100044307 | 995423 |  | 18 |  | Construction of buried cable trench along with excavation,RCC cover, back filling, restoration etc. and construction of jointingbays(as per requirement) as per technical specification for one circuit (3-phases) of HT power Cable | KM | 4 |  | Included | 0 | 0 | 0
11 | 7000025430 | 190 | 740 | 110 | SERVICE: UGFO | 100003249 | 998336 |  | 18 |  | Laying of 24 fibres UndergrounD Optical Fibre Cable | KM | 5.3 |  | Included | 0 | 0 | 0
12 | 7000025430 | 190 | 740 | 120 | SERVICE: UGFO | 170000261 | 998716 |  | 18 |  | Installation of Joint box in underground (Including Splicing & Testing) : 24 fibres | EA | 3 |  | Included | 0 | 0 | 0
13 | 7000025430 | 190 | 740 | 130 | SERVICE: UGFO | 100003362 | 995462 |  | 18 |  | GI Pipe 100mm ( Nominal Bore) | M | 25 |  | Included | 0 | 0 | 0
14 | 7000025430 | 190 | 740 | 140 | SERVICE: UGFO | 170000252 | 998716 |  | 18 |  | RCC Hume Pipe (Full) : 100mm internal dia (for single duct) : Installation | M | 45 |  | Included | 0 | 0 | 0
15 | 7000025430 | 190 | 740 | 280 | SERVICE: UGFO | 170000355 | 998336 |  | 18 |  | Fibre Optic Distribution Panel (FODP): Indoor Type: FC Coupling and mounted on ETSI 19 INCH rack or slimline rack: Type 1 (48Fibre) | EA | 2 |  | Included | 0 | 0 | 0
16 | 7000025430 | 510 | 800 | 30 | SERVICE- COMMUNICATION EQUIPMENT VENGATA | 170000430 | 998734 |  | 18 |  | Optical Interface Cards/SFP# -S4.1 SDH Equipment -STM-16 | EA | 2 |  | Included | 0 | 0 | 0
17 | 7000025430 | 520 | 810 | 10 | SERVICE- COMMUNICATION EQUIPMENT JIPMER | 100002856 | 998734 |  | 18 |  | SDH Equipment (STM-4 MADM upto 3 MSP protected directions)-Common cards, Cross-connect/control cards, Optical base card, Powersupply cards, power cabling, other hardware & accessories (each). | SET | 1 |  | Included | 0 | 0 | 0
18 | 7000025430 | 520 | 810 | 20 | SERVICE- COMMUNICATION EQUIPMENT JIPMER | 170000427 | 998734 |  | 18 |  | Optical Interface Cards/SFP# -S4.1 SDH Equipment -STM-4 | EA | 2 |  | Included | 0 | 0 | 0
19 | 7000025430 | 520 | 810 | 30 | SERVICE- COMMUNICATION EQUIPMENT JIPMER | 100002825 | 998734 |  | 18 |  | Tributary interface- E1 interface (Minimum 16 nos.) | SET | 2 |  | Included | 0 | 0 | 0
20 | 7000025430 | 520 | 810 | 40 | SERVICE- COMMUNICATION EQUIPMENT JIPMER | 170000550 | 998336 |  | 18 |  | Ethernet Interface 10/100 Base T with Layer-2 switching (Min 8 Interfaces per card) | EA | 2 |  | Included | 0 | 0 | 0
21 | 7000025430 | 520 | 810 | 50 | SERVICE- COMMUNICATION EQUIPMENT JIPMER | 170000375 | 998734 |  | 18 |  | Equipment Cabinets-For SDH Equipments | EA | 1 |  | Included | 0 | 0 | 0
22 | 7000025430 | 520 | 810 | 60 | SERVICE- COMMUNICATION EQUIPMENT JIPMER | 170000421 | 998734 |  | 18 |  | Drop & Insert Multiplexer-Base equipment (Common cards,Power Supply cards,power cabling,other hardware & accessories includingsub-racks,patch cords,DDF etc. fully equipped excluding subscriber line interface cards | EA | 2 |  | Included | 0 | 0 | 0
23 | 7000025430 | 520 | 810 | 70 | SERVICE- COMMUNICATION EQUIPMENT JIPMER | 170000422 | 998734 |  | 18 |  | 2Wire (sub/sub) voice channel cards (min 8 channels per card) | EA | 2 |  | Included | 0 | 0 | 0
24 | 7000025430 | 520 | 810 | 80 | SERVICE- COMMUNICATION EQUIPMENT JIPMER | 170000424 | 998734 |  | 18 |  | 4Wire (E&M) voice channel cards (min 8 channels per card) | EA | 2 |  | Included | 0 | 0 | 0
25 | 7000025430 | 520 | 810 | 90 | SERVICE- COMMUNICATION EQUIPMENT JIPMER | 170000425 | 998734 |  | 18 |  | Asynchronous Sub Channels data cards (V.24/V.28) minimum 4 channels per card | EA | 2 |  | Included | 0 | 0 | 0
26 | 7000025430 | 520 | 810 | 100 | SERVICE- COMMUNICATION EQUIPMENT JIPMER | 100003450 | 998734 |  | 18 |  | Equipment Cabinets-For PDH Equipments | EA | 1 |  | Included | 0 | 0 | 0
27 | 7000025430 | 520 | 810 | 110 | SERVICE- COMMUNICATION EQUIPMENT JIPMER | 100002841 | 998734 |  | 18 |  | Main Distribution Frame (200 pairs) | EA | 2 |  | Included | 0 | 0 | 0
28 | 7000025430 | 520 | 810 | 120 | SERVICE- COMMUNICATION EQUIPMENT JIPMER | 170000376 | 998734 |  | 18 |  | NMS-Craft Terminal-Hardware | EA | 1 |  | Included | 0 | 0 | 0
29 | 7000025430 | 520 | 810 | 130 | SERVICE- COMMUNICATION EQUIPMENT JIPMER | 170000377 | 998734 |  | 18 |  | NMS-Craft Terminal-Software | EA | 1 |  | Included | 0 | 0 | 0
30 | 7000025430 | 520 | 810 | 140 | SERVICE- COMMUNICATION EQUIPMENT JIPMER | 170000551 | 998336 |  | 18 |  | VOIP telephone instrument with one common switch (min. 8 port) | EA | 4 |  | Included | 0 | 0 | 0
31 | 7000025430 | 520 | 810 | 150 | SERVICE- COMMUNICATION EQUIPMENT JIPMER | 100003446 | 998734 |  | 18 |  | 15A SMPS based 48V DC Power Supply (DCPS) system. | EA | 1 |  | Included | 0 | 0 | 0
32 | 7000025430 | 520 | 810 | 160 | SERVICE- COMMUNICATION EQUIPMENT JIPMER | 100003447 | 998734 |  | 18 |  | 200Ah VRLA type Battery bank for above DCPS system ( with 8 Hrs backup) | EA | 1 |  | Included | 0 | 0 | 0
| Vengata Nagar Extn | [15 empty] | 0
33 | 7000025430 | 700 | 80 | 60 | 145kV Equipment-SERVICE | 100001908 | 998736 |  | 18 |  | 145kV ,1 phase Bus Post Insulators | EA | 2 |  | Included | 0 | 0 | 0
34 | 7000025430 | 700 | 80 | 80 | 145kV Equipment-SERVICE | 100000558 | 998736 |  | 18 |  | 145 kV, 4400pf, 1-phase Capacitive Voltage Transformer | EA | 1 |  | Included | 0 | 0 | 0
35 | 7000025430 | 700 | 80 | 100 | 145kV Equipment-SERVICE | 100006458 | 998736 |  | 18 |  | 145 kV, 1250 A, 40KA, 3-phase HDB Isolator without E/S | EA | 1 |  | Included | 0 | 0 | 0
36 | 7000025430 | 700 | 80 | 110 | 145kV Equipment-SERVICE | 100006472 | 998736 |  | 18 |  | 145 kV, 1250A, 40 kA Circuit Breaker (3 Ph.) alongwith supportstructure . | EA | 1 |  | Included | 0 | 0 | 0
37 | 7000025430 | 700 | 80 | 120 | 145kV Equipment-SERVICE | 100006475 | 998736 |  | 18 |  | 145 kV, 1250A, 40 KA, 3-phase HDB Isolator with one E/S | EA | 1 |  | Included | 0 | 0 | 0
38 | 7000025430 | 700 | 80 | 130 | 145kV Equipment-SERVICE | 100006474 | 998736 |  | 18 |  | 145kV, 800A, 40KA with 120% extended current (5-Core) CT (1 Ph.) . | EA | 3 |  | Included | 0 | 0 | 0
39 | 7000025430 | 700 | 80 | 140 | 145kV Equipment-SERVICE | 100038482 | 998736 |  | 18 |  | 96 kV Surge Arrestors (1-Phase) | EA | 3 |  | Included | 0 | 0 | 0
40 | 7000025430 | 710 | 90 | 20 | Relay & Protection Panel-Service | 100000838 | 998736 |  | 18 |  | Simplex Control Panel for 110kV (Bus Scheme as per SLD) | EA | 1 |  | Included | 0 | 0 | 0
41 | 7000025430 | 710 | 90 | 50 | Relay & Protection Panel-Service | 100000823 | 998736 |  | 18 |  | 132kV Simplex Line Protection Panel (Bus scheme as per SLD) | EA | 2 |  | Included | 0 | 0 | 0
42 | 7000025430 | 710 | 90 | 60 | Relay & Protection Panel-Service | 100016773 | 998736 |  | 18 |  | 132kV Circuit Breaker Relay Panel | EA | 1 |  | Included | 0 | 0 | 0
43 | 7000025430 | 720 | 100 | 10 | Illumination System-Service | 100004930 | 998731 |  | 18 |  | LED Flood Light Luminaries Type-FL-1 as per technical specification | EA | 5 |  | Included | 0 | 0 | 0
44 | 7000025430 | 720 | 100 | 20 | Illumination System-Service | 100004931 | 998731 |  | 18 |  | LED Flood Light Luminaries Type FL-2 (250W) as per technical specification | EA | 5 |  | Included | 0 | 0 | 0
45 | 7000025430 | 720 | 100 | 30 | Illumination System-Service | 100001024 | 998731 |  | 18 |  | Sub Lighting panel (outdoor) type SLP (Switchyard and Street Lighting) | EA | 2 |  | Included | 0 | 0 | 0
46 | 7000025430 | 730 | 130 | 10 | Erection H/W-Service | 100002023 | 998731 |  | 18 |  | Erection Hardware for 132kV layout (Single Main Scheme)-Line Bay as per technical specification | SET | 1 |  | Included | 0 | 0 | 0
47 | 7000025430 | 880 | 131 | 10 | CABLE-SERVICE | 100002181 | 998736 |  | 18 |  | 1.1kV grade Power Cables (PVCinsulated)along withlugs,glands,straight joints &accessories,etc. | LS | 1 |  | Included | 0 | 0 | 0
48 | 7000025430 | 880 | 131 | 20 | CABLE-SERVICE | 100002182 | 998736 |  | 18 |  | 1.1kV grade Control Cables (PVCinsulated) along withlugs,glands,straight joints &accessories,etc. | LS | 1 |  | Included | 0 | 0 | 0
49 | 7000025430 | 870 | 350 | 10 | STEEL STRUCTURES | 100001210 | 995455 |  | 18 |  | Erection of Lattice Structures (MS Steel), to be designed during detailed engineering, for towers, beams and equipment supportstructure including pack plates / packwashers and gusset plates excluding fasteners and foundation bolts | MT | 9 |  | Included | 0 | 0 | 0
50 | 7000025430 | 870 | 350 | 20 | STEEL STRUCTURES | 100001680 | 995455 |  | 18 |  | Erection of fasteners ( nuts, bolts and washers ) including step bolts for lattice and pipe structures to be designed duringdetailed engineering | MT | 1 |  | Included | 0 | 0 | 0
51 | 7000025430 | 870 | 350 | 30 | STEEL STRUCTURES | 100001681 | 995455 |  | 18 |  | Erection of foundation bolts including nuts, checknut and washers for lattice and pipe structures to be designed during detailedengineering | MT | 0.5 |  | Included | 0 | 0 | 0
52 | 7000025430 | 870 | 350 | 40 | STEEL STRUCTURES | 100002263 | 995455 |  | 18 |  | Erection of Std 132 kV Support Structure 1-Phase BPI including nuts, bolts, all type of washers, packplates, step bolts and gussetplates excluding foundation bolts | EA | 2 |  | Included | 0 | 0 | 0
53 | 7000025430 | 870 | 350 | 50 | STEEL STRUCTURES | 100002264 | 995455 |  | 18 |  | Erection of Std 132 kV Support Structure 1-Phase CT including nuts, bolts, all type of washers, packplates, step bolts and gussetplates excluding foundation bolts | EA | 3 |  | Included | 0 | 0 | 0
54 | 7000025430 | 870 | 350 | 60 | STEEL STRUCTURES | 100002267 | 995455 |  | 18 |  | Erection of Std 132 kV Support Structure 1-Phase LA including nuts, bolts, all type of washers, packplates, step bolts and gussetplates excluding foundation bolts | EA | 3 |  | Included | 0 | 0 | 0
55 | 7000025430 | 870 | 350 | 70 | STEEL STRUCTURES | 100002266 | 995455 |  | 18 |  | Erection of Std 132 kV Support Structure 3-Phase ISOLATOR including nuts, bolts, all type of washers, packplates, step bolts andgusset plates excluding foundation bolts | EA | 2 |  | Included | 0 | 0 | 0
56 | 7000025430 | 870 | 350 | 80 | STEEL STRUCTURES | 100002265 | 995455 |  | 18 |  | Erection of Std 132 kV Support Structure 1-Phase CVT including nuts, bolts, all type of washers, packplates, step bolts and gussetplates excluding foundation bolts | EA | 3 |  | Included | 0 | 0 | 0
57 | 7000025430 | 870 | 350 | 90 | STEEL STRUCTURES | 100044408 | 995455 |  | 18 |  | Erection of Std LM (18m) including nuts, bolts, all type of washers, packplates, step bolts and gusset plates includingfoundationbolts | EA | 1 |  | Included | 0 | 0 | 0
58 | 7000025430 | 870 | 350 | 100 | STEEL STRUCTURES | 100002255 | 995455 |  | 18 |  | Erection of 24mm dia foundation bolts including nuts, checknuts, washers and packplates | EA | 100 |  | Included | 0 | 0 | 0
59 | 7000025430 | 950 | 360 | 170 | civil works | 100004518 | 995433 |  | 18 |  | Excavation in all kind of soil including rock for all leads and lifts, backfilling, disposal of surplus earth within a lead up to2Km as per technical specification. The surplus earth shall be roughly graded . | M3 | 187 |  | Included | 0 | 0 | 0
60 | 7000025430 | 950 | 360 | 180 | civil works | 100001325 | 995454 |  | 18 |  | Providing and laying of Plain Cement Concrete (PCC) (1:4:8) | M3 | 8 |  | Included | 0 | 0 | 0
61 | 7000025430 | 950 | 360 | 190 | civil works | 100001328 | 995454 |  | 18 |  | Providing and laying Plain Cement Concrete 1:5:10 (1 cement : 5 sand : 10 brick aggregate) | M3 | 34 |  | Included | 0 | 0 | 0
62 | 7000025430 | 950 | 360 | 200 | civil works | 100016607 | 995451 |  | 18 |  | Providing and laying of Reinforced Cement Concrete M30 including pre cast, shuttering, Grouting of pockets & underpinning butexcluding steel reinforcement | M3 | 47 |  | Included | 0 | 0 | 0
63 | 7000025430 | 950 | 360 | 210 | civil works | 100016681 | 995454 |  | 18 |  | Reinforcement steel meeting corrosion resistance properties as per IS:1786 and manufacturer specificationâ€‹ | MT | 8 |  | Included | 0 | 0 | 0
64 | 7000025430 | 950 | 360 | 220 | civil works | 100001714 | 995428 |  | 18 |  | Stone spreading in switchyard excluding PCC | M2 | 300 |  | Included | 0 | 0 | 0
65 | 7000025430 | 950 | 360 | 230 | civil works | 100001712 | 995428 |  | 18 |  | Removing,cleaning and washing of existing stones and respreading of stones in switchyard excluding PCC | M2 | 150 |  | Included | 0 | 0 | 0
66 | 7000025430 | 950 | 360 | 240 | civil works | 100001713 | 995424 |  | 18 |  | Antiweed treatment | M2 | 450 |  | Included | 0 | 0 | 0
67 | 7000025430 | 950 | 360 | 250 | civil works | 100001479 | 995454 |  | 18 |  | Cable Trench including all types of crossings, all metallic works and sump pit including concrte and reinforcement steel Section 3-3 | M | 50 |  | Included | 0 | 0 | 0
68 | 7000025430 | 950 | 360 | 260 | civil works | 100001721 | 995428 |  | 18 |  | Supplying, filling and compacting stone boulders mixed with sand under foundations, roads, cable trenches, drains etc in layers notexceeding 250mm thickness including ramming, watering compacting | M3 | 32 |  | Included | 0 | 0 | 0
69 | 7000025430 | 950 | 360 | 270 | civil works | 100026388 | 995451 |  | 18 |  | Boring, providing and installing bore cast-in-situ reinforced cement concrete pile of specified diameter and length below the pilecap, M30 grade ( Minimum cement content of 400Kg/cu.m.) in cement concrete, to carry a safe working load not less than specifiedexcluding the cost of reinforcement steel and cement concrete which shall be paid separately but including the cost of boring withcasing and/or bentonite solution and the length of pile to be embedded in the pile cap (length of pile boring for payment shall bemeasured up to bottom of pile cap)-300 mm dia single underreamed pile | RM | 250 |  | Included | 0 | 0 | 0
70 | 7000025430 | 950 | 360 | 280 | civil works | 100016609 | 995451 |  | 18 |  | Providing and laying of reinforced cement concrete for piling work of Grade M-30 ( Minimum cement content of 400Kg/cu.m.) ofspecified diameter & length below the pile cap. | M3 | 23 |  | Included | 0 | 0 | 0
71 | 7000025430 | 950 | 360 | 320 | civil works | 100026385 | 995451 |  | 18 |  | Routine test-Vertical load testing of piles in accordance with IS 2911 (Part IV) including installation of loading platform andpreparation of pile head or construction of test cap and dismantling of test cap after test etc. complete as per specification & thedirection of Engineer in-charge. - 300mm Dia pile | EA | 1 |  | Included | 0 | 0 | 0
72 | 7000025430 | 950 | 360 | 330 | civil works | 100026386 | 995451 |  | 18 |  | Routine Pullout Test of piles in accordance with IS 2911(Part-IV) inlcuding T&P, labour , hydraulic jack etc. complete-300mm diapile | EA | 1 |  | Included | 0 | 0 | 0
73 | 7000025430 | 950 | 360 | 340 | civil works | 100026387 | 995451 |  | 18 |  | Routine test- Lateral load testing of single pile in accordance with IS Code of practice IS : 2911 (Part IV) for determining safeallowable lateral load on pile -300mm dia pile | EA | 1 |  | Included | 0 | 0 | 0
74 | 7000025430 | 950 | 360 | 350 | civil works | 120002789 | 995451 |  | 18 |  | 20.9 Integrity testing of Pile using Low Strain/ Sonic Integrity Test/ Sonic Echo Test method in accordance with IS 14893 includingsurface preparation of pile top by removing soil, mud, dust & chipping lean concrete lumps etc. and use of computerised equipmentand high skill trained personal for conducting the test & submission of results, all complete as per direction ofEngineer-in-charge. Note: DSR unit is 'per test' | EA | 33 |  | Included | 0 | 0 | 0
| Korkadu | [15 empty] | 0
75 | 7000025401 | 30 | 20 | 20 | 25MVATransformer | 100006997 | 998736 |  | 18 |  | Nitrogen Injection Fire Protection system for 110kV Transformer . | SET | 2 |  | Included | 0 | 0 | 0
76 | 7000025401 | 30 | 20 | 30 | 25MVATransformer | 100040378 | 998736 |  | 18 |  | 110/22kV, 25MVA, Dyn11,3-Phase, Power Transformer with OLTC, RTCC & Accessories With 10% Extra Oil | EA | 2 |  | Included | 0 | 0 | 0
77 | 7000025401 | 130 | 40 | 50 | CONTROL AND RELAY PANEL | 100000747 | 998736 |  | 18 |  | 132kV Transformer Protection Panel (For both HV & MV side)-(with Automation) | EA | 2 |  | Included | 0 | 0 | 0
78 | 7000025401 | 130 | 40 | 80 | CONTROL AND RELAY PANEL | 100000746 | 998736 |  | 18 |  | 132kV Line Protection Panel (with Automation) | EA | 2 |  | Included | 0 | 0 | 0
79 | 7000025401 | 130 | 40 | 90 | CONTROL AND RELAY PANEL | 100000744 | 998736 |  | 18 |  | 132kV Circuit Breaker Relay Panel with Auto Reclose (Bus scheme as per SLD) | EA | 4 |  | Included | 0 | 0 | 0
80 | 7000025401 | 130 | 40 | 100 | CONTROL AND RELAY PANEL | 100001891 | 998736 |  | 18 |  | Time synchronisation equipment | EA | 1 |  | Included | 0 | 0 | 0
81 | 7000025401 | 130 | 40 | 110 | CONTROL AND RELAY PANEL | 100000773 | 998736 |  | 18 |  | Complete Substation automation System for 132kV bay as per Technical Specification | EA | 4 |  | Included | 0 | 0 | 0
82 | 7000025401 | 130 | 40 | 130 | CONTROL AND RELAY PANEL | 100006998 | 998736 |  | 18 |  | Complete Substation automation System for 22kV bay as per TechnicalSpecification . | EA | 12 |  | Included | 0 | 0 | 0
83 | 7000025401 | 130 | 40 | 140 | CONTROL AND RELAY PANEL | 100000839 | 998736 |  | 18 |  | Simplex Control Panel for 110kV (Bus Scheme as per SLD) Two Bay | EA | 2 |  | Included | 0 | 0 | 0
84 | 7000025401 | 130 | 40 | 150 | CONTROL AND RELAY PANEL | 100040833 | 998736 |  | 18 |  | Simplex Control & Protectoin Panel for 22kV (Bus Scheme as per SLD) Two Bay with BCPU | EA | 6 |  | Included | 0 | 0 | 0
85 | 7000025401 | 270 | 110 | 10 | ERECTION HARDWARE | 100002307 | 998731 |  | 18 |  | Erection Hardware for 132kV -layout as per Tender drawing -Transformer Bay | SET | 1 |  | Included | 0 | 0 | 0
86 | 7000025401 | 350 | 130 | 10 | FIRE FIGHTING | 100007059 | 995461 |  | 18 |  | Fire Detection and Alarm System for Switchyard Panel Room . | M2 | 290 |  | Included | 0 | 0 | 0
87 | 7000025401 | 360 | 140 | 10 | Civil Work | 100004518 | 995433 |  | 18 |  | Excavation in all kind of soil including rock for all leads and lifts, backfilling, disposal of surplus earth within a lead up to2Km as per technical specification. The surplus earth shall be roughly graded . | M3 | 140 |  | Included | 0 | 0 | 0
88 | 7000025401 | 360 | 140 | 20 | Civil Work | 100011662 | 995433 |  | 18 |  | Excavation in hard rock which require blasting (including chemical blasting and rock excavated using specialized tools) for allfoundation works including stacking, measuring, disposal etc.for all leads and lifts as per technical specification. | M3 | 32 |  | Included | 0 | 0 | 0
89 | 7000025401 | 360 | 140 | 30 | Civil Work | 100001325 | 995454 |  | 18 |  | Providing and laying of Plain Cement Concrete (PCC) (1:4:8) | M3 | 6 |  | Included | 0 | 0 | 0
90 | 7000025401 | 360 | 140 | 40 | Civil Work | 100016607 | 995451 |  | 18 |  | Providing and laying of Reinforced Cement Concrete M30 including pre cast, shuttering, Grouting of pockets & underpinning butexcluding steel reinforcement | M3 | 54 |  | Included | 0 | 0 | 0
91 | 7000025401 | 360 | 140 | 50 | Civil Work | 100016681 | 995454 |  | 18 |  | Reinforcement steel meeting corrosion resistance properties as per IS:1786 and manufacturer specificationâ€‹ | MT | 7 |  | Included | 0 | 0 | 0
92 | 7000025401 | 360 | 140 | 60 | Civil Work | 100001330 | 995428 |  | 18 |  | Stone filling (40 mm size) for transformer/Reactor foundation | M3 | 2 |  | Included | 0 | 0 | 0
93 | 7000025401 | 360 | 140 | 70 | Civil Work | 100001331 | 995455 |  | 18 |  | Misc. Structural steel including rails, embedments, edge protection angles, gratings etc. but excluding the reinforcement steel andsteel for lattice and pipe structures. | MT | 1 |  | Included | 0 | 0 | 0
94 | 7000025401 | 360 | 140 | 80 | Civil Work | 100001714 | 995428 |  | 18 |  | Stone spreading in switchyard excluding PCC | M2 | 200 |  | Included | 0 | 0 | 0
95 | 7000025401 | 360 | 140 | 90 | Civil Work | 100001713 | 995424 |  | 18 |  | Antiweed treatment | M2 | 200 |  | Included | 0 | 0 | 0
96 | 7000025401 | 360 | 140 | 100 | Civil Work | 100001712 | 995428 |  | 18 |  | Removing,cleaning and washing of existing stones and respreading of stones in switchyard excluding PCC | M2 | 1000 |  | Included | 0 | 0 | 0
97 | 7000025401 | 360 | 140 | 110 | Civil Work | 100001721 | 995428 |  | 18 |  | Supplying, filling and compacting stone boulders mixed with sand under foundations, roads, cable trenches, drains etc in layers notexceeding 250mm thickness including ramming, watering compacting | M3 | 2 |  | Included | 0 | 0 | 0
98 | 7000025401 | 360 | 140 | 120 | Civil Work | 100001720 | 995428 |  | 18 |  | Supplying, filling and compacting CNS material as per specification under floors, foundations, roads, cable trenches, drains etc inlayers not exceeding 200 mm thickness | M3 | 2 |  | Included | 0 | 0 | 0
99 | 7000025401 | 360 | 140 | 130 | Civil Work | 120001387 | 995453 |  | 18 |  | 12.53 Providing and Fixing 15 mm thick densified tegular edged eco friendly light weight calcium silicate false ceiling tiles ofapproved textures intone/cosmos / Hexa or equivalent of size 595 x 595 mm in true horizontal level suspended on inter locking metalgrid of hot dipped galvanised steel sections (galvanising @ 120 grams per sqm including both side) consisting of main 'T' runnersuitably spaced at joints to get required length and of size 24x38mm made from 0.33 mm thick(minimum) sheet, spaced 1200mm centre tocentre, and cross "T" of size 24x28mm made out of 0.33mm (Minimum) sheet, 1200mm long spaced between main 'T' at 600mm centre tocentre to form a grid of1200x600mm and secondary cross 'T' of length 600mm and size 24x28mm made of 0.33mm thick (Minimum) sheet tobe inter locked at middle of the 1200x 600mm panel to from grid of size 600x600mm,resting on periphery walls /partitions on aPerimeter wall angle pre-coated steel of size(24x24X3000 mm made of 0.40 mm thick(minimum) sheet with the help of rawl plugs at450mm centre to centre with 25mm long dry wall screws @ 230mm interval and laying 15mmthick densified edges calcium silicate ceilingtiles of approved texture(Spintone / Cosmos/hexa) in the grid including, cutting/ making opening for services like diffusers,grills, light fittings, fixtures, smoke detectors etc., wherever required, Main 'T' runners to be suspended from ceiling using G.I.slotted cleats of size 25x35x1.6mm fixed to ceiling with 12.5mm dia and 50mm long dash fasteners, 4mm G.I. adjustable rods withgalvanised steel level clips of size 85 x 30 x 0.8 mm, spaced at1200mm centre to centre along main 'T' , bottom exposed with 24mm ofall T-sections shall be pre-painted with polyester baked paint, for all heights, as per specifications, drawings and as directed byengineer-in-charge. Note :- Only calcium silicate false ceiling area will be measured from wall to wall. No deduction shall be madefor exposed frames/opening(cut outs) having area less than 0.30 sqm. The calcium silicate ceiling tile shall have NRC. value of0.50(Minimum), light reflection > 85%,non - combustible as per B.S. 476 part IV, 100% humidity resistance and also having thermalconductivity<0.043 w/m 0 KC. | M2 | 908 |  | Included | 0 | 0 | 0
100 | 7000025401 | 430 | 170 | 80 | AC and Illumination | 100000961 | 995463 |  | 18 |  | Cassette type AC unit of 3 TR capacity | EA | 12 |  | Included | 0 | 0 | 0
101 | 7000025401 | 430 | 170 | 90 | AC and Illumination | 100005500 | 998739 |  | 18 |  | Illumination System for switchyard panel room | M2 | 290 |  | Included | 0 | 0 | 0
102 | 7000025401 | 440 | 180 | 10 | CABLE | 100002181 | 998736 |  | 18 |  | 1.1kV grade Power Cables (PVCinsulated)along withlugs,glands,straight joints &accessories,etc. | LS | 1 |  | Included | 0 | 0 | 0
103 | 7000025401 | 440 | 180 | 20 | CABLE | 100002182 | 998736 |  | 18 |  | 1.1kV grade Control Cables (PVCinsulated) along withlugs,glands,straight joints &accessories,etc. | LS | 1 |  | Included | 0 | 0 | 0
| THONDAMANTHAM | [15 empty] | 0
104 | 7000025401 | 460 | 20 | 20 | AIS Equipment | 100040831 | 998736 |  | 18 |  | 145 kV, 2500A, 40 KA, 3-phase HDB Isolator without E/S | EA | 2 |  | Included | 0 | 0 | 0
105 | 7000025401 | 480 | 40 | 30 | CONTROL AND RELAY PANEL | 100000838 | 998736 |  | 18 |  | Simplex Control Panel for 110kV (Bus Scheme as per SLD) | EA | 1 |  | Included | 0 | 0 | 0
106 | 7000025401 | 520 | 80 | 20 | ERECTION HARDWARE | 100040376 | 998731 |  | 18 |  | ERECTION HARDWARE FOR 132KV BUS SECTIONALIZER ISOLATOR AS PER TECHNICAL SPECIFICATION | SET | 2 |  | Included | 0 | 0 | 0
107 | 7000025401 | 560 | 100 | 10 | Structure Erection | 100001210 | 995455 |  | 18 |  | Erection of Lattice Structures (MS Steel), to be designed during detailed engineering, for towers, beams and equipment supportstructure including pack plates / packwashers and gusset plates excluding fasteners and foundation bolts | MT | 1.4 |  | Included | 0 | 0 | 0
108 | 7000025401 | 560 | 100 | 20 | Structure Erection | 100001680 | 995455 |  | 18 |  | Erection of fasteners ( nuts, bolts and washers ) including step bolts for lattice and pipe structures to be designed duringdetailed engineering | MT | 0.3 |  | Included | 0 | 0 | 0
109 | 7000025401 | 560 | 100 | 30 | Structure Erection | 100001681 | 995455 |  | 18 |  | Erection of foundation bolts including nuts, checknut and washers for lattice and pipe structures to be designed during detailedengineering | MT | 0.75 |  | Included | 0 | 0 | 0
110 | 7000025401 | 570 | 110 | 10 | Civil Work | 100004518 | 995433 |  | 18 |  | Excavation in all kind of soil including rock for all leads and lifts, backfilling, disposal of surplus earth within a lead up to2Km as per technical specification. The surplus earth shall be roughly graded . | M3 | 50 |  | Included | 0 | 0 | 0
111 | 7000025401 | 570 | 110 | 20 | Civil Work | 100011662 | 995433 |  | 18 |  | Excavation in hard rock which require blasting (including chemical blasting and rock excavated using specialized tools) for allfoundation works including stacking, measuring, disposal etc.for all leads and lifts as per technical specification. | M3 | 10 |  | Included | 0 | 0 | 0
112 | 7000025401 | 570 | 110 | 30 | Civil Work | 100001325 | 995454 |  | 18 |  | Providing and laying of Plain Cement Concrete (PCC) (1:4:8) | M3 | 2 |  | Included | 0 | 0 | 0
113 | 7000025401 | 570 | 110 | 40 | Civil Work | 100016607 | 995451 |  | 18 |  | Providing and laying of Reinforced Cement Concrete M30 including pre cast, shuttering, Grouting of pockets & underpinning butexcluding steel reinforcement | M3 | 9 |  | Included | 0 | 0 | 0
114 | 7000025401 | 570 | 110 | 50 | Civil Work | 100016681 | 995454 |  | 18 |  | Reinforcement steel meeting corrosion resistance properties as per IS:1786 and manufacturer specificationâ€‹ | MT | 1.1 |  | Included | 0 | 0 | 0
115 | 7000025401 | 570 | 110 | 60 | Civil Work | 100001713 | 995424 |  | 18 |  | Antiweed treatment | M2 | 500 |  | Included | 0 | 0 | 0
116 | 7000025401 | 570 | 110 | 70 | Civil Work | 100001712 | 995428 |  | 18 |  | Removing,cleaning and washing of existing stones and respreading of stones in switchyard excluding PCC | M2 | 500 |  | Included | 0 | 0 | 0
117 | 7000025401 | 570 | 110 | 80 | Civil Work | 100001721 | 995428 |  | 18 |  | Supplying, filling and compacting stone boulders mixed with sand under foundations, roads, cable trenches, drains etc in layers notexceeding 250mm thickness including ramming, watering compacting | M3 | 1 |  | Included | 0 | 0 | 0
118 | 7000025401 | 570 | 110 | 90 | Civil Work | 100001720 | 995428 |  | 18 |  | Supplying, filling and compacting CNS material as per specification under floors, foundations, roads, cable trenches, drains etc inlayers not exceeding 200 mm thickness | M3 | 1 |  | Included | 0 | 0 | 0
119 | 7000025401 | 570 | 110 | 100 | Civil Work | 100001480 | 995454 |  | 18 |  | Cable Trench including all types of crossings, all metallic works and sump pit including concrte and reinforcement steel Section 4-4 | M | 50 |  | Included | 0 | 0 | 0
120 | 7000025401 | 570 | 110 | 110 | Civil Work | 100039866 | 995432 |  | 18 |  | Soil Investigation for 02 borehole locations: As per technical specification including all laboratory and field tests, report andrecommendations. | LOT | 1 |  | Included | 0 | 0 | 0
121 | 7000025401 | 610 | 130 | 10 | CABLE | 100002181 | 998736 |  | 18 |  | 1.1kV grade Power Cables (PVCinsulated)along withlugs,glands,straight joints &accessories,etc. | LS | 1 |  | Included | 0 | 0 | 0
122 | 7000025401 | 610 | 130 | 20 | CABLE | 100002182 | 998736 |  | 18 |  | 1.1kV grade Control Cables (PVCinsulated) along withlugs,glands,straight joints &accessories,etc. | LS | 1 |  | Included | 0 | 0 | 0
| VILLIANAUR | [15 empty] | 0
123 | 7000025401 | 630 | 20 | 20 | AIS Equipment | 100040830 | 998736 |  | 18 |  | 145 kV, 1600A, 40 KA, 3-phase HDB Isolator without E/S | EA | 1 |  | Included | 0 | 0 | 0
124 | 7000025401 | 650 | 40 | 20 | CONTROL AND RELAY PANEL | 100005472 | 998736 |  | 18 |  | AUGMENTATION OF SAS FOR 132KV BAYS | LS | 1 |  | Included | 0 | 0 | 0
125 | 7000025401 | 690 | 80 | 20 | ERECTION HARDWARE | 100040376 | 998731 |  | 18 |  | ERECTION HARDWARE FOR 132KV BUS SECTIONALIZER ISOLATOR AS PER TECHNICAL SPECIFICATION | SET | 1 |  | Included | 0 | 0 | 0
126 | 7000025401 | 730 | 100 | 10 | Civil Work | 100004518 | 995433 |  | 18 |  | Excavation in all kind of soil including rock for all leads and lifts, backfilling, disposal of surplus earth within a lead up to2Km as per technical specification. The surplus earth shall be roughly graded . | M3 | 30 |  | Included | 0 | 0 | 0
127 | 7000025401 | 730 | 100 | 20 | Civil Work | 100011662 | 995433 |  | 18 |  | Excavation in hard rock which require blasting (including chemical blasting and rock excavated using specialized tools) for allfoundation works including stacking, measuring, disposal etc.for all leads and lifts as per technical specification. | M3 | 5 |  | Included | 0 | 0 | 0
128 | 7000025401 | 730 | 100 | 30 | Civil Work | 100001325 | 995454 |  | 18 |  | Providing and laying of Plain Cement Concrete (PCC) (1:4:8) | M3 | 1 |  | Included | 0 | 0 | 0
129 | 7000025401 | 730 | 100 | 40 | Civil Work | 100016607 | 995451 |  | 18 |  | Providing and laying of Reinforced Cement Concrete M30 including pre cast, shuttering, Grouting of pockets & underpinning butexcluding steel reinforcement | M3 | 5 |  | Included | 0 | 0 | 0
130 | 7000025401 | 730 | 100 | 50 | Civil Work | 100016681 | 995454 |  | 18 |  | Reinforcement steel meeting corrosion resistance properties as per IS:1786 and manufacturer specificationâ€‹ | MT | 0.6 |  | Included | 0 | 0 | 0
131 | 7000025401 | 730 | 100 | 60 | Civil Work | 100001713 | 995424 |  | 18 |  | Antiweed treatment | M2 | 500 |  | Included | 0 | 0 | 0
132 | 7000025401 | 730 | 100 | 70 | Civil Work | 100001712 | 995428 |  | 18 |  | Removing,cleaning and washing of existing stones and respreading of stones in switchyard excluding PCC | M2 | 500 |  | Included | 0 | 0 | 0
133 | 7000025401 | 730 | 100 | 80 | Civil Work | 100001721 | 995428 |  | 18 |  | Supplying, filling and compacting stone boulders mixed with sand under foundations, roads, cable trenches, drains etc in layers notexceeding 250mm thickness including ramming, watering compacting | M3 | 1 |  | Included | 0 | 0 | 0
134 | 7000025401 | 730 | 100 | 90 | Civil Work | 100001720 | 995428 |  | 18 |  | Supplying, filling and compacting CNS material as per specification under floors, foundations, roads, cable trenches, drains etc inlayers not exceeding 200 mm thickness | M3 | 1 |  | Included | 0 | 0 | 0
135 | 7000025401 | 730 | 100 | 100 | Civil Work | 100001480 | 995454 |  | 18 |  | Cable Trench including all types of crossings, all metallic works and sump pit including concrte and reinforcement steel Section 4-4 | M | 50 |  | Included | 0 | 0 | 0
136 | 7000025401 | 730 | 100 | 110 | Civil Work | 100039866 | 995432 |  | 18 |  | Soil Investigation for 02 borehole locations: As per technical specification including all laboratory and field tests, report andrecommendations. | LOT | 1 |  | Included | 0 | 0 | 0
137 | 7000025401 | 740 | 110 | 10 | Structure Erection | 100001210 | 995455 |  | 18 |  | Erection of Lattice Structures (MS Steel), to be designed during detailed engineering, for towers, beams and equipment supportstructure including pack plates / packwashers and gusset plates excluding fasteners and foundation bolts | MT | 0.7 |  | Included | 0 | 0 | 0
138 | 7000025401 | 740 | 110 | 20 | Structure Erection | 100001680 | 995455 |  | 18 |  | Erection of fasteners ( nuts, bolts and washers ) including step bolts for lattice and pipe structures to be designed duringdetailed engineering | MT | 0.2 |  | Included | 0 | 0 | 0
139 | 7000025401 | 740 | 110 | 30 | Structure Erection | 100001681 | 995455 |  | 18 |  | Erection of foundation bolts including nuts, checknut and washers for lattice and pipe structures to be designed during detailedengineering | MT | 0.45 |  | Included | 0 | 0 | 0
140 | 7000025401 | 780 | 130 | 10 | CABLE | 100002181 | 998736 |  | 18 |  | 1.1kV grade Power Cables (PVCinsulated)along withlugs,glands,straight joints &accessories,etc. | LS | 1 |  | Included | 0 | 0 | 0
141 | 7000025401 | 780 | 130 | 20 | CABLE | 100002182 | 998736 |  | 18 |  | 1.1kV grade Control Cables (PVCinsulated) along withlugs,glands,straight joints &accessories,etc. | LS | 1 |  | Included | 0 | 0 | 0
| Thetapakkam | [15 empty] | 0
142 | 7000025401 | 800 | 20 | 40 | 16MVA Transformer refurbishment | 100040379 | 998736 |  | 18 |  | Dismantling, Transportation, re-erection, refurbishment and re-erection 110kV transformer as per TS | SET | 1 |  | Included | 0 | 0 | 0
143 | 7000025401 | 840 | 40 | 50 | CONTROL AND RELAY PANEL | 100000824 | 998736 |  | 18 |  | 132kV Simplex Transformer Protection Panel (For both HV & MV side) | EA | 1 |  | Included | 0 | 0 | 0
144 | 7000025401 | 840 | 40 | 60 | CONTROL AND RELAY PANEL | 100000838 | 998736 |  | 18 |  | Simplex Control Panel for 110kV (Bus Scheme as per SLD) | EA | 1 |  | Included | 0 | 0 | 0
145 | 7000025401 | 840 | 40 | 70 | CONTROL AND RELAY PANEL | 100016773 | 998736 |  | 18 |  | 132kV Circuit Breaker Relay Panel | EA | 1 |  | Included | 0 | 0 | 0
146 | 7000025401 | 930 | 110 | 10 | ERECTION HARDWARE | 100002307 | 998731 |  | 18 |  | Erection Hardware for 132kV -layout as per Tender drawing -Transformer Bay | SET | 1 |  | Included | 0 | 0 | 0
147 | 7000025401 | 960 | 130 | 10 | LT SWITCHGEAR | 100000896 | 998736 |  | 18 |  | 415V ACDB (Extn.) | SET | 1 |  | Included | 0 | 0 | 0
148 | 7000025401 | 960 | 130 | 20 | LT SWITCHGEAR | 100002559 | 998736 |  | 18 |  | 110 V DCDB extension panel | SET | 1 |  | Included | 0 | 0 | 0
149 | 7000025401 | 970 | 140 | 10 | Civil Work | 100004518 | 995433 |  | 18 |  | Excavation in all kind of soil including rock for all leads and lifts, backfilling, disposal of surplus earth within a lead up to2Km as per technical specification. The surplus earth shall be roughly graded . | M3 | 10 |  | Included | 0 | 0 | 0
150 | 7000025401 | 970 | 140 | 20 | Civil Work | 100011662 | 995433 |  | 18 |  | Excavation in hard rock which require blasting (including chemical blasting and rock excavated using specialized tools) for allfoundation works including stacking, measuring, disposal etc.for all leads and lifts as per technical specification. | M3 | 1 |  | Included | 0 | 0 | 0
151 | 7000025401 | 970 | 140 | 30 | Civil Work | 100001325 | 995454 |  | 18 |  | Providing and laying of Plain Cement Concrete (PCC) (1:4:8) | M3 | 1 |  | Included | 0 | 0 | 0
152 | 7000025401 | 970 | 140 | 40 | Civil Work | 100016607 | 995451 |  | 18 |  | Providing and laying of Reinforced Cement Concrete M30 including pre cast, shuttering, Grouting of pockets & underpinning butexcluding steel reinforcement | M3 | 2 |  | Included | 0 | 0 | 0
153 | 7000025401 | 970 | 140 | 50 | Civil Work | 100016681 | 995454 |  | 18 |  | Reinforcement steel meeting corrosion resistance properties as per IS:1786 and manufacturer specificationâ€‹ | MT | 0.5 |  | Included | 0 | 0 | 0
154 | 7000025401 | 970 | 140 | 60 | Civil Work | 100001330 | 995428 |  | 18 |  | Stone filling (40 mm size) for transformer/Reactor foundation | M3 | 2 |  | Included | 0 | 0 | 0
155 | 7000025401 | 970 | 140 | 70 | Civil Work | 100001331 | 995455 |  | 18 |  | Misc. Structural steel including rails, embedments, edge protection angles, gratings etc. but excluding the reinforcement steel andsteel for lattice and pipe structures. | MT | 0.5 |  | Included | 0 | 0 | 0
156 | 7000025401 | 970 | 140 | 80 | Civil Work | 100001713 | 995424 |  | 18 |  | Antiweed treatment | M2 | 200 |  | Included | 0 | 0 | 0
157 | 7000025401 | 970 | 140 | 90 | Civil Work | 100001712 | 995428 |  | 18 |  | Removing,cleaning and washing of existing stones and respreading of stones in switchyard excluding PCC | M2 | 500 |  | Included | 0 | 0 | 0
158 | 7000025401 | 970 | 140 | 100 | Civil Work | 100001721 | 995428 |  | 18 |  | Supplying, filling and compacting stone boulders mixed with sand under foundations, roads, cable trenches, drains etc in layers notexceeding 250mm thickness including ramming, watering compacting | M3 | 1 |  | Included | 0 | 0 | 0
159 | 7000025401 | 970 | 140 | 110 | Civil Work | 100001720 | 995428 |  | 18 |  | Supplying, filling and compacting CNS material as per specification under floors, foundations, roads, cable trenches, drains etc inlayers not exceeding 200 mm thickness | M3 | 1 |  | Included | 0 | 0 | 0
160 | 7000025401 | 970 | 140 | 120 | Civil Work | 100001480 | 995454 |  | 18 |  | Cable Trench including all types of crossings, all metallic works and sump pit including concrte and reinforcement steel Section 4-4 | M | 50 |  | Included | 0 | 0 | 0
161 | 7000025401 | 1010 | 160 | 10 | CABLE | 100002181 | 998736 |  | 18 |  | 1.1kV grade Power Cables (PVCinsulated)along withlugs,glands,straight joints &accessories,etc. | LS | 1 |  | Included | 0 | 0 | 0
162 | 7000025401 | 1010 | 160 | 20 | CABLE | 100002182 | 998736 |  | 18 |  | 1.1kV grade Control Cables (PVCinsulated) along withlugs,glands,straight joints &accessories,etc. | LS | 1 |  | Included | 0 | 0 | 0
| Kalapet | [15 empty] | 0
163 | 7000025401 | 1030 | 20 | 20 | 16MVA Transformer refurbishment | 100040379 | 998736 |  | 18 |  | Dismantling, Transportation, re-erection, refurbishment and re-erection 110kV transformer as per TS | SET | 1 |  | Included | 0 | 0 | 0
164 | 7000025401 | 1070 | 40 | 10 | CONTROL AND RELAY PANEL | 100000824 | 998736 |  | 18 |  | 132kV Simplex Transformer Protection Panel (For both HV & MV side) | EA | 1 |  | Included | 0 | 0 | 0
165 | 7000025401 | 1070 | 40 | 20 | CONTROL AND RELAY PANEL | 100000838 | 998736 |  | 18 |  | Simplex Control Panel for 110kV (Bus Scheme as per SLD) | EA | 1 |  | Included | 0 | 0 | 0
166 | 7000025401 | 1070 | 40 | 30 | CONTROL AND RELAY PANEL | 100016773 | 998736 |  | 18 |  | 132kV Circuit Breaker Relay Panel | EA | 1 |  | Included | 0 | 0 | 0
167 | 7000025401 | 1160 | 110 | 10 | ERECTION HARDWARE | 100002307 | 998731 |  | 18 |  | Erection Hardware for 132kV -layout as per Tender drawing -Transformer Bay | SET | 1 |  | Included | 0 | 0 | 0
168 | 7000025401 | 1190 | 130 | 10 | LT SWITCHGEAR | 100000896 | 998736 |  | 18 |  | 415V ACDB (Extn.) | SET | 1 |  | Included | 0 | 0 | 0
169 | 7000025401 | 1190 | 130 | 20 | LT SWITCHGEAR | 100002559 | 998736 |  | 18 |  | 110 V DCDB extension panel | SET | 1 |  | Included | 0 | 0 | 0
170 | 7000025401 | 1200 | 140 | 10 | Civil Work | 100004518 | 995433 |  | 18 |  | Excavation in all kind of soil including rock for all leads and lifts, backfilling, disposal of surplus earth within a lead up to2Km as per technical specification. The surplus earth shall be roughly graded . | M3 | 10 |  | Included | 0 | 0 | 0
171 | 7000025401 | 1200 | 140 | 20 | Civil Work | 100011662 | 995433 |  | 18 |  | Excavation in hard rock which require blasting (including chemical blasting and rock excavated using specialized tools) for allfoundation works including stacking, measuring, disposal etc.for all leads and lifts as per technical specification. | M3 | 1 |  | Included | 0 | 0 | 0
172 | 7000025401 | 1200 | 140 | 30 | Civil Work | 100001325 | 995454 |  | 18 |  | Providing and laying of Plain Cement Concrete (PCC) (1:4:8) | M3 | 1 |  | Included | 0 | 0 | 0
173 | 7000025401 | 1200 | 140 | 40 | Civil Work | 100016607 | 995451 |  | 18 |  | Providing and laying of Reinforced Cement Concrete M30 including pre cast, shuttering, Grouting of pockets & underpinning butexcluding steel reinforcement | M3 | 2 |  | Included | 0 | 0 | 0
174 | 7000025401 | 1200 | 140 | 50 | Civil Work | 100016681 | 995454 |  | 18 |  | Reinforcement steel meeting corrosion resistance properties as per IS:1786 and manufacturer specificationâ€‹ | MT | 0.5 |  | Included | 0 | 0 | 0
175 | 7000025401 | 1200 | 140 | 60 | Civil Work | 100001330 | 995428 |  | 18 |  | Stone filling (40 mm size) for transformer/Reactor foundation | M3 | 2 |  | Included | 0 | 0 | 0
176 | 7000025401 | 1200 | 140 | 70 | Civil Work | 100001331 | 995455 |  | 18 |  | Misc. Structural steel including rails, embedments, edge protection angles, gratings etc. but excluding the reinforcement steel andsteel for lattice and pipe structures. | MT | 0.5 |  | Included | 0 | 0 | 0
177 | 7000025401 | 1200 | 140 | 80 | Civil Work | 100001713 | 995424 |  | 18 |  | Antiweed treatment | M2 | 200 |  | Included | 0 | 0 | 0
178 | 7000025401 | 1200 | 140 | 90 | Civil Work | 100001712 | 995428 |  | 18 |  | Removing,cleaning and washing of existing stones and respreading of stones in switchyard excluding PCC | M2 | 500 |  | Included | 0 | 0 | 0
179 | 7000025401 | 1200 | 140 | 100 | Civil Work | 100001721 | 995428 |  | 18 |  | Supplying, filling and compacting stone boulders mixed with sand under foundations, roads, cable trenches, drains etc in layers notexceeding 250mm thickness including ramming, watering compacting | M3 | 1 |  | Included | 0 | 0 | 0
180 | 7000025401 | 1200 | 140 | 110 | Civil Work | 100001720 | 995428 |  | 18 |  | Supplying, filling and compacting CNS material as per specification under floors, foundations, roads, cable trenches, drains etc inlayers not exceeding 200 mm thickness | M3 | 1 |  | Included | 0 | 0 | 0
181 | 7000025401 | 1200 | 140 | 120 | Civil Work | 100001480 | 995454 |  | 18 |  | Cable Trench including all types of crossings, all metallic works and sump pit including concrte and reinforcement steel Section 4-4 | M | 50 |  | Included | 0 | 0 | 0
182 | 7000025401 | 1240 | 160 | 10 | CABLE | 100002181 | 998736 |  | 18 |  | 1.1kV grade Power Cables (PVCinsulated)along withlugs,glands,straight joints &accessories,etc. | LS | 1 |  | Included | 0 | 0 | 0
183 | 7000025401 | 1240 | 160 | 20 | CABLE | 100002182 | 998736 |  | 18 |  | 1.1kV grade Control Cables (PVCinsulated) along withlugs,glands,straight joints &accessories,etc. | LS | 1 |  | Included | 0 | 0 | 0
[11 empty] | Total Installation Charges |  |  |  | 0 |  |  | 0
[11 empty] | Total GST as confirmed by Bidder |  |  |  |  | 0
* | In case the bidder leaves the cell for confirmation of the SAC and/or GST rate “blank”, the SAC and corresponding GST rate indicated by the Employer shall be deemed to be the one confirmed by the Bidder.
Date : |  |  | --
Place : | [11 empty] | Printed Name :
Designation :
Click for Sch-4

## Sch-3 Dis (hidden)
Specification No.: CC/NT/W-AIS/DOM/A02/23/12163 |  |  |  |  | Schedule - 3
132kV AIS Substation Package-SS113 for (a) Extn. of 110kV Vengatanagar S/S, (b) Supply and Laying of 110kV Underground cable from existing Vengata Nagar S/S to Jipmer S/S, (c) Extn. of 110/22kV Korkodu Substation including supply of 2 (Two) Nos. 110/22 kV, 25 MVA Power Transformers, (d) Extn of Kalapet and Thetampakkam Substations, (e) Providing of New 110KV Bus coupler Isolator at Thondamanatham and Villianur 110/22KV Sub- Stations; under Consultancy services to Electricity Department, Puducherry. | [7 empty] | As per Lum-sum |  | 0%
(SCHEDULE OF RATES AND PRICES : ERECTION CHARGES) | [7 empty] | AS per Percent |  | #REF!
[8 empty] | As per lum-sum on Sch-3 |  | 0%
Bidder’s Name and Address (Sole Bidder) : |  |  |  | To: |  |  |  | As per Percent on Sch-3 |  | #REF!
|  |  |  | Contracts Services, 3rd Floor |  |  |  | Total Discount |  | #REF!
Name : |  |  |  | Power Grid Corporation of India Ltd.,
Address : |  |  |  | "Saudamini", Plot No.-2
|  |  |  | Sector-29, |  |  |  | Multipackage lum-sum |  | 0%
Gurgaon (Haryana) - 122001
[5 empty] | All Prices are in Indian Rupees. |  |  |  | Amount after Discount (Rs.) |  | Dis Alert | Amount after MPD (Rs.)
SI. No. | Description | Unit | Quantity | Unit Erection Charges | Total Erection Charges |  |  |  | Unit Erection Charges | Total Erection Charges |  | Unit Erection Charges | Total Erection Charges
1 | 2 | 3 | 4 | 5 | 6 = 4 x 5 |  |  |  | 5 | 6 = 4 x 5 |  | 5 | 6 = 4 x 5
#REF! | #REF!
#REF! | #REF!
| #REF! | #REF! | #REF! | #REF! | #REF!
| #REF! | #REF! | #REF! | #REF! | #REF!
#REF! | #REF! |  |  |  |  | (a) | Detailed Soil Investigation
| #REF! | #REF! | #REF! | #REF! | #REF! | (b) | All kinds of soil except fissured rock & hard rock
| #REF! | #REF! | #REF! | #REF! | #REF! | (e) | River Crossing Location
| #REF! | #REF! | #REF! | #REF! | #REF! | (f)
#REF! | #REF!
| #REF! | #REF! | #REF! | #REF! | #REF!
| #REF! | #REF! | #REF! | #REF! | #REF!
| #REF! | #REF! | #REF! | #REF! | #REF!
#REF! | #REF!
#REF! | #REF!
| #REF! | #REF! | #REF! | #REF! | #REF!
| #REF! | #REF! | #REF! | #REF! | #REF!
| #REF! | #REF! | #REF! | #REF! | #REF!
| #REF! | #REF! | #REF! | #REF! | #REF!
| #REF! | #REF! | #REF! | #REF! | #REF!
#REF! | #REF!
| #REF! | #REF! | #REF! | #REF! | #REF!
| #REF! | #REF! | #REF! | #REF! | #REF!
#REF! | #REF! | #REF! | #REF! | #REF! | #REF!
#REF! | #REF! | #REF! | #REF! | #REF! | #REF!
#REF! | #REF!
| #REF! | #REF! | #REF! | #REF! | #REF!
#REF! | #REF!
| #REF! | #REF! | #REF! | #REF! | #REF!
| #REF! | #REF! | #REF! | #REF! | #REF!
#REF! | #REF!
| #REF! | #REF! | #REF! | #REF! | #REF!
| #REF! | #REF! | #REF! | #REF! | #REF!
| #REF! | #REF! | #REF! | #REF! | #REF!
| #REF! | #REF! | #REF! | #REF! | #REF!
| #REF! | #REF! | #REF! | #REF! | #REF!
| #REF! | #REF! | #REF! | #REF! | #REF!
#REF!
| #REF! | #REF! | #REF! | #REF! | #REF!
| #REF! | #REF! | #REF! | #REF! | #REF!
| #REF! | #REF! | #REF! | #REF! | #REF!
| #REF! | #REF! | #REF! | #REF! | #REF!
#REF! | #REF!
#REF!
| #REF! | #REF! | #REF! | #REF! | #REF!
#REF! | #REF!
#REF! | #REF! | #REF! | #REF! | #REF! | #REF!
#REF! | #REF!
#REF! | #REF! | #REF! | #REF! | #REF! | #REF!
#REF! | #REF! | #REF! | #REF! | #REF! | #REF!
#REF! | #REF!
| #REF! | #REF! | #REF! | #REF! | #REF!
| Total Erection Price (A+B) |  |  |  | #REF!
Date : | --
Place : |  |  | Printed Name :
Designation :
Click for Sch-4

## Sch-4
Specification No.: CC/NT/W-AIS/DOM/A02/23/12163 | [15 empty] | Schedule - 4
132kV AIS Substation Package-SS113 for (a) Extn. of 110kV Vengatanagar S/S, (b) Supply and Laying of 110kV Underground cable from existing Vengata Nagar S/S to Jipmer S/S, (c) Extn. of 110/22kV Korkodu Substation including supply of 2 (Two) Nos. 110/22 kV, 25 MVA Power Transformers, (d) Extn of Kalapet and Thetampakkam Substations, (e) Providing of New 110KV Bus coupler Isolator at Thondamanatham and Villianur 110/22KV Sub- Stations; under Consultancy services to Electricity Department, Puducherry.
(SCHEDULE OF RATES AND PRICES )
Bidder’s Name and Address (Sole Bidder) : | [14 empty] | To:
Contracts Services, 3rd Floor
Name : | [14 empty] | Power Grid Corporation of India Ltd.,
Address : | [14 empty] | "Saudamini", Plot No.-2
Sector-29,
Gurgaon (Haryana) - 122001
Training Charges for Training to be imparted
SI. No. | PR No | PR Line Item No | Activity Header | PR Activity No | Activity Description | Service Code | SAC (Service Accounting Codes) | Whether SAC in column '8’ is confirmed. If not indicate applicable the SAC * | Rate of GST applicable ( in %) | Whether rate of GST in column ‘4’ is confirmed. If not indicate applicable rate of GST * | Description | Unit | Quantity | Unit Training Charges excluding GST | Total Training Charges excluding GST | Total GST as confirmed by Bidder
1 | 2 | 3 | 4 | 5 | 6 | 7 | 8 | 9 | 10 | 11 | 12 | 13 | 14 | 15 | 16 = 14 x 15 | 17
[17 empty] | Revaluation of J column | Tax Calculation
NOT APPLICABLE | [16 empty] | Revaluation of J column | Tax Calculation
[15 empty] | Included | 0 | 0 | 0
[9 empty] | Total Training Charges | [5 empty] | 0 |  |  | 0
[9 empty] | Total GST as confirmed by Bidder | [6 empty] | 0
Date : | -- | [12 empty] | Printed Name :
Place : | [13 empty] | Designation :
Click for Sch-5

## Sch-4b (hidden)
Specification No.: CC/NT/W-AIS/DOM/A02/23/12163 | [15 empty] | Schedule - 4b
132kV AIS Substation Package-SS113 for (a) Extn. of 110kV Vengatanagar S/S, (b) Supply and Laying of 110kV Underground cable from existing Vengata Nagar S/S to Jipmer S/S, (c) Extn. of 110/22kV Korkodu Substation including supply of 2 (Two) Nos. 110/22 kV, 25 MVA Power Transformers, (d) Extn of Kalapet and Thetampakkam Substations, (e) Providing of New 110KV Bus coupler Isolator at Thondamanatham and Villianur 110/22KV Sub- Stations; under Consultancy services to Electricity Department, Puducherry.
(SCHEDULE OF RATES AND PRICES )
Bidder’s Name and Address (Sole Bidder) : | [14 empty] | To:
Contracts Services, 3rd Floor
Name : | [14 empty] | Power Grid Corporation of India Ltd.,
Address : | [14 empty] | "Saudamini", Plot No.-2
Sector-29,
Gurgaon (Haryana) - 122001
Maintenance Charges during & after Defect Laibility Period
SI. No. | PR No | PR Line Item No | Activity Header | PR Activity No | Activity Description | Service Code | SAC (Service Accounting Codes) | Whether SAC in column '8’ is confirmed. If not indicate applicable the SAC * | Rate of GST applicable ( in %) | Whether rate of GST in column ‘4’ is confirmed. If not indicate applicable rate of GST * | Description | Unit | Quantity | Unit Maintenance Charges excluding GST | Total Maintenance Charges excluding GST | Total GST as confirmed by Bidder
1 | 2 | 3 | 4 | 5 | 6 | 7 | 8 | 9 | 10 | 11 | 12 | 13 | 14 | 15 | 16 = 14 x 15 | 17
| 0 | [15 empty] | Revaluation of P column | Tax Calculation
A. | #REF! | [15 empty] | Revaluation of P column | Tax Calculation
1 | [14 empty] | Included | 0 | 0 | 0
2 | [14 empty] | Included | 0 | 0 | 0
3 | [14 empty] | Included | 0 | 0 | 0
4 | [14 empty] | Included | 0 | 0 | 0
B. | #REF! | [15 empty] | Revaluation of P column | Tax Calculation
1 | [14 empty] | Included | 0 | 0 | 0
2 | [14 empty] | Included | 0 | 0 | 0
3 | [14 empty] | Included | 0 | 0 | 0
4 | [14 empty] | Included | 0 | 0 | 0
[9 empty] | Total Maintenance Charges during and after Defect Liabilty Period | [5 empty] | 0 |  |  | 0
[9 empty] | Total GST as confirmed by Bidder | [6 empty] | 0
Date : | -- | [12 empty] | Printed Name :
Place : | [13 empty] | Designation :
Click for Sch-5

## Sch-5
Specification No.: CC/NT/W-AIS/DOM/A02/23/12163 |  |  |  | Schedule - 5
132kV AIS Substation Package-SS113 for (a) Extn. of 110kV Vengatanagar S/S, (b) Supply and Laying of 110kV Underground cable from existing Vengata Nagar S/S to Jipmer S/S, (c) Extn. of 110/22kV Korkodu Substation including supply of 2 (Two) Nos. 110/22 kV, 25 MVA Power Transformers, (d) Extn of Kalapet and Thetampakkam Substations, (e) Providing of New 110KV Bus coupler Isolator at Thondamanatham and Villianur 110/22KV Sub- Stations; under Consultancy services to Electricity Department, Puducherry.
(SUMMARY OF TAXES & DUTIES APPLICABLE ON PLANT & EQUIPMENT)
Bidder’s Name and Address (Sole Bidder) : |  |  | To:
Contracts Services, 3rd Floor
Name : |  |  | Power Grid Corporation of India Ltd.,
Address : |  |  | "Saudamini", Plot No.-2
Sector-29,
Gurgaon (Haryana) - 122001
Sl. No. | Item Nos. |  | Total Price (INR) |  | After Discount |  | After MPDiscount
1 | TOTAL GST ON GOODS |  |  |  | Excise Duty | #REF! | Excise Duty | #REF!
| Total GST for Supply of Goods (inter-alia including Type Test Charges) between the Contractor and the Employer (identified in Schedule 1') which are not included in the Ex-works price as per the provision of the Bidding Documents, as applicable. |  | 0
2 | TOTAL GST ON SERVICES |  |  |  | Sales Tax | 0 | Sales Tax | 0
| Total GST on Installation Services (Schedule-3), Training to be imparted in India (Schedule-4) |  | 0 |  | #REF! | 0 | #REF! | 0
| GRAND TOTAL [1+2] |  | 0 |  | Grand Total after Discount | #REF! | Grand Total after MPD | #REF!
Date : | -- | Printed Name :
Place : |  | Designation :
Click for Sch-6

## Sch-5 Dis (hidden)
Specification No.: CC/NT/W-AIS/DOM/A02/23/12163 |  |  |  | Schedule - 5
132kV AIS Substation Package-SS113 for (a) Extn. of 110kV Vengatanagar S/S, (b) Supply and Laying of 110kV Underground cable from existing Vengata Nagar S/S to Jipmer S/S, (c) Extn. of 110/22kV Korkodu Substation including supply of 2 (Two) Nos. 110/22 kV, 25 MVA Power Transformers, (d) Extn of Kalapet and Thetampakkam Substations, (e) Providing of New 110KV Bus coupler Isolator at Thondamanatham and Villianur 110/22KV Sub- Stations; under Consultancy services to Electricity Department, Puducherry.
SUMMARY OF TAXES & DUTIES APPLICABLE ON GOODS
Bidder’s Name and Address (Sole Bidder) : |  |  | To:
Contracts Services, 3rd Floor
Name : |  |  | Power Grid Corporation of India Ltd.,
Address : |  |  | "Saudamini", Plot No.-2
Sector-29,
Gurgaon (Haryana) - 122001
Sl. No. | Item Nos. |  | Total Price (INR)
1 | TOTAL GST ON GOODS |  | 0
Total GST for Supply of Goods (inter-alia including Type Test Charges) between the Contractor and the Employer (identified in Schedule 1') which are not included in the Ex-works price as per the provision of the Bidding Documents, as applicable.
2 | TOTAL GST ON SERVICES |  | 0
Total GST on Installation Services (Schedule-3), Training to be imparted in India (Schedule-4a) and Maintenance Charges during and after Defect Liabilty Period (Schedule-4b)
| GRAND TOTAL [1+2] |  | 0
Date : | -- | Printed Name :
Place : |  | Designation :
Click for Sch-6

## Sch-6
Specification No.: CC/NT/W-AIS/DOM/A02/23/12163 |  |  | Schedule - 6
132kV AIS Substation Package-SS113 for (a) Extn. of 110kV Vengatanagar S/S, (b) Supply and Laying of 110kV Underground cable from existing Vengata Nagar S/S to Jipmer S/S, (c) Extn. of 110/22kV Korkodu Substation including supply of 2 (Two) Nos. 110/22 kV, 25 MVA Power Transformers, (d) Extn of Kalapet and Thetampakkam Substations, (e) Providing of New 110KV Bus coupler Isolator at Thondamanatham and Villianur 110/22KV Sub- Stations; under Consultancy services to Electricity Department, Puducherry.
(GRAND SUMMARY)
Bidder’s Name and Address (Sole Bidder) : |  |  | To:
Contracts Services, 3rd Floor
Name : |  |  | Power Grid Corporation of India Ltd.,
Address : |  |  | "Saudamini", Plot No.-2
Sector-29,
Gurgaon (Haryana) - 122001
Sl. No. | Description |  | Total Price (INR)
1 | TOTAL SCHEDULE NO. 1 |  | 0
Ex-works price of Plant and Equipment including Type Test Charges
2 | TOTAL SCHEDULE NO. 2 |  | 0
Local Transportation, In-transit Insurance, loading & unloading
3 | TOTAL SCHEDULE NO. 3 |  | 0
Installation Charges
4 | TOTAL SCHEDULE NO. 4 |  | 0
Training Charges
4b | TOTAL SCHEDULE NO. 4b |  | 0
Maintenance Charges during & after Defect Laibility Period
5 | TOTAL SCHEDULE NO. 5 |  | 0
Taxes and Duties
6 | TOTAL SCHEDULE NO. 7 |  | 0
Type Test Charges [Total of this Schedule is included in Schedule - 1 above.]
| GRAND TOTAL [1+2+3+4+5] |  | 0
Date : | -- | Printed Name :
Place : |  | Designation :
Click for Sch-7

## Sch-6 After Discount
Specification No.: CC/NT/W-AIS/DOM/A02/23/12163 |  |  | Schedule - 6 After Discount
132kV AIS Substation Package-SS113 for (a) Extn. of 110kV Vengatanagar S/S, (b) Supply and Laying of 110kV Underground cable from existing Vengata Nagar S/S to Jipmer S/S, (c) Extn. of 110/22kV Korkodu Substation including supply of 2 (Two) Nos. 110/22 kV, 25 MVA Power Transformers, (d) Extn of Kalapet and Thetampakkam Substations, (e) Providing of New 110KV Bus coupler Isolator at Thondamanatham and Villianur 110/22KV Sub- Stations; under Consultancy services to Electricity Department, Puducherry.
(GRAND SUMMARY)
Bidder’s Name and Address (Sole Bidder) : |  |  | To:
Contracts Services, 3rd Floor
Name : |  |  | Power Grid Corporation of India Ltd.,
Address : |  |  | "Saudamini", Plot No.-2
Sector-29,
Gurgaon (Haryana) - 122001
Sl. No. | Description |  | Total Price (INR)
1 | TOTAL SCHEDULE NO. 1 |  | 0
Ex-works price of Plant and Equipment including Type Test Charges
2 | TOTAL SCHEDULE NO. 2 |  | 0
Local Transportation, In-transit Insurance, loading & unloading
3 | TOTAL SCHEDULE NO. 3 |  | 0
Installation Charges
4 | TOTAL SCHEDULE NO. 4 |  | 0
Training Charges
4b | TOTAL SCHEDULE NO. 4b |  | 0
Maintenance Charges during & after Defect Laibility Period
5 | TOTAL SCHEDULE NO. 5 |  | 0
Taxes and Duties
6 | TOTAL SCHEDULE NO. 7 |  | 0
Type Test Charges [Total of this Schedule is included in Schedule - 1 above.]
| GRAND TOTAL [1+2+3+4+5] |  | 0
Date : | -- | Printed Name :
Place : |  | Designation :
Click for Sch-7

## Sch-7
Specification No.: CC/NT/W-AIS/DOM/A02/23/12163 | [11 empty] | Schedule 7
132kV AIS Substation Package-SS113 for (a) Extn. of 110kV Vengatanagar S/S, (b) Supply and Laying of 110kV Underground cable from existing Vengata Nagar S/S to Jipmer S/S, (c) Extn. of 110/22kV Korkodu Substation including supply of 2 (Two) Nos. 110/22 kV, 25 MVA Power Transformers, (d) Extn of Kalapet and Thetampakkam Substations, (e) Providing of New 110KV Bus coupler Isolator at Thondamanatham and Villianur 110/22KV Sub- Stations; under Consultancy services to Electricity Department, Puducherry. | [15 empty] | As per Lum-sum |  | 0%
(SCHEDULE OF RATES AND PRICES ) | [15 empty] | AS per Percent |  | #REF!
[16 empty] | As per lum-sum on Sch-7 |  | 0%
Bidder’s Name and Address (Sole Bidder) : | [9 empty] | To: | [5 empty] | As per Percent on Sch-7 |  | #REF!
[10 empty] | Contracts Services, 3rd Floor | [5 empty] | Total Discount |  | #REF!
Name : | [9 empty] | Power Grid Corporation of India Ltd.,
Address : | [9 empty] | "Saudamini", Plot No.-2
[10 empty] | Sector-29, | [5 empty] | Multipackage Discount |  | 0%
Gurgaon (Haryana) - 122001
Type tests on Earthwire, Hardwar Fittings & accessories of conductor & earthwire:
SL. NO. | PR No | Line Item No | Code | HSN Code | Whether HSN in column ‘2’ is confirmed. If not indicate applicable the HSN code * | Rate of GST applicable ( in %) | Whether rate of GST in column ‘4’ is confirmed. If not indicate applicable rate of GST * | Description of Test | Unit | Quantity | Unit Test Charge | Total Test Charges (Rs.) | Total GST as confirmed by Bidder | Revaluation of M column | Tax Calculation |  | Total Test Charges After Discount (Rs.) |  | Dis Alert | Total Test Charges After MPD (Rs.)
1 | 2 | 3 | 4 | 5 | 6 | 7 | 8 | 9 | 10 | 11 | 12 | 13 = 10 x 11 | 14
I
1 | [11 empty] | Included | 0 | 0 | 0
2 | [11 empty] | Included | 0 | 0 | 0
NOT APPLICABLE
[8 empty] | TOTAL TYPE TEST CHARGES |  |  |  | 0
[8 empty] | Total GST as confirmed by Bidder |  |  |  |  | 0
Date : |  |  |  | -- |  |  |  |  | Printed Name :
Place : | [8 empty] | Designation :
Note : |  |  |  | Bidder should indicate the name of test laboratories where type tests are proposed to be conducted
Specification No.: CC/NT/W-AIS/DOM/A02/23/12163
132kV AIS Substation Package-SS113 for (a) Extn. of 110kV Vengatanagar S/S, (b) Supply and Laying of 110kV Underground cable from existing Vengata Nagar S/S to Jipmer S/S, (c) Extn. of 110/22kV Korkodu Substation including supply of 2 (Two) Nos. 110/22 kV, 25 MVA Power Transformers, (d) Extn of Kalapet and Thetampakkam Substations, (e) Providing of New 110KV Bus coupler Isolator at Thondamanatham and Villianur 110/22KV Sub- Stations; under Consultancy services to Electricity Department, Puducherry. | [7 empty] | 0 | 0
(SCHEDULE OF RATES AND PRICES ) | [7 empty] | 0 | 0
Bidder’s Name and Address (Sole Bidder) :
[8 empty] | 0 | 0
Name : | [8 empty] | 0
Address : | [8 empty] | 0
0
0
SL. NO. | [7 empty] | Description of Test | #REF!
#REF! | [7 empty] | #REF! | #REF!
#REF! | [7 empty] | #REF!
#REF! | [7 empty] | #REF! | #REF!
#REF! | [7 empty] | #REF! | #REF!
[8 empty] | #REF! | #REF!
#REF! | [7 empty] | #REF!
#REF! | [7 empty] | #REF!
#REF! | [7 empty] | #REF!
#REF! | [7 empty] | #REF! | #REF!
#REF! | [7 empty] | #REF! | #REF!
#REF! | [7 empty] | #REF! | #REF!
#REF! | [7 empty] | #REF! | #REF!
[8 empty] | #REF! | #REF!
#REF! | [7 empty] | #REF!
#REF! | [7 empty] | #REF! | #REF!
#REF! | [7 empty] | #REF! | #REF!
#REF! | [7 empty] | #REF! | #REF!
#REF! | [7 empty] | #REF! | #REF!
[8 empty] | #REF! | #REF!
#REF! | [7 empty] | #REF!
#REF! | [7 empty] | #REF! | #REF!
#REF! | [7 empty] | #REF! | #REF!
#REF! | [7 empty] | #REF! | #REF!
[8 empty] | #REF! | #REF!
#REF! | [7 empty] | #REF!
#REF! | [7 empty] | #REF! | #REF!
#REF! | [7 empty] | #REF! | #REF!
#REF! | [7 empty] | #REF! | #REF!
[8 empty] | #REF! | #REF!
#REF! | [7 empty] | #REF!
#REF! | [7 empty] | #REF! | #REF!
#REF! | [7 empty] | #REF! | #REF!
#REF! | [7 empty] | #REF! | #REF!
#REF! | [7 empty] | #REF! | #REF!
[8 empty] | #REF! | #REF!
[8 empty] | #REF! | #REF!
#REF! | [7 empty] | #REF!
#REF! | [7 empty] | #REF!
#REF! | [7 empty] | #REF! | #REF!
#REF! | [7 empty] | #REF! | #REF!
#REF! | [7 empty] | #REF! | #REF!
[8 empty] | #REF! | #REF!
[8 empty] | #REF! | #REF!
#REF! | [7 empty] | #REF!
#REF! | [7 empty] | #REF!
#REF! | [7 empty] | #REF! | #REF!
#REF! | [7 empty] | #REF! | #REF!
#REF! | [7 empty] | #REF! | #REF!
#REF! | [7 empty] | #REF! | #REF!
#REF! | [7 empty] | #REF! | #REF!
[8 empty] | #REF! | #REF!
#REF! | [7 empty] | #REF!
#REF! | [7 empty] | #REF! | #REF!
#REF! | [7 empty] | #REF! | #REF!
#REF! | [7 empty] | #REF! | #REF!
#REF! | [7 empty] | #REF! | #REF!
#REF! | [7 empty] | #REF! | #REF!
#REF! | [7 empty] | #REF! | #REF!
[8 empty] | #REF! | #REF!
#REF! | [7 empty] | #REF!
#REF! | [7 empty] | #REF! | #REF!
#REF! | [7 empty] | #REF! | #REF!
#REF! | [7 empty] | #REF! | #REF!
#REF! | [7 empty] | #REF! | #REF!
#REF! | [7 empty] | #REF! | #REF!
#REF! | [7 empty] | #REF! | #REF!
#REF! | [7 empty] | #REF! | #REF!
#REF! | [7 empty] | #REF! | #REF!
#REF! | [7 empty] | #REF! | #REF!
[8 empty] | #REF! | #REF!
#REF! | [7 empty] | #REF!
#REF! | [7 empty] | #REF! | #REF!
#REF! | [7 empty] | #REF! | #REF!
#REF! | [7 empty] | #REF! | #REF!
[8 empty] | #REF! | #REF!
#REF! | [7 empty] | #REF!
#REF! | [7 empty] | #REF! | #REF!
#REF! | [7 empty] | #REF! | #REF!
#REF! | [7 empty] | #REF! | #REF!
[8 empty] | #REF! | #REF!
#REF! | [7 empty] | #REF!
#REF! | [7 empty] | #REF! | #REF!
#REF! | [7 empty] | #REF! | #REF!
[8 empty] | #REF! | #REF!
#REF! | [7 empty] | #REF!
#REF! | [7 empty] | #REF! | #REF!
#REF! | [7 empty] | #REF! | #REF!
#REF! | [7 empty] | #REF! | #REF!
#REF! | [7 empty] | #REF! | #REF!
#REF! | [7 empty] | #REF! | #REF!
#REF! | [7 empty] | #REF! | #REF!
[8 empty] | #REF! | #REF!
#REF! | [7 empty] | #REF!
#REF! | [7 empty] | #REF! | #REF!
#REF! | [7 empty] | #REF! | #REF!
#REF! | [7 empty] | #REF! | #REF!
#REF! | [7 empty] | #REF! | #REF!
#REF! | [7 empty] | #REF!
#REF! | [7 empty] | #REF! | #REF!
#REF! | [7 empty] | #REF! | #REF!
#REF! | [7 empty] | #REF! | #REF!
#REF! | [7 empty] | #REF! | #REF!
[8 empty] | #REF! | #REF!
[8 empty] | #REF! | #REF!
[8 empty] | #REF! | #REF!
Click for Bid Form 2nd Envelope

## Sch-7 Dis (hidden)
Specification No.: CC/NT/W-AIS/DOM/A02/23/12163
132kV AIS Substation Package-SS113 for (a) Extn. of 110kV Vengatanagar S/S, (b) Supply and Laying of 110kV Underground cable from existing Vengata Nagar S/S to Jipmer S/S, (c) Extn. of 110/22kV Korkodu Substation including supply of 2 (Two) Nos. 110/22 kV, 25 MVA Power Transformers, (d) Extn of Kalapet and Thetampakkam Substations, (e) Providing of New 110KV Bus coupler Isolator at Thondamanatham and Villianur 110/22KV Sub- Stations; under Consultancy services to Electricity Department, Puducherry. | [6 empty] | As per Lum-sum |  | 0%
(SCHEDULE OF RATES AND PRICES : TYPE TEST CHARGES) | [6 empty] | AS per Percent |  | #REF!
[7 empty] | As per lum-sum on Sch-7 |  | 0%
Bidder’s Name and Address (Sole Bidder) : |  |  |  | To: |  |  | As per Percent on Sch-7 |  | #REF!
|  |  |  | Contracts Services, 3rd Floor |  |  | Total Discount |  | #REF!
Name : |  |  |  | Power Grid Corporation of India Ltd.,
Address : |  |  |  | "Saudamini", Plot No.-2
|  |  |  | Sector-29, |  |  | Multipackage Discount |  | 0%
Gurgaon (Haryana) - 122001
Type Tests on Earthwire
SL. NO. | Description of Test | Unit | Quantity | Unit Test Charge | Total Test Charges (Rs.) |  |  | Total Test Charges After Discount (Rs.) |  | Dis Alert | Total Test Charges After MPD (Rs.)
I | #REF!
(a) | #REF! | #REF! | #REF! | #REF! | #REF!
(b) | #REF! | #REF! | #REF! | #REF! | #REF!
| Sub-Total (I) |  |  |  | #REF!
| TOTAL TEST CHARGES (I) |  |  |  | #REF!
[7 empty] | Discount Sche-7 | #REF! |  | MPD Sche-7 | #REF!
[7 empty] | Dis Alert | #REF!
Signature :
Date : | -- | Printed Name :
Place : |  | Designation :
Common Seal :
Note : | Bidder should indicate the name of test laboratories where type tests are proposed to be conducted
Specification No.: CC/NT/W-AIS/DOM/A02/23/12163
132kV AIS Substation Package-SS113 for (a) Extn. of 110kV Vengatanagar S/S, (b) Supply and Laying of 110kV Underground cable from existing Vengata Nagar S/S to Jipmer S/S, (c) Extn. of 110/22kV Korkodu Substation including supply of 2 (Two) Nos. 110/22 kV, 25 MVA Power Transformers, (d) Extn of Kalapet and Thetampakkam Substations, (e) Providing of New 110KV Bus coupler Isolator at Thondamanatham and Villianur 110/22KV Sub- Stations; under Consultancy services to Electricity Department, Puducherry. | 0 | 0 |  |  |  | 0
(SCHEDULE OF RATES AND PRICES : TYPE TEST CHARGES) | 0 | 0 |  |  |  | 0
Bidder’s Name and Address (Sole Bidder) : | [5 empty] | 0
| 0 | 0 |  |  |  | 0
Name : |  | 0 |  |  |  | 0
Address : |  | 0 |  |  |  | 0
|  | 0 |  |  |  | 0
|  | 0 |  |  |  | 0
SL. NO. | Description of Test | 0
#REF! | #REF! | #REF!
#REF! | #REF!
#REF! | #REF! | #REF!
#REF! | #REF! | #REF!
| #REF! | #REF!
#REF! | #REF!
#REF! | #REF!
#REF! | #REF!
#REF! | #REF! | #REF!
#REF! | #REF! | #REF!
#REF! | #REF! | #REF!
#REF! | #REF! | #REF!
| #REF! | #REF!
#REF! | #REF!
#REF! | #REF! | #REF!
#REF! | #REF! | #REF!
#REF! | #REF! | #REF!
#REF! | #REF! | #REF!
| #REF! | #REF!
#REF! | #REF!
#REF! | #REF! | #REF!
#REF! | #REF! | #REF!
#REF! | #REF! | #REF!
| #REF! | #REF!
#REF! | #REF!
#REF! | #REF! | #REF!
#REF! | #REF! | #REF!
#REF! | #REF! | #REF!
| #REF! | #REF!
#REF! | #REF!
#REF! | #REF! | #REF!
#REF! | #REF! | #REF!
#REF! | #REF! | #REF!
#REF! | #REF! | #REF!
| #REF! | #REF!
| #REF! | #REF!
#REF! | #REF!
#REF! | #REF!
#REF! | #REF! | #REF!
#REF! | #REF! | #REF!
#REF! | #REF! | #REF!
| #REF! | #REF!
| #REF! | #REF!
#REF! | #REF!
#REF! | #REF!
#REF! | #REF! | #REF!
#REF! | #REF! | #REF!
#REF! | #REF! | #REF!
#REF! | #REF! | #REF!
#REF! | #REF! | #REF!
| #REF! | #REF!
#REF! | #REF!
#REF! | #REF! | #REF!
#REF! | #REF! | #REF!
#REF! | #REF! | #REF!
#REF! | #REF! | #REF!
#REF! | #REF! | #REF!
#REF! | #REF! | #REF!
| #REF! | #REF!
#REF! | #REF!
#REF! | #REF! | #REF!
#REF! | #REF! | #REF!
#REF! | #REF! | #REF!
#REF! | #REF! | #REF!
#REF! | #REF! | #REF!
#REF! | #REF! | #REF!
#REF! | #REF! | #REF!
#REF! | #REF! | #REF!
#REF! | #REF! | #REF!
| #REF! | #REF!
#REF! | #REF!
#REF! | #REF! | #REF!
#REF! | #REF! | #REF!
#REF! | #REF! | #REF!
| #REF! | #REF!
#REF! | #REF!
#REF! | #REF! | #REF!
#REF! | #REF! | #REF!
#REF! | #REF! | #REF!
| #REF! | #REF!
#REF! | #REF!
#REF! | #REF! | #REF!
#REF! | #REF! | #REF!
| #REF! | #REF!
#REF! | #REF!
#REF! | #REF! | #REF!
#REF! | #REF! | #REF!
#REF! | #REF! | #REF!
#REF! | #REF! | #REF!
#REF! | #REF! | #REF!
#REF! | #REF! | #REF!
| #REF! | #REF!
#REF! | #REF!
#REF! | #REF! | #REF!
#REF! | #REF! | #REF!
#REF! | #REF! | #REF!
#REF! | #REF! | #REF!
#REF! | #REF!
#REF! | #REF! | #REF!
#REF! | #REF! | #REF!
#REF! | #REF! | #REF!
#REF! | #REF! | #REF!
| #REF! | #REF!
| #REF! | #REF!
| #REF! | #REF!
Click for Bid Form 2nd Envelope

## Discount
This letter of discount is optional. Bidder may / may not offer any discount.
Specification No.: CC/NT/W-AIS/DOM/A02/23/12163 |  |  |  |  | Letter of Discount
LETTER OF DISCOUNT
To:
Contract Services
Power Grid Corporation of India Ltd.,
"Saudamini", Plot No.-2
Sector-29, (near IFFCO Chowk)
Gurgaon (Haryana) - 122001
Subject : |  | 132kV AIS Substation Package-SS113 for (a) Extn. of 110kV Vengatanagar S/S, (b) Supply and Laying of 110kV Underground cable from existing Vengata Nagar S/S to Jipmer S/S, (c) Extn. of 110/22kV Korkodu Substation including supply of 2 (Two) Nos. 110/22 kV, 25 MVA Power Transformers, (d) Extn of Kalapet and Thetampakkam Substations, (e) Providing of New 110KV Bus coupler Isolator at Thondamanatham and Villianur 110/22KV Sub- Stations; under Consultancy services to Electricity Department, Puducherry.
Dear Sir
With reference to the subject tender, we hereby offer unconditional discount on the prices quoted by us as per details given here below : | [6 empty] | Eq Weightage of Rs/ % | Final Discount Factor
| 1 | Discount on lum-sum basis on total price quoted by us without Taxes & Duties. [The discount shall be proportionately applicable on all the items of all the Schdules i.e. Sch-1 (without type test charges), Sch-2, Sch-3, Sch-4a, Sch-4b & Sch-7] In Rs. |  |  |  | 0 | 0%
| 2 | Discount on percent basis on total price quoted by us without Taxes & Duties. [The discount shall be proportionately applicable on all the items of all the Schdules i.e. Sch-1 (without type test charges), Sch-2 , Sch-3, Sch-4a, Sch-4b & Sch-7] In Percent (%) |  |  |  | 0 | 0%
| 3 | Discount on lum-sum basis on the Schedules as given below : [The discount shall be proportionately applicable on all the relevent items of the respective Schdules.] In Rs.
|  | Schedule-1 : Ex works prices |  | In Rs. |  | 0 | 0% | Schedule-1 : Ex-Works Price | 0%
|  | Schedule-2 : Freight & Insurance |  | In Rs. |  | 0 | 0% | Schedule-2 : Freight & Insurance | 0%
|  | Schedule-3 : Erection Charges |  | In Rs. |  | 0 | 0% | Schedule-3 : Erection Charges | 0%
|  | Schedule-4a : Training Charges |  | In Rs. |  | 0 | 0% | Schedule-4a : Training Charges | 0%
|  | Schedule-4b : Maintenance Charges during and after DLP |  | In Rs. |  | 0 | 0% | Schedule-4b : Maintenance Charges | 0%
|  | Schedule-7 : Type Test Charges |  | In Rs. |  | 0 | 0% | Schedule-7 : Type Test Charges | 0%
| 4 | Discount on percent basis on the Schedules as given below : [The discount shall be proportionately applicable on all the relevent items of the respective Schdules.] In Percent (%)
|  | Schedule-1 : Ex works prices |  | In Percent (%) |  | 0 | 0%
|  | Schedule-2 : Freight & Insurance |  | In Percent (%) |  | 0 | 0%
|  | Schedule-3 : Erection Charges |  | In Percent (%) |  | 0 | 0%
|  | Schedule-4a : Training Charges |  | In Percent (%) |  | 0 | 0%
|  | Schedule-4b : Maintenance Charges during and after DLP |  | In Percent (%) |  | 0 | 0%
|  | Schedule-7 : Type Test Charges |  | In Percent (%) |  | 0 | 0%
Discount(s) offered at sl. No. 1 to 4 will get displayed and accounted for automatically in the respective items of the Schedules.
| 5 | We hereby offer Multi-package discount as given below:
Multi-Package Discount(s) offered at sl. No. 5 will not get automatically accounted for in the respective items of the Schedules. The same shall be worked out saparately for evaluation.
Please consider this letter of discount as the integral part of our price bid.
Thanking you, we remain,
Yours faithfully,
For and on behalf of
Date : |  | -- | Printed Name :
Place : |  |  | Designation :
Click for Bid Form

## Octroi (hidden)
Details of Octroi
Sl No. | Description of Items | Amount on which Octroi is applicable | Rate of Octroi | Octroi
(1) | (2) | (3) | (4) | (5) =(3) x (4)
1 |  |  |  | 0
2 |  |  |  | 0
3 |  |  |  | 0
4 |  |  |  | 0
5 |  |  |  | 0
6 |  |  |  | 0
7 |  |  |  | 0
8 |  |  |  | 0
9 |  |  |  | 0
10 |  |  |  | 0
| Total |  |  | 0
Back to Sch 5

## Entry Tax (hidden)
Details of Entry Tax
Sl No. | Description of Items | Amount on which Entry Tax is applicable | Rate of Entry Tax | Entry Tax
(1) | (2) | (3) | (4) | (5) =(3) x (4)
1 |  |  |  | 0
2 |  |  |  | 0
3 |  |  |  | 0
4 |  |  |  | 0
5 |  |  |  | 0
6 |  |  |  | 0
7 |  |  |  | 0
8 |  |  |  | 0
9 |  |  |  | 0
10 |  |  |  | 0
| Total |  |  | 0
Back to Sch 5

## Other Taxes & Duties (hidden)
Details of Other Taxes & Duties
Sl No. | Description of Items | Amount on which Other Taxes & Duties are applicable | Description of Taxes & Duties | Rate of Taxes & Duties | Amount of Taxes & Duties
(1) | (2) | (3) | (4) | (5) | (6) =(3) x (4)
1 |  |  |  |  | 0
2 |  |  |  |  | 0
3 |  |  |  |  | 0
4 |  |  |  |  | 0
5 |  |  |  |  | 0
6 |  |  |  |  | 0
7 |  |  |  |  | 0
8 |  |  |  |  | 0
9 |  |  |  |  | 0
10 |  |  |  |  | 0
| Total |  |  |  | 0
Back to Sch 5

## Bid Form 2nd Envelope
Specification No.: CC/NT/W-AIS/DOM/A02/23/12163 |  |  |  | Bid Form 2nd Envelope |  | Sole Bidder |  |  |  | 1 | st |  | 1 | January
[6 empty] | 0 |  |  |  | 2 | nd |  | 2 | February
BID FORM (Second Envelope) | [9 empty] | 3 | rd |  | 3 | March
[10 empty] | 4 | th |  | 4 | April
Bid Proposal Ref. No. | [9 empty] | 5 | th |  | 5 | May
Date : | -- | [8 empty] | 6 | th | #VALUE! | 6 | June
[10 empty] | 7 | th | #VALUE! | 7 | July
To: | [9 empty] | 8 | th | #VALUE! | 8 | August
Contracts Services, 3rd Floor | [9 empty] | 9 | th | #VALUE! | 9 | September
Power Grid Corporation of India Ltd., | [9 empty] | 10 | th |  | 10 | October
"Saudamini", Plot No.-2 | [9 empty] | 11 | th |  | 11 | November
Sector-29, | [9 empty] | 12 | th |  | 12 | December
Gurgaon (Haryana) - 122001 | [9 empty] | 13 | th
[10 empty] | 14 | th
Name of Contract : | 132kV AIS Substation Package-SS113 for (a) Extn. of 110kV Vengatanagar S/S, (b) Supply and Laying of 110kV Underground cable from existing Vengata Nagar S/S to Jipmer S/S, (c) Extn. of 110/22kV Korkodu Substation including supply of 2 (Two) Nos. 110/22 kV, 25 MVA Power Transformers, (d) Extn of Kalapet and Thetampakkam Substations, (e) Providing of New 110KV Bus coupler Isolator at Thondamanatham and Villianur 110/22KV Sub- Stations; under Consultancy services to Electricity Department, Puducherry. | [8 empty] | 15 | th
Dear Ladies and/or Gentlemen, | [9 empty] | 16 | th
1 | In continuation of First Envelope of our Bid, we hereby submit the Second Envelope of the Bid, both of which shall be read together and in conjunction with each other, and shall be construed as an integral part of our Bid. Accordingly, we the undersigned, offer to design, manufacture, test, deliver, install and commission (including carrying out Trial Operation, Performance & Guarantee Test as per provision of Technical Specification) under the above-named package in full conformity with the said Bidding Documents for the sum of Rs. 0 (Rs. Zero Only ) or such other sums as may be determined in accordance with the terms and conditions of the Bidding Documents. |  |  |  |  | In continuation of First Envelope of our Bid, we hereby submit the Second Envelope of the Bid, both of which shall be read together and in conjunction with each other, and shall be construed as an integral part of our Bid. Accordingly, we the undersigned, offer to design, manufacture, test, deliver, install and commission (including carrying out Trial Operation, Performance & Guarantee Test as per provision of Technical Specification) under the above-named package in full conformity with the said Bidding Documents for the sum of Rs. | or such other sums as may be determined in accordance with the terms and conditions of the Bidding Documents. | 0 | (Rs. Zero Only ) | 17 | th
| The above amounts are in accordance with the price schedules attached herewith and are made part of this bid. | [8 empty] | 18 | th
2 | Price Schedules | [8 empty] | 19 | th
2.1 | In line with the requirements of the Bidding documents, we enclose herewith the following Price Schedules, duly filled - in as per your proforma: | [8 empty] | 20 | th
| Schedule 1 | Plant and Equipment (Including Mandatory Spare Parts) to be supplied, including Type Test Charges. | [7 empty] | 21 | st
| Schedule 2 | Local Transportation, In-transit Insurance, loading and unloading | [7 empty] | 22 | th
| Schedule 3 | Installation Charges. | [7 empty] | 23 | th
| Schedule 4 | Training charges for training to be imparted. | [7 empty] | 24 | th
| Schedule 4b | Maintenance Charges during & after Defect Laibility Period.
| Schedule 5 | Taxes and Duties not included in Schedule 1 | [7 empty] | 25 | th
| Schedule 6 | Grand Summary [Schedule 1to 5] | [7 empty] | 26 | th
| Schedule 7 | Break-up of Type Test Charges for Type Tests to be conducted | [7 empty] | 27 | th
2.2 | We are aware that the Price Schedules do not generally give a full description of the Work to be performed under each item and we shall be deemed to have read the Technical Specifications and other sections of the Bidding Documents and Drawings to ascertain the full scope of Work included in each item while filling-in the rates and prices. We agree that the entered rates and prices shall be deemed to include for the full scope as aforesaid, including overheads and profit. | [8 empty] | 28 | th
2.3 | We declare that as specified in Clause 11.5, Section –II:ITB, Vol.-I of the Bidding Documents, prices quoted by us in the Price Schedules shall be subject to Price Adjustment during the execution of Contract in accordance with Appendix-2 (Price Adjustment) to the Contract Agreement. | [8 empty] | 29 | th
2.4 | We understand that in the price schedules, where there are errors between the total of the amounts given under the column for the price Breakdown and the amount given under the Total Price, the former shall prevail and the latter will be corrected accordingly. We further understand that where there are discrepancies between amounts stated in figures and amounts stated in words, the amount stated in words shall prevail. Similarly, any discrepancy in the total bid price and that of the summation of Schedule price (price indicated in a Schedule indicating the total of that schedule), the total bid price shall be corrected to reflect the actual summation of the Schedule prices. | [8 empty] | 30 | th
2.5 | We declare that items left blank in the Schedules will be deemed to have been included in other items. The TOTAL for each Schedule and the TOTAL of Grand Summary shall be deemed to be the total price for executing the Facilities and sections thereof in complete accordance with the Contract, whether or not each individual item has been priced. | [8 empty] | 31 | st
3 | We confirm that except as otherwise specifically provided our Bid Prices in this Second Envelope include all taxes, duties, levies and charges as may be assessed on us/our Associate (applicable for Foreign Bidder), our Sub-Contractor/Sub-Vendor or their employees by all municipal, state or national government authorities in connection with the Facilities, in and outside of India.
3.1 | 100% of applicable Taxes and Duties i.e GST which are payable by the Employer under the Contract, shall be reimbursed by the Employer on production of satisfactory documentary evidence by the Contractor in accordance with the provisions of the Bidding Documents.
3.2 | We further understand that notwithstanding 3.0 above, in case of award on us, you shall also bear and pay/reimburse to us, GST applicable on supplies by us to you, imposed on the Plant & Equipment including Mandatory Spare Parts to be incorporated into the Facilities including Type Test charges for Type test to be conducted specified in Schedule No. 1, Installation Services specified in Schedule No. 3, Charges for Training to be imparted specified in Schedule No. 4a and Maintenance Charges during & after Defect Laibility Period specified in Schedule No. 4b of the Price Schedule in this Second Envelope by the Indian Laws.
3.3 | We confirm that we have also registered/we shall also get registered in the GST Network with a GSTIN, in all the states where the project is located and the states from which we shall make our supply of goods.
4 | # (For Joint Venture only) We, the partners of Joint Venture submitting this bid, do agree and confirm that in case of Award of Contract on the Joint Venture, we shall be jointly and severally liable and responsible for the execution of the Contract in accordance with Contract terms and conditions. |  |  |  | 1
5 | We, hereby, declare that only the persons or firms interested in this proposal as principals are named here and that no other persons or firms other than those mentioned herein have any interest in this proposal or in the Contract to be entered into, if the award is made on us, that this proposal is made without any connection with any other person, firm or party likewise submitting a proposal is in all respects for and in good faith, without collusion or fraud.
Thanking you, we remain,
Yours faithfully,
For and on behalf of
Signature :
Date : | -- |  | Printed Name :
Place : |  |  | Designation :
Common Seal :
In case of bid from a Joint Venture, name & designation of representative of JV partner is to be provided and Bid Form is also to be signed by him.
Please provide additional information of the Bidder
Business Address :
Country of Incorporation :
State/Province to be indicated :
Name of Principal Officer :
Address of Principal Officer :
Note: Bidders may note that no prescribed proforma has been enclosed for Attachment 2 : Power of Attorney. Bidders may use their own proforma for furnishing the required information with the bid.
* * *
Back to Cover Page

## Q & C (2) (hidden)
STATEMENT OF QUOTED / CORRECTED PRICES
All Figures are in Rupees
Bidder |  | 0
Sl. No. | Price Component | Quoted Price | Corrected Price
1 | TOTAL SCHEDULE NO. 1:Ex-Works Price of Plant and Equipment including Type Test Charges | 0 |  | 0
2 | TOTAL SCHEDULE NO.2: Local Transportation, Insurance and other Incidental Services. | 0 |  | 0
3 | TOTAL SCHEDULE NO.3: Installation Charges | 0 |  | 0
4 | TOTAL SCHEDULE NO.4: Training Charges | Not Applicable |  | Not Applicable
5 | TOTAL BID PRICE: (Excluding Taxes & Duties) | 0 |  | 0
6 | DISCOUNT | #REF! |  | #REF! | #REF!
7 | NET BID PRICE (Excluding Taxes & Duties) | #REF! |  | #REF!
8 | TAXES & DUTIES PAYABLE ADDITIONALLY
| A) EXCISE DUTY | 0 |  | 0
| B) CENTRAL SALES TAX | 0 |  | 0
| C) VAT | #REF! |  | 0
| D) ENTRY TAX / OCTROI | #REF! |  | 0
E) OTHERS
| F) TOTAL TAXES & DUTIES | #REF! |  | 0
8 | TOTAL BID PRICE (INCLUDING TAXES & DUTIES) | #REF! |  | 0
9 | TOTAL SCHEDULE NO.7: Type Test Charges [Total of this Schedule is included in Schedule-1 above] | 0 |  | 0
I) | Bidder has indicated the following taxes and duties additionally applicable for their bid:
| Excise Duty % as |  |  |  | Excise Duty
| CST % as |  |  |  | CST
| #REF! |  |  |  | VAT | #REF! | #REF!
| #REF! |  |  |  | Entry Tax/ Octroi | #REF! | #REF!
| Others as |  |  |  | Others
II) | With regard to Entry Tax, it may be mentioned that the substations covered under the subject pacakge falls in State of MP, where an entry tax @ 2% of Purchase Price is applicable. In view of the above, the taxes and duties inter-alia including entry tax applicable for the bids are calculated :
a) | Ex-Works Price of Direct Supplies (after discount, if any) |  | Rs. | 0
b) | Excise Duty, as applicable on (a) above at the rate : | 10% | Rs. | 0
c) | Amount on which Sales Tax is applicable | 0 |  | 0
d) | CST, as applicable on (a) + ED (b) above at the rate : | 2% | Rs. | 0
e) | VAT, as applicable on (a) + ED (b) above at the rate : | 1% |  | 0
f) | Others [……………………………………………] |  | Rs.
g) | Purchase Price for Entry Tax (Total Ex-Works+F&I+ED+CST+Others) |  | Rs. | 0
h) | Entry Tax, as applicable on (e) above at the rate : |  | Rs. | 0
132kV AIS Substation Package-SS113 for (a) Extn. of 110kV Vengatanagar S/S, (b) Supply and Laying of 110kV Underground cable from existing Vengata Nagar S/S to Jipmer S/S, (c) Extn. of 110/22kV Korkodu Substation including supply of 2 (Two) Nos. 110/22 kV, 25 MVA Power Transformers, (d) Extn of Kalapet and Thetampakkam Substations, (e) Providing of New 110KV Bus coupler Isolator at Thondamanatham and Villianur 110/22KV Sub- Stations; under Consultancy services to Electricity Department, Puducherry. |  | Statement of Quoted / Corrected Prices |  | Page
Spec. No. | Specification No.: CC/NT/W-AIS/DOM/A02/23/12163

## Q & C (hidden)
STATEMENT OF QUOTED / CORRECTED PRICES
All Figures are in Rupees
Bidder
Sl. No. | Price Component | Quoted Price | Corrected Price
1 | TOTAL SCHEDULE NO. 1:Ex-Works Price of Plant and Equipment including Type Test Charges | 0 |  | 0
2 | TOTAL SCHEDULE NO.2: Local Transportation, Insurance and other Incidental Services. | 0 |  | 0
3 | TOTAL SCHEDULE NO.3: Installation Charges | 0 |  | 0
4 | TOTAL SCHEDULE NO.4: Training Charges | Not Applicable |  | Not Applicable
5 | TOTAL BID PRICE: (Excluding Taxes & Duties) | 0 |  | 0
6 | DISCOUNT | #REF! |  | #REF!
7 | NET BID PRICE (Excluding Taxes & Duties) | #REF! |  | #REF!
8 | TAXES & DUTIES PAYABLE ADDITIONALLY
| A) EXCISE DUTY | #REF! |  | 0
| B) CENTRAL SALES TAX /VAT | #REF! |  | #REF!
| C) ENTRY TAX / OCTROI | #REF! |  | #REF!
| D) OTHERS | #REF! |  | 0
| E) TOTAL TAXES & DUTIES | #REF! |  | #REF!
8 | TOTAL BID PRICE (INCLUDING TAXES & DUTIES) | #REF! |  | #REF!
9 | TOTAL SCHEDULE NO.7: Type Test Charges [Total of this Schedule is included in Schedule-1 above] | 0 |  | 0
I) | Bidder has indicated the following taxes and duties additionally applicable for their bid:
a) | Excise Duty |  | Rs. | #REF!
b) | CST /VAT |  | Rs. | #REF!
c) | Entry Tax / Octroi |  | Rs. | #REF!
d) | Others |  | Rs. | #REF!
II) | Bidder has offered following discount(s)
III) | With regard to Entry Tax, it may be mentioned that the substations covered under the subject pacakge falls in State of MP, where an entry tax @ 1% of Purchase Price is applicable. In view of the above, the taxes and duties inter-alia including entry tax applicable for the bids are calculated : |  |  |  | Details of dicounts
a) | Ex-Works Price of Direct Supplies (after discount, if any) |  | Rs. | 0 | Gross LS | #REF! | #REF! | #REF! | Gross % | #REF! | #REF! | #REF!
b) | Excise Duty @ 10.3% of (a) above |  | Rs. | 0 |  |  |  | #REF! |  |  |  | #REF!
c) | CST / VAT @ 2% of Ex-Works of Direct Supplies (a) + ED (b) above |  | Rs. | #REF! | Sch-1 Direct LS | #REF! | #REF! | #REF! | Sch-1 Direct % | #REF! | #REF! | #REF!
d) | Others |  | Rs. |  | Sch-1 BO LS | #REF! | #REF! | #REF! | Sch-1 BO % | #REF! | #REF! | #REF!
e) | Purchase Price for Entry Tax (Total Ex-Works+F&I+ED+CST+Others) |  | Rs. | #REF! | Sch-2 LS | #REF! | #REF! | #REF! | Sch-2 % | #REF! | #REF! | #REF!
f) | Entry Tax @ 1% of (e) above |  | Rs. | #REF! | Sch-3 LS | #REF! | #REF! | #REF! | Sch-3 % | #REF! | #REF! | #REF!
[5 empty] | Sch-7 LS | #REF! | #REF! | #REF! | Sch-7 % | #REF! | #REF! | #REF!
132kV AIS Substation Package-SS113 for (a) Extn. of 110kV Vengatanagar S/S, (b) Supply and Laying of 110kV Underground cable from existing Vengata Nagar S/S to Jipmer S/S, (c) Extn. of 110/22kV Korkodu Substation including supply of 2 (Two) Nos. 110/22 kV, 25 MVA Power Transformers, (d) Extn of Kalapet and Thetampakkam Substations, (e) Providing of New 110KV Bus coupler Isolator at Thondamanatham and Villianur 110/22KV Sub- Stations; under Consultancy services to Electricity Department, Puducherry. |  | Statement of Quoted / Corrected Prices |  | Page | Different Manner | #REF!
[5 empty] | Text for Discount | #REF!
#REF!
#REF!

## N to W (hidden)
0
Rs. Zero Only
0
0
0
0
0
0
1 | One
2 | Two
3 | Three
4 | Four
5 | Five
6 | Six
7 | Seven
8 | Eight
9 | Nine
10 | Ten
11 | Eleven
12 | Twelve
13 | Thirteen
14 | Fourteen
15 | Fifteen
16 | Sixteen
17 | Seventeen
18 | Eighteen
19 | Nineteen
20 | Twenty
21 | Twenty One
22 | Twenty Two
23 | Twenty Three
24 | Twenty Four
25 | Twenty Five
26 | Twenty Six
27 | Twenty Seven
28 | Twenty Eight
29 | Twenty Nine
30 | Thirty
31 | Thirty One
32 | Thirty Two
33 | Thirty Three
34 | Thirty Four
35 | Thirty Five
36 | Thirty Six
37 | Thirty Seven
38 | Thirty Eight
39 | Thirty Nine
40 | Forty
41 | Forty One
42 | Forty Two
43 | Forty Three
44 | Forty Four
45 | Forty Five
46 | Forty Six
47 | Forty Seven
48 | Forty Eight
49 | Forty Nine
50 | Fifty
51 | Fifty One
52 | Fifty Two
53 | Fifty Three
54 | Fifty Four
55 | Fifty Five
56 | Fifty Six
57 | Fifty Seven
58 | Fifty Eight
59 | Fifty Nine
60 | Sixty
61 | Sixty One
62 | Sixty Two
63 | Sixty Three
64 | Sixty Four
65 | Sixty Five
66 | Sixty Six
67 | Sixty Seven
68 | Sixty Eight
69 | Sixty Nine
70 | Seventy
71 | Seventy One
72 | Seventy Two
73 | Seventy Three
74 | Seventy Four
75 | Seventy Five
76 | Seventy Six
77 | Seventy Seven
78 | Seventy Eight
79 | Seventy Nine
80 | Eighty
81 | Eighty One
82 | Eighty Two
83 | Eighty Three
84 | Eighty Four
85 | Eighty Five
86 | Eighty Six
87 | Eighty Seven
88 | Eighty Eight
89 | Eighty Nine
90 | Ninety
91 | Ninety One
92 | Ninety Two
93 | Ninety Three
94 | Ninety Four
95 | Ninety Five
96 | Ninety Six
97 | Ninety Seven
98 | Ninety Eight
99 | Ninety Nine
100 | One Hundred