## Basic (hidden)
Package Name | Transmission line package TL-01 for (a) 66kV D/C Diglipur Mayabunder transmission line & (b) 66kV D/C Mayabunder Rangat transmission line associated with “Interconnection work of North, Middle & South Andaman Island under RDSS in UT of Andaman & Nicobar Islands” under Consultancy Services to EDANA
Direct
Package Code | Package: TL01 | Bought-out
NIT/RFB No | NIT/RFB No.: CC/NT/W-TW/DOM/A01/25/15831
Rev0

## Cover
Price Schedules | Transmission line package TL-01 for (a) 66kV D/C Diglipur Mayabunder transmission line & (b) 66kV D/C Mayabunder Rangat transmission line associated with “Interconnection work of North, Middle & South Andaman Island under RDSS in UT of Andaman & Nicobar Islands” under Consultancy Services to EDANA |  | Package: TL01
NIT/RFB No.: CC/NT/W-TW/DOM/A01/25/15831
| 1 | Fill up only green shaded cells in Schedule-1 and Schedule-2
| 2 | All the cells in Schedule-3 are auto filled, therefore no cell is required to be filled up there.
| 3 | Instructions / error messages, if any, will be displayed automatically after selecting the cell.
General guidelines for filling up the Price Schedules, Sch-1 to Sch-3

## Instructions (hidden)
General Instruction to the Bidders for filling up this workbook of Price Schedules for Package TW13
I | While filling up the worksheets following may please be observed :
| (i) | Fill up only green shaded cells.
| (ii) | Certain data type entries have been restricted, such as Numeric values or limits of numeric values.
| (iii) | Select only the options provided in pull down menus.
| (iv) | Do not link any cell of this work book with any other work book.
| (v) | Do not use copy & paste or cut & paste options for filling up the data.
| (vi) | Do not reformat any of the cell of the work book.
II | This Workbook consists of following worksheets :
Cover :
Opening page of the workbook.
Names of Bidder :
| ● | Select Sole Bidder or JV (Joint Venture) from the pull down menu. Do not leave this cell blank.
| ● | Select nos. of the JV Partners other than the Lead Partner from drop down menu.
| ● | In case of JV partners more than 2, enter details of 3rd & more partners along with details of 2nd partner.
| ● | Fill up names and address of the Sole Bidder and /or Joint Venture.
| ● | Fill up date in dd-mm-yyyy format from drop down menu.
| ● | Click for Sch-1 given at the right top of the worksheet to go to Sch-1.
Sch-1 (Ex-works Prices) :
| ● | Fill up unit rates for all the items in numeric values greater than 0 (zero). If unit rate is left blank, the corresponding item shall be deemed to be included in the total price.
| ● | Corresponding cell for mode of transaction shall be come enable only after filling up the unit rate, therefore first fill up the unit rate and then mode of transaction for the corresponding item.
| ● | Select either Direct or Bought-out from the drop down menu. Do not leave the cell blank the same shall be deemed to be Bought-out if the cell is left blank.
| ● | Total amount shall get calculated automatically.
| ● | Type Test charges shall appear automatically after filling up Sch-7 appropriately.
Sch-2 (Freight & Insurance Charges) :
| ● | Fill up unit rates for all the items in numeric values greater than 0 (zero). If unit rate is left blank, the corresponding item shall be deemed to be included in the total price.
| ● | Total amount shall get calculated automatically.
Sch-3 (Erection Charges) :
| ● | Fill up unit rates for all the items in numeric values greater than 0 (zero). If unit rate is left blank, the corresponding item shall be deemed to be included in the total price.
| ● | Total amount shall get calculated automatically.
Sch-4 (Training Charges) :
| ● | Not applicable, hence no cell is required to be filled up.
Sch-5 (Summary of Taxes and Duties applicable on the Goods) :
| ● | Fill up applicable rate of Excise Duty. The amount of Excise Duty on the items mentioned as Direct in the mode of transaction in Schedule-1 shall be calculated automatically at the rate mentioned by the bidder here.
| ● | Segregate and fill up the amount on which Sales Tax shall be applicable out of Ex-works supply items mentioned as direct in the mode of transaction in Schedule-1. Applicable Excise Duty on this amount will be calculated automatically at the rate mentioned by the bidder. Further, fill up the rate of applicable Sales Tax. Amount of Sales Tax shall be automatically calculated on the amount mentioned by the bidder as subjected to Sales Tax plus applicable Excise Duty at the rate mentioned by the Bidder.
| ● | Difference of total amount quoted by the bidder as Direct Transaction and the amount mentioned by him subjected to Sales Tax shall be considered as the amount on which VAT shall become applicable and the same shall be calculated & displayed automatically. Applicable Excise Duty on this amount at the rate mentioned by the bidder shall also be calculated & displayed automatically. Fill up the rate of applicable VAT. The amount of VAT shall be calculated automatically on the amount considered to be subjected to VAT plus applicable Excise Duty at the rate mentioned by the bidder here.
| ● | Amount as per details filled up by the bidder in the work sheets Entry Tax, Octroi and other Taxes & Duties shall be displayed in this work sheet Sch-5 but will not be added to the grand total and shall be considered as applicable.
| ● | Click at the links to go to the work sheets Entry Tax, Octroi and other Taxes & Duties one by one.
Entry Tax :
| ● | Fill the description, amount and rate of applicable Entry Tax. Total of this worksheet shall be displayed in Sch -5 (Taxes & Duties)
| ● | Click at the link to go back to Sch-5.
OCTROI :
| ● | Fill the description, amount and rate of applicable Octroi. Total of this worksheet shall be displayed in Sch -5 (Taxes & Duties)
| ● | Click at the link to go back to Sch-5.
Other Taxes & Duties :
| ● | Fill the description, amount and rate of applicable Other Taxes & Duties. Total of this worksheet shall be displayed in Sch -5 (Taxes & Duties)
| ● | Click at the link to go back to Sch-5.
Sch -6 :
| ● | Summary of all the Schedules without considering discount (mentioned in the work sheet discount) shall be displayed automatically.
| ● | No cell is required to be filled in by the bidder in this worksheet.
Sch-7 (Type Test Charges) :
| ● | Fill up the rates & location where type tests are proposed.
| ● | Total of this Sch-7 shall automatically appear in Sch-1.
Bid form 2nd Envelope :
| ● | Fill up ref. no. as bidder's ref no. of this letter.
| ● | This letter shall consider the net price as per Sch-6 (After Discount).
| ● | Fill up names & Designation of the representatives of other JV partner(s) if the bidder is JV (Joint Venture) .
| ● | Fill up additional information as required.
* * *
Happy Bidding !
Click to Proceed

## Names of Bidder
Transmission line package TL-01 for (a) 66kV D/C Diglipur Mayabunder transmission line & (b) 66kV D/C Mayabunder Rangat transmission line associated with “Interconnection work of North, Middle & South Andaman Island under RDSS in UT of Andaman & Nicobar Islands” under Consultancy Services to EDANA
NIT/RFB No.: CC/NT/W-TW/DOM/A01/25/15831 |  |  |  | Sole Bidder | 1
|  |  |  | JV (Joint Venture) | Other Partner
Enter following details of the bidder
Specify type of Bidder [Select from drop down menu] | Sole Bidder |  | 1 | 0
Other Partner
Name of Sole Bidder
Address of Sole Bidder
Name of other Partner - 1
Address of other Partner - 1
Name of other Partner - 2 (more, if any) | …….. …….. …….. …….. …….. ……..
Address of other Partner - 2 (more, if any) | …….. …….. …….. …….. …….. ……..
…….. …….. …….. …….. …….. ……..
…….. …….. …….. …….. …….. ……..
Printed Name
Designation
Date |  | 31
Place
Click for Sch-1

## Sch-1
NIT/RFB No.: CC/NT/W-TW/DOM/A01/25/15831 | [13 empty] | Schedule-1_Rev01
Transmission line package TL-01 for (a) 66kV D/C Diglipur Mayabunder transmission line & (b) 66kV D/C Mayabunder Rangat transmission line associated with “Interconnection work of North, Middle & South Andaman Island under RDSS in UT of Andaman & Nicobar Islands” under Consultancy Services to EDANA
(SCHEDULE OF RATES AND PRICES)
BIDDER:
0 | [6 empty] | To | [21 empty] | 1
Bidder’s Name and Address (Sole Bidder) : | [6 empty] | POWERGRID CORPORATION OF INDIA LIMITED, | [21 empty] | 0
Name : | [6 empty] | Saudamini, Plot No. 2, Sector - 29, Gurgaon | [21 empty] | 0
Address : | [28 empty] | JOINT VENTURE OF 0 & 0
Supply of Plant (including Mandatory Spare Parts)
(All Prices are in Indian Rupees)
SI. No. | PR No | PR Line Item No | Activity Description | Material Code | GST payable on the price quoted if Contract is awarded (%) | Description of Goods | Unit | Qty. | Unit Ex- works price | Total Ex-Works Price (excluding GST) | Unit Price for inland transportation and other services required in India to convey the Goods to their final destination | Total Price for inland transportation and other services required in India to convey the Goods to their final destination (excluding GST) | GST payable on the price quoted if Contract is awarded | Total Price per line item | [5 empty] | INCLUDED
1 |  |  |  |  | 2 | 3 | 4 | 5 | 6 | 7=5x6 | 8 | 9=5x8 | 10=(7+9)x2 | 11=9+10+7 | [19 empty] | 29
A | TL01 66kV D/C Diglipur - Mayabunder TL | [13 empty] | GST on Ex works | GST on F&I | Total Ex works (exc GST) | Total F&I (exc GST) | [6 empty] | Rounded off UnitPrice | Total Corrected Price (excl. GST) | GST rate | GST @12% | GST @18% | GST @28% | GST amount @12% | GST amount @18% | GST amount @28%
1 | 7000035094 | 10 | Normal Lattice Tower | 1000031890 | 18 | FABRICATION, GALVANIZING (UNDER MARINE ENVIRONMENT) AND SUPPLY OFVARIOUS TYPE OF TOWER & TOWER PARTS, TOWER EXTENSIONS (COMPLETE)EXCLUDING BOLTS & NUTS, STEP BOLTS AND STUBS BUT INCLUDING HANGERS,D-SHACKLES, PACK WASHER ETC.- HT STEEL FOR NORMAL TOWERS | MT | 102.4 |  | INCLUDED |  | INCLUDED | 0 | INCLUDED | 0 | 0 | 0 | 0 | 0 | 0 | 0 | 0 | 0 | 0 | 0 | 0 | 18 | 0 | 0 | 0 | 0 | 0 | 0
2 | 7000035094 | 20 | Normal Lattice Tower | 1000031894 | 18 | FABRICATION, GALVANIZING (UNDER MARINE ENVIRONMENT) AND SUPPLY OFVARIOUS TYPE OF TOWER & TOWER PARTS, TOWER EXTENSIONS (COMPLETE)EXCLUDING BOLTS & NUTS, STEP BOLTS AND STUBS BUT INCLUDING HANGERS,D-SHACKLES, PACK WASHER ETC.- MS STEEL FOR NORMAL TOWERS | MT | 137.8 |  | INCLUDED |  | INCLUDED | 0 | INCLUDED | 0 | 0 | 0 | 0 | 0 | 0 | 0 | 0 | 0 | 0 | 0 | 0 | 18 | 0 | 0 | 0 | 0 | 0 | 0
3 | 7000035094 | 30 | Normal Lattice Tower | 1000031892 | 18 | FABRICATION, GALVANIZING (UNDER MARINE ENVIRONMENT) AND SUPPLY OFSTUBS & CLEATS FOR VARIOUS TYPE OF TOWERS, TOWER EXTENSIONS (COMPLETE)WITH PACK WASHERS, EXCLUDING BOLTS & NUTS- HT STEEL FOR NORMAL TOWERS | MT | 6.1 |  | INCLUDED |  | INCLUDED | 0 | INCLUDED | 0 | 0 | 0 | 0 | 0 | 0 | 0 | 0 | 0 | 0 | 0 | 0 | 18 | 0 | 0 | 0 | 0 | 0 | 0
4 | 7000035094 | 40 | Normal Lattice Tower | 1000031896 | 18 | FABRICATION, GALVANIZING (UNDER MARINE ENVIRONMENT) AND SUPPLY OFSTUBS & CLEATS FOR VARIOUS TYPE OF TOWERS, TOWER EXTENSIONS (COMPLETE)WITH PACK WASHERS, EXCLUDING BOLTS & NUTS- MS STEEL FOR NORMAL TOWERS | MT | 0.9 |  | INCLUDED |  | INCLUDED | 0 | INCLUDED | 0 | 0 | 0 | 0 | 0 | 0 | 0 | 0 | 0 | 0 | 0 | 0 | 18 | 0 | 0 | 0 | 0 | 0 | 0
5 | 7000035094 | 50 | Normal Lattice Tower | 1000013472 | 18 | Supply of Hexagonal Bolts & Nuts fortowers including Step Bolts,SpringWashers etc. | MT | 8.6 |  | INCLUDED |  | INCLUDED | 0 | INCLUDED | 0 | 0 | 0 | 0 | 0 | 0 | 0 | 0 | 0 | 0 | 0 | 0 | 18 | 0 | 0 | 0 | 0 | 0 | 0
6 | 7000035094 | 60 | Normal Lattice Tower | 1000007847 | 18 | Supply of Bolts & Nuts for Stubsincluding Spring Washers etc. | MT | 0.2 |  | INCLUDED |  | INCLUDED | 0 | INCLUDED | 0 | 0 | 0 | 0 | 0 | 0 | 0 | 0 | 0 | 0 | 0 | 0 | 18 | 0 | 0 | 0 | 0 | 0 | 0
7 | 7000035094 | 70 | 66kV D/C Poles | 1000079996 | 18 | DESIGN, FABRICATION, GALVANISING AND SUPPLY OF TRANSMISSION LINE STEELMONOPOLE INCLUDING ANCHOR PLATE, ANCHOR BOLTS, TEMPLATES AND ALL OTHERSTRUCTURAL COMPONENTS SUITABLE FOR 66KV DOUBLE CIRCUIT (SINGLE COVEREDCONDUCTOR) WZ-3 COASTAL (VERTICAL CONFIGURATION) - SUSPENSION POLETYPE PA+0 | EA | 129 |  | INCLUDED |  | INCLUDED | 0 | INCLUDED | 0 | 0 | 0 | 0 | 0 | 0 | 0 | 0 | 0 | 0 | 0 | 0 | 18 | 0 | 0 | 0 | 0 | 0 | 0
8 | 7000035094 | 80 | 66kV D/C Poles | 1000079999 | 18 | DESIGN, FABRICATION, GALVANISING AND SUPPLY OF TRANSMISSION LINE STEELMONOPOLE INCLUDING ANCHOR PLATE, ANCHOR BOLTS, TEMPLATES AND ALL OTHERSTRUCTURAL COMPONENTS SUITABLE FOR 66KV DOUBLE CIRCUIT (SINGLE COVEREDCONDUCTOR) WZ-3 COASTAL (VERTICAL CONFIGURATION) - SUSPENSION POLETYPE PA+3.0 | EA | 74 |  | INCLUDED |  | INCLUDED | 0 | INCLUDED | 0 | 0 | 0 | 0 | 0 | 0 | 0 | 0 | 0 | 0 | 0 | 0 | 18 | 0 | 0 | 0 | 0 | 0 | 0
9 | 7000035094 | 90 | 66kV D/C Poles | 1000080000 | 18 | DESIGN, FABRICATION, GALVANISING AND SUPPLY OF TRANSMISSION LINE STEELMONOPOLE INCLUDING ANCHOR PLATE, ANCHOR BOLTS, TEMPLATES AND ALL OTHERSTRUCTURAL COMPONENTS SUITABLE FOR 66KV DOUBLE CIRCUIT (SINGLE COVEREDCONDUCTOR) WZ-3 COASTAL (VERTICAL CONFIGURATION) - SUSPENSION POLETYPE PA+6.0 | EA | 19 |  | INCLUDED |  | INCLUDED | 0 | INCLUDED | 0 | 0 | 0 | 0 | 0 | 0 | 0 | 0 | 0 | 0 | 0 | 0 | 18 | 0 | 0 | 0 | 0 | 0 | 0
10 | 7000035094 | 100 | 66kV D/C Poles | 1000080001 | 18 | DESIGN, FABRICATION, GALVANISING AND SUPPLY OF TRANSMISSION LINE STEELMONOPOLE INCLUDING ANCHOR PLATE, ANCHOR BOLTS, TEMPLATES AND ALL OTHERSTRUCTURAL COMPONENTS SUITABLE FOR 66KV DOUBLE CIRCUIT (SINGLE COVEREDCONDUCTOR) WZ-3 COASTAL (VERTICAL CONFIGURATION) - SUSPENSION POLETYPE PA+9.0 | EA | 9 |  | INCLUDED |  | INCLUDED | 0 | INCLUDED | 0 | 0 | 0 | 0 | 0 | 0 | 0 | 0 | 0 | 0 | 0 | 0 | 18 | 0 | 0 | 0 | 0 | 0 | 0
11 | 7000035094 | 110 | 66kV D/C Poles | 1000080002 | 18 | DESIGN, FABRICATION, GALVANISING AND SUPPLY OF TRANSMISSION LINE STEELMONOPOLE INCLUDING ANCHOR PLATE, ANCHOR BOLTS, TEMPLATES AND ALL OTHERSTRUCTURAL COMPONENTS SUITABLE FOR 66KV DOUBLE CIRCUIT (SINGLE COVEREDCONDUCTOR) WZ-3 COASTAL(VERTICAL CONFIGURATION) - TENSION POLE TYPEPB+0 | EA | 15 |  | INCLUDED |  | INCLUDED | 0 | INCLUDED | 0 | 0 | 0 | 0 | 0 | 0 | 0 | 0 | 0 | 0 | 0 | 0 | 18 | 0 | 0 | 0 | 0 | 0 | 0
12 | 7000035094 | 120 | 66kV D/C Poles | 1000080007 | 18 | DESIGN, FABRICATION, GALVANISING AND SUPPLY OF TRANSMISSION LINE STEELMONOPOLE INCLUDING ANCHOR PLATE, ANCHOR BOLTS, TEMPLATES AND ALL OTHERSTRUCTURAL COMPONENTS SUITABLE FOR 66KV DOUBLE CIRCUIT (SINGLE COVEREDCONDUCTOR) WZ-3 COASTAL (VERTICAL CONFIGURATION) - TENSION POLE TYPEPB+9.0 | EA | 6 |  | INCLUDED |  | INCLUDED | 0 | INCLUDED | 0 | 0 | 0 | 0 | 0 | 0 | 0 | 0 | 0 | 0 | 0 | 0 | 18 | 0 | 0 | 0 | 0 | 0 | 0
13 | 7000035094 | 130 | 66kV D/C Poles | 1000080008 | 18 | DESIGN, FABRICATION, GALVANISING AND SUPPLY OF TRANSMISSION LINE STEELMONOPOLE INCLUDING ANCHOR PLATE, ANCHOR BOLTS, TEMPLATES AND ALL OTHERSTRUCTURAL COMPONENTS SUITABLE FOR 66KV DOUBLE CIRCUIT (SINGLE COVEREDCONDUCTOR) WZ-3 COASTAL (VERTICAL CONFIGURATION) - TENSION POLE TYPEPC+0 | EA | 22 |  | INCLUDED |  | INCLUDED | 0 | INCLUDED | 0 | 0 | 0 | 0 | 0 | 0 | 0 | 0 | 0 | 0 | 0 | 0 | 18 | 0 | 0 | 0 | 0 | 0 | 0
14 | 7000035094 | 140 | 66kV D/C Poles | 1000080013 | 18 | DESIGN, FABRICATION, GALVANISING AND SUPPLY OF TRANSMISSION LINE STEELMONOPOLE INCLUDING ANCHOR PLATE, ANCHOR BOLTS, TEMPLATES AND ALL OTHERSTRUCTURAL COMPONENTS SUITABLE FOR 66KV DOUBLE CIRCUIT (SINGLE COVEREDCONDUCTOR) WZ-3 COASTAL (VERTICAL CONFIGURATION) - TENSION POLE TYPEPC+9.0 | EA | 16 |  | INCLUDED |  | INCLUDED | 0 | INCLUDED | 0 | 0 | 0 | 0 | 0 | 0 | 0 | 0 | 0 | 0 | 0 | 0 | 18 | 0 | 0 | 0 | 0 | 0 | 0
15 | 7000035094 | 150 | 66kV D/C Poles | 1000080014 | 18 | DESIGN, FABRICATION, GALVANISING AND SUPPLY OF TRANSMISSION LINE STEELMONOPOLE INCLUDING ANCHOR PLATE, ANCHOR BOLTS, TEMPLATES AND ALL OTHERSTRUCTURAL COMPONENTS SUITABLE FOR 66KV DOUBLE CIRCUIT (SINGLE COVEREDCONDUCTOR) WZ-3 COASTAL (VERTICAL CONFIGURATION) - TENSION POLE TYPEPD+0 | EA | 14 |  | INCLUDED |  | INCLUDED | 0 | INCLUDED | 0 | 0 | 0 | 0 | 0 | 0 | 0 | 0 | 0 | 0 | 0 | 0 | 18 | 0 | 0 | 0 | 0 | 0 | 0
16 | 7000035094 | 160 | 66kV D/C Poles | 1000080018 | 18 | DESIGN, FABRICATION, GALVANISING AND SUPPLY OF TRANSMISSION LINE STEELMONOPOLE INCLUDING ANCHOR PLATE, ANCHOR BOLTS, TEMPLATES AND ALL OTHERSTRUCTURAL COMPONENTS SUITABLE FOR 66KV DOUBLE CIRCUIT (SINGLE COVEREDCONDUCTOR) WZ-3 COASTAL (VERTICAL CONFIGURATION) - TENSION POLE TYPEPD+6.0 | EA | 1 |  | INCLUDED |  | INCLUDED | 0 | INCLUDED | 0 | 0 | 0 | 0 | 0 | 0 | 0 | 0 | 0 | 0 | 0 | 0 | 18 | 0 | 0 | 0 | 0 | 0 | 0
17 | 7000035094 | 170 | 66kV D/C Poles | 1000080019 | 18 | DESIGN, FABRICATION, GALVANISING AND SUPPLY OF TRANSMISSION LINE STEELMONOPOLE INCLUDING ANCHOR PLATE, ANCHOR BOLTS, TEMPLATES AND ALL OTHERSTRUCTURAL COMPONENTS SUITABLE FOR 66KV DOUBLE CIRCUIT (SINGLE COVEREDCONDUCTOR) WZ-3 COASTAL (VERTICAL CONFIGURATION) - TENSION POLE TYPEPD+9.0 | EA | 20 |  | INCLUDED |  | INCLUDED | 0 | INCLUDED | 0 | 0 | 0 | 0 | 0 | 0 | 0 | 0 | 0 | 0 | 0 | 0 | 18 | 0 | 0 | 0 | 0 | 0 | 0
18 | 7000035094 | 180 | 66kV Conductor (Covered+Bare) | 1000030845 | 18 | AAAC PANTHER CONDUCTOR | KM | 24 |  | INCLUDED |  | INCLUDED | 0 | INCLUDED | 0 | 0 | 0 | 0 | 0 | 0 | 0 | 0 | 0 | 0 | 0 | 0 | 18 | 0 | 0 | 0 | 0 | 0 | 0
19 | 7000035094 | 190 | 66kV Conductor (Covered+Bare) | 1000079992 | 18 | SUPPLY OF 66KV AAAC MEDIUM VOLTAGE COVERED CONDUCTOR (MVCC) | KM | 246 |  | INCLUDED |  | INCLUDED | 0 | INCLUDED | 0 | 0 | 0 | 0 | 0 | 0 | 0 | 0 | 0 | 0 | 0 | 0 | 18 | 0 | 0 | 0 | 0 | 0 | 0
20 | 7000035094 | 200 | 66kV CLR Insulators | 1000079964 | 18 | SUPPLY OF 66KV 90KN COMPOSITE LONG ROD INSULATOR (MARINE/COASTAL) BALL&CLEVIS | EA | 132 |  | INCLUDED |  | INCLUDED | 0 | INCLUDED | 0 | 0 | 0 | 0 | 0 | 0 | 0 | 0 | 0 | 0 | 0 | 0 | 18 | 0 | 0 | 0 | 0 | 0 | 0
21 | 7000035094 | 210 | 66kV CLR Insulators | 1000079965 | 18 | SUPPLY OF 66KV 90KN COMPOSITE LONG ROD INSULATOR (MARINE/COASTAL)CLEVIS AND TONGUE | EA | 2514 |  | INCLUDED |  | INCLUDED | 0 | INCLUDED | 0 | 0 | 0 | 0 | 0 | 0 | 0 | 0 | 0 | 0 | 0 | 0 | 18 | 0 | 0 | 0 | 0 | 0 | 0
22 | 7000035094 | 330 | Towers and Pole Accessories | 1000075793 | 18 | SUPPLY OF BIRD GUARD (SET OF THREE) FOR 66KV MONOPOLE | EA | 462 |  | INCLUDED |  | INCLUDED | 0 | INCLUDED | 0 | 0 | 0 | 0 | 0 | 0 | 0 | 0 | 0 | 0 | 0 | 0 | 18 | 0 | 0 | 0 | 0 | 0 | 0
23 | 7000035094 | 220 | Towers and Pole Accessories | 1000075692 | 18 | SUPPLY OF ANTICLIMBING DEVICE FOR 66KV MONOPOLE | EA | 325 |  | INCLUDED |  | INCLUDED | 0 | INCLUDED | 0 | 0 | 0 | 0 | 0 | 0 | 0 | 0 | 0 | 0 | 0 | 0 | 18 | 0 | 0 | 0 | 0 | 0 | 0
24 | 7000035094 | 230 | Towers and Pole Accessories | 1000075693 | 18 | SUPPLY OF CIRCUIT PLATE(SET OF TWO) FOR 66KV MONOPOLE | EA | 325 |  | INCLUDED |  | INCLUDED | 0 | INCLUDED | 0 | 0 | 0 | 0 | 0 | 0 | 0 | 0 | 0 | 0 | 0 | 0 | 18 | 0 | 0 | 0 | 0 | 0 | 0
25 | 7000035094 | 240 | Towers and Pole Accessories | 1000075694 | 18 | SUPPLY OF DANGER PLATE FOR 66KV MONOPOLE | EA | 325 |  | INCLUDED |  | INCLUDED | 0 | INCLUDED | 0 | 0 | 0 | 0 | 0 | 0 | 0 | 0 | 0 | 0 | 0 | 0 | 18 | 0 | 0 | 0 | 0 | 0 | 0
26 | 7000035094 | 250 | Towers and Pole Accessories | 1000075701 | 18 | SUPPLY OF PHASE PLATE FOR 66KV MONOPOLE | EA | 650 |  | INCLUDED |  | INCLUDED | 0 | INCLUDED | 0 | 0 | 0 | 0 | 0 | 0 | 0 | 0 | 0 | 0 | 0 | 0 | 18 | 0 | 0 | 0 | 0 | 0 | 0
27 | 7000035094 | 320 | Towers and Pole Accessories | 1000075834 | 18 | SUPPLY OF NUMBER PLATE FOR 66KV MONOPOLE | EA | 325 |  | INCLUDED |  | INCLUDED | 0 | INCLUDED | 0 | 0 | 0 | 0 | 0 | 0 | 0 | 0 | 0 | 0 | 0 | 0 | 18 | 0 | 0 | 0 | 0 | 0 | 0
28 | 7000035094 | 260 | Towers and Pole Accessories | 1000034828 | 18 | NUMBER PLATE FOR 66 KV TOWER | EA | 10 |  | INCLUDED |  | INCLUDED | 0 | INCLUDED | 0 | 0 | 0 | 0 | 0 | 0 | 0 | 0 | 0 | 0 | 0 | 0 | 18 | 0 | 0 | 0 | 0 | 0 | 0
29 | 7000035094 | 270 | Towers and Pole Accessories | 1000017508 | 18 | Phase Plate (Set of three) | SET | 20 |  | INCLUDED |  | INCLUDED | 0 | INCLUDED | 0 | 0 | 0 | 0 | 0 | 0 | 0 | 0 | 0 | 0 | 0 | 0 | 18 | 0 | 0 | 0 | 0 | 0 | 0
30 | 7000035094 | 280 | Towers and Pole Accessories | 1000009119 | 18 | Circuit Plate (Set of two) | SET | 10 |  | INCLUDED |  | INCLUDED | 0 | INCLUDED | 0 | 0 | 0 | 0 | 0 | 0 | 0 | 0 | 0 | 0 | 0 | 0 | 18 | 0 | 0 | 0 | 0 | 0 | 0
31 | 7000035094 | 290 | Towers and Pole Accessories | 1000027419 | 18 | Anti-Climbing Devices | EA | 10 |  | INCLUDED |  | INCLUDED | 0 | INCLUDED | 0 | 0 | 0 | 0 | 0 | 0 | 0 | 0 | 0 | 0 | 0 | 0 | 18 | 0 | 0 | 0 | 0 | 0 | 0
32 | 7000035094 | 340 | Towers and Pole Accessories | 1000032563 | 18 | DANGER PLATE FOR 66 KV TOWER | EA | 10 |  | INCLUDED |  | INCLUDED | 0 | INCLUDED | 0 | 0 | 0 | 0 | 0 | 0 | 0 | 0 | 0 | 0 | 0 | 0 | 18 | 0 | 0 | 0 | 0 | 0 | 0
33 | 7000035094 | 300 | Towers and Pole Accessories | 1000078225 | 18 | SUPPLY OF BIRD DIVERTER LED TYPE | EA | 2474 |  | INCLUDED |  | INCLUDED | 0 | INCLUDED | 0 | 0 | 0 | 0 | 0 | 0 | 0 | 0 | 0 | 0 | 0 | 0 | 18 | 0 | 0 | 0 | 0 | 0 | 0
34 | 7000035094 | 310 | Towers and Pole Accessories | 1000078224 | 18 | SUPPLY OF BIRD DIVERTER NON-LED TYPE | EA | 9896 |  | INCLUDED |  | INCLUDED | 0 | INCLUDED | 0 | 0 | 0 | 0 | 0 | 0 | 0 | 0 | 0 | 0 | 0 | 0 | 18 | 0 | 0 | 0 | 0 | 0 | 0
35 | 7000035094 | 350 | Hardware fitting (Covered+Bare) | 1000079958 | 18 | SUPPLY OF DOUBLE TENSION STRING 66KV SINGLE AAAC PANTHER CONDUCTOR | SET | 12 |  | INCLUDED |  | INCLUDED | 0 | INCLUDED | 0 | 0 | 0 | 0 | 0 | 0 | 0 | 0 | 0 | 0 | 0 | 0 | 18 | 0 | 0 | 0 | 0 | 0 | 0
36 | 7000035094 | 360 | Hardware fitting (Covered+Bare) | 1000079960 | 18 | SUPPLY OF SINGLE TENSION STRING 66KV SINGLE AAAC PANTHER CONDUCTOR | SET | 108 |  | INCLUDED |  | INCLUDED | 0 | INCLUDED | 0 | 0 | 0 | 0 | 0 | 0 | 0 | 0 | 0 | 0 | 0 | 0 | 18 | 0 | 0 | 0 | 0 | 0 | 0
37 | 7000035094 | 370 | Hardware fitting (Covered+Bare) | 1000080021 | 18 | SUSPENSION CLAMP (HANGING TYPE INSULATOR) 66KV AAAC PANTHER EQUIVALENTCONDUCTOR | EA | 1386 |  | INCLUDED |  | INCLUDED | 0 | INCLUDED | 0 | 0 | 0 | 0 | 0 | 0 | 0 | 0 | 0 | 0 | 0 | 0 | 18 | 0 | 0 | 0 | 0 | 0 | 0
38 | 7000035094 | 380 | Hardware fitting (Covered+Bare) | 1000080022 | 18 | TENSION/ANCHORING CLAMP HELICAL TYPE 66KV COVERED AAAC PANTHEREQUIVALENT CONDUCTOR | EA | 564 |  | INCLUDED |  | INCLUDED | 0 | INCLUDED | 0 | 0 | 0 | 0 | 0 | 0 | 0 | 0 | 0 | 0 | 0 | 0 | 18 | 0 | 0 | 0 | 0 | 0 | 0
39 | 7000035905 | 10 | Hardware fitting (Covered+Bare) | 1000080775 | 18 | COMPRESSION DEAD END WITH HEAT SHRINKABLE INSULATION SLEEVE FOR 66KVAAAC PANTHER EQUIVALENT CONDUCTOR | EA | 564 |  | INCLUDED |  | INCLUDED | 0 | INCLUDED | 0 | 0 | 0 | 0 | 0 | 0 |  |  |  | 0
40 | 7000035094 | 390 | Conductor Acc (Covered+Bare) | 1000079961 | 18 | MIDSPAN COMPRESSION JOINT 66KV AAAC PANTHER CONDUCTOR | EA | 2 |  | INCLUDED |  | INCLUDED | 0 | INCLUDED | 0 | 0 | 0 | 0 | 0 | 0 | 0 | 0 | 0 | 0 | 0 | 0 | 18 | 0 | 0 | 0 | 0 | 0 | 0
41 | 7000035094 | 400 | Conductor Acc (Covered+Bare) | 1000079962 | 18 | REPAIR SLEEVES 66KV AAAC PANTHER CONDUCTOR | EA | 1 |  | INCLUDED |  | INCLUDED | 0 | INCLUDED | 0 | 0 | 0 | 0 | 0 | 0 | 0 | 0 | 0 | 0 | 0 | 0 | 18 | 0 | 0 | 0 | 0 | 0 | 0
42 | 7000035094 | 410 | Conductor Acc (Covered+Bare) | 1000079963 | 18 | VIBRATION DAMPER 66KV AAAC PANTHER CONDUCTOR | EA | 240 |  | INCLUDED |  | INCLUDED | 0 | INCLUDED | 0 | 0 | 0 | 0 | 0 | 0 | 0 | 0 | 0 | 0 | 0 | 0 | 18 | 0 | 0 | 0 | 0 | 0 | 0
43 | 7000035094 | 420 | Conductor Acc (Covered+Bare) | 1000075697 | 18 | INSULATION PIERCING CONNECTOR WITH ALUMINUM BAIL (MAINTAINCE EARTHING) | EA | 28 |  | INCLUDED |  | INCLUDED | 0 | INCLUDED | 0 | 0 | 0 | 0 | 0 | 0 | 0 | 0 | 0 | 0 | 0 | 0 | 18 | 0 | 0 | 0 | 0 | 0 | 0
44 | 7000035094 | 430 | Conductor Acc (Covered+Bare) | 1000079993 | 18 | 66KV EARTH PARKING DEVICE | EA | 28 |  | INCLUDED |  | INCLUDED | 0 | INCLUDED | 0 | 0 | 0 | 0 | 0 | 0 | 0 | 0 | 0 | 0 | 0 | 0 | 18 | 0 | 0 | 0 | 0 | 0 | 0
45 | 7000035094 | 440 | Conductor Acc (Covered+Bare) | 1000079994 | 18 | HEAT SHRINKABLE END CAP 66KV COVERED PANTHER EQUIVALENT CONDUCTOR | EA | 25 |  | INCLUDED |  | INCLUDED | 0 | INCLUDED | 0 | 0 | 0 | 0 | 0 | 0 | 0 | 0 | 0 | 0 | 0 | 0 | 18 | 0 | 0 | 0 | 0 | 0 | 0
46 | 7000035094 | 450 | Conductor Acc (Covered+Bare) | 1000079995 | 18 | MIDSPAN JOINT FOR 66KV COVERED AAAC PANTHER EQUIVALENT CONDUCTOR | EA | 244 |  | INCLUDED |  | INCLUDED | 0 | INCLUDED | 0 | 0 | 0 | 0 | 0 | 0 | 0 | 0 | 0 | 0 | 0 | 0 | 18 | 0 | 0 | 0 | 0 | 0 | 0
47 | 7000035094 | 460 | Conductor Acc (Covered+Bare) | 1000080020 | 18 | 66KV SURGE ARRESTOR FOR MONOPOLE WITH COVERED CONDUCTOR | EA | 122 |  | INCLUDED |  | INCLUDED | 0 | INCLUDED | 0 | 0 | 0 | 0 | 0 | 0 | 0 | 0 | 0 | 0 | 0 | 0 | 18 | 0 | 0 | 0 | 0 | 0 | 0
48 | 7000035094 | 470 | Conductor Acc (Covered+Bare) | 1000080024 | 18 | TERMINATION KIT/LUG FOR END CONNECTION - EACH CORE 66KV AAAC PANTHEREQUIVALENT CONDUCTOR | EA | 25 |  | INCLUDED |  | INCLUDED | 0 | INCLUDED | 0 | 0 | 0 | 0 | 0 | 0 | 0 | 0 | 0 | 0 | 0 | 0 | 18 | 0 | 0 | 0 | 0 | 0 | 0
49 | 7000035094 | 480 | Conductor Acc (Covered+Bare) | 1000075698 | 18 | MECHANICAL CONNECTOR/INSULATION PIERCING CONNECTOR - FOR BARE TOCOVERED CONNECTION | EA | 150 |  | INCLUDED |  | INCLUDED | 0 | INCLUDED | 0 | 0 | 0 | 0 | 0 | 0 | 0 | 0 | 0 | 0 | 0 | 0 | 18 | 0 | 0 | 0 | 0 | 0 | 0
50 | 7000035094 | 490 | Conductor Acc (Covered+Bare) | 1000080042 | 18 | TRACKING INSULATION PIERCING CONNECTOR (IPC) FOR 66KV COVEREDCONDCUTOR | EA | 2514 |  | INCLUDED |  | INCLUDED | 0 | INCLUDED | 0 | 0 | 0 | 0 | 0 | 0 | 0 | 0 | 0 | 0 | 0 | 0 | 18 | 0 | 0 | 0 | 0 | 0 | 0
51 | 7000035094 | 1360 | Conductor Acc (Covered+Bare) | 1000080083 | 18 | VIBRATION DAMPERS FOR 66KV COVERED CONDCUTOR | EA | 838 |  | INCLUDED |  | INCLUDED | 0 | INCLUDED | 0 | 0 | 0 | 0 | 0 | 0 | 0 | 0 | 0 | 0 | 0 | 0 | 18 | 0 | 0 | 0 | 0 | 0 | 0
52 | 7000035094 | 500 | Aviation Requirement | 1000019903 | 18 | Supply of Span Marker for Aviation | EA | 10 |  | INCLUDED |  | INCLUDED | 0 | INCLUDED | 0 | 0 | 0 | 0 | 0 | 0 | 0 | 0 | 0 | 0 | 0 | 0 | 18 | 0 | 0 | 0 | 0 | 0 | 0
53 | 7000035094 | 510 | Aviation Requirement | 1000016663 | 18 | Supply of Obstruction Lights (as perIS5613)-1 Medium Intensity + 2LowIntensity | SET | 8 |  | INCLUDED |  | INCLUDED | 0 | INCLUDED | 0 | 0 | 0 | 0 | 0 | 0 | 0 | 0 | 0 | 0 | 0 | 0 | 18 | 0 | 0 | 0 | 0 | 0 | 0
54 | 7000035094 | 520 | Aviation Requirement | 1000016664 | 18 | Supply of Obstruction Lights (as per IS5613)-1 Medium Intensity + 4 LowIntensity | SET | 2 |  | INCLUDED |  | INCLUDED | 0 | INCLUDED | 0 | 0 | 0 | 0 | 0 | 0 | 0 | 0 | 0 | 0 | 0 | 0 | 18 | 0 | 0 | 0 | 0 | 0 | 0
55 | 7000035094 | 530 | Earthing | 1000017587 | 18 | Supply of Pipe Type Earthing | EA | 228 |  | INCLUDED |  | INCLUDED | 0 | INCLUDED | 0 | 0 | 0 | 0 | 0 | 0 | 0 | 0 | 0 | 0 | 0 | 0 | 18 | 0 | 0 | 0 | 0 | 0 | 0
56 | 7000035094 | 540 | Earthing | 1000045873 | 18 | PIPE TYPE CHEMICAL EARTHING | EA | 33 |  | INCLUDED |  | INCLUDED | 0 | INCLUDED | 0 | 0 | 0 | 0 | 0 | 0 | 0 | 0 | 0 | 0 | 0 | 0 | 18 | 0 | 0 | 0 | 0 | 0 | 0
57 | 7000035094 | 550 | Earthing | 1000010003 | 18 | Supply of Counterpoise type earthing (120 mlength) | EA | 60 |  | INCLUDED |  | INCLUDED | 0 | INCLUDED | 0 | 0 | 0 | 0 | 0 | 0 | 0 | 0 | 0 | 0 | 0 | 0 | 18 | 0 | 0 | 0 | 0 | 0 | 0
58 | 7000035094 | 560 | Earthing | 1000048808 | 18 | SUPPLY OF CHEMICAL EARTHING: COUNTERPOISE TYPE (120M LENGTH) | EA | 7 |  | INCLUDED |  | INCLUDED | 0 | INCLUDED | 0 | 0 | 0 | 0 | 0 | 0 | 0 | 0 | 0 | 0 | 0 | 0 | 18 | 0 | 0 | 0 | 0 | 0 | 0
59 | 7000035094 | 570 | Earthing | 1000034135 | 18 | EARTHING OF PILE FOUNDATION LOCATIONS | MT | 7 |  | INCLUDED |  | INCLUDED | 0 | INCLUDED | 0 | 0 | 0 | 0 | 0 | 0 | 0 | 0 | 0 | 0 | 0 | 0 | 18 | 0 | 0 | 0 | 0 | 0 | 0
60 | 7000035094 | 580 | Earthing | 1000019718 | 18 | Supply of Shieldwire EarthingincludingPG clamps, downlead clampsbutexcluding Earthwire bits for Pipetypeearthing | EA | 7 |  | INCLUDED |  | INCLUDED | 0 | INCLUDED | 0 | 0 | 0 | 0 | 0 | 0 | 0 | 0 | 0 | 0 | 0 | 0 | 18 | 0 | 0 | 0 | 0 | 0 | 0
61 | 7000035094 | 590 | Earthing | 1000019717 | 18 | Supply of Shieldwire EarthingincludingPG clamps, downlead clampsbutexcluding Earthwire bitsforCounterpoise type earthing | EA | 1 |  | INCLUDED |  | INCLUDED | 0 | INCLUDED | 0 | 0 | 0 | 0 | 0 | 0 | 0 | 0 | 0 | 0 | 0 | 0 | 18 | 0 | 0 | 0 | 0 | 0 | 0
62 | 7000035094 | 600 | Earthing | 1000038340 | 18 | ROD TYPE EARTHING | EA | 261 |  | INCLUDED |  | INCLUDED | 0 | INCLUDED | 0 | 0 | 0 | 0 | 0 | 0 | 0 | 0 | 0 | 0 | 0 | 0 | 18 | 0 | 0 | 0 | 0 | 0 | 0
63 | 7000035094 | 610 | 66kV D/C Poles (Spare) | 1000079996 | 18 | DESIGN, FABRICATION, GALVANISING AND SUPPLY OF TRANSMISSION LINE STEELMONOPOLE INCLUDING ANCHOR PLATE, ANCHOR BOLTS, TEMPLATES AND ALL OTHERSTRUCTURAL COMPONENTS SUITABLE FOR 66KV DOUBLE CIRCUIT (SINGLE COVEREDCONDUCTOR) WZ-3 COASTAL (VERTICAL CONFIGURATION) - SUSPENSION POLETYPE PA+0 | EA | 1 |  | INCLUDED |  | INCLUDED | 0 | INCLUDED | 0 | 0 | 0 | 0 | 0 | 0 | 0 | 0 | 0 | 0 | 0 | 0 | 18 | 0 | 0 | 0 | 0 | 0 | 0
64 | 7000035094 | 620 | 66kV D/C Poles (Spare) | 1000079999 | 18 | DESIGN, FABRICATION, GALVANISING AND SUPPLY OF TRANSMISSION LINE STEELMONOPOLE INCLUDING ANCHOR PLATE, ANCHOR BOLTS, TEMPLATES AND ALL OTHERSTRUCTURAL COMPONENTS SUITABLE FOR 66KV DOUBLE CIRCUIT (SINGLE COVEREDCONDUCTOR) WZ-3 COASTAL (VERTICAL CONFIGURATION) - SUSPENSION POLETYPE PA+3.0 | EA | 1 |  | INCLUDED |  | INCLUDED | 0 | INCLUDED | 0 | 0 | 0 | 0 | 0 | 0 | 0 | 0 | 0 | 0 | 0 | 0 | 18 | 0 | 0 | 0 | 0 | 0 | 0
65 | 7000035094 | 630 | 66kV D/C Poles (Spare) | 1000080000 | 18 | DESIGN, FABRICATION, GALVANISING AND SUPPLY OF TRANSMISSION LINE STEELMONOPOLE INCLUDING ANCHOR PLATE, ANCHOR BOLTS, TEMPLATES AND ALL OTHERSTRUCTURAL COMPONENTS SUITABLE FOR 66KV DOUBLE CIRCUIT (SINGLE COVEREDCONDUCTOR) WZ-3 COASTAL (VERTICAL CONFIGURATION) - SUSPENSION POLETYPE PA+6.0 | EA | 1 |  | INCLUDED |  | INCLUDED | 0 | INCLUDED | 0 | 0 | 0 | 0 | 0 | 0 | 0 | 0 | 0 | 0 | 0 | 0 | 18 | 0 | 0 | 0 | 0 | 0 | 0
66 | 7000035094 | 640 | 66kV D/C Poles (Spare) | 1000080001 | 18 | DESIGN, FABRICATION, GALVANISING AND SUPPLY OF TRANSMISSION LINE STEELMONOPOLE INCLUDING ANCHOR PLATE, ANCHOR BOLTS, TEMPLATES AND ALL OTHERSTRUCTURAL COMPONENTS SUITABLE FOR 66KV DOUBLE CIRCUIT (SINGLE COVEREDCONDUCTOR) WZ-3 COASTAL (VERTICAL CONFIGURATION) - SUSPENSION POLETYPE PA+9.0 | EA | 1 |  | INCLUDED |  | INCLUDED | 0 | INCLUDED | 0 | 0 | 0 | 0 | 0 | 0 | 0 | 0 | 0 | 0 | 0 | 0 | 18 | 0 | 0 | 0 | 0 | 0 | 0
67 | 7000035094 | 650 | 66kV D/C Poles (Spare) | 1000080002 | 18 | DESIGN, FABRICATION, GALVANISING AND SUPPLY OF TRANSMISSION LINE STEELMONOPOLE INCLUDING ANCHOR PLATE, ANCHOR BOLTS, TEMPLATES AND ALL OTHERSTRUCTURAL COMPONENTS SUITABLE FOR 66KV DOUBLE CIRCUIT (SINGLE COVEREDCONDUCTOR) WZ-3 COASTAL(VERTICAL CONFIGURATION) - TENSION POLE TYPEPB+0 | EA | 1 |  | INCLUDED |  | INCLUDED | 0 | INCLUDED | 0 | 0 | 0 | 0 | 0 | 0 | 0 | 0 | 0 | 0 | 0 | 0 | 18 | 0 | 0 | 0 | 0 | 0 | 0
68 | 7000035094 | 660 | 66kV D/C Poles (Spare) | 1000080007 | 18 | DESIGN, FABRICATION, GALVANISING AND SUPPLY OF TRANSMISSION LINE STEELMONOPOLE INCLUDING ANCHOR PLATE, ANCHOR BOLTS, TEMPLATES AND ALL OTHERSTRUCTURAL COMPONENTS SUITABLE FOR 66KV DOUBLE CIRCUIT (SINGLE COVEREDCONDUCTOR) WZ-3 COASTAL (VERTICAL CONFIGURATION) - TENSION POLE TYPEPB+9.0 | EA | 1 |  | INCLUDED |  | INCLUDED | 0 | INCLUDED | 0 | 0 | 0 | 0 | 0 | 0 | 0 | 0 | 0 | 0 | 0 | 0 | 18 | 0 | 0 | 0 | 0 | 0 | 0
69 | 7000035094 | 670 | 66kV D/C Poles (Spare) | 1000080008 | 18 | DESIGN, FABRICATION, GALVANISING AND SUPPLY OF TRANSMISSION LINE STEELMONOPOLE INCLUDING ANCHOR PLATE, ANCHOR BOLTS, TEMPLATES AND ALL OTHERSTRUCTURAL COMPONENTS SUITABLE FOR 66KV DOUBLE CIRCUIT (SINGLE COVEREDCONDUCTOR) WZ-3 COASTAL (VERTICAL CONFIGURATION) - TENSION POLE TYPEPC+0 | EA | 1 |  | INCLUDED |  | INCLUDED | 0 | INCLUDED | 0 | 0 | 0 | 0 | 0 | 0 | 0 | 0 | 0 | 0 | 0 | 0 | 18 | 0 | 0 | 0 | 0 | 0 | 0
70 | 7000035094 | 680 | 66kV D/C Poles (Spare) | 1000080013 | 18 | DESIGN, FABRICATION, GALVANISING AND SUPPLY OF TRANSMISSION LINE STEELMONOPOLE INCLUDING ANCHOR PLATE, ANCHOR BOLTS, TEMPLATES AND ALL OTHERSTRUCTURAL COMPONENTS SUITABLE FOR 66KV DOUBLE CIRCUIT (SINGLE COVEREDCONDUCTOR) WZ-3 COASTAL (VERTICAL CONFIGURATION) - TENSION POLE TYPEPC+9.0 | EA | 1 |  | INCLUDED |  | INCLUDED | 0 | INCLUDED | 0 | 0 | 0 | 0 | 0 | 0 | 0 | 0 | 0 | 0 | 0 | 0 | 18 | 0 | 0 | 0 | 0 | 0 | 0
71 | 7000035094 | 690 | 66kV D/C Poles (Spare) | 1000080014 | 18 | DESIGN, FABRICATION, GALVANISING AND SUPPLY OF TRANSMISSION LINE STEELMONOPOLE INCLUDING ANCHOR PLATE, ANCHOR BOLTS, TEMPLATES AND ALL OTHERSTRUCTURAL COMPONENTS SUITABLE FOR 66KV DOUBLE CIRCUIT (SINGLE COVEREDCONDUCTOR) WZ-3 COASTAL (VERTICAL CONFIGURATION) - TENSION POLE TYPEPD+0 | EA | 1 |  | INCLUDED |  | INCLUDED | 0 | INCLUDED | 0 | 0 | 0 | 0 | 0 | 0 | 0 | 0 | 0 | 0 | 0 | 0 | 18 | 0 | 0 | 0 | 0 | 0 | 0
72 | 7000035094 | 700 | 66kV D/C Poles (Spare) | 1000080018 | 18 | DESIGN, FABRICATION, GALVANISING AND SUPPLY OF TRANSMISSION LINE STEELMONOPOLE INCLUDING ANCHOR PLATE, ANCHOR BOLTS, TEMPLATES AND ALL OTHERSTRUCTURAL COMPONENTS SUITABLE FOR 66KV DOUBLE CIRCUIT (SINGLE COVEREDCONDUCTOR) WZ-3 COASTAL (VERTICAL CONFIGURATION) - TENSION POLE TYPEPD+6.0 | EA | 1 |  | INCLUDED |  | INCLUDED | 0 | INCLUDED | 0 | 0 | 0 | 0 | 0 | 0 | 0 | 0 | 0 | 0 | 0 | 0 | 18 | 0 | 0 | 0 | 0 | 0 | 0
73 | 7000035094 | 710 | 66kV D/C Poles (Spare) | 1000080019 | 18 | DESIGN, FABRICATION, GALVANISING AND SUPPLY OF TRANSMISSION LINE STEELMONOPOLE INCLUDING ANCHOR PLATE, ANCHOR BOLTS, TEMPLATES AND ALL OTHERSTRUCTURAL COMPONENTS SUITABLE FOR 66KV DOUBLE CIRCUIT (SINGLE COVEREDCONDUCTOR) WZ-3 COASTAL (VERTICAL CONFIGURATION) - TENSION POLE TYPEPD+9.0 | EA | 1 |  | INCLUDED |  | INCLUDED | 0 | INCLUDED | 0 | 0 | 0 | 0 | 0 | 0 | 0 | 0 | 0 | 0 | 0 | 0 | 18 | 0 | 0 | 0 | 0 | 0 | 0
74 | 7000035094 | 720 | Normal Lattice Tower (Spare) | 1000031890 | 18 | FABRICATION, GALVANIZING (UNDER MARINE ENVIRONMENT) AND SUPPLY OFVARIOUS TYPE OF TOWER & TOWER PARTS, TOWER EXTENSIONS (COMPLETE)EXCLUDING BOLTS & NUTS, STEP BOLTS AND STUBS BUT INCLUDING HANGERS,D-SHACKLES, PACK WASHER ETC.- HT STEEL FOR NORMAL TOWERS | MT | 1.02 |  | INCLUDED |  | INCLUDED | 0 | INCLUDED | 0 | 0 | 0 | 0 | 0 | 0 | 0 | 0 | 0 | 0 | 0 | 0 | 18 | 0 | 0 | 0 | 0 | 0 | 0
75 | 7000035094 | 730 | Normal Lattice Tower (Spare) | 1000031894 | 18 | FABRICATION, GALVANIZING (UNDER MARINE ENVIRONMENT) AND SUPPLY OFVARIOUS TYPE OF TOWER & TOWER PARTS, TOWER EXTENSIONS (COMPLETE)EXCLUDING BOLTS & NUTS, STEP BOLTS AND STUBS BUT INCLUDING HANGERS,D-SHACKLES, PACK WASHER ETC.- MS STEEL FOR NORMAL TOWERS | MT | 1.378 |  | INCLUDED |  | INCLUDED | 0 | INCLUDED | 0 | 0 | 0 | 0 | 0 | 0 | 0 | 0 | 0 | 0 | 0 | 0 | 18 | 0 | 0 | 0 | 0 | 0 | 0
76 | 7000035094 | 740 | Normal Lattice Tower (Spare) | 1000031892 | 18 | FABRICATION, GALVANIZING (UNDER MARINE ENVIRONMENT) AND SUPPLY OFSTUBS & CLEATS FOR VARIOUS TYPE OF TOWERS, TOWER EXTENSIONS (COMPLETE)WITH PACK WASHERS, EXCLUDING BOLTS & NUTS- HT STEEL FOR NORMAL TOWERS | MT | 0.06 |  | INCLUDED |  | INCLUDED | 0 | INCLUDED | 0 | 0 | 0 | 0 | 0 | 0 | 0 | 0 | 0 | 0 | 0 | 0 | 18 | 0 | 0 | 0 | 0 | 0 | 0
77 | 7000035094 | 750 | Normal Lattice Tower (Spare) | 1000031896 | 18 | FABRICATION, GALVANIZING (UNDER MARINE ENVIRONMENT) AND SUPPLY OFSTUBS & CLEATS FOR VARIOUS TYPE OF TOWERS, TOWER EXTENSIONS (COMPLETE)WITH PACK WASHERS, EXCLUDING BOLTS & NUTS- MS STEEL FOR NORMAL TOWERS | MT | 0.009 |  | INCLUDED |  | INCLUDED | 0 | INCLUDED | 0 | 0 | 0 | 0 | 0 | 0 | 0 | 0 | 0 | 0 | 0 | 0 | 18 | 0 | 0 | 0 | 0 | 0 | 0
78 | 7000035094 | 760 | Normal Lattice Tower (Spare) | 1000013472 | 18 | Supply of Hexagonal Bolts & Nuts fortowers including Step Bolts,SpringWashers etc. | MT | 0.86 |  | INCLUDED |  | INCLUDED | 0 | INCLUDED | 0 | 0 | 0 | 0 | 0 | 0 | 0 | 0 | 0 | 0 | 0 | 0 | 18 | 0 | 0 | 0 | 0 | 0 | 0
79 | 7000035094 | 770 | Normal Lattice Tower (Spare) | 1000007847 | 18 | Supply of Bolts & Nuts for Stubsincluding Spring Washers etc. | MT | 0.002 |  | INCLUDED |  | INCLUDED | 0 | INCLUDED | 0 | 0 | 0 | 0 | 0 | 0 | 0 | 0 | 0 | 0 | 0 | 0 | 18 | 0 | 0 | 0 | 0 | 0 | 0
80 | 7000035094 | 780 | 66kV CLR Insulators (Spare) | 1000079964 | 18 | SUPPLY OF 66KV 90KN COMPOSITE LONG ROD INSULATOR (MARINE/COASTAL) BALL&CLEVIS | EA | 14 |  | INCLUDED |  | INCLUDED | 0 | INCLUDED | 0 | 0 | 0 | 0 | 0 | 0 | 0 | 0 | 0 | 0 | 0 | 0 | 18 | 0 | 0 | 0 | 0 | 0 | 0
81 | 7000035094 | 790 | 66kV CLR Insulators (Spare) | 1000079965 | 18 | SUPPLY OF 66KV 90KN COMPOSITE LONG ROD INSULATOR (MARINE/COASTAL)CLEVIS AND TONGUE | EA | 251 |  | INCLUDED |  | INCLUDED | 0 | INCLUDED | 0 | 0 | 0 | 0 | 0 | 0 | 0 | 0 | 0 | 0 | 0 | 0 | 18 | 0 | 0 | 0 | 0 | 0 | 0
82 | 7000035094 | 800 | Hardware fitting (Covered+Bare) Spare | 1000079958 | 18 | SUPPLY OF DOUBLE TENSION STRING 66KV SINGLE AAAC PANTHER CONDUCTOR | SET | 1 |  | INCLUDED |  | INCLUDED | 0 | INCLUDED | 0 | 0 | 0 | 0 | 0 | 0 | 0 | 0 | 0 | 0 | 0 | 0 | 18 | 0 | 0 | 0 | 0 | 0 | 0
83 | 7000035094 | 810 | Hardware fitting (Covered+Bare) Spare | 1000079960 | 18 | SUPPLY OF SINGLE TENSION STRING 66KV SINGLE AAAC PANTHER CONDUCTOR | SET | 4 |  | INCLUDED |  | INCLUDED | 0 | INCLUDED | 0 | 0 | 0 | 0 | 0 | 0 | 0 | 0 | 0 | 0 | 0 | 0 | 18 | 0 | 0 | 0 | 0 | 0 | 0
84 | 7000035094 | 820 | Hardware fitting (Covered+Bare) Spare | 1000080021 | 18 | SUSPENSION CLAMP (HANGING TYPE INSULATOR) 66KV AAAC PANTHER EQUIVALENTCONDUCTOR | EA | 27 |  | INCLUDED |  | INCLUDED | 0 | INCLUDED | 0 | 0 | 0 | 0 | 0 | 0 | 0 | 0 | 0 | 0 | 0 | 0 | 18 | 0 | 0 | 0 | 0 | 0 | 0
85 | 7000035094 | 830 | Hardware fitting (Covered+Bare) Spare | 1000080022 | 18 | TENSION/ANCHORING CLAMP HELICAL TYPE 66KV COVERED AAAC PANTHEREQUIVALENT CONDUCTOR | EA | 22 |  | INCLUDED |  | INCLUDED | 0 | INCLUDED | 0 | 0 | 0 | 0 | 0 | 0 | 0 | 0 | 0 | 0 | 0 | 0 | 18 | 0 | 0 | 0 | 0 | 0 | 0
86 | 7000035094 | 840 | Conductor Acc (Covered+Bare) Spare | 1000079961 | 18 | MIDSPAN COMPRESSION JOINT 66KV AAAC PANTHER CONDUCTOR | EA | 1 |  | INCLUDED |  | INCLUDED | 0 | INCLUDED | 0 | 0 | 0 | 0 | 0 | 0 | 0 | 0 | 0 | 0 | 0 | 0 | 18 | 0 | 0 | 0 | 0 | 0 | 0
87 | 7000035094 | 850 | Conductor Acc (Covered+Bare) Spare | 1000079962 | 18 | REPAIR SLEEVES 66KV AAAC PANTHER CONDUCTOR | EA | 1 |  | INCLUDED |  | INCLUDED | 0 | INCLUDED | 0 | 0 | 0 | 0 | 0 | 0 | 0 | 0 | 0 | 0 | 0 | 0 | 18 | 0 | 0 | 0 | 0 | 0 | 0
88 | 7000035094 | 860 | Conductor Acc (Covered+Bare) Spare | 1000079963 | 18 | VIBRATION DAMPER 66KV AAAC PANTHER CONDUCTOR | EA | 5 |  | INCLUDED |  | INCLUDED | 0 | INCLUDED | 0 | 0 | 0 | 0 | 0 | 0 | 0 | 0 | 0 | 0 | 0 | 0 | 18 | 0 | 0 | 0 | 0 | 0 | 0
89 | 7000035094 | 870 | Conductor Acc (Covered+Bare) Spare | 1000075697 | 18 | INSULATION PIERCING CONNECTOR WITH ALUMINUM BAIL (MAINTAINCE EARTHING) | EA | 1 |  | INCLUDED |  | INCLUDED | 0 | INCLUDED | 0 | 0 | 0 | 0 | 0 | 0 | 0 | 0 | 0 | 0 | 0 | 0 | 18 | 0 | 0 | 0 | 0 | 0 | 0
90 | 7000035094 | 880 | Conductor Acc (Covered+Bare) Spare | 1000079993 | 18 | 66KV EARTH PARKING DEVICE | EA | 1 |  | INCLUDED |  | INCLUDED | 0 | INCLUDED | 0 | 0 | 0 | 0 | 0 | 0 | 0 | 0 | 0 | 0 | 0 | 0 | 18 | 0 | 0 | 0 | 0 | 0 | 0
91 | 7000035094 | 890 | Conductor Acc (Covered+Bare) Spare | 1000079994 | 18 | HEAT SHRINKABLE END CAP 66KV COVERED PANTHER EQUIVALENT CONDUCTOR | EA | 1 |  | INCLUDED |  | INCLUDED | 0 | INCLUDED | 0 | 0 | 0 | 0 | 0 | 0 | 0 | 0 | 0 | 0 | 0 | 0 | 18 | 0 | 0 | 0 | 0 | 0 | 0
92 | 7000035094 | 900 | Conductor Acc (Covered+Bare) Spare | 1000079995 | 18 | MIDSPAN JOINT FOR 66KV COVERED AAAC PANTHER EQUIVALENT CONDUCTOR | EA | 1 |  | INCLUDED |  | INCLUDED | 0 | INCLUDED | 0 | 0 | 0 | 0 | 0 | 0 | 0 | 0 | 0 | 0 | 0 | 0 | 18 | 0 | 0 | 0 | 0 | 0 | 0
93 | 7000035094 | 910 | Conductor Acc (Covered+Bare) Spare | 1000080020 | 18 | 66KV SURGE ARRESTOR FOR MONOPOLE WITH COVERED CONDUCTOR | EA | 3 |  | INCLUDED |  | INCLUDED | 0 | INCLUDED | 0 | 0 | 0 | 0 | 0 | 0 | 0 | 0 | 0 | 0 | 0 | 0 | 18 | 0 | 0 | 0 | 0 | 0 | 0
94 | 7000035094 | 920 | Conductor Acc (Covered+Bare) Spare | 1000080024 | 18 | TERMINATION KIT/LUG FOR END CONNECTION - EACH CORE 66KV AAAC PANTHEREQUIVALENT CONDUCTOR | EA | 1 |  | INCLUDED |  | INCLUDED | 0 | INCLUDED | 0 | 0 | 0 | 0 | 0 | 0 | 0 | 0 | 0 | 0 | 0 | 0 | 18 | 0 | 0 | 0 | 0 | 0 | 0
95 | 7000035094 | 930 | Conductor Acc (Covered+Bare) Spare | 1000075698 | 18 | MECHANICAL CONNECTOR/INSULATION PIERCING CONNECTOR - FOR BARE TOCOVERED CONNECTION | EA | 3 |  | INCLUDED |  | INCLUDED | 0 | INCLUDED | 0 | 0 | 0 | 0 | 0 | 0 | 0 | 0 | 0 | 0 | 0 | 0 | 18 | 0 | 0 | 0 | 0 | 0 | 0
96 | 7000035094 | 940 | Conductor Acc (Covered+Bare) Spare | 1000080042 | 18 | TRACKING INSULATION PIERCING CONNECTOR (IPC) FOR 66KV COVEREDCONDCUTOR | EA | 50 |  | INCLUDED |  | INCLUDED | 0 | INCLUDED | 0 | 0 | 0 | 0 | 0 | 0 | 0 | 0 | 0 | 0 | 0 | 0 | 18 | 0 | 0 | 0 | 0 | 0 | 0
97 | 7000035094 | 1370 | Conductor Acc (Covered+Bare) Spare | 1000080083 | 18 | VIBRATION DAMPERS FOR 66KV COVERED CONDCUTOR | EA | 16 |  | INCLUDED |  | INCLUDED | 0 | INCLUDED | 0 | 0 | 0 | 0 | 0 | 0 | 0 | 0 | 0 | 0 | 0 | 0 | 18 | 0 | 0 | 0 | 0 | 0 | 0
98 | 7000035094 | 950 | 66kV Conductor (Covered+Bare) Spare | 1000030845 | 18 | AAAC PANTHER CONDUCTOR | KM | 3 |  | INCLUDED |  | INCLUDED | 0 | INCLUDED | 0 | 0 | 0 | 0 | 0 | 0 | 0 | 0 | 0 | 0 | 0 | 0 | 18 | 0 | 0 | 0 | 0 | 0 | 0
99 | 7000035094 | 960 | 66kV Conductor (Covered+Bare) Spare | 1000079992 | 18 | SUPPLY OF 66KV AAAC MEDIUM VOLTAGE COVERED CONDUCTOR (MVCC) | KM | 25 |  | INCLUDED |  | INCLUDED | 0 | INCLUDED | 0 | 0 | 0 | 0 | 0 | 0 | 0 | 0 | 0 | 0 | 0 | 0 | 18 | 0 | 0 | 0 | 0 | 0 | 0
100 | 7000035094 | 1100 | OPGW Supply | 1000030941 | 18 | 48 FIBRE (DWSM) OPGW FIBRE OPTIC CABLE | KM | 46.815 |  | INCLUDED |  | INCLUDED | 0 | INCLUDED | 0 | 0 | 0 | 0 | 0 | 0 | 0 | 0 | 0 | 0 | 0 | 0 | 18 | 0 | 0 | 0 | 0 | 0 | 0
101 | 7000035094 | 1110 | OPGW Supply | 1000020445 | 18 | Suspension clamp assembly for 48 fibre OPGW | EA | 228 |  | INCLUDED |  | INCLUDED | 0 | INCLUDED | 0 | 0 | 0 | 0 | 0 | 0 | 0 | 0 | 0 | 0 | 0 | 0 | 18 | 0 | 0 | 0 | 0 | 0 | 0
102 | 7000035094 | 1120 | OPGW Supply | 1000033145 | 18 | TENSION ASSEMBLY - DEAD END FOR 48 FIBER OPGW | SET | 2 |  | INCLUDED |  | INCLUDED | 0 | INCLUDED | 0 | 0 | 0 | 0 | 0 | 0 | 0 | 0 | 0 | 0 | 0 | 0 | 18 | 0 | 0 | 0 | 0 | 0 | 0
103 | 7000035094 | 1130 | OPGW Supply | 1000031040 | 18 | TENSION FITTINGS ASSEMBLY FOR 48F OPGW INCLUDING ALL ACCESSORIES FORJOINT BOX (SPLICING) LOCATION | SET | 6 |  | INCLUDED |  | INCLUDED | 0 | INCLUDED | 0 | 0 | 0 | 0 | 0 | 0 | 0 | 0 | 0 | 0 | 0 | 0 | 18 | 0 | 0 | 0 | 0 | 0 | 0
104 | 7000035094 | 1140 | OPGW Supply | 1000033147 | 18 | TENSION ASSEMBLY - DOUBLE TENSION PASS THROUGH ASSEMBLY FOR 48 FIBEROPGW | SET | 98 |  | INCLUDED |  | INCLUDED | 0 | INCLUDED | 0 | 0 | 0 | 0 | 0 | 0 | 0 | 0 | 0 | 0 | 0 | 0 | 18 | 0 | 0 | 0 | 0 | 0 | 0
105 | 7000035094 | 1150 | OPGW Supply | 1000033143 | 18 | TENSION ASSEMBLY FOR JOINTING AT SUSPENSION TOWER FOR 48 FIBER OPGW | SET | 3 |  | INCLUDED |  | INCLUDED | 0 | INCLUDED | 0 | 0 | 0 | 0 | 0 | 0 | 0 | 0 | 0 | 0 | 0 | 0 | 18 | 0 | 0 | 0 | 0 | 0 | 0
106 | 7000035094 | 1160 | OPGW Supply | 1000022418 | 18 | Vibration Damper for 48 fibre OPGW | EA | 892 |  | INCLUDED |  | INCLUDED | 0 | INCLUDED | 0 | 0 | 0 | 0 | 0 | 0 | 0 | 0 | 0 | 0 | 0 | 0 | 18 | 0 | 0 | 0 | 0 | 0 | 0
107 | 7000035094 | 1170 | OPGW Supply | 1000010820 | 18 | Down Lead clamp Assembly for 48 fibre OPGW | EA | 367 |  | INCLUDED |  | INCLUDED | 0 | INCLUDED | 0 | 0 | 0 | 0 | 0 | 0 | 0 | 0 | 0 | 0 | 0 | 0 | 18 | 0 | 0 | 0 | 0 | 0 | 0
108 | 7000035094 | 1180 | OPGW Supply | 1000014201 | 18 | Joint Box for 48 fibre OPGW | EA | 11 |  | INCLUDED |  | INCLUDED | 0 | INCLUDED | 0 | 0 | 0 | 0 | 0 | 0 | 0 | 0 | 0 | 0 | 0 | 0 | 18 | 0 | 0 | 0 | 0 | 0 | 0
109 | 7000035094 | 1190 | OPGW Supply | 1000080025 | 18 | POLE CLAMPS FOR OPGW HARDWARE FITTING | EA | 325 |  | INCLUDED |  | INCLUDED | 0 | INCLUDED | 0 | 0 | 0 | 0 | 0 | 0 | 0 | 0 | 0 | 0 | 0 | 0 | 18 | 0 | 0 | 0 | 0 | 0 | 0
110 | 7000035094 | 1200 | OPGW Supply | 1000023471 | 18 | OPGW Fibre Optic Distribution Panel (FODP): Indoor Type: 96F | EA | 1 |  | INCLUDED |  | INCLUDED | 0 | INCLUDED | 0 | 0 | 0 | 0 | 0 | 0 | 0 | 0 | 0 | 0 | 0 | 0 | 18 | 0 | 0 | 0 | 0 | 0 | 0
111 | 7000035094 | 1210 | OPGW Supply | 1000030944 | 18 | 48F (DWSM) APPROACH FIBRE OPTIC CABLE INCLUDING ALL INSTALLATIONHARDWARE SET | KM | 1 |  | INCLUDED |  | INCLUDED | 0 | INCLUDED | 0 | 0 | 0 | 0 | 0 | 0 | 0 | 0 | 0 | 0 | 0 | 0 | 18 | 0 | 0 | 0 | 0 | 0 | 0
112 | 7000035094 | 1220 | OPGW Supply | 1000013926 | 18 | Installation hardware set for above 48 Fibre, Fibre Optic ApproachCable | SET | 1 |  | INCLUDED |  | INCLUDED | 0 | INCLUDED | 0 | 0 | 0 | 0 | 0 | 0 | 0 | 0 | 0 | 0 | 0 | 0 | 18 | 0 | 0 | 0 | 0 | 0 | 0
113 | 7000035094 | 1230 | Spare OPGW | 1000030941 | 18 | 48 FIBRE (DWSM) OPGW FIBRE OPTIC CABLE | KM | 1.639 |  | INCLUDED |  | INCLUDED | 0 | INCLUDED | 0 | 0 | 0 | 0 | 0 | 0 | 0 | 0 | 0 | 0 | 0 | 0 | 18 | 0 | 0 | 0 | 0 | 0 | 0
114 | 7000035094 | 1240 | Spare OPGW | 1000020445 | 18 | Suspension clamp assembly for 48 fibre OPGW | EA | 8 |  | INCLUDED |  | INCLUDED | 0 | INCLUDED | 0 | 0 | 0 | 0 | 0 | 0 | 0 | 0 | 0 | 0 | 0 | 0 | 18 | 0 | 0 | 0 | 0 | 0 | 0
115 | 7000035094 | 1250 | Spare OPGW | 1000033145 | 18 | TENSION ASSEMBLY - DEAD END FOR 48 FIBER OPGW | SET | 1 |  | INCLUDED |  | INCLUDED | 0 | INCLUDED | 0 | 0 | 0 | 0 | 0 | 0 | 0 | 0 | 0 | 0 | 0 | 0 | 18 | 0 | 0 | 0 | 0 | 0 | 0
116 | 7000035094 | 1260 | Spare OPGW | 1000031040 | 18 | TENSION FITTINGS ASSEMBLY FOR 48F OPGW INCLUDING ALL ACCESSORIES FORJOINT BOX (SPLICING) LOCATION | SET | 1 |  | INCLUDED |  | INCLUDED | 0 | INCLUDED | 0 | 0 | 0 | 0 | 0 | 0 | 0 | 0 | 0 | 0 | 0 | 0 | 18 | 0 | 0 | 0 | 0 | 0 | 0
117 | 7000035094 | 1270 | Spare OPGW | 1000033147 | 18 | TENSION ASSEMBLY - DOUBLE TENSION PASS THROUGH ASSEMBLY FOR 48 FIBEROPGW | SET | 4 |  | INCLUDED |  | INCLUDED | 0 | INCLUDED | 0 | 0 | 0 | 0 | 0 | 0 | 0 | 0 | 0 | 0 | 0 | 0 | 18 | 0 | 0 | 0 | 0 | 0 | 0
118 | 7000035094 | 1280 | Spare OPGW | 1000033143 | 18 | TENSION ASSEMBLY FOR JOINTING AT SUSPENSION TOWER FOR 48 FIBER OPGW | SET | 1 |  | INCLUDED |  | INCLUDED | 0 | INCLUDED | 0 | 0 | 0 | 0 | 0 | 0 | 0 | 0 | 0 | 0 | 0 | 0 | 18 | 0 | 0 | 0 | 0 | 0 | 0
119 | 7000035094 | 1290 | Spare OPGW | 1000022418 | 18 | Vibration Damper for 48 fibre OPGW | EA | 32 |  | INCLUDED |  | INCLUDED | 0 | INCLUDED | 0 | 0 | 0 | 0 | 0 | 0 | 0 | 0 | 0 | 0 | 0 | 0 | 18 | 0 | 0 | 0 | 0 | 0 | 0
120 | 7000035094 | 1300 | Spare OPGW | 1000010820 | 18 | Down Lead clamp Assembly for 48 fibre OPGW | EA | 13 |  | INCLUDED |  | INCLUDED | 0 | INCLUDED | 0 | 0 | 0 | 0 | 0 | 0 | 0 | 0 | 0 | 0 | 0 | 0 | 18 | 0 | 0 | 0 | 0 | 0 | 0
121 | 7000035094 | 1310 | Spare OPGW | 1000014201 | 18 | Joint Box for 48 fibre OPGW | EA | 1 |  | INCLUDED |  | INCLUDED | 0 | INCLUDED | 0 | 0 | 0 | 0 | 0 | 0 | 0 | 0 | 0 | 0 | 0 | 0 | 18 | 0 | 0 | 0 | 0 | 0 | 0
122 | 7000035094 | 1320 | Spare OPGW | 1000080025 | 18 | POLE CLAMPS FOR OPGW HARDWARE FITTING | EA | 12 |  | INCLUDED |  | INCLUDED | 0 | INCLUDED | 0 | 0 | 0 | 0 | 0 | 0 | 0 | 0 | 0 | 0 | 0 | 0 | 18 | 0 | 0 | 0 | 0 | 0 | 0
123 | 7000035094 | 1330 | Spare OPGW | 1000030944 | 18 | 48F (DWSM) APPROACH FIBRE OPTIC CABLE INCLUDING ALL INSTALLATIONHARDWARE SET | KM | 0.5 |  | INCLUDED |  | INCLUDED | 0 | INCLUDED | 0 | 0 | 0 | 0 | 0 | 0 | 0 | 0 | 0 | 0 | 0 | 0 | 18 | 0 | 0 | 0 | 0 | 0 | 0
124 | 7000035094 | 1340 | Spare OPGW | 1000013926 | 18 | Installation hardware set for above 48 Fibre, Fibre Optic ApproachCable | SET | 0.5 |  | INCLUDED |  | INCLUDED | 0 | INCLUDED | 0 | 0 | 0 | 0 | 0 | 0 | 0 | 0 | 0 | 0 | 0 | 0 | 18 | 0 | 0 | 0 | 0 | 0 | 0
B | TL01 66kV D/C Mayabunder-Rangat TL | [13 empty] | 0 | 0 | 0 | 0 | 0 | #REF! | 0 | 0 | #REF! | 0 | 0 | 0 | #REF! | #REF! | #REF! | #REF! | #REF! | #REF! | #REF!
1 | 7000035095 | 10 | Normal Lattice Tower | 1000031890 | 18 | FABRICATION, GALVANIZING (UNDER MARINE ENVIRONMENT) AND SUPPLY OFVARIOUS TYPE OF TOWER & TOWER PARTS, TOWER EXTENSIONS (COMPLETE)EXCLUDING BOLTS & NUTS, STEP BOLTS AND STUBS BUT INCLUDING HANGERS,D-SHACKLES, PACK WASHER ETC.- HT STEEL FOR NORMAL TOWERS | MT | 111.1 |  | INCLUDED |  | INCLUDED | 0 | INCLUDED | 0 | 0 | 0 | 0 | 0 | 0 | 0 | 0 | 0 | 0 | 0 | 0 | 18 | 0 | 0 | 0 | 0 | 0 | 0
2 | 7000035095 | 20 | Normal Lattice Tower | 1000031894 | 18 | FABRICATION, GALVANIZING (UNDER MARINE ENVIRONMENT) AND SUPPLY OFVARIOUS TYPE OF TOWER & TOWER PARTS, TOWER EXTENSIONS (COMPLETE)EXCLUDING BOLTS & NUTS, STEP BOLTS AND STUBS BUT INCLUDING HANGERS,D-SHACKLES, PACK WASHER ETC.- MS STEEL FOR NORMAL TOWERS | MT | 152.3 |  | INCLUDED |  | INCLUDED | 0 | INCLUDED | 0 | 0 | 0 | 0 | 0 | 0 | 0 | 0 | 0 | 0 | 0 | 0 | 18 | 0 | 0 | 0 | 0 | 0 | 0
3 | 7000035095 | 30 | Normal Lattice Tower | 1000031892 | 18 | FABRICATION, GALVANIZING (UNDER MARINE ENVIRONMENT) AND SUPPLY OFSTUBS & CLEATS FOR VARIOUS TYPE OF TOWERS, TOWER EXTENSIONS (COMPLETE)WITH PACK WASHERS, EXCLUDING BOLTS & NUTS- HT STEEL FOR NORMAL TOWERS | MT | 6.6 |  | INCLUDED |  | INCLUDED | 0 | INCLUDED | 0 | 0 | 0 | 0 | 0 | 0 | 0 | 0 | 0 | 0 | 0 | 0 | 18 | 0 | 0 | 0 | 0 | 0 | 0
4 | 7000035095 | 40 | Normal Lattice Tower | 1000031896 | 18 | FABRICATION, GALVANIZING (UNDER MARINE ENVIRONMENT) AND SUPPLY OFSTUBS & CLEATS FOR VARIOUS TYPE OF TOWERS, TOWER EXTENSIONS (COMPLETE)WITH PACK WASHERS, EXCLUDING BOLTS & NUTS- MS STEEL FOR NORMAL TOWERS | MT | 0.9 |  | INCLUDED |  | INCLUDED | 0 | INCLUDED | 0 | 0 | 0 | 0 | 0 | 0 | 0 | 0 | 0 | 0 | 0 | 0 | 18 | 0 | 0 | 0 | 0 | 0 | 0
5 | 7000035095 | 50 | Normal Lattice Tower | 1000013472 | 18 | Supply of Hexagonal Bolts & Nuts fortowers including Step Bolts,SpringWashers etc. | MT | 9.9 |  | INCLUDED |  | INCLUDED | 0 | INCLUDED | 0 | 0 | 0 | 0 | 0 | 0 | 0 | 0 | 0 | 0 | 0 | 0 | 18 | 0 | 0 | 0 | 0 | 0 | 0
6 | 7000035095 | 60 | Normal Lattice Tower | 1000007847 | 18 | Supply of Bolts & Nuts for Stubsincluding Spring Washers etc. | MT | 0.2 |  | INCLUDED |  | INCLUDED | 0 | INCLUDED | 0 | 0 | 0 | 0 | 0 | 0 | 0 | 0 | 0 | 0 | 0 | 0 | 18 | 0 | 0 | 0 | 0 | 0 | 0
7 | 7000035095 | 70 | 66kV D/C Poles | 1000079996 | 18 | DESIGN, FABRICATION, GALVANISING AND SUPPLY OF TRANSMISSION LINE STEELMONOPOLE INCLUDING ANCHOR PLATE, ANCHOR BOLTS, TEMPLATES AND ALL OTHERSTRUCTURAL COMPONENTS SUITABLE FOR 66KV DOUBLE CIRCUIT (SINGLE COVEREDCONDUCTOR) WZ-3 COASTAL (VERTICAL CONFIGURATION) - SUSPENSION POLETYPE PA+0 | EA | 135 |  | INCLUDED |  | INCLUDED | 0 | INCLUDED | 0 | 0 | 0 | 0 | 0 | 0 | 0 | 0 | 0 | 0 | 0 | 0 | 18 | 0 | 0 | 0 | 0 | 0 | 0
8 | 7000035095 | 80 | 66kV D/C Poles | 1000079999 | 18 | DESIGN, FABRICATION, GALVANISING AND SUPPLY OF TRANSMISSION LINE STEELMONOPOLE INCLUDING ANCHOR PLATE, ANCHOR BOLTS, TEMPLATES AND ALL OTHERSTRUCTURAL COMPONENTS SUITABLE FOR 66KV DOUBLE CIRCUIT (SINGLE COVEREDCONDUCTOR) WZ-3 COASTAL (VERTICAL CONFIGURATION) - SUSPENSION POLETYPE PA+3.0 | EA | 75 |  | INCLUDED |  | INCLUDED | 0 | INCLUDED | 0 | 0 | 0 | 0 | 0 | 0 | 0 | 0 | 0 | 0 | 0 | 0 | 18 | 0 | 0 | 0 | 0 | 0 | 0
9 | 7000035095 | 90 | 66kV D/C Poles | 1000080000 | 18 | DESIGN, FABRICATION, GALVANISING AND SUPPLY OF TRANSMISSION LINE STEELMONOPOLE INCLUDING ANCHOR PLATE, ANCHOR BOLTS, TEMPLATES AND ALL OTHERSTRUCTURAL COMPONENTS SUITABLE FOR 66KV DOUBLE CIRCUIT (SINGLE COVEREDCONDUCTOR) WZ-3 COASTAL (VERTICAL CONFIGURATION) - SUSPENSION POLETYPE PA+6.0 | EA | 22 |  | INCLUDED |  | INCLUDED | 0 | INCLUDED | 0 | 0 | 0 | 0 | 0 | 0 | 0 | 0 | 0 | 0 | 0 | 0 | 18 | 0 | 0 | 0 | 0 | 0 | 0
10 | 7000035095 | 100 | 66kV D/C Poles | 1000080001 | 18 | DESIGN, FABRICATION, GALVANISING AND SUPPLY OF TRANSMISSION LINE STEELMONOPOLE INCLUDING ANCHOR PLATE, ANCHOR BOLTS, TEMPLATES AND ALL OTHERSTRUCTURAL COMPONENTS SUITABLE FOR 66KV DOUBLE CIRCUIT (SINGLE COVEREDCONDUCTOR) WZ-3 COASTAL (VERTICAL CONFIGURATION) - SUSPENSION POLETYPE PA+9.0 | EA | 3 |  | INCLUDED |  | INCLUDED | 0 | INCLUDED | 0 | 0 | 0 | 0 | 0 | 0 | 0 | 0 | 0 | 0 | 0 | 0 | 18 | 0 | 0 | 0 | 0 | 0 | 0
11 | 7000035095 | 110 | 66kV D/C Poles | 1000080002 | 18 | DESIGN, FABRICATION, GALVANISING AND SUPPLY OF TRANSMISSION LINE STEELMONOPOLE INCLUDING ANCHOR PLATE, ANCHOR BOLTS, TEMPLATES AND ALL OTHERSTRUCTURAL COMPONENTS SUITABLE FOR 66KV DOUBLE CIRCUIT (SINGLE COVEREDCONDUCTOR) WZ-3 COASTAL(VERTICAL CONFIGURATION) - TENSION POLE TYPEPB+0 | EA | 28 |  | INCLUDED |  | INCLUDED | 0 | INCLUDED | 0 | 0 | 0 | 0 | 0 | 0 | 0 | 0 | 0 | 0 | 0 | 0 | 18 | 0 | 0 | 0 | 0 | 0 | 0
12 | 7000035095 | 120 | 66kV D/C Poles | 1000080007 | 18 | DESIGN, FABRICATION, GALVANISING AND SUPPLY OF TRANSMISSION LINE STEELMONOPOLE INCLUDING ANCHOR PLATE, ANCHOR BOLTS, TEMPLATES AND ALL OTHERSTRUCTURAL COMPONENTS SUITABLE FOR 66KV DOUBLE CIRCUIT (SINGLE COVEREDCONDUCTOR) WZ-3 COASTAL (VERTICAL CONFIGURATION) - TENSION POLE TYPEPB+9.0 | EA | 11 |  | INCLUDED |  | INCLUDED | 0 | INCLUDED | 0 | 0 | 0 | 0 | 0 | 0 | 0 | 0 | 0 | 0 | 0 | 0 | 18 | 0 | 0 | 0 | 0 | 0 | 0
13 | 7000035095 | 130 | 66kV D/C Poles | 1000080008 | 18 | DESIGN, FABRICATION, GALVANISING AND SUPPLY OF TRANSMISSION LINE STEELMONOPOLE INCLUDING ANCHOR PLATE, ANCHOR BOLTS, TEMPLATES AND ALL OTHERSTRUCTURAL COMPONENTS SUITABLE FOR 66KV DOUBLE CIRCUIT (SINGLE COVEREDCONDUCTOR) WZ-3 COASTAL (VERTICAL CONFIGURATION) - TENSION POLE TYPEPC+0 | EA | 19 |  | INCLUDED |  | INCLUDED | 0 | INCLUDED | 0 | 0 | 0 | 0 | 0 | 0 | 0 | 0 | 0 | 0 | 0 | 0 | 18 | 0 | 0 | 0 | 0 | 0 | 0
14 | 7000035095 | 140 | 66kV D/C Poles | 1000080013 | 18 | DESIGN, FABRICATION, GALVANISING AND SUPPLY OF TRANSMISSION LINE STEELMONOPOLE INCLUDING ANCHOR PLATE, ANCHOR BOLTS, TEMPLATES AND ALL OTHERSTRUCTURAL COMPONENTS SUITABLE FOR 66KV DOUBLE CIRCUIT (SINGLE COVEREDCONDUCTOR) WZ-3 COASTAL (VERTICAL CONFIGURATION) - TENSION POLE TYPEPC+9.0 | EA | 13 |  | INCLUDED |  | INCLUDED | 0 | INCLUDED | 0 | 0 | 0 | 0 | 0 | 0 | 0 | 0 | 0 | 0 | 0 | 0 | 18 | 0 | 0 | 0 | 0 | 0 | 0
15 | 7000035095 | 150 | 66kV D/C Poles | 1000080014 | 18 | DESIGN, FABRICATION, GALVANISING AND SUPPLY OF TRANSMISSION LINE STEELMONOPOLE INCLUDING ANCHOR PLATE, ANCHOR BOLTS, TEMPLATES AND ALL OTHERSTRUCTURAL COMPONENTS SUITABLE FOR 66KV DOUBLE CIRCUIT (SINGLE COVEREDCONDUCTOR) WZ-3 COASTAL (VERTICAL CONFIGURATION) - TENSION POLE TYPEPD+0 | EA | 17 |  | INCLUDED |  | INCLUDED | 0 | INCLUDED | 0 | 0 | 0 | 0 | 0 | 0 | 0 | 0 | 0 | 0 | 0 | 0 | 18 | 0 | 0 | 0 | 0 | 0 | 0
16 | 7000035095 | 160 | 66kV D/C Poles | 1000080018 | 18 | DESIGN, FABRICATION, GALVANISING AND SUPPLY OF TRANSMISSION LINE STEELMONOPOLE INCLUDING ANCHOR PLATE, ANCHOR BOLTS, TEMPLATES AND ALL OTHERSTRUCTURAL COMPONENTS SUITABLE FOR 66KV DOUBLE CIRCUIT (SINGLE COVEREDCONDUCTOR) WZ-3 COASTAL (VERTICAL CONFIGURATION) - TENSION POLE TYPEPD+6.0 | EA | 1 |  | INCLUDED |  | INCLUDED | 0 | INCLUDED | 0 | 0 | 0 | 0 | 0 | 0 | 0 | 0 | 0 | 0 | 0 | 0 | 18 | 0 | 0 | 0 | 0 | 0 | 0
17 | 7000035095 | 170 | 66kV D/C Poles | 1000080019 | 18 | DESIGN, FABRICATION, GALVANISING AND SUPPLY OF TRANSMISSION LINE STEELMONOPOLE INCLUDING ANCHOR PLATE, ANCHOR BOLTS, TEMPLATES AND ALL OTHERSTRUCTURAL COMPONENTS SUITABLE FOR 66KV DOUBLE CIRCUIT (SINGLE COVEREDCONDUCTOR) WZ-3 COASTAL (VERTICAL CONFIGURATION) - TENSION POLE TYPEPD+9.0 | EA | 16 |  | INCLUDED |  | INCLUDED | 0 | INCLUDED | 0 | 0 | 0 | 0 | 0 | 0 | 0 | 0 | 0 | 0 | 0 | 0 | 18 | 0 | 0 | 0 | 0 | 0 | 0
18 | 7000035095 | 180 | 66kV Conductor (Covered+Bare) | 1000030845 | 18 | AAAC PANTHER CONDUCTOR | KM | 24 |  | INCLUDED |  | INCLUDED | 0 | INCLUDED | 0 | 0 | 0 | 0 | 0 | 0 | 0 | 0 | 0 | 0 | 0 | 0 | 18 | 0 | 0 | 0 | 0 | 0 | 0
19 | 7000035095 | 190 | 66kV Conductor (Covered+Bare) | 1000079992 | 18 | SUPPLY OF 66KV AAAC MEDIUM VOLTAGE COVERED CONDUCTOR (MVCC) | KM | 293 |  | INCLUDED |  | INCLUDED | 0 | INCLUDED | 0 | 0 | 0 | 0 | 0 | 0 | 0 | 0 | 0 | 0 | 0 | 0 | 18 | 0 | 0 | 0 | 0 | 0 | 0
20 | 7000035095 | 200 | 66kV CLR Insulators | 1000079964 | 18 | SUPPLY OF 66KV 90KN COMPOSITE LONG ROD INSULATOR (MARINE/COASTAL) BALL&CLEVIS | EA | 156 |  | INCLUDED |  | INCLUDED | 0 | INCLUDED | 0 | 0 | 0 | 0 | 0 | 0 | 0 | 0 | 0 | 0 | 0 | 0 | 18 | 0 | 0 | 0 | 0 | 0 | 0
21 | 7000035095 | 210 | 66kV CLR Insulators | 1000079965 | 18 | SUPPLY OF 66KV 90KN COMPOSITE LONG ROD INSULATOR (MARINE/COASTAL)CLEVIS AND TONGUE | EA | 2670 |  | INCLUDED |  | INCLUDED | 0 | INCLUDED | 0 | 0 | 0 | 0 | 0 | 0 | 0 | 0 | 0 | 0 | 0 | 0 | 18 | 0 | 0 | 0 | 0 | 0 | 0
22 | 7000035095 | 220 | Towers and Pole Accessories | 1000075793 | 18 | SUPPLY OF BIRD GUARD (SET OF THREE) FOR 66KV MONOPOLE | EA | 470 |  | INCLUDED |  | INCLUDED | 0 | INCLUDED | 0 | 0 | 0 | 0 | 0 | 0 | 0 | 0 | 0 | 0 | 0 | 0 | 18 | 0 | 0 | 0 | 0 | 0 | 0
23 | 7000035095 | 230 | Towers and Pole Accessories | 1000075692 | 18 | SUPPLY OF ANTICLIMBING DEVICE FOR 66KV MONOPOLE | EA | 340 |  | INCLUDED |  | INCLUDED | 0 | INCLUDED | 0 | 0 | 0 | 0 | 0 | 0 | 0 | 0 | 0 | 0 | 0 | 0 | 18 | 0 | 0 | 0 | 0 | 0 | 0
24 | 7000035095 | 240 | Towers and Pole Accessories | 1000075693 | 18 | SUPPLY OF CIRCUIT PLATE(SET OF TWO) FOR 66KV MONOPOLE | EA | 340 |  | INCLUDED |  | INCLUDED | 0 | INCLUDED | 0 | 0 | 0 | 0 | 0 | 0 | 0 | 0 | 0 | 0 | 0 | 0 | 18 | 0 | 0 | 0 | 0 | 0 | 0
25 | 7000035095 | 250 | Towers and Pole Accessories | 1000075694 | 18 | SUPPLY OF DANGER PLATE FOR 66KV MONOPOLE | EA | 340 |  | INCLUDED |  | INCLUDED | 0 | INCLUDED | 0 | 0 | 0 | 0 | 0 | 0 | 0 | 0 | 0 | 0 | 0 | 0 | 18 | 0 | 0 | 0 | 0 | 0 | 0
26 | 7000035095 | 260 | Towers and Pole Accessories | 1000075701 | 18 | SUPPLY OF PHASE PLATE FOR 66KV MONOPOLE | EA | 680 |  | INCLUDED |  | INCLUDED | 0 | INCLUDED | 0 | 0 | 0 | 0 | 0 | 0 | 0 | 0 | 0 | 0 | 0 | 0 | 18 | 0 | 0 | 0 | 0 | 0 | 0
27 | 7000035095 | 270 | Towers and Pole Accessories | 1000075834 | 18 | SUPPLY OF NUMBER PLATE FOR 66KV MONOPOLE | EA | 340 |  | INCLUDED |  | INCLUDED | 0 | INCLUDED | 0 | 0 | 0 | 0 | 0 | 0 | 0 | 0 | 0 | 0 | 0 | 0 | 18 | 0 | 0 | 0 | 0 | 0 | 0
28 | 7000035095 | 280 | Towers and Pole Accessories | 1000034828 | 18 | NUMBER PLATE FOR 66 KV TOWER | EA | 12 |  | INCLUDED |  | INCLUDED | 0 | INCLUDED | 0 | 0 | 0 | 0 | 0 | 0 | 0 | 0 | 0 | 0 | 0 | 0 | 18 | 0 | 0 | 0 | 0 | 0 | 0
29 | 7000035095 | 290 | Towers and Pole Accessories | 1000017508 | 18 | Phase Plate (Set of three) | SET | 24 |  | INCLUDED |  | INCLUDED | 0 | INCLUDED | 0 | 0 | 0 | 0 | 0 | 0 | 0 | 0 | 0 | 0 | 0 | 0 | 18 | 0 | 0 | 0 | 0 | 0 | 0
30 | 7000035095 | 300 | Towers and Pole Accessories | 1000009119 | 18 | Circuit Plate (Set of two) | SET | 12 |  | INCLUDED |  | INCLUDED | 0 | INCLUDED | 0 | 0 | 0 | 0 | 0 | 0 | 0 | 0 | 0 | 0 | 0 | 0 | 18 | 0 | 0 | 0 | 0 | 0 | 0
31 | 7000035095 | 310 | Towers and Pole Accessories | 1000027419 | 18 | Anti-Climbing Devices | EA | 12 |  | INCLUDED |  | INCLUDED | 0 | INCLUDED | 0 | 0 | 0 | 0 | 0 | 0 | 0 | 0 | 0 | 0 | 0 | 0 | 18 | 0 | 0 | 0 | 0 | 0 | 0
32 | 7000035095 | 320 | Towers and Pole Accessories | 1000032563 | 18 | DANGER PLATE FOR 66 KV TOWER | EA | 12 |  | INCLUDED |  | INCLUDED | 0 | INCLUDED | 0 | 0 | 0 | 0 | 0 | 0 | 0 | 0 | 0 | 0 | 0 | 0 | 18 | 0 | 0 | 0 | 0 | 0 | 0
33 | 7000035095 | 330 | Towers and Pole Accessories | 1000078225 | 18 | SUPPLY OF BIRD DIVERTER LED TYPE | EA | 1706 |  | INCLUDED |  | INCLUDED | 0 | INCLUDED | 0 | 0 | 0 | 0 | 0 | 0 | 0 | 0 | 0 | 0 | 0 | 0 | 18 | 0 | 0 | 0 | 0 | 0 | 0
34 | 7000035095 | 340 | Towers and Pole Accessories | 1000078224 | 18 | SUPPLY OF BIRD DIVERTER NON-LED TYPE | EA | 6827 |  | INCLUDED |  | INCLUDED | 0 | INCLUDED | 0 | 0 | 0 | 0 | 0 | 0 | 0 | 0 | 0 | 0 | 0 | 0 | 18 | 0 | 0 | 0 | 0 | 0 | 0
35 | 7000035095 | 350 | Hardware fitting (Covered+Bare) | 1000079958 | 18 | SUPPLY OF DOUBLE TENSION STRING 66KV SINGLE AAAC PANTHER CONDUCTOR | SET | 12 |  | INCLUDED |  | INCLUDED | 0 | INCLUDED | 0 | 0 | 0 | 0 | 0 | 0 | 0 | 0 | 0 | 0 | 0 | 0 | 18 | 0 | 0 | 0 | 0 | 0 | 0
36 | 7000035095 | 360 | Hardware fitting (Covered+Bare) | 1000079960 | 18 | SUPPLY OF SINGLE TENSION STRING 66KV SINGLE AAAC PANTHER CONDUCTOR | SET | 132 |  | INCLUDED |  | INCLUDED | 0 | INCLUDED | 0 | 0 | 0 | 0 | 0 | 0 | 0 | 0 | 0 | 0 | 0 | 0 | 18 | 0 | 0 | 0 | 0 | 0 | 0
37 | 7000035095 | 370 | Hardware fitting (Covered+Bare) | 1000080021 | 18 | SUSPENSION CLAMP (HANGING TYPE INSULATOR) 66KV AAAC PANTHER EQUIVALENTCONDUCTOR | EA | 1410 |  | INCLUDED |  | INCLUDED | 0 | INCLUDED | 0 | 0 | 0 | 0 | 0 | 0 | 0 | 0 | 0 | 0 | 0 | 0 | 18 | 0 | 0 | 0 | 0 | 0 | 0
38 | 7000035095 | 380 | Hardware fitting (Covered+Bare) | 1000080022 | 18 | TENSION/ANCHORING CLAMP HELICAL TYPE 66KV COVERED AAAC PANTHEREQUIVALENT CONDUCTOR | EA | 630 |  | INCLUDED |  | INCLUDED | 0 | INCLUDED | 0 | 0 | 0 | 0 | 0 | 0 | 0 | 0 | 0 | 0 | 0 | 0 | 18 | 0 | 0 | 0 | 0 | 0 | 0
39 | 7000035103 | 20 | Hardware fitting (Covered+Bare) | 1000080775 | 18 | COMPRESSION DEAD END WITH HEAT SHRINKABLE INSULATION SLEEVE FOR 66KVAAAC PANTHER EQUIVALENT CONDUCTOR | EA | 630 |  | INCLUDED |  | INCLUDED | 0 | INCLUDED | 0 | 0 | 0 | 0 | 0 | 0 |  |  |  | 0
40 | 7000035095 | 390 | Conductor Acc (Covered+Bare) | 1000079961 | 18 | MIDSPAN COMPRESSION JOINT 66KV AAAC PANTHER CONDUCTOR | EA | 2 |  | INCLUDED |  | INCLUDED | 0 | INCLUDED | 0 | 0 | 0 | 0 | 0 | 0 | 0 | 0 | 0 | 0 | 0 | 0 | 18 | 0 | 0 | 0 | 0 | 0 | 0
41 | 7000035095 | 400 | Conductor Acc (Covered+Bare) | 1000079962 | 18 | REPAIR SLEEVES 66KV AAAC PANTHER CONDUCTOR | EA | 1 |  | INCLUDED |  | INCLUDED | 0 | INCLUDED | 0 | 0 | 0 | 0 | 0 | 0 | 0 | 0 | 0 | 0 | 0 | 0 | 18 | 0 | 0 | 0 | 0 | 0 | 0
42 | 7000035095 | 410 | Conductor Acc (Covered+Bare) | 1000079963 | 18 | VIBRATION DAMPER 66KV AAAC PANTHER CONDUCTOR | EA | 288 |  | INCLUDED |  | INCLUDED | 0 | INCLUDED | 0 | 0 | 0 | 0 | 0 | 0 | 0 | 0 | 0 | 0 | 0 | 0 | 18 | 0 | 0 | 0 | 0 | 0 | 0
43 | 7000035095 | 420 | Conductor Acc (Covered+Bare) | 1000075697 | 18 | INSULATION PIERCING CONNECTOR WITH ALUMINUM BAIL (MAINTAINCE EARTHING) | EA | 33 |  | INCLUDED |  | INCLUDED | 0 | INCLUDED | 0 | 0 | 0 | 0 | 0 | 0 | 0 | 0 | 0 | 0 | 0 | 0 | 18 | 0 | 0 | 0 | 0 | 0 | 0
44 | 7000035095 | 430 | Conductor Acc (Covered+Bare) | 1000079993 | 18 | 66KV EARTH PARKING DEVICE | EA | 33 |  | INCLUDED |  | INCLUDED | 0 | INCLUDED | 0 | 0 | 0 | 0 | 0 | 0 | 0 | 0 | 0 | 0 | 0 | 0 | 18 | 0 | 0 | 0 | 0 | 0 | 0
45 | 7000035095 | 440 | Conductor Acc (Covered+Bare) | 1000079994 | 18 | HEAT SHRINKABLE END CAP 66KV COVERED PANTHER EQUIVALENT CONDUCTOR | EA | 25 |  | INCLUDED |  | INCLUDED | 0 | INCLUDED | 0 | 0 | 0 | 0 | 0 | 0 | 0 | 0 | 0 | 0 | 0 | 0 | 18 | 0 | 0 | 0 | 0 | 0 | 0
46 | 7000035095 | 450 | Conductor Acc (Covered+Bare) | 1000079995 | 18 | MIDSPAN JOINT FOR 66KV COVERED AAAC PANTHER EQUIVALENT CONDUCTOR | EA | 290 |  | INCLUDED |  | INCLUDED | 0 | INCLUDED | 0 | 0 | 0 | 0 | 0 | 0 | 0 | 0 | 0 | 0 | 0 | 0 | 18 | 0 | 0 | 0 | 0 | 0 | 0
47 | 7000035095 | 460 | Conductor Acc (Covered+Bare) | 1000080020 | 18 | 66KV SURGE ARRESTOR FOR MONOPOLE WITH COVERED CONDUCTOR | EA | 145 |  | INCLUDED |  | INCLUDED | 0 | INCLUDED | 0 | 0 | 0 | 0 | 0 | 0 | 0 | 0 | 0 | 0 | 0 | 0 | 18 | 0 | 0 | 0 | 0 | 0 | 0
48 | 7000035095 | 470 | Conductor Acc (Covered+Bare) | 1000080024 | 18 | TERMINATION KIT/LUG FOR END CONNECTION - EACH CORE 66KV AAAC PANTHEREQUIVALENT CONDUCTOR | EA | 25 |  | INCLUDED |  | INCLUDED | 0 | INCLUDED | 0 | 0 | 0 | 0 | 0 | 0 | 0 | 0 | 0 | 0 | 0 | 0 | 18 | 0 | 0 | 0 | 0 | 0 | 0
49 | 7000035095 | 480 | Conductor Acc (Covered+Bare) | 1000075698 | 18 | MECHANICAL CONNECTOR/INSULATION PIERCING CONNECTOR - FOR BARE TOCOVERED CONNECTION | EA | 160 |  | INCLUDED |  | INCLUDED | 0 | INCLUDED | 0 | 0 | 0 | 0 | 0 | 0 | 0 | 0 | 0 | 0 | 0 | 0 | 18 | 0 | 0 | 0 | 0 | 0 | 0
50 | 7000035095 | 490 | Conductor Acc (Covered+Bare) | 1000080042 | 18 | TRACKING INSULATION PIERCING CONNECTOR (IPC) FOR 66KV COVEREDCONDCUTOR | EA | 2670 |  | INCLUDED |  | INCLUDED | 0 | INCLUDED | 0 | 0 | 0 | 0 | 0 | 0 | 0 | 0 | 0 | 0 | 0 | 0 | 18 | 0 | 0 | 0 | 0 | 0 | 0
51 | 7000035103 | 10 | Conductor Acc (Covered+Bare) | 1000080083 | 18 | VIBRATION DAMPERS FOR 66KV COVERED CONDCUTOR | EA | 890 |  | INCLUDED |  | INCLUDED | 0 | INCLUDED | 0 | 0 | 0 | 0 | 0 | 0 | 0 | 0 | 0 | 0 | 0 | 0 | 18 | 0 | 0 | 0 | 0 | 0 | 0
52 | 7000035095 | 500 | Aviation Requirement | 1000019903 | 18 | Supply of Span Marker for Aviation | EA | 12 |  | INCLUDED |  | INCLUDED | 0 | INCLUDED | 0 | 0 | 0 | 0 | 0 | 0 | 0 | 0 | 0 | 0 | 0 | 0 | 18 | 0 | 0 | 0 | 0 | 0 | 0
53 | 7000035095 | 510 | Aviation Requirement | 1000016663 | 18 | Supply of Obstruction Lights (as perIS5613)-1 Medium Intensity + 2LowIntensity | SET | 10 |  | INCLUDED |  | INCLUDED | 0 | INCLUDED | 0 | 0 | 0 | 0 | 0 | 0 | 0 | 0 | 0 | 0 | 0 | 0 | 18 | 0 | 0 | 0 | 0 | 0 | 0
54 | 7000035095 | 520 | Aviation Requirement | 1000016664 | 18 | Supply of Obstruction Lights (as per IS5613)-1 Medium Intensity + 4 LowIntensity | SET | 4 |  | INCLUDED |  | INCLUDED | 0 | INCLUDED | 0 | 0 | 0 | 0 | 0 | 0 | 0 | 0 | 0 | 0 | 0 | 0 | 18 | 0 | 0 | 0 | 0 | 0 | 0
55 | 7000035095 | 530 | Earthing | 1000017587 | 18 | Supply of Pipe Type Earthing | EA | 225 |  | INCLUDED |  | INCLUDED | 0 | INCLUDED | 0 | 0 | 0 | 0 | 0 | 0 | 0 | 0 | 0 | 0 | 0 | 0 | 18 | 0 | 0 | 0 | 0 | 0 | 0
56 | 7000035095 | 540 | Earthing | 1000045873 | 18 | PIPE TYPE CHEMICAL EARTHING | EA | 29 |  | INCLUDED |  | INCLUDED | 0 | INCLUDED | 0 | 0 | 0 | 0 | 0 | 0 | 0 | 0 | 0 | 0 | 0 | 0 | 18 | 0 | 0 | 0 | 0 | 0 | 0
57 | 7000035095 | 550 | Earthing | 1000010003 | 18 | Supply of Counterpoise type earthing (120 mlength) | EA | 63 |  | INCLUDED |  | INCLUDED | 0 | INCLUDED | 0 | 0 | 0 | 0 | 0 | 0 | 0 | 0 | 0 | 0 | 0 | 0 | 18 | 0 | 0 | 0 | 0 | 0 | 0
58 | 7000035095 | 560 | Earthing | 1000048808 | 18 | SUPPLY OF CHEMICAL EARTHING: COUNTERPOISE TYPE (120M LENGTH) | EA | 7 |  | INCLUDED |  | INCLUDED | 0 | INCLUDED | 0 | 0 | 0 | 0 | 0 | 0 | 0 | 0 | 0 | 0 | 0 | 0 | 18 | 0 | 0 | 0 | 0 | 0 | 0
59 | 7000035095 | 570 | Earthing | 1000034135 | 18 | EARTHING OF PILE FOUNDATION LOCATIONS | MT | 14 |  | INCLUDED |  | INCLUDED | 0 | INCLUDED | 0 | 0 | 0 | 0 | 0 | 0 | 0 | 0 | 0 | 0 | 0 | 0 | 18 | 0 | 0 | 0 | 0 | 0 | 0
60 | 7000035095 | 580 | Earthing | 1000019718 | 18 | Supply of Shieldwire EarthingincludingPG clamps, downlead clampsbutexcluding Earthwire bits for Pipetypeearthing | EA | 8 |  | INCLUDED |  | INCLUDED | 0 | INCLUDED | 0 | 0 | 0 | 0 | 0 | 0 | 0 | 0 | 0 | 0 | 0 | 0 | 18 | 0 | 0 | 0 | 0 | 0 | 0
61 | 7000035095 | 590 | Earthing | 1000038340 | 18 | ROD TYPE EARTHING | EA | 254 |  | INCLUDED |  | INCLUDED | 0 | INCLUDED | 0 | 0 | 0 | 0 | 0 | 0 | 0 | 0 | 0 | 0 | 0 | 0 | 18 | 0 | 0 | 0 | 0 | 0 | 0
62 | 7000035095 | 600 | 66kV D/C Poles (Spare) | 1000079996 | 18 | DESIGN, FABRICATION, GALVANISING AND SUPPLY OF TRANSMISSION LINE STEELMONOPOLE INCLUDING ANCHOR PLATE, ANCHOR BOLTS, TEMPLATES AND ALL OTHERSTRUCTURAL COMPONENTS SUITABLE FOR 66KV DOUBLE CIRCUIT (SINGLE COVEREDCONDUCTOR) WZ-3 COASTAL (VERTICAL CONFIGURATION) - SUSPENSION POLETYPE PA+0 | EA | 1 |  | INCLUDED |  | INCLUDED | 0 | INCLUDED | 0 | 0 | 0 | 0 | 0 | 0 | 0 | 0 | 0 | 0 | 0 | 0 | 18 | 0 | 0 | 0 | 0 | 0 | 0
63 | 7000035095 | 610 | 66kV D/C Poles (Spare) | 1000079999 | 18 | DESIGN, FABRICATION, GALVANISING AND SUPPLY OF TRANSMISSION LINE STEELMONOPOLE INCLUDING ANCHOR PLATE, ANCHOR BOLTS, TEMPLATES AND ALL OTHERSTRUCTURAL COMPONENTS SUITABLE FOR 66KV DOUBLE CIRCUIT (SINGLE COVEREDCONDUCTOR) WZ-3 COASTAL (VERTICAL CONFIGURATION) - SUSPENSION POLETYPE PA+3.0 | EA | 1 |  | INCLUDED |  | INCLUDED | 0 | INCLUDED | 0 | 0 | 0 | 0 | 0 | 0 | 0 | 0 | 0 | 0 | 0 | 0 | 18 | 0 | 0 | 0 | 0 | 0 | 0
64 | 7000035095 | 620 | 66kV D/C Poles (Spare) | 1000080000 | 18 | DESIGN, FABRICATION, GALVANISING AND SUPPLY OF TRANSMISSION LINE STEELMONOPOLE INCLUDING ANCHOR PLATE, ANCHOR BOLTS, TEMPLATES AND ALL OTHERSTRUCTURAL COMPONENTS SUITABLE FOR 66KV DOUBLE CIRCUIT (SINGLE COVEREDCONDUCTOR) WZ-3 COASTAL (VERTICAL CONFIGURATION) - SUSPENSION POLETYPE PA+6.0 | EA | 1 |  | INCLUDED |  | INCLUDED | 0 | INCLUDED | 0 | 0 | 0 | 0 | 0 | 0 | 0 | 0 | 0 | 0 | 0 | 0 | 18 | 0 | 0 | 0 | 0 | 0 | 0
65 | 7000035095 | 630 | 66kV D/C Poles (Spare) | 1000080001 | 18 | DESIGN, FABRICATION, GALVANISING AND SUPPLY OF TRANSMISSION LINE STEELMONOPOLE INCLUDING ANCHOR PLATE, ANCHOR BOLTS, TEMPLATES AND ALL OTHERSTRUCTURAL COMPONENTS SUITABLE FOR 66KV DOUBLE CIRCUIT (SINGLE COVEREDCONDUCTOR) WZ-3 COASTAL (VERTICAL CONFIGURATION) - SUSPENSION POLETYPE PA+9.0 | EA | 1 |  | INCLUDED |  | INCLUDED | 0 | INCLUDED | 0 | 0 | 0 | 0 | 0 | 0 | 0 | 0 | 0 | 0 | 0 | 0 | 18 | 0 | 0 | 0 | 0 | 0 | 0
66 | 7000035095 | 640 | 66kV D/C Poles (Spare) | 1000080002 | 18 | DESIGN, FABRICATION, GALVANISING AND SUPPLY OF TRANSMISSION LINE STEELMONOPOLE INCLUDING ANCHOR PLATE, ANCHOR BOLTS, TEMPLATES AND ALL OTHERSTRUCTURAL COMPONENTS SUITABLE FOR 66KV DOUBLE CIRCUIT (SINGLE COVEREDCONDUCTOR) WZ-3 COASTAL(VERTICAL CONFIGURATION) - TENSION POLE TYPEPB+0 | EA | 1 |  | INCLUDED |  | INCLUDED | 0 | INCLUDED | 0 | 0 | 0 | 0 | 0 | 0 | 0 | 0 | 0 | 0 | 0 | 0 | 18 | 0 | 0 | 0 | 0 | 0 | 0
67 | 7000035095 | 650 | 66kV D/C Poles (Spare) | 1000080007 | 18 | DESIGN, FABRICATION, GALVANISING AND SUPPLY OF TRANSMISSION LINE STEELMONOPOLE INCLUDING ANCHOR PLATE, ANCHOR BOLTS, TEMPLATES AND ALL OTHERSTRUCTURAL COMPONENTS SUITABLE FOR 66KV DOUBLE CIRCUIT (SINGLE COVEREDCONDUCTOR) WZ-3 COASTAL (VERTICAL CONFIGURATION) - TENSION POLE TYPEPB+9.0 | EA | 1 |  | INCLUDED |  | INCLUDED | 0 | INCLUDED | 0 | 0 | 0 | 0 | 0 | 0 | 0 | 0 | 0 | 0 | 0 | 0 | 18 | 0 | 0 | 0 | 0 | 0 | 0
68 | 7000035095 | 660 | 66kV D/C Poles (Spare) | 1000080008 | 18 | DESIGN, FABRICATION, GALVANISING AND SUPPLY OF TRANSMISSION LINE STEELMONOPOLE INCLUDING ANCHOR PLATE, ANCHOR BOLTS, TEMPLATES AND ALL OTHERSTRUCTURAL COMPONENTS SUITABLE FOR 66KV DOUBLE CIRCUIT (SINGLE COVEREDCONDUCTOR) WZ-3 COASTAL (VERTICAL CONFIGURATION) - TENSION POLE TYPEPC+0 | EA | 1 |  | INCLUDED |  | INCLUDED | 0 | INCLUDED | 0 | 0 | 0 | 0 | 0 | 0 | 0 | 0 | 0 | 0 | 0 | 0 | 18 | 0 | 0 | 0 | 0 | 0 | 0
69 | 7000035095 | 670 | 66kV D/C Poles (Spare) | 1000080013 | 18 | DESIGN, FABRICATION, GALVANISING AND SUPPLY OF TRANSMISSION LINE STEELMONOPOLE INCLUDING ANCHOR PLATE, ANCHOR BOLTS, TEMPLATES AND ALL OTHERSTRUCTURAL COMPONENTS SUITABLE FOR 66KV DOUBLE CIRCUIT (SINGLE COVEREDCONDUCTOR) WZ-3 COASTAL (VERTICAL CONFIGURATION) - TENSION POLE TYPEPC+9.0 | EA | 1 |  | INCLUDED |  | INCLUDED | 0 | INCLUDED | 0 | 0 | 0 | 0 | 0 | 0 | 0 | 0 | 0 | 0 | 0 | 0 | 18 | 0 | 0 | 0 | 0 | 0 | 0
70 | 7000035095 | 680 | 66kV D/C Poles (Spare) | 1000080014 | 18 | DESIGN, FABRICATION, GALVANISING AND SUPPLY OF TRANSMISSION LINE STEELMONOPOLE INCLUDING ANCHOR PLATE, ANCHOR BOLTS, TEMPLATES AND ALL OTHERSTRUCTURAL COMPONENTS SUITABLE FOR 66KV DOUBLE CIRCUIT (SINGLE COVEREDCONDUCTOR) WZ-3 COASTAL (VERTICAL CONFIGURATION) - TENSION POLE TYPEPD+0 | EA | 1 |  | INCLUDED |  | INCLUDED | 0 | INCLUDED | 0 | 0 | 0 | 0 | 0 | 0 | 0 | 0 | 0 | 0 | 0 | 0 | 18 | 0 | 0 | 0 | 0 | 0 | 0
71 | 7000035095 | 690 | 66kV D/C Poles (Spare) | 1000080018 | 18 | DESIGN, FABRICATION, GALVANISING AND SUPPLY OF TRANSMISSION LINE STEELMONOPOLE INCLUDING ANCHOR PLATE, ANCHOR BOLTS, TEMPLATES AND ALL OTHERSTRUCTURAL COMPONENTS SUITABLE FOR 66KV DOUBLE CIRCUIT (SINGLE COVEREDCONDUCTOR) WZ-3 COASTAL (VERTICAL CONFIGURATION) - TENSION POLE TYPEPD+6.0 | EA | 1 |  | INCLUDED |  | INCLUDED | 0 | INCLUDED | 0 | 0 | 0 | 0 | 0 | 0 | 0 | 0 | 0 | 0 | 0 | 0 | 18 | 0 | 0 | 0 | 0 | 0 | 0
72 | 7000035095 | 700 | 66kV D/C Poles (Spare) | 1000080019 | 18 | DESIGN, FABRICATION, GALVANISING AND SUPPLY OF TRANSMISSION LINE STEELMONOPOLE INCLUDING ANCHOR PLATE, ANCHOR BOLTS, TEMPLATES AND ALL OTHERSTRUCTURAL COMPONENTS SUITABLE FOR 66KV DOUBLE CIRCUIT (SINGLE COVEREDCONDUCTOR) WZ-3 COASTAL (VERTICAL CONFIGURATION) - TENSION POLE TYPEPD+9.0 | EA | 1 |  | INCLUDED |  | INCLUDED | 0 | INCLUDED | 0 | 0 | 0 | 0 | 0 | 0 | 0 | 0 | 0 | 0 | 0 | 0 | 18 | 0 | 0 | 0 | 0 | 0 | 0
73 | 7000035095 | 710 | Normal Lattice Tower (Spare) | 1000031890 | 18 | FABRICATION, GALVANIZING (UNDER MARINE ENVIRONMENT) AND SUPPLY OFVARIOUS TYPE OF TOWER & TOWER PARTS, TOWER EXTENSIONS (COMPLETE)EXCLUDING BOLTS & NUTS, STEP BOLTS AND STUBS BUT INCLUDING HANGERS,D-SHACKLES, PACK WASHER ETC.- HT STEEL FOR NORMAL TOWERS | MT | 1.11 |  | INCLUDED |  | INCLUDED | 0 | INCLUDED | 0 | 0 | 0 | 0 | 0 | 0 | 0 | 0 | 0 | 0 | 0 | 0 | 18 | 0 | 0 | 0 | 0 | 0 | 0
74 | 7000035095 | 720 | Normal Lattice Tower (Spare) | 1000031894 | 18 | FABRICATION, GALVANIZING (UNDER MARINE ENVIRONMENT) AND SUPPLY OFVARIOUS TYPE OF TOWER & TOWER PARTS, TOWER EXTENSIONS (COMPLETE)EXCLUDING BOLTS & NUTS, STEP BOLTS AND STUBS BUT INCLUDING HANGERS,D-SHACKLES, PACK WASHER ETC.- MS STEEL FOR NORMAL TOWERS | MT | 1.52 |  | INCLUDED |  | INCLUDED | 0 | INCLUDED | 0 | 0 | 0 | 0 | 0 | 0 | 0 | 0 | 0 | 0 | 0 | 0 | 18 | 0 | 0 | 0 | 0 | 0 | 0
75 | 7000035095 | 730 | Normal Lattice Tower (Spare) | 1000031892 | 18 | FABRICATION, GALVANIZING (UNDER MARINE ENVIRONMENT) AND SUPPLY OFSTUBS & CLEATS FOR VARIOUS TYPE OF TOWERS, TOWER EXTENSIONS (COMPLETE)WITH PACK WASHERS, EXCLUDING BOLTS & NUTS- HT STEEL FOR NORMAL TOWERS | MT | 0.06 |  | INCLUDED |  | INCLUDED | 0 | INCLUDED | 0 | 0 | 0 | 0 | 0 | 0 | 0 | 0 | 0 | 0 | 0 | 0 | 18 | 0 | 0 | 0 | 0 | 0 | 0
76 | 7000035095 | 740 | Normal Lattice Tower (Spare) | 1000031896 | 18 | FABRICATION, GALVANIZING (UNDER MARINE ENVIRONMENT) AND SUPPLY OFSTUBS & CLEATS FOR VARIOUS TYPE OF TOWERS, TOWER EXTENSIONS (COMPLETE)WITH PACK WASHERS, EXCLUDING BOLTS & NUTS- MS STEEL FOR NORMAL TOWERS | MT | 0.009 |  | INCLUDED |  | INCLUDED | 0 | INCLUDED | 0 | 0 | 0 | 0 | 0 | 0 | 0 | 0 | 0 | 0 | 0 | 0 | 18 | 0 | 0 | 0 | 0 | 0 | 0
77 | 7000035095 | 750 | Normal Lattice Tower (Spare) | 1000013472 | 18 | Supply of Hexagonal Bolts & Nuts fortowers including Step Bolts,SpringWashers etc. | MT | 0.09 |  | INCLUDED |  | INCLUDED | 0 | INCLUDED | 0 | 0 | 0 | 0 | 0 | 0 | 0 | 0 | 0 | 0 | 0 | 0 | 18 | 0 | 0 | 0 | 0 | 0 | 0
78 | 7000035095 | 760 | Normal Lattice Tower (Spare) | 1000007847 | 18 | Supply of Bolts & Nuts for Stubsincluding Spring Washers etc. | MT | 0.002 |  | INCLUDED |  | INCLUDED | 0 | INCLUDED | 0 | 0 | 0 | 0 | 0 | 0 | 0 | 0 | 0 | 0 | 0 | 0 | 18 | 0 | 0 | 0 | 0 | 0 | 0
79 | 7000035095 | 770 | 66kV CLR Insulators (Spare) | 1000079964 | 18 | SUPPLY OF 66KV 90KN COMPOSITE LONG ROD INSULATOR (MARINE/COASTAL) BALL&CLEVIS | EA | 16 |  | INCLUDED |  | INCLUDED | 0 | INCLUDED | 0 | 0 | 0 | 0 | 0 | 0 | 0 | 0 | 0 | 0 | 0 | 0 | 18 | 0 | 0 | 0 | 0 | 0 | 0
80 | 7000035095 | 780 | 66kV CLR Insulators (Spare) | 1000079965 | 18 | SUPPLY OF 66KV 90KN COMPOSITE LONG ROD INSULATOR (MARINE/COASTAL)CLEVIS AND TONGUE | EA | 267 |  | INCLUDED |  | INCLUDED | 0 | INCLUDED | 0 | 0 | 0 | 0 | 0 | 0 | 0 | 0 | 0 | 0 | 0 | 0 | 18 | 0 | 0 | 0 | 0 | 0 | 0
81 | 7000035095 | 790 | Hardware fitting (Covered+Bare) Spare | 1000079958 | 18 | SUPPLY OF DOUBLE TENSION STRING 66KV SINGLE AAAC PANTHER CONDUCTOR | SET | 1 |  | INCLUDED |  | INCLUDED | 0 | INCLUDED | 0 | 0 | 0 | 0 | 0 | 0 | 0 | 0 | 0 | 0 | 0 | 0 | 18 | 0 | 0 | 0 | 0 | 0 | 0
82 | 7000035095 | 800 | Hardware fitting (Covered+Bare) Spare | 1000079960 | 18 | SUPPLY OF SINGLE TENSION STRING 66KV SINGLE AAAC PANTHER CONDUCTOR | SET | 3 |  | INCLUDED |  | INCLUDED | 0 | INCLUDED | 0 | 0 | 0 | 0 | 0 | 0 | 0 | 0 | 0 | 0 | 0 | 0 | 18 | 0 | 0 | 0 | 0 | 0 | 0
83 | 7000035095 | 810 | Hardware fitting (Covered+Bare) Spare | 1000080021 | 18 | SUSPENSION CLAMP (HANGING TYPE INSULATOR) 66KV AAAC PANTHER EQUIVALENTCONDUCTOR | EA | 28 |  | INCLUDED |  | INCLUDED | 0 | INCLUDED | 0 | 0 | 0 | 0 | 0 | 0 | 0 | 0 | 0 | 0 | 0 | 0 | 18 | 0 | 0 | 0 | 0 | 0 | 0
84 | 7000035095 | 820 | Hardware fitting (Covered+Bare) Spare | 1000080022 | 18 | TENSION/ANCHORING CLAMP HELICAL TYPE 66KV COVERED AAAC PANTHEREQUIVALENT CONDUCTOR | EA | 25 |  | INCLUDED |  | INCLUDED | 0 | INCLUDED | 0 | 0 | 0 | 0 | 0 | 0 | 0 | 0 | 0 | 0 | 0 | 0 | 18 | 0 | 0 | 0 | 0 | 0 | 0
85 | 7000035095 | 830 | Conductor Acc (Covered+Bare) Spare | 1000079961 | 18 | MIDSPAN COMPRESSION JOINT 66KV AAAC PANTHER CONDUCTOR | EA | 1 |  | INCLUDED |  | INCLUDED | 0 | INCLUDED | 0 | 0 | 0 | 0 | 0 | 0 | 0 | 0 | 0 | 0 | 0 | 0 | 18 | 0 | 0 | 0 | 0 | 0 | 0
86 | 7000035095 | 840 | Conductor Acc (Covered+Bare) Spare | 1000079962 | 18 | REPAIR SLEEVES 66KV AAAC PANTHER CONDUCTOR | EA | 1 |  | INCLUDED |  | INCLUDED | 0 | INCLUDED | 0 | 0 | 0 | 0 | 0 | 0 | 0 | 0 | 0 | 0 | 0 | 0 | 18 | 0 | 0 | 0 | 0 | 0 | 0
87 | 7000035095 | 850 | Conductor Acc (Covered+Bare) Spare | 1000079963 | 18 | VIBRATION DAMPER 66KV AAAC PANTHER CONDUCTOR | EA | 6 |  | INCLUDED |  | INCLUDED | 0 | INCLUDED | 0 | 0 | 0 | 0 | 0 | 0 | 0 | 0 | 0 | 0 | 0 | 0 | 18 | 0 | 0 | 0 | 0 | 0 | 0
88 | 7000035095 | 860 | Conductor Acc (Covered+Bare) Spare | 1000075697 | 18 | INSULATION PIERCING CONNECTOR WITH ALUMINUM BAIL (MAINTAINCE EARTHING) | EA | 1 |  | INCLUDED |  | INCLUDED | 0 | INCLUDED | 0 | 0 | 0 | 0 | 0 | 0 | 0 | 0 | 0 | 0 | 0 | 0 | 18 | 0 | 0 | 0 | 0 | 0 | 0
89 | 7000035095 | 870 | Conductor Acc (Covered+Bare) Spare | 1000079993 | 18 | 66KV EARTH PARKING DEVICE | EA | 1 |  | INCLUDED |  | INCLUDED | 0 | INCLUDED | 0 | 0 | 0 | 0 | 0 | 0 | 0 | 0 | 0 | 0 | 0 | 0 | 18 | 0 | 0 | 0 | 0 | 0 | 0
90 | 7000035095 | 880 | Conductor Acc (Covered+Bare) Spare | 1000079994 | 18 | HEAT SHRINKABLE END CAP 66KV COVERED PANTHER EQUIVALENT CONDUCTOR | EA | 1 |  | INCLUDED |  | INCLUDED | 0 | INCLUDED | 0 | 0 | 0 | 0 | 0 | 0 | 0 | 0 | 0 | 0 | 0 | 0 | 18 | 0 | 0 | 0 | 0 | 0 | 0
91 | 7000035095 | 890 | Conductor Acc (Covered+Bare) Spare | 1000079995 | 18 | MIDSPAN JOINT FOR 66KV COVERED AAAC PANTHER EQUIVALENT CONDUCTOR | EA | 6 |  | INCLUDED |  | INCLUDED | 0 | INCLUDED | 0 | 0 | 0 | 0 | 0 | 0 | 0 | 0 | 0 | 0 | 0 | 0 | 18 | 0 | 0 | 0 | 0 | 0 | 0
92 | 7000035095 | 900 | Conductor Acc (Covered+Bare) Spare | 1000080020 | 18 | 66KV SURGE ARRESTOR FOR MONOPOLE WITH COVERED CONDUCTOR | EA | 3 |  | INCLUDED |  | INCLUDED | 0 | INCLUDED | 0 | 0 | 0 | 0 | 0 | 0 | 0 | 0 | 0 | 0 | 0 | 0 | 18 | 0 | 0 | 0 | 0 | 0 | 0
93 | 7000035095 | 910 | Conductor Acc (Covered+Bare) Spare | 1000080024 | 18 | TERMINATION KIT/LUG FOR END CONNECTION - EACH CORE 66KV AAAC PANTHEREQUIVALENT CONDUCTOR | EA | 1 |  | INCLUDED |  | INCLUDED | 0 | INCLUDED | 0 | 0 | 0 | 0 | 0 | 0 | 0 | 0 | 0 | 0 | 0 | 0 | 18 | 0 | 0 | 0 | 0 | 0 | 0
94 | 7000035095 | 920 | Conductor Acc (Covered+Bare) Spare | 1000075698 | 18 | MECHANICAL CONNECTOR/INSULATION PIERCING CONNECTOR - FOR BARE TOCOVERED CONNECTION | EA | 3 |  | INCLUDED |  | INCLUDED | 0 | INCLUDED | 0 | 0 | 0 | 0 | 0 | 0 | 0 | 0 | 0 | 0 | 0 | 0 | 18 | 0 | 0 | 0 | 0 | 0 | 0
95 | 7000035095 | 930 | Conductor Acc (Covered+Bare) Spare | 1000080042 | 18 | TRACKING INSULATION PIERCING CONNECTOR (IPC) FOR 66KV COVEREDCONDCUTOR | EA | 53 |  | INCLUDED |  | INCLUDED | 0 | INCLUDED | 0 | 0 | 0 | 0 | 0 | 0 | 0 | 0 | 0 | 0 | 0 | 0 | 18 | 0 | 0 | 0 | 0 | 0 | 0
96 | 7000035095 | 1350 | Conductor Acc (Covered+Bare) Spare | 1000080083 | 18 | VIBRATION DAMPERS FOR 66KV COVERED CONDCUTOR | EA | 18 |  | INCLUDED |  | INCLUDED | 0 | INCLUDED | 0 | 0 | 0 | 0 | 0 | 0 | 0 | 0 | 0 | 0 | 0 | 0 | 18 | 0 | 0 | 0 | 0 | 0 | 0
97 | 7000035095 | 940 | 66kV Conductor (Covered+Bare) Spare | 1000030845 | 18 | AAAC PANTHER CONDUCTOR | KM | 2.4 |  | INCLUDED |  | INCLUDED | 0 | INCLUDED | 0 | 0 | 0 | 0 | 0 | 0 | 0 | 0 | 0 | 0 | 0 | 0 | 18 | 0 | 0 | 0 | 0 | 0 | 0
98 | 7000035095 | 950 | 66kV Conductor (Covered+Bare) Spare | 1000079992 | 18 | SUPPLY OF 66KV AAAC MEDIUM VOLTAGE COVERED CONDUCTOR (MVCC) | KM | 30 |  | INCLUDED |  | INCLUDED | 0 | INCLUDED | 0 | 0 | 0 | 0 | 0 | 0 | 0 | 0 | 0 | 0 | 0 | 0 | 18 | 0 | 0 | 0 | 0 | 0 | 0
99 | 7000035095 | 1090 | OPGW SUpply | 1000030941 | 18 | 48 FIBRE (DWSM) OPGW FIBRE OPTIC CABLE | KM | 54.894 |  | INCLUDED |  | INCLUDED | 0 | INCLUDED | 0 | 0 | 0 | 0 | 0 | 0 | 0 | 0 | 0 | 0 | 0 | 0 | 18 | 0 | 0 | 0 | 0 | 0 | 0
100 | 7000035095 | 1100 | OPGW SUpply | 1000020445 | 18 | Suspension clamp assembly for 48 fibre OPGW | EA | 232 |  | INCLUDED |  | INCLUDED | 0 | INCLUDED | 0 | 0 | 0 | 0 | 0 | 0 | 0 | 0 | 0 | 0 | 0 | 0 | 18 | 0 | 0 | 0 | 0 | 0 | 0
101 | 7000035095 | 1110 | OPGW SUpply | 1000033145 | 18 | TENSION ASSEMBLY - DEAD END FOR 48 FIBER OPGW | SET | 2 |  | INCLUDED |  | INCLUDED | 0 | INCLUDED | 0 | 0 | 0 | 0 | 0 | 0 | 0 | 0 | 0 | 0 | 0 | 0 | 18 | 0 | 0 | 0 | 0 | 0 | 0
102 | 7000035095 | 1120 | OPGW SUpply | 1000031040 | 18 | TENSION FITTINGS ASSEMBLY FOR 48F OPGW INCLUDING ALL ACCESSORIES FORJOINT BOX (SPLICING) LOCATION | SET | 7 |  | INCLUDED |  | INCLUDED | 0 | INCLUDED | 0 | 0 | 0 | 0 | 0 | 0 | 0 | 0 | 0 | 0 | 0 | 0 | 18 | 0 | 0 | 0 | 0 | 0 | 0
103 | 7000035095 | 1130 | OPGW SUpply | 1000033147 | 18 | TENSION ASSEMBLY - DOUBLE TENSION PASS THROUGH ASSEMBLY FOR 48 FIBEROPGW | SET | 110 |  | INCLUDED |  | INCLUDED | 0 | INCLUDED | 0 | 0 | 0 | 0 | 0 | 0 | 0 | 0 | 0 | 0 | 0 | 0 | 18 | 0 | 0 | 0 | 0 | 0 | 0
104 | 7000035095 | 1140 | OPGW SUpply | 1000033143 | 18 | TENSION ASSEMBLY FOR JOINTING AT SUSPENSION TOWER FOR 48 FIBER OPGW | SET | 3 |  | INCLUDED |  | INCLUDED | 0 | INCLUDED | 0 | 0 | 0 | 0 | 0 | 0 | 0 | 0 | 0 | 0 | 0 | 0 | 18 | 0 | 0 | 0 | 0 | 0 | 0
105 | 7000035095 | 1150 | OPGW SUpply | 1000022418 | 18 | Vibration Damper for 48 fibre OPGW | EA | 952 |  | INCLUDED |  | INCLUDED | 0 | INCLUDED | 0 | 0 | 0 | 0 | 0 | 0 | 0 | 0 | 0 | 0 | 0 | 0 | 18 | 0 | 0 | 0 | 0 | 0 | 0
106 | 7000035095 | 1160 | OPGW SUpply | 1000010820 | 18 | Down Lead clamp Assembly for 48 fibre OPGW | EA | 400 |  | INCLUDED |  | INCLUDED | 0 | INCLUDED | 0 | 0 | 0 | 0 | 0 | 0 | 0 | 0 | 0 | 0 | 0 | 0 | 18 | 0 | 0 | 0 | 0 | 0 | 0
107 | 7000035095 | 1170 | OPGW SUpply | 1000014201 | 18 | Joint Box for 48 fibre OPGW | EA | 12 |  | INCLUDED |  | INCLUDED | 0 | INCLUDED | 0 | 0 | 0 | 0 | 0 | 0 | 0 | 0 | 0 | 0 | 0 | 0 | 18 | 0 | 0 | 0 | 0 | 0 | 0
108 | 7000035095 | 1180 | OPGW SUpply | 1000080025 | 18 | POLE CLAMPS FOR OPGW HARDWARE FITTING | EA | 340 |  | INCLUDED |  | INCLUDED | 0 | INCLUDED | 0 | 0 | 0 | 0 | 0 | 0 | 0 | 0 | 0 | 0 | 0 | 0 | 18 | 0 | 0 | 0 | 0 | 0 | 0
109 | 7000035095 | 1190 | OPGW SUpply | 1000023471 | 18 | OPGW Fibre Optic Distribution Panel (FODP): Indoor Type: 96F | EA | 2 |  | INCLUDED |  | INCLUDED | 0 | INCLUDED | 0 | 0 | 0 | 0 | 0 | 0 | 0 | 0 | 0 | 0 | 0 | 0 | 18 | 0 | 0 | 0 | 0 | 0 | 0
110 | 7000035095 | 1200 | OPGW SUpply | 1000030944 | 18 | 48F (DWSM) APPROACH FIBRE OPTIC CABLE INCLUDING ALL INSTALLATIONHARDWARE SET | KM | 1 |  | INCLUDED |  | INCLUDED | 0 | INCLUDED | 0 | 0 | 0 | 0 | 0 | 0 | 0 | 0 | 0 | 0 | 0 | 0 | 18 | 0 | 0 | 0 | 0 | 0 | 0
111 | 7000035095 | 1210 | OPGW SUpply | 1000013926 | 18 | Installation hardware set for above 48 Fibre, Fibre Optic ApproachCable | SET | 1 |  | INCLUDED |  | INCLUDED | 0 | INCLUDED | 0 | 0 | 0 | 0 | 0 | 0 | 0 | 0 | 0 | 0 | 0 | 0 | 18 | 0 | 0 | 0 | 0 | 0 | 0
112 | 7000035095 | 1220 | OPGW Spares | 1000030941 | 18 | 48 FIBRE (DWSM) OPGW FIBRE OPTIC CABLE | KM | 1.922 |  | INCLUDED |  | INCLUDED | 0 | INCLUDED | 0 | 0 | 0 | 0 | 0 | 0 | 0 | 0 | 0 | 0 | 0 | 0 | 18 | 0 | 0 | 0 | 0 | 0 | 0
113 | 7000035095 | 1230 | OPGW Spares | 1000020445 | 18 | Suspension clamp assembly for 48 fibre OPGW | EA | 9 |  | INCLUDED |  | INCLUDED | 0 | INCLUDED | 0 | 0 | 0 | 0 | 0 | 0 | 0 | 0 | 0 | 0 | 0 | 0 | 18 | 0 | 0 | 0 | 0 | 0 | 0
114 | 7000035095 | 1240 | OPGW Spares | 1000033145 | 18 | TENSION ASSEMBLY - DEAD END FOR 48 FIBER OPGW | SET | 1 |  | INCLUDED |  | INCLUDED | 0 | INCLUDED | 0 | 0 | 0 | 0 | 0 | 0 | 0 | 0 | 0 | 0 | 0 | 0 | 18 | 0 | 0 | 0 | 0 | 0 | 0
115 | 7000035095 | 1250 | OPGW Spares | 1000031040 | 18 | TENSION FITTINGS ASSEMBLY FOR 48F OPGW INCLUDING ALL ACCESSORIES FORJOINT BOX (SPLICING) LOCATION | SET | 1 |  | INCLUDED |  | INCLUDED | 0 | INCLUDED | 0 | 0 | 0 | 0 | 0 | 0 | 0 | 0 | 0 | 0 | 0 | 0 | 18 | 0 | 0 | 0 | 0 | 0 | 0
116 | 7000035095 | 1260 | OPGW Spares | 1000033147 | 18 | TENSION ASSEMBLY - DOUBLE TENSION PASS THROUGH ASSEMBLY FOR 48 FIBEROPGW | SET | 4 |  | INCLUDED |  | INCLUDED | 0 | INCLUDED | 0 | 0 | 0 | 0 | 0 | 0 | 0 | 0 | 0 | 0 | 0 | 0 | 18 | 0 | 0 | 0 | 0 | 0 | 0
117 | 7000035095 | 1270 | OPGW Spares | 1000033143 | 18 | TENSION ASSEMBLY FOR JOINTING AT SUSPENSION TOWER FOR 48 FIBER OPGW | SET | 1 |  | INCLUDED |  | INCLUDED | 0 | INCLUDED | 0 | 0 | 0 | 0 | 0 | 0 | 0 | 0 | 0 | 0 | 0 | 0 | 18 | 0 | 0 | 0 | 0 | 0 | 0
118 | 7000035095 | 1280 | OPGW Spares | 1000022418 | 18 | Vibration Damper for 48 fibre OPGW | EA | 34 |  | INCLUDED |  | INCLUDED | 0 | INCLUDED | 0 | 0 | 0 | 0 | 0 | 0 | 0 | 0 | 0 | 0 | 0 | 0 | 18 | 0 | 0 | 0 | 0 | 0 | 0
119 | 7000035095 | 1290 | OPGW Spares | 1000010820 | 18 | Down Lead clamp Assembly for 48 fibre OPGW | EA | 14 |  | INCLUDED |  | INCLUDED | 0 | INCLUDED | 0 | 0 | 0 | 0 | 0 | 0 | 0 | 0 | 0 | 0 | 0 | 0 | 18 | 0 | 0 | 0 | 0 | 0 | 0
120 | 7000035095 | 1300 | OPGW Spares | 1000014201 | 18 | Joint Box for 48 fibre OPGW | EA | 1 |  | INCLUDED |  | INCLUDED | 0 | INCLUDED | 0 | 0 | 0 | 0 | 0 | 0 | 0 | 0 | 0 | 0 | 0 | 0 | 18 | 0 | 0 | 0 | 0 | 0 | 0
121 | 7000035095 | 1310 | OPGW Spares | 1000080025 | 18 | POLE CLAMPS FOR OPGW HARDWARE FITTING | EA | 12 |  | INCLUDED |  | INCLUDED | 0 | INCLUDED | 0 | 0 | 0 | 0 | 0 | 0 | 0 | 0 | 0 | 0 | 0 | 0 | 18 | 0 | 0 | 0 | 0 | 0 | 0
122 | 7000035095 | 1320 | OPGW Spares | 1000030944 | 18 | 48F (DWSM) APPROACH FIBRE OPTIC CABLE INCLUDING ALL INSTALLATIONHARDWARE SET | KM | 0.5 |  | INCLUDED |  | INCLUDED | 0 | INCLUDED | 0 | 0 | 0 | 0 | 0 | 0 | 0 | 0 | 0 | 0 | 0 | 0 | 18 | 0 | 0 | 0 | 0 | 0 | 0
123 | 7000035095 | 1330 | OPGW Spares | 1000013926 | 18 | Installation hardware set for above 48 Fibre, Fibre Optic ApproachCable | SET | 0.5 |  | INCLUDED |  | INCLUDED | 0 | INCLUDED | 0 | 0 | 0 | 0 | 0 | 0 | 0 | 0 | 0 | 0 | 0 | 0 | 18 | 0 | 0 | 0 | 0 | 0 | 0
Total Ex-Works Price (excluding GST) | [9 empty] | 0 | [9 empty] | 0 |  | 0 | 0 | 0 |  | 0 |  |  |  |  | 0 | 0 | 0
Total Price for inland transportation and other services required in India to convey the Goods to their final destination (excluding GST) | [11 empty] | 0
GST payable on the price quoted if Contract is awarded | [12 empty] | 0 | [12 empty] | #REF! |  |  |  |  | #REF! | #REF! | #REF!
Total Price per line item including GST | [13 empty] | 0
| Date |  |  |  |  | Printed Name
| Place |  |  |  |  | Designation
Click for Sch-2

## Sch-2
NIT/RFB No.: CC/NT/W-TW/DOM/A01/25/15831 | [17 empty] | Schedule - 2_Rev01
Transmission line package TL-01 for (a) 66kV D/C Diglipur Mayabunder transmission line & (b) 66kV D/C Mayabunder Rangat transmission line associated with “Interconnection work of North, Middle & South Andaman Island under RDSS in UT of Andaman & Nicobar Islands” under Consultancy Services to EDANA
(SCHEDULE OF RATES AND PRICES )
BIDDER:
0 | [11 empty] | To:
Bidder’s Name and Address (Sole Bidder) : | [11 empty] | POWERGRID CORPORATION OF INDIA LIMITED,
Name : | [11 empty] | Saudamini, Plot No. 2, Sector - 29, Gurgaon
Address :
Supply of Installation Services :
SI. No. | PR No | PR Line Item No | Activity Header | PR Activity No | Activity Description | Service Code | SAC (Service Accounting Codes) | Whether SAC in column ‘8’ is confirmed. If not indicate applicable the SAC # | Rate of GST applicable (in %) | Whether rate of GST in column ‘10’ is confirmed. If not indicate applicable rate of GST # | Description | Unit | Quantity | Unit price | GST payable on the price quoted if Contract is awarded (%) | Total Price per line item (excluding GST) | GST payable on the price quoted if Contract is awarded (Amount) | Total Price per line item (including GST) |  | GST Before Discount | Discount | Total Price after discount | GST After Discount
1 | 2 | 2 | 4 | 5 | 6 | 7 | 8 | 9 | 10 | 11 | 8 | 9 | 10 | 11 | 12 | 13=10*11 | 14=13*12 | 15=13+14
A | TL01 66kV D/C Diglipur - Mayabunder TL | [23 empty] | Rounded off UnitPrice | Total Corrected Price (excl. GST) | GST rate | GST Amount
1 | 7000035094 | 970 | 190 | 10 | Survey | 100001242 |  |  |  |  | Detailed survey including route alignment, profiling and tower spotting | KM | 3 |  | 18 | INCLUDED | INCLUDED | INCLUDED | 0 | 0 | 0 | 0 | 0 | 0 | 0 | 0 | 0 | 0
2 | 7000035094 | 970 | 190 | 20 | Survey | 100001243 |  |  |  |  | Check survey | KM | 45 |  | 18 | INCLUDED | INCLUDED | INCLUDED | 0 | 0 | 0 | 0 | 0 | 0 | 0 | 0 | 0 | 0
3 | 7000035094 | 970 | 190 | 30 | Survey | 100056953 |  |  |  |  | Land scheduling for the purpose of Compensation including identification of villages, collection and digitisation of Cadastralmaps, identification of ownership based on Plot/Khasras etc as per TS | KM | 45 |  | 18 | INCLUDED | INCLUDED | INCLUDED | 0 | 0 | 0 | 0 | 0 | 0 | 0 | 0 | 0 | 0
4 | 7000035094 | 980 | 200 | 10 | Detailed Soil Investigation | 100001244 |  |  |  |  | Detailed soil investigation: All kinds of soils except fissured rock and hard rock | EA | 9 |  | 18 | INCLUDED | INCLUDED | INCLUDED | 0 | 0 | 0 | 0 | 0 | 0 | 0 | 0 | 0 | 0
5 | 7000035094 | 980 | 200 | 20 | Detailed Soil Investigation | 100001245 |  |  |  |  | Detailed soil investigation: Fissured Rock | EA | 2 |  | 18 | INCLUDED | INCLUDED | INCLUDED | 0 | 0 | 0 | 0 | 0 | 0 | 0 | 0 | 0 | 0
6 | 7000035094 | 980 | 200 | 30 | Detailed Soil Investigation | 100001246 |  |  |  |  | Detailed soil investigation: Hard Rock | EA | 2 |  | 18 | INCLUDED | INCLUDED | INCLUDED | 0 | 0 | 0 | 0 | 0 | 0 | 0 | 0 | 0 | 0
7 | 7000035094 | 980 | 200 | 40 | Detailed Soil Investigation | 100058231 |  |  |  |  | Soil Investigation - River Crossing Location Creek | EA | 4 |  | 18 | INCLUDED | INCLUDED | INCLUDED | 0 | 0 | 0 | 0 | 0 | 0 | 0 | 0 | 0 | 0
8 | 7000035094 | 980 | 200 | 50 | Detailed Soil Investigation | 100058232 |  |  |  |  | Soil Investigation - Pile Location for Poles | EA | 3 |  | 18 | INCLUDED | INCLUDED | INCLUDED | 0 | 0 | 0 | 0 | 0 | 0 | 0 | 0 | 0 | 0
9 | 7000035094 | 990 | 210 | 10 | Benching | 100001252 |  |  |  |  | Benching: All kinds of soils except fissured rock,hard rock and sandy soil | M3 | 19600 |  | 18 | INCLUDED | INCLUDED | INCLUDED | 0 | 0 | 0 | 0 | 0 | 0 | 0 | 0 | 0 | 0
10 | 7000035094 | 990 | 210 | 20 | Benching | 100001253 |  |  |  |  | Benching: Fissured Rock | M3 | 3200 |  | 18 | INCLUDED | INCLUDED | INCLUDED | 0 | 0 | 0 | 0 | 0 | 0 | 0 | 0 | 0 | 0
11 | 7000035094 | 990 | 210 | 30 | Benching | 100001254 |  |  |  |  | Benching:Hard Rock | M3 | 3200 |  | 18 | INCLUDED | INCLUDED | INCLUDED | 0 | 0 | 0 | 0 | 0 | 0 | 0 | 0 | 0 | 0
12 | 7000035094 | 1000 | 220 | 20 | Work Associated Tower + Pole Foundation | 100001256 |  |  |  |  | Excavation: Wet Soil | M3 | 74273 |  | 18 | INCLUDED | INCLUDED | INCLUDED | 0 | 0 | 0 | 0 | 0 | 0 | 0 | 0 | 0 | 0
13 | 7000035094 | 1000 | 220 | 90 | Work Associated Tower + Pole Foundation | 100013029 |  |  |  |  | M30 DESIGN MIX CONCRETE | M3 | 27295 |  | 18 | INCLUDED | INCLUDED | INCLUDED | 0 | 0 | 0 | 0 | 0 | 0 | 0 | 0 | 0 | 0
14 | 7000035094 | 1000 | 220 | 100 | Work Associated Tower + Pole Foundation | 100016698 |  |  |  |  | Providing and laying of Plain Cement Concrete (PCC) (1:1.5:3) | M3 | 2401 |  | 18 | INCLUDED | INCLUDED | INCLUDED | 0 | 0 | 0 | 0 | 0 | 0 | 0 | 0 | 0 | 0
15 | 7000035094 | 1000 | 220 | 110 | Work Associated Tower + Pole Foundation | 100043962 |  |  |  |  | Supply & placement of Fusion Bonded Epoxy Coated(confirming to IS 13620)/Corrosion Resistant (confirming to IS 1786) ReinforcementSteel | MT | 1846 |  | 18 | INCLUDED | INCLUDED | INCLUDED | 0 | 0 | 0 | 0 | 0 | 0 | 0 | 0 | 0 | 0
16 | 7000035094 | 1000 | 220 | 120 | Work Associated Tower + Pole Foundation | 100001263 |  |  |  |  | Installation of stub including bolts and nuts : For Normal Towers | MT | 7.2 |  | 18 | INCLUDED | INCLUDED | INCLUDED | 0 | 0 | 0 | 0 | 0 | 0 | 0 | 0 | 0 | 0
17 | 7000035094 | 1010 | 240 | 130 | Pile Foundation Lattice + Pole Tower | 100058195 |  |  |  |  | Boring, providing and installation of bored Cast-in-situ RCC vertical piles of 750mm diameter & upto 20M length below the pilecapbottom with M30 grade of cement concrete, excluding the cost of reinforcement steel but including the cost of boring withtemporaryGuide casing, bentonite solution and the length of pile to be embeded in the pile cap (length of pile for payment shall bemeasuredfrom bottom of pile cap), all necessary labour, materials, plants, tools & tackles etc., complete, as necessary for properexecutionof the job. (Boring in all types of rocks excluded). - Short piles | M | 192 |  | 18 | INCLUDED | INCLUDED | INCLUDED | 0 | 0 | 0 | 0 | 0 | 0 | 0 | 0 | 0 | 0
18 | 7000035094 | 1010 | 240 | 140 | Pile Foundation Lattice + Pole Tower | 100058196 |  |  |  |  | Extra rate over item (750mm diameter R.C.C.vertical bored pile upto 20m from bottom of pile cap) for boring including socketing,anchoring (if required) with required size,nos. & depth of Reinforcement in all types of rocks other than hard rock upto any depthtill founding level - short piles | M | 64 |  | 18 | INCLUDED | INCLUDED | INCLUDED | 0 | 0 | 0 | 0 | 0 | 0 | 0 | 0 | 0 | 0
19 | 7000035094 | 1010 | 240 | 150 | Pile Foundation Lattice + Pole Tower | 100058197 |  |  |  |  | Extra rate over item (750mm diameter R.C.C.vertical bored pile upto 30m from bottom of pile cap) for boring including socketing,anchoring (if required) with required size,nos. & depth of Reinforcement in all types of rocks other than hard rock upto any depthtill founding level - River Crossing locations | M | 64 |  | 18 | INCLUDED | INCLUDED | INCLUDED | 0 | 0 | 0 | 0 | 0 | 0 | 0 | 0 | 0 | 0
20 | 7000035094 | 1010 | 240 | 210 | Pile Foundation Lattice + Pole Tower | 100001315 |  |  |  |  | Back filling with available excavatedearth for all leads and lifts in sidesof foundations and other under groundfacilities in horizontal layers notexceeding 20 cm. in depth consolidatingeach deposited layer by ramming andwatering etc. as per specification andinstruction of Engineer -in-charge. | M3 | 35 |  | 18 | INCLUDED | INCLUDED | INCLUDED | 0 | 0 | 0 | 0 | 0 | 0 | 0 | 0 | 0 | 0
21 | 7000035094 | 1010 | 240 | 220 | Pile Foundation Lattice + Pole Tower | 100001316 |  |  |  |  | Form work for placing plain or reinforced cement concrete of any type including blockout and section at any elevationshoring,shuttering,strutting,propping, scaffolding,tieing,nailing,including all labour, materials, equipments, waste for form,caulking,dismantling & removal of forms etc. complete. | M2 | 438 |  | 18 | INCLUDED | INCLUDED | INCLUDED | 0 | 0 | 0 | 0 | 0 | 0 | 0 | 0 | 0 | 0
22 | 7000035094 | 1010 | 240 | 250 | Pile Foundation Lattice + Pole Tower | 100016695 |  |  |  |  | Providing and laying plain cement concrete 1:1.5:3 (1cement : 1.5coarse sand: 3 graded stone aggregate 40mm nominalsize) includingcement, all necessary tools and tackles, labour, materials, equipments for handling, transportation, mixing, placing, vibrating,dewatering etc.all complete as per specification. | M3 | 107.8 |  | 18 | INCLUDED | INCLUDED | INCLUDED | 0 | 0 | 0 | 0 | 0 | 0 | 0 | 0 | 0 | 0
23 | 7000035094 | 1010 | 240 | 260 | Pile Foundation Lattice + Pole Tower | 100001320 |  |  |  |  | Conducting Standard Penetration Test (SPT) at various elevations in pile bore holes in all kind of soils including all labour,materials, tools and tackles, equipments etc. required for successful completion of the job. | EA | 17 |  | 18 | INCLUDED | INCLUDED | INCLUDED | 0 | 0 | 0 | 0 | 0 | 0 | 0 | 0 | 0 | 0
24 | 7000035094 | 1010 | 240 | 270 | Pile Foundation Lattice + Pole Tower | 100001321 |  |  |  |  | Supply and Providing M.S. liner of 6mm. thick in piles upto 10m. Depth (maxm.) from bottom of pile cap, limited to the approveddrawing, including supply, straightening, bending, welding,all supports, labours, tools and tackles, plants & equipments, withprimer and paintinting etc. (complete) as required for successful completion of the job | MT | 82.4 |  | 18 | INCLUDED | INCLUDED | INCLUDED | 0 | 0 | 0 | 0 | 0 | 0 | 0 | 0 | 0 | 0
25 | 7000035094 | 1010 | 240 | 280 | Pile Foundation Lattice + Pole Tower | 100001322 |  |  |  |  | Conducting integrity test on pile usingelectronic control unit,hand heldhammer, accelerometer, computer withrequired software to assessas-installed pile characteresticsincluding mobilisation of necessarymanpower, equipments, materials etc.required for successful completion ofthe job | EA | 128 |  | 18 | INCLUDED | INCLUDED | INCLUDED | 0 | 0 | 0 | 0 | 0 | 0 | 0 | 0 | 0 | 0
26 | 7000035094 | 1010 | 240 | 290 | Pile Foundation Lattice + Pole Tower | 100058198 |  |  |  |  | Providing and laying in position M30 Grade reinforced cement concrete for pile caps, pedestal/chimney and tie beam(if required),excluding reinforcement steel and form work but including cement, all necessary tools and tackles,labour, materials, equipmentsfor handling,transpor-tation, batching, mixing,placing, vibrating,dewatering, curing etc.all complete as per specification and asper instruction of Engineer-In- Charge (excluding cost of concrete in piles). | M3 | 268 |  | 18 | INCLUDED | INCLUDED | INCLUDED | 0 | 0 | 0 | 0 | 0 | 0 | 0 | 0 | 0 | 0
27 | 7000035094 | 1010 | 240 | 300 | Pile Foundation Lattice + Pole Tower | 100056228 |  |  |  |  | Boring, providing and installation of bored Cast-in-situ RCC vertical piles of 750mm diameter & upto 30M length below the pilecapbottom with M30 grade of cement concrete, excluding the cost of reinforcement steel but including the cost of boring withtemporaryGuide casing, bentonite solution and the length of pile to be embeded in the pile cap (length of pile for payment shall bemeasuredfrom bottom of pile cap), all necessary labour, materials, plants, tools & tackles etc., complete, as necessary for properexecutionof the job. (Boring in all types of rocks excluded). River Crossing locations | M | 1216 |  | 18 | INCLUDED | INCLUDED | INCLUDED | 0 | 0 | 0 | 0 | 0 | 0 | 0 | 0 | 0 | 0
28 | 7000035094 | 1010 | 240 | 310 | Pile Foundation Lattice + Pole Tower | 100008206 |  |  |  |  | Supply and placing of reinforcement steel of specified grade for R.C.C. work in pile,pile cap, pedestal / chimney, tie beam (ifrequired) including straightening, cutting, bending, binding etc. all complete for marine location | MT | 174 |  | 18 | INCLUDED | INCLUDED | INCLUDED | 0 | 0 | 0 | 0 | 0 | 0 | 0 | 0 | 0 | 0
29 | 7000035094 | 1010 | 240 | 320 | Pile Foundation Lattice + Pole Tower | 100001314 |  |  |  |  | Excavation where ever required for pile cap /tie etc. (other than boring) for all depth and size, in all types of soils includingdisposal of excavated materials for all lifts and leads,decent etc.as directed by Engineer - In -charge, together with all labour,tools & tackles, sheeting, sheet piling, dewatering etc. complete as required for proper execution of the job. | M3 | 282.6 |  | 18 | INCLUDED | INCLUDED | INCLUDED | 0 | 0 | 0 | 0 | 0 | 0 | 0 | 0 | 0 | 0
30 | 7000035094 | 1020 | 260 | 10 | Erection & Dismantling Lattice | 100001248 |  |  |  |  | Erection of various types of towers, tower extensions (complete), bolts & nuts, hangers, d-shackles, step bolts, pack washers etc.including tack welding & supply & application of zinc rich paint : Normal towers | MT | 249 |  | 18 | INCLUDED | INCLUDED | INCLUDED | 0 | 0 | 0 | 0 | 0 | 0 | 0 | 0 | 0 | 0
31 | 7000035094 | 1020 | 260 | 20 | Erection & Dismantling Lattice | 100001309 |  |  |  |  | Dismantling of existing tower and transportation to stores | MT | 89 |  | 18 | INCLUDED | INCLUDED | INCLUDED | 0 | 0 | 0 | 0 | 0 | 0 | 0 | 0 | 0 | 0
32 | 7000035094 | 1030 | 270 | 40 | Erection Poles | 100055359 |  |  |  |  | INSTALLATION OF TRANSMISSION LINE ON MONO POLE INCLUDING ANCHOR PLATE, ANCHOR BOLTS, TEMPLATES AND ALL OTHER STRUCTURAL COMPONETSSUITABLE FOR 66KV OUBLE CIRCUIT (SINGLE COVERED CONDUCTOR)WZ-3 COASTAL (VERTICAL ONFIGURATION)- SUSPENSION POLE TYPE PA+0 | EA | 129 |  | 18 | INCLUDED | INCLUDED | INCLUDED | 0 | 0 | 0 | 0 | 0 | 0 | 0 | 0 | 0 | 0
33 | 7000035094 | 1030 | 270 | 50 | Erection Poles | 100055360 |  |  |  |  | INSTALLATION OF TRANSMISSION LINE ON MONO POLE INCLUDING ANCHOR PLATE, ANCHOR BOLTS, TEMPLATES AND ALL OTHER STRUCTURAL COMPONETSSUITABLE FOR 66KV DOUBLE CIRCUIT (SINGLE COVERED CONDUCTOR)WZ-3 COASTAL (VERTICAL CONFIGURATION)- SUSPENSION POLE TYPE PA+3 | EA | 74 |  | 18 | INCLUDED | INCLUDED | INCLUDED | 0 | 0 | 0 | 0 | 0 | 0 | 0 | 0 | 0 | 0
34 | 7000035094 | 1030 | 270 | 60 | Erection Poles | 100055361 |  |  |  |  | INSTALLATION OF TRANSMISSION LINE ON MONO POLE INCLUDING ANCHOR PLATE, ANCHOR BOLTS, TEMPLATES AND ALL OTHER STRUCTURAL COMPONETSSUITABLE FOR 66KV DOUBLE CIRCUIT (SINGLE COVERED CONDUCTOR)WZ-3 COASTAL (VERTICAL CONFIGURATION)- SUSPENSION POLE TYPE PA+6 | EA | 19 |  | 18 | INCLUDED | INCLUDED | INCLUDED | 0 | 0 | 0 | 0 | 0 | 0 | 0 | 0 | 0 | 0
35 | 7000035094 | 1030 | 270 | 70 | Erection Poles | 100055362 |  |  |  |  | INSTALLATION OF TRANSMISSION LINE ON MONO POLE INCLUDING ANCHOR PLATE, ANCHOR BOLTS, TEMPLATES AND ALL OTHER STRUCTURAL COMPONETSSUITABLE FOR 66KV DOUBLE CIRCUIT (SINGLE COVERED CONDUCTOR)WZ-3 COASTAL (VERTICAL CONFIGURATION)- SUSPENSION POLE TYPE PA+9 | EA | 9 |  | 18 | INCLUDED | INCLUDED | INCLUDED | 0 | 0 | 0 | 0 | 0 | 0 | 0 | 0 | 0 | 0
36 | 7000035094 | 1030 | 270 | 100 | Erection Poles | 100055365 |  |  |  |  | INSTALLATION OF TRANSMISSION LINE ON MONO POLE INCLUDING ANCHOR PLATE, ANCHORBOLTS, TEMPLATES AND ALL OTHERSTRUCTURAL COMPONETSSUITABLE FOR 66KVDOUBLE CIRCUIT (SINGLE COVERED CONDUCTOR)WZ-3COASTAL (VERTICAL CONFIGURATION)-TENSION POLE TYPE PB+0 | EA | 15 |  | 18 | INCLUDED | INCLUDED | INCLUDED | 0 | 0 | 0 | 0 | 0 | 0 | 0 | 0 | 0 | 0
37 | 7000035094 | 1030 | 270 | 130 | Erection Poles | 100055368 |  |  |  |  | INSTALLATION OF TRANSMISSION LINE ON MONO POLE INCLUDING ANCHOR PLATE, ANCHOR BOLTS, TEMPLATES AND ALL OTHER STRUCTURAL COMPONETSSUITABLE FOR 66KV DOUBLE CIRCUIT (SINGLE COVERED CONDUCTOR)WZ-3 COASTAL (VERTICAL CONFIGURATION)- TENSION POLE TYPE PB+9 | EA | 6 |  | 18 | INCLUDED | INCLUDED | INCLUDED | 0 | 0 | 0 | 0 | 0 | 0 | 0 | 0 | 0 | 0
38 | 7000035094 | 1030 | 270 | 160 | Erection Poles | 100055371 |  |  |  |  | INSTALLATION OF TRANSMISSION LINE ON MONO POLE INCLUDING ANCHOR PLATE, ANCHOR BOLTS, TEMPLATES AND ALL OTHER STRUCTURAL COMPONETSSUITABLE FOR 66KV DOUBLE CIRCUIT (SINGLE COVERED CONDUCTOR)WZ-3 COASTAL (VERTICAL CONFIGURATION)- TENSION POLE TYPE PC+0 | EA | 22 |  | 18 | INCLUDED | INCLUDED | INCLUDED | 0 | 0 | 0 | 0 | 0 | 0 | 0 | 0 | 0 | 0
39 | 7000035094 | 1030 | 270 | 190 | Erection Poles | 100055374 |  |  |  |  | INSTALLATION OF TRANSMISSION LINE ON MONO POLE INCLUDING ANCHOR PLATE, ANCHOR BOLTS, TEMPLATES AND ALL OTHER STRUCTURAL COMPONETSSUITABLE FOR 66KV DOUBLE CIRCUIT (SINGLE COVERED CONDUCTOR)WZ-3 COASTAL (VERTICAL CONFIGURATION)- TENSION POLE TYPE PC+9 | EA | 16 |  | 18 | INCLUDED | INCLUDED | INCLUDED | 0 | 0 | 0 | 0 | 0 | 0 | 0 | 0 | 0 | 0
40 | 7000035094 | 1030 | 270 | 220 | Erection Poles | 100055377 |  |  |  |  | INSTALLATION OF TRANSMISSION LINE ON MONO POLE INCLUDING ANCHOR PLATE, ANCHOR BOLTS, TEMPLATES AND ALL OTHER STRUCTURAL COMPONETSSUITABLE FOR 66KV DOUBLE CIRCUIT (SINGLE COVERED CONDUCTOR)WZ-3 COASTAL (VERTICAL CONFIGURATION)-TENSION POLE TYPE PD+0 | EA | 14 |  | 18 | INCLUDED | INCLUDED | INCLUDED | 0 | 0 | 0 | 0 | 0 | 0 | 0 | 0 | 0 | 0
41 | 7000035094 | 1030 | 270 | 240 | Erection Poles | 100055379 |  |  |  |  | INSTALLATION OF TRANSMISSION LINE ON MONO POLE INCLUDING ANCHOR PLATE, ANCHOR BOLTS, TEMPLATES AND ALL OTHERSTRUCTURAL COMPONETS SUITABLE FOR 66KV DOUBLE CIRCUIT (SINGLE COVERED CONDUCTOR)WZ-3 COASTAL (VERTICAL CONFIGURATION)- TENSION POLETYPE PD+6 | EA | 1 |  | 18 | INCLUDED | INCLUDED | INCLUDED | 0 | 0 | 0 | 0 | 0 | 0 | 0 | 0 | 0 | 0
42 | 7000035094 | 1030 | 270 | 250 | Erection Poles | 100055380 |  |  |  |  | INSTALLATION OF TRANSMISSION LINE ON MONO POLE INCLUDING ANCHOR PLATE, ANCHOR BOLTS, TEMPLATES AND ALL OTHER STRUCTURAL COMPONETSSUITABLE FOR 66KV DOUBLE CIRCUIT (SINGLE COVERED CONDUCTOR)WZ-3 COASTAL (VERTICAL CONFIGURATION)- TENSION POLE TYPE PD+9 | EA | 20 |  | 18 | INCLUDED | INCLUDED | INCLUDED | 0 | 0 | 0 | 0 | 0 | 0 | 0 | 0 | 0 | 0
43 | 7000035094 | 1040 | 280 | 10 | Installation of Earthing | 100001269 |  |  |  |  | Installation of earthing of towers: Pipe Type | EA | 228 |  | 18 | INCLUDED | INCLUDED | INCLUDED | 0 | 0 | 0 | 0 | 0 | 0 | 0 | 0 | 0 | 0
44 | 7000035094 | 1040 | 280 | 20 | Installation of Earthing | 170002471 |  |  |  |  | Installation of Chemical earthing of towers: Pipe Type . | EA | 33 |  | 18 | INCLUDED | INCLUDED | INCLUDED | 0 | 0 | 0 | 0 | 0 | 0 | 0 | 0 | 0 | 0
45 | 7000035094 | 1040 | 280 | 30 | Installation of Earthing | 100001270 |  |  |  |  | Installation of earthing of towers: Counterpoise type (120 m length) | EA | 60 |  | 18 | INCLUDED | INCLUDED | INCLUDED | 0 | 0 | 0 | 0 | 0 | 0 | 0 | 0 | 0 | 0
46 | 7000035094 | 1040 | 280 | 40 | Installation of Earthing | 100008105 |  |  |  |  | Installation of Chemical earthing of towers: Counterpoise Type (120m length). | EA | 7 |  | 18 | INCLUDED | INCLUDED | INCLUDED | 0 | 0 | 0 | 0 | 0 | 0 | 0 | 0 | 0 | 0
47 | 7000035094 | 1040 | 280 | 50 | Installation of Earthing | 100002202 |  |  |  |  | Installation of Shieldwire Earthingincluding PG clamps, Downlead clampsand Earthwire bits i.e Shield wireearthing (Pipe Type/counterpoise type)shall be an addition to earthing oftowers (Pipe type/ counterpoisetype)-Pipe type | EA | 7 |  | 18 | INCLUDED | INCLUDED | INCLUDED | 0 | 0 | 0 | 0 | 0 | 0 | 0 | 0 | 0 | 0
48 | 7000035094 | 1040 | 280 | 60 | Installation of Earthing | 100002203 |  |  |  |  | Installation of Shieldwire Earthingincluding PG clamps, Downlead clampsand Earthwire bits i.e Shield wireearthing (Pipe Type/counterpoise type)shall be an addition to earthing oftowers (Pipe type/counterpoisetype)-Counterpoise type | EA | 1 |  | 18 | INCLUDED | INCLUDED | INCLUDED | 0 | 0 | 0 | 0 | 0 | 0 | 0 | 0 | 0 | 0
49 | 7000035094 | 1040 | 280 | 70 | Installation of Earthing | 100004928 |  |  |  |  | ROD TYPE EARTHING | EA | 261 |  | 18 | INCLUDED | INCLUDED | INCLUDED | 0 | 0 | 0 | 0 | 0 | 0 | 0 | 0 | 0 | 0
50 | 7000035094 | 1040 | 280 | 80 | Installation of Earthing | 100004317 |  |  |  |  | EARTHING OF PILE FOUNDATION LOCATIONS | MT | 7 |  | 18 | INCLUDED | INCLUDED | INCLUDED | 0 | 0 | 0 | 0 | 0 | 0 | 0 | 0 | 0 | 0
51 | 7000035094 | 1050 | 290 | 10 | Installation of Towers/Pole accessories | 100001274 |  |  |  |  | Installation of tower accessories : Danger Plate | EA | 10 |  | 18 | INCLUDED | INCLUDED | INCLUDED | 0 | 0 | 0 | 0 | 0 | 0 | 0 | 0 | 0 | 0
52 | 7000035094 | 1050 | 290 | 20 | Installation of Towers/Pole accessories | 100001275 |  |  |  |  | Installation of tower accessories: Number Plate | EA | 10 |  | 18 | INCLUDED | INCLUDED | INCLUDED | 0 | 0 | 0 | 0 | 0 | 0 | 0 | 0 | 0 | 0
53 | 7000035094 | 1050 | 290 | 30 | Installation of Towers/Pole accessories | 100001276 |  |  |  |  | Installation of tower accessories: Phase Plate (Set of three) | SET | 20 |  | 18 | INCLUDED | INCLUDED | INCLUDED | 0 | 0 | 0 | 0 | 0 | 0 | 0 | 0 | 0 | 0
54 | 7000035094 | 1050 | 290 | 40 | Installation of Towers/Pole accessories | 100001278 |  |  |  |  | Installation of tower accessories: Circuit Plate (Set of two) | SET | 10 |  | 18 | INCLUDED | INCLUDED | INCLUDED | 0 | 0 | 0 | 0 | 0 | 0 | 0 | 0 | 0 | 0
55 | 7000035094 | 1050 | 290 | 50 | Installation of Towers/Pole accessories | 100001277 |  |  |  |  | Installation of tower accessories: Anti-Climbing Devices | EA | 10 |  | 18 | INCLUDED | INCLUDED | INCLUDED | 0 | 0 | 0 | 0 | 0 | 0 | 0 | 0 | 0 | 0
56 | 7000035094 | 1050 | 290 | 70 | Installation of Towers/Pole accessories | 100056223 |  |  |  |  | Installation of circuit plate (Set of TWO) on 66kV Monopole | EA | 325 |  | 18 | INCLUDED | INCLUDED | INCLUDED | 0 | 0 | 0 | 0 | 0 | 0 | 0 | 0 | 0 | 0
57 | 7000035094 | 1050 | 290 | 90 | Installation of Towers/Pole accessories | 100055417 |  |  |  |  | Installation of Danger Plate on 66kV Monopole | EA | 325 |  | 18 | INCLUDED | INCLUDED | INCLUDED | 0 | 0 | 0 | 0 | 0 | 0 | 0 | 0 | 0 | 0
58 | 7000035094 | 1050 | 290 | 100 | Installation of Towers/Pole accessories | 100055418 |  |  |  |  | Installation of Name Plate on 66kV Monopole | EA | 325 |  | 18 | INCLUDED | INCLUDED | INCLUDED | 0 | 0 | 0 | 0 | 0 | 0 | 0 | 0 | 0 | 0
59 | 7000035094 | 1050 | 290 | 110 | Installation of Towers/Pole accessories | 100055419 |  |  |  |  | Installation of Phase Plate (Set of THREE) on 66kV Monopole | EA | 650 |  | 18 | INCLUDED | INCLUDED | INCLUDED | 0 | 0 | 0 | 0 | 0 | 0 | 0 | 0 | 0 | 0
60 | 7000035094 | 1050 | 290 | 120 | Installation of Towers/Pole accessories | 100055420 |  |  |  |  | Installation of Anti Climbing Device on 66kV Monopole | EA | 325 |  | 18 | INCLUDED | INCLUDED | INCLUDED | 0 | 0 | 0 | 0 | 0 | 0 | 0 | 0 | 0 | 0
61 | 7000035094 | 1050 | 290 | 130 | Installation of Towers/Pole accessories | 100056186 |  |  |  |  | Installation of Bird Guard (Set of Three) on 66kV Monopole | EA | 462 |  | 18 | INCLUDED | INCLUDED | INCLUDED | 0 | 0 | 0 | 0 | 0 | 0 | 0 | 0 | 0 | 0
62 | 7000035094 | 1050 | 290 | 140 | Installation of Towers/Pole accessories | 100007310 |  |  |  |  | Installation of Bird diverter . | EA | 12370 |  | 18 | INCLUDED | INCLUDED | INCLUDED | 0 | 0 | 0 | 0 | 0 | 0 | 0 | 0 | 0 | 0
63 | 7000035094 | 1060 | 300 | 10 | Stringing & Destringing | 100058234 |  |  |  |  | Installation of insulator strings complete with arcing horns & necessary hardware, with single bare conductor including fixing ofconductor accessories, installing & stringing of earthwire/OPGW including fixing of earthwire/OPGW accessories (Single PantherConductor) in Double Ckt Line. - Normal Stretches | KM | 2.2 |  | 18 | INCLUDED | INCLUDED | INCLUDED | 0 | 0 | 0 | 0 | 0 | 0 | 0 | 0 | 0 | 0
64 | 7000035094 | 1060 | 300 | 20 | Stringing & Destringing | 100058235 |  |  |  |  | Installation of insulator strings complete with arcing horns & necessary hardware, with single bare conductor including fixing ofconductor accessories, installing & stringing of earthwire/OPGW including fixing of earthwire/OPGW accessories (Single PantherConductor) in Double Ckt Line. - 33kV Normal Stretchs | KM | 2 |  | 18 | INCLUDED | INCLUDED | INCLUDED | 0 | 0 | 0 | 0 | 0 | 0 | 0 | 0 | 0 | 0
65 | 7000035094 | 1060 | 300 | 30 | Stringing & Destringing | 100058236 |  |  |  |  | Installation of insulator strings complete with arcing horns & necessary hardware, with single bare conductor including fixing ofconductor accessories, installing & stringing of earthwire/OPGW including fixing of earthwire/OPGW accessories (Single PantherConductor) in Double Ckt Line. - River Crossing stretches | KM | 1.8 |  | 18 | INCLUDED | INCLUDED | INCLUDED | 0 | 0 | 0 | 0 | 0 | 0 | 0 | 0 | 0 | 0
66 | 7000035094 | 1060 | 300 | 50 | Stringing & Destringing | 100058238 |  |  |  |  | Installation of insulator strings complete with arcing horns, necessary hardware & accessories, installing of single coveredconductor including fixing of conductor accessories, installing & stringing of earthwire/OPGW including fixing of earthwire/OPGWaccessories (Single Conductor) in Double Ckt Line - Normal Stretches | KM | 1.59 |  | 18 | INCLUDED | INCLUDED | INCLUDED | 0 | 0 | 0 | 0 | 0 | 0 | 0 | 0 | 0 | 0
67 | 7000035094 | 1060 | 300 | 60 | Stringing & Destringing | 100058239 |  |  |  |  | Installation of insulator strings complete with arcing horns, necessary hardware & accessories, installing of single coveredconductor including fixing of conductor accessories, installing & stringing of earthwire/OPGW including fixing of earthwire/OPGWaccessories (Single Conductor) in Double Ckt Line - Forest Stretches through Drone | KM | 39 |  | 18 | INCLUDED | INCLUDED | INCLUDED | 0 | 0 | 0 | 0 | 0 | 0 | 0 | 0 | 0 | 0
68 | 7000035094 | 1060 | 300 | 80 | Stringing & Destringing | 100058241 |  |  |  |  | Destringing of exsisting 33kV TL | KM | 2 |  | 18 | INCLUDED | INCLUDED | INCLUDED | 0 | 0 | 0 | 0 | 0 | 0 | 0 | 0 | 0 | 0
69 | 7000035094 | 1070 | 310 | 10 | Installation of Aviation requirement | 100001283 |  |  |  |  | Installation of Obstruction Lights for Aviation requirements 1 Medium Intensity Plus 2 Low Intensity | SET | 8 |  | 18 | INCLUDED | INCLUDED | INCLUDED | 0 | 0 | 0 | 0 | 0 | 0 | 0 | 0 | 0 | 0
70 | 7000035094 | 1070 | 310 | 20 | Installation of Aviation requirement | 100001284 |  |  |  |  | Installation of Obstruction Lights for Aviation requirements: 1 Medium Intensity + 4 Low Intensity | SET | 2 |  | 18 | INCLUDED | INCLUDED | INCLUDED | 0 | 0 | 0 | 0 | 0 | 0 | 0 | 0 | 0 | 0
71 | 7000035094 | 1070 | 310 | 30 | Installation of Aviation requirement | 100001285 |  |  |  |  | Painting of towers | MT | 87 |  | 18 | INCLUDED | INCLUDED | INCLUDED | 0 | 0 | 0 | 0 | 0 | 0 | 0 | 0 | 0 | 0
72 | 7000035094 | 1070 | 310 | 40 | Installation of Aviation requirement | 100001282 |  |  |  |  | Installation of Span Markers for aviation requirements | EA | 10 |  | 18 | INCLUDED | INCLUDED | INCLUDED | 0 | 0 | 0 | 0 | 0 | 0 | 0 | 0 | 0 | 0
73 | 7000035094 | 1080 | 320 | 10 | Installation of Cable Bypass Arrangement | 100056873 |  |  |  |  | Cable bypass arrangement of 33KV Powerline crossing including arrangement of required cables and all other accessories,works etc forbypass arrangement and restoration of line. | EA | 15 |  | 18 | INCLUDED | INCLUDED | INCLUDED | 0 | 0 | 0 | 0 | 0 | 0 | 0 | 0 | 0 | 0
74 | 7000035094 | 1090 | 330 | 10 | Labour Establishment | 100023085 |  |  |  |  | ESTABLISHMENT OF LABOUR CAMPS AS PER PROVISION UNDER FACILITIES TO BE INCORPORATED FOR LABOURERS IN TECHNICAL SPECIFICATION | LS | 1 |  | 18 | INCLUDED | INCLUDED | INCLUDED | 0 | 0 | 0 | 0 | 0 | 0 | 0 | 0 | 0 | 0
75 | 7000035094 | 1350 | 360 | 10 | Service OPGW | 170000356 |  |  |  |  | Fibre Optic Distribution Panel (FODP): Indoor Type: FC Coupling and mounted on ETSI 19" rack or slimline rack: Type 2 (96 Fibre) | EA | 1 |  | 18 | INCLUDED | INCLUDED | INCLUDED | 0 | 0 | 0 | 0 | 0 | 0 | 0 | 0 | 0 | 0
76 | 7000035094 | 1350 | 360 | 20 | Service OPGW | 170000266 |  |  |  |  | Installation of Joint box above ground (Including Splicing & Testing) : 48 fibres | EA | 11 |  | 18 | INCLUDED | INCLUDED | INCLUDED
77 | 7000035094 | 1350 | 360 | 30 | Service OPGW | 170004395 |  |  |  |  | Fibre Optic Approach cabling: Including installation hardware like GI pipe, elbow, conduits, accessories etc.: 48 Fibre | KM | 1 |  | 18 | INCLUDED | INCLUDED | INCLUDED | 0 | 0 | 0 | 0 | 0 | 0 | 0 | 0 | 0 | 0
B | TL01 66kV D/C Mayabunder-Rangat TL | [17 empty] | 0 | 0 | 0 | 0 | 0 | 0 | 0 | 0 | 0 | 0
1 | 7000035095 | 960 | 190 | 10 | Survey | 100001242 |  |  |  |  | Detailed survey including route alignment, profiling and tower spotting | KM | 3.5 |  | 18 | INCLUDED | INCLUDED | INCLUDED | 0 | 0 | 0 | 0 | 0 | 0 | 0 | 0 | 0 | 0
2 | 7000035095 | 960 | 190 | 20 | Survey | 100001243 |  |  |  |  | Check survey | KM | 52 |  | 18 | INCLUDED | INCLUDED | INCLUDED | 0 | 0 | 0 | 0 | 0 | 0 | 0 | 0 | 0 | 0
3 | 7000035095 | 960 | 190 | 30 | Survey | 100056953 |  |  |  |  | Land scheduling for the purpose of Compensation including identification of villages, collection and digitisation of Cadastralmaps, identification of ownership based on Plot/Khasras etc as per TS | KM | 52 |  | 18 | INCLUDED | INCLUDED | INCLUDED | 0 | 0 | 0 | 0 | 0 | 0 | 0 | 0 | 0 | 0
4 | 7000035095 | 970 | 200 | 10 | Detailed Soil Investigation | 100001244 |  |  |  |  | Detailed soil investigation: All kinds of soils except fissured rock and hard rock | EA | 11 |  | 18 | INCLUDED | INCLUDED | INCLUDED | 0 | 0 | 0 | 0 | 0 | 0 | 0 | 0 | 0 | 0
5 | 7000035095 | 970 | 200 | 20 | Detailed Soil Investigation | 100001245 |  |  |  |  | Detailed soil investigation: Fissured Rock | EA | 2 |  | 18 | INCLUDED | INCLUDED | INCLUDED | 0 | 0 | 0 | 0 | 0 | 0 | 0 | 0 | 0 | 0
6 | 7000035095 | 970 | 200 | 30 | Detailed Soil Investigation | 100001246 |  |  |  |  | Detailed soil investigation: Hard Rock | EA | 2 |  | 18 | INCLUDED | INCLUDED | INCLUDED | 0 | 0 | 0 | 0 | 0 | 0 | 0 | 0 | 0 | 0
7 | 7000035095 | 970 | 200 | 40 | Detailed Soil Investigation | 100058231 |  |  |  |  | Soil Investigation - River Crossing Location Creek | EA | 2 |  | 18 | INCLUDED | INCLUDED | INCLUDED | 0 | 0 | 0 | 0 | 0 | 0 | 0 | 0 | 0 | 0
8 | 7000035095 | 970 | 200 | 50 | Detailed Soil Investigation | 100058232 |  |  |  |  | Soil Investigation - Pile Location for Poles | EA | 14 |  | 18 | INCLUDED | INCLUDED | INCLUDED | 0 | 0 | 0 | 0 | 0 | 0 | 0 | 0 | 0 | 0
9 | 7000035095 | 980 | 210 | 10 | Benching | 100001252 |  |  |  |  | Benching: All kinds of soils except fissured rock,hard rock and sandy soil | M3 | 19400 |  | 18 | INCLUDED | INCLUDED | INCLUDED | 0 | 0 | 0 | 0 | 0 | 0 | 0 | 0 | 0 | 0
10 | 7000035095 | 980 | 210 | 20 | Benching | 100001253 |  |  |  |  | Benching: Fissured Rock | M3 | 3200 |  | 18 | INCLUDED | INCLUDED | INCLUDED | 0 | 0 | 0 | 0 | 0 | 0 | 0 | 0 | 0 | 0
11 | 7000035095 | 980 | 210 | 30 | Benching | 100001254 |  |  |  |  | Benching:Hard Rock | M3 | 3200 |  | 18 | INCLUDED | INCLUDED | INCLUDED | 0 | 0 | 0 | 0 | 0 | 0 | 0 | 0 | 0 | 0
12 | 7000035095 | 990 | 220 | 20 | Work Associated Tower + Pole Foundation | 100001256 |  |  |  |  | Excavation: Wet Soil | M3 | 74076.138 |  | 18 | INCLUDED | INCLUDED | INCLUDED | 0 | 0 | 0 | 0 | 0 | 0 | 0 | 0 | 0 | 0
13 | 7000035095 | 990 | 220 | 60 | Work Associated Tower + Pole Foundation | 100013029 |  |  |  |  | M30 DESIGN MIX CONCRETE | M3 | 27142.071 |  | 18 | INCLUDED | INCLUDED | INCLUDED | 0 | 0 | 0 | 0 | 0 | 0 | 0 | 0 | 0 | 0
14 | 7000035095 | 990 | 220 | 70 | Work Associated Tower + Pole Foundation | 100016698 |  |  |  |  | Providing and laying of Plain Cement Concrete (PCC) (1:1.5:3) | M3 | 2391.78 |  | 18 | INCLUDED | INCLUDED | INCLUDED | 0 | 0 | 0 | 0 | 0 | 0 | 0 | 0 | 0 | 0
15 | 7000035095 | 990 | 220 | 80 | Work Associated Tower + Pole Foundation | 100043962 |  |  |  |  | Supply & placement of Fusion Bonded Epoxy Coated(confirming to IS 13620)/Corrosion Resistant (confirming to IS 1786) ReinforcementSteel | MT | 1832.434 |  | 18 | INCLUDED | INCLUDED | INCLUDED | 0 | 0 | 0 | 0 | 0 | 0 | 0 | 0 | 0 | 0
16 | 7000035095 | 990 | 220 | 90 | Work Associated Tower + Pole Foundation | 100001263 |  |  |  |  | Installation of stub including bolts and nuts : For Normal Towers | MT | 7.79 |  | 18 | INCLUDED | INCLUDED | INCLUDED | 0 | 0 | 0 | 0 | 0 | 0 | 0 | 0 | 0 | 0
17 | 7000035095 | 1000 | 240 | 10 | Pile Foundation Lattice + Pole Tower | 100058195 |  |  |  |  | Boring, providing and installation of bored Cast-in-situ RCC vertical piles of 750mm diameter & upto 20M length below the pilecapbottom with M30 grade of cement concrete, excluding the cost of reinforcement steel but including the cost of boring withtemporaryGuide casing, bentonite solution and the length of pile to be embeded in the pile cap (length of pile for payment shall bemeasuredfrom bottom of pile cap), all necessary labour, materials, plants, tools & tackles etc., complete, as necessary for properexecutionof the job. (Boring in all types of rocks excluded). - Short piles | M | 1946.2 |  | 18 | INCLUDED | INCLUDED | INCLUDED | 0 | 0 | 0 | 0 | 0 | 0 | 0 | 0 | 0 | 0
18 | 7000035095 | 1000 | 240 | 20 | Pile Foundation Lattice + Pole Tower | 100058196 |  |  |  |  | Extra rate over item (750mm diameter R.C.C.vertical bored pile upto 20m from bottom of pile cap) for boring including socketing,anchoring (if required) with required size,nos. & depth of Reinforcement in all types of rocks other than hard rock upto any depthtill founding level - short piles | M | 504 |  | 18 | INCLUDED | INCLUDED | INCLUDED | 0 | 0 | 0 | 0 | 0 | 0 | 0 | 0 | 0 | 0
19 | 7000035095 | 1000 | 240 | 30 | Pile Foundation Lattice + Pole Tower | 100058197 |  |  |  |  | Extra rate over item (750mm diameter R.C.C.vertical bored pile upto 30m from bottom of pile cap) for boring including socketing,anchoring (if required) with required size,nos. & depth of Reinforcement in all types of rocks other than hard rock upto any depthtill founding level - River Crossing locations | M | 64 |  | 18 | INCLUDED | INCLUDED | INCLUDED | 0 | 0 | 0 | 0 | 0 | 0 | 0 | 0 | 0 | 0
20 | 7000035095 | 1000 | 240 | 40 | Pile Foundation Lattice + Pole Tower | 100001315 |  |  |  |  | Back filling with available excavatedearth for all leads and lifts in sidesof foundations and other under groundfacilities in horizontal layers notexceeding 20 cm. in depth consolidatingeach deposited layer by ramming andwatering etc. as per specification andinstruction of Engineer -in-charge. | M3 | 228 |  | 18 | INCLUDED | INCLUDED | INCLUDED | 0 | 0 | 0 | 0 | 0 | 0 | 0 | 0 | 0 | 0
21 | 7000035095 | 1000 | 240 | 50 | Pile Foundation Lattice + Pole Tower | 100001316 |  |  |  |  | Form work for placing plain or reinforced cement concrete of any type including blockout and section at any elevationshoring,shuttering,strutting,propping, scaffolding,tieing,nailing,including all labour, materials, equipments, waste for form,caulking,dismantling & removal of forms etc. complete. | M2 | 1224 |  | 18 | INCLUDED | INCLUDED | INCLUDED | 0 | 0 | 0 | 0 | 0 | 0 | 0 | 0 | 0 | 0
22 | 7000035095 | 1000 | 240 | 60 | Pile Foundation Lattice + Pole Tower | 100016695 |  |  |  |  | Providing and laying plain cement concrete 1:1.5:3 (1cement : 1.5coarse sand: 3 graded stone aggregate 40mm nominalsize) includingcement, all necessary tools and tackles, labour, materials, equipments for handling, transportation, mixing, placing, vibrating,dewatering etc.all complete as per specification. | M3 | 63.2 |  | 18 | INCLUDED | INCLUDED | INCLUDED | 0 | 0 | 0 | 0 | 0 | 0 | 0 | 0 | 0 | 0
23 | 7000035095 | 1000 | 240 | 70 | Pile Foundation Lattice + Pole Tower | 100001320 |  |  |  |  | Conducting Standard Penetration Test (SPT) at various elevations in pile bore holes in all kind of soils including all labour,materials, tools and tackles, equipments etc. required for successful completion of the job. | EA | 56 |  | 18 | INCLUDED | INCLUDED | INCLUDED | 0 | 0 | 0 | 0 | 0 | 0 | 0 | 0 | 0 | 0
24 | 7000035095 | 1000 | 240 | 80 | Pile Foundation Lattice + Pole Tower | 100001321 |  |  |  |  | Supply and Providing M.S. liner of 6mm. thick in piles upto 10m. Depth (maxm.) from bottom of pile cap, limited to the approveddrawing, including supply, straightening, bending, welding,all supports, labours, tools and tackles, plants & equipments, withprimer and paintinting etc. (complete) as required for successful completion of the job | MT | 143.6 |  | 18 | INCLUDED | INCLUDED | INCLUDED | 0 | 0 | 0 | 0 | 0 | 0 | 0 | 0 | 0 | 0
25 | 7000035095 | 1000 | 240 | 90 | Pile Foundation Lattice + Pole Tower | 100001322 |  |  |  |  | Conducting integrity test on pile usingelectronic control unit,hand heldhammer, accelerometer, computer withrequired software to assessas-installed pile characteresticsincluding mobilisation of necessarymanpower, equipments, materials etc.required for successful completion ofthe job | EA | 504 |  | 18 | INCLUDED | INCLUDED | INCLUDED | 0 | 0 | 0 | 0 | 0 | 0 | 0 | 0 | 0 | 0
26 | 7000035095 | 1000 | 240 | 100 | Pile Foundation Lattice + Pole Tower | 100058198 |  |  |  |  | Providing and laying in position M30 Grade reinforced cement concrete for pile caps, pedestal/chimney and tie beam(if required),excluding reinforcement steel and form work but including cement, all necessary tools and tackles,labour, materials, equipmentsfor handling,transpor-tation, batching, mixing,placing, vibrating,dewatering, curing etc.all complete as per specification and asper instruction of Engineer-In- Charge (excluding cost of concrete in piles). | M3 | 842 |  | 18 | INCLUDED | INCLUDED | INCLUDED | 0 | 0 | 0 | 0 | 0 | 0 | 0 | 0 | 0 | 0
27 | 7000035095 | 1000 | 240 | 110 | Pile Foundation Lattice + Pole Tower | 100056228 |  |  |  |  | Boring, providing and installation of bored Cast-in-situ RCC vertical piles of 750mm diameter & upto 30M length below the pilecapbottom with M30 grade of cement concrete, excluding the cost of reinforcement steel but including the cost of boring withtemporaryGuide casing, bentonite solution and the length of pile to be embeded in the pile cap (length of pile for payment shall bemeasuredfrom bottom of pile cap), all necessary labour, materials, plants, tools & tackles etc., complete, as necessary for properexecutionof the job. (Boring in all types of rocks excluded). River Crossing locations | M | 1216 |  | 18 | INCLUDED | INCLUDED | INCLUDED | 0 | 0 | 0 | 0 | 0 | 0 | 0 | 0 | 0 | 0
28 | 7000035095 | 1000 | 240 | 120 | Pile Foundation Lattice + Pole Tower | 100008206 |  |  |  |  | Supply and placing of reinforcement steel of specified grade for R.C.C. work in pile,pile cap, pedestal / chimney, tie beam (ifrequired) including straightening, cutting, bending, binding etc. all complete for marine location | MT | 234 |  | 18 | INCLUDED | INCLUDED | INCLUDED | 0 | 0 | 0 | 0 | 0 | 0 | 0 | 0 | 0 | 0
29 | 7000035095 | 1000 | 240 | 130 | Pile Foundation Lattice + Pole Tower | 100001314 |  |  |  |  | Excavation where ever required for pile cap /tie etc. (other than boring) for all depth and size, in all types of soils includingdisposal of excavated materials for all lifts and leads,decent etc.as directed by Engineer - In -charge, together with all labour,tools & tackles, sheeting, sheet piling, dewatering etc. complete as required for proper execution of the job. | M3 | 2021.2 |  | 18 | INCLUDED | INCLUDED | INCLUDED | 0 | 0 | 0 | 0 | 0 | 0 | 0 | 0 | 0 | 0
30 | 7000035095 | 1010 | 260 | 10 | Erection & Dismantling Lattice Tower | 100001248 |  |  |  |  | Erection of various types of towers, tower extensions (complete), bolts & nuts, hangers, d-shackles, step bolts, pack washers etc.including tack welding & supply & application of zinc rich paint : Normal towers | MT | 273 |  | 18 | INCLUDED | INCLUDED | INCLUDED | 0 | 0 | 0 | 0 | 0 | 0 | 0 | 0 | 0 | 0
31 | 7000035095 | 1010 | 260 | 20 | Erection & Dismantling Lattice Tower | 100001309 |  |  |  |  | Dismantling of existing tower and transportation to stores | MT | 106 |  | 18 | INCLUDED | INCLUDED | INCLUDED | 0 | 0 | 0 | 0 | 0 | 0 | 0 | 0 | 0 | 0
32 | 7000035095 | 1020 | 270 | 40 | Erection Poles | 100055359 |  |  |  |  | INSTALLATION OF TRANSMISSION LINE ON MONO POLE INCLUDING ANCHOR PLATE, ANCHOR BOLTS, TEMPLATES AND ALL OTHER STRUCTURAL COMPONETSSUITABLE FOR 66KV OUBLE CIRCUIT (SINGLE COVERED CONDUCTOR)WZ-3 COASTAL (VERTICAL ONFIGURATION)- SUSPENSION POLE TYPE PA+0 | EA | 135 |  | 18 | INCLUDED | INCLUDED | INCLUDED | 0 | 0 | 0 | 0 | 0 | 0 | 0 | 0 | 0 | 0
33 | 7000035095 | 1020 | 270 | 50 | Erection Poles | 100055360 |  |  |  |  | INSTALLATION OF TRANSMISSION LINE ON MONO POLE INCLUDING ANCHOR PLATE, ANCHOR BOLTS, TEMPLATES AND ALL OTHER STRUCTURAL COMPONETSSUITABLE FOR 66KV DOUBLE CIRCUIT (SINGLE COVERED CONDUCTOR)WZ-3 COASTAL (VERTICAL CONFIGURATION)- SUSPENSION POLE TYPE PA+3 | EA | 75 |  | 18 | INCLUDED | INCLUDED | INCLUDED | 0 | 0 | 0 | 0 | 0 | 0 | 0 | 0 | 0 | 0
34 | 7000035095 | 1020 | 270 | 60 | Erection Poles | 100055361 |  |  |  |  | INSTALLATION OF TRANSMISSION LINE ON MONO POLE INCLUDING ANCHOR PLATE, ANCHOR BOLTS, TEMPLATES AND ALL OTHER STRUCTURAL COMPONETSSUITABLE FOR 66KV DOUBLE CIRCUIT (SINGLE COVERED CONDUCTOR)WZ-3 COASTAL (VERTICAL CONFIGURATION)- SUSPENSION POLE TYPE PA+6 | EA | 22 |  | 18 | INCLUDED | INCLUDED | INCLUDED | 0 | 0 | 0 | 0 | 0 | 0 | 0 | 0 | 0 | 0
35 | 7000035095 | 1020 | 270 | 70 | Erection Poles | 100055362 |  |  |  |  | INSTALLATION OF TRANSMISSION LINE ON MONO POLE INCLUDING ANCHOR PLATE, ANCHOR BOLTS, TEMPLATES AND ALL OTHER STRUCTURAL COMPONETSSUITABLE FOR 66KV DOUBLE CIRCUIT (SINGLE COVERED CONDUCTOR)WZ-3 COASTAL (VERTICAL CONFIGURATION)- SUSPENSION POLE TYPE PA+9 | EA | 3 |  | 18 | INCLUDED | INCLUDED | INCLUDED | 0 | 0 | 0 | 0 | 0 | 0 | 0 | 0 | 0 | 0
36 | 7000035095 | 1020 | 270 | 80 | Erection Poles | 100055365 |  |  |  |  | INSTALLATION OF TRANSMISSION LINE ON MONO POLE INCLUDING ANCHOR PLATE, ANCHORBOLTS, TEMPLATES AND ALL OTHERSTRUCTURAL COMPONETSSUITABLE FOR 66KVDOUBLE CIRCUIT (SINGLE COVERED CONDUCTOR)WZ-3COASTAL (VERTICAL CONFIGURATION)-TENSION POLE TYPE PB+0 | EA | 28 |  | 18 | INCLUDED | INCLUDED | INCLUDED | 0 | 0 | 0 | 0 | 0 | 0 | 0 | 0 | 0 | 0
37 | 7000035095 | 1020 | 270 | 90 | Erection Poles | 100055368 |  |  |  |  | INSTALLATION OF TRANSMISSION LINE ON MONO POLE INCLUDING ANCHOR PLATE, ANCHOR BOLTS, TEMPLATES AND ALL OTHER STRUCTURAL COMPONETSSUITABLE FOR 66KV DOUBLE CIRCUIT (SINGLE COVERED CONDUCTOR)WZ-3 COASTAL (VERTICAL CONFIGURATION)- TENSION POLE TYPE PB+9 | EA | 11 |  | 18 | INCLUDED | INCLUDED | INCLUDED | 0 | 0 | 0 | 0 | 0 | 0 | 0 | 0 | 0 | 0
38 | 7000035095 | 1020 | 270 | 100 | Erection Poles | 100055371 |  |  |  |  | INSTALLATION OF TRANSMISSION LINE ON MONO POLE INCLUDING ANCHOR PLATE, ANCHOR BOLTS, TEMPLATES AND ALL OTHER STRUCTURAL COMPONETSSUITABLE FOR 66KV DOUBLE CIRCUIT (SINGLE COVERED CONDUCTOR)WZ-3 COASTAL (VERTICAL CONFIGURATION)- TENSION POLE TYPE PC+0 | EA | 19 |  | 18 | INCLUDED | INCLUDED | INCLUDED | 0 | 0 | 0 | 0 | 0 | 0 | 0 | 0 | 0 | 0
39 | 7000035095 | 1020 | 270 | 110 | Erection Poles | 100055374 |  |  |  |  | INSTALLATION OF TRANSMISSION LINE ON MONO POLE INCLUDING ANCHOR PLATE, ANCHOR BOLTS, TEMPLATES AND ALL OTHER STRUCTURAL COMPONETSSUITABLE FOR 66KV DOUBLE CIRCUIT (SINGLE COVERED CONDUCTOR)WZ-3 COASTAL (VERTICAL CONFIGURATION)- TENSION POLE TYPE PC+9 | EA | 13 |  | 18 | INCLUDED | INCLUDED | INCLUDED | 0 | 0 | 0 | 0 | 0 | 0 | 0 | 0 | 0 | 0
40 | 7000035095 | 1020 | 270 | 120 | Erection Poles | 100055377 |  |  |  |  | INSTALLATION OF TRANSMISSION LINE ON MONO POLE INCLUDING ANCHOR PLATE, ANCHOR BOLTS, TEMPLATES AND ALL OTHER STRUCTURAL COMPONETSSUITABLE FOR 66KV DOUBLE CIRCUIT (SINGLE COVERED CONDUCTOR)WZ-3 COASTAL (VERTICAL CONFIGURATION)-TENSION POLE TYPE PD+0 | EA | 17 |  | 18 | INCLUDED | INCLUDED | INCLUDED | 0 | 0 | 0 | 0 | 0 | 0 | 0 | 0 | 0 | 0
41 | 7000035095 | 1020 | 270 | 130 | Erection Poles | 100055379 |  |  |  |  | INSTALLATION OF TRANSMISSION LINE ON MONO POLE INCLUDING ANCHOR PLATE, ANCHOR BOLTS, TEMPLATES AND ALL OTHERSTRUCTURAL COMPONETS SUITABLE FOR 66KV DOUBLE CIRCUIT (SINGLE COVERED CONDUCTOR)WZ-3 COASTAL (VERTICAL CONFIGURATION)- TENSION POLETYPE PD+6 | EA | 1 |  | 18 | INCLUDED | INCLUDED | INCLUDED | 0 | 0 | 0 | 0 | 0 | 0 | 0 | 0 | 0 | 0
42 | 7000035095 | 1020 | 270 | 140 | Erection Poles | 100055380 |  |  |  |  | INSTALLATION OF TRANSMISSION LINE ON MONO POLE INCLUDING ANCHOR PLATE, ANCHOR BOLTS, TEMPLATES AND ALL OTHER STRUCTURAL COMPONETSSUITABLE FOR 66KV DOUBLE CIRCUIT (SINGLE COVERED CONDUCTOR)WZ-3 COASTAL (VERTICAL CONFIGURATION)- TENSION POLE TYPE PD+9 | EA | 16 |  | 18 | INCLUDED | INCLUDED | INCLUDED | 0 | 0 | 0 | 0 | 0 | 0 | 0 | 0 | 0 | 0
43 | 7000035095 | 1030 | 280 | 10 | Installation of Earthing | 100001269 |  |  |  |  | Installation of earthing of towers: Pipe Type | EA | 225 |  | 18 | INCLUDED | INCLUDED | INCLUDED | 0 | 0 | 0 | 0 | 0 | 0 | 0 | 0 | 0 | 0
44 | 7000035095 | 1030 | 280 | 20 | Installation of Earthing | 170002471 |  |  |  |  | Installation of Chemical earthing of towers: Pipe Type . | EA | 29 |  | 18 | INCLUDED | INCLUDED | INCLUDED | 0 | 0 | 0 | 0 | 0 | 0 | 0 | 0 | 0 | 0
45 | 7000035095 | 1030 | 280 | 30 | Installation of Earthing | 100001270 |  |  |  |  | Installation of earthing of towers: Counterpoise type (120 m length) | EA | 63 |  | 18 | INCLUDED | INCLUDED | INCLUDED | 0 | 0 | 0 | 0 | 0 | 0 | 0 | 0 | 0 | 0
46 | 7000035095 | 1030 | 280 | 40 | Installation of Earthing | 100008105 |  |  |  |  | Installation of Chemical earthing of towers: Counterpoise Type (120m length). | EA | 7 |  | 18 | INCLUDED | INCLUDED | INCLUDED | 0 | 0 | 0 | 0 | 0 | 0 | 0 | 0 | 0 | 0
47 | 7000035095 | 1030 | 280 | 50 | Installation of Earthing | 100002202 |  |  |  |  | Installation of Shieldwire Earthingincluding PG clamps, Downlead clampsand Earthwire bits i.e Shield wireearthing (Pipe Type/counterpoise type)shall be an addition to earthing oftowers (Pipe type/ counterpoisetype)-Pipe type | EA | 8 |  | 18 | INCLUDED | INCLUDED | INCLUDED | 0 | 0 | 0 | 0 | 0 | 0 | 0 | 0 | 0 | 0
48 | 7000035095 | 1030 | 280 | 70 | Installation of Earthing | 100004928 |  |  |  |  | ROD TYPE EARTHING | EA | 254 |  | 18 | INCLUDED | INCLUDED | INCLUDED | 0 | 0 | 0 | 0 | 0 | 0 | 0 | 0 | 0 | 0
49 | 7000035095 | 1030 | 280 | 80 | Installation of Earthing | 100004317 |  |  |  |  | EARTHING OF PILE FOUNDATION LOCATIONS | MT | 14 |  | 18 | INCLUDED | INCLUDED | INCLUDED | 0 | 0 | 0 | 0 | 0 | 0 | 0 | 0 | 0 | 0
50 | 7000035095 | 1040 | 290 | 10 | Installation of Towers/Pole accessories | 100001274 |  |  |  |  | Installation of tower accessories : Danger Plate | EA | 12 |  | 18 | INCLUDED | INCLUDED | INCLUDED | 0 | 0 | 0 | 0 | 0 | 0 | 0 | 0 | 0 | 0
51 | 7000035095 | 1040 | 290 | 20 | Installation of Towers/Pole accessories | 100001275 |  |  |  |  | Installation of tower accessories: Number Plate | EA | 12 |  | 18 | INCLUDED | INCLUDED | INCLUDED | 0 | 0 | 0 | 0 | 0 | 0 | 0 | 0 | 0 | 0
52 | 7000035095 | 1040 | 290 | 30 | Installation of Towers/Pole accessories | 100001276 |  |  |  |  | Installation of tower accessories: Phase Plate (Set of three) | SET | 24 |  | 18 | INCLUDED | INCLUDED | INCLUDED | 0 | 0 | 0 | 0 | 0 | 0 | 0 | 0 | 0 | 0
53 | 7000035095 | 1040 | 290 | 40 | Installation of Towers/Pole accessories | 100001278 |  |  |  |  | Installation of tower accessories: Circuit Plate (Set of two) | SET | 12 |  | 18 | INCLUDED | INCLUDED | INCLUDED | 0 | 0 | 0 | 0 | 0 | 0 | 0 | 0 | 0 | 0
54 | 7000035095 | 1040 | 290 | 50 | Installation of Towers/Pole accessories | 100001277 |  |  |  |  | Installation of tower accessories: Anti-Climbing Devices | EA | 12 |  | 18 | INCLUDED | INCLUDED | INCLUDED | 0 | 0 | 0 | 0 | 0 | 0 | 0 | 0 | 0 | 0
55 | 7000035095 | 1040 | 290 | 70 | Installation of Towers/Pole accessories | 100056223 |  |  |  |  | Installation of circuit plate (Set of TWO) on 66kV Monopole | EA | 340 |  | 18 | INCLUDED | INCLUDED | INCLUDED | 0 | 0 | 0 | 0 | 0 | 0 | 0 | 0 | 0 | 0
56 | 7000035095 | 1040 | 290 | 80 | Installation of Towers/Pole accessories | 100055417 |  |  |  |  | Installation of Danger Plate on 66kV Monopole | EA | 340 |  | 18 | INCLUDED | INCLUDED | INCLUDED | 0 | 0 | 0 | 0 | 0 | 0 | 0 | 0 | 0 | 0
57 | 7000035095 | 1040 | 290 | 90 | Installation of Towers/Pole accessories | 100055418 |  |  |  |  | Installation of Name Plate on 66kV Monopole | EA | 340 |  | 18 | INCLUDED | INCLUDED | INCLUDED | 0 | 0 | 0 | 0 | 0 | 0 | 0 | 0 | 0 | 0
58 | 7000035095 | 1040 | 290 | 100 | Installation of Towers/Pole accessories | 100055419 |  |  |  |  | Installation of Phase Plate (Set of THREE) on 66kV Monopole | EA | 680 |  | 18 | INCLUDED | INCLUDED | INCLUDED | 0 | 0 | 0 | 0 | 0 | 0 | 0 | 0 | 0 | 0
59 | 7000035095 | 1040 | 290 | 110 | Installation of Towers/Pole accessories | 100055420 |  |  |  |  | Installation of Anti Climbing Device on 66kV Monopole | EA | 340 |  | 18 | INCLUDED | INCLUDED | INCLUDED | 0 | 0 | 0 | 0 | 0 | 0 | 0 | 0 | 0 | 0
60 | 7000035095 | 1040 | 290 | 120 | Installation of Towers/Pole accessories | 100056186 |  |  |  |  | Installation of Bird Guard (Set of Three) on 66kV Monopole | EA | 470 |  | 18 | INCLUDED | INCLUDED | INCLUDED | 0 | 0 | 0 | 0 | 0 | 0 | 0 | 0 | 0 | 0
61 | 7000035095 | 1040 | 290 | 130 | Installation of Towers/Pole accessories | 100007310 |  |  |  |  | Installation of Bird diverter . | EA | 8533 |  | 18 | INCLUDED | INCLUDED | INCLUDED | 0 | 0 | 0 | 0 | 0 | 0 | 0 | 0 | 0 | 0
62 | 7000035095 | 1050 | 300 | 10 | Stringing & Destringing | 100058234 |  |  |  |  | Installation of insulator strings complete with arcing horns & necessary hardware, with single bare conductor including fixing ofconductor accessories, installing & stringing of earthwire/OPGW including fixing of earthwire/OPGW accessories (Single PantherConductor) in Double Ckt Line. - Normal Stretches | KM | 3.2 |  | 18 | INCLUDED | INCLUDED | INCLUDED | 0 | 0 | 0 | 0 | 0 | 0 | 0 | 0 | 0 | 0
63 | 7000035095 | 1050 | 300 | 20 | Stringing & Destringing | 100058235 |  |  |  |  | Installation of insulator strings complete with arcing horns & necessary hardware, with single bare conductor including fixing ofconductor accessories, installing & stringing of earthwire/OPGW including fixing of earthwire/OPGW accessories (Single PantherConductor) in Double Ckt Line. - 33kV Normal Stretchs | KM | 2 |  | 18 | INCLUDED | INCLUDED | INCLUDED | 0 | 0 | 0 | 0 | 0 | 0 | 0 | 0 | 0 | 0
64 | 7000035095 | 1050 | 300 | 30 | Stringing & Destringing | 100058236 |  |  |  |  | Installation of insulator strings complete with arcing horns & necessary hardware, with single bare conductor including fixing ofconductor accessories, installing & stringing of earthwire/OPGW including fixing of earthwire/OPGW accessories (Single PantherConductor) in Double Ckt Line. - River Crossing stretches | KM | 0.8 |  | 18 | INCLUDED | INCLUDED | INCLUDED | 0 | 0 | 0 | 0 | 0 | 0 | 0 | 0 | 0 | 0
65 | 7000035095 | 1050 | 300 | 50 | Stringing & Destringing | 100058238 |  |  |  |  | Installation of insulator strings complete with arcing horns, necessary hardware & accessories, installing of single coveredconductor including fixing of conductor accessories, installing & stringing of earthwire/OPGW including fixing of earthwire/OPGWaccessories (Single Conductor) in Double Ckt Line - Normal Stretches | KM | 21.19 |  | 18 | INCLUDED | INCLUDED | INCLUDED | 0 | 0 | 0 | 0 | 0 | 0 | 0 | 0 | 0 | 0
66 | 7000035095 | 1050 | 300 | 60 | Stringing & Destringing | 100058239 |  |  |  |  | Installation of insulator strings complete with arcing horns, necessary hardware & accessories, installing of single coveredconductor including fixing of conductor accessories, installing & stringing of earthwire/OPGW including fixing of earthwire/OPGWaccessories (Single Conductor) in Double Ckt Line - Forest Stretches through Drone | KM | 27.09 |  | 18 | INCLUDED | INCLUDED | INCLUDED | 0 | 0 | 0 | 0 | 0 | 0 | 0 | 0 | 0 | 0
67 | 7000035095 | 1050 | 300 | 80 | Stringing & Destringing | 100058241 |  |  |  |  | Destringing of exsisting 33kV TL | KM | 2 |  | 18 | INCLUDED | INCLUDED | INCLUDED | 0 | 0 | 0 | 0 | 0 | 0 | 0 | 0 | 0 | 0
68 | 7000035095 | 1060 | 310 | 10 | Installation of Aviation requirement | 100001283 |  |  |  |  | Installation of Obstruction Lights for Aviation requirements 1 Medium Intensity Plus 2 Low Intensity | SET | 10 |  | 18 | INCLUDED | INCLUDED | INCLUDED | 0 | 0 | 0 | 0 | 0 | 0 | 0 | 0 | 0 | 0
69 | 7000035095 | 1060 | 310 | 20 | Installation of Aviation requirement | 100001284 |  |  |  |  | Installation of Obstruction Lights for Aviation requirements: 1 Medium Intensity + 4 Low Intensity | SET | 2 |  | 18 | INCLUDED | INCLUDED | INCLUDED | 0 | 0 | 0 | 0 | 0 | 0 | 0 | 0 | 0 | 0
70 | 7000035095 | 1060 | 310 | 30 | Installation of Aviation requirement | 100001285 |  |  |  |  | Painting of towers | MT | 104 |  | 18 | INCLUDED | INCLUDED | INCLUDED | 0 | 0 | 0 | 0 | 0 | 0 | 0 | 0 | 0 | 0
71 | 7000035095 | 1060 | 310 | 40 | Installation of Aviation requirement | 100001282 |  |  |  |  | Installation of Span Markers for aviation requirements | EA | 12 |  | 18 | INCLUDED | INCLUDED | INCLUDED | 0 | 0 | 0 | 0 | 0 | 0 | 0 | 0 | 0 | 0
72 | 7000035095 | 1070 | 320 | 10 | Installation of Cable Bypass Arrangement | 100056873 |  |  |  |  | Cable bypass arrangement of 33KV Powerline crossing including arrangement of required cables and all other accessories,works etc forbypass arrangement and restoration of line. | EA | 18 |  | 18 | INCLUDED | INCLUDED | INCLUDED | 0 | 0 | 0 | 0 | 0 | 0 | 0 | 0 | 0 | 0
73 | 7000035095 | 1070 | 320 | 20 | Installation of Cable Bypass Arrangement | 100056872 |  |  |  |  | Cable bypass arrangement of 11KV Powerline crossing including arrangement of required cables and all other accessories, works, etcfor bypass arrangement and restoration of line. | EA | 2 |  | 18 | INCLUDED | INCLUDED | INCLUDED | 0 | 0 | 0 | 0 | 0 | 0 | 0 | 0 | 0 | 0
74 | 7000035095 | 1070 | 320 | 30 | Installation of Cable Bypass Arrangement | 100056874 |  |  |  |  | Cable bypass arrangement of LT lines including arrangement of required cables and all other accessories, works etc for bypassarrangement and restoration of line. | EA | 5 |  | 18 | INCLUDED | INCLUDED | INCLUDED | 0 | 0 | 0 | 0 | 0 | 0 | 0 | 0 | 0 | 0
75 | 7000035095 | 1080 | 330 | 10 | Labour Establishment | 100023085 |  |  |  |  | ESTABLISHMENT OF LABOUR CAMPS AS PER PROVISION UNDER FACILITIES TO BE INCORPORATED FOR LABOURERS IN TECHNICAL SPECIFICATION | LS | 1 |  | 18 | INCLUDED | INCLUDED | INCLUDED | 0 | 0 | 0 | 0 | 0 | 0 | 0 | 0 | 0 | 0
76 | 7000035095 | 1340 | 360 | 10 | OPGW Service | 170000356 |  |  |  |  | Fibre Optic Distribution Panel (FODP): Indoor Type: FC Coupling and mounted on ETSI 19" rack or slimline rack: Type 2 (96 Fibre) | EA | 2 |  | 18 | INCLUDED | INCLUDED | INCLUDED | 0 | 0 | 0 | 0 | 0 | 0 | 0 | 0 | 0 | 0
77 | 7000035095 | 1340 | 360 | 20 | OPGW Service | 170000266 |  |  |  |  | Installation of Joint box above ground (Including Splicing & Testing) : 48 fibres | EA | 12 |  | 18 | INCLUDED | INCLUDED | INCLUDED
78 | 7000035095 | 1340 | 360 | 30 | OPGW Service | 170004395 |  |  |  |  | Fibre Optic Approach cabling: Including installation hardware like GI pipe, elbow, conduits, accessories etc.: 48 Fibre | KM | 1 |  | 18 | INCLUDED | INCLUDED | INCLUDED | 0 | 0 | 0 | 0 | 0 | 0 | 0 | 0 | 0 | 0
135 | [13 empty] | 5 |  | 0 | INCLUDED | 0 | 0 | 0 | 0 | 0 | 0 | 0 | 5 | 0 | 0 | 0
136 | [13 empty] | 5 |  | 0 | INCLUDED | 0 | 0 | 0 | 0 | 0 | 0 | 0 | 5 | 0 | 0 | 0
137 | [13 empty] | 5 |  | 0 | INCLUDED | 0 | 0 | 0 | 0 | 0 | 0 | 0 | 5 | 0 | 0 | 0
138 | [13 empty] | 5 |  | 0 | INCLUDED | 0 | 0 | 0 | 0 | 0 | 0 | 0 | 5 | 0 | 0 | 0
139 | [13 empty] | 5 |  | 0 | INCLUDED | 0 | 0 | 0 | 0 | 0 | 0 | 0 | 5 | 0 | 0 | 0
140 | [13 empty] | 5 |  | 0 | INCLUDED | 0 | 0 | 0 | 0 | 0 | 0 | 0 | 5 | 0 | 0 | 0
141 | [13 empty] | 5 |  | 0 | INCLUDED | 0 | 0 | 0 | 0 | 0 | 0 | 0 | 5 | 0 | 0 | 0
142 | [13 empty] | 5 |  | 0 | INCLUDED | 0 | 0 | 0 | 0 | 0 | 0 | 0 | 5 | 0 | 0 | 0
143 | [13 empty] | 5 |  | 0 | INCLUDED | 0 | 0 | 0 | 0 | 0 | 0 | 0 | 5 | 0 | 0 | 0
[14 empty] | 5 |  | 0 | INCLUDED | 0 | 0 | 0 | 0 | 0 | 0 | 0 | 5 | 0 | 0 | 0
[14 empty] | 5 |  | 0 | INCLUDED | 0 | 0 | 0 | 0 | 0 | 0 | 0 | 5 | 0 | 0 | 0
[14 empty] | 5 |  | 0 | INCLUDED | 0 | 0 | 0 | 0 | 0 | 0 | 0 | 5 | 0 | 0 | 0
[14 empty] | 5 |  | 0 | INCLUDED | 0 | 0 | 0 | 0 | 0 | 0 | 0 | 5 | 0 | 0 | 0
[14 empty] | 5 |  | 0 | INCLUDED | 0 | 0 | 0 | 0 | 0 | 0 | 0 | 5 | 0 | 0 | 0
[14 empty] | 5 |  | 0 | INCLUDED | 0 | 0 | 0 | 0 | 0 | 0 | 0 | 5 | 0 | 0 | 0
| Total | [9 empty] | Total Installation / Erection Charges (excluding GST) |  |  |  |  | 0
| Total | [9 empty] | GST payable on the price quoted if Contract is awarded (Amount) | [5 empty] | 0
| Total | [9 empty] | Total Installation / Erection Charges (including GST) | [6 empty] | 0 |  | 0 |  |  | 0 | 0 |  | 0 |  | 0
[26 empty] | Total Corrected Price (excl. GST) |  | GST Amount
| Date | [10 empty] | Printed Name
| Place | [10 empty] | Designation
0

## Sch-5 (hidden)
NIT/RFB No.: CC/NT/W-TW/DOM/A01/25/15831 |  |  |  | Schedule - 5
Transmission line package TL-01 for (a) 66kV D/C Diglipur Mayabunder transmission line & (b) 66kV D/C Mayabunder Rangat transmission line associated with “Interconnection work of North, Middle & South Andaman Island under RDSS in UT of Andaman & Nicobar Islands” under Consultancy Services to EDANA
(SUMMARY OF TAXES & DUTIES APPLICABLE ON PLANT & EQUIPMENT)
BIDDER:
0 |  |  | To:
Bidder’s Name and Address (Sole Bidder) : |  |  | Contract Services
Name : |  |  | Power Grid Corporation of India Ltd.,
Address : |  |  | "Saudamini", Plot No.-2
Sector-29,
Gurgaon (Haryana) - 122001
Sl. No. | Item Nos. |  | Total Price (INR) |  | After Discount |  | After MPDiscount
1 | TOTAL GST on Goods |  | 0 |  | Excise Duty | #REF! | Excise Duty | #REF!
Total GST for Supply of Goods (inter-alia including Type Test Charges) between the Contractor and the Employer (identified in Schedule 1') which are not included in the Ex-works price as per the provision of the Bidding Documents, as applicable.
2 | TOTAL GST on Services |  | 0 |  | Sales Tax | 0 | Sales Tax | 0
| Total GST on Installation Services (indentified in Schedule-3) and Training to be imparted in India (identified in Schedule-4) which are not included in the Installation and Training charges as per the provision of the Bidding Documents, as applicable |  |  |  | #REF! | 0 | #REF! | 0
| GRAND TOTAL [1+2] |  | 0
Date : |  | Printed Name :
Place : |  | Designation :
Click for Sch-6

## Sch-5 after discount (hidden)
NIT/RFB No.: CC/NT/W-TW/DOM/A01/25/15831 |  |  |  | Schedule - 5
Transmission line package TL-01 for (a) 66kV D/C Diglipur Mayabunder transmission line & (b) 66kV D/C Mayabunder Rangat transmission line associated with “Interconnection work of North, Middle & South Andaman Island under RDSS in UT of Andaman & Nicobar Islands” under Consultancy Services to EDANA
(SUMMARY OF TAXES & DUTIES APPLICABLE ON PLANT & EQUIPMENT)
BIDDER:
0 |  |  | To:
Bidder’s Name and Address (Sole Bidder) : |  |  | POWERGRID CORPORATION OF INDIA LIMITED,
Name : |  |  | Saudamini, Plot No. 2, Sector - 29, Gurgaon
Address : |  |  | 0
0
0
Sl. No. | Item Nos. |  | Total Price (INR)
1 | TOTAL GST on Goods |  | 0
Total GST for Supply of Goods (inter-alia including Type Test Charges) between the Contractor and the Employer (identified in Schedule 1') which are not included in the Ex-works price as per the provision of the Bidding Documents, as applicable.
2 | TOTAL GST on Services |  | 0
Total GST on Installation Services (indentified in Schedule-3) and Training to be imparted in India (identified in Schedule-4) which are not included in the Installation and Training charges as per the provision of the Bidding Documents, as applicable
| GRAND TOTAL [1+2] |  | 0
Date : |  | Printed Name :
Place : |  | Designation :
Click for Sch-6

## Sch-3
NIT/RFB No.: CC/NT/W-TW/DOM/A01/25/15831 |  |  | Schedule - 3_Rev01
Transmission line package TL-01 for (a) 66kV D/C Diglipur Mayabunder transmission line & (b) 66kV D/C Mayabunder Rangat transmission line associated with “Interconnection work of North, Middle & South Andaman Island under RDSS in UT of Andaman & Nicobar Islands” under Consultancy Services to EDANA
(GRAND SUMMARY)
BIDDER:
0 |  |  | To:
Bidder’s Name and Address (Sole Bidder) : |  |  | POWERGRID CORPORATION OF INDIA LIMITED,
Name : |  |  | Saudamini, Plot No. 2, Sector - 29, Gurgaon
Address : |  |  | 0
0
0
Sl. No. | Description |  | Total Price (INR)
1 | TOTAL SCHEDULE NO. 1 |  | 0
Total Ex-Works Price + price for inland transportation and other services required in India to convey the Goods to their final destination (including GST)
2 | TOTAL SCHEDULE NO. 2 |  | 0
Total Installation / Erection Charges (including GST)
GRAND TOTAL [1+2]
0
Date : |  | Printed Name :
Place : |  | Designation :
Click for Sch-7

## Sch-6 After Discount (hidden)
NIT/RFB No.: CC/NT/W-TW/DOM/A01/25/15831 |  |  | Schedule - 6 After Discount
Transmission line package TL-01 for (a) 66kV D/C Diglipur Mayabunder transmission line & (b) 66kV D/C Mayabunder Rangat transmission line associated with “Interconnection work of North, Middle & South Andaman Island under RDSS in UT of Andaman & Nicobar Islands” under Consultancy Services to EDANA
(GRAND SUMMARY)
#REF! |  |  | To:
Bidder’s Name and Address (Sole Bidder) : |  |  | POWERGRID CORPORATION OF INDIA LIMITED,
Name : |  |  | Saudamini, Plot No. 2, Sector - 29, Gurgaon
Address : |  |  | 0
0
0
Sl. No. | Description |  | Total Price (INR)
1 | TOTAL SCHEDULE NO. 1
Ex-works price of Plant and Equipment including Type Test Charges
2 | TOTAL SCHEDULE NO. 2
Local Transportation, Insurance and other Incidental Services
3 | TOTAL SCHEDULE NO. 3
Installation Charges
4 | TOTAL SCHEDULE NO. 4
Training Charges
5 | TOTAL SCHEDULE NO. 5
Taxes and Duties
6 | TOTAL SCHEDULE NO. 7
Type Test Charges [Total of this Schedule is included in Schedule - 1 above.]
GRAND TOTAL [1+2+3+4+5]
Date : |  | Printed Name :
Place : |  | Designation :
Click for Sch-7

## Sch-6 (After Discount) (hidden)
NIT/RFB No.: CC/NT/W-TW/DOM/A01/25/15831 |  |  | Schedule - 6
Transmission line package TL-01 for (a) 66kV D/C Diglipur Mayabunder transmission line & (b) 66kV D/C Mayabunder Rangat transmission line associated with “Interconnection work of North, Middle & South Andaman Island under RDSS in UT of Andaman & Nicobar Islands” under Consultancy Services to EDANA
(GRAND SUMMARY)
BIDDER:
0 |  |  | To:
Bidder’s Name and Address (Sole Bidder) : |  |  | POWERGRID CORPORATION OF INDIA LIMITED,
Name : |  |  | Saudamini, Plot No. 2, Sector - 29, Gurgaon
Address : |  |  | 0
0
0
Sl. No. | Description |  | Total Price (INR) | From Sch-6 | Discount Factors
1 | TOTAL SCHEDULE NO. 1 |  | 0 | 0 | 0
Ex-works price of Plant and Equipment including Type Test Charges
2 | TOTAL SCHEDULE NO. 2 |  | #REF! | 0 | #REF!
Local Transportation, In-transit Insurance, loading and unloading
3 | TOTAL SCHEDULE NO. 3 |  | #REF! | #REF! | 0
Installation Charges
4 | TOTAL SCHEDULE NO. 4 |  | Not Applicable
Training Charges
5 | TOTAL SCHEDULE NO. 5 |  | 0
Taxes and Duties
6 | TOTAL SCHEDULE NO. 7 |  | Not Applicable
Type Test Charges [Total of this Schedule is included in Schedule - 1 above.]
GRAND TOTAL [1+2+3+5]
#REF!
Date : |  | Printed Name :
Place : |  | Designation :
Click for Sch-7

## Discount (hidden)
NIT/RFB No.: CC/NT/W-TW/DOM/A01/25/15831 |  |  |  |  | Letter of Discount
LETTER OF DISCOUNT
To:
Contract Services | [6 empty] | Schedule 1 | 0
Power Grid Corporation of India Ltd., | [6 empty] | Schedule 2 | #REF!
"Saudamini", Plot No.-2 | [6 empty] | Schedule 3 | 0
Sector-29, (near IFFCO Chowk) | [6 empty] | Total | #REF!
Gurgaon (Haryana) - 122001
Subject : |  | Transmission line package TL-01 for (a) 66kV D/C Diglipur Mayabunder transmission line & (b) 66kV D/C Mayabunder Rangat transmission line associated with “Interconnection work of North, Middle & South Andaman Island under RDSS in UT of Andaman & Nicobar Islands” under Consultancy Services to EDANA
Dear Sir
With reference to the subject tender, we hereby offer unconditional discount on the prices quoted by us as per details given here below : | [5 empty] | Sch-1 | Sch-2 | Sch-3
| 1 | Discount on lum-sum basis on total price quoted by us without GST. [The discount shall be proportionately applicable on all the items of all the Schdules i.e. Sch-1 (without type test charges), Sch-2, Sch-3, Sch-4 & Sch-7] In Rs. |  |  |  | 0 | #REF! | 0
| 2 | Discount on percent basis on total price quoted by us without GST. [The discount shall be applicable on all the items of all the Schdules i.e. Sch-1 (without type test charges), Sch-2 , Sch-3, Sch-4 & Sch-7] In Percent (%) |  |  |  | 0 | #REF! | 0
| 3 | Discount on lum-sum basis on the Schedules as given below : [The discount shall be proportionately applicable on all the relevent items of the respective Schdules.] In Rs.
|  | Schedule-1 : Ex works prices |  | In Rs. |  | 0
|  | Schedule-2 : Local Transportation, In-transit Insurance, loading and unloading |  | In Rs. |  |  | 0
|  | Schedule-3 : Installation Charges |  | In Rs. |  |  |  | 0
|  | Schedule-4 : Training Charges |  | In Rs.
|  | Schedule-7 : Type Test Charges |  | In Rs.
| 4 | Discount on percent basis on the Schedules as given below : [The discount shall be applicable on all the relevent items of the respective Schdules.] In Percent (%)
|  | Schedule-1 : Ex works prices |  | In Percent (%) |  | 0
|  | Schedule-2 : Local Transportation, In-transit Insurance, loading and unloading |  | In Percent (%) |  |  | #REF!
|  | Schedule-3 : Installation Charges |  | In Percent (%) |  |  |  | 0
|  | Schedule-4 : Training Charges |  | In Percent (%)
|  | Schedule-7 : Type Test Charges |  | In Percent (%)
Discount(s) offered at sl. No. 1 to 4 will get displayed and accounted for automatically in the respective items of the Schedules.
| 5 | We hereby offer Multi-package discount as given below:
[6 empty] | 0 | #REF! | 0 | 0 | 0
|  | Multi-Package Discount(s) offered at sl. No. 5 will not get automatically accounted for in the respective items of the Schedules. The same shall be worked out saparately for evaluation. |  |  |  | #DIV/0! | #REF! | #DIV/0! | #DIV/0! | #REF!
[Discount will not be calculated authometrically. However, the same shall be considered during evaluation.]
Please consider this letter of discount as the integral part of our price bid.
Thanking you, we remain, | [5 empty] | 0 | #REF! | 0
[5 empty] | Yours faithfully, | 0 | #REF! | 0 | Discount Factors
For and on behalf of
Date : |  | #REF! | Printed Name : | 0
Place : |  | #REF! | Designation : | 0

## Octroi (hidden)
Details of Octroi
Sl No. | Description of Items | Amount on which Octroi is applicable | Rate of Octroi | Octroi
(1) | (2) | (3) | (4) | (5) =(3) x (4)
1 |  |  |  | 0
2 |  |  |  | 0
3 |  |  |  | 0
4 |  |  |  | 0
5 |  |  |  | 0
6 |  |  |  | 0
7 |  |  |  | 0
8 |  |  |  | 0
9 |  |  |  | 0
10 |  |  |  | 0
| Total |  |  | 0
Back to Sch 5

## Entry Tax (hidden)
Details of Entry Tax
Sl No. | Description of Items | Amount on which Entry Tax is applicable | Rate of Entry Tax | Entry Tax
(1) | (2) | (3) | (4) | (5) =(3) x (4)
1 |  |  |  | 0
2 |  |  |  | 0
3 |  |  |  | 0
4 |  |  |  | 0
5 |  |  |  | 0
6 |  |  |  | 0
7 |  |  |  | 0
8 |  |  |  | 0
9 |  |  |  | 0
10 |  |  |  | 0
| Total |  |  | 0
Back to Sch 5

## Other Taxes & Duties (hidden)
Details of Other Taxes & Duties
Sl No. | Description of Items | Amount on which Other Taxes & Duties are applicable | Description of Taxes & Duties | Rate of Taxes & Duties | Amount of Taxes & Duties
(1) | (2) | (3) | (4) | (5) | (6) =(3) x (4)
1 |  |  |  |  | 0
2 |  |  |  |  | 0
3 |  |  |  |  | 0
4 |  |  |  |  | 0
5 |  |  |  |  | 0
6 |  |  |  |  | 0
7 |  |  |  |  | 0
8 |  |  |  |  | 0
9 |  |  |  |  | 0
10 |  |  |  |  | 0
| Total |  |  |  | 0
Back to Sch 5

## QC (hidden)
STATEMENT OF QUOTED / CORRECTED PRICES
ALL FIGURES ARE IN INDIAN RUPEES
BIDDER
SL. | PRICE COMPONENT | QUOTED PRICE | CORRECTED PRICE
1 | Price of Plant and Equipment (including Mandatory Spares Parts) to be supplied [Schedule-1] | 0 |  | 0
2 | Local Transportation, In-transit Insurance, loading and unloading charges [Schedule-2] | #REF! |  | #REF!
3 | Installation Charges [Schedule-3] | 0 |  | 0
4 | Type Test Charges [Schedule-7] | Not Applicable |  | Not Applicable
5 | Total Bid Price excluding GST (1+2+3+4) | #REF! |  | #REF!
6 | Discount | NIL |  | NIL
7 | Total Bid Price excluding GST (1+2+3+4) | #REF! |  | #REF!
8 | Taxes & Duties:
| GST on Supply of Goods @5% | 0 |  | 0 | total GST on supply | 291545315.52
| GST on Supply of Goods @12% | 0 |  | 0
| GST on Supply of Goods @12% | 0 |  | 0
| GST on Supply of Goods @18% |  |  | 0
| GST on Supply of Goods @28% |  |  | 0
| GST on Supply of Installation Services @ 18% | 0 |  | 0
| GST on Type Test Charges | Not Applicable |  | Not Applicable
9 | Total Taxes & Duties | 0 |  | 0
10 | Total Bid Price (including Taxes & Duties) | #REF! |  | #REF!
Note-1: | It may be mentioned that KEC in Schedule-1 & 3 of their bid, have confirmed/deemed confirmed HSN/SAC code. Also, KEC have confirmed/ deemed confirmed rate of GST for all the items/services in Schedule-1 & 3. Hence the GST tax rate as quoted by KEC has been considered to arrive at their total evaluated bid price, in line with the provisions of the Bidding Documents.
Note-2: | It may be mentioned that KEC in Schedule-3 of their bid, have quoted unit prices in more than 2 place of decimals. Accordingly, to work out the total corrected price, unit rates quoted by KEC are rounded off to 2 place of decimals.
Transmission line Tower Package TW03 for 765 kV D/C Navasari (New) (South Gujarat) - Padghe line (Gujarat portion) associated with Transmission Network Expansion in Gujarat to increase its ATC from ISTS: Part B; Spec. No.: 5002002154/TOWER/DOM/A04-CC CS -5
Annexure-E9

## Contracts-Template (hidden)
Exworks
| Total Ex-Works Price Direct |  |  |  |  | 0
| Total Ex-Works Price Bought Out |  |  |  |  | 0
| Total Ex-Works Price |  |  |  |  | 0
| Total Type Test charges as per Schedule-7 |  |  |  |  | #REF!
| Total Ex-works Price including Type Test charges |  |  |  |  | #REF!
Note : | Specify amount of Excise Duty, Sales Tax/'VAT and other taxes payable on the transaction between the Contractor and the Employer and octroi/entry tax as applicable for destination site/state on all items of supply including bought-out finished items (to be identified in the Contract), which shall be dispatched directly from the sub-vendor’s works to the Employer’s site (sale-in-transit), separately in Schedule-5. Excise Duty, Sales tax and other levies for all the bought-out items are to be included in the EXW Price (Col. No. 5) only and not to be indicated in Schedule-5.
^ | If the item(s) quoted/considered as "Bought-out" in the bid are manufactured at Bidder's works and confirmed to be supplied under “Direct transaction” by the bidder, then the taxes and duties on such items shall be paid/reimbursed by POWERGRID in line with the provisions of Bidding Documents. For this purpose, at the time of award, the Ex-works price (exclusive of taxes & duties) shall be arrived at from the quoted Ex-works price (inclusive of taxes ad duties) by excluding taxes and duties applicable on such items, as on date of Bid opening, in case of supplies from manufacturer proposed in the bid. During contract execution, the taxes and duties on such items shall be paid/reimbursed at actuals, limited to the rates prevailing on date of Bid opening.
Date : | --
Place : |  |  | Printed Name : |  | --
Designation :
FandI
| Total F&I Price |  |  |  |  | (=SUM(I16:I27))
Date : | (='Sch-1'!B43)
Place : | (='Sch-1'!B44) |  | Printed Name : | (='Sch-1'!E44)
|  |  | Designation : | (='Sch-1'!E45)
service
| Total Installaiton Charges | [5 empty] | #REF!
Date : | (='Sch-1'!B43)
Place : | (='Sch-1'!B44) |  | Printed Name : | (='Sch-1'!E44)
|  |  | Designation : | (='Sch-1'!E45)
Training
Date : | (=IF('Sch-1'!B43=0,"", 'Sch-1'!B43)) |  | (="Printed Name : " & IF('Sch-1'!E44=0,"",'Sch-1'!E44))
Place : | (=IF('Sch-1'!B44=0,"", 'Sch-1'!B44)) |  | (="Designation : " & IF('Sch-1'!E45=0,"",'Sch-1'!E45))
Type test
| TOTAL TYPE TEST CHARGES |  |  |  |  | (=SUM(I17:I18))
Date : | (='Sch-1'!B43) | (="Printed Name : " & 'Sch-1'!E44)
Place : | (='Sch-1'!B44) | (="Designation : " & 'Sch-1'!E45)
Note : | Bidder should indicate the name of test laboratories where type tests are proposed to be conducted
Direct
Bought-out

## N-W (Cr.) (hidden)
#REF! |  |  | 0 |  | #REF! |  |  | #REF! |  |  |  | #REF!
#REF!
INR
#REF! |  |  |  |  | #REF! |  |  | #REF! |  |  |  | #N/A
#N/A
#REF! | #REF! |  | 0 |  | #REF! | #REF! |  | #REF! | #REF!
#REF! | #REF! | #REF! | 0 |  | #REF! | #REF! | #REF! | #REF! | #REF! | #REF!
#REF! | #REF! | #REF! | 0 |  | #REF! | #REF! | #REF! | #REF! | #REF! | #REF! | #REF! | 0 | 0 | 0 | 0 | #REF! | plus
#REF! | #REF! | #REF! | 0 |  | #REF! | #REF! | #REF! | #REF! | #REF! | #REF! | #REF! | 0 | 0 | 0 | 1 | #REF!
#REF! | #REF! | #REF! | 0 |  | #REF! | #REF! | #REF! | #REF! | #REF! | #REF! | #REF! | 0 | 0 | 1 | 0 | #REF!
#REF! | #REF! | #REF! | 0 |  | #REF! | #REF! | #REF! | #REF! | #REF! | #REF! | #REF! | 0 | 0 | 1 | 1 | #REF!
[11 empty] | #REF! | 0 | 1 | 0 | 0 | #REF!
1 | One |  | 1 | One | 1 | One |  | 1 | One |  | #REF! | 0 | 1 | 0 | 1 | #REF!
2 | Two |  | 2 | Two | 2 | Two |  | 2 | Two |  | #REF! | 0 | 1 | 1 | 0 | #REF!
3 | Three |  | 3 | Three | 3 | Three |  | 3 | Three |  | #REF! | 0 | 1 | 1 | 1 | #REF!
4 | Four |  | 4 | Four | 4 | Four |  | 4 | Four |  | #REF! | 1 | 0 | 0 | 0 | #REF!
5 | Five |  | 5 | Five | 5 | Five |  | 5 | Five |  | #REF! | 1 | 0 | 0 | 1 | #REF!
6 | Six |  | 6 | Six | 6 | Six |  | 6 | Six |  | #REF! | 1 | 0 | 1 | 0 | #REF!
7 | Seven |  | 7 | Seven | 7 | Seven |  | 7 | Seven |  | #REF! | 1 | 0 | 1 | 1 | #REF!
8 | Eight |  | 8 | Eight | 8 | Eight |  | 8 | Eight |  | #REF! | 1 | 1 | 0 | 0 | #REF!
9 | Nine |  | 9 | Nine | 9 | Nine |  | 9 | Nine |  | #REF! | 1 | 1 | 0 | 1 | #REF!
10 | Ten |  | 10 | Ten | 10 | Ten |  | 10 | Ten |  | #REF! | 1 | 1 | 1 | 0 | #REF!
11 | Eleven |  | 11 | Eleven | 11 | Eleven |  | 11 | Eleven |  | #REF! | 1 | 1 | 1 | 1 | #REF!
12 | Twelve |  | 12 | Twelve | 12 | Twelve |  | 12 | Twelve
13 | Thirteen |  | 13 | Thirteen | 13 | Thirteen |  | 13 | Thirteen
14 | Fourteen |  | 14 | Fourteen | 14 | Fourteen |  | 14 | Fourteen
15 | Fifteen |  | 15 | Fifteen | 15 | Fifteen |  | 15 | Fifteen
16 | Sixteen |  | 16 | Sixteen | 16 | Sixteen |  | 16 | Sixteen |  | #REF! | 0 | 0 | 0 | 0 | #REF! | +
17 | Seventeen |  | 17 | Seventeen | 17 | Seventeen |  | 17 | Seventeen |  | #REF! | 0 | 0 | 0 | 1 | #REF! | /- +
18 | Eighteen |  | 18 | Eighteen | 18 | Eighteen |  | 18 | Eighteen |  | #REF! | 0 | 0 | 1 | 0 | #REF! | /-
19 | Nineteen |  | 19 | Nineteen | 19 | Nineteen |  | 19 | Nineteen |  | #REF! | 0 | 0 | 1 | 1 | #REF!
20 | Twenty |  | 20 | Twenty | 20 | Twenty |  | 20 | Twenty |  | #REF! | 0 | 1 | 0 | 0 | #REF!
21 | Twenty One |  | 21 | Twenty One | 21 | Twenty One |  | 21 | Twenty One |  | #REF! | 0 | 1 | 0 | 1 | #REF!
22 | Twenty Two |  | 22 | Twenty Two | 22 | Twenty Two |  | 22 | Twenty Two |  | #REF! | 0 | 1 | 1 | 0 | #REF!
23 | Twenty Three |  | 23 | Twenty Three | 23 | Twenty Three |  | 23 | Twenty Three |  | #REF! | 0 | 1 | 1 | 1 | #REF!
24 | Twenty Four |  | 24 | Twenty Four | 24 | Twenty Four |  | 24 | Twenty Four |  | #REF! | 1 | 0 | 0 | 0 | #REF!
25 | Twenty Five |  | 25 | Twenty Five | 25 | Twenty Five |  | 25 | Twenty Five |  | #REF! | 1 | 0 | 0 | 1 | #REF!
26 | Twenty Six |  | 26 | Twenty Six | 26 | Twenty Six |  | 26 | Twenty Six |  | #REF! | 1 | 0 | 1 | 0 | #REF!
27 | Twenty Seven |  | 27 | Twenty Seven | 27 | Twenty Seven |  | 27 | Twenty Seven |  | #REF! | 1 | 0 | 1 | 1 | #REF!
28 | Twenty Eight |  | 28 | Twenty Eight | 28 | Twenty Eight |  | 28 | Twenty Eight |  | #REF! | 1 | 1 | 0 | 0 | #REF!
29 | Twenty Nine |  | 29 | Twenty Nine | 29 | Twenty Nine |  | 29 | Twenty Nine |  | #REF! | 1 | 1 | 0 | 1 | #REF!
30 | Thirty |  | 30 | Thirty | 30 | Thirty |  | 30 | Thirty |  | #REF! | 1 | 1 | 1 | 0 | #REF!
31 | Thirty One |  | 31 | Thirty One | 31 | Thirty One |  | 31 | Thirty One |  | #REF! | 1 | 1 | 1 | 1 | #REF!
32 | Thirty Two |  | 32 | Thirty Two | 32 | Thirty Two |  | 32 | Thirty Two
33 | Thirty Three |  | 33 | Thirty Three | 33 | Thirty Three |  | 33 | Thirty Three
34 | Thirty Four |  | 34 | Thirty Four | 34 | Thirty Four |  | 34 | Thirty Four
35 | Thirty Fivr |  | 35 | Thirty Fivr | 35 | Thirty Fivr |  | 35 | Thirty Fivr
36 | Thirty Six |  | 36 | Thirty Six | 36 | Thirty Six |  | 36 | Thirty Six
37 | Thirty Seven |  | 37 | Thirty Seven | 37 | Thirty Seven |  | 37 | Thirty Seven
38 | Thirty Eight |  | 38 | Thirty Eight | 38 | Thirty Eight |  | 38 | Thirty Eight
39 | Thirty Nine |  | 39 | Thirty Nine | 39 | Thirty Nine |  | 39 | Thirty Nine
40 | Forty |  | 40 | Forty | 40 | Forty |  | 40 | Forty
41 | Forty One |  | 41 | Forty One | 41 | Forty One |  | 41 | Forty One
42 | Forty Two |  | 42 | Forty Two | 42 | Forty Two |  | 42 | Forty Two
43 | Forty Three |  | 43 | Forty Three | 43 | Forty Three |  | 43 | Forty Three
44 | Forty Four |  | 44 | Forty Four | 44 | Forty Four |  | 44 | Forty Four
45 | Forty Five |  | 45 | Forty Five | 45 | Forty Five |  | 45 | Forty Five
46 | Forty Six |  | 46 | Forty Six | 46 | Forty Six |  | 46 | Forty Six
47 | Forty Seven |  | 47 | Forty Seven | 47 | Forty Seven |  | 47 | Forty Seven
48 | Forty Eight |  | 48 | Forty Eight | 48 | Forty Eight |  | 48 | Forty Eight
49 | Forty Nine |  | 49 | Forty Nine | 49 | Forty Nine |  | 49 | Forty Nine
50 | Fifty |  | 50 | Fifty | 50 | Fifty |  | 50 | Fifty
51 | Fifty One |  | 51 | Fifty One | 51 | Fifty One |  | 51 | Fifty One
52 | Fifty Two |  | 52 | Fifty Two | 52 | Fifty Two |  | 52 | Fifty Two
53 | Fifty Three |  | 53 | Fifty Three | 53 | Fifty Three |  | 53 | Fifty Three
54 | Fifty Four |  | 54 | Fifty Four | 54 | Fifty Four |  | 54 | Fifty Four
55 | Fifty Five |  | 55 | Fifty Five | 55 | Fifty Five |  | 55 | Fifty Five
56 | Fifty Six |  | 56 | Fifty Six | 56 | Fifty Six |  | 56 | Fifty Six
57 | Fifty Seven |  | 57 | Fifty Seven | 57 | Fifty Seven |  | 57 | Fifty Seven
58 | Fifty Eight |  | 58 | Fifty Eight | 58 | Fifty Eight |  | 58 | Fifty Eight
59 | Fifty Nine |  | 59 | Fifty Nine | 59 | Fifty Nine |  | 59 | Fifty Nine
60 | Sixty |  | 60 | Sixty | 60 | Sixty |  | 60 | Sixty
61 | Sixty One |  | 61 | Sixty One | 61 | Sixty One |  | 61 | Sixty One
62 | Sixty Two |  | 62 | Sixty Two | 62 | Sixty Two |  | 62 | Sixty Two
63 | Sixty Three |  | 63 | Sixty Three | 63 | Sixty Three |  | 63 | Sixty Three
64 | Sixty Four |  | 64 | Sixty Four | 64 | Sixty Four |  | 64 | Sixty Four
65 | Sixty Five |  | 65 | Sixty Five | 65 | Sixty Five |  | 65 | Sixty Five
66 | Sixty Six |  | 66 | Sixty Six | 66 | Sixty Six |  | 66 | Sixty Six
67 | Sixty Seven |  | 67 | Sixty Seven | 67 | Sixty Seven |  | 67 | Sixty Seven
68 | Sixty Eight |  | 68 | Sixty Eight | 68 | Sixty Eight |  | 68 | Sixty Eight
69 | Sixty Nine |  | 69 | Sixty Nine | 69 | Sixty Nine |  | 69 | Sixty Nine
70 | Seventy |  | 70 | Seventy | 70 | Seventy |  | 70 | Seventy
71 | Seventy One |  | 71 | Seventy One | 71 | Seventy One |  | 71 | Seventy One
72 | Seventy Two |  | 72 | Seventy Two | 72 | Seventy Two |  | 72 | Seventy Two
73 | Seventy Three |  | 73 | Seventy Three | 73 | Seventy Three |  | 73 | Seventy Three
74 | Seventy Four |  | 74 | Seventy Four | 74 | Seventy Four |  | 74 | Seventy Four
75 | Seventy Five |  | 75 | Seventy Five | 75 | Seventy Five |  | 75 | Seventy Five
76 | Seventy Six |  | 76 | Seventy Six | 76 | Seventy Six |  | 76 | Seventy Six
77 | Seventy Seven |  | 77 | Seventy Seven | 77 | Seventy Seven |  | 77 | Seventy Seven
78 | Seventy Eight |  | 78 | Seventy Eight | 78 | Seventy Eight |  | 78 | Seventy Eight
79 | Seventy Nine |  | 79 | Seventy Nine | 79 | Seventy Nine |  | 79 | Seventy Nine
80 | Eighty |  | 80 | Eighty | 80 | Eighty |  | 80 | Eighty
81 | Eighty One |  | 81 | Eighty One | 81 | Eighty One |  | 81 | Eighty One
82 | Eighty Two |  | 82 | Eighty Two | 82 | Eighty Two |  | 82 | Eighty Two
83 | Eighty Three |  | 83 | Eighty Three | 83 | Eighty Three |  | 83 | Eighty Three
84 | Eighty Four |  | 84 | Eighty Four | 84 | Eighty Four |  | 84 | Eighty Four
85 | Eighty Five |  | 85 | Eighty Five | 85 | Eighty Five |  | 85 | Eighty Five
86 | Eighty Six |  | 86 | Eighty Six | 86 | Eighty Six |  | 86 | Eighty Six
87 | Eighty Seven |  | 87 | Eighty Seven | 87 | Eighty Seven |  | 87 | Eighty Seven
88 | Eighty Eight |  | 88 | Eighty Eight | 88 | Eighty Eight |  | 88 | Eighty Eight
89 | Eighty Nine |  | 89 | Eighty Nine | 89 | Eighty Nine |  | 89 | Eighty Nine
90 | Ninety |  | 90 | Ninety | 90 | Ninety |  | 90 | Ninety
91 | Ninety One |  | 91 | Ninety One | 91 | Ninety One |  | 91 | Ninety One
92 | Ninety Two |  | 92 | Ninety Two | 92 | Ninety Two |  | 92 | Ninety Two
93 | Ninety Three |  | 93 | Ninety Three | 93 | Ninety Three |  | 93 | Ninety Three
94 | Ninety Four |  | 94 | Ninety Four | 94 | Ninety Four |  | 94 | Ninety Four
95 | Ninety Five |  | 95 | Ninety Five | 95 | Ninety Five |  | 95 | Ninety Five
96 | Ninety Six |  | 96 | Ninety Six | 96 | Ninety Six |  | 96 | Ninety Six
97 | Ninety Seven |  | 97 | Ninety Seven | 97 | Ninety Seven |  | 97 | Ninety Seven
98 | Ninety Eight |  | 98 | Ninety Eight | 98 | Ninety Eight |  | 98 | Ninety Eight
99 | Ninety Nine |  | 99 | Ninety Nine | 99 | Ninety Nine |  | 99 | Ninety Nine
100 | One Hundred |  | 100 | One Hundred | 100 | One Hundred |  | 100 | One Hundred
BG VALUE:
#REF!
#REF!
#REF! | #REF!
#REF! | #REF! | #REF!
#REF! | #REF! | #REF!
#REF! | #REF! | #REF!
#REF! | #REF! | #REF!
#REF! | #REF! | #REF!
1 | One
2 | Two
3 | Three
4 | Four
5 | Five
6 | Six
7 | Seven
8 | Eight
9 | Nine
10 | Ten
11 | Eleven
12 | Twelve
13 | Thirteen
14 | Fourteen
15 | Fifteen
16 | Sixteen
17 | Seventeen
18 | Eighteen
19 | Nineteen
20 | Twenty
21 | Twenty One
22 | Twenty Two
23 | Twenty Three
24 | Twenty Four
25 | Twenty Five
26 | Twenty Six
27 | Twenty Seven
28 | Twenty Eight
29 | Twenty Nine
30 | Thirty
31 | Thirty One
32 | Thirty Two
33 | Thirty Three
34 | Thirty Four
35 | Thirty Fivr
36 | Thirty Six
37 | Thirty Seven
38 | Thirty Eight
39 | Thirty Nine
40 | Forty
41 | Forty One
42 | Forty Two
43 | Forty Three
44 | Forty Four
45 | Forty Five
46 | Forty Six
47 | Forty Seven
48 | Forty Eight
49 | Forty Nine
50 | Fifty
51 | Fifty One
52 | Fifty Two
53 | Fifty Three
54 | Fifty Four
55 | Fifty Five
56 | Fifty Six
57 | Fifty Seven
58 | Fifty Eight
59 | Fifty Nine
60 | Sixty
61 | Sixty One
62 | Sixty Two
63 | Sixty Three
64 | Sixty Four
65 | Sixty Five
66 | Sixty Six
67 | Sixty Seven
68 | Sixty Eight
69 | Sixty Nine
70 | Seventy
71 | Seventy One
72 | Seventy Two
73 | Seventy Three
74 | Seventy Four
75 | Seventy Five
76 | Seventy Six
77 | Seventy Seven
78 | Seventy Eight
79 | Seventy Nine
80 | Eighty
81 | Eighty One
82 | Eighty Two
83 | Eighty Three
84 | Eighty Four
85 | Eighty Five
86 | Eighty Six
87 | Eighty Seven
88 | Eighty Eight
89 | Eighty Nine
90 | Ninety
91 | Ninety One
92 | Ninety Two
93 | Ninety Three
94 | Ninety Four
95 | Ninety Five
96 | Ninety Six
97 | Ninety Seven
98 | Ninety Eight
99 | Ninety Nine
100 | One Hundred