## PEB Scheduled Civil Sch 3a)
पावर ग्रिड कारपोरेशन ऑफ इंडिया लिमिटेड
POWER GRID CORPORATION OF INDIA LTD.
RHQ Vadodara WRTS-II
BILL OF QUANTITIES FOR Construction of Skill Development Centre (PEB) at 400/220 kV Rajgarh Sub-Station in WR-2
Name of Package: Construction of Skill Development Centre (PEB) at 400/220 kV Rajgarh Sub-Station in WR-2
(SCHEDULE OF RATES AND PRICES)
Bidder’s Name and Address (Sole Bidder) : | [11 empty] | To:
Name : | [11 empty] | Contract Services
Address : | [11 empty] | Power Grid Corporation of India Ltd.,
Western Region Transmission syatem -II
Plot No. 54, Near Riya revati resort ,
Sama - savli road, vadodara-390008
Installation Charges- Schedule Items for Construction of Skill Development Centre (PEB) at 400/220 kV Rajgarh Sub-Station in WR-2
Sl. No. | Activity Header / Substation Name | Service Code | SAC | Whether SAC in column ‘4’ is confirmed. If not indicate applicable the SAC # | Rate of GST applicable ( in %) |  | Description (DSR'23 Items- Civil Works) |  | Unit | Quantity | Unit Erection Charges | Deduction of GST factor considered in DSR | Unit Erection Charges excluding GST | Total Erection Charges excl GST | Total Tax GST @ 18% | Total Erection Charges incl. GST
(Service Accounting Codes)
1 | 2 | 3 | 4 | 5 | 6 | 7 | 8 |  | 9 | 10 | 11 | 12 | 13 | 14 | 15 | 16
Schedule Items Civil as per DSR 2023
1 | 400/220kV Rajgarh SS | 120000345 | 995433 |  | 18% |  | 2.6.1 | Earth work in excavation by mechanical means (Hydraulic excavator)/manual means over areas (exceeding 30 cm in depth, 1.5 m in width aswell as 10 sqm on plan) including getting out and disposal of excavated earth lead upto 50 m and lift upto 1.5 m, as directed by Engineer-incharge All kinds of soil. | Cum | 214.3969 | 177.5 | 0.18 | 150.4237 | 32250.3774 | 5805.0679 | 38055.4453
2 | 400/220kV Rajgarh SS | 120000391 | 995433 |  | 18% |  | 2.25 | Filling available excavated earth (excluding rock) in trenches, plinth, sides of foundations etc. in layers not exceeding 20cm in depth, consolidating each deposited layer by ramming and watering, lead up to 50 and for all lift. | Cum | 175 | 196 | 0.18 | 166.1017 | 29067.7966 | 5232.2034 | 34300
3 | 400/220kV Rajgarh SS | 120000391 | 995433 |  | 18% |  | 2.25 a) | Excavating, supplying and filling of local earth (including royalty) by mechanical transport upto a lead of 5km also including ramming and watering of the earth in layers not exceeding 20 cm in trenches, plinth, sides of foundation etc. complete | Cum | 543 | 700.5 | 0.18 | 593.6441 | 322348.7288 | 58022.7712 | 380371.5
4 | 400/220kV Rajgarh SS | 120000394 | 995433 |  | 18% |  | 2.27 | Supplying and filling in plinth with sand under floors, including watering, ramming, consolidating and dressing complete. | Cum | 63.0927 | 2123.75 | 0.18 | 1799.7881 | 113553.4929 | 20439.6287 | 133993.1216
5 | 400/220kV Rajgarh SS | 120000407 | 995433 |  | 18% |  | 2.34.1 | Supplying chemical emulsion in sealed containers including delivery as specified: Chlorpyriphos emulsifiable concentrate of 20% | Ltr. | 100 | 234.75 | 0.18 | 198.9407 | 19894.0678 | 3580.9322 | 23475
6 | 400/220kV Rajgarh SS | 120000410 | 995433 |  | 18% |  | 2.35.3.1 | Diluting and injecting chemical emulsion for Pre-CONSTRUCTIONAL anti-termite treatment (excluding the cost of chemical emulsion) :Treatment of soil under floors using chemical emulsion @ one litre per hole, 300 mm apart including drilling 12 mm diameter holes and plugging with cement mortar 1 :2 (1 cement : 2 Coarse sand) to match the existing floor: With Chlorpyriphos E.C. 20% with 1% concentration | Sqm | 630.927 | 310.05 | 0.18 | 262.7542 | 165778.7427 | 29840.1737 | 195618.9164
7a) | 400/220kV Rajgarh SS | 120000437 | 995454 |  | 18% |  | 4.1.3 | Providing and laying in position cement concrete of specified grade excluding the cost of centering and shuttering - All work up to plinth level : 1:2:4 (1 cement : 2 coarse sand (zone-III) derived from natural sources : 4 graded stone aggregate 20 mm nominal size derived from natural sources) | Cum | 0.715 | 7878.5 | 0.18 | 6676.6949 | 4773.8369 | 859.2906 | 5633.1275
7b) | 400/220kV Rajgarh SS | 120000442 | 995454 |  | 18% |  | 4.1.8 | Providing and laying in position cement concrete of specified grade excluding the cost of centering and shuttering - All work up to plinth level :1:4:8 (1 Cement : 4 coarse sand (zone-III) derived from natural sources : 8 graded stone aggregate 40 mm nominal size derived from natural sources). | Cum | 63.0268 | 6812 | 0.18 | 5772.8814 | 363846.2675 | 65492.3282 | 429338.5957
8 a) | 400/220kV Rajgarh SS | 120000470 | 995454 |  | 18% |  | 4.1 | Providing and laying damp-proof course 40mm thick with cement concrete 1:2:4 (1 cement : 2 coarse sand (zone-III) derived from natural sources : 4 graded stone aggregate 12.5mm nominal size derived from natural sources) | Sqm | 71.6059 | 410.85 | 0.18 | 348.178 | 24931.5966 | 4487.6874 | 29419.284
8 b) | 400/220kV Rajgarh SS | 120000473 | 995454 |  | 18% |  | 4.13 | Providing & applying a coat of residual petroleum bitumen of grade of VG-10 of approved quality using 1.7 kg per square metre on damp proof course after cleaning the surface with brushes and finally with a piece of cloth lightly soaked in kerosene oil. | Sqm | 71.6059 | 146.15 | 0.18 | 123.8559 | 8868.8155 | 1596.3868 | 10465.2023
9 | 400/220kV Rajgarh SS | 120000477 | 995454 |  | 18% |  | 4.17 | Making plinth protection 50mm thick of cement concrete 1:3:6 (1 cement : 3 coarse sand (zoneIII) derived from natural sources : 6 graded stone aggregate 20 mm nominal size derived from natural sources) over 75mm thick bed of dry brick ballast 40 mm nominal size, well rammed and consolidated and grouted with fine sand, including necessary excavation, levelling & dressing & finishing the top smooth. | Sqm | 85.8 | 749.3 | 0.18 | 635 | 54483 | 9806.94 | 64289.94
10 | 400/220kV Rajgarh SS | 120000488 | 995454 |  | 18% |  | 5.1.2 | Providing and laying in position specified grade of reinforced cement concrete, excluding the cost of centering, shuttering, finishing and reinforcement - All work up to plinth level : 1:1.5:3 (1 cement : 1.5 coarse sand (zone-III) derived from natural sources : 3 graded stone aggregate 20 mm nominal size derived from natural sources). | Cum | 128.7721 | 9045.75 | 0.18 | 7665.8898 | 987152.4635 | 177687.4434 | 1164839.907
11 | 400/220kV Rajgarh SS | [5 empty] | 5.9 | Centering and shuttering including strutting, propping etc. and removal of form for
a) | 400/220kV Rajgarh SS | 120000499 | 995457 |  | 18% |  | 5.9.1 | Foundations, footings, bases of columns, etc. for mass concrete | Sqm | 92.25 | 392.15 | 0.18 | 332.3305 | 30657.4894 | 5518.3481 | 36175.8375
b) | 400/220kV Rajgarh SS | 120000503 | 995457 |  | 18% |  | 5.9.5 | Lintels, beams, plinth beams, girders, bressumers and cantilevers. | Sqm | 280.197 | 736.4 | 0.18 | 624.0678 | 174861.9244 | 31475.1464 | 206337.0708
c) | 400/220kV Rajgarh SS | 120000504 | 995457 |  | 18% |  | 5.9.6 | Columns, Pillars, Piers, Abutments, Posts and Struts | Sqm | 120 | 961.3 | 0.18 | 814.661 | 97759.322 | 17596.678 | 115356
12 | 400/220kV Rajgarh SS | 120000543 | 995454 |  | 18% |  | 5.22.6 | Steel reinforcement for R.C.C. work including straightening, cutting, bending, placing in position and binding all complete upto plinth level.Thermo-Mechanically Treated bars of grade Fe-500D or more. | Kg | 12877.2065 | 107.85 | 0.18 | 91.3983 | 1176954.8483 | 211851.8727 | 1388806.721
13 | 400/220kV Rajgarh SS | 120000601 | 995456 |  | 18% |  | 6.1.2 | Brick work with common burnt clay F.P.S. (non modular) bricks of class designation 7.5 in foundation and plinth in: Cement mortar 1:6 (1 cement : 6 coarse sand) | Cum | 76.9946 | 7132.25 | 0.18 | 6044.2797 | 465376.7135 | 83767.8084 | 549144.5219
14 | 400/220kV Rajgarh SS | 120000615 | 995456 |  | 18% |  | 6.12.1 | Half brick masonry with common burnt clay F.P.S. (non modular) bricks of class designation 7.5 in foundations and plinth in : Cement mortar 1:3 (1 cement : 3 coarse sand) | Sqm | 338.34 | 931.75 | 0.18 | 789.6186 | 267159.572 | 48088.723 | 315248.295
15 | 400/220kV Rajgarh SS | 120000620 | 995456 |  | 18% |  | 6.15 | Extra for providing and placing in position 2 Nos 6mm dia. M.S. bars at every third course of half brick masonry. | Sqm | 338.34 | 104.8 | 0.18 | 88.8136 | 30049.1797 | 5408.8523 | 35458.032
16 | 400/220kV Rajgarh SS | 120000734 | 995474 |  | 18% |  | 8.1.1.1 | Marble work gang saw cut (polished and machine cut) of thickness 18 mm for wall lining (veneer work), backing filled with a grout of average 12 mm thick in cement mortar 1:3 (1 cement : 3 coarse sand), including pointing with white cement mortar 1:2 (1 white cement : 2 marble dust) with an admixture of pigment to match the marble shade (To be secured to the backing by means of cramps, which shall be paid for separately). Raj Nagar Plain white marble/ Udaipur green marble/ Zebra black marble.Area of slab upto 0.50 sqm | Sqm | 100 | 5742.55 | 0.18 | 4866.5678 | 486656.7797 | 87598.2203 | 574255
17 | 400/220kV Rajgarh SS | 120000743 | 995474 |  | 18% |  | 8.5 | Extra for providing opening of required size & shape for wash basin/kitchen sink in kitchen platform, vanity counter and similar location in marble/ Granite/ stone work, including necessary holes for pillar taps etc. including moulding, rubbing and polishing of cut edges etc. complete. | Each | 14 | 978.7 | 0.18 | 829.4068 | 11611.6949 | 2090.1051 | 13701.8
18 | 400/220kV Rajgarh SS | 170000968 | 995416 |  | 18% |  | 8.10.2 | Providing and fixing rubbed stone slab table, edges rounded and polished, 75 cm high 50 cm deep and 18mm thick, fixed in urinal partitions by cutting a chase of appropriate width with chase cutter and embedding the stone in the chase with epoxy grout or with cement concrete 1:2:4 (1 cement : 2 coarse sand : 4 graded stone aggregate 6 mm nominal size) as per direction of Engineer-in-charge and finished smooth. Granite Stone of approved shade | Sqm | 5 | 4051.85 | 0.18 | 3433.7712 | 17168.8559 | 3090.3941 | 20259.25
19 | 400/220kV Rajgarh SS | 120003230 | 995474 |  | 18% |  | 8.31 | Providing and fixing Ist quality ceramic glazed wall tiles conforming to IS: 15622 (thickness to be specified by the manufacturer), of approved make, in all colours, shades except burgundy, bottle green, black of any size as approved by Engineer-in-Charge, in skirting, risers of steps and dados, over 12 mm thick bed of cement mortar 1:3 (1 cement : 3 coarse sand) and jointing with grey cement slurry @ 3.3kg per sqm, including pointing in white cement mixed with pigment of matching shade complete. | Sqm | 307.5261 | 1267.95 | 0.18 | 1074.5339 | 330447.2191 | 59480.4994 | 389927.7185
20 | 400/220kV Rajgarh SS | 120000755 | 995474 |  | 18% |  | 9.1.2 | Providing wood work in frames of doors, windows, clerestory windows and other frames,wrought framed and fixed in position with hold fast lugs or with dash fasteners of required dia & length (hold fast lugs or dash fastener shall be paid for separately). Sal wood. | Cum | 0.4545 | 116520.3 | 0.18 | 98746.0169 | 44880.0647 | 8078.4116 | 52958.4764
21 | 400/220kV Rajgarh SS | 120000809 | 995476 |  | 18% |  | 9.20.2 | Providing and fixing ISI marked flush door shutters conforming to IS : 2202 (Part I) decorative type, core of block board construction with frame of 1st class hard wood and well matched teak 3 ply veneering with vertical grains or cross bands and face veneers on both faces of shutters. 30 mm thick including ISI marked Stainless Steel butt hinges with necessary screws. | Sqm | 30.24 | 3167.95 | 0.18 | 2684.7034 | 81185.4305 | 14613.3775 | 95798.808
22 | 400/220kV Rajgarh SS | 120000938 | 995476 |  | 18% |  | 9.74.1 | Providing and fixing bright finished brass tower bolts (barrel type) with necessary screws etc. complete : 250x10 mm | EA | 68 | 441.6 | 0.18 | 374.2373 | 25448.1356 | 4580.6644 | 30028.8
23 | 400/220kV Rajgarh SS | 120000952 | 995476 |  | 18% |  | 9.81.1 | Providing and fixing bright finished brass handles with screws etc. complete: 125 mm | EA | 68 | 256.65 | 0.18 | 217.5 | 14790 | 2662.2 | 17452.2
24 a) | 400/220kV Rajgarh SS | 120001081 | 995476 |  | 18% |  | 9.147.A5.1 | Providing and fixing factory made uPVC glazed/wire mesh windows/doors comprising of lead free uPVC multi-chambered frame, sash and mullion/coupler (where ever required) extruded profiles having minimum wall thickness of 1.70 mm for Series R1 and R2 profiles and 2.10mm for Series R3 and R4 profiles conforming to EN: 12608 in any shape, colour and design duly reinforced with galvanized mild steel section made of required shape & size as per CPWD Specification, uPVC extruded glazing beads, interlocks and Inline sash adaptor (where ever required) of appropriate dimension, EPDM gasket, hardware, SS 304 grade fasteners of minimum 8 mm dia with countersunk head, comprising of matching polyamide PA6 grade sleeve for fixing frame to finished wall as per IS 1367 : Part 1 to 14, plastic packers, plastic caps and necessary stainless steel screws etc. Profile of frame, sash & mullion (if required) shall be mitred cut and fusion welded/mechanically jointed duly sealed at all corners, including drilling of holes for fixing hardware and drainage of water etc. After fixing frame the gap between frame and adjacent finished wall shall be filled with weather proof silicon sealant over backer rod of approved size and quality, all complete as per approved drawing conforming to CPWD specification & direction of Engineer-in-Charge. Section of steel reinforcement and cross sections of uPVC profiles to be as per design approved by Engineer-in-Charge. Wire mesh / Glazing of plain/ toughened/ laminated/ double glass unit with / without high performance coatings as per design requirements and conforming to IS: 3548 & IS: 16231 shall be paid separately. Note:- Structural design proof checked from a Government Engineering Institute, to be provided by the manufacturer for : (i) Sites with basic wind speed > 45 m/sec as per IS 875 – Part 3 (ii) Sites with structure height more than 20m for all wind speeds. Three track three panels sliding window with Aluminium channel for roller track, wool pile, nylon rollers with SS 304 body. Using R2 series with frame (70mm & above) x (40mm & above) & sash (25mm & above) x(50mm & above) with zinc alloy (zamak) powder coated touch locks with hook. (Height upto 1.2 metre). | Sqm | 58.5 | 8748.35 | 0.18 | 7413.8559 | 433710.572 | 78067.903 | 511778.475
24 b) | 400/220kV Rajgarh SS | 120001081 | 995476 |  | 18% |  | 9.147.C1.1 | Fixed window / ventilator without mullion/transom: Using R1 series with frame(33 mm & above) x (35mm & above)(Height upto 0.90 metre). | Sqm | 7.2 | 8247.25 | 0.18 | 6989.1949 | 50322.2034 | 9057.9966 | 59380.2
25 | 400/220kV Rajgarh SS | 120001116 | 995476 |  | 18% |  | 10.2 | Structural steel work riveted, bolted or welded in built up sections, trusses and framed work, including cutting, hoisting, fixing in position and applying a priming coat of approved steel primer all complete. | Kg | 200 | 133.7 | 0.18 | 113.3051 | 22661.0169 | 4078.9831 | 26740
26 | 400/220kV Rajgarh SS | 120001143 | 995476 |  | 18% |  | 10.16.1 | Steel work in built up tubular (round, square or rectangular hollow tubes etc.) trusses etc., including cutting, hoisting, fixing in position and applying a priming coat of approved steel primer, including welding and bolted with special shaped washers etc. complete. Hot finished welded type tubes | Kg | 27412.5 | 194.4 | 0.18 | 164.7458 | 4516093.2203 | 812896.7797 | 5328990
27 | 400/220kV Rajgarh SS | 120001162 | 995476 |  | 18% |  | 10.28 | Providing and fixing stainless steel ( Grade 304) railing made of Hollow tubes, channels, plates etc., including welding, grinding, buffing, polishing and making curvature (wherever required) and fitting the same with necessary stainless steel nuts and bolts complete, i/c fixing the railing with necessary accessories & stainless steel dash fasteners , stainless steel bolts etc., of required size, on the top of the floor or the side of waist slab with suitable arrangement as per approval of Engineer-in-charge, (for payment purpose only weight of stainless steel members shall be considered excluding fixing accessories such as nuts, bolts, fasteners etc.). | Kg | 300 | 772.4 | 0.18 | 654.5763 | 196372.8814 | 35347.1186 | 231720
28 | 400/220kV Rajgarh SS | 120001246 | 995474 |  | 18% |  | 11.37 | Providing and laying Ceramic glazed floor tiles of size 300x300 mm (thickness to be specified by the manufacturer) of 1st quality conforming to IS : 15622 of approved make in colours such as White, Ivory, Grey, Fume Red Brown, laid on 20 mm thick cement mortar 1:4 (1 Cement : 4 Coarse sand), Jointing with grey cement slurry @ 3.3 kg/sqm including pointing the joints with white cement and matching pigment etc., complete. | Sqm | 118.8 | 1096.55 | 0.18 | 929.2797 | 110398.4237 | 19871.7163 | 130270.14
29 | 400/220kV Rajgarh SS | 120001246 | 995474 |  | 18% |  | 11.37A | Providing and fixing 1st quality ceramic glazed floor tiles conforming to IS : 15622 (thickness to be specified by the manufacturer ) of approved make in all colours, shades except burgundy, bottle green, black of any size as approved by Engineer-in-Charge in skirting, risers of steps and dados over 12 mm thick bed of cement Mortar 1:3 (1 cement: 3 coarse sand) and jointing with grey cement slurry @ 3.3kg per sqm including pointing in white cement mixed with pigment of matching shade complete. | Sqm | 59.4 | 1112.7 | 0.18 | 942.9661 | 56012.1864 | 10082.1936 | 66094.38
30 | 400/220kV Rajgarh SS | 120001251 | 995474 |  | 18% |  | 11.41.2 | Providing and laying vitrified floor tiles in different sizes (thickness to be specified by the manufacturer) with water absorption less than 0.08% and conforming to IS: 15622, of approved make, in all colours and shades, laid on 20mm thick cement mortar 1:4 (1 cement :4 coarse sand), jointing with grey cement slurry @ 3.3 kg/ sqm including grouting the joints with white cement and matching pigments etc., complete. Size of Tile 600x600 mm. | Sqm | 509.4341 | 1553.45 | 0.18 | 1316.4831 | 670661.3582 | 120719.0445 | 791380.4026
31 | 400/220kV Rajgarh SS | 120001259 | 995474 |  | 18% |  | 11.46.2 | Providing and laying Vitrified tiles in different sizes (thickness to be specified by manufacturer), with water absorption less than 0.08 % and conforming to I.S. 15622, of approved make, in all colours & shade, in skirting, riser of steps, over 12 mm thick bed of cement mortar 1:3 (1 cement: 3 coarse sand), jointing with grey cement slurry @ 3.3 kg/ sqm including grouting the joint with white cement & matching pigments etc. complete. Size of Tile 600x600 mm. | Sqm | 27.066 | 1623.05 | 0.18 | 1375.4661 | 37228.3655 | 6701.1058 | 43929.4713
32 | 400/220kV Rajgarh SS | 120001351 | 995453 |  | 18% |  | 12.41.2 | Providing and fixing on wall face unplasticised Rigid PVC rain water pipes conforming to IS :13592 Type A, including jointing with seal ring conforming to IS : 5382, leaving 10 mm gap for thermal expansion, (i) Single socketed pipes. 110 mm diameter | Mtr. | 250 | 377.4 | 0.18 | 319.8305 | 79957.6271 | 14392.3729 | 94350
33 | 400/220kV Rajgarh SS | 120001361 | 995453 |  | 18% |  | 12.42.5.2 | Providing and fixing on wall face unplasticised - PVC moulded fittings/accessories for unplasticised Rigid PVC rain water pipes conforming to IS : 13592 Type A, including jointing with seal ring conforming to IS : 5382, leaving 10 mm gap for thermal expansion.Bend 87.5°-110 mm bend | Each | 28 | 150.35 | 0.18 | 127.4153 | 3567.6271 | 642.1729 | 4209.8
34 | 400/220kV Rajgarh SS | 120001363 | 995453 |  | 18% |  | 12.42.6.2 | Providing and fixing on wall face unplasticised - PVC moulded fittings/accessories for unplasticised Rigid PVC rain water pipes conforming to IS : 13592 Type A, including jointing with seal ring conforming to IS : 5382, leaving 10 mm gap for thermal expansion.:Shoe (Plain)-110 mm Shoe | Each | 28 | 131.85 | 0.18 | 111.7373 | 3128.6441 | 563.1559 | 3691.8
35 | 400/220kV Rajgarh SS | 120001365 | 995453 |  | 18% |  | 12.43.2 | Providing and fixing unplasticised -PVC pipe clips of approved design to unplasticised - PVC rain water pipes by means of 50x50x50 mm hard wood plugs, screwed with M.S. screws of required length, including cutting brick work and fixing in cement mortar 1:4 (1 cement : 4coarse sand) and making good the wall etc. complete. 110 mm. | Each | 200 | 371.3 | 0.18 | 314.661 | 62932.2034 | 11327.7966 | 74260
36 | 400/220kV Rajgarh SS | 120001377 | 995453 |  | 18% |  | 12.51.1 | Providing and fixing precoated galvanised steel sheet roofing accessories 0.50 mm (+0.05 %) total coated thickness, Zinc coating 120 grams per sqm as per IS: 277, in 240 mpa steel grade, 5-7 microns epoxy primer on both side of the sheet and polyester top coat 15-18 microns using self drilling/ self tapping screws complete : : Ridges plain (500 - 600mm) | Mtr. | 150 | 532.35 | 0.18 | 451.1441 | 67671.6102 | 12180.8898 | 79852.5
37 | 400/220kV Rajgarh SS | 120001382 | 995453 |  | 18% |  | 12.51.6 | Providing and fixing precoated galvanised steel sheet roofing accessories of total coated thickness 0.50mm (base metal of minimum 0.45mm thickness with total coating thickness of 0.05mm) with Zinc coating 120 grams per sqm as per IS: 277, in 240 mpa steel grade, 5-7 microns epoxy primer on both side of the sheet and polyester top coat 15-18 microns using self drilling/ self tapping screws complete : Gutter (600 mm over all girth) | Mtr. | 150 | 1313.7 | 0.18 | 1113.3051 | 166995.7627 | 30059.2373 | 197055
38 | 400/220kV Rajgarh SS | 120001395 | 995453 |  | 18% |  | 12.6 | Providing and fixing thermal insulation of ceiling (under deck insulation) with Resin Bonded rRockwool conforming to IS:8183,density 48 kg/ m3, 50 mm thick, wrapped in 200 G Virgin Polythene bags fixed to ceiling with metallic cleats (50x50x3 mm) @ 60 cm and wire mesh of 12.5mm x 24 gauge wire mesh, for top most ceiling of building | Sqm | 627.8801 | 667.05 | 0.18 | 565.2966 | 354938.4921 | 63888.9286 | 418827.4207
39 | 400/220kV Rajgarh SS | 120001397 | 995453 |  | 18% |  | 12.62 | Providing and fixing thermal insulation with Resin Bonded rock wool conforming to IS: 8183, having density 48 kg/m3,50 mm thick,wrapped in 200 G Virgin Polythene Bags fixed to wall with screw, rawel plug & washers and held and in position by criss cossing GI wire etc. complete as per directions of Engineerin- Charge. | Sqm | 527.1475 | 322.5 | 0.18 | 273.3051 | 144072.0922 | 25932.9766 | 170005.0688
40 | 400/220kV Rajgarh SS | 120001401 | 995472 |  | 18% |  | 13.2.1 | 15 mm cement plaster on the rough side of single or half brick wall of mix : 1:4 (1 cement: 4 fine sand) | Sqm | 272.485 | 399.45 | 0.18 | 338.5169 | 92240.7909 | 16603.3424 | 108844.1332
41 | 400/220kV Rajgarh SS | 120001405 | 995472 |  | 18% |  | 13.4.1 | 12 mm cement plaster of mix : 1:4 (1 cement: 4 coarse sand) | Sqm | 709.675 | 357.35 | 0.18 | 302.839 | 214917.2553 | 38685.106 | 253602.3613
42 | 400/220kV Rajgarh SS | 120001425 | 995472 |  | 18% |  | 13.18 | Neat cement punning. | Sqm | 125.84 | 79.95 | 0.18 | 67.7542 | 8526.1932 | 1534.7148 | 10060.908
43 | 400/220kV Rajgarh SS | 120003200 | 995473 |  | 18% |  | 13.48A.1 | Finishing walls with ready mixed Premium acrylic emulsion paint (Company Depot Tinted) having VOC less than 50 gm/litre and UV resistance as per IS 15489:2004, Alkali & fungal resistance, dirt resistance exterior paint of required shade with silicon additives.New work (Two or more coats applied @ 1.43 litre/ 10 sqm over and including priming coat of exterior primer applied @ 0.90 litre/10 sqm. | Sqm | 272.485 | 181.25 | 0.18 | 153.6017 | 41854.1578 | 7533.7484 | 49387.9062
44 | 400/220kV Rajgarh SS | 120001477 | 995473 |  | 18% |  | 13.52.1 | Finishing with Epoxy paint (two or more coats) at all locations prepared and applied as per manufacturer’s specifications including appropriate priming coat, preparation of surface, etc. complete. On steel work. | Sqm | 600 | 241.75 | 0.18 | 204.8729 | 122923.7288 | 22126.2712 | 145050
45 | 400/220kV Rajgarh SS | 120001491 | 995473 |  | 18% |  | 13.62.1 | Painting with synthetic enamel paint of approved brand and manufacture to give an even shade : Two or more coats on new work. | Sqm | 200 | 226.25 | 0.18 | 191.7373 | 38347.4576 | 6902.5424 | 45250
46 | 400/220kV Rajgarh SS | 120001511 | 995472 |  | 18% |  | 13.8 | Providing and applying white cement based putty of average thickness 1 mm, of approved brand and manufacturer, over the plastered wall surface to prepare the surface even and smooth complete. | Sqm | 535.629 | 156.05 | 0.18 | 132.2458 | 70834.6656 | 12750.2398 | 83584.9054
47 | 400/220kV Rajgarh SS | 120001515 | 995473 |  | 18% |  | 13.82.2 | Wall painting with acrylic emulsion paint, having VOC (Volatile Organic Compound) content less than 50 grams/ litre, of approved brand and manufacture, including applying additional coats wherever required, to achieve even shade and colour. Two coats. | Sqm | 263.144 | 137.45 | 0.18 | 116.4831 | 30651.8159 | 5517.3269 | 36169.1428
48 | 400/220kV Rajgarh SS | 120001590 | 995419 |  | 18% |  | 14.40.2 | Providing and fixing chromium plated brass butt hinges with necessary chromium plated brass screws etc. complete.100x70x4 mm (ordinary type) | Each | 117 | 148.75 | 0.18 | 126.0593 | 14748.9407 | 2654.8093 | 17403.75
49 | 400/220kV Rajgarh SS | 120001861 | 995428 |  | 18% |  | 16.86.1 | Providing and laying gang saw cut 18 mm thick, mirror polished pre moulded and pre polished machine cut granite stone of required size and shape of approved shade, colour and texture in footpath, flooring cut granite stone of required size and shape of approved shade, colour and texture in footpath, flooring in road side plazas and similar locations, laid over 20mm thick base of cement mortar 1:4 (1cement : 4 coarse sand) including grouting the joints with white cement mixed with matching pigment, epoxy touch ups etc. complete as per direction of Engineer-in-Charge. With granite stone of area less than 0.50 sqm. | Sqm | 50 | 4746.2 | 0.18 | 4022.2034 | 201110.1695 | 36199.8305 | 237310
50 | 400/220kV Rajgarh SS | 170004889 | 995461 |  | 18% |  | 17.3.1 | Providing and fixing white vitreous china pedestal type water closet (European type) with seat and lid, 10 litre low level white vitreous china flushing cistern & C.P. flush bend with fittings & C.I. brackets, 40 mm flush bend, overflow arrangement with specials of standard make and mosquito proof coupling of approved municipal design complete, including painting of fittings and brackets, cutting and making good the walls and floors wherever required :W.C. pan with ISI marked white solid plastic seat and lid . | Each | 7 | 8006.6 | 0.18 | 6785.2542 | 47496.7797 | 8549.4203 | 56046.2
51 | 400/220kV Rajgarh SS | 120003122 | 995478 |  | 18% |  | 17.7A | Providing and fixing wash basin with C.I. brackets, 15 mm dia CP Brass single hole basin mixer of approved quality and make, including painting of fittings and brackets, cutting and making good the walls wherever required:-White Vitreous China Wash basin size 550x400 mm with a 15 mm CP Brass single hole basin mixer. | Each | 11 | 3960.55 | 0.18 | 3356.3983 | 36920.3814 | 6645.6686 | 43566.05
52 | 400/220kV Rajgarh SS | 120001900 | 995478 |  | 18% |  | 17.10.1.2 | Providing and fixing Stainless Steel A ISI 304 (18/8) kitchen sink as per IS:13983 with C.I. brackets and stainless steel plug 40 mm, including painting of fittings and brackets, cutting and making good the walls wherever required :Kitchen sink with drain board- 510x1040 mm bowl depth 225 mm. | Each | 5 | 7514.65 | 0.18 | 6368.3475 | 31841.7373 | 5731.5127 | 37573.25
53 | 400/220kV Rajgarh SS | 120003124 | 995478 |  | 18% |  | 17.22A | Providing and fixing CP Brass 32mm size Bottle Trap of approved quality & make and as per the direction of Engineer-in-charge. | Each | 23 | 1034.8 | 0.18 | 876.9492 | 20169.8305 | 3630.5695 | 23800.4
54 | 400/220kV Rajgarh SS | 120003125 | 995478 |  | 18% |  | 17.22B | Providing and fixing CP Brass Single lever telephonic wall mixer of quality & make as approved by Engineer in charge. (a) 15 mm nominal dia | Each | 16 | 6940.75 | 0.18 | 5881.9915 | 94111.8644 | 16940.1356 | 111052
55 | 400/220kV Rajgarh SS | 120001941 | 995478 |  | 18% |  | 17.31 | Providing and fixing 600x450 mm beveled edge mirror of superior glass (of approved quality) complete with 6 mm thick hard board ground fixed to wooden cleats with C.P. brass screws and washers complete. | Each | 11 | 1607.95 | 0.18 | 1362.6695 | 14989.3644 | 2698.0856 | 17687.45
56 | 400/220kV Rajgarh SS | 120001946 | 995478 |  | 18% |  | 17.33 | Providing and fixing 600x120x5 mm glass shelf with edges round off, supported on anodised aluminium angle frame with C.P. brass brackets and guard rail complete fixed with 40 mm long screws, rawl plugs etc., complete. | Each | 16 | 1083.5 | 0.18 | 918.2203 | 14691.5254 | 2644.4746 | 17336
57 | 400/220kV Rajgarh SS | 120001947 | 995478 |  | 18% |  | 17.34.1 | Providing and fixing toilet paper holder :C.P. brass | Each | 12 | 803.7 | 0.18 | 681.1017 | 8173.2203 | 1471.1797 | 9644.4
58 | 400/220kV Rajgarh SS | 120002049 | 995478 |  | 18% |  | 17.69.2 | Providing and fixing PTMT Waste Coupling for wash basin and sink,of approved quality and colour. Waste coupling 38 mm dia of 83 mm length and 77mm breadth, weighing not less than 60 gms. | Each | 23 | 122.4 | 0.18 | 103.7288 | 2385.7627 | 429.4373 | 2815.2
59 | 400/220kV Rajgarh SS | 120002052 | 995478 |  | 18% |  | 17.71 | Providing and fixing PTMT liquid soap container 109 mm wide, 125mm high and 112 mm distance from wall of standard shape with bracket of the same materials with snap fittings of approved quality and colour, weighing not less than 105 gms. | Each | 25 | 168.35 | 0.18 | 142.6695 | 3566.7373 | 642.0127 | 4208.75
60 | 400/220kV Rajgarh SS | 120002053 | 995478 |  | 18% |  | 17.72 | Providing and fixing PTMT towel ring trapezoidal shape 215 mm long 200 mm wide with minimum distances of 37 mm from wall face with concealed fittings arrangement of approved quality and colour, weighing not less than 88 gms. | Each | 15 | 231.95 | 0.18 | 196.5678 | 2948.5169 | 530.7331 | 3479.25
61 | 400/220kV Rajgarh SS | 120002055 | 995478 |  | 18% |  | 17.73.2 | Providing and fixing PTMT towel rail complete with brackets fixed to wooden cleats with CP brass screws with concealed fittings arrangement of approved quality and colour.600 mm long towel rail with total length of 645 mm, width 78 mm and effective height of 88 mm, weighing not less than 190 gms. | Each | 16 | 708.95 | 0.18 | 600.8051 | 9612.8814 | 1730.3186 | 11343.2
62 | [6 empty] | 18.8 | Providing and fixing Chlorinated Polyvinyl Chloride (CPVC) pipes, having thermal stability for hot & cold water supply, including all CPVC plain & brass threaded fittings, i/c fixing the pipe with clamps at 1.00 m spacing. This includes jointing of pipes & fittings with one step CPVC solvent cement and the cost of cutting chases and making good the same including testing of joints complete as per direction of Engineer in Charge. Concealed work, including cutting chases and making good the walls etc.
a) | 400/220kV Rajgarh SS | 120002108 | 995424 |  | 18% |  | 18.8.1 | 15 mm nominal dia Pipes | Mtr. | 175 | 497.8 | 0.18 | 421.8644 | 73826.2712 | 13288.7288 | 87115
b) | 400/220kV Rajgarh SS | 120002109 | 995424 |  | 18% |  | 18.8.2 | 20 mm nominal dia Pipes | Mtr. | 70 | 537.6 | 0.18 | 455.5932 | 31891.5254 | 5740.4746 | 37632
c) | 400/220kV Rajgarh SS | 120002110 | 995424 |  | 18% |  | 18.8.3 | 25 mm nominal dia Pipes | Mtr. | 150 | 627.25 | 0.18 | 531.5678 | 79735.1695 | 14352.3305 | 94087.5
d) | 400/220kV Rajgarh SS | 120002111 | 995424 |  | 18% |  | 18.8.4 | 32 mm nominal dia Pipes | Mtr. | 150 | 739.3 | 0.18 | 626.5254 | 93978.8136 | 16916.1864 | 110895
63 | 400/220kV Rajgarh SS | [5 empty] | 18.9 | Providing and fixing Chlorinated Polyvinyl Chloride (CPVC) pipes,having thermal stability for hot & cold water supply including all CPVC plain & brass threaded fittings This includes jointing of pipes & fittings with one step CPVC solvent cement, trenching, refilling & testing of joints complete as per direction of Engineer in Charge. External work
a) | 400/220kV Rajgarh SS | 120002116 | 995424 |  | 18% |  | 18.9.5 | 40 mm nominal dia Pipes | Mtr. | 150 | 563.05 | 0.18 | 477.161 | 71574.1525 | 12883.3475 | 84457.5
b) | 400/220kV Rajgarh SS | 120002117 | 995424 |  | 18% |  | 18.9.6 | 50 mm nominal dia Pipes | Mtr. | 150 | 794.25 | 0.18 | 673.0932 | 100963.9831 | 18173.5169 | 119137.5
64 | 400/220kV Rajgarh SS | [5 empty] | 18.17 | Providing and fixing gun metal gate valve with C.I. wheel of approved quality (screwed end) :
a) | 400/220kV Rajgarh SS | 120002145 | 995424 |  | 18% |  | 18.17.1 | 25 mm nominal bore | Each | 35 | 622.4 | 0.18 | 527.4576 | 18461.0169 | 3322.9831 | 21784
b) | 400/220kV Rajgarh SS | 120002146 | 995424 |  | 18% |  | 18.17.2 | 32 mm nominal bore. | Each | 15 | 689.6 | 0.18 | 584.4068 | 8766.1017 | 1577.8983 | 10344
c) | 400/220kV Rajgarh SS | 120002147 | 995424 |  | 18% |  | 18.17.3 | 40 mm nominal bore | Each | 15 | 826.1 | 0.18 | 700.0847 | 10501.2712 | 1890.2288 | 12391.5
d) | 400/220kV Rajgarh SS | 120002148 | 995424 |  | 18% |  | 18.17.4 | 50 mm nominal bore | Each | 15 | 1026.65 | 0.18 | 870.0424 | 13050.6356 | 2349.1144 | 15399.75
65 | 400/220kV Rajgarh SS |  |  |  | 18% |  | 18.18 | Providing and fixing ball valve (brass) of approved quality, High or low pressure, with plastic floats complete :
a) | 400/220kV Rajgarh SS | 120002151 | 995424 |  | 18% |  | 18.18.1 | 15 mm nominal bore | Each | 15 | 406.85 | 0.18 | 344.7881 | 5171.822 | 930.928 | 6102.75
b) | 400/220kV Rajgarh SS | 120002152 | 995424 |  | 18% |  | 18.18.2 | 20 mm nominal bore | Each | 15 | 462.5 | 0.18 | 391.9492 | 5879.2373 | 1058.2627 | 6937.5
c) | 400/220kV Rajgarh SS | 120002153 | 995424 |  | 18% |  | 18.18.3 | 25 mm nominal bore | Each | 15 | 464.05 | 0.18 | 393.2627 | 5898.9407 | 1061.8093 | 6960.75
66 | 400/220kV Rajgarh SS | 120002171 | 995424 |  | 18% |  | 18.21.2.1 | Providing and fixing uplasticised PVC connection pipe with brass unions : 45 cm length, 15 mm nominal bore | Each | 50 | 97.75 | 0.18 | 82.839 | 4141.9492 | 745.5508 | 4887.5
67 | 400/220kV Rajgarh SS | 120002287 | 995424 |  | 18% |  | 18.49.1 | Providing and fixing C.P. brass bib cock of approved quality conforming to IS:8931 :15 mm nominal bore | Each | 30 | 506.8 | 0.18 | 429.4915 | 12884.7458 | 2319.2542 | 15204
68 | 400/220kV Rajgarh SS | 120002291 | 995424 |  | 18% |  | 18.53.1 | Providing and fixing C.P. brass angle valve for basin mixer and geyser points of approved quality conforming to IS:8931 15mm nominal bore. | Each | 50 | 574.3 | 0.18 | 486.6949 | 24334.7458 | 4380.2542 | 28715
69 | 400/220kV Rajgarh SS | 120002299 | 995424 |  | 18% |  | 18.56.1 | Providing and fixing PTMT pillar cock of approved quality and colour. 15mm nominal bore, 107 mm long, weighing not less than 110 gms. | Each | 11 | 208.45 | 0.18 | 176.6525 | 1943.178 | 349.772 | 2292.95
70 | 400/220kV Rajgarh SS | 120002323 | 995424 |  | 18% |  | 18.64 | Providing and fixing PTMT swivelling shower, 15mm nominal bore, weighing not less than 40 gms. | Each | 12 | 121.4 | 0.18 | 102.8814 | 1234.5763 | 222.2237 | 1456.8
71 | 400/220kV Rajgarh SS | 120002400 | 995424 |  | 18% |  | 18.75.1 | Providing and fixing PTMT extension nipple for water tank pipe, fittings of approved quality and colour. 15 mm nominal bore, weighing not less than 32 gms | Each | 200 | 53.6 | 0.18 | 45.4237 | 9084.7458 | 1635.2542 | 10720
72 | 400/220kV Rajgarh SS | 120002638 | 995424 |  | 18% |  | 19.4.1.1 | Providing and fixing square-mouth S.W. gully trap class SP-1 complete with C.I. grating brick masonry chamber with water tight C.I. cover with frame of 300 x300 mm size (inside) the weight of cover to be not less than 4.50 kg and frame to be not less than 2.70 kg as per standard design: 100x100 mm size P type With common burnt clay F.P.S. (non modular) bricks of class designation 7.5. | Each | 35 | 2707.65 | 0.18 | 2294.6186 | 80311.6525 | 14456.0975 | 94767.75
73 | 400/220kV Rajgarh SS | 120002799 | 995476 |  | 18% |  | 21.3.2 | Providing and fixing glazing in aluminium door, window, ventilator shutters and partitions etc. with EPDM rubber / neoprene gasket etc. complete as per the architectural drawings and the directions of engineer-in-charge . (Cost of aluminium snap beading shall be paid in basic item): With float glass panes of 5 mm thickness (weight not less than 12.50 kg/sqm). | Sqm | 65.7 | 1505.25 | 0.18 | 1275.6356 | 83809.2585 | 15085.6665 | 98894.925
74 | 400/220kV Rajgarh SS | 120002807 | 995476 |  | 18% |  | 21.8.1 | Filling the gap in between aluminium frame & adjacent RCC/ Brick/ Stone work by providing weather silicon sealant over backer rod of approved quality as per architectural drawings and direction of Engineer-in-charge complete. Upto 5mm depth and 5 mm width. | Mtr. | 204 | 96.75 | 0.18 | 81.9915 | 16726.2712 | 3010.7288 | 19737
75 | 400/220kV Rajgarh SS | 120002819 | 995476 |  | 18% |  | 21.13 | Providing and fixing Brass 100mm mortice latch and lock with 6 levers without pair of handles (best make of approved quality) for aluminium doors including necessary cutting and making good etc. complete. | EA | 12 | 528.85 | 0.18 | 448.178 | 5378.1356 | 968.0644 | 6346.2
76 | 400/220kV Rajgarh SS | 120003190 | 995478 |  | 18% |  | 26.23.1 | Providing and fixing false ceiling at all heights with integral densified calcium silicate reinforced with fibre and natural filler false ceiling tiles of Size 595x595 mm of approved texture, design and patterns having NRC (Noise Reduction coefficient) of 0.50 (minimum) as per IS 8225:1987, Light reflectance of 85% (minimum). Non combustible as per BS:476 (part-4), fire performance as per BS:476 (part 6 &7), humidity resistance of 100%, thermal conductivity < 0.043 W/m K as per ASTM 518:1991, in true horizontal level suspended on inter-locking metal powder coated T-Grid of hot dipped galvanised iron section of 0.40 mm thick on Silhouette profile,rotary stiched double webbed white with 6mm reveal profile (white/black),comprising of main-T runners of size 15x42mm of length 3000 mm, cross - T of size 15x42 mm of length 1200 mm and secondary intermediate cross-T of size 15x42 mm of length 600mm to form grid module of size 600 x 600 mm, suspended from ceiling using galvanised mild steel items (galvanizing @ 80 grams per sqm) i.e. 50 mm long, 8 mm outer diameter M-6 dash fasteners, 6 mm dia fully threaded hanger rod upto 1000 mm length and L-shape level adjuster of size 85x25x2 mm. Galvanised iron perimeter wall angle of size 22x19x0.40 mm of length 3000 mm to be fixed on periphery wall / partition with the help of plastic rawl plugs at 450 mm center to center and 40mm long dry wall S.S screws. The work shall be carried out as per specifications, drawing and as per directions of the Engineer-in-Charge. With 15 mm thick integral densified micro edge light weight calcium silicate false ceiling tiles. | Sqm | 213.7738 | 2630.4 | 0.18 | 2229.1525 | 476534.4098 | 85776.1938 | 562310.6035
77 | 400/220kV Rajgarh SS | 170003491 | 995463 |  | 18% |  | 26.41 | Designing, providing, installing and fixing factory finished custom designed cold form Light Gauge Steel Framed super structure comprising of steel wall panel, trusses, purlins etc manufactured out of minimum 0.75 mm thick steel sheet as per design requirements. The steel sheet shall be galvanized (AZ-150gms Aluminium Zinc Alloy coated steel having minimum yield strength 300-550 Mpa) conforming to AISI specifications and IBC 2009 for cold formed steel framing and construction and also as per IS: 875-1987, ISO 800-1984 and IS:801- 1975. The wind load shall be as per provisions of IS 875 (part -III). LGSFS frame shall be designed as per IS: 801 using commercially available software such as Frame CAD Pro-11.7/STAAD PRO-V8i/ArchitekV2.5.16/ Revit architecture-2011 or equivalent. Proper usage of Connection Accessories like Heavy Duty Tension Ties, Light Duty Hold-ons, Twist Straps (to connect trusswith wall frames), Strong Tie, Tie Rod, H-Brackets, Boxing Sections, L-Shaped Angles for better structural stability. The framing section shall be cold form C-type having minimum web depth 89 mm x 39mm flange x 11mm lip in required length as per structural design requirement duly punched with dimple/slot at required locations as per approved drawings. | Kg | 5780 | 285.9 | 0.18 | 242.2881 | 1400425.4237 | 252076.5763 | 1652502
78 | 400/220kV Rajgarh SS | 170003491 | 995463 |  | 18% |  | 26.42.1 | Providing and fixing of external wall system on Light gauge steel frame work with outer face cement boards as per standard sizes fixed with self- drilling / taping screws / fasteners @ 60cm c/c of approved make. A groove of 2 mm to 3mm shall be maintained and grooves shall be sealed with silicon based sealant. The board shall be fixed in a staggered pattern. Screws shall be of counter sunk rib head of 1.60mm to 4 mm thick or 8 to 10 gauge of length varying from 25 to 45 mm and. Internal face 12.5 mm thick gypsum plaster board fixed on cement board as per standard sizes fixed with selfdrilling / taping screws / fasteners @ 60cm c/c of approved make, proper taping and jointing to be done using fiber mesh tape and epoxy and acrylic based jointing compound for seamless finish.(cost of frame work to be paid for separately). Outer face: Outer face having 6mm thick fiber cement board fixed on 9mm thick fiber cement board, Type A, as per IS:14862:2000 (high pressure steam cured) Inner Face :- 12.5 mm thick gypsum plaster board conforming to IS 2095:2011 fixed on 8 mm thick fibre cement board confirming to IS:14862:2000 of type B (High pressure steam cured). | Sqm | 527.1475 | 3580.65 | 0.18 | 3034.4492 | 1599602.2846 | 287928.4112 | 1887530.6959
79 | 400/220kV Rajgarh SS | 170001713 | 995453 |  | 18% |  | 26.44 | Providing and fixing in all exterior face panels breathable vapour barrier underneath the cement fiber board as per National Building Code 2009 complete as per direction of Engineer-in-charge. | Sqm | 527.1475 | 298.75 | 0.18 | 253.178 | 133462.1319 | 24023.1837 | 157485.3156
80 | 400/220kV Rajgarh SS | 170003203 | 995429 |  | 18% |  | 26.86.1 | Providing and fixing factory made single extruded WPC (Wood Polymer Composite) solid door/window/Clerestory windows & other Frames/Chowkhat comprising of virgin PVC polymer of K value 58-60 (Suspension Grade), calcium carbonate and natural fibers (wood powder/ rice husk/wheat husk) and non toxic additives (maximum toxicity index of 12 for 100 gms) fabricated with miter joints after applying PVC solvent cement and screwed with full body threaded star headed SS screws having minimum frame density of 750 kg/cum, screw withdrawal strength of 2200 N (Face) & 1100 N (Edge), minimum compressive strength of 58 N/mm2, modulus of elasticity 900 N/mm2 and resistance to spread of flame of Class A category with property of being termite/borer proof, water/moisture proof and fire retardant and fixed in position with M.S hold fast/lugs/SS dash fasteners of required dia and length complete as per direction of Engineer-In- Charge. (M.S hold fast/lugs or SS dash fasteners shall be paid for separately). Note: For WPC solid door/window frames, minus 5mm tolerance in dimensions i.e depth and width of profile shall be acceptable. Variation in profile dimensions on plus side shall be acceptable but no extra payment on this account shall be made. Frame size 45 x 70 mm | Mtr. | 117.3 | 705.85 | 0.18 | 598.178 | 70166.2754 | 12629.9296 | 82796.205
81 | 400/220kV Rajgarh SS | 170003203 | 995429 |  | 18% |  | 26.87.1 | Providing and fixing factory made single extruded WPC (Wood Polymer Composite) solid plain flush door shutter of required size comprising of virgin polymer of K value 58-60(Suspension Grade), calcium carbonate and natural fibers (wood powder/ rice husk/wheat husk) and non toxic additives (maximum toxicity index of 12 for 100 gms) having minimum density of 650 kg/cum and screw withdrawal strength of 1800 N (Face) & 900 N (Edge),minimum compressive strength 50 N/mm2, modulus of elasticity 850 N/mm2 and resistance to spread of flame of Class A category with property of being termite/borer proof, water/moisture proof and fire retardant and fixing with stainless steel butt hinges of required size with necessary full body threaded star headed counter sunk S.S screws, all as per direction of Engineer-In- Charge. (Note: stainless steel butt hinges and necessary S.S screws shall be paid separately) 30 mm thick | Sqm | 36.225 | 4346.7 | 0.18 | 3683.6441 | 133440.0064 | 24019.2011 | 157459.2075
[13 empty] | Total of Schedule Items as per DSR'23 | 18054923.2108 | 3249886.1779 | 21304809.3887
[13 empty] | Add percentage (%) above/below +/- on DSR 2023 Rates (to be quoted by contractor) |  | 0%
[13 empty] | Add Amount above/below +/- on the amount for DSR Items as per quoted percentage | 0 | 0
[13 empty] | Total of Schedule Items Part IIIA | 18054923.2108
[13 empty] | Total Tax |  | 3249886.1779
Date: | [10 empty] | Name:
Place: | [10 empty] | Designation:

## PEB NS Civil Sch 3b)
पावर ग्रिड कारपोरेशन ऑफ इंडिया लिमिटेड
POWER GRID CORPORATION OF INDIA LTD.
RHQ Vadodara, WRTS-II
BILL OF QUANTITIES FOR Construction of Skill Development Centre (PEB) at 400/220 kV Rajgarh Sub-Station in WR-2
Name of Package: Construction of Skill Development Centre (PEB) at 400/220 kV Rajgarh Sub-Station in WR-2
(SCHEDULE OF RATES AND PRICES)
Bidder’s Name and Address (Sole Bidder) : | [10 empty] | To:
Name : | [10 empty] | Contract Services
Address : | [10 empty] | Power Grid Corporation of India Ltd.,
Western Region Transmission syatem -II
Plot No. 54, Near Riya revati resort ,
Sama - savli road, vadodara-390008
Installation Charges- Schedule Items for Construction of Skill Development Centre (PEB) at 400/220 kV Rajgarh Sub-Station in WR-2
Sl. No. | Activity Header / Substation Name | Activity Description | SAC | Whether SAC in column ‘3’ is confirmed. If not indicate applicable the SAC # | Rate of GST applicable ( in %) |  | Description | Unit | Quantity | Unit Erection Charges | Total Erection Charges | Total Tax GST
(Service Accounting Codes)
Non-Scheduled Items-Civil
1 | 400/220kV Rajgarh SS | Non Schedule Item | 995413 |  | 18% |  | NS-1 Providing & laying of 7mm PVC false ceiling with all fittings & fixing materials complete. | Sqm | 414.1063 |  | 0 | 0
2 | 400/220kV Rajgarh SS | Non Schedule Item | 995478 |  | 18% |  | NS-2 Providing and fixing white vitreous china flat back or wall corner type lipped front urinal basin of 430x260x350 mm and 340x410x265 mm sizes respectively with automatic flushing cistern with standard flush pipe and C.P. brass spreaders with brass unions and G.I clamps complete, including painting of fittings and brackets, cutting and making good the walls and floors wherever required :One urinal basin with push flush system | Each | 6 |  | 0 | 0
3 | 400/220kV Rajgarh SS | Non Schedule Item | 995432 |  | 18% |  | NS-3 Supplying and fixing approved make UPVC multi inlet floor trap with 100 mm dia outlet and C.P. cover on top etc., complete with cement concrete support around the floor trap. | Each | 102 |  | 0 | 0
4 | 400/220kV Rajgarh SS | Non Schedule Item | 995432 |  | 18% |  | NS-4 Supplying, laying, jointing, testing and commissioning approved make UPVC pipes SWR grade B confirming to IS 13592 with rubber ring joints confirming to IS 5382. The quoted rate shall include necessary fittings like Tees, Bends, Offsets etc., including M.S angle with G.I clamps complete. 75 mm dia. | Mtr. | 140 |  | 0 | 0
5 | 400/220kV Rajgarh SS | Non Schedule Item | 995432 |  | 18% |  | NS-5 Supplying, laying, jointing, testing and commissioning approved make UPVC pipes SWR grade B confirming to IS 13592 with rubber ring joints confirming to IS 5382. The quoted rate shall include necessary fittings like Tees, Bends, Offsets etc., including M.S angle with G.I clamps complete. 110 mm dia. | Mtr. | 105 |  | 0 | 0
7 | 400/220kV Rajgarh SS | Non Schedule Item | 995432 |  | 18% |  | NS-6 Supplying, laying, jointing, testing and commissioning approved make UPVC pipes SWR grade B confirming to IS 13592 with rubber ring joints confirming to IS 5382. The quoted rate shall include necessary fittings like Tees, Bends, Offsets etc., including M.S angle with G.I clamps complete. 160 mm dia. | Mtr. | 25 |  | 0 | 0
8 | 400/220kV Rajgarh SS | Non Schedule Item | 995421 |  | 18% |  | NS-7 Providing and fixing precoated steel profile sheets 0.5mm TPT, AL-Zn coating 150gm/sqm in G550 mpa steel grade as per enclosed Technical specification and direction of EIC. | Sqm | 725.5152 |  | 0 | 0
9 | 400/220kV Rajgarh SS | Non Schedule Item | 995421 |  | 18% |  | NS-8 Providing and fixing water closet squatting pan (Indian type W.C. pan ) with 100 mm sand cast Iron P or S trap, 10 litre low level white P.V.C. flushing cistern, including flush pipe, with manually controlled device (handle lever) conforming to IS : 7231, with all fittings and fixtures complete, including cutting and making good the walls and floors wherever required:White Vitreous china Orissa pattern W.C. pan of size 580x440 mm with integral type foot rests | Each | 5 |  | 0 | 0
10 | 400/220kV Rajgarh SS | Non Schedule Item | 995432 |  | 18% |  | NS-9 Supply and installation of health faucet with 1m SS braided connection pipe of make- Hindware, Cera,Essco Jaquar or equivalent . | Each | 12 |  | 0 | 0
11 | 400/220kV Rajgarh SS | Non Schedule Item | 998323 |  | 18% |  | NS-10 Consultancy services for designing and planning of project | LS | 1 |  | 0 | 0
[10 empty] | Total for Non-Schedule Items (Schedule IIIB) | 0 | 0
[6 empty] | -- |  |  | Printed Name : |  | 0
# In case the bidder leaves the cell for confirmation of the SAC and/or GST rate “blank”, the SAC and corresponding GST rate indicated by the Employer shall be deemed to be the one confirmed by the Bidder. | [8 empty] | Designation : |  | 0
Date : | 0
Place : | 0

## PEB Schedule Electrical Sch 3c)
पावर ग्रिड कारपोरेशन ऑफ इंडिया लिमिटेड
POWER GRID CORPORATION OF INDIA LTD.
RHQ Vadodara, WRTS-II
BILL OF QUANTITIES FOR Construction of Skill Development Centre (PEB) at 400/220 kV Rajgarh Sub-Station in WR-2
Name of Package: Construction of Skill Development Centre (PEB) at 400/220 kV Rajgarh Sub-Station in WR-2
(SCHEDULE OF RATES AND PRICES)
Bidder’s Name and Address (Sole Bidder) : | [10 empty] | To:
Name : | [10 empty] | Contract Services
Address : | [10 empty] | Power Grid Corporation of India Ltd.,
Western Region Transmission syatem -II
Plot No. 54, Near Riya revati resort ,
Supply & Installation Charges- Schedule Electrical Items in Construction of Skill Development Centre (PEB) at 400/220 kV Rajgarh Sub-Station in WR-2
Sl. No. | Activity Header / Substation Name | Activity Description | Service Code | Whether SAC in column ‘4’ is confirmed. If not indicate applicable the SAC # | Rate of GST applicable ( in %) | Description (DSR'22' Items- Electrical Works) |  | Unit | Quantity | Unit Erection Charges | Deduction of GST factor considered in DSR | Unit Erection Charges excluding GST | Total Erection Charges excl GST | Total Tax GST @ 18% | Total Erection Charges incl. GST
Schedule Items-Eelctrical as per DSR '22
1 | [6 empty] | Wiring for light point/ fan point/ exhaust fan point/ call bell point with 1.5 sq.mm FRLS PVC insulated copper conductor single core cable in surface / recessed medium class PVC conduit, with piano type switch, phenolic laminated sheet, suitable size M.S. box and earthing the point with 1.5 sq.mm. FRLS PVC insulated copper conductor single core cable etc. as required.
a | 400/220kV Rajgarh SS | Schedule Electrical Items | 995461 |  | 18% | 1.8.1 | Group A | Point | 140 | 993 | 0.1405 | 870.6708 | 121893.9062 | 21940.9031 | 143834.8093
b | 400/220kV Rajgarh SS | Schedule Electrical Items | 995461 |  | 18% | 1.8.2 | Group B | Point | 80 | 1160 | 0.1405 | 1017.0978 | 81367.8211 | 14646.2078 | 96014.0289
c | 400/220kV Rajgarh SS | Schedule Electrical Items | 995461 |  | 18% | 1.8.3 | Group C | Point | 60 | 1445 | 0.1405 | 1266.9882 | 76019.2898 | 13683.4722 | 89702.7619
2 |  |  |  |  | 0% | 1.7 | Wiring for circuit/ submain wiring alongwith earth wire with the following sizes of FRLS PVC insulated copper conductor, single core cable in surface/ recessed steel conduit as required.
a | 400/220kV Rajgarh SS | Schedule Electrical Items | 995461 |  | 18% | 1.7.1 | 2 X 1.5 sq. mm + 1 X 1.5 sq. mm earth wire | Mtr. | 1200 | 327 | 0.1405 | 286.7164 | 344059.623 | 61930.7321 | 405990.3551
b | 400/220kV Rajgarh SS | Schedule Electrical Items | 995461 |  | 18% | 1.7.2 | 2 X 2.5 sq. mm + 1 X 2.5 sq. mm earth wire | Mtr. | 1200 | 369 | 0.1405 | 323.5423 | 388250.7672 | 69885.1381 | 458135.9053
c | 400/220kV Rajgarh SS | Schedule Electrical Items | 995461 |  | 18% | 1.7.3 | 2 X 4 sq. mm + 1 X 4 sq. mm earth wire | Mtr. | 600 | 428 | 0.1405 | 375.274 | 225164.4016 | 40529.5923 | 265693.9939
d | 400/220kV Rajgarh SS | Schedule Electrical Items | 995461 |  | 18% | 1.7.4 | 2 X 6 sq. mm + 1 X 6 sq. mm earth wire | Mtr. | 250 | 589 | 0.1405 | 516.4402 | 129110.0395 | 23239.8071 | 152349.8466
3 |  |  |  |  | 0% | 1.24 | Supplying and fixing following modular switch/ socket on the existing modular plate & switch box including connections but excluding modular plate etc. as required.
a | 400/220kV Rajgarh SS | Schedule Electrical Items | 995461 |  | 18% | 1.24.1 | 5/6 A switch | Each | 120 | 103 | 0.1405 | 90.3113 | 10837.352 | 1950.7234 | 12788.0754
b | 400/220kV Rajgarh SS | Schedule Electrical Items | 995461 |  | 18% | 1.24.3 | 15/16 A switch | Each | 25 | 156 | 0.1405 | 136.7821 | 3419.5528 | 615.5195 | 4035.0723
c | 400/220kV Rajgarh SS | Schedule Electrical Items | 995461 |  | 18% | 1.24.4 | 3 pin 5/6 A socket outlet | Each | 120 | 122 | 0.1405 | 106.9706 | 12836.4752 | 2310.5655 | 15147.0408
d | 400/220kV Rajgarh SS | Schedule Electrical Items | 995461 |  | 18% | 1.24.5 | 6 pin 15/16 A socket outlet | Each | 25 | 197 | 0.1405 | 172.7313 | 4318.2815 | 777.2907 | 5095.5721
e | 400/220kV Rajgarh SS | Schedule Electrical Items | 995461 |  | 18% | 1.24.6 | Telephone socket outlet | Each | 6 | 148 | 0.1405 | 129.7676 | 778.6059 | 140.1491 | 918.7549
f | 400/220kV Rajgarh SS | Schedule Electrical Items | 995461 |  | 18% | 1.24.7 | TV antenna socket outlet | Each | 4 | 148 | 0.1405 | 129.7676 | 519.0706 | 93.4327 | 612.5033
4 | 400/220kV Rajgarh SS | Schedule Electrical Items | 995461 |  | 18% | 1.32 | Supplying and fixing suitable size GI box with modular plate and cover in front on surface or in recess, including providing and fixing 6 pin 5/6 & 15/16 A modular socket outlet and 15/16 A modular switch, connections etc. as required. | Each | 36 | 586 | 0.1405 | 513.8097 | 18497.1504 | 3329.4871 | 21826.6374
5 |  |  |  |  | 0% | 2.1 | Supplying and fixing 5 A to 32 A rating, 240/415 V, 10 kA, "C" curve,miniature circuit breaker suitable for inductive load of following poles in the existing MCB DB complete with connections, testing and commissioning etc. as required.
a | 400/220kV Rajgarh SS | Schedule Electrical Items | 998736 |  | 18% | 2.10.1 | single pole | Each | 48 | 256 | 0.1405 | 224.463 | 10774.2218 | 1939.3599 | 12713.5818
b | 400/220kV Rajgarh SS | Schedule Electrical Items | 998736 |  | 18% | 2.10.3 | double pole | Each | 12 | 656 | 0.1405 | 575.1863 | 6902.2359 | 1242.4025 | 8144.6383
c | 400/220kV Rajgarh SS | Schedule Electrical Items | 998736 |  | 18% | 2.10.5 | Triple pole and neutral | Each | 12 | 1228 | 0.1405 | 1076.7207 | 12920.6488 | 2325.7168 | 15246.3656
6 | 400/220kV Rajgarh SS | Schedule Electrical Items | 998736 |  | 18% | 2.16 | Supplying and fixing DP sheet steel enclosure on surface/ recess along with 25/32 A 240 V "C" curve DP MCB complete with connections, testing and commissioning etc. as required. | Each | 16 | 1169 | 0.1405 | 1024.989 | 16399.8246 | 2951.9684 | 19351.7931
7 |  |  |  |  | 0% | 2.15 | Supplying and fixing following rating four pole, (three phase and neutral), 415 volts, residual current circuit breaker (RCCB), having a sensitivity current upto 300 milliamperes in the existing MCB DB complete with connections, testing and commissioning etc. as required.
a | 400/220kV Rajgarh SS | Schedule Electrical Items | 998736 |  | 18% | 2.15.3 | 63 Amps | Each | 2 | 2872 | 0.1405 | 2518.1938 | 5036.3875 | 906.5498 | 5942.9373
b | 400/220kV Rajgarh SS | Schedule Electrical Items | 998736 |  | 18% | 2.15.2 | 40 Amps | Each | 2 | 3188 | 0.1405 | 2795.2652 | 5590.5305 | 1006.2955 | 6596.826
8 | 400/220kV Rajgarh SS | Schedule Electrical Items | 998736 |  | 18% | 2.3.3 | Supplying and fixing following way, single pole and neutral, sheet steel, MCB distribution board, 240 V, on surface/ recess, complete with tinned copper bus bar, neutral bus bar, earth bar, din bar, interconnections, powder painted including earthing etc. as required. (But without MCB/RCCB/Isolator): 12 way , Double door. | Each | 6 | 2315 | 0.1405 | 2029.8115 | 12178.8689 | 2192.1964 | 14371.0653
9 | 400/220kV Rajgarh SS | Schedule Electrical Items | 998736 |  | 18% | 2.4.3 | Supplying and fixing following way, horizontal type three pole and neutral, sheet steel, MCB distribution board, 415 V, on surface/ recess, complete with tinned copper bus bar, neutral bus bar, earth bar, din bar, interconnections, powder painted including earthing etc. as required. (But without MCB/RCCB/Isolator)8 way (4 + 24), Double door. | Each | 2 | 5967 | 0.1405 | 5231.9158 | 10463.8317 | 1883.4897 | 12347.3214
10 | 400/220kV Rajgarh SS | Schedule Electrical Items | 998736 |  | 18% | 2.4.1 | Supplying and fixing following way, horizontal type three pole and neutral, sheet steel, MCB distribution board, 415 V, on surface/ recess, complete with tinned copper bus bar, neutral bus bar, earth bar, din bar, interconnections, powder painted including earthing etc. as required. (But without MCB/RCCB/Isolator)4 way (4 + 12), Double door. | Each | 2 | 4091 | 0.1405 | 3587.0232 | 7174.0465 | 1291.3284 | 8465.3748
11 | 400/220kV Rajgarh SS | Schedule Electrical Items | 998736 |  | 18% | 2.19 | Supplying and fixing 20 A, 415 V, TPN Industrial type socket outlet, with 4 pole and earth, metal enclosed plug top alongwith 20 A "C" curve, TPMCB, in sheet steel enclosure, on surface or in recess, with chained metal cover for the socket out let and complete with connections, testing and commissioning etc. as required. | Each | 2 | 2590 | 0.1405 | 2270.9338 | 4541.8676 | 817.5362 | 5359.4038
12 | [6 empty] | Supplying and drawing following pair 0.5 mm dia FRLS PVC insulated annealed copper conductor, unarmored telephone cable in the existing surface/ recessed steel/ PVC conduit as required.
| 400/220kV Rajgarh SS | Schedule Electrical Items | 995424 |  | 18% | 1.18.2 | 2 Pair | Mtr. | 100 | 38 | 0.1405 | 33.3187 | 3331.872 | 599.737 | 3931.6089
13 | 400/220kV Rajgarh SS | Schedule Electrical Items | 995424 |  | 18% | 1.19 | Supplying and drawing co-axial TV cable RG-6 grade, 0.7 mm solid copper conductor PE insulated, shielded with fine tinned copper braid and protected with PVC sheath in the existing surface/ recessed steel/ PVC conduit as required. | Mtr. | 50 | 47 | 0.1405 | 41.21 | 2060.4998 | 370.89 | 2431.3897
14 |  |  |  |  | 0% | 1.53 | Supplying and drawing of UTP 4 pair CAT 6 LAN Cable in the existing surface/ recessed Steel/ PVC conduit as required.
a | 400/220kV Rajgarh SS | Schedule Electrical Items | 998713 |  | 18% | 1.53.1 | 1 run of cable | Mtr. | 250 | 57 | 0.1405 | 49.9781 | 12494.5199 | 2249.0136 | 14743.5335
b | 400/220kV Rajgarh SS | Schedule Electrical Items | 998713 |  | 18% | 1.53.2 | 2 run of cable | Mtr. | 250 | 96 | 0.1405 | 84.1736 | 21043.402 | 3787.8124 | 24831.2144
15 | 400/220kV Rajgarh SS | Schedule Electrical Items | 995461 |  | 18% | 1.21.1 | Supplying and fixing of following sizes of medium class PVC conduit along with accessories in surface/recess including cutting the wall and making good the same in case of recessed conduit as required, 20mm dia. | Mtr. | 700 | 128 | 0.1405 | 112.2315 | 78562.0342 | 14141.1662 | 92703.2004
16 | 400/220kV Rajgarh SS | Schedule Electrical Items | 995461 |  | 18% | 17.1.2 | Supplying, installation, testing & commissioning of smoke detector with builtin LED and mounting base complete with all connections etc. as required. | Each | 30 | 1153 | 0.1405 | 1010.9601 | 30328.8032 | 5459.1846 | 35787.9877
17 | 400/220kV Rajgarh SS | Schedule Electrical Items | 995461 |  | 18% | 17.1.6 | Supplying, installation, testing & commissioning fire alarm sounder with facility to make announcement, mounted in M.S. box (16 SWG) with hinged cover plate & suitable for operation with amplifier i/c line matching transformer etc. complete as required. | Each | 6 | 557 | 0.1405 | 488.3823 | 2930.2937 | 527.4529 | 3457.7466
18 | 400/220kV Rajgarh SS | Schedule Electrical Items | 995461 |  | 18% | 17.1.9.3 | Supplying, installation, testing & commissioning sector panel suitable for following zones, complete with visual indications for short circuit fault, open circuit fault, fire condition and all other standard facilities as per IS:2189 with mimic diagram for all area/zone covered, complete with all connections, interconnections as required. 10 Zone | Each | 1 | 16287 | 0.1405 | 14280.5787 | 14280.5787 | 2570.5042 | 16851.0829
19 | 400/220kV Rajgarh SS | Schedule Electrical Items | 998736 |  | 18% | 17.5.2 | Supplying & laying of 2x1.5 sqmm fire alarm armoured cable, 600/1000V rated with annealed copper conductor having XLPE insulation, steel wire armouring & FRLS outer sheath complete as required. | Mtr. | 100 | 173 | 0.1405 | 151.6879 | 15168.7856 | 2730.3814 | 17899.167
20 | 400/220kV Rajgarh SS | Schedule Electrical Items |  |  | 0% | 1.27 | Supplying and fixing following size/ modules, GI box alongwith modular base & cover plate for modular switches in recess etc. as required.
a | 400/220kV Rajgarh SS | Schedule Electrical Items | 995461 |  | 18% | 1.27.2 | 3 Module (100mmX75mm) | Each | 15 | 327 | 0.1405 | 286.7164 | 4300.7453 | 774.1342 | 5074.8794
b | 400/220kV Rajgarh SS | Schedule Electrical Items | 995461 |  | 18% | 1.27.5 | 8 Module (125mmX125mm) | Each | 10 | 454 | 0.1405 | 398.071 | 3980.7102 | 716.5278 | 4697.2381
c | 400/220kV Rajgarh SS | Schedule Electrical Items | 995461 |  | 18% | 1.27.6 | 12 Module (200mmX150mm) | Each | 5 | 547 | 0.1405 | 479.6142 | 2398.071 | 431.6528 | 2829.7238
d | 400/220kV Rajgarh SS | Schedule Electrical Items | 995461 |  | 18% | 1.27.1 | 1 or 2 Module (75mmX75mm) | Each | 24 | 298 | 0.1405 | 261.2889 | 6270.9338 | 1128.7681 | 7399.7019
e | 400/220kV Rajgarh SS | Schedule Electrical Items | 995461 |  | 18% | 1.27.4 | 6 Module (200mmX75mm) | Each | 12 | 402 | 0.1405 | 352.477 | 4229.7238 | 761.3503 | 4991.0741
21 | 400/220kV Rajgarh SS | Schedule Electrical Items | 998739 |  | 18% | 5.2 | Earthing with G.I. earth pipe 4.5 metre long, 40 mm dia including accessories, and providing masonry enclosure with cover plate having locking arrangement and watering pipe etc. with charcoal/ coke and salt as required. | Each | 2 | 6855 | 0.1405 | 6010.5217 | 12021.0434 | 2163.7878 | 14184.8312
22 | 400/220kV Rajgarh SS | Schedule Electrical Items | 998739 |  | 18% | 5.8 | Supplying and laying 25 mm X 5 mm copper strip at 0.50 metre below ground as strip earth electrode, including connection/ terminating with nut, bolt, spring, washer etc. as required. (Jointing shall be done by overlapping and with 2 sets of brass nut bolt & spring washer spaced at 50mm) | Mtr. | 60 | 972 | 0.1405 | 852.2578 | 51135.4669 | 9204.384 | 60339.8509
[7 empty] | Total of Electrical Shedule Items | [5 empty] | 1773592.2841 | 319246.6111 | 2092838.8952
[12 empty] | Add percentage (%) above/below +/- on DSR 2022 Rates (to be quoted by contractor) |  | 0%
[12 empty] | Add Amount above/below +/- on the amount for DSR Items as per quoted percentage | 0 | 0
[12 empty] | Total of Schedule Items Part IIIC | 1773592.2841
[12 empty] | Total Tax |  | 319246.6111
1773592.2841

## PEB NS ELectrical Sch 3d)
पावर ग्रिड कारपोरेशन ऑफ इंडिया लिमिटेड
POWER GRID CORPORATION OF INDIA LTD.
RHQ Vadodara, WRTS-II
BILL OF QUANTITIES FOR Construction of Skill Development Centre (PEB) at 400/220 kV Rajgarh Sub-Station in WR-2
Name of Package: Construction of Skill Development Centre (PEB) at 400/220 kV Rajgarh Sub-Station in WR-2
Schedule IIId |  | Name of Package: Skill Developmentr Centre at 400/220 kV Rajgarh Sub-Station in WR-2
(SCHEDULE OF RATES AND PRICES)
Bidder’s Name and Address (Sole Bidder) : | [9 empty] | To:
Name : | [9 empty] | Contract Services
Address : | [9 empty] | Power Grid Corporation of India Ltd.,
Western Region Transmission syatem -II
Plot No. 54, Near Riya revati resort ,
Sama - savli road, vadodara-390008
Supply & Installation Charges- Non-Schedule Electrical Items in Construction of Skill Development Centre (PEB) at 400/220 kV Rajgarh Sub-Station in WR-2
Sl. No. | Activity Header / Substation Name | Activity Description | SAC | Whether SAC in column ‘3’ is confirmed. If not indicate applicable the SAC # | Rate of GST applicable ( in %) | Description (Non-Scheduled Items-Electrical) | Unit | Quantity | Unit Erection Charges | Total Erection Charges | Total Tax GST
(Service Accounting Codes)
Non-Scheduled Items-Electrical
1 |  |  |  |  | 18% | Supply and laying of foloowing size 1.1 KV grade LT PVC insulated armoured, aluminum conductor cable , making good the damages, end terminations with aluminium crimping sockets/lugs, etc. as required.
a | 400/220kV Rajgarh S/S | Non Schedule Electrical Item | 998739 |  | 18% | 1.1KV GRADE 3.5CX70 SQMM (PVC) POWER CABLE | Mtr. | 500 |  | 0 | 0
b | 400/220kV Rajgarh S/S | Non Schedule Electrical Item | 998739 |  | 18% | 1.1KV GRADE 4CX10 SQMM (PVC) POWER CABLE | Mtr. | 1000 |  | 0 | 0
c | 400/220kV Rajgarh S/S | Non Schedule Electrical Item | 998739 |  | 18% | 1.1KV GRADE 3.5CX35 SQMM (PVC) POWER CABLE | Mtr. | 750 |  | 0 | 0
d | 400/220kV Rajgarh S/S | Non Schedule Electrical Item | 998739 |  | 18% | 1.1KV GRADE 3CX2.5 SQMM | Mtr. | 750 |  | 0 | 0
2 | 400/220kV Rajgarh S/S | Non Schedule Electrical Item | 995421 |  | 18% | Supply and installation, testing and commissioning of pre-wired 10W LED tube light having lumens efficiency ≥100Lumen/watt, CRI ≥80, THD≤20, IP rating IP20, Havells LHEXACP7IN1W010 or equivalent complete with all accessories and tube/lamp etc. directly on ceiling/ wall, including connections with 1.5 sq. mm FRLS PVCinsulated, copper conductor, single core cable and earthing etc. as required | Each | 20 |  | 0 | 0
3 | 400/220kV Rajgarh S/S | Non Schedule Electrical Item | 998739 |  | 18% | Supply, Installation, testing and commissioning of 1200 sweep ceiling fan,motor type BLDC, rpm ≥370, Air delivery ≥225 m³/min Havells Efficienca prime BLDC ceiling fan FHCEK5SBRN48 or equivalent including wiring the down rods of standard length (upto 30 cm) with 1.5sq. mm FRLS PVC insulated, copper conductor, single core cable etc. as required. | Each | 42 |  | 0 | 0
4 | 400/220kV Rajgarh S/S | Non Schedule Electrical Item | 998739 |  | 18% | Supply and Installation of 300mm exhaust fan having air delivery ≥ 1850m³/h havells Ventilair DB metal exhaust fan FHVVEMTDBB12 or equivalent in the existing opening, including making good the damage, connection, testing, commissioning etc. as required. | Each | 23 |  | 0 | 0
5 | 400/220kV Rajgarh S/S | Non Schedule Electrical Item | 995421 |  | 18% | Supply and Installation, testing and commissioning of 40W 2X2 LED panel light having Power factor >0.95, THD<10, CRI>80,IP-20 protection, System efficacy ≥85 lumen /watt pre-wired, complete with all accessories and tube/lamp etc. directly on ceiling/ wall, including connections with 1.5 sq. mm FRLS PVC insulated, copper conductor, single core cable and earthing etc. as required. | Each | 27 |  | 0 | 0
6 | 400/220kV Rajgarh S/S | Non Schedule Electrical Item | 995421 |  | 18% | Supply and Installation, testing and commissioning of 15W recessed mounted circular LED light having Power factor >0.95 CRI>80,IP-20 protection, System efficacy ≥80 lumen /watt pre-wired, complete with all accessories and tube/lamp etc. directly on ceiling/ wall, including connections with 1.5 sq. mm FRLS PVC insulated, copper conductor, single core cable and earthing etc. as required. | Each | 66 |  | 0 | 0
7 | 400/220kV Rajgarh S/S | Non Schedule Electrical Item | 995421 |  | 18% | Supply and Installation, testing and commissioning of 10W recessed mounted circular LED light having Power factor >0.95 CRI>80,IP-20 protection, System efficacy ≥80 lumen /watt pre-wired, complete with all accessories and tube/lamp etc. directly on ceiling/ wall, including connections with 1.5 sq. mm FRLS PVC insulated, copper conductor, single core cable and earthing etc. as required. | Each | 20 |  | 0 | 0
8 | 400/220kV Rajgarh S/S | Non Schedule Electrical Item | 995421 |  | 18% | Supply and installation, testing and commissioning of pre-wired 20W LED tube light having lumens efficiency ≥100Lumen/watt, CRI ≥80, THD≤20, IP rating IP20, Havells LHEXAXPNIN1W020 or equivalent complete with all accessories and tube/lamp etc. directly on ceiling/ wall, including connections with 1.5 sq. mm FRLS PVCinsulated, copper conductor, single core cable and earthing etc. as required | Each | 42 |  | 0 | 0
9 | [5 empty] | Supplying and fixing following rating four pole, (three phase and neutral), 415 volts, MCB C curve in the existing MCB DB complete with connections, testing and commissioning etc. as required.
a | 400/220kV Rajgarh S/S | Non Schedule Electrical Item | 995461 |  | 18% | 32A | Nos | 2 |  | 0 | 0
b | 400/220kV Rajgarh S/S | Non Schedule Electrical Item | 995461 |  | 18% | 63A | Nos | 2 |  | 0 | 0
10 | 400/220kV Rajgarh S/S | Non Schedule Electrical Item | 998736 |  | 18% | Supply, installation, testing and commissining feeder pillar, supply of LT kiosk outdoor type, IP55 stand/floor/plinth mounted powder coated made out of 16SWG CRCA steel sheet for body and 14SWG CRCA steel sheet for door, sectionalised copper bus bar with bus coupler cum breaker & two incomer,earthing bus bar consisting of following components: | Set | 1 |  | 0 | 0
Incomer-(2 nos. incomer circuit breaker and 1no. Bus coupler circuit breaker)
400A 4P MCCB 50 KA- 3no.
100A TPN MCCB-13no.
Voltmeter 0-500V Analog with selector switch, phase indicating LED lamp,Ameter with CT, HRC backup fuse etc complete.- 2 set
11 | 400/220kV Rajgarh S/S | Non Schedule Electrical Item | 998736 |  | 18% | Supply, installing, testing and commissining meter DB, supply of LT kiosk indoor type, stand/floor/plinth mounted powder coated made out of 16SWG CRCA steel sheet for body and 14 SWG CRCA steel sheet for door, 100A copper busbar consisting of following components. | Set | 1 |  | 0 | 0
Incomer
100A TPN MCCB 50kA- 3no.
Outgoing
40A DP MCB- 8 No.
Voltmeter 0-500V Analog with selector switch, phase indicating LED lamp,Ameter with CT, HRC backup fuse etc complete.- 3 set
Single phase energy meter-8no.
12 | 400/220kV Rajgarh S/S | Non Schedule Electrical Item | 998731 |  | 18% | Supply and installation of Wall Mounted fan 450mm sweep, Air delivery ≥110 m³/min Havells FHWV3TFSLB18 or equivalent. | Each | 22 |  | 0 | 0
13 | 400/220kV Rajgarh S/S | Non Schedule Electrical Item | 995461 |  | 18% | Supply and installation of 4.5 kg CO2 type Portable Fire extinguisher. | Each | 6 |  | 0 | 0
14 | 400/220kV Rajgarh S/S | Non Schedule Electrical Item | 995461 |  | 18% | Supply and installationPORTABLE FIRE EXTINGUISHER-DCP TYPE 4.5/5 KG | Each | 6 |  | 0 | 0
15 | 400/220kV Rajgarh S/S | Non Schedule Electrical Item | 995421 |  | 18% | Supply and fixing of first aid box. | Each | 4 |  | 0 | 0
Supply, Installation, Testing and commissioning of CCTV Camera
16 | 400/220kV Rajgarh S/S | Non Schedule Electrical Item | 998523 |  | 18% | POE Switch-10100-MBPS-8-PORTor equivalent | Each | 3 |  | 0 | 0
17 | 400/220kV Rajgarh S/S | Non Schedule Electrical Item | 998523 |  | 18% | POE Switch-10100-MBPS-16-PORTor equivalent | Each | 2 |  | 0 | 0
18 | 400/220kV Rajgarh S/S | Non Schedule Electrical Item | 998523 |  | 18% | NVR 32 Channel-HIK-Vision or equivalent | Each | 1 |  | 0 | 0
19 | 400/220kV Rajgarh S/S | Non Schedule Electrical Item | 998523 |  | 18% | Bullet Camra-HIKVISION-2MP-IP(OUTDOOR)or equivalent | Each | 5 |  | 0 | 0
20 | 400/220kV Rajgarh S/S | Non Schedule Electrical Item | 998523 |  | 18% | Doom Camra-HIKVISION-2MP-IP(INDOOR)or equivalent | Each | 8 |  | 0 | 0
21 | 400/220kV Rajgarh S/S | Non Schedule Electrical Item | 998523 |  | 18% | 6U-RACK-DLINKor equivalent | Each | 1 |  | 0 | 0
22 | 400/220kV Rajgarh S/S | Non Schedule Electrical Item | 998523 |  | 18% | 2U-RACK-DLINKor equivalent | Each | 4 |  | 0 | 0
23 | 400/220kV Rajgarh S/S | Non Schedule Electrical Item | 998523 |  | 18% | HHD-6TB-SEGATE or equivalent | Each | 1 |  | 0 | 0
24 | 400/220kV Rajgarh S/S | Non Schedule Electrical Item | 998523 |  | 18% | DLINK Wire-305M or equivalent | Each | 5 |  | 0 | 0
25 | 400/220kV Rajgarh S/S | Non Schedule Electrical Item | 998523 |  | 18% | PT-Z Camra(Rooftop) or equivalent | Each | 1 |  | 0 | 0
26 | 400/220kV Rajgarh S/S | Non Schedule Electrical Item | 998523 |  | 18% | Supplying of wires & medium class PVC pipes and laying of wires in medium class PVC pipes. | Mtr. | 300 |  | 0 | 0
27 | 400/220kV Rajgarh S/S | Non Schedule Electrical Item | 998523 |  | 18% | Installation and commissioning of above supplied CCTV & system | LS | 1 |  | 0 | 0
Supply and installation of Geyser all complete
28 | 400/220kV Rajgarh S/S | Non Schedule Electrical Item | 995461 |  | 18% | Geyser of 10Ltrs. Of BAJAJ,HAVELLS,CROMPTON or equivalent make. | Each | 12 |  | 0 | 0
29 | 400/220kV Rajgarh S/S | Non Schedule Electrical Item | 998739 |  | 18% | Supply and installation of Double door fridge of size- 48"x24"x72" 202 grade steel of Jonree, Whirlpool, LG,Samsung or equivalent make. | Each | 1 |  | 0 | 0
30 | 400/220kV Rajgarh S/S | Non Schedule Electrical Item | 998739 |  | 18% | Supply and installation of deep freezer of size- 48"x24"x34" under counter 202 grade steel customised of Jonree, Whirlpool, LG,Samsung or equivalent make. | Each | 1 |  | 0 | 0
31 | [5 empty] | Supply and installation of Television
32 | 400/220kV Rajgarh S/S | Non Schedule Electrical Item | 998731 |  | 18% | Supply and Installation of Smart HD TV-50" 4K UHD TV, Crystal Display, HDR, 20W Sound,Q Symphony, 3 side Bazel less design, Motion Xceletor, Universal Guide, TV Plus, Tap view, Smart Broser, PC on TV, Music system with Two years warranty of make-SONY,LG,SAMSUNG or equivalent. | Each | 1 |  | 0 | 0
Supply and installation of split AC all complete:
33 | 400/220kV Rajgarh S/S | Non Schedule Electrical Item | 995463 |  | 18% | 1.5 TR 3 star/TS inverter Split Air-conditioner with R32 Refrigerant of make-Hitachi, Daikin,Voltas, Carrier,Blue star or equivalent | Each | 16 |  | 0 | 0
34 | 400/220kV Rajgarh S/S | Non Schedule Electrical Item | 995461 |  | 18% | WUXGA 8,000 (1920 * 1200 pixels), High brightness 3 LCD laser projector offer stunning image quality, 85% corner to corner zone ratio, 2,304,000 (1920* 1200) pixels * 3,20,000 hours (NORMAL/QUIET)/24,000 hours (ECO) HDMI IN-HDMI 19-pin * 3 (Compatible with HDCP 2.3, Deep colour, 4K/60p*5 signal input) , CEC supported, operating temperature: 0-45⁰C (32-113⁰F)*10 Approved make -SONY/PANASONIC/CHRISTIE | NO | 1 |  | 0 | 0
35 | 400/220kV Rajgarh S/S | Non Schedule Electrical Item | 995461 |  | 18% | Heavy Duty Ceiling Mount Kit | NO | 1 |  | 0 | 0
36 | 400/220kV Rajgarh S/S | Non Schedule Electrical Item | 995461 |  | 18% | 180 inch Fiber glass ME Tubular Screen with RF remote & LVC, Aspect Ratio - 16:10 | NO | 1 |  | 0 | 0
37 | 400/220kV Rajgarh S/S | Non Schedule Electrical Item | 995461 |  | 18% | Trolley for above display | NO | 1 |  | 0 | 0
38 | 400/220kV Rajgarh S/S | Non Schedule Electrical Item | 995461 |  | 18% | 2- way Loudspeaker system with 1 * 12" LF, Frequency response (+-3 dB): 43 Hz - 18 Hz, Frequency Range ( -10dB):37 Hz- 20kHz, Coverage Pattern : 120⁰ * 60⁰ , Crossover modes : Bi-amp/ Passive switchable, Passive Crossover frequency: 1.5kHz, Passive mode power: NO 300W (1200W peak), SPL : 127dB peak, System sensitivity ( 1 W @ 1m ) : 96dB SPL, nominal impedance: 8ohms, input connector : NL4 Neutrik Speakon, barrier strip terminals, approved make - JBL/BOSE/B&W | NO | 1 |  | 0 | 0
39 | 400/220kV Rajgarh S/S | Non Schedule Electrical Item | 995461 |  | 18% | Wireless handheld microphone system, wireless microphone system with MHZ career frequency band up to 16 pre programs frequencies with the same frequency band, Audio bandwidth 35-20,000 Hz, THD at 1 kHz :< 0.3% ( Receiver), Signal -to-noise : 120 dB (A) ( Receiver),wideband FM modulkation,upto 48 simultaneous channels, upto 14 hours operation with one single A A battery or better , Pilot tone,transmission to know the transmitter battery status, receiver should have microphone and line level output, transmitter should have display to show the battery and LED to show the muted/unmuted status, sensitivity 6.3 dB V/-100 dBm,should have microprocessor -controlled diversity,T.H.D,:0.7%(transmitter),infrared programmable ,RF output power:10 or 50 mW. | NO | 1 |  | 0 | 0
40 | 400/220kV Rajgarh S/S | Non Schedule Electrical Item | 995461 |  | 18% | 8 port Gigabit Poe Unmanaged Switch Approved make - CISCO/Netgrear/Airpro | NO | 1 |  | 0 | 0
41 | 400/220kV Rajgarh S/S | Non Schedule Electrical Item | 995461 |  | 18% | Supply and installation of Bollard for park lighting Model no.MAMBOOBLS8WLED830PSYMTOPC(0.6M) Make Havells or equivalent. | Each | 12 |  | 0 | 0
[9 empty] | Total for Non-Schedule Items (Schedule IIId) | 0 | 0
# In case the bidder leaves the cell for confirmation of the SAC and/or GST rate “blank”, the SAC and corresponding GST rate indicated by the Employer shall be deemed to be the one confirmed by the Bidder.

## Misc Scheduled Civil Sch 3e)
पावर ग्रिड कारपोरेशन ऑफ इंडिया लिमिटेड
POWER GRID CORPORATION OF INDIA LTD.
RHQ Vadodara, WRTS-II
BILL OF QUANTITIES FOR Misc works related to Skill Development Centre at 400/220 kV Rajgarh SS.
Name of Package: Misc works related to Skill Development Centre at 400/220 kV Rajgarh SS.
(SCHEDULE OF RATES AND PRICES)
Bidder’s Name and Address (Sole Bidder) : | [11 empty] | To:
Name : | [11 empty] | Contract Services
Address : | [11 empty] | Power Grid Corporation of India Ltd.,
Western Region Transmission syatem -II
Plot No. 54, Near Riya revati resort ,
Sama - savli road, vadodara-390008
Installation Charges- Schedule Items for Misc works related to Skill Development Centre at 400/220 kV Rajgarh SS.
Sl. No. | Activity Header / Substation Name | Service Code | SAC | Whether SAC in column ‘4’ is confirmed. If not indicate applicable the SAC # | Rate of GST applicable ( in %) |  | Description (DSR'23 Items- Civil Works) |  | Unit | Quantity | Unit Erection Charges | Deduction of GST factor considered in DSR | Unit Erection Charges excluding GST | Total Erection Charges excl GST | Total Tax GST @ 18% | Total Erection Charges incl. GST
(Service Accounting Codes)
1 | 2 | 3 | 4 | 5 | 6 | 7 | 8 |  | 9 | 10 | 11 | 12 | 13 | 14 | 15 | 16
Schedule Items-Civil as per DSR 2023
1 | [6 empty] | 2.6 | Earth work in excavation by mechanical means (Hydraulic excavator)/ manual means over areas (exceeding 30 cm in depth, 1.5 m in width as well as 10 sqm on plan) including getting out and disposal of excavated earth lead upto 50 m and lift upto 1.5 m, as directed by Engineer-incharge.
| 400/220kV Rajgarh SS | 120000345 | 995433 |  | 18% |  | 2.6.1 | All kinds of soil. | Cum. | 159.8413 | 177.5 | 0.18 | 150.4237 | 24043.9262 | 4327.9067 | 28371.833
2 | [6 empty] | 2.8 | Earth work in excavation by mechanical means (Hydraulic excavator) / manual means in foundation trenches or drains (not exceeding 1.5 m in width or 10 sqm on plan), including dressing of sides and ramming of bottoms, lift upto 1.5 m, including getting out the excavated soil and disposal of surplus excavated soil as directed, within a lead of 50 m.
| 400/220kV Rajgarh SS | 120000349 | 995433 |  | 18% |  | 2.8.1 | All kinds of soil. | Cum. | 85.6425 | 260.3 | 0.18 | 220.5932 | 18892.1549 | 3400.5879 | 22292.7428
3 | 400/220kV Rajgarh SS | 120000391 | 995433 |  | 18% |  | 2.25 | Filling available excavated earth (excluding rock) in trenches, plinth, sides of foundations etc. in layers not exceeding 20cm in depth, consolidating each deposited layer by ramming and watering, lead up to 50 m and lift upto 1.5 m. | Cum. | 178.1346 | 196 | 0.18 | 166.1017 | 29588.4631 | 5325.9234 | 34914.3865
4 | 400/220kV Rajgarh SS | 120000391 | 995433 |  | 18% |  | 2.25 a) | Excavating, supplying and filling of local earth (including royalty) by mechanical transport upto a lead of 5km also including ramming and watering of the earth in layers not exceeding 20 cm in trenches, plinth, sides of foundation etc. complete. | Cum. | 294 | 700.5 | 0.18 | 593.6441 | 174531.3559 | 31415.6441 | 205947
5 | [6 empty] | 2.26 | Extra for every additional lift of 1.5 m or part thereof in excavation /banking excavated or stacked materials.
| 400/220kV Rajgarh SS | 120000392 | 995433 |  | 18% |  | 2.26.1 | All kinds of soil | Cum. | 27.0156 | 126.8 | 0.18 | 107.4576 | 2903.035 | 522.5463 | 3425.5813
6 | 400/220kV Rajgarh SS | 120000394 | 995433 |  | 18% |  | 2.27 | Supplying and filling in plinth with sand under floors, including watering, ramming, consolidating and dressing complete. | Cum. | 64.8 | 2123.75 | 0.18 | 1799.7881 | 116626.2712 | 20992.7288 | 137619
7 | [6 empty] | 4.1 | Providing and laying in position cement concrete of specified grade excluding the cost of centering and shuttering - All work up to plinth level :
i) | 400/220kV Rajgarh SS | 120000437 | 995454 |  | 18% |  | 4.1.3 | 1:2:4 (1 cement : 2 coarse sand (zone-III) derived from natural sources : 4 graded stone aggregate 20 mm nominal size derived from natural sources). | Cum. | 21.1395 | 7878.5 | 0.18 | 6676.6949 | 141141.9922 | 25405.5586 | 166547.5507
ii) | 400/220kV Rajgarh SS | 120000442 | 995454 |  | 18% |  | 4.1.8 | 1:4:8 (1 Cement : 4 coarse sand (zone-III) derived from natural sources : 8 graded stone aggregate 40 mm nominal size derived from natural sources) | Cum. | 30.6272 | 6812 | 0.18 | 5772.8814 | 176807.1197 | 31825.2815 | 208632.4012
8 | [6 empty] | 4.2 | Providing and laying cement concrete in retaining walls, return walls, walls (any thickness) including attached pilasters, columns, piers, abutments, pillars, posts, struts, buttresses, string or lacing courses, parapets, coping, bed blocks, anchor blocks, plain window sills, fillets, sunken floor etc., up to floor five level, excluding the cost of centering, shuttering and finishing:
| 400/220kV Rajgarh SS | 120000450 | 995454 |  | 18% |  | 4.2.3 | 1:2:4 (1 Cement : 2 coarse sand (zone-III) derived from natural sources : 4 graded stone aggregate 20 mm nominal size derived from natural sources) | Cum. | 3.795 | 9895.2 | 0.18 | 8385.7627 | 31823.9695 | 5728.3145 | 37552.284
9 | [6 empty] | 4.3 | Centering and shuttering including strutting, propping etc. and removal of form work for :
i) | 400/220kV Rajgarh SS | 120000456 | 995457 |  | 18% |  | 4.3.1 | Foundations, footings, bases for columns | Sqm. | 103.2525 | 392.15 | 0.18 | 332.3305 | 34313.9558 | 6176.512 | 40490.4679
ii) | 400/220kV Rajgarh SS | 120000458 | 995457 |  | 18% |  | 4.3.3 | Columns, piers, abutments, pillars, posts and struts | Sqm. | 183.22 | 962.3 | 0.18 | 815.5085 | 149417.4627 | 26895.1433 | 176312.606
10 | [6 empty] | 5.1 | Providing and laying in position specified grade of reinforced cement concrete, excluding the cost of centering, shuttering, finishing and reinforcement - All work up to plinth level :
| 400/220kV Rajgarh SS | 120000488 | 995454 |  | 18% |  | 5.1.2 | 1:1.5:3 (1 cement : 1.5 coarse sand (zone-III) derived from natural sources : 3 graded stone aggregate 20 mm nominal size derived from natural sources). | Cum. | 15.3792 | 9045.75 | 0.18 | 7665.8898 | 117895.4062 | 21221.1731 | 139116.5793
11 | [6 empty] | 5.9 | Centering and shuttering including strutting, propping etc. and removal of form for-
i) | 400/220kV Rajgarh SS | 120000499 | 995457 |  | 18% |  | 5.9.1 | Foundations, footings, bases of columns, etc. for mass concrete. | Sqm. | 13.98 | 392.15 | 0.18 | 332.3305 | 4645.9805 | 836.2765 | 5482.257
ii) | 400/220kV Rajgarh SS | 120000500 | 995457 |  | 18% |  | 5.9.2 | Walls (any thickness) including attached pilasters, butteresses, plinth and string courses etc. | Sqm. | 11.948 | 842.5 | 0.18 | 713.9831 | 8530.6695 | 1535.5205 | 10066.19
iii) | 400/220kV Rajgarh SS | 120000501 | 995457 |  | 18% |  | 5.9.3 | Suspended floors, roofs, landings, balconies and access platform | Sqm. | 19.008 | 927.25 | 0.18 | 785.8051 | 14936.5831 | 2688.5849 | 17625.168
iv) | 400/220kV Rajgarh SS | 120000503 | 995457 |  | 18% |  | 5.9.5 | Lintels, beams, plinth beams, girders, bressumers and cantilevers | Sqm. | 10.64 | 736.4 | 0.18 | 624.0678 | 6640.0814 | 1195.2146 | 7835.296
v) | 400/220kV Rajgarh SS | 120000504 | 995457 |  | 18% |  | 5.9.6 | Columns, Pillars, Piers, Abutments, Posts and Struts | Sqm. | 6 | 962.3 | 0.18 | 815.5085 | 4893.0508 | 880.7492 | 5773.8
12 | [6 empty] | 5.22 | Steel reinforcement for R.C.C. work including straightening, cutting, bending, placing in position and binding all complete upto plinth level /above plinth level.
| 400/220kV Rajgarh SS | 120000543 | 995454 |  | 18% |  | 5.22.6 | Thermo-Mechanically Treated bars of grade Fe-500D or more. | kg | 1230.3376 | 107.85 | 0.18 | 91.3983 | 112450.7713 | 20241.1388 | 132691.9102
13 | [6 empty] | 6.1 | Brick work with common burnt clay F.P.S. (non modular) bricks of class designation 7.5 in foundation and plinth in:
| 400/220kV Rajgarh SS | 120000601 | 995456 |  | 18% |  | 6.1.2 | Cement mortar 1:6 (1 cement : 6 coarse sand) | Cum. | 68.9174 | 7132.25 | 0.18 | 6044.2797 | 416555.7792 | 74980.0403 | 491535.8195
14 | 400/220kV Rajgarh SS | 120001115 | 995476 |  | 18% |  | 10.1 | Structural steel work in single section, fixed with or without connecting plate, including cutting, hoisting, fixing in position and applying a priming coat of approved steel primer all complete. | Kg | 4000 | 117.35 | 0.18 | 99.4492 | 397796.6102 | 71603.3898 | 469400
15 | [6 empty] | 10.25 | Steel work welded in built up sections/ framed work, including cutting, hoisting, fixing in position and applying a priming coat of approved steel primer using structural steel etc. as required
| 400/220kV Rajgarh SS | 120001153 | 995476 |  | 18% |  | 10.25.2 | In gratings, frames, guard bar, ladder, railings, brackets, gates and similar works | Kg | 622.2864 | 172.6 | 0.18 | 146.2712 | 91022.57 | 16384.0626 | 107406.6326
16 | [6 empty] | 11.2 | Chequerred precast cement concrete tiles 22 mm thick in footpath & courtyard, jointed with neat cement slurry mixed with pigment to match the shade of tiles, including rubbing and cleaning etc. complete, on 20 mm thick bed of cement mortar 1:4 (1 cement: 4 coarse sand).
| 400/220kV Rajgarh SS | 120001218 | 995474 |  | 18% |  | 11.20.3 | Dark shade pigment using ordinary cement | Sqm. | 328.95 | 1119.5 | 0.18 | 948.7288 | 312084.3432 | 56175.1818 | 368259.525
17 | [6 empty] | 13.7 | 12 mm cement plaster finished with a floating coat of neat cement of mix :
| 400/220kV Rajgarh SS | 120001412 | 995472 |  | 18% |  | 13.7.2 | 1:4 (1 cement: 4 fine sand). | Sqm. | 397.1264 | 425.55 | 0.18 | 360.6356 | 143217.9148 | 25779.2247 | 168997.1395
18 | [6 empty] | 13.44 | Finishing walls with water proofing cement paint of required shade :
| 400/220kV Rajgarh SS | 120001464 | 995473 |  | 18% |  | 13.44.1 | New work (Two or more coats applied @ 3.84 kg/10 sqm) over Brick wall of fencing. | Sqm. | 194.22 | 119.9 | 0.18 | 101.6102 | 19734.7271 | 3552.2509 | 23286.978
19 | [6 empty] | 13.62 | Painting with synthetic enamel paint of approved brand and manufacture to give an even shade :
| 400/220kV Rajgarh SS | 120001491 | 995473 |  | 18% |  | 13.62.1 | Two or more coats on new work over an under coat of suitable shade with ordanary paint of approved brand and manufacture. | Sqm. | 262.5625 | 226.25 | 0.18 | 191.7373 | 50343.0217 | 9061.7439 | 59404.7656
20 | [7 empty] | Demolishing cement concrete manually/ by mechanical means including disposal of material within 50 metres lead as per direction of Engineer - in - charge.
| 400/220kV Rajgarh SS | 120001642 | 995429 |  | 18% |  | 15.2.2 | Nominal concrete 1:4:8 or leaner mix (i/c equivalent design mix) | Cum. | 10 | 1503.6 | 0.18 | 1274.2373 | 12742.3729 | 2293.6271 | 15036
21 | [7 empty] | Demolishing brick work manually/ by mechanical means including stacking of serviceable material and disposal of unserviceable material within 50 metres lead as per direction of Engineer-in-charge.
| 400/220kV Rajgarh SS | 120001650 | 995429 |  | 18% |  | 15.7.4 | 15.7.4 In cement mortar | Cum. | 10 | 2060.2 | 0.18 | 1745.9322 | 17459.322 | 3142.678 | 20602
22 | 400/220kV Rajgarh SS | 120001732 | 995428 |  | 18% |  | 16.1 | Preparation and consolidation of sub grade with power road roller of 8 to 12 tonne capacity after excavating earth to an average of 22.5 cm depth, dressing to camber and consolidating with road roller including making good the undulations etc. and re-rolling the sub grade and disposal of surplus earthwith lead upto 50 metres. | Sqm. | 560 | 218.9 | 0.18 | 185.5085 | 103884.7458 | 18699.2542 | 122584
23 | 400/220kV Rajgarh SS | 120001801 | 995421 |  | 18% |  | 16.42 | Cement concrete 1:2:4 (1 cement : 2 coarse sand : 4 graded stone aggregate 40 mm nominal size) in pavements, laid to required slope and camber in panels as required including consolidation finishing and tamping complete. | Cum. | 84 | 7993.8 | 0.18 | 6774.4068 | 569050.1695 | 102429.0305 | 671479.2
24 | 400/220kV Rajgarh SS | 100004492 | 995421 |  | 18% |  | 16.45 | Providing and fixing pre-moulded joint filler in expansion joints of RCC roads / CC pavements after making the joints dust free with high pressure air jet cleaners, all complete as per direction of the Engineer-in-Charge. (Pre-moulded joint fillers shall be made of bitumen hot sealing compound impregnated fibre board having impregnation more than 35%, conforming to IS:1838 for fibre board and IS: 1834 for hot sealing bitumen compound grade A.) | per cm depth per cm width per meter length | 2497.5 | 5.3 | 0.18 | 4.4915 | 11217.5847 | 2019.1653 | 13236.75
25 | [6 empty] | 16.46 | Providing and filling in position rubberized bitumen hot sealing compound for sealing of expansion joints in roads / pavements all complete as per direction of the Engineer-in-Charge.
| 400/220kV Rajgarh SS | 100004494 | 995458 |  | 18% |  | 16.46.1 | Using grade 'A' sealing compound conforming to IS: 1834. | per cm depth per cm width per meter length | 832.5 | 8.65 | 0.18 | 7.3305 | 6102.6483 | 1098.4767 | 7201.125
26 | 400/220kV Rajgarh SS | 120001839 | 995421 |  | 18% |  | 16.69 | Providing and laying at or near ground level factory made kerb stone of M-25 grade cement concrete in position to the required line, level and curvature, jointed with cement mortar 1:3 (1 cement: 3 coarse sand), including making joints with or without grooves (thickness of joints except at sharp curve shall not to more than 5mm), including making drainage opening wherever required complete etc. as per direction of Engineer-in-charge (length of finished kerb edging shall be measured for payment). (Precast C.C. kerb stone shall be approved by Engineer-in-charge). | Cum. | 2.5 | 10117.6 | 0.18 | 8574.2373 | 21435.5932 | 3858.4068 | 25294
27 | [6 empty] | 18.9 | Providing and fixing Chlorinated Polyvinyl Chloride (CPVC) pipes, having thermal stability for hot & cold water supply including all CPVC plain & brass threaded fittings This includes jointing of pipes & fittings with one step CPVC solvent cement, trenching, refilling & testing of joints complete as per direction of Engineer in Charge.External work
i) | 400/220kV Rajgarh SS | 120002115 | 995424 |  | 18% |  | 18.9.4 | 32 mm nominal dia Pipes | Meter | 50 | 438.6 | 0.18 | 371.6949 | 18584.7458 | 3345.2542 | 21930
ii) | 400/220kV Rajgarh SS | 120002116 | 995424 |  | 18% |  | 18.9.5 | 40 mm nominal dia Pipes | Meter | 50 | 563.05 | 0.18 | 477.161 | 23858.0508 | 4294.4492 | 28152.5
iii) | 400/220kV Rajgarh SS | 120002117 | 995424 |  | 18% |  | 18.9.6 | 50 mm nominal dia Pipes | Meter | 50 | 794.25 | 0.18 | 673.0932 | 33654.661 | 6057.839 | 39712.5
iv) | 400/220kV Rajgarh SS | 120002119 | 995424 |  | 18% |  | 18.9.8 | 80 mm nominal dia Pipes | Meter | 50 | 2166.35 | 0.18 | 1835.8898 | 91794.4915 | 16523.0085 | 108317.5
28 | [6 empty] | 18.17 | Providing and fixing gun metal gate valve with C.I. wheel of approved quality (screwed end) :
i) | 400/220kV Rajgarh SS | 120002146 | 995424 |  | 18% |  | 18.17.2 | 32 mm nominal bore | Each | 5 | 689.6 | 0.18 | 584.4068 | 2922.0339 | 525.9661 | 3448
ii) | 400/220kV Rajgarh SS | 120002147 | 995424 |  | 18% |  | 18.17.3 | 40 mm nominal bore | Each | 3 | 826.1 | 0.18 | 700.0847 | 2100.2542 | 378.0458 | 2478.3
iii) | 400/220kV Rajgarh SS | 120002148 | 995424 |  | 18% |  | 18.17.4 | 50 mm nominal bore | Each | 3 | 1026.65 | 0.18 | 870.0424 | 2610.1271 | 469.8229 | 3079.95
iv) | 400/220kV Rajgarh SS | 120002150 | 995424 |  | 18% |  | 18.17.6 | 80 mm nominal bore | Each | 1 | 2604.55 | 0.18 | 2207.2458 | 2207.2458 | 397.3042 | 2604.55
29 | 400/220kV Rajgarh SS | 120002286 | 995424 |  | 18% |  | 18.48 | Providing and placing on terrace (at all floor levels) polyethylene water storage tank, IS : 12701 marked, with cover and suitable locking arrangement and making necessary holes for inlet, outlet and overflow pipes but without fittings and the base support for tank. | Per Litre | 10000 | 11 | 0.18 | 9.322 | 93220.339 | 16779.661 | 110000
30 | [6 empty] | 19.7 | Constructing brick masonry manhole in cement mortar 1:4 ( 1 cement : 4 coarse sand ) with R.C.C. top slab with 1:1.5:3 mix (1cement : 1.5 coarse sand (zone-III) : 3 graded stone aggregate 20mm nominal size), foundation concrete 1:4:8 mix (1 cement : 4coarse sand (zone-III) : 8 graded stone aggregate 40 mm nominal size), inside plastering 12 mm thick with cement mortar 1:3 (1 cement: 3 coarse sand) finished with floating coat of neat cement and making channels in cement concrete 1:2:4 (1 cement : 2 coarse sand : 4 graded stone aggregate 20 mm nominal size) finished with a floating coat of neat cement complete as per standard design :
[7 empty] | 19.7.1 | Inside size 90x80 cm and 45 cm deep including C.I. cover with frame (light duty) 455x610 mm internal dimensions, total weight of cover and frame to be not less than 38 kg (weight of cover 23 kg and weight of frame 15 kg) :
| 400/220kV Rajgarh SS | 120002665 | 995424 |  | 18% |  | 19.7.1.1 | With common burnt clay F.P.S. (non modular) bricks of class designation 7.5. | Each | 5 | 12770.55 | 0.18 | 10822.5 | 54112.5 | 9740.25 | 63852.75
31 | [6 empty] | 19.32 | Making soak pit 2.5 m diameter 3.0 metre deep with 45 x 45 cm dry brick honey comb shaft with bricks and S.W. drain pipe 100 mm diameter, 1.8 m long complete as per standard design
| 400/220kV Rajgarh SS | 120002731 | 995424 |  | 18% |  | 19.32.1 | With common burnt clay F.P.S. (non modular) bricks of class designation 7.5 | Each | 2 | 26861.9 | 0.18 | 22764.322 | 45528.6441 | 8195.1559 | 53723.8
[13 empty] | Total of Schedule Items as per DSR'23 | 3713322.745 | 668398.0941 | 4381720.8391
[13 empty] | Add percentage (%) above/below +/- on DSR 2023 Rates (to be quoted by contractor) |  | 0%
[13 empty] | Add Amount above/below +/- on the amount for DSR Items as per quoted percentage | 0 | 0
[13 empty] | Total of Schedule Items Part IIIE | 3713322.745
[13 empty] | Total Tax |  | 668398.0941
Date: | [10 empty] | Name:
Place: | [10 empty] | Designation:
3713322.745

## Misc NS Civil Sch 3f)
पावर ग्रिड कारपोरेशन ऑफ इंडिया लिमिटेड
POWER GRID CORPORATION OF INDIA LTD.
RHQ Vadodara, WRTS-II
BILL OF QUANTITIES FOR Misc works related to Skill Development Centre at 400/220 kV Rajgarh SS.
Name of Package: Misc works related to Skill Development Centre at 400/220 kV Rajgarh SS.
(SCHEDULE OF RATES AND PRICES)
Bidder’s Name and Address (Sole Bidder) : | [10 empty] | To:
Name : | [10 empty] | Contract Services
Address : | [10 empty] | Power Grid Corporation of India Ltd.,
Western Region Transmission syatem -II
Plot No. 54, Near Riya revati resort ,
Sama - savli road, vadodara-390008
Installation Charges: Misc works related to Skill Development Centre at 400/220 kV Rajgarh SS.
Sl. No. | Activity Header / Substation Name | Activity Description | SAC | Whether SAC in column ‘3’ is confirmed. If not indicate applicable the SAC # | Rate of GST applicable ( in %) |  | Description | Unit | Quantity | Unit Erection Charges | Total Erection Charges | Total Tax GST
(Service Accounting Codes)
Non-Scheduled Items-Civil
1 | 400/220kV Rajgarh SS | Non Schedule Item | 995461 |  | 18% |  | NS-1Chain Link Fencing as per POWERGRID Technical Specifications & Standard Drawing
[7 empty] | Providing and fixing G.I. chain link fabric fencing made of G.I. wire of 3.15 mm dia and 75 mm mesh size conforming to IS: 2721 of required width including MS tube of required size of grade YST210 and conform to IS: 1161, strengthening with 50 x 6 mm thk MS flat, nuts, bolts and washers as required complete as per drawing. The whole assembly of tubular post and frame of panels shall be hot dip galvanized. The zinc coating shall be minimum 610 gram per square meter. The purity of zinc shall be 99.95% as per IS: 209. | Meter | 270 |  | 0 | 0
2 | 400/220kV Rajgarh SS | Non Schedule Item | 995421 |  | 18% |  | NS-2 Providing, laying, spreading and compacting stone aggregate of specified sizes to WBM specifications (as per CPWD specifications) in uniform thickness, hand picking, rolling with 3 wheeled road / vibratory roller 8-10 tonne capacity in stages to proper grade and camber, applying and brooming requisite type of screening / binding material to fill up interstices of coarse aggregate, watering and compacting to the required density . | Cum. | 154 |  | 0 | 0
3 | 400/220kV Rajgarh SS | Non Schedule Item | 995432 |  | 18% |  | NS-3 Providing & Laying of SW pipes for external sewerage system as per technical specification 100mm dia pipe. | Meter | 25 |  | 0 | 0
4 | 400/220kV Rajgarh SS | Non Schedule Item | 995432 |  | 18% |  | NS-4 Providing & Laying of SW pipes for external sewerage system as per technical specification 150mm dia pipe. | Meter | 25 |  | 0 | 0
[10 empty] | Total for Non-Schedule Items (Schedule IIIF) | 0 | 0
[6 empty] | -- |  |  | Printed Name : |  | 0
# In case the bidder leaves the cell for confirmation of the SAC and/or GST rate “blank”, the SAC and corresponding GST rate indicated by the Employer shall be deemed to be the one confirmed by the Bidder. | [8 empty] | Designation : |  | 0
Date : | 0
Place : | 0

## Furniture Sch 3g)
पावर ग्रिड कारपोरेशन ऑफ इंडिया लिमिटेड
POWER GRID CORPORATION OF INDIA LTD.
RHQ Vadodara, WRTS-II
BILL OF QUANTITIES FOR Supply & Installation of furniture items for Skill Development Centre at 400/220 kV Rajgarh SS.
Name of Package: Supply & Installation of furniture items for Skill Development Centre at 400/220 kV Rajgarh SS.
(SCHEDULE OF RATES AND PRICES)
Bidder’s Name and Address (Sole Bidder) : | [10 empty] | To:
Name : | [10 empty] | Contract Services
Address : | [10 empty] | Power Grid Corporation of India Ltd.,
Western Region Transmission syatem -II
Plot No. 54, Near Riya revati resort ,
Sama - savli road, vadodara-390008
Installation Charges: Supply & Installation of furniture items for Skill Development Centre at 400/220 kV Rajgarh SS.
Sl. No. | Activity Header / Substation Name | Activity Description | SAC | Whether SAC in column ‘3’ is confirmed. If not indicate applicable the SAC # | Rate of GST applicable ( in %) |  | Description | Unit | Quantity | Unit Erection Charges | Total Erection Charges | Total Tax GST
(Service Accounting Codes)
Office Furniture
1 | 400/220kV Rajgarh SS | Non Schedule Item | 995476 |  | 18% |  | Table -1500 | Each | 2 |  | 0 | 0
2 | 400/220kV Rajgarh SS | Non Schedule Item | 995476 |  | 18% |  | High Back Chair | Each | 1 |  | 0 | 0
3 | 400/220kV Rajgarh SS | Non Schedule Item | 995476 |  | 18% |  | Visitor Chair | Each | 6 |  | 0 | 0
4 | 400/220kV Rajgarh SS | Non Schedule Item | 995476 |  | 18% |  | Bravo Mid Back | Each | 2 |  | 0 | 0
5 | 400/220kV Rajgarh SS | Non Schedule Item |  |  |  |  | Kitchen Cum Dining Hall with Store
6 | 400/220kV Rajgarh SS | Non Schedule Item | 995476 |  | 18% |  | Dinning Table 6 seater | Each | 10 |  | 0 | 0
7 | 400/220kV Rajgarh SS | Non Schedule Item | 995476 |  | 18% |  | Dinning Chair | Each | 60 |  | 0 | 0
Class Room
8 | 400/220kV Rajgarh SS | Non Schedule Item | 995476 |  | 18% |  | Desklet Chair with cushion | Each | 50 |  | 0 | 0
9 | 400/220kV Rajgarh SS | Non Schedule Item | 995476 |  | 18% |  | Classroom Table for Instructor | Each | 1 |  | 0 | 0
10 | 400/220kV Rajgarh SS | Non Schedule Item | 995476 |  | 18% |  | Visitor Chair | Each | 1 |  | 0 | 0
Trainee Accommodation Dormatry
11 | 400/220kV Rajgarh SS | Non Schedule Item | 995476 |  | 18% |  | Single Bed | Each | 50 |  | 0 | 0
12 | 400/220kV Rajgarh SS | Non Schedule Item | 995476 |  | 18% |  | Mattress 78x36x4 | Each | 50 |  | 0 | 0
13 | 400/220kV Rajgarh SS | Non Schedule Item | 995476 |  | 18% |  | Storage trunk Box | Each | 50 |  | 0 | 0
14 | 400/220kV Rajgarh SS | Non Schedule Item | 995476 |  | 18% |  | Pillow Nixy | Each | 50 |  | 0 | 0
House Keeping Staff
15 | 400/220kV Rajgarh SS | Non Schedule Item | 995476 |  | 18% |  | Single Bed | Each | 12 |  | 0 | 0
16 | 400/220kV Rajgarh SS | Non Schedule Item | 995476 |  | 18% |  | Mattress 78x36x4 | Each | 12 |  | 0 | 0
17 | 400/220kV Rajgarh SS | Non Schedule Item | 995476 |  | 18% |  | Pillow Nixy | Each | 12 |  | 0 | 0
18 | 400/220kV Rajgarh SS | Non Schedule Item | 995476 |  | 18% |  | Storwel with Locker & Mirror | Each | 3 |  | 0 | 0
19 | 400/220kV Rajgarh SS | Non Schedule Item | 995421 |  | 18% |  | RO | Each | 2 |  | 0 | 0
20 | 400/220kV Rajgarh SS | Non Schedule Item | 995421 |  | 18% |  | Water Cooler | Each | 2 |  | 0 | 0
21 | 400/220kV Rajgarh SS | Non Schedule Item | 995476 |  | 18% |  | Air Cooler | Each | 8 |  | 0 | 0
22 | 400/220kV Rajgarh SS | Non Schedule Item | 995463 |  | 18% |  | AC | Each | 1 |  | 0 | 0
23 | 400/220kV Rajgarh SS | Non Schedule Item | 995476 |  | 18% |  | Bed Sheet | Each | 1000 |  | 0 | 0
24 | 400/220kV Rajgarh SS | Non Schedule Item | 995476 |  | 18% |  | Blanket | Each | 500 |  | 0 | 0
25 | 400/220kV Rajgarh SS | Non Schedule Item | 995476 |  | 18% |  | Pillow Cover | Each | 1000 |  | 0 | 0
26 | 400/220kV Rajgarh SS | Non Schedule Item | 995476 |  | 18% |  | Towel | Each | 1000 |  | 0 | 0
[10 empty] | Total | 0 | 0
[6 empty] | -- |  |  | Printed Name : |  | 0
# In case the bidder leaves the cell for confirmation of the SAC and/or GST rate “blank”, the SAC and corresponding GST rate indicated by the Employer shall be deemed to be the one confirmed by the Bidder. | [8 empty] | Designation : |  | 0
Date : | 0
Place : | 0
0

## Sch4 Taxes & Duties
Sch-4
Construction of Skill Development Centre at 400/220 kV Rajgarh Sub-Station in WR-2
(SUMMARY OF TAXES & DUTIES)
Bidder’s Name and Address (Sole Bidder) : |  | To:
Name : |  | Contract Services
Address : |  | Power Grid Corporation of India Ltd.,
Western Region Transmission syatem -II
Plot No. 54, Near Riya revati resort ,
Sama - savli road, vadodara-390008
Sl. No. | Item Nos. |  | Total Price (INR)
1 | TOTAL GST on Services
a. | Total GST on Supply & Installation Services (indentified in Schedule-3a) which are not included in the Installationas per the provision of the Bidding Documents, as applicable |  | 3249886.1779
b. | Total GST on Supply & Installation Services (indentified in Schedule-3b) which are not included in the Installationas per the provision of the Bidding Documents, as applicable |  | 0
c. | Total GST on Supply & Installation Services (indentified in Schedule-3c) which are not included in the Installationas per the provision of the Bidding Documents, as applicable |  | 319246.6111
d. | Total GST on Supply & Installation Services (indentified in Schedule-3d) which are not included in the Installationas per the provision of the Bidding Documents, as applicable |  | 0
e. | Total GST on Supply & Installation Services (indentified in Schedule-3e) which are not included in the Installationas per the provision of the Bidding Documents, as applicable |  | 668398.0941
f. | Total GST on Supply & Installation Services (indentified in Schedule-3f) which are not included in the Installationas per the provision of the Bidding Documents, as applicable |  | 0
g. | Total GST on Supply and Installation: [a+b+c+d+e+f] |  | 4237530.8832
i. | Total GST on Supply & Installation Services (indentified in Schedule-3g) which are not included in the Installationas per the provision of the Bidding Documents, as applicable |  | 0
2 | GRAND TOTAL [g+i] |  | 4237530.8832

## Sch5
Sch-5
Name of Package: Construction of Skill Development Centre at 400/220 kV Rajgarh Sub-Station in WR-2
(GRAND SUMMARY)
Bidder’s Name and Address (Sole Bidder) : |  | To:
Name : |  | Contract Services
Address : |  | Power Grid Corporation of India Ltd.,
Western Region Transmission syatem -II
Plot No. 54, Near Riya revati resort ,
Sama - savli road, vadodara-390008
Sl. No. | Description |  | Total Price (INR)
1 | TOTAL SCHEDULE NO. 3a
| Supply & Installation Charges- Schedule Civil Items in Construction of Skill Development Centre (PEB) at 400/220 kV Rajgarh Sub-Station in WR-2 |  | 18054923.2108
2 | TOTAL SCHEDULE NO. 3b
| Supply & Installation Charges- Non-Schedule Civil Items in Construction of Skill Development Centre (PEB) at 400/220 kV Rajgarh Sub-Station in WR-2 |  | 0
3 | TOTAL SCHEDULE NO. 3c
| Supply & Installation Charges- Schedule Electrical Items in Construction of Skill Development Centre (PEB) at 400/220 kV Rajgarh Sub-Station in WR-2 |  | 1773592.2841
4 | TOTAL SCHEDULE NO. 3d
| Supply & Installation Charges- Non-Schedule Electrical Items in Construction of Skill Development Centre (PEB) at 400/220 kV Rajgarh Sub-Station in WR-2 |  | 0
5 | TOTAL SCHEDULE NO. 3e
| Supply & Installation Charges- Schedule Civil Items in Misc. Civil works related Skill Development Centre at 400/220 kV Rajgarh Sub-Station in WR-2 |  | 3713322.745
6 | TOTAL SCHEDULE NO. 3f
| Supply & Installation Charges- Non-Schedule Civil Items in Misc. Civil works related Skill Development Centre at 400/220 kV Rajgarh Sub-Station in WR-2 |  | 0
A | A: Total of Service/Installation Charge (ITEMS TAB: Item 02 for BID PRICE SUMMARY Statement ) |  | 23541838.2398
7 | TOTAL SCHEDULE NO. 3g
B | Supply & Installation Charges- Furnitures items for Skill Development Centre at 400/220 kV Rajgarh Sub-Station in WR-2 B: Total of Supply (ITEMS TAB: Item 01 for BID PRICE SUMMARY Statement ) |  | 0
C | C: Total of GST On Goods/Supply (ITEMS TAB: Item 03 for BID PRICE SUMMARY Statement ) |  | 0
D | D: Total of GST On Supply and Installation (ITEMS TAB: Item 04 for BID PRICE SUMMARY Statement ) |  | 4237530.8832
| GRAND TOTAL [A+B+C+D] |  | 27779369.123
Date : | 0 | Printed Name : | 0
Place : | 0 | Designation : | 0

## Meas (hidden)
पावरग्रिड कॉर्पोरेशन ऑफ इण्डिया लि. / POWER GRID CORPORATION OF INDIA LTD.
पश्चिम क्षेत्र संचरण प्रणालि.-II/ WESTERN REGION TRANSMISSION SYSTEM- II
वडोदरा/ Itarsi
Cost stimate for Construction of Steel Framed GIS Store Shed at POWERGID Itarsi SS
Sr. No. | DSR'16 It. No. | Description of Item | Unit | Nos | L | B | H | Total
Civil Part
1 | 1.1 | Carriage of materials by mechanical transport including loading, unloading and stacking
| 1.1.2 | EARTH upto 1.00 km. | Cum
|  | Total Excavation | [5 empty] | 483.0171
|  | Deduct Total filling | [5 empty] | -402.2921
[7 empty] | Total | 80.725
2 | 2.6 | Earth work in excavation by mechanical means (Hydraulic excavator) /manual means over areas (exceeding 30cm in depth. 1.5 m in width as well as 10 sqm on plan) including disposal of excavated earth, lead upto 50m and lift upto 1.5m, disposed earth to be levelled and neatly dressed.
| 2.6.1 | All kinds of soil | cu.m
|  | F1 Footing |  | 14 | 2.6 | 2.8 | 3 | 305.76
|  | F2 Footing |  | 4 | 2.4 | 2.55 | 3 | 73.44
|  | For WBM inside the Hall |  | 2 | 3.345 | 4.1 | 0.275 | 7.543
[7 empty] | Total | 386.743
3 | 2.8 | Earth work in excavtion by mechanical means (Hydraulic excavator) /manual means in foundation trenches or drains (not exceeding 1.5 mtr. In width or 10 sqm on plan) including dressing of sides and ramming of bottoms lift up to 1.5 mtr. Including getting out the excavated soil and disposal of surplus excavated soil as directed within a lead of 50 mtr.
| 2.8.1 | All kind of soil | cu.m
|  | GB1/GB2 |  | 12 | 2.4 | 0.68 | 0.7 | 13.7088
|  | GB3/GB4 |  | 2 | 6.67 | 0.68 | 0.7 | 6.3498
|  | Drain all around |  | 1 | 100.852 | 1 | 0.6 | 60.5112 | 0.91
|  | Ramp Foundation |  | 1 | 11.56 | 1.045 | 1.3 | 15.7043 |  | 3.845
[7 empty] | Total | 96.2741
4 | 2.25 | Filling available excavated earth (excluding rock) in trenches, plinth, sides, of the foundation etc. in layers not exceeding 20 cms in depth, consolidating each deposited layer by ramming and watering, lead upto 50 mtrs and lift upto 1.5 mtrs. | Cu.m.
|  | Total Excavation | [5 empty] | 483.0171
|  | Deduct PCC | [5 empty] | -20.7556
|  | Deduct RCC below GL | [5 empty] | -55.4723
|  | Deduct Sand Filling |  |  |  |  | -32.9331
|  | Deduct WBM |  |  |  |  | -106.6896
|  | Decut for ramp brickwork, pcc & wbm | [5 empty] | -4.4972
[7 empty] | Total | 402.2921
5 | 2.26 | Extra for every additional lift of 1.5 m or part thereof in excavation/banking excavated or stacked materials.
| 2.26.1 | All kinds of Soil | Cu.m.
|  | F1 Footing |  | 14 | 2.6 | 2.8 | 1.5 | 152.88
|  | F2 Footing |  | 4 | 2.4 | 2.55 | 1.5 | 36.72
[7 empty] | Total | 189.6
6 | 2.27 | Supplying and filling in plinth with sand under floors, including watering, ramming, consolidating and dressing complete.
|  | For Fillling inside the Hall |  | 1 | 30.2 | 14.54 | 0.075 | 32.9331
[7 empty] | Total | 32.9331
7 | 2.34 | Supplying chemical emulsion in sealed containers including delivery as specified
| 2.34.1 | Chloropyriphos/Lindane emulsifiable concentrate of 20% | Litre
|  | For Closed Store |  | 30.606 | 15 | @ | 0.67 | 307.5903
[7 empty] | Total | 307.5903
8 | 4.1 | Providing and laying in position cement concrete of specified grade excluding the cost of centring and shuttering : All works upto plinth level.
(a) | 4.1.6 | 1:3:6 (1 Cement : 3 coarse sand (zone-III): 6 graded stone aggregate 40 mm nominal size).
|  | For Fillling inside the Hall |  | 1 | 30.2 | 14.54 | 0.1 | 43.9108
|  | Ramp |  | 1 | 4.305 | 3.87 | 0.1 | 1.666
[7 empty] | Total | 45.5768
(b) | 4.1.8 | 1:4:8 (1 cement : 4 coarse sand : 8 graded stone aggregate 40 mm nominal size) | Cu.m.
|  | F1 Footing |  | 14 | 2.3 | 2.5 | 0.1 | 8.05
|  | F2 Footing |  | 4 | 2.1 | 2.25 | 0.1 | 1.89
|  | GB1/GB2 |  | 12 | 4.7 | 0.38 | 0.1 | 2.1432
|  | GB3/GB4 |  | 2 | 13.4 | 0.38 | 0.1 | 1.0184
|  | Drain |  | 1 | 100.84 | 0.91 | 0.075 | 6.8823 |  | ok
|  | Below brickwork of ramp |  | 1 | 11.56 | 0.445 | 0.15 | 0.77163
[7 empty] | Total | 20.7556 |  | 4.075
3.845
9 | 4.3 | Centering and shuttering including strutting, propping etc. and removalof form work for :
| 4.3.1 | Foundations, footings, bases for columns | Sqm
|  | F1 Footing |  | 14 | 2.3 | 2.5 | 0.1 | 13.44
|  | F2 Footing |  | 4 | 2.1 | 2.25 | 0.1 | 3.48
|  | GB1/GB2 |  | 12 | 4.7 |  | 0.1 | 11.28
|  | GB3/GB4 |  | 2 | 13.4 |  | 0.1 | 5.36
|  | Drain all around |  | 2 | 100.84 |  | 0.075 | 30.252
[7 empty] | Total | 63.812
10 | 4.17 | Making plinth protection 50mm thick of cement concrete 1:3:6 (1 cement : 3 coarse sand : 6 graded stone aggregate 20 mm nominal size) over 75mm thick bed of dry brick ballast 40 mm nominal size, well rammed and consolidated and grouted with fine sand, including necessary excavation, levelling & dressing & finishing the top smooth. | sqm
|  | Periphery of Building long side |  | 2 | 32.66 |  | 1 | 65.32
|  | Periphery of Building short side |  | 2 | 15 |  | 1 | 30
|  | side of ramp |  | 2 | 3.92 |  | 1 | 7.84
[7 empty] | Total | 103.16 |  | ok
11 | 5.9 | Centring and shuttering including strutting propping etc. and removal of form for :
(a) | 5.9.1 | Foundations, footings, bases of columns etc. for mass concrete. | Sq.m.
|  | F1 Footing |  | 14 | 2 | 2.2 | 0.5 | 58.8
|  | F2 Footing |  | 4 | 1.8 | 1.95 | 0.4 | 12
[7 empty] | Total | 70.8
(b) | 5.9.5 | Lintels, beams, plinth beams, girders, bressumers & cantilevers | Sq.m.
|  | GB1/GB2 |  | 12 | 4.7 |  | 0.45 | 50.76
|  | GB3/GB4 |  | 2 | 13.4 |  | 0.45 | 24.12
|  | Windows W |  | 15 | 2.46 |  | 0.5 | 36.9
|  | 100 mm thik band |  | 1 | 90.28 |  | 0.1 | 18.056
[7 empty] | Total | 129.836
(c ) | 5.9.6 | Columns, pillars, piers abutments posts & struts | Sq.m.
|  | SC1 |  | 14 | 0.3 | 0.5 | 3.15 | 70.56
|  | SC2 |  | 4 | 0.3 | 0.45 | 3.25 | 19.5
|  | MC1 |  | 32 | 0.23 | 0.23 | 3.75 | 110.4
[7 empty] | Total | 200.46
(d ) | 5.9.15 | Small lintels not exceeding 1.5m clear span, moulding as in cornices, window sills, string courses, bands, copings, bed plates, anchor blocks and the like | Sq.m.
|  | Doors D |  | 2 | 1.46 |  | 0.15 | 0.876
|  | coping |  | 1 | 91.2 |  | 0.505 | 46.056
[7 empty] | Total | 46.932
(e ) | 5.9.19 | Weather shade, chajjas, corbels etc. including edges. | Sq.m.
|  | For Windows W |  | 15 | 2.46 | 0.75 |  | 27.675
|  | For Doors D |  | 2 | 1.46 | 0.75 |  | 2.19
[7 empty] | Total | 29.865
12 | 5.22 | Steel Reinforcement for R.C.C. work including straightening, cutting, bending, placing in postion and binding all complete up to plinth level.
| 5.22.6 | Thermo-Mechanically Treated bars of grade Fe-500D or more. | Kg.
F1 footing (2000x2200)
|  | BT | 12# | 14 | 15 | 2.352 | 0.888 | 438.601
|  | BB | 12# | 14 | 17 | 2.152 | 0.888 | 454.8123
F2 footing (1800x1950)
|  | BT | 12# | 4 | 13 | 2.102 | 0.888 | 97.062
|  | BB | 12# | 4 | 14 | 1.952 | 0.888 | 97.0691
[7 empty] | Sub Total A | 1087.5443
Columns
SC1
|  | Verticals | 20# | 14 | 10 | 3.87 | 2.47 | 1338.246 |  | 2.7
|  | Ties | 8# | 14 | 25 | 2.348 | 0.395 | 324.611
|  | SC2 | [7 empty] | 0.35
|  | Verticals | 20# | 4 | 4 | 3.27 | 2.47 | 129.2304 |  | 0.23333
|  |  | 16# | 4 | 6 | 3.286 | 1.58 | 124.6051 |  | 0.27333
|  | Ties | 8# | 4 | 25 | 2.692 | 0.395 | 106.334
[7 empty] | Sub Total B | 2023.0265
Beams GB1/GB2
|  | Top 2-10# | 10# | 2 | 2 | 31.19 | 0.617 | 76.9769
|  | for 2 lap in 31m length | 10# | 2 | 4 | 0.5 | 0.617 | 2.468 |  | ok
|  |  | 10# | 2 | 4 | 1.965 | 0.617 | 9.6992
|  | Top Extra 3-16# at three location | 16# | 2 | 9 | 2.8 | 1.58 | 79.632
|  | Top 4-12# at two column location | 12# | 2 | 8 | 2.8 | 0.888 | 39.7824
|  | Bottom 4-12# | 12# | 2 | 8 | 5.915 | 0.888 | 84.0403
|  | Bottom 2-16# | 16# | 2 | 2 | 21.3 | 1.58 | 134.616
|  | 1 lap for 2 16# |  | 2 | 2 | 0.8 | 1.58 | 5.056
|  | Stirrups 8# @ 175c/c | 8# | 2 | 168 | 1.32 | 0.395 | 175.1904
Beams GB3/GB4
|  | Top 2-10# | 10# | 2 | 4 | 4.8 | 0.617 | 23.6928
|  | Top 2-12# | 12# | 2 | 4 | 2.165 | 0.888 | 15.3802
|  | Top 3-16# | 16# | 2 | 3 | 6.9 | 1.58 | 65.412
|  | Bottom 3-16# | 16# | 2 | 6 | 6.375 | 1.58 | 120.87
|  | Stirrups 8# @ 175c/c | 8# | 2 | 79 | 1.32 | 0.395 | 82.3812
joint of column and beam 22 no
|  | Top 3-12# | 12# | 22 | 3 | 0.852 | 0.888 | 49.934
|  | Top 3-10# | 10# | 22 | 3 | 0.81 | 0.617 | 32.9848
|  | Stirrups 4-8# | 8# | 22 | 4 | 1.4 | 0.395 | 48.664
[7 empty] | Sub Total C | 1046.7803
|  | Slab 8# @ 300c/c | 8# | 1 | 101 | 14.54 | 0.395 | 580.0733
|  |  |  | 1 | 49 | 30 | 0.395 | 580.65
[7 empty] | Sub total D | 1160.7233
100 mm thik band all around below plinth lvl
|  | Top & bottom 4-8# | 8# | 1 | 4 | 91.2 | 0.395 | 144.096
|  | Stirrup 8# @ 200 c/c | 8# | 18 | 25 | 0.62 | 0.395 | 110.205
254.301
[7 empty] | Total | 5572.3754
13 | 5.22A | Steel Reinforcement for R.C.C. work including straightening, cutting, bending, placing in postion and binding all complete above plinth level.
| 5.22A.6 | Thermo-Mechanically Treated bars of grade Fe-500D or more. | Kg.
MC1
|  | Vertical 4-10# | 10# | 32 | 4 | 4.52 | 0.617 | 356.9715
|  | Stirrups 8# @175c/c | 8# | 32 | 24 | 0.88 | 0.395 | 266.9568
|  | Lintel Window W | 16# | 15 | 5 | 2.66 | 1.58 | 315.21
|  |  | 8# | 15 | 17 | 1.3 | 0.395 | 130.9425
|  | Lintel Door D | 10# | 2 | 5 | 1.66 | 0.617 | 10.2422
|  |  | 8# | 2 | 18 | 0.6 | 0.395 | 8.532
|  | Chhajja Window W | 8# | 15 | 21 | 0.775 | 0.395 | 96.4294
|  |  | 8# | 15 | 5 | 2.41 | 0.395 | 71.3963
|  | Chhajja Door D | 8# | 2 | 13 | 0.775 | 0.395 | 7.9592
|  |  | 8# | 2 | 5 | 1.41 | 0.395 | 5.5695
|  | Coping top bar 2-10# | 10# | 1 | 2 | 91.2 | 0.617 | 112.5408
|  | Coping bottom bar 2-12# | 12# | 1 | 2 | 91.2 | 0.888 | 161.9712
|  | 1-8# TB | 8# | 1 | 1 | 92 | 0.395 | 36.34
|  | Stirrups 8# @200c/c | 8# | 1 | 457 | 0.72 | 0.395 | 129.9708
|  | Stirrups 8# @200c/c | 8# | 1 | 457 | 0.704 | 0.395 | 127.0826
[7 empty] | Total | 1838.1148
14 | 5.28 | Providing and fixing in position 12mm thick bitumen impregnated fiber board conforming to IS: 1838, including cost of primer , sealing compound Grade-A in expansion joints. | per cm depth per 100 m
|  | In both directions |  | 4 | 30 | 15 | 0.01 | 18
|  |  |  | 7 | 15 | 15 | 0.01 | 15.75
[7 empty] | Total | 33.75
15 | 5.30 | Add for plaster drip course/ groove in plastered surface or moulding to R.C.C. projections. | Mtr.
|  | Chajjas Window |  | 15 | 3.96 |  |  | 59.4
|  | Chajjas Door |  | 2 | 2.96 |  |  | 5.92
[7 empty] | Total | 65.32
16 | 5.33 | Providing and laying in position machine batched and machine mixed design mix M-25 grade cement concrete for reinforced cement concrete work, using cement content as per approved design mix, including pumping of concrete to site of laying but excluding the cost of centering, shuttering, finishing and reinforcement, including admixtures in recommended proportions as per IS: 9103 to accelerate, retard setting of concrete, improve workability without impairing strength and durability as per direction of Engineer-in-charge.“(Note :- Cement content considered in this item is @ 330 kg/cum.“Excess/ less cement used as per design mix is payable/recoverable separately).
(a) | 5.33.1 | All works upto plinth level | cum
|  | F1 Footing |  | 14 | 2 | 2.2 | 0.5 | 30.8
|  | F2 Footing |  | 4 | 1.8 | 1.95 | 0.4 | 5.616
|  | GB1/GB2 |  | 12 | 4.7 | 0.23 | 0.45 | 5.8374
|  | GB3/GB4 |  | 2 | 13.4 | 0.23 | 0.45 | 2.7738
|  | SC1 |  | 14 | 0.3 | 0.5 | 3.15 | 6.615
|  | SC2 |  | 4 | 0.3 | 0.45 | 3.25 | 1.755
|  | 100 mm thik band below plinth all around |  | 1 | 90.22 | 0.23 | 0.1 | 2.0751
[7 empty] | Total | 55.4723
(b) | 5.33.2 | All works above plinth level upto floor V level | cum
|  | MC1 |  | 32 | 0.23 | 0.23 | 3.75 | 6.348
|  | For Windows W |  | 15 | 2.46 | 0.23 | 0.5 | 4.2435
|  | For Doors D |  | 2 | 1.46 | 0.23 | 0.15 | 0.10074 |  | ok
|  | Chhajja W |  | 15 | 2.46 | 0.75 | 0.125 | 3.4594
|  | Chhajja D |  | 2 | 1.46 | 0.75 | 0.125 | 0.27375
|  | Coping |  | 1 | 90.28 | 0.23 | 0.15 | 3.1147
|  | coping trapezoidal portion |  | 1 | 91.2 | 0.115 | 0.0875 | 0.9177
[7 empty] | Total | 18.4577
17 | 5.35 | Add for using extra cement in the items of design mix over and above the specified cement content therein.
|  | Total Quantity of RCC @50 kg per Cum |  | 73.93 | @ | 0.5 |  | 36.965
[7 empty] | Total | 36.96
18 | 6.32 | Brick work with clay flyash F.P .S. (non modular) brick of class designation 7.5 in superstructure above plinth level up to floor five level in :
| 6.32.2 | Cement mortar 1:6 (1 cement : 6 coarse sand) | Cum
|  | Above Plinth Level | Cum | 1 | 90 | 0.23 | 3 | 62.1
|  | Deduction | Cum
|  | W | Cum | -15 | 2 | 0.23 | 1.65 | -11.385
|  | D | Cum | -2 | 1 | 0.23 | 2 | -0.92
|  | Rolling Shutter | Cum | -1 | 4 | 0.23 | 6 | -5.52
[7 empty] | Total | 44.275
19 | 6.15 | Extra for providing and placing in position 2 Nos 6mm dia. M.S. bars at every third course of half brick masonry . | Sq.m.
|  | LS | Sqm |  |  |  |  | 5
20 | 9.48 | Providing and fixing M.S. grills of required pattern in frames of windows etc. with M.S. flats, square or round bars etc. including priming coat with approved steel primer all complete.
| 9.48.2 | Fixed to openings/wooden frames with rawl plugs & screws etc. | Kg
For Windows W
|  | 12mm sqm bar |  | 15 | 29.7 | @ | 1.1304 | 503.5932
|  | 25x5flat |  | 15 | 7.3 | @ | 0.98125 | 107.4469
[7 empty] | Total | 611.0401
21 | 9.96 | Providing and fixing aluminium sliding door bolts ISI marked anodised (anodic coating not less than grade AC 10 as per IS:1868) transparent or dyed to required colour or shade with nuts and screws etc. complete.
| 9.96.1 | 300 x 16 mm | Each
|  | Doors D |  | 2 | 2 |  |  | 4
[7 empty] | Total | 4
22 | 9.97 | Providing and fixing aluminium tower bolts ISI marked anodised (anodic coating not less than grade AC 10 as per IS:1868) transparent or dyed to required colour or shade with necessary screws etc. complete
(a) | 9.97.2 | 250 X 10 mm | Each
|  | Doors D |  | 2 | 1 |  |  | 2
[7 empty] | Total | 2
(b) | 9.97.4 | 150 X 10 mm | Each
|  | Windows |  | 15 | 1 |  |  | 15
[7 empty] | Total | 15
23 | 9.100 | Providing and fixing aluminium handles, ISI marked, anodised (anodic coating not less than grade AC 10 as per IS : 1868) transparent or dyed to required colour or shade, with necessary screws etc. complete :
| 9.100.1 | 125 mm | Each
|  | Doors D |  | 2 | 2 |  |  | 4
[7 empty] | Total | 4
24 | 9.101 | Providing and fixing aluminium hanging floor door stopper ISI marked anodised (anodic coating not less than grade AC 10 as per IS:1868) transparent or dyed to required colour & shade with necessary screws etc. complete
| 9.101.2 | Twin rubber stopper | Each
|  | Doors D |  | 2 | 2 |  |  | 4
[7 empty] | Total | 4
34 | 12.21 | Providing gola 75x75 mm in cement concrete 1:2:4 (1 cement : 2 coarse sand : 4 stone aggregate 10 mm and down gauge), including finishing with cement mortar 1:3 (1 cement : 3 fine sand) as per standard design :
| 12.21.1 | In 75x75 mm deep chase | mettre
For Chhajjas
|  | W |  | 15 |  |  | 2.46 | 36.9
|  | D |  | 2 |  |  | 1.46 | 2.92
[7 empty] | Total | 39.82
36 | 13.4 | 12 mm cement plaster of mix :
| 13.4.2 | 1:6 (1 cement : 6 coarse sand). | Sq.m.
|  | LS |  | 1 | 5 |  |  | 5
[7 empty] | Total | 5
37 | 13.5 | 15 mm cement plaster on rough side of single or half brick masonry wall of mix :
| 13.5.2 | 1:6 ( 1 cement : 6 coarse sand) | Sqm.
|  | On the inside of walls |  | 1 | 89.36 |  | 3 | 268.08
Deduction
|  | W |  | -15 | 2 |  | 1.65 | -49.5
|  | D |  | -1 | 1 |  | 2 | -2
|  | Rolling Shutter |  | -1 | 4 |  | 6 | -24
[7 empty] | Total | 192.58
38 | 13.9 | Cement plaster 1:3 ( 1cement : 3 coarse sand) finished with a floating coat of neat cement :
| 13.9.1 | 12 mm cement plaster | Sqm.
|  | For Drain |  | 1 | 100.72 |  | 1.91 | 192.3752
[7 empty] | Total | 192.3752
39 | 13.11 | 18 mm cement plaster in two coats under layer 12 mm thick cement plaster 1:5 (1 Cement : 5 Coarse sand) finished with top layer 6 mm thick cement plaster 1:6 (1 Cement : 6 Fine sand) | Sq.m.
|  | On the outside of wall |  | 1 | 91.32 |  | 3.6 | 328.752
Deduction
|  | W |  | -15 | 2 |  | 1.65 | -49.5
|  | D |  | -1 | 1 |  | 2 | -2
|  | Rolling Shutter |  | -1 | 4 |  | 6 | -24
[7 empty] | Total | 253.252 | add plaster jamb, sill and soffit
40 | 13.16 | 6 mm cement plaster of mix :
| 13.16.1 | 1:3 (1 cement : 3 fine sand) | Sq.m.
|  | For the underside of Chajjas W and LS |  | 15 | 2.46 | 0.75 |  | 27.675
|  | For the underside of Chajjas D and LS |  | 2 | 1.46 | 0.75 |  | 2.19
[7 empty] | Total | 29.865
plaster for coping is to be included or not
41 | 13.26 | Providing and applying plaster of paris putty of 2 mm thickness over plastered surface to prepare the surface even and smooth complete. | Sqm
|  | On the inside of walls |  | 1 | 89.36 |  | 3 | 268.08
Deduction
|  | W |  | -15 | 2 |  | 1.65 | -49.5
|  | D |  | -1 | 1 |  | 2 | -2
|  | Rolling Shutter |  | -1 | 4 |  | 6 | -24
[7 empty] | Total | 192.58
42 | 13.47 | Finishing walls with Premium Acrylic Smooth exterior paint with Silicone additives of required shade:
| 13.47.1 | New work (Two or more coats applied @ 1.43 ltr/10 sqm over and including priming coat of exterior primer applied @ 2.20 kg/10 sqm) | Sq.m.
|  | On the outside of wall |  | 1 | 91.32 |  | 3.6 | 328.752
Deduction
|  | W |  | -15 | 2 |  | 1.65 | -49.5
|  | D |  | -1 | 1 |  | 2 | -2
|  | Rolling Shutter |  | -1 | 4 |  | 6 | -24
[7 empty] | Total | 253.252
43 | 13.80 | Providing and applying white cement based putty of average thickness 1 mm, of approved brand and manufacturer, over the plastered wall surface to prepare the surface even and smooth complete. | Sq.m.
|  | On the outside of wall |  | 1 | 91.32 |  | 3.6 | 328.752
Deduction
|  | W |  | -15 | 2 |  | 1.65 | -49.5
|  | D |  | -1 | 1 |  | 2 | -2
|  | Rolling Shutter |  | -1 | 4 |  | 6 | -24
[7 empty] | Total | 253.252
44 | 13.83 | Wall painting with premium acrylic emulsion paint of interior grade, having VOC (Volatile Organic Compound) content less than 50 grams/litre of approved brand and manufacture, including applying additional coats wherever required to achieve even shade and colour.
| 13.83.2 | Two coats | Sq.m.
|  | On the inside of walls |  | 1 | 89.36 |  | 3 | 268.08
Deduction
|  | W |  | -15 | 2 |  | 1.65 | -49.5
|  | D |  | -1 | 1 |  | 2 | -2
|  | Rolling Shutter |  | -1 | 4 |  | 6 | -24
[7 empty] | Total | 192.58
| 16.1 | Preparation and consolidation of sub grade with power road roller of 8 to 12 tonne capacity after excavating earth to an average of 22.5 cm depth, dressing to camber and consolidating with road roller including making good the undulations etc. and re-rolling the sub grade and disposal of surplus earth with lead upto 50 metres.
|  | For inside of the Hall |  | 1 | 30.14 | 14.54 |  | 438.2356
|  | For ramp |  | 1 | 4.075 | 4.1 |  | 16.7075
[7 empty] | Total | 454.9431
46 | 16.75+16.79 | Providing and laying C.C. pavement of mix M-20 with ready mixed concrete from batching plant. The ready mixed concrete shall be laid and finished with screed board vibrator , vacuum dewatering process and finally finished by floating, brooming with wire brush etc. complete as per specifications and directions of Engineer-incharge. (The panel shuttering work shall be paid for separately). (Note:-Cement content considered in this item is @ 330 kg/cum. Excess/less cement used as per design mix is payable/ recoverable separately). | Cum
|  | For inside of the Hall |  | 1 | 30.14 | 14.54 | 0.15 | 65.7353
|  | For ramp |  | 1 | 4.075 | 4.1 | 0.15 | 2.5061
[7 empty] | Total | 68.2415 | 438.2356
47 | 16.91 | Providing and laying factory made chamfered edge Cement Concrete paver blocks In foot path, park & lawns driveway or light & traffic parking etc. of required strength, thickness & size/ shape, made by table vibratory method using PU mould, laid in required colour & pattern over 50mm thick compacted bed of course sand, compacting and proper embedding/laying of inter locking paver blocks into the sand bedding layer through vibratory compaction by using plate vibrator , filling the joints with sand and cutting of paver blocks as per required size and pattern, finishing and sweeping extra sand, all complete as per anufacturer's specifications & direction of Engineerin-Charge.
| 16.91.1 | 60mm thick Cement concrete paver block of M-35 grade with approved colour, design & pattern. | Sq.m.
|  | LS |  | 1 | 50 |  |  | 50
[7 empty] | Total | 50
48 | 21.1 | Providing and fixing aluminium work for doors, windows, ventilators and partitions with extruded built up standard tubular sections/appropriate Z sections and other sections of approved make conforming to IS: 733 and IS: 1285, fixing with dash fasteners of required dia and size, including necessary filling up the gaps at junctions, i.e. at top, bottom and sides with required EPDM rubber/neoprene gasket etc. Aluminium sections shall be smooth, rust free, straight, mitred and jointed mechanically wherever required including cleat angle, Aluminium snap beading for glazing / paneling, C.P. brass / stainless steel screws, all complete as per architectural drawings and the directions of Engineer-in-charge. (Glazing, paneling and dash fasteners to be paid for separately) :
| 21.1.1 | For fixed portion
| 21.1.1.3 | Polyester powder coated aluminium (minimum thickness of polyester powder coating 50 micron) | Kg
For Windows W
|  | Top Rail Jindal 21149 |  | 15 | 1 | 2 | 1.539 | 46.17
|  | Bottom Rail Jindal 21148 |  | 15 | 1 | 2 | 1.842 | 55.26
|  | Side Bars Jindal 21149 |  | 15 | 2 | 1.65 | 1.539 | 76.1805
For Doors D
|  | Top Rail Jindal 20011 |  | 2 | 1 | 1 | 2.541 | 5.082
|  | Side Bars Jindal 20011 |  | 2 | 2 | 2 | 2.541 | 20.328
[7 empty] | Total | 203.0205
| 21.1.2 | For shutters of doors, windows & ventilators including providing and fixing hinges/ pivots and making provision for fixing of fittings wherever required including the cost of EPDM rubber / neoprene gasket required (Fittings shall be paid for separately)
| 21.1.2.3 | Polyester powder coated aluminium (minimum thickness of polyester powder coating 50 micron) | Kg
For Windows W
|  | Top rail Jindal 20506 |  | 15 | 1 | 2 | 0.717 | 21.51
|  | Bottom rail Jindal 20506 |  | 15 | 1 | 2 | 0.717 | 21.51
|  | Side Rail Jindal 20507 |  | 15 | 2 | 1.65 | 0.642 | 31.779
|  | Interlocks Jindal 21145 |  | 15 | 4 | 1.65 | 0.985 | 97.515
For Doors D
|  | Top Rail Jindal 19510 |  | 2 | 1 | 1 | 2.646 | 5.292
|  | Side Bars Jindal 19510 |  | 2 | 2 | 2 | 2.646 | 21.168
|  | Bottom Rail Jindal 19511 |  | 2 | 1 | 1 | 2.646 | 5.292
|  | Centre Member 19525 |  | 2 | 1 | 1 | 1.679 | 3.358
[7 empty] | Total | 207.424
49 | 21.3 | Providing and fixing glazing in aluminium door, window,ventilator,shutter and partitions etc. with EPDM rubber/neoprene gasket etc. complete as per the architectual drawings and the directions of Engineer in charge(Cost of aluminium snap beading shall be paid in basic item)
| 21.3.1 | With float glass panes of 4.0 mm thickness | sqm
|  | Windows W |  | 15 | 1 | 2 | 1.65 | 49.5
[7 empty] | Total | 49.5
| 21.3.2 | With float glass panes of 5.50 mm thickness | sqm
|  | For Doors D |  | 2 | 1 | 1 | 2 | 4
[7 empty] | Total | 4
50 | 21.4 | Providing and fixing double action hydraulic floor spring of approved brand and manufacture conforming to IS : 6315, having brand logo embossed on the body / plate with double spring mechanism and door weight upto 125 kg, for doors, including cost of cutting floors, embedding in floors as required and making good the same matching to the existing floor finishing and cover plates with brass pivot and single piece M.S. sheet outer box with slide plate etc. complete as per the direction of Engineer-in-charge.
| 21.4.1 | With stainless steel cover plate minimum 1.25 mm thickness | Each
|  | For Doors D |  | 2 | 1 |  |  | 2
[7 empty] | Total | 2
51 | 21.8 | Filling the gap in between aluminium frame and adjacent RCC/Brick/Stone work by providing weather silicon sealant over backer rod of approved quality as per architectural drawings and direction of Engineer-in Charge complete.
| 21.8.1 | Up to 5mm depth and 5mm width | metre
|  | Windows W |  | 15 | 7.3 |  |  | 109.5
|  | Door D |  | 2 | 5 |  |  | 10
[7 empty] | Total | 119.5
52 | 21.13 | Providing and fixing 100mm brass locks (best make of approved quality) for aluminium doors including necessary cutting and making good etc. complete. | Each
|  | Doors D |  | 2 | 1 |  |  | 2
[7 empty] | Total | 2
1 | NS-1 | Providing and fixing rubber shock absorbers of minimum 25 mm dia and 40 mm length to be fixed on back side of door including screws and nuts etc. all complete. | Each
|  | Doors D |  | 2 | 1 |  |  | 2
[7 empty] | Total | 2
2 | NS-2 | Diluting & injecting chemical emulsion (excluding of the cost of the chemical emulsion) for PRE-CONSTRUCTIONAL ANTI TERMITE treatment and creating a continuos chemical barrier under all round the column pits, wall trenches, basement excavation, top surface of plinth filling, junction of wall and floor along the external perimeter of building expansion joints over the top surface of consolidated earth on which apron is to be laid, surroundings of pipes, conduits etc. complete as per specifications. (Plinth area of the building at ground floor only shall be measured for payment)
| (A) | Chloropyriphos/Lindane emulsifiable concentrate of 20% | Sq.m.
|  | Plinth Area |  | 1 | 30.66 | 15 |  | 459.9
|  | Area of Ramp |  | 1 | 3.775 | 3.85 |  | 14.5337
[7 empty] | Total | 474.4337
3 | NS-3 | Packing of 93 to 63mm size angular shaped stones with interstices filled with local sand, in layers not exceeding 300mm, ramming and watering each layer to make the sand settle perfectly into entire void space, compacting and developing a stable stone packed layer as per drawing and directions of Engineer-in-Charge including all works such as supply of material, labour, machinery, tools, tacjles, indidentals and all costs for material, labour, machinery, taxes, royalty, tranportation etc. WBM | Cu.m.
|  | Inside area of the building |  | 1 | 30.14 | 14.54 | 0.23 | 100.7942
|  | Ramp |  | 1 | 3.775 | 3.85 | 0.3 | 4.3601
|  | below reamp brick wall footing |  | 1 | 11.5 | 0.445 | 0.3 | 1.5352
[7 empty] | Total | 106.6896
4 | NS-4 | Providing and laying 300µ PU coating | sqm
|  | Inside area of the building |  | 1 | 30.14 | 14.54 |  | 438.2356
[7 empty] | Total | 438.2356
5 | NS-5 | Providing and fixing precoated galvanised steel sheet downspout 0.50 mm (+ 0.05 %) total coated thickness, Zinc coating 120 grams per sqm as per IS: 277, in 240 mpa steel grade, 5-7 microns epoxy primer on both side of the sheet and polyester top coat 15-18 microns using all suitable accessories for fixing including all material, labour, machinery, transportation, taxes, incidentals etc. as per the drawings, specifications and directions & instructions of Engineer-in-Charge | Metre
|  | For 4 nos dounspout |  | 4 |  |  | 8 | 32
6 | NS-6 | Providing and fixing factory assembled 50mm thick Puf (overall density 40kg/cum ± 2kg/cum as per IS 11239 Part 2) sandwiched panels, sandwiched between steel sheets each of 0.5mm thickness confirming to ASTM 792M having an yield strength of 340 Mpa (min.), each sheet provided with hot dip coating of Zinc-aluminium alloy (approx. 55% Al., 43.5% Zn and 1.5% silicon)- total mass of coating to be 200 gm/sqmt incl of both sides and also provided with steel primer and silicon modified polyester (SMP) paint | Sqm
|  | For Side Wallls |  | 2 | 30.66 |  | 4.15 | 254.478
|  | For Roofing |  | 2 | 15.2971 | 30.66 |  | 938.0156
|  | For End Walls |  | 2 | 15 |  | 4.15 | 124.5
|  |  |  | 2 | 15.0748 | 0.5 | 1.5 | 22.6122
|  | For Canopy |  | 1 | 5 | 3 |  | 15
[7 empty] | Total | 1354.6058
Providing and fixing precoated galvanised steel sheet roofing accessories 0.50 mm (+ 0.05 %) total coated thickness, Zinc coating 120 grams per sqm as per IS: 277, in 240 mpa steel grade, 5-7 microns epoxy primer on both side of the sheet and polyester top coat 15-18 microns using self drilling/ self tapping screws complete :
|  | Ridges plain (500 - 600mm) | Metre
|  | Centre of the Building |  | 1 | 30.66 |  |  | 30.66
[7 empty] | Total | 30.66
|  | Flashings/ Aprons.( Upto 600 mm) | Metre
|  | On both sides of the building |  | 2 | 30.66 |  |  | 61.32
[7 empty] | Total | 61.32
|  | Barge board (Upto 300 mm) | Metre
|  | On both sides of the building |  | 2 | 15.0748 |  |  | 30.1496
[7 empty] | Total | 30.1496
|  | Crimp curve | Sqm
|  | On both sides of the building |  | 2 | 30.66 |  |  | 61.32
[7 empty] | Total | 61.32
|  | Gutter .(600 mm over all girth) | Metre
|  | On both sides of the building |  | 2 | 30.66 |  |  | 61.32
[7 empty] | Total | 61.32
|  | Rake Angle/Closer Trim/ Eave angle/Sill trim/miscellaneous wall sheet/soffit sheet etc. | Sqm | 2 | 30.66 | 0.5 |  | 30.66
[7 empty] | Total | 30.66
7 | NS-7 | Extra for providing Sheeting fasteners- self tapping zinc plated metal screws with EPDM bonded zinc plated washers, with screws matching the color of wall sheeting. | Sqm
|  | Quantity same as that of Item No. NS-7 | [5 empty] | 1354.6058
8 | NS-8 | Providing and fixing 2mm thick translucent polycarbonate sheets with with necessary EPDM/ rubber gaskets, silicon sealant, cold forged fastener, aluminium profile etc. including MS supporting structural steel framework (confirming to IS 1161/4923) frame to ensure water tight arrangement including the cost of all works, transportaion, material supply, machinery, labour, incidentals, taxes etc. as per the directions and instructions of Engineer-in-Charge.
|  | 12 nos 1m x 1.5m on both sides of wall | Sqm | 24 | 1 |  | 1.65 | 39.6
9 | NS-9 | Brick work with clay flyash F .P .S. (non modular) bricks of class designation 7.5 in foundation and plinth in:
|  | Cement mortar 1:6 (1 cement : 6 coarse sand) | Cum
|  | For Drain all around the building |  | 1 | 100.84 | 0.46 | 0.75 | 34.7898
|  | Below Plinth Beam |  | 18 | 4.7 | 0.23 | 0.75 | 14.5935
|  | Below ramp |  | 1 | 12.25 | 0.346 | 0.3 | 1.2715
|  | Below ramp |  | 1 | 12.25 | 0.25 | 0.3 | 0.91875
[7 empty] | Total | 51.5736 |  | 4.075
10 | NS-10 | Half brick masonry with common burnt clay F .P .S. (non modular) bricks of class designation 7.5 in superstructure above plinth level up to floor V level.
|  | Cement mortar 1:4 (1 cement :4 coarse sand) | Sqm
|  | LS | [5 empty] | 5
12 | NS-12 | Providing and fixing in roof sheeting self-propelled dia 600 throat turbo ventilator - zero maintance of approved make and size at roof level made from rotating heads having turbine blades of hi grade, aluminium top and neck of stainless steel 304 grade, steel bearing with dust proof bearing housing or gfp pushing instead of bearing with double action natural ventilation system powered by natural flow of air, boosts / extracts the hot and contaminated air / gases etc for healthy and improved environment inside and fixed with the adjoining roofing sheet / UV stabilised non coloured translucent FRP moulded one piece construction venture dome and matching to its shade of required profile and thickness, including the necessary frame and fixed in line and level, sealing the joint as water leakage proof etc. complete including testing for leage and as directed and specified by Engineer-in-Charge
|  | Two in each Bay | Each | 2 | 6 |  |  | 12
| NS-14 | Providing and laying 125 microns Polythene sheet over cement concrete suface before laying R.C.C pavement
|  | for flooring | sqm | 1 | 30.606 | 15 |  | 459.09
|  | For ramp | sqm | 1 | 4.075 | 4.1 |  | 16.7075
[7 empty] | Total | 475.7975

## BOM (hidden)
BILL OF MATERIAL
|  | STRUCTURAL WORK | [7 empty] | For 30x15 Shed
Sr. No. | DSR'16 Item No. | Description of Item | Unit | Nos | Nos | L | B | H/D | Total Qty | PORTAL FRAME
25 | 10.1 | Structural steel work in single section, fixed with or without connecting plate, including cutting, hoisting, fixing in position and applying a priming coat of approved steel primer all complete. | [7 empty] | BILL OF MATERIAL
|  | ISMB weight/ Weight of Plates | [6 empty] | 9268.3442 | ITEM NO. | NOMENCLATURE | LENGTH | QTY | UNIT WT | TOTAL WT | DECRIPTION
IN M.M
26 | 10.2 | Structural steel work riveted, bolted or welded in built up sections, trusses and framed work, including cutting, hoisting, fixing in position and applying a priming coat of approved steel primer all complete. | [7 empty] | 1 | B/PLT 450x 25 THK | 250 | 14 | 196.25 | 309.0938 | Base Plate for SC1
|  | LS | [6 empty] | 50 | 2 | STIFF. PLT. 300X8THK | 250 | 28 | 62.8 | 131.88 | Stiffener for base Plate at 1
[10 empty] | 3 | MB 250X125 THK | 7004 | 14 | 37.3 | 3657.4888 | ISMB Column SC1
27 | 10.6 | Supplying and fixing rolling shutters of approved make, made of required size M.S. laths, interlocked together through their entire length and jointed together at the end by end locks, mounted on specially designed pipe shaft with brackets, side guides and arrangements for inside and outside locking with push and pull operation complete, including the cost of providing and fixing necessary 27.5 cm long wire springs manufactured from high tensile steel wire of adequate strength conforming to IS: 4454 - part 1 and M.S. top cover of required thickness for rolling shutters. | [7 empty] | 4 | B/PLT 400X16 THK | 250 | 4 | 125.6 | 50.24 | Base Plate for SC2
| 10.6.1 | 80x1.25 mm M.S. laths with 1.25 mm thick top cover | Sqm | [6 empty] | 5 | STIFF.PLT. 300X8THK | 250 | 8 | 62.8 | 37.68 | Stiffener for base Plate at 4
|  | Two Nos Rolling Shutter |  | 2 | 1 | 4 |  | 6 | 48 | 6 | MB 200X100 | 7770 | 4 | 24.2 | 752.136 | ISMB Column for SC2
[8 empty] | Total | 48 | 7 | MB 200X100 | 7165 | 14 | 24.2 | 2427.502 | Top Rafter
[10 empty] | 8 | CUT MB 200X100 | 1029 | 7 | 12.1 | 84.7 | Plate connecting two rafters
28 | 10.7 | Providing and fixing ball bearing for rolling shutters. | Each | [6 empty] | 9 | 2-PL 510X8THK | 187 | 14 | 62.8 | 83.8493 | Cut Plate connecting two rafters
|  | For Two Rolling Shutter |  | 2 | 2 |  |  |  | 4 | 10 | PL112X12THK | 220 | 14 | 94.2 | 32.4952 | Rafter to Column Connecting Plate
[8 empty] | Total | 4 | 11 | PL60X8THK | 245 | 56 | 62.8 | 51.697 | Top Plates for Columns SC1
[10 empty] | 12 | CAP PL120X12THK | 220 | 4 | 94.2 | 9.9475 | Top Plates for Columns SC2
29 | 10.8 | Extra for providing mechanical device chain and crank operation for operating rolling shutters. | [7 empty] | 13 | PL240X8THK | 240 | 40 | 62.8 | 144.6912 | Sheet Supporting Plate Middle Grids
| 10.8.2 | Exceeding 16.80 sqm in area | sqm | [6 empty] | 14 | STIFF PLT 100X8THK | 230 | 56 | 62.8 | 80.8864 | Stiffener for 13 and 15
|  | Two Nos Rolling Shutter |  | 2 | 1 | 4 |  | 6 | 48 | 13a | PL240X8THK | 240 | 12 | 62.8 | 43.4074 | Sheet Support Plate Gable End
[8 empty] | Total | 48 | 14a | STIFF.PLT.100X8THK | 230 | 12 | 62.8 | 17.3328 | Stiffener for 13a
[10 empty] | 15 | PL140X8THK | 240 | 16 | 62.8 | 33.7613 | Sheet supporting Plate Corner
30 | 10.16 | Steel work in built up tubular (round, square or rectangular hollow tubes etc.) trusses etc., including cutting, hoisting, fixing in position and applying a priming coat of approved steel primer , including welding and bolted with special shaped washers etc. complete. | [7 empty] | 16 | PL140X8THK | 337 | 16 | 62.8 | 47.4065 | Sheet supporting Plate Corner
| 10.16.1 | Hot finished welded type tubes | kg | [6 empty] | 17 | STIFF.PLT.100X8THK | 327 | 16 | 62.8 | 32.857 | Stiffener for 16
|  | RHS and SHS | [6 empty] | 9416.2896 | 18 | STIFF.PLT.122X8THK | 240 | 98 | 62.8 | 180.2008 | Rafter Top
[10 empty] | 19 | PL92X8THK | 112 | 98 | 62.8 | 63.4149 | Stiffener for 18
31 | 10.20 | Providing and fixing bolts including nuts and washers complete. | kg | [10 empty] | TOTAL WT IN KG | 8272.6678
|  | For Nuts and Washers of purlins with rafter (LS Quantity) | [6 empty] | 30
Sides
32 | 10.25 | Steel work welded in built up sections/ framed work, including cutting, hoisting, fixing in position and applying a priming coat of approved steel primer using structural steel etc. as required. | [7 empty] | BILL OF MATERIAL
(a) | 10.25.1 | In stringers, treads, landings etc. of stair cases, including use of chequered plate wherever required, all complete | kg | [6 empty] | ITEM NO. | NOMENCLATURE | LENGTH | QTY | UNIT WT | TOTAL WT | DECRIPTION
[9 empty] | 136.6 |  |  | IN M.M
[8 empty] | Total | 136.6 | 1 | SHS 72x72x3.2 | 5686 | 8 | 6.7 | 304.7696 | Bracing Membre
[10 empty] | 2 | SHS 72x72x3.2 | 2786 | 12 | 6.7 | 223.9944 | Cross Bracing to 1
(b) | 10.25.2 | In gratings, frames, guard bar , ladder , railings, bracket s, gates and similar works | kg | [6 empty] | 3 | SHS 72x72x3.2 | 2754 | 4 | 6.7 | 73.8072 | Cross Bracing to 1
|  | 450 mm long 20Ø rod | [6 empty] | 32.625 | 4 | SHS 72x72x3.2 | 4747 | 4 | 6.7 | 127.2196 | Horizontal Membre Middle
|  | Straight Bars LS | [6 empty] | 50 | 5 | PLT.150x8THK. | 206 | 8 | 62.8 | 15.5242 | Bottom gusset Plate
[8 empty] | Total | 82.625 | 6 | PLT.233x8THK. | 349 | 8 | 62.8 | 40.8537 | Middle Gusset Plate
[10 empty] | 7 | PLT.150x8THK. | 366 | 8 | 62.8 | 27.5818 | Cross Bracing Gusset Plates
33 | 10.26 | Providing and fixing hand rail of approved size by welding etc. to steel ladder railing, balcony railing, staircase railing and similar works, including applying priming coat of approved steel primer . | [7 empty] | 8 | PLT.193x8THK | 248 | 8 | 62.8 | 24.0469 | Top Gusset plates
| 10.26.1 | M.S. tube | kg | [6 empty] | 9 | SHS 72x72x3.2 | 4717 | 4 | 6.7 | 126.4156 | Horizontal Top Member
|  | LS | kg | [5 empty] | 15 | SR1 | RHS122x61x3.6 | 5325 | 8 | 9.67 | 411.942 | Horizontal Main Membres
[10 empty] | SR1A | RHS122x61x3.6 | 5325 | 8 | 9.67 | 411.942 | Horizontal Main Membres
11 | NS-11 | Providing Electroplated (Yellow chromate) Foundation Bolts of EN8 steel as per IS 20625, theraded and shaped as per drawing alongwith nuts and washers grouted into the RCC columns as shown in the drawing all complete including the cost of all labour, material, transportation, machinery, taxes, incidentals etc. | [7 empty] | SR2 | RHS122x61x3.6 | 4990 | 32 | 9.67 | 1544.1056 | Horizontal Main Membres
|  | Foundatio Bolt 16# |  | 4 | 8 | 2.25 |  |  | 72 |  | Ø12 SAG ROD | 1611 | 36 | 0.88793 | 51.4963 | Sag Rods
|  | Foundatio Bolt 18# |  | 14 | 8 | 6 |  |  | 672 |  |  |  |  | TOTAL WT IN KG | 3383.6988
[8 empty] | Total | 744
NS-13 Providing and fixing miscellaneous structural steel components (sag rods, etc.) in fixed with or without connecting plate, in all lengths, including cutting, threading, bolting, hoisting, fixing in position and applying a priming coat of approved steel primer all complete including
|  | sag rod | [6 empty] | 154.502
| 13.52 | Finishing with Epoxy paint (two or more coats) at all locations prepared and applied as per manufacturer's specifications including appropriate priming coat, preparation of surface, etc. complete.
| 13.52.1 | On steel work
|  | Total on structructural steel such as MB, RHS, SHS including plate & stiffeners plate | [6 empty] | 631.3027 | ROOFING
|  | Rolling Shutter |  | 2 | 2 | 1.1 | 4 | 6 | 105.6 | BILL OF MATERIAL
[10 empty] | ITEM NO. | NOMENCLATURE | LENGTH | QTY | UNIT WT | TOTAL WT | DECRIPTION
IN M.M
[10 empty] | 1 | SHS72x72x3.2 | 5839 | 8 | 6.7 | 312.9704 | Bracing Member
[8 empty] | Total | 736.9027 | 2 | SHS72x72x3.2 | 2850 | 16 | 6.7 | 305.52 | Cross bracing to 1
[10 empty] | 3 | PLT152x8 | 194 | 16 | 62.8 | 29.6295 | Corner Gusset Plate
[10 empty] | 4 | PLT194x8 | 308 | 8 | 62.8 | 30.0194 | Middle Gusset Plate
[10 empty] | 5 | PLT150x8 | 359 | 8 | 62.8 | 27.0542 | Cross Bracing Gusset Plate
[10 empty] | P1 | RHS122x61x3.6 | 5325 | 14 | 9.67 | 720.8985 | Side Members
[10 empty] | P1A | RHS122x61x3.6 | 5325 | 14 | 9.67 | 720.8985 | Middle Members
[10 empty] | P2 | RHS122x61x3.6 | 4990 | 56 | 9.67 | 2702.1848 | Side Members
[11 empty] | Ø12 SAG ROD | 1611 | 72 | 0.88793 | 102.9927 | Sag Rods
[14 empty] | TOTAL WT IN KG | 4952.1681
GABLE END
BILL OF MATERIAL
[10 empty] | ITEM NO. | NOMENCLATURE | LENGTH | QTY | UNIT WT | TOTAL WT | DECRIPTION
IN M.M
[10 empty] | GR1/GR1A | RHS 122x61x3.6 | 5323 | 16 | 9.67 | 823.5746 | Side Members
[10 empty] | GR2 | RHS 122x61x3.6 | 4090 | 4 | 9.67 | 158.2012 | Above Canopy
[10 empty] | GR3 | RHS 122x61x3.6 | 5100 | 2 | 9.67 | 98.634 | Top Member
[11 empty] | Ø12 SAG ROD | 0.911 | 12 | 0.88793 | 0.0097068
[11 empty] | Ø12 SAG ROD | 1.011 | 2 | 0.88793 | 0.0017954
[11 empty] | Ø12 SAG ROD | 0.85 | 2 | 0.88793 | 0.0015095
[14 empty] | TOTAL WT IN KG | 1080.4228
BILL OF MATERIAL
[10 empty] | ITEM NO. | NOMENCLATURE | LENGTH | LENGTH | QTY | UNIT WT | TOTAL WT
[10 empty] | 1 | ISMB 250 |  | 2988 | 4 | 37.3 | 445.8096
[10 empty] | 2 | ISMB 200 |  | 2389 | 4 | 24.2 | 231.2552
[10 empty] | 3 | END PLATE 12mm THK | 137 | 262 | 4 | 94.2 | 13.5249
[10 empty] | 4 | END PLATE 12mm THK | 120 | 260 | 4 | 94.2 | 11.7562
[10 empty] | 5 | PLATE 8mm THK | 92 | 112 | 12 | 62.8 | 7.7651
[10 empty] | 6 | PLATE 8mm THK | 122 | 140 | 12 | 62.8 | 12.8715
[10 empty] | CR1 | RHS 122x61x3.6 |  | 4700 | 6 | 9.67 | 272.694
[15 empty] | TOTAL WT IN KG | 995.6764
CAGE LADDER
[11 empty] | ISA 75X75X6 | 8300 | 2 | 6.8 | 112.88
[11 empty] | ISA 65X65X6 | 500 | 8 | 5.93 | 23.72 | taking average length of 500 mm and 4 nos
[11 empty] | Ø20 ROD | 450 | 29 | 2.5 | 32.625 | taking 300 mm c/c
[11 empty] | CAGE RING | 2320 | 16 | 0.6 | 22.272 | taking 500 mm c/c
[11 empty] | Lumpsum for Other remaining part |  |  |  | 10
[14 empty] | TOTAL WT IN KG | 201.497
SURFACE AREA
BILL OF MATERIAL
[10 empty] | ITEM NO. | NOMENCLATURE | LENGTH | QTY | Breadth | TOTAL Surface Area | DECRIPTION
IN M.M
[10 empty] | 1 | B/PLT 450x 25 THK | 250 | 14 | 450 | 1.575 | Base Plate for SC1
[10 empty] | 2 | STIFF. PLT. 300X8THK | 250 | 28 | 300 | 2.1 | Stiffener for base Plate at 1
[10 empty] | 3 | MB 250X125 THK | 7004 | 14 | 1000 | 98.056 | ISMB Column SC1
[10 empty] | 4 | B/PLT 400X16 THK | 250 | 4 | 125.6 | 0.1256 | Base Plate for SC2
[10 empty] | 5 | STIFF.PLT. 300X8THK | 250 | 8 | 300 | 0.6 | Stiffener for base Plate at 4
[10 empty] | 6 | MB 200X100 | 7770 | 4 | 800 | 24.864 | ISMB Column for SC2
[10 empty] | 7 | MB 200X100 | 7165 | 14 | 800 | 80.248 | Top Rafter
[10 empty] | 8 | CUT MB 200X100 | 1029 | 7 | 800 | 5.7624 | Plate connecting two rafters
[10 empty] | 9 | 2-PL 510X8THK | 187 | 14 | 510 | 1.3352 | Cut Plate connecting two rafters
[10 empty] | 10 | PL112X12THK | 220 | 14 | 112 | 0.34496 | Rafter to Column Connecting Plate
[10 empty] | 11 | PL60X8THK | 245 | 56 | 60 | 0.8232 | Top Plates for Columns SC1
[10 empty] | 12 | CAP PL120X12THK | 220 | 4 | 120 | 0.1056 | Top Plates for Columns SC2
[10 empty] | 13 | PL240X8THK | 240 | 40 | 240 | 2.304 | Sheet Supporting Plate Middle Grids
[10 empty] | 14 | STIFF PLT 100X8THK | 230 | 56 | 100 | 1.288 | Stiffener for 13 and 15
[10 empty] | 13a | PL240X8THK | 240 | 12 | 240 | 0.6912 | Sheet Support Plate Gable End
[10 empty] | 14a | STIFF.PLT.100X8THK | 230 | 12 | 100 | 0.276 | Stiffener for 13a
[10 empty] | 15 | PL140X8THK | 240 | 16 | 140 | 0.5376 | Sheet supporting Plate Corner
[10 empty] | 16 | PL140X8THK | 337 | 16 | 140 | 0.75488 | Sheet supporting Plate Corner
[10 empty] | 17 | STIFF.PLT.100X8THK | 327 | 16 | 100 | 0.5232 | Stiffener for 16
[10 empty] | 18 | STIFF.PLT.122X8THK | 240 | 98 | 122 | 2.8694 | Rafter Top
[10 empty] | 19 | PL92X8THK | 112 | 98 | 92 | 1.0098 | Stiffener for 18
[11 empty] | Lumsump for sides of plate |  |  |  | 5
[14 empty] | TOTAL SURFACE AREA IN SQM | 231.1941
Sides
BILL OF MATERIAL
[10 empty] | ITEM NO. | NOMENCLATURE | LENGTH | QTY | Breadth | TOTAL SURFACE AREA | DECRIPTION
IN M.M
[10 empty] | 1 | SHS 72x72x3.2 | 5686 | 8 | 288 | 13.1005 | Bracing Membre
[10 empty] | 2 | SHS 72x72x3.2 | 2786 | 12 | 288 | 9.6284 | Cross Bracing to 1
[10 empty] | 3 | SHS 72x72x3.2 | 2754 | 4 | 288 | 3.1726 | Cross Bracing to 1
[10 empty] | 4 | SHS 72x72x3.2 | 4747 | 4 | 288 | 5.4685 | Horizontal Membre Middle
[10 empty] | 5 | PLT.150x8THK. | 206 | 8 | 150 | 0.2472 | Bottom gusset Plate
[10 empty] | 6 | PLT.233x8THK. | 349 | 8 | 233 | 0.65054 | Middle Gusset Plate
[10 empty] | 7 | PLT.150x8THK. | 366 | 8 | 150 | 0.4392 | Cross Bracing Gusset Plates
[10 empty] | 8 | PLT.193x8THK | 248 | 8 | 193 | 0.38291 | Top Gusset plates
[10 empty] | 9 | SHS 72x72x3.2 | 4717 | 4 | 288 | 5.434 | Horizontal Top Member
[10 empty] | SR1 | RHS122x61x3.6 | 5325 | 8 | 366 | 15.5916 | Horizontal Main Membres
[10 empty] | SR1A | RHS122x61x3.6 | 5325 | 8 | 366 | 15.5916 | Horizontal Main Membres
[10 empty] | SR2 | RHS122x61x3.6 | 4990 | 32 | 366 | 58.4429 | Horizontal Main Membres
[11 empty] | Ø12 SAG ROD | 1611 | 36 | 37.68 | 2.1853 | Sag Rods
[11 empty] | Lumpsum for sides of plate |  |  |  | 4
[14 empty] | TOTAL SURFACE AREA IN SQM | 121.2348
ROOFING
BILL OF MATERIAL
[10 empty] | ITEM NO. | NOMENCLATURE | LENGTH | QTY | Breadth | TOTAL SURFACE AREA | DECRIPTION
IN M.M
[10 empty] | 1 | SHS72x72x3.2 | 5839 | 8 | 288 | 13.4531 | Bracing Member
[10 empty] | 2 | SHS72x72x3.2 | 2850 | 16 | 288 | 13.1328 | Cross bracing to 1
[10 empty] | 3 | PLT152x8 | 194 | 16 | 152 | 0.47181 | Corner Gusset Plate
[10 empty] | 4 | PLT194x8 | 308 | 8 | 194 | 0.47802 | Middle Gusset Plate
[10 empty] | 5 | PLT150x8 | 359 | 8 | 150 | 0.4308 | Cross Bracing Gusset Plate
[10 empty] | P1 | RHS122x61x3.6 | 5325 | 14 | 366 | 27.2853 | Side Members
[10 empty] | P1A | RHS122x61x3.6 | 5325 | 14 | 366 | 27.2853 | Middle Members
[10 empty] | P2 | RHS122x61x3.6 | 4990 | 56 | 366 | 102.275 | Side Members
[11 empty] | Ø12 SAG ROD | 1611 | 72 | 37.68 | 4.3706 | Sag Rods
[11 empty] | Lumpsum for side of plate |  |  |  | 5
[14 empty] | TOTAL SURFACE AREA | 194.1827
GABLE END
BILL OF MATERIAL
[10 empty] | ITEM NO. | NOMENCLATURE | LENGTH | QTY | Breadth | TOTAL SURFACE AREA | DECRIPTION
IN M.M
[10 empty] | GR1/GR1A | RHS 122x61x3.6 | 5323 | 16 | 366 | 31.1715 | Side Members
[10 empty] | GR2 | RHS 122x61x3.6 | 4090 | 4 | 366 | 5.9878 | Above Canopy
[10 empty] | GR3 | RHS 122x61x3.6 | 5100 | 2 | 366 | 3.7332 | Top Member
[11 empty] | Ø12 SAG ROD | 911 | 12 | 37.68 | 0.41192
[11 empty] | Ø12 SAG ROD | 1011 | 2 | 37.68 | 0.076189
[11 empty] | Ø12 SAG ROD | 850 | 2 | 37.68 | 0.064056
[14 empty] | TOTAL SURFACE AREA | 41.4446
BILL OF MATERIAL
[10 empty] | ITEM NO. | NOMENCLATURE | LENGTH | LENGTH | QTY | Width | TOTAL SURFACE AREA
[10 empty] | 1 | ISMB 250 |  | 2988 | 4 | 1000 | 11.952
[10 empty] | 2 | ISMB 200 |  | 2389 | 4 | 800 | 7.6448
[10 empty] | 3 | END PLATE 12mm THK | 137 | 262 | 4 |  | 0.14358
[10 empty] | 4 | END PLATE 12mm THK | 120 | 260 | 4 |  | 0.1248
[10 empty] | 5 | PLATE 8mm THK | 92 | 112 | 12 |  | 0.12365
[10 empty] | 6 | PLATE 8mm THK | 122 | 140 | 12 |  | 0.20496
[10 empty] | CR1 | RHS 122x61x3.6 |  | 4700 | 6 | 366 | 10.3212
[11 empty] | Lumpsum for sides of plate |  |  |  |  | 0.6
[15 empty] | TOTAL SURFACE AREA | 31.115
Foundation bolt
[10 empty] | Foundatio Bolt 16# |  | 4 | 8 | 0.01256 |  | 0.40192
[10 empty] | Foundatio Bolt 18# |  | 14 | 8 | 0.019625 |  | 2.198
[15 empty] | TOTAL SURFACE AREA | 2.5999
CAGE LADDER
[11 empty] | ISA 75X75X6 | 8300 | 2 | 300 | 4.98
[11 empty] | ISA 65X65X6 | 500 | 8 | 260 | 1.04
[11 empty] | Ø20 ROD | 450 | 29 | 50.24 | 0.65563
[11 empty] | CAGE RING | 2320 | 16 | 50 | 1.856
[11 empty] | Lumpsum for Other remaining part |  |  |  | 1
[14 empty] | TOTAL SURFACE AREA | 9.5316
TOTAL SURFACE AREA FOR PAINTING