## Cover
Price Schedules | Substation Package-SS01 for extension of 400(GIS)/220(AIS)kV Dhalkebar(NEA) Substation under Transmission system associated with Arun-3 HEP in Nepal under consultancy services to ‘SJVN Arun-3 Power Development Company Pvt. Ltd.’ (SAPDC) |  | Substation Package - SS01
SPEC. NO.: CC-CS/921-CC/GIS-3967/3/G7
| 1 | Fill up only green shaded cells in Sch-1a, 1b, Sch-2, Sch-3, Sch-4a, Sch-4b, Sch-5, Sch-7a, 7b and other workseets related to Discount and Bid Form.
| 2 | Instructions / error messages, if any, will be displayed automatically after selecting the cell.
पावर ग्रिड कारपोरेशन ऑफ इण्डिया लिमिटेड
(भारत सरकार का उद्यम)
Power Grid Corporation of India Limited
(A Government of India Enterprises)
Click to skip Instructions & Proceed
Click for Detailed General Instructions
General guidelines for filling up the Price Schedules, Sch-1 to Sch-7

## INSTRUCTIONS
SPEC. NO.: CC-CS/921-CC/GIS-3967/3/G7
INSTRUCTIONS FOR BIDDERS TO FILL WORKBOOK
I | While filling up the worksheets following may please be observed :
(i) | Fill up only green shaded cells.
(ii) | Certain data type entries have been restricted, such as Numeric values or limits of numeric.
(iii) | Select only the options in pull down menus.
(iv) | Do not link any cell of this workbook with any other workbook.
(v) | Do not use copy & paste or cut & paste options for filling up the data.
(vi) | Do not reformat any of the cell of the workbook.
II | This workbook contains the following worksheets:
(a) | Cover :
Opening page of the workbook.
(b) | Names of the Bidder : | Select the Route of Bidder as per Annexure-A (BDS) of Vol-I (Conditions of Contract)} from the pull down menu. Do not leave this cell blank.
Fill up names and address of the Bidder as selected above.
Fill up date in dd-mm-yyyy format from drop down menu.
(c ) | Sch-1(a): | Plant and Equipment (including Mandatory Spares Parts) to be supplied from Abroad (i.e. outside Nepal), including Type Test Charges for tests to be conducted abroad
(d) | Sch-1(b): | Plant and Equipment (including Mandatory Spares Parts) to be supplied from within Nepal
(e) | Sch-2: | Port handling & Custom clearance for Plant & equipment to be supplied from Abroad as per Schedule-1a (if any); and Local Transportation, In-transit Insurance, loading and unloading etc. for all Plant & equipment to be supplied as per Schedules-1a & 1b
(f) | Sch-3: | Schedule of rates and prices for Installation Services
(g) | Sch-4a: | Schedule of rates and prices for Training to be imparted Abroad
(h) | Sch-4b: | Schedule of rates and prices for Training to be imparted in Nepal
(i) | Sch-4c: | Schedule of rates and prices for Annual Maintenance Charges
(j) | Sch-5: | Taxes & Duties not included in the Bid Price.
(k) | Sch-6 : | Grand Summary
(l) | Sch-6 (After Discount): | Grand Summary
(m) | Sch-7(a): | Schedule of Type Test Charges for Type Tests to be conducted Abroad (i.e. outside Nepal):
(n) | Sch-7(b): | Schedule of Type Test Charges for Type Tests to be conducted in Nepal:
(o) | Entry Tax: | Fill the description, amount and rate of applicable Entry Tax. Total of this worksheet shall be displayed in Sch-5 (Taxes & Duties)
(p) | Octroi: | Fill the description, amount and rate of applicable Octroi. Total of this worksheet shall be displayed in Sch-5 (Taxes & Duties)
(q) | Other taxes & duties: | Fill the description, amount and rate of applicable Other taxes & duties. Total of this worksheet shall be displayed in Sch-5 (Taxes & Duties)
(o) | Bid Form (2nd Envelope):
Fill up ref. no. as bidder's ref. no. of this letter.
This letter shall consider the net price as per Sch-6 (After Discount).
Fill up names & Designation of the Bidder.
Fill up additional Information as required.
* | Itemwise total quantity is indicated in Column No. 12 of Schedule-1b. Choose the Quantity(ies) to be quoted in Schedule-1a and the balance quantity(ies) shall appear in Schedule-1b.
| If MOT left blank |  | footnote: u have left …. Cells blank
| If Unit price left blank |  | footnote: u have left …. Cells blank
Width of Cell for unit price and total
if unit price blank, shade it
if currency is blank, shade it.
| If currency left blank |  | footnote: u have left …. Cells blank
format unit price cell in sch.1 & 2 and currency cell
check sch-2 thoroughly
check summary sheet
In sch-2, if currency cell is blank, unit F&I shud be INCLUDED

## Name of Bidder
Substation Package-SS01 for extension of 400(GIS)/220(AIS)kV Dhalkebar(NEA) Substation under Transmission system associated with Arun-3 HEP in Nepal under consultancy services to ‘SJVN Arun-3 Power Development Company Pvt. Ltd.’ (SAPDC)
SPEC. NO.: CC-CS/921-CC/GIS-3967/3/G7 |  | 1 | ROUTE - 1 | {Meeting the specified requirements given under para 1.1 of Annexure-A (BDS)}
|  | 2 | ROUTE - 2 | {Meeting the specified requirements given under para 1.2 of Annexure-A (BDS)}
Enter the details of the bidder below: |  | 3 | ROUTE - 3 | {Meeting the requirements specific to JV given under para 1.3 of Annexure-A (BDS)}
|  | 4 | JOINT VENTURE BID | {Meeting the requirements specific to JV Bid given under para 3.0 of Annexure-A (BDS)}
Choose the Route as per Annexure-A (BDS), through which the Bidder proposes to be qualified [Select from drop down Menu] | JOINT VENTURE BID | 4
Specify type of Bidder [Select from drop down menu] |  |  |  |  | 6
4
0
Name of Lead Partner
{Meeting the requirements specific to JV Bid given under para 3.0 of Annexure-A (BDS)}
Whether the Bidder belongs to MSE ? |  | Bider: | JOINT VENTURE OF AND
Name of the Lead Partner of the Joint Venture
Address of Registered Office of the Lead Partner of the Joint Venture
Address of Lead Partner
Name of Other Partner of the Joint Venture
Address of Registered Office of Other Partner of the Joint Venture
Contact Person mobile number
#REF!
#REF!
#REF!
Address
Printed Name
Designation
Date
Place

## Sch-1a
SPEC. NO.: CC-CS/921-CC/GIS-3967/3/G7 | [8 empty] | Schedule-1a
Substation Package-SS01 for extension of 400(GIS)/220(AIS)kV Dhalkebar(NEA) Substation under Transmission system associated with Arun-3 HEP in Nepal under consultancy services to ‘SJVN Arun-3 Power Development Company Pvt. Ltd.’ (SAPDC)
(Schedule of Rates and Prices)
Bidder’s Name and Address : | [8 empty] | To:
Contract Services
Name | [8 empty] | Power Grid Corporation of India Ltd., | 4 | 0
Address : | 0 | [7 empty] | "Saudamini", Plot No.-2 |  | 0
| 0 | [7 empty] | Sector-29,
| 0 | [7 empty] | Gurgaon (Haryana) - 122 001
Plant and Equipment (including Mandatory Spares Parts) to be supplied from Abroad (i.e. outside Nepal), including Type Test Charges for tests to be conducted Abroad (i.e. outside Nepal)
(All Prices in Indian Rupees)
Sl. No. | Item Description | Country of Origin | Type & Designation | Total Quantity | Unit | Qty. | Currency | Unit CIP Border Point Price (including all Taxes and Duties) | Total CIP Border Point Price (including all Taxes and Duties)
(1) | (2) | (3) | (4) |  | (5) | (6) | (11) | (7) | (8) = (6) X (7)
220kV AIS EQUIPMENTS
1 | 245 kV, 1 phase Bus Post Insulator (except for Line Traps) |  |  | 21 | EA |  |  |  | INCLUDED
2 | 245kV, 1600A, 40KA Circuit Breaker(3-Phase) with support structure |  |  | 1 | EA |  |  |  | INCLUDED
3 | 245kV, 1600A, 40 KA, 3-phase DoubleBreak Isolator with two E/S |  |  | 1 | EA |  |  |  | INCLUDED
4 | 245kV, 1600A, 40 KA, 3-phase DoubleBreak Isolator with one E/S |  |  | 2 | EA |  |  |  | INCLUDED
5 | 245kV, 1600A, 40 KA, 3-phase DoubleBreak Tandem Isolator without E/S |  |  | 2 | EA |  |  |  | INCLUDED
6 | 216kV Surge Arrester (1-phase) |  |  | 9 | EA |  |  |  | INCLUDED
7 | 245 kV, 1600A, 40KA, 1-Phase Current Transformer with 120% extended current rating |  |  | 3 | EA |  |  |  | INCLUDED
Relay & Protection Panels (220kV)
8 | 220kV Circuit Breaker Relay Panel without Auto Reclose (withAutomation) |  |  | 1 | EA |  |  |  | INCLUDED
9 | Augmentation of existing 220kV bus bar protection scheme |  |  | 1 | SET |  |  |  | INCLUDED
Substation Automation System
10 | Augmentation of Substation automation System for 220kV bay as perTechnical Specification |  |  | 1 | EA |  |  |  | INCLUDED
11 | Augmentation of Substation automation System for 400kV Main bay as perTechnical Specification |  |  | 6 | EA |  |  |  | INCLUDED
12 | Augmentation of Substation automation System for 400kV Tie bay as perTechnical Specification |  |  | 3 | EA |  |  |  | INCLUDED
13 | Augmentation of Substation automation System for 400kV Switchable LineReactor Bay as per Technical Specification |  |  | 2 | EA |  |  |  | INCLUDED
14 | Augmentation of Substation automation System for 400kV Bus Sectionalizer bay as per Technical Specification |  |  | 2 | EA |  |  |  | INCLUDED
Power & Control cables
15 | 1.1kV grade Control Cables (PVCinsulated) along withlugs,glands,straight joints &accessories,etc. |  |  | 1 | LS |  |  |  | INCLUDED
16 | 1.1kV grade Power Cables (PVCinsulated)along withlugs,glands,straight joints &accessories,etc. |  |  | 1 | LS |  |  |  | INCLUDED
17 | 1.1kV grade Power Cables (XLPEinsulated) along withlugs,glands,straight joints &accessories,etc. |  |  | 1 | LS |  |  |  | INCLUDED
STEEL STRUCTURES
18 | Fabrication, galvanising and supply of Standard 220 kV Tower CTAincluding nuts, bolts, all type of washers, packplates, step bolts andgusset plates excluding foundation bolts |  |  | 1 | EA |  |  |  | INCLUDED
19 | Fabrication, galvanising and supply of Standard 220 kV Tower CBincluding nuts, bolts, all type of washers, packplates, step bolts andgusset plates excluding foundation bolts |  |  | 1 | EA |  |  |  | INCLUDED
20 | Fabrication, galvanising and supply of Standard 220 kV Gantry BG1including nuts, bolts, all type of washers, packplates, step bolts andgusset plates excluding foundation bolts |  |  | 1 | EA |  |  |  | INCLUDED
21 | Fabrication, galvanising and supply of Standard 400 kV Tower TBincluding nuts, bolts, all type of washers, packplates, step bolts andgusset plates excluding foundation bolts |  |  | 3 | EA |  |  |  | INCLUDED
22 | Fabrication, galvanising and supply of Standard 400 kV Tower TVincluding nuts, bolts, all type of washers, packplates, step bolts andgusset plates excluding foundation bolts |  |  | 3 | EA |  |  |  | INCLUDED
23 | Fabrication, galvanising and supply of Standard 400 kV Gantry G1including nuts, bolts, all type of washers, packplates, step bolts andgusset plates excluding foundation bolts |  |  | 6 | EA |  |  |  | INCLUDED
24 | Fabrication, galvanising and supply of Standard 220 kV Gantry B1including nuts, bolts, all type of washers, packplates, step bolts andgusset plates excluding foundation bolts |  |  | 1 | EA |  |  |  | INCLUDED
25 | Fabrication, galvanising and supply of Standard Pipe Structure - 400kV CVT including nuts, bolts, all type of washers, packplates, stepbolts and gusset plates excluding foundation bolts |  |  | 12 | EA |  |  |  | INCLUDED
26 | Fabrication, galvanising and supply ofStandard Pipe Structure - 400 kV,1-Phase, SA including nuts, bolts,all type of washers, packplates, stepbolts and gusset plates excludingfoundation bolts |  |  | 24 | EA |  |  |  | INCLUDED
27 | Fabrication, galvanising and supply ofStd Pipe Structure - 400 kV, 1-Phase,BPI, (Excluding Wave Trap), includingnuts, bolts, all type of washers,packplates, step bolts and gussetplates excluding foundation bolts |  |  | 12 | EA |  |  |  | INCLUDED
28 | Fabrication, galvanising and supply of Standard Pipe Structure - 220kV SA including nuts, bolts, all type of washers, packplates, stepbolts and gusset plates excluding foundation bolts |  |  | 9 | EA |  |  |  | INCLUDED
29 | Fabrication, galvanising and supply of Std Pipe Structure - 220 kVBPI including nuts, bolts, all type of washers, packplates, step boltsand gusset plates excluding foundation bolts |  |  | 14 | EA |  |  |  | INCLUDED
30 | Fabrication, galvanising and supply of Std 132 kV Support Structure 1 PhLAincluding nuts, bolts, all type of washers, packplates, step bolts andgusset plates excluding foundation bolts |  |  | 2 | EA |  |  |  | INCLUDED
31 | Fabrication, galvanising and supply of24mm dia foundation bolts includingnuts, checknuts, washers andpackplates. |  |  | 40 | EA |  |  |  | INCLUDED
32 | Fabrication, galvanising and supply of 28mm dia foundation boltsincluding nuts, checknuts, washers and packplates. |  |  | 532 | EA |  |  |  | INCLUDED
33 | Fabrication, galvanising and supply of 40mm dia foundation boltsincluding nuts, checknuts, washers and packplates. |  |  | 24 | EA |  |  |  | INCLUDED
34 | Fabrication, galvanising and supply of 56mm dia foundation boltsincluding nuts, checknuts, washers and packplates |  |  | 136 | EA |  |  |  | INCLUDED
35 | Fabrication, galvanising and supply of Lattice Structures (MS Steel),to be designed during detailed engineering, for towers, beams andequipment support structure including pack plates / packwashers andgusset plates excluding fasteners and foundation bolts |  |  | 25 | MT |  |  |  | INCLUDED
36 | Fabrication, galvanising and supply of fasteners ( nuts, bolts andwashers ) including step bolts for lattice and pipe structures to bedesigned during detailed engineering |  |  | 2 | MT |  |  |  | INCLUDED
37 | Fabrication, galvanising and supply of foundation bolts including nuts,checknut and washers for lattice and pipe structures to be designedduring detailed engineering |  |  | 4 | MT |  |  |  | INCLUDED
38 | Fabrication, galvanising and supply of Equipment Support (Pipe)Structures to be designed during detailed engineering |  |  | 10 | MT |  |  |  | INCLUDED
39 | Fabrication, galvanising and supply of Std LM (50m) includingnuts, bolts, all type of washers, packplates, step bolts and gussetplates excluding foundation bolts |  |  | 2 | EA |  |  |  | INCLUDED
40 | Fabrication, galvanising and supply of Standard 400 kV Tower TAincluding nuts, bolts, all type of washers, packplates, step bolts andgusset plates excluding foundation bolts |  |  | 2 | EA |  |  |  | INCLUDED
41 | Fabrication, galvanising and supply of Standard 400 kV Gantry G2including nuts, bolts, all type of washers, packplates, step bolts andgusset plates excluding foundation bolts |  |  | 1 | EA |  |  |  | INCLUDED
42 | Fabrication, galvanising and supply of Std Pipe Structure - 400 kV WTincluding nuts, bolts, all type of washers, packplates, step bolts andgusset plates excluding foundation bolts |  |  | 12 | EA |  |  |  | INCLUDED
43 | Fabrication, galvanising and supply of Standard Pipe Structure - 220kV ISOLATOR including nuts, bolts, all type of washers, packplates,step bolts and gusset plates excluding foundation bolts |  |  | 5 | EA |  |  |  | INCLUDED
44 | Fabrication, galvanising and supply of Std Pipe Structure - 220 kV highBPI including nuts, bolts, all type of washers, packplates, step boltsand gusset plates excluding foundation bolts |  |  | 7 | EA |  |  |  | INCLUDED
45 | Fabrication, galvanising and supply of Std 132 kV Support Structure1Ph BPI including nuts, bolts, all type of washers, packplates, stepboltsand gusset plates excluding foundation bolts |  |  | 4 | EA |  |  |  | INCLUDED
46 | Fabrication, galvanising and supply of Standard Pipe Structure - 220kV CT including nuts, bolts, all type of washers, pack plates, step bolts and gusset plates excluding foundation bolts |  |  | 3 | EA |  |  |  | INCLUDED
ILLUMINATION
47 | Lighting Panel type ACP-3 as per technical specification |  |  | 2 | EA |  |  |  | INCLUDED
48 | Sub Lighting panel (outdoor) type SLP (Switchyard and Street Lighting) |  |  | 4 | EA |  |  |  | INCLUDED
49 | Self Supported Aluminium Ladder as Per Technical Specification |  |  | 1 | EA |  |  |  | INCLUDED
50 | Cartwheel Mounted Aluminium Ladder as Per Technical Specification |  |  | 1 | EA |  |  |  | INCLUDED
51 | Illumination system for 400KV GIS Hall |  |  | 1 | SET |  |  |  | INCLUDED
52 | 15A, 240V: Outdoor Receptacle 2 pole, 3-pin modular (type RO) as pertechnical specifications |  |  | 2 | EA |  |  |  | INCLUDED
53 | 63A, 415V : Interlocked switch socket outdoor Receptacle (type RP) asper technical specifications |  |  | 3 | EA |  |  |  | INCLUDED
54 | Outdoor Power Receptacle for oilfiltration unit (250A) |  |  | 2 | EA |  |  |  | INCLUDED
55 | LIGHTING FIXTURE LED LUMINAIRES TYPE SL-L1 AS PER TECH. SPECIFICATIONS |  |  | 30 | EA |  |  |  | INCLUDED
56 | LIGHTING FIXTURE LED LUMINAIRES TYPE SL-D1 AS PER TECH. SPECIFICATIONS |  |  | 6 | EA |  |  |  | INCLUDED
57 | TYPE L1 STREET LIGHTING POLE OF 6 METER AS PER TECHNICALSPECIFICATION. |  |  | 30 | EA |  |  |  | INCLUDED
58 | TYPE D1 POST TOP LANTERN POLE OF 4 METER AS PER TECHNICALSPECIFICATION. |  |  | 6 | EA |  |  |  | INCLUDED
59 | LIGHTING FIXTURE LED LUMINAIRES TYPE FL-1 AS PER TECH. SPECIFICATIONS |  |  | 30 | EA |  |  |  | INCLUDED
60 | LIGHTING FIXTURE LED LUMINAIRES TYPE FL2 AS PER TECH. SPECIFICATIONS |  |  | 15 | EA |  |  |  | INCLUDED
61 | Lighting Panel type ACP-2 as per technical specification |  |  | 2 | EA |  |  |  | INCLUDED
62 | ILLUMINATION SYSTEM FOR SWITCHYARD PANEL ROOM |  |  | 150 | M2 |  |  |  | INCLUDED
63 | Illumination system for standard Switchyard Panel Room of 6m length |  |  | 1 | SET |  |  |  | INCLUDED
64 | Air conditioning system for Switchyard Panel Room of 6m length |  |  | 1 | SET |  |  |  | INCLUDED
65 | High wall type split AC unit of 2 TR capacity |  |  | 6 | EA |  |  |  | INCLUDED
66 | LIGHTING FIXTURE LED LUMINAIRES TYPE IHB AS PER TECH. SPECIFICATIONS |  |  | 25 | EA |  |  |  | INCLUDED
67 | LIGHTING FIXTURE LED LUMINAIRES TYPE SL-1 AS PER TECH. SPECIFICATIONS |  |  | 6 | EA |  |  |  | INCLUDED
68 | LIGHTING FIXTURE LED LUMINAIRES TYPE RHQ-I AS PER TECH. SPECIFICATIONS |  |  | 20 | EA |  |  |  | INCLUDED
Erection Hardwares
69 | Erection Hardware for 220kV layout (Double Main and TransferScheme)-Transformer Bay as per technical specification |  |  | 1 | SET |  |  |  | INCLUDED
70 | Erection Hardware for 400kV I type layout for GIS terminationarrangement-Transformer bay as per technical specification |  |  | 1 | SET |  |  |  | INCLUDED
71 | Erection Hardware for 400kV I type layout for GIS terminationarrangement-Line bay as per technical specification |  |  | 4 | SET |  |  |  | INCLUDED
72 | Erection Hardware for 400kV I type layout for GIS terminationarrangement-Bus Reactor bay as per technical specification |  |  | 1 | SET |  |  |  | INCLUDED
73 | Erection Hardware for 400kV I type layout for GIS terminationarrangement-Line Reactors as per technical specification |  |  | 2 | SET |  |  |  | INCLUDED
220kV XLPE Cable & Accessories
74 | SINGLE PHASE LINK BOX - WITH SVL |  |  | 4 | EA |  |  |  | INCLUDED
75 | SINGLE PHASE LINK BOX - WITHOUT SVL |  |  | 4 | EA |  |  |  | INCLUDED
76 | 220 KV OUTDOOR TERMINATION KIT SUITABLE FOR 220 KV XLPECABLE |  |  | 8 | SET |  |  |  | INCLUDED
77 | CABLE STRAIGHT THROUGH JOINT-1600SQMM |  |  | 4 | SET |  |  |  | INCLUDED
78 | 220KV GRADE 1CX1600 SQ. MM (XLPE) POWER CABLE |  |  | 0.72 | KM |  |  |  | INCLUDED
Mandatory Spares-220kV CB (AIS)
79 | One complete pole of 245kV, 1600A,40kACB including pole column, interrupter,operating mechanism and Marshalling Boxbut without support structure |  |  | 1 | EA |  |  |  | INCLUDED
80 | Rubber gasket, O rings and seals for SF6 gas (complete replacement forone 245kV SF6 Circuit Breaker) |  |  | 1 | SET |  |  |  | INCLUDED
81 | Trip coil with resistor for 245kV Circuit Breaker |  |  | 2 | EA |  |  |  | INCLUDED
82 | Closing coil with resistor for 245kV Circuit Breaker |  |  | 1 | EA |  |  |  | INCLUDED
83 | Terminal pad for 245kV SF6 Circuit Breaker |  |  | 2 | EA |  |  |  | INCLUDED
84 | Molecular filter for 245kV SF6 Circuit Breaker |  |  | 2 | EA |  |  |  | INCLUDED
85 | Relays, Power contactors, SFU, limit switches, push buttons, timers &MCB etc. (1 No of each type) for 245kV SF6 Circuit Breaker |  |  | 1 | SET |  |  |  | INCLUDED
86 | Density/Pressure monitoring system for 245kV SF6 Circuit Breaker |  |  | 1 | EA |  |  |  | INCLUDED
87 | Aux. Switch assembly for 245kV, SF6 Circuit Breaker |  |  | 1 | SET |  |  |  | INCLUDED
Mandatory Spares-220kV Isolator (AIS)
88 | Copper contact fingers for female & male contacts of 245kV DoubleBreak Isolator |  |  | 2 | SET |  |  |  | INCLUDED
89 | Terminal pads & connectors for 245kV Isolator |  |  | 3 | EA |  |  |  | INCLUDED
90 | Open / Close contactor assembly, timers, key interlock push buttonswitch & auxiliary switches for 245kV Isolator |  |  | 1 | SET |  |  |  | INCLUDED
91 | Limit switch for 245kV Isolator |  |  | 2 | SET |  |  |  | INCLUDED
92 | Complete pole for 245kV, 1600 Aisolator with 1 earth switch includingsupport Insulator, motor operatingmechanism (MOM) with box but excludingstructure |  |  | 1 | EA |  |  |  | INCLUDED
Mandatory Spares-220kV CT (AIS)
93 | 245 kV, 1600A, 40KA, 1-Phase CurrentTransformer with 120% extended currentrating |  |  | 1 | EA |  |  |  | INCLUDED
Mandatory Spares-220kV SA (AIS)
94 | 216kV Surge Arrester (1-phase) |  |  | 1 | EA |  |  |  | INCLUDED
95 | Surge monitor (1-Phase) |  |  | 3 | EA |  |  |  | INCLUDED
POWER TRANSFORMERS
96 | On line Dissolved Gas(Multigas) & Moisture analyser |  |  | 1 | EA |  |  |  | INCLUDED
97 | On line insulating oil drying system (Cartridge type) (As per technicalspecification) |  |  | 1 | EA |  |  |  | INCLUDED
98 | DIGITAL RTCC PANEL |  |  | 1 | SET |  |  |  | INCLUDED
99 | AUTOMATIC TRANSFORMER OIL BDV TEST KIT |  |  | 1 | EA |  |  |  | INCLUDED
100 | Insulating oil for 315MVA, 400KV/220/33 KV, 3-phase Autotransformer |  |  | 1 | SET |  |  |  | INCLUDED
101 | 315MVA, 400KV/220/33 KV, 3-phase Autotransformer excluding InsulatingOil |  |  | 1 | EA |  |  |  | INCLUDED
400KV AIS EQUIPMENTS
102 | 420 kV, 4400 pF Capacitive Voltage Transformer (1-Phase) |  |  | 12 | EA |  |  |  | INCLUDED
103 | 336kV Surge Arrester (1-phase) |  |  | 24 | EA |  |  |  | INCLUDED
104 | Controlled switching device for 420 kV, 3 phase circuit breaker |  |  | 5 | SET |  |  |  | INCLUDED
105 | 420 kV, 1 phase Bus Post Insulator (except for Line Traps) |  |  | 12 | EA |  |  |  | INCLUDED
106 | 420 kV, 1 phase Bus Post Insulator (for Line Traps) |  |  | 24 | EA |  |  |  | INCLUDED
400KV GIS EQUIPMENT
107 | 420 kV, 3150 A, 50 kA, SF6 GIS Linefeeder bay module(without PIR) as perSection-Project, Technicalspecification |  |  | 4 | SET |  |  |  | INCLUDED
108 | 420kV, 3150 A, 50 kA, SF6 GIS Tie baymodule(without PIR) as perSection-Project, Technicalspecification |  |  | 2 | SET |  |  |  | INCLUDED
109 | 420kV, 3000A, 50kA, Single phase, SF6Gas Insulated Bus Duct (GIB) outsideGIS Hall alongwith associated supportstructure |  |  | 1155 | M |  |  |  | INCLUDED
110 | 420kV, 2000A, 50kA, Single phase, SF6Gas Insulated Bus Duct (GIB) outsideGIS Hall alongwith associated supportstructure |  |  | 348 | M |  |  |  | INCLUDED
111 | 420KV, 2000A, 50 KA, SF6 GIS SWITCHABLE LINE REACTOR BAY MODULE AS PERSECTION-PROJECT, TECHNICAL SPECIFICATION |  |  | 2 | SET |  |  |  | INCLUDED
112 | 420kV, 2000 A, 50 kA, SF6 GIS ICT feederbay module as per Section-Project,Technical specification |  |  | 1 | SET |  |  |  | INCLUDED
113 | 420kV, 2000A, 50kA, SF6 GIS Bus Reactorbay module as per Section-Project,Technical specification |  |  | 1 | SET |  |  |  | INCLUDED
114 | 420kV, 5000 A, 50 kA, SF6 GIS Bus barmodule as per Section-Project,Technical specification |  |  | 2 | SET |  |  |  | INCLUDED
115 | 420KV, 2000A, 50KA SF6 TO AIR BUSHING |  |  | 12 | EA |  |  |  | INCLUDED
116 | 3150A, 50kA, 1sec Single phase 420kV SF6to Air Bushing |  |  | 12 | EA |  |  |  | INCLUDED
117 | 420KV, 5000 A, 50 KA, SF6 GIS BUS SECTIONALISER MODULE AS PERSECTION-PROJECT, TECHNICAL SPECIFICATION |  |  | 2 | SET |  |  |  | INCLUDED
118 | 420kV, 2000 A, 50 kA, SF6 GIS Tie baymodule(without PIR) as perSection-Project, Technicalspecification |  |  | 1 | SET |  |  |  | INCLUDED
132KV AIS EQUIPMENT
119 | 145kV, 1 phase Bus Post Insulators |  |  | 4 | EA |  |  |  | INCLUDED
120 | 120kV Surge Arrester(1-phase) |  |  | 2 | EA |  |  |  | INCLUDED
121 | 145kV, 1250A, 31.5KA Circuit Breakers(1-Phase) with support structure |  |  | 2 | EA |  |  |  | INCLUDED
122 | Oil filled Neutral Grounding Reactor (NGR) along with supportstructure & terminal connector |  |  | 2 | EA |  |  |  | INCLUDED
Testing & Maintenance Equipment(for GIS)
123 | SF6 Gas processing Unit for 400kV GIS station |  |  | 1 | SET |  |  |  | INCLUDED
124 | SF6 Moisture Content (Dew Point) Meter |  |  | 1 | EA |  |  |  | INCLUDED
125 | SF6 Gas Leakage Detector |  |  | 1 | EA |  |  |  | INCLUDED
126 | Partial Discharge Monitoring System for 400kV GIS station |  |  | 1 | SET |  |  |  | INCLUDED
Relay & Protection Panel(400kV)-SAS
127 | 400kV Circuit Breaker Relay Panel with Auto Reclose (with Automation) |  |  | 6 | EA |  |  |  | INCLUDED
128 | 400kV Circuit Breaker Relay Panel without Auto Reclose (withAutomation) |  |  | 7 | EA |  |  |  | INCLUDED
129 | 400kV Line Protection Panel (with Automation) |  |  | 4 | EA |  |  |  | INCLUDED
130 | 400kV Transformer Protection Panel (For both HV & MV side)-(withAutomation) |  |  | 1 | EA |  |  |  | INCLUDED
131 | 400kV Bus Bar Protection Panel (Duplicate)-(with Automation) |  |  | 1 | SET |  |  |  | INCLUDED
132 | Time synchronisation equipment |  |  | 1 | EA |  |  |  | INCLUDED
133 | Automatic Relay measurement test kitwith all necessary accessories,Industrial Grade Laptop and licensedsoftware as per Technicalspecification. |  |  | 1 | EA |  |  |  | INCLUDED
134 | 400kV Reactor Protection Panel (with Automation) |  |  | 3 | EA |  |  |  | INCLUDED
135 | 400KV BUS SECTIONALIZER PROTECTION PANEL (WITH AUTOMATION) |  |  | 2 | EA |  |  |  | INCLUDED
136 | Augmentation of existing 400kV bus bar protection scheme for 2 Nos. Bus Sectionalizer Bays as per Technical specification -(with Automation) |  |  | 1 | SET |  |  |  | INCLUDED
PLCC EQUIPMENT(400KV) AT DHALKEBAR
137 | 400kV, 3150A, 1.0mH , 50kA Line Trap |  |  | 8 | EA |  |  |  | INCLUDED
138 | Coupling device for PLCC |  |  | 4 | SET |  |  |  | INCLUDED
139 | HF Cable 75 ohms for PLCC |  |  | 2 | KM |  |  |  | INCLUDED
140 | Carrier Equipment Analog type (for Speech+Data & Speech+Protection) |  |  | 4 | EA |  |  |  | INCLUDED
141 | Protection Coupler for PLCC |  |  | 4 | EA |  |  |  | INCLUDED
142 | 4wire telephone equipment |  |  | 2 | EA |  |  |  | INCLUDED
143 | Testing & Maintenance equipment (print test kit only) for PLCC |  |  | 1 | SET |  |  |  | INCLUDED
144 | Digital Protection Coupler |  |  | 4 | EA |  |  |  | INCLUDED
PLCC EQUIPMENT(400KV) AT ARUN-3 END
145 | Coupling device for PLCC |  |  | 2 | SET |  |  |  | INCLUDED
146 | HF Cable 75 ohms for PLCC |  |  | 1 | KM |  |  |  | INCLUDED
147 | Carrier Equipment Analog type (for Speech+Data & Speech+Protection) |  |  | 2 | EA |  |  |  | INCLUDED
148 | Protection Coupler for PLCC |  |  | 2 | EA |  |  |  | INCLUDED
149 | 4wire telephone equipment |  |  | 1 | EA |  |  |  | INCLUDED
150 | Testing & Maintenance equipment (print test kit only) for PLCC |  |  | 1 | SET |  |  |  | INCLUDED
151 | Digital Protection Coupler |  |  | 2 | EA |  |  |  | INCLUDED
PLCC EQUIPMENT(400KV) AT MUZPUR END
152 | Coupling device for PLCC |  |  | 2 | SET |  |  |  | INCLUDED
153 | HF Cable 75 ohms for PLCC |  |  | 1 | KM |  |  |  | INCLUDED
154 | Carrier Equipment Analog type (for Speech+Data & Speech+Protection) |  |  | 2 | EA |  |  |  | INCLUDED
155 | Protection Coupler for PLCC |  |  | 2 | EA |  |  |  | INCLUDED
156 | 4wire telephone equipment |  |  | 1 | EA |  |  |  | INCLUDED
157 | Testing & Maintenance equipment (print test kit only) for PLCC |  |  | 1 | SET |  |  |  | INCLUDED
158 | Digital Protection Coupler |  |  | 2 | EA |  |  |  | INCLUDED
SUBSTATION AUXILIARIES
159 | 250 kVA Diesel Generator along with control Panel |  |  | 1 | SET |  |  |  | INCLUDED
160 | 1.1KV GRADE 3.5CX300 SQMM (PVC) POWER CABLE |  |  | 1.5 | KM |  |  |  | INCLUDED
161 | Oil Filtration Plant (Capacity 6000LPH) as per TS |  |  | 1 | SET |  |  |  | INCLUDED
162 | 220V DCDB (Extn.) |  |  | 1 | SET |  |  |  | INCLUDED
163 | 400V ACDB (EXTN.) AS PER TECHNICAL SPECIFICATION |  |  | 1 | SET |  |  |  | INCLUDED
164 | EOT Crane Extension for GIS Building for 400kV GIS station |  |  | 1 | SET |  |  |  | INCLUDED
165 | Extension of Ventilation System for GIS Hall |  |  | 1 | LOT |  |  |  | INCLUDED
166 | 12C Underground Fiber Optic Cable and associated FO approach cable & patch chord cable required for duplicated overall Current differential protection as per technical specification |  |  | 1 | LOT |  |  |  | INCLUDED
420KV SHUNT REACTORS
167 | 80MVAR, 420kV , 3-phase Bus Reactor excluding Insulating Oil |  |  | 1 | EA |  |  |  | INCLUDED
168 | Insulating Oil for 80 MVAR,420kV ,3-phase Shunt Reactor |  |  | 1 | SET |  |  |  | INCLUDED
169 | On line Dissolved Gas(Multigas) & Moisture analyser |  |  | 3 | EA |  |  |  | INCLUDED
170 | On line insulating oil drying system (Cartridge type)(As per technicalspecification) |  |  | 3 | EA |  |  |  | INCLUDED
171 | Set of Hand Tools With Tool Box as per Technical Specification |  |  | 1 | SET |  |  |  | INCLUDED
172 | 63 MVAR,420kV,3-phase Shunt Reactor excluding Insulating Oil |  |  | 2 | EA |  |  |  | INCLUDED
173 | Insulating Oil for 63 MVAR,420kV ,3-phase Shunt Reactor |  |  | 2 | SET |  |  |  | INCLUDED
Mandatory Spares-Busbar Protn
174 | Bay Unit module for Bus Bar Protection |  |  | 1 | EA |  |  |  | INCLUDED
175 | Power Supply module of each type for B/B Protection |  |  | 1 | SET |  |  |  | INCLUDED
Mandatory Spares-SAS
176 | Bay control unit (IED) of each type |  |  | 1 | EA |  |  |  | INCLUDED
177 | Ethernet switch of each type |  |  | 1 | SET |  |  |  | INCLUDED
Mandatory Spares-400kV GIS General
178 | SF6 gas Pressure Relief Devices, 1Nos. of each type |  |  | 1 | SET |  |  |  | INCLUDED
179 | SF6 Pressure gauge cum switch OR Density monitors and pressure switchas applicable (1 no. of each type) |  |  | 1 | SET |  |  |  | INCLUDED
180 | Coupling device for pressure gauge cum switch for connecting Gashandling plant |  |  | 1 | SET |  |  |  | INCLUDED
181 | Rubber Gaskets, â€œOâ€ Rings and Seals for SF6 gas of each type |  |  | 1 | SET |  |  |  | INCLUDED
182 | Molecular filter for SF6 gas with filter bags(20% of total weight) |  |  | 1 | SET |  |  |  | INCLUDED
183 | All types of Control Valves for SF6 gas of each type |  |  | 1 | SET |  |  |  | INCLUDED
184 | SF6 Gas (20% of total gas quantity) |  |  | 1 | LOT |  |  |  | INCLUDED
185 | All types of coupling for SF6 gas (1 no. of each type) |  |  | 1 | SET |  |  |  | INCLUDED
186 | Pipe length (Copper or Steel as applicable) for SF6 Circuit of eachtype |  |  | 1 | SET |  |  |  | INCLUDED
187 | Covers with all accessories necessary to close a compartment in caseof dismantling of any of any part of the Enclosure to ensure thesealing of this compartment-For single Phase Enclosure (if applicable) |  |  | 1 | EA |  |  |  | INCLUDED
188 | Locking device to keep the Dis-connectors (Isolators) and Earthingswitches in close or open position in case of removal of the drivingMechanism |  |  | 1 | SET |  |  |  | INCLUDED
189 | 3150A, 63KA, 1SEC SINGLE PHASE 420KV SF6 TO AIR BUSHING |  |  | 1 | EA |  |  |  | INCLUDED
190 | Bus Support insulator of each type for 3 phase/single phase enclosure |  |  | 1 | EA |  |  |  | INCLUDED
Mandatory Spares-400kV CB (GIS)
191 | Complete pole of 420kV, 4500A,63kA SF6GIS Circuit Breaker complete withinterrupter, main circuit enclosure andMarshalling Box with operatingmechanism |  |  | 1 | EA |  |  |  | INCLUDED
192 | Rubber gasket, O rings and seals for SF6 gas (complete replacement forone 420kV SF6 Circuit Breaker) |  |  | 1 | SET |  |  |  | INCLUDED
193 | Trip coil assembly with resistor for 420kV GIS Circuit Breaker |  |  | 1 | SET |  |  |  | INCLUDED
194 | Closing coil with resistor for 420kV SF6 Circuit Breaker |  |  | 1 | EA |  |  |  | INCLUDED
195 | Aux. Switch/contact assembly for 420kV SF6 Circuit Breaker |  |  | 1 | SET |  |  |  | INCLUDED
Mandatory Spares-400kV ISO (GIS)
196 | Complete set of single phase / 3-phase 420kV GIS dis-connectorincluding main circuit, enclosure, driving mechanism. |  |  | 1 | SET |  |  |  | INCLUDED
197 | Single phase/3-phase 420kV GIS earthing switch of including maincircuit, enclosure, driving mechanism. |  |  | 1 | SET |  |  |  | INCLUDED
198 | COPPER CONTACT FINGERS FOR FEMALE & MALE CONTACTS OF 420KV DOUBLEBREAK ISOLATOR |  |  | 1 | SET |  |  |  | INCLUDED
199 | Copper contact fingers for 420kV GIS earthing switch male & femalecontacts, for one complete (3 phase) earthing switch of each type andrating |  |  | 1 | SET |  |  |  | INCLUDED
200 | Push button switch.-each type, as applicable for 420kV GISdis-connector |  |  | 1 | SET |  |  |  | INCLUDED
201 | Limit switch and Aux. Switches for complete 3 phase 420kV Earth Switch |  |  | 1 | SET |  |  |  | INCLUDED
202 | Limit switch and Aux. Switches for complete 3 phase 420kV Isolator |  |  | 1 | SET |  |  |  | INCLUDED
203 | Relays, Power contactors, push buttons, timers & MCBs etc of each type&rating for 420kV GIS Circuit Breaker |  |  | 1 | SET |  |  |  | INCLUDED
Mandatory Spares-400kV CT & CVT(GIS)
204 | 420kV Gas insulated complete CT of each type and rating with enclosure. |  |  | 1 | EA |  |  |  | INCLUDED
Mandatory Spares-400kV CVT (AIS)
205 | 420 kV, 4400 pF Capacitive Voltage Transformer (1-Phase) |  |  | 1 | EA |  |  |  | INCLUDED
Mandatory Spares-400kV SA (AIS)
206 | 336kV Surge Arrester (1-phase) |  |  | 1 | EA |  |  |  | INCLUDED
Mandatory Spares-CRP
207 | Reactor differential protection relay |  |  | 1 | SET |  |  |  | INCLUDED
208 | Numerical Reactor Backup Impedance relay |  |  | 1 | EA |  |  |  | INCLUDED
209 | Restricted earthfault relay type with non-linear resistor andassociated software in case of numerical relay |  |  | 1 | EA |  |  |  | INCLUDED
210 | Numerical distance relay (Main-I) withinbuilt DR and fault locator,OV prot.,software |  |  | 1 | SET |  |  |  | INCLUDED
211 | NUMERICAL DISTANCE RELAY (MAIN II) WITH INBUILT DR AND FAULTLOCATOR,OV PROT., SOFTWARE |  |  | 1 | SET |  |  |  | INCLUDED
212 | Transformer differential protection relay |  |  | 1 | EA |  |  |  | INCLUDED
Mandatory Spares-PLCC (Dhalkebar)
213 | Set of Cards/prints for carrier terminal |  |  | 1 | SET |  |  |  | INCLUDED
214 | Set of Cards/prints for Protection coupler |  |  | 1 | SET |  |  |  | INCLUDED
Mandatory Spares-PLCC (Arun-3 End)
215 | Set of Cards/prints for carrier terminal |  |  | 1 | SET |  |  |  | INCLUDED
216 | Set of Cards/prints for Protection coupler |  |  | 1 | SET |  |  |  | INCLUDED
Mandatory Spares-PLCC (Muz'pur End
217 | Set of Cards/prints for carrier terminal |  |  | 1 | SET |  |  |  | INCLUDED
218 | Set of Cards/prints for Protection coupler |  |  | 1 | SET |  |  |  | INCLUDED
Mandatory Spares-Fire Protn System
219 | Deluge valve (1 No. of each size) |  |  | 1 | SET |  |  |  | INCLUDED
Spares-Telecom Equipment-Dhalkebar
220 | SDH EQUIPMENT (STM-4 MADM UPTO 5 MSP PROTECTED DIRECTIONS)-COMMONCARDS, CROSS-CONNECT/ CONTROL CARDS, OPTICAL BASE CARD, POWER SUPPLYCARDS, POWER CABLING, OTHER HARDWARE & ACCESSORIES (EACH). |  |  | 1 | SET |  |  |  | INCLUDED
221 | OPTICAL INTERFACE CARD (TO SUPPORT MINIMUM 150 KMS) FOR STM-4 |  |  | 1 | EA |  |  |  | INCLUDED
222 | Optical Line Interface card To support minimum 200 km |  |  | 1 | EA |  |  |  | INCLUDED
223 | TRIBUTARY INTERFACE- E1 INTERFACE (MINIMUM 16 NOS.) |  |  | 1 | SET |  |  |  | INCLUDED
224 | ETHERNET INTERFACE 10/100 BASE T WITH LAYER-2 SWITCHING (MIN 8INTERFACES PER CARD) |  |  | 1 | EA |  |  |  | INCLUDED
225 | VOIP TELEPHONE INSTRUMENT WITH ONE COMMON SWITCH (MIN. 8 PORT) |  |  | 1 | EA |  |  |  | INCLUDED
226 | PRE CONNECTORIZED OPTICAL FIBER PATCH CORDS(10 MTRS) â€“ PACK OF SIXPATCH CORDS |  |  | 1 | SET |  |  |  | INCLUDED
227 | SFP S4.1 |  |  | 1 | EA |  |  |  | INCLUDED
Spares-Telecom Equipment-Arun-3
228 | SDH EQUIPMENT (STM-4 MADM UPTO 5 MSP PROTECTED DIRECTIONS)-COMMONCARDS, CROSS-CONNECT/ CONTROL CARDS, OPTICAL BASE CARD, POWER SUPPLYCARDS, POWER CABLING, OTHER HARDWARE & ACCESSORIES (EACH). |  |  | 1 | SET |  |  |  | INCLUDED
229 | Optical Line Interface card To support minimum 200 km |  |  | 1 | EA |  |  |  | INCLUDED
230 | TRIBUTARY INTERFACE- E1 INTERFACE (MINIMUM 16 NOS.) |  |  | 1 | SET |  |  |  | INCLUDED
231 | ETHERNET INTERFACE 10/100 BASE T WITH LAYER-2 SWITCHING (MIN 8INTERFACES PER CARD) |  |  | 1 | EA |  |  |  | INCLUDED
232 | VOIP TELEPHONE INSTRUMENT WITH ONE COMMON SWITCH (MIN. 8 PORT) |  |  | 1 | EA |  |  |  | INCLUDED
233 | PRE CONNECTORIZED OPTICAL FIBER PATCH CORDS(10 MTRS) â€“ PACK OF SIXPATCH CORDS |  |  | 1 | SET |  |  |  | INCLUDED
Mandatory Spares-400/220kV TRF
234 | Local and Remote WTI/OTI with sensing device and contact (each) forTransformer |  |  | 1 | SET |  |  |  | INCLUDED
235 | Magnetic Oil Level Gauge |  |  | 1 | EA |  |  |  | INCLUDED
236 | Spare-Bushings |  |  | 1 | SET |  |  |  | INCLUDED
237 | Cooler fan with motor for 400kV Transformer |  |  | 1 | EA |  |  |  | INCLUDED
238 | Oil cooler pump with motor for 400kV Transformer |  |  | 1 | SET |  |  |  | INCLUDED
239 | Starters, contactors, switches and relays for electrical controlpanels of 400kV T/F (one set of each type) |  |  | 1 | SET |  |  |  | INCLUDED
240 | Remote tap position indicator for 400kV Transformer |  |  | 1 | EA |  |  |  | INCLUDED
241 | Oil flow indicator for 400kV T/F with flow switch |  |  | 1 | SET |  |  |  | INCLUDED
242 | SPARES INSULATING OIL TO BE HANDED OVER TO OWNER AFTER COMMISSIONING |  |  | 10 | KL |  |  |  | INCLUDED
Telecom Equipment for Dhalkebar
243 | Base Equipment STM-4 MADM upto 5 MSP |  |  | 1 | SET |  |  |  | INCLUDED
244 | TRIBUTARY INTERFACE- E1 INTERFACE (MINIMUM 16 NOS.) |  |  | 2 | SET |  |  |  | INCLUDED
245 | ETHERNET INTERFACE 10/100 BASE T WITH LAYER-2 SWITCHING (MIN 8INTERFACES PER CARD) |  |  | 2 | EA |  |  |  | INCLUDED
246 | Equipment Cabinets For SDH |  |  | 1 | EA |  |  |  | INCLUDED
247 | OPTICAL INTERFACE CARD (TO SUPPORT MINIMUM 150 KMS) FOR STM-4 |  |  | 2 | EA |  |  |  | INCLUDED
248 | Optical Line Interface card To support minimum 200 km |  |  | 2 | EA |  |  |  | INCLUDED
249 | NMS- CRAFT TERMINAL-HARDWARE |  |  | 1 | EA |  |  |  | INCLUDED
250 | Software for Craft Terminal |  |  | 1 | EA |  |  |  | INCLUDED
251 | VOIP TELEPHONE INSTRUMENT WITH ONE COMMON SWITCH (MIN. 8 PORT) |  |  | 4 | EA |  |  |  | INCLUDED
252 | SFP S4.1 |  |  | 4 | EA |  |  |  | INCLUDED
Telecom Equipment for Arun-3
253 | Base Equipment STM-4 MADM upto 5 MSP |  |  | 1 | SET |  |  |  | INCLUDED
254 | Equipment Cabinets For SDH |  |  | 1 | EA |  |  |  | INCLUDED
255 | TRIBUTARY INTERFACE- E1 INTERFACE (MINIMUM 16 NOS.) |  |  | 2 | SET |  |  |  | INCLUDED
256 | ETHERNET INTERFACE 10/100 BASE T WITH LAYER-2 SWITCHING (MIN 8INTERFACES PER CARD) |  |  | 2 | EA |  |  |  | INCLUDED
257 | Optical Line Interface card To support minimum 200 km |  |  | 2 | EA |  |  |  | INCLUDED
258 | NMS- CRAFT TERMINAL-HARDWARE |  |  | 1 | EA |  |  |  | INCLUDED
259 | Software for Craft Terminal |  |  | 1 | EA |  |  |  | INCLUDED
260 | VOIP TELEPHONE INSTRUMENT WITH ONE COMMON SWITCH (MIN. 8 PORT) |  |  | 4 | EA |  |  |  | INCLUDED
Fire Protection System
261 | 4.5 kg CO2 type Portable Fire extinguisher |  |  | 8 | EA |  |  |  | INCLUDED
262 | HVW spray system, Hydrant system and complete U/G & O/G piping andaccessories etc. out side the pump house for 80 MVAR, 420kV, 3 phaseBus Reactor |  |  | 1 | SET |  |  |  | INCLUDED
263 | 5kg CO2 type Portable Fire Extinguisher |  |  | 5 | EA |  |  |  | INCLUDED
264 | HVW spray system, Hydrant system and complete U/G & O/G piping andaccessories etc. out side the pump house for 315MVA, (400/√3)/(220/√3)/33kV, 3-phase Autotransformer |  |  | 1 | SET |  |  |  | INCLUDED
265 | HVW spray system, Hydrant system and complete U/G & O/G piping andaccessories etc. out side the pump house for 63 MVAR, 420kV, 3 phaseShunt Reactor |  |  | 2 | SET |  |  |  | INCLUDED
266 | Fire Detection and Alarm System for Switchyard Panel Room of 6 mlength |  |  | 1 | SET |  |  |  | INCLUDED
267 | Over Ground pipe from FFPH to Transformer for Hydrant System(extension) |  |  | 1 | EA |  |  |  | INCLUDED
268 | Over Ground pipe from FFPH to Reactor for Hydrant System (extension) |  |  | 3 | EA |  |  |  | INCLUDED
269 | FIRE PROTECTION SYSTEM-400KVGIS HALL EXENSION |  |  | 1 | SET |  |  |  | INCLUDED
270 | FIRE DETECTION AND ALARM SYSTEM FOR SWITCHYARD PANEL ROOM |  |  | 150 | M2 |  |  |  | INCLUDED
Visual Monitoring System (VMS)
271 | COLOR IP CAMERA, WITH PAN, TILT AND ZOOM FACILITIES, ALONGWITH ALLREQUIRED ITEMS, ACCESSORIES, LINE INTERFACE UNITS, FIBER PATCH CORDS,POWER SUPPLY UNITS, JUNCTION BOXES, CABLES, FIBER OPTIC CABLES, ETC.,AND INCLUDING INTEGRATION IN EXISTING HARDWARE AND SOFTWARE FORAUGMENTATION OF VISUAL MONITORING SYSTEM AS PER TECHNICALSPECIFICATION. |  |  | 1 | SET |  |  |  | INCLUDED
Earthing System
272 | EARTHING SYSTEM INCLUDING NECESSARY CU EARTH CONDUCTOR, CU EARTHELECTRODE, CU FLAT, EXOTHERMIC JOINTS, CONNECTIONS/RISERS ETC. AS PERTECHNICAL SPECIFICATION |  |  | 1 | LS |  |  |  | INCLUDED
Spares for 420 KV, 80MVAR, Three Phase Shunt Reactor
273 | Buchholz relay complete with float and contacts |  |  | 1 | Set |  |  |  | INCLUDED
274 | Local WTI with sensing device and contacts |  |  | 1 | Set |  |  |  | INCLUDED
275 | Remote WTI with sensing device and contacts |  |  | 1 | Set |  |  |  | INCLUDED
276 | Oil temperature indicator (OTI) with contacts and sensing device |  |  | 1 | Set |  |  |  | INCLUDED
277 | 420kV Bushing with metal parts and gaskets alongwith lifting tools |  |  | 1 | No |  |  |  | INCLUDED
278 | 145kV Bushing with metal parts and gaskets alongwith lifting tools |  |  | 1 | No |  |  |  | INCLUDED
279 | Spare insulating oil to be handed over to SAPDC after commissioning for O&M requirement |  |  | 10 | KL |  |  |  | INCLUDED
{AA} | TOTAL CIP Entry Border Point PRICE COMPONENT | [7 empty] | 0
{BB} | TOTAL TYPE TEST CHARGES AS PER SCHEDULE-7(a) | [7 empty] | 0
{CC} | TOTAL FOR SCHEDULE-1a [ {AA} + {BB}] | [7 empty] | 0
Date: | 0 | [7 empty] | 0
Place: | 0 | [7 empty] | 0
Click for Schedule-1b

## Sch-1b
SPEC. NO.: CC-CS/921-CC/GIS-3967/3/G7 | [6 empty] | Schedule-1b | Schedule-1b
Substation Package-SS01 for extension of 400(GIS)/220(AIS)kV Dhalkebar(NEA) Substation under Transmission system associated with Arun-3 HEP in Nepal under consultancy services to ‘SJVN Arun-3 Power Development Company Pvt. Ltd.’ (SAPDC)
(Schedule of Rates and Prices)
Bidder’s Name and Address : | [5 empty] | To:
Contract Services
Name | [5 empty] | Power Grid Corporation of India Ltd.,
Address : | 0 |  |  |  |  | "Saudamini", Plot No.-2
| 0 |  |  |  |  | Sector-29,
| 0 |  |  |  |  | Gurgaon (Haryana) - 122 001
Plant and Equipment (including Mandatory Spares Parts) to be supplied from within Nepal
(All figures in Nepalese Rupees)
Sl. No. | Item Description | Country of Origin | Type & Designation | Unit | Qty. | Unit Ex-Works Price (including all Taxes and Duties) | Total Ex-Works Price (including all Taxes and Duties) | Mode of Transaction (Direct/Bought-Out) | GST amount (@ as per col.8) on Total EXW ##
(1) | (2) | (3) | (4) | (5) | (6) | (7) | (8) = (7) X (6) | (9) | (15)
| 220kV AIS EQUIPMENTS | [7 empty] | #REF!
1 | 245 kV, 1 phase Bus Post Insulator (except for Line Traps) |  |  | EA | 21 |  | INCLUDED |  | 0
2 | 245kV, 1600A, 40KA Circuit Breaker(3-Phase) with support structure |  |  | EA | 1 |  | INCLUDED |  | 0
3 | 245kV, 1600A, 40 KA, 3-phase DoubleBreak Isolator with two E/S |  |  | EA | 1 |  | INCLUDED |  | 0
4 | 245kV, 1600A, 40 KA, 3-phase DoubleBreak Isolator with one E/S |  |  | EA | 2 |  | INCLUDED |  | 0
5 | 245kV, 1600A, 40 KA, 3-phase DoubleBreak Tandem Isolator without E/S |  |  | EA | 2 |  | INCLUDED |  | 0
6 | 216kV Surge Arrester (1-phase) |  |  | EA | 9 |  | INCLUDED |  | 0
7 | 245 kV, 1600A, 40KA, 1-Phase Current Transformer with 120% extended current rating |  |  | EA | 3 |  | INCLUDED |  | 0
| Relay & Protection Panels (220kV) | [7 empty] | #REF!
8 | 220kV Circuit Breaker Relay Panel without Auto Reclose (withAutomation) |  |  | EA | 1 |  | INCLUDED |  | 0
9 | Augmentation of existing 220kV bus bar protection scheme |  |  | SET | 1 |  | INCLUDED |  | 0
| Substation Automation System | [7 empty] | #REF!
10 | Augmentation of Substation automation System for 220kV bay as perTechnical Specification |  |  | EA | 1 |  | INCLUDED |  | 0
11 | Augmentation of Substation automation System for 400kV Main bay as perTechnical Specification |  |  | EA | 6 |  | INCLUDED |  | 0
12 | Augmentation of Substation automation System for 400kV Tie bay as perTechnical Specification |  |  | EA | 3 |  | INCLUDED |  | 0
13 | Augmentation of Substation automation System for 400kV Switchable LineReactor Bay as per Technical Specification |  |  | EA | 2 |  | INCLUDED |  | 0
14 | Augmentation of Substation automation System for 400kV Bus Sectionalizer bay as per Technical Specification |  |  | EA | 2 |  | INCLUDED |  | 0
| Power & Control cables | [7 empty] | #REF!
15 | 1.1kV grade Control Cables (PVCinsulated) along withlugs,glands,straight joints &accessories,etc. |  |  | LS | 1 |  | INCLUDED |  | 0
16 | 1.1kV grade Power Cables (PVCinsulated)along withlugs,glands,straight joints &accessories,etc. |  |  | LS | 1 |  | INCLUDED |  | 0
17 | 1.1kV grade Power Cables (XLPEinsulated) along withlugs,glands,straight joints &accessories,etc. |  |  | LS | 1 |  | INCLUDED |  | 0
| STEEL STRUCTURES | [7 empty] | #REF!
18 | Fabrication, galvanising and supply of Standard 220 kV Tower CTAincluding nuts, bolts, all type of washers, packplates, step bolts andgusset plates excluding foundation bolts |  |  | EA | 1 |  | INCLUDED |  | 0
19 | Fabrication, galvanising and supply of Standard 220 kV Tower CBincluding nuts, bolts, all type of washers, packplates, step bolts andgusset plates excluding foundation bolts |  |  | EA | 1 |  | INCLUDED |  | 0
20 | Fabrication, galvanising and supply of Standard 220 kV Gantry BG1including nuts, bolts, all type of washers, packplates, step bolts andgusset plates excluding foundation bolts |  |  | EA | 1 |  | INCLUDED |  | 0
21 | Fabrication, galvanising and supply of Standard 400 kV Tower TBincluding nuts, bolts, all type of washers, packplates, step bolts andgusset plates excluding foundation bolts |  |  | EA | 3 |  | INCLUDED |  | 0
22 | Fabrication, galvanising and supply of Standard 400 kV Tower TVincluding nuts, bolts, all type of washers, packplates, step bolts andgusset plates excluding foundation bolts |  |  | EA | 3 |  | INCLUDED |  | 0
23 | Fabrication, galvanising and supply of Standard 400 kV Gantry G1including nuts, bolts, all type of washers, packplates, step bolts andgusset plates excluding foundation bolts |  |  | EA | 6 |  | INCLUDED |  | 0
24 | Fabrication, galvanising and supply of Standard 220 kV Gantry B1including nuts, bolts, all type of washers, packplates, step bolts andgusset plates excluding foundation bolts |  |  | EA | 1 |  | INCLUDED |  | 0
25 | Fabrication, galvanising and supply of Standard Pipe Structure - 400kV CVT including nuts, bolts, all type of washers, packplates, stepbolts and gusset plates excluding foundation bolts |  |  | EA | 12 |  | INCLUDED |  | 0
26 | Fabrication, galvanising and supply ofStandard Pipe Structure - 400 kV,1-Phase, SA including nuts, bolts,all type of washers, packplates, stepbolts and gusset plates excludingfoundation bolts |  |  | EA | 24 |  | INCLUDED |  | 0
27 | Fabrication, galvanising and supply ofStd Pipe Structure - 400 kV, 1-Phase,BPI, (Excluding Wave Trap), includingnuts, bolts, all type of washers,packplates, step bolts and gussetplates excluding foundation bolts |  |  | EA | 12 |  | INCLUDED |  | 0
28 | Fabrication, galvanising and supply of Standard Pipe Structure - 220kV SA including nuts, bolts, all type of washers, packplates, stepbolts and gusset plates excluding foundation bolts |  |  | EA | 9 |  | INCLUDED |  | 0
29 | Fabrication, galvanising and supply of Std Pipe Structure - 220 kVBPI including nuts, bolts, all type of washers, packplates, step boltsand gusset plates excluding foundation bolts |  |  | EA | 14 |  | INCLUDED |  | 0
30 | Fabrication, galvanising and supply of Std 132 kV Support Structure 1 PhLAincluding nuts, bolts, all type of washers, packplates, step bolts andgusset plates excluding foundation bolts |  |  | EA | 2 |  | INCLUDED |  | 0
31 | Fabrication, galvanising and supply of24mm dia foundation bolts includingnuts, checknuts, washers andpackplates. |  |  | EA | 40 |  | INCLUDED |  | 0
32 | Fabrication, galvanising and supply of 28mm dia foundation boltsincluding nuts, checknuts, washers and packplates. |  |  | EA | 532 |  | INCLUDED |  | 0
33 | Fabrication, galvanising and supply of 40mm dia foundation boltsincluding nuts, checknuts, washers and packplates. |  |  | EA | 24 |  | INCLUDED |  | 0
34 | Fabrication, galvanising and supply of 56mm dia foundation boltsincluding nuts, checknuts, washers and packplates |  |  | EA | 136 |  | INCLUDED |  | 0
35 | Fabrication, galvanising and supply of Lattice Structures (MS Steel),to be designed during detailed engineering, for towers, beams andequipment support structure including pack plates / packwashers andgusset plates excluding fasteners and foundation bolts |  |  | MT | 25 |  | INCLUDED |  | 0
36 | Fabrication, galvanising and supply of fasteners ( nuts, bolts andwashers ) including step bolts for lattice and pipe structures to bedesigned during detailed engineering |  |  | MT | 2 |  | INCLUDED |  | 0
37 | Fabrication, galvanising and supply of foundation bolts including nuts,checknut and washers for lattice and pipe structures to be designedduring detailed engineering |  |  | MT | 4 |  | INCLUDED |  | 0
38 | Fabrication, galvanising and supply of Equipment Support (Pipe)Structures to be designed during detailed engineering |  |  | MT | 10 |  | INCLUDED |  | 0
39 | Fabrication, galvanising and supply of Std LM (50m) includingnuts, bolts, all type of washers, packplates, step bolts and gussetplates excluding foundation bolts |  |  | EA | 2 |  | INCLUDED |  | 0
40 | Fabrication, galvanising and supply of Standard 400 kV Tower TAincluding nuts, bolts, all type of washers, packplates, step bolts andgusset plates excluding foundation bolts |  |  | EA | 2 |  | INCLUDED |  | 0
41 | Fabrication, galvanising and supply of Standard 400 kV Gantry G2including nuts, bolts, all type of washers, packplates, step bolts andgusset plates excluding foundation bolts |  |  | EA | 1 |  | INCLUDED |  | 0
42 | Fabrication, galvanising and supply of Std Pipe Structure - 400 kV WTincluding nuts, bolts, all type of washers, packplates, step bolts andgusset plates excluding foundation bolts |  |  | EA | 12 |  | INCLUDED |  | 0
43 | Fabrication, galvanising and supply of Standard Pipe Structure - 220kV ISOLATOR including nuts, bolts, all type of washers, packplates,step bolts and gusset plates excluding foundation bolts |  |  | EA | 5 |  | INCLUDED |  | 0
44 | Fabrication, galvanising and supply of Std Pipe Structure - 220 kV highBPI including nuts, bolts, all type of washers, packplates, step boltsand gusset plates excluding foundation bolts |  |  | EA | 7 |  | INCLUDED |  | 0
45 | Fabrication, galvanising and supply of Std 132 kV Support Structure1Ph BPI including nuts, bolts, all type of washers, packplates, stepboltsand gusset plates excluding foundation bolts |  |  | EA | 4 |  | INCLUDED |  | 0
46 | Fabrication, galvanising and supply of Standard Pipe Structure - 220kV CT including nuts, bolts, all type of washers, pack plates, step bolts and gusset plates excluding foundation bolts |  |  | EA | 3 |  | INCLUDED |  | 0
| ILLUMINATION | [7 empty] | #REF!
47 | Lighting Panel type ACP-3 as per technical specification |  |  | EA | 2 |  | INCLUDED |  | 0
48 | Sub Lighting panel (outdoor) type SLP (Switchyard and Street Lighting) |  |  | EA | 4 |  | INCLUDED |  | 0
49 | Self Supported Aluminium Ladder as Per Technical Specification |  |  | EA | 1 |  | INCLUDED |  | 0
50 | Cartwheel Mounted Aluminium Ladder as Per Technical Specification |  |  | EA | 1 |  | INCLUDED |  | 0
51 | Illumination system for 400KV GIS Hall |  |  | SET | 1 |  | INCLUDED |  | 0
52 | 15A, 240V: Outdoor Receptacle 2 pole, 3-pin modular (type RO) as pertechnical specifications |  |  | EA | 2 |  | INCLUDED |  | 0
53 | 63A, 415V : Interlocked switch socket outdoor Receptacle (type RP) asper technical specifications |  |  | EA | 3 |  | INCLUDED |  | 0
54 | Outdoor Power Receptacle for oilfiltration unit (250A) |  |  | EA | 2 |  | INCLUDED |  | 0
55 | LIGHTING FIXTURE LED LUMINAIRES TYPE SL-L1 AS PER TECH. SPECIFICATIONS |  |  | EA | 30 |  | INCLUDED |  | 0
56 | LIGHTING FIXTURE LED LUMINAIRES TYPE SL-D1 AS PER TECH. SPECIFICATIONS |  |  | EA | 6 |  | INCLUDED |  | 0
57 | TYPE L1 STREET LIGHTING POLE OF 6 METER AS PER TECHNICALSPECIFICATION. |  |  | EA | 30 |  | INCLUDED |  | 0
58 | TYPE D1 POST TOP LANTERN POLE OF 4 METER AS PER TECHNICALSPECIFICATION. |  |  | EA | 6 |  | INCLUDED |  | 0
59 | LIGHTING FIXTURE LED LUMINAIRES TYPE FL-1 AS PER TECH. SPECIFICATIONS |  |  | EA | 30 |  | INCLUDED |  | 0
60 | LIGHTING FIXTURE LED LUMINAIRES TYPE FL2 AS PER TECH. SPECIFICATIONS |  |  | EA | 15 |  | INCLUDED |  | 0
61 | Lighting Panel type ACP-2 as per technical specification |  |  | EA | 2 |  | INCLUDED |  | 0
62 | ILLUMINATION SYSTEM FOR SWITCHYARD PANEL ROOM |  |  | M2 | 150 |  | INCLUDED |  | 0
63 | Illumination system for standard Switchyard Panel Room of 6m length |  |  | SET | 1 |  | INCLUDED |  | 0
64 | Air conditioning system for Switchyard Panel Room of 6m length |  |  | SET | 1 |  | INCLUDED |  | 0
65 | High wall type split AC unit of 2 TR capacity |  |  | EA | 6 |  | INCLUDED |  | 0
66 | LIGHTING FIXTURE LED LUMINAIRES TYPE IHB AS PER TECH. SPECIFICATIONS |  |  | EA | 25 |  | INCLUDED |  | 0
67 | LIGHTING FIXTURE LED LUMINAIRES TYPE SL-1 AS PER TECH. SPECIFICATIONS |  |  | EA | 6 |  | INCLUDED |  | 0
68 | LIGHTING FIXTURE LED LUMINAIRES TYPE RHQ-I AS PER TECH. SPECIFICATIONS |  |  | EA | 20 |  | INCLUDED |  | 0
| Erection Hardwares | [7 empty] | #REF!
69 | Erection Hardware for 220kV layout (Double Main and TransferScheme)-Transformer Bay as per technical specification |  |  | SET | 1 |  | INCLUDED |  | 0
70 | Erection Hardware for 400kV I type layout for GIS terminationarrangement-Transformer bay as per technical specification |  |  | SET | 1 |  | INCLUDED |  | 0
71 | Erection Hardware for 400kV I type layout for GIS terminationarrangement-Line bay as per technical specification |  |  | SET | 4 |  | INCLUDED |  | 0
72 | Erection Hardware for 400kV I type layout for GIS terminationarrangement-Bus Reactor bay as per technical specification |  |  | SET | 1 |  | INCLUDED |  | 0
73 | Erection Hardware for 400kV I type layout for GIS terminationarrangement-Line Reactors as per technical specification |  |  | SET | 2 |  | INCLUDED |  | 0
| 220kV XLPE Cable & Accessories | [7 empty] | #REF!
74 | SINGLE PHASE LINK BOX - WITH SVL |  |  | EA | 4 |  | INCLUDED |  | 0
75 | SINGLE PHASE LINK BOX - WITHOUT SVL |  |  | EA | 4 |  | INCLUDED |  | 0
76 | 220 KV OUTDOOR TERMINATION KIT SUITABLE FOR 220 KV XLPECABLE |  |  | SET | 8 |  | INCLUDED |  | 0
77 | CABLE STRAIGHT THROUGH JOINT-1600SQMM |  |  | SET | 4 |  | INCLUDED |  | 0
78 | 220KV GRADE 1CX1600 SQ. MM (XLPE) POWER CABLE |  |  | KM | 0.72 |  | INCLUDED |  | 0
| Mandatory Spares-220kV CB (AIS) | [7 empty] | #REF!
79 | One complete pole of 245kV, 1600A,40kACB including pole column, interrupter,operating mechanism and Marshalling Boxbut without support structure |  |  | EA | 1 |  | INCLUDED |  | 0
80 | Rubber gasket, O rings and seals for SF6 gas (complete replacement forone 245kV SF6 Circuit Breaker) |  |  | SET | 1 |  | INCLUDED |  | 0
81 | Trip coil with resistor for 245kV Circuit Breaker |  |  | EA | 2 |  | INCLUDED |  | 0
82 | Closing coil with resistor for 245kV Circuit Breaker |  |  | EA | 1 |  | INCLUDED |  | 0
83 | Terminal pad for 245kV SF6 Circuit Breaker |  |  | EA | 2 |  | INCLUDED |  | 0
84 | Molecular filter for 245kV SF6 Circuit Breaker |  |  | EA | 2 |  | INCLUDED |  | 0
85 | Relays, Power contactors, SFU, limit switches, push buttons, timers &MCB etc. (1 No of each type) for 245kV SF6 Circuit Breaker |  |  | SET | 1 |  | INCLUDED |  | 0
86 | Density/Pressure monitoring system for 245kV SF6 Circuit Breaker |  |  | EA | 1 |  | INCLUDED |  | 0
87 | Aux. Switch assembly for 245kV, SF6 Circuit Breaker |  |  | SET | 1 |  | INCLUDED |  | 0
| Mandatory Spares-220kV Isolator (AIS) | [7 empty] | #REF!
88 | Copper contact fingers for female & male contacts of 245kV DoubleBreak Isolator |  |  | SET | 2 |  | INCLUDED |  | 0
89 | Terminal pads & connectors for 245kV Isolator |  |  | EA | 3 |  | INCLUDED |  | 0
90 | Open / Close contactor assembly, timers, key interlock push buttonswitch & auxiliary switches for 245kV Isolator |  |  | SET | 1 |  | INCLUDED |  | 0
91 | Limit switch for 245kV Isolator |  |  | SET | 2 |  | INCLUDED |  | 0
92 | Complete pole for 245kV, 1600 Aisolator with 1 earth switch includingsupport Insulator, motor operatingmechanism (MOM) with box but excludingstructure |  |  | EA | 1 |  | INCLUDED |  | 0
| Mandatory Spares-220kV CT (AIS) | [7 empty] | #REF!
93 | 245 kV, 1600A, 40KA, 1-Phase CurrentTransformer with 120% extended currentrating |  |  | EA | 1 |  | INCLUDED |  | 0
| Mandatory Spares-220kV SA (AIS) | [7 empty] | #REF!
94 | 216kV Surge Arrester (1-phase) |  |  | EA | 1 |  | INCLUDED |  | 0
95 | Surge monitor (1-Phase) |  |  | EA | 3 |  | INCLUDED |  | 0
| POWER TRANSFORMERS | [7 empty] | #REF!
96 | On line Dissolved Gas(Multigas) & Moisture analyser |  |  | EA | 1 |  | INCLUDED |  | 0
97 | On line insulating oil drying system (Cartridge type) (As per technicalspecification) |  |  | EA | 1 |  | INCLUDED |  | 0
98 | DIGITAL RTCC PANEL |  |  | SET | 1 |  | INCLUDED |  | 0
99 | AUTOMATIC TRANSFORMER OIL BDV TEST KIT |  |  | EA | 1 |  | INCLUDED |  | 0
100 | Insulating oil for 315MVA, 400KV/220/33 KV, 3-phase Autotransformer |  |  | SET | 1 |  | INCLUDED |  | 0
101 | 315MVA, 400KV/220/33 KV, 3-phase Autotransformer excluding InsulatingOil |  |  | EA | 1 |  | INCLUDED |  | 0
| 400KV AIS EQUIPMENTS | [7 empty] | #REF!
102 | 420 kV, 4400 pF Capacitive Voltage Transformer (1-Phase) |  |  | EA | 12 |  | INCLUDED |  | 0
103 | 336kV Surge Arrester (1-phase) |  |  | EA | 24 |  | INCLUDED |  | 0
104 | Controlled switching device for 420 kV, 3 phase circuit breaker |  |  | SET | 5 |  | INCLUDED |  | 0
105 | 420 kV, 1 phase Bus Post Insulator (except for Line Traps) |  |  | EA | 12 |  | INCLUDED |  | 0
106 | 420 kV, 1 phase Bus Post Insulator (for Line Traps) |  |  | EA | 24 |  | INCLUDED |  | 0
| 400KV GIS EQUIPMENT | [7 empty] | #REF!
107 | 420 kV, 3150 A, 50 kA, SF6 GIS Linefeeder bay module(without PIR) as perSection-Project, Technicalspecification |  |  | SET | 4 |  | INCLUDED |  | 0
108 | 420kV, 3150 A, 50 kA, SF6 GIS Tie baymodule(without PIR) as perSection-Project, Technicalspecification |  |  | SET | 2 |  | INCLUDED |  | 0
109 | 420kV, 3000A, 50kA, Single phase, SF6Gas Insulated Bus Duct (GIB) outsideGIS Hall alongwith associated supportstructure |  |  | M | 1155 |  | INCLUDED |  | 0
110 | 420kV, 2000A, 50kA, Single phase, SF6Gas Insulated Bus Duct (GIB) outsideGIS Hall alongwith associated supportstructure |  |  | M | 348 |  | INCLUDED |  | 0
111 | 420KV, 2000A, 50 KA, SF6 GIS SWITCHABLE LINE REACTOR BAY MODULE AS PERSECTION-PROJECT, TECHNICAL SPECIFICATION |  |  | SET | 2 |  | INCLUDED |  | 0
112 | 420kV, 2000 A, 50 kA, SF6 GIS ICT feederbay module as per Section-Project,Technical specification |  |  | SET | 1 |  | INCLUDED |  | 0
113 | 420kV, 2000A, 50kA, SF6 GIS Bus Reactorbay module as per Section-Project,Technical specification |  |  | SET | 1 |  | INCLUDED |  | 0
114 | 420kV, 5000 A, 50 kA, SF6 GIS Bus barmodule as per Section-Project,Technical specification |  |  | SET | 2 |  | INCLUDED |  | 0
115 | 420KV, 2000A, 50KA SF6 TO AIR BUSHING |  |  | EA | 12 |  | INCLUDED |  | 0
116 | 3150A, 50kA, 1sec Single phase 420kV SF6to Air Bushing |  |  | EA | 12 |  | INCLUDED |  | 0
117 | 420KV, 5000 A, 50 KA, SF6 GIS BUS SECTIONALISER MODULE AS PERSECTION-PROJECT, TECHNICAL SPECIFICATION |  |  | SET | 2 |  | INCLUDED |  | 0
118 | 420kV, 2000 A, 50 kA, SF6 GIS Tie baymodule(without PIR) as perSection-Project, Technicalspecification |  |  | SET | 1 |  | INCLUDED |  | 0
| 132KV AIS EQUIPMENT | [7 empty] | #REF!
119 | 145kV, 1 phase Bus Post Insulators |  |  | EA | 4 |  | INCLUDED |  | 0
120 | 120kV Surge Arrester(1-phase) |  |  | EA | 2 |  | INCLUDED |  | 0
121 | 145kV, 1250A, 31.5KA Circuit Breakers(1-Phase) with support structure |  |  | EA | 2 |  | INCLUDED |  | 0
122 | Oil filled Neutral Grounding Reactor (NGR) along with supportstructure & terminal connector |  |  | EA | 2 |  | INCLUDED |  | 0
| Testing & Maintenance Equipment(for GIS) | [7 empty] | #REF!
123 | SF6 Gas processing Unit for 400kV GIS station |  |  | SET | 1 |  | INCLUDED |  | 0
124 | SF6 Moisture Content (Dew Point) Meter |  |  | EA | 1 |  | INCLUDED |  | 0
125 | SF6 Gas Leakage Detector |  |  | EA | 1 |  | INCLUDED |  | 0
126 | Partial Discharge Monitoring System for 400kV GIS station |  |  | SET | 1 |  | INCLUDED |  | 0
| Relay & Protection Panel(400kV)-SAS | [7 empty] | #REF!
127 | 400kV Circuit Breaker Relay Panel with Auto Reclose (with Automation) |  |  | EA | 6 |  | INCLUDED |  | 0
128 | 400kV Circuit Breaker Relay Panel without Auto Reclose (withAutomation) |  |  | EA | 7 |  | INCLUDED |  | 0
129 | 400kV Line Protection Panel (with Automation) |  |  | EA | 4 |  | INCLUDED |  | 0
130 | 400kV Transformer Protection Panel (For both HV & MV side)-(withAutomation) |  |  | EA | 1 |  | INCLUDED |  | 0
131 | 400kV Bus Bar Protection Panel (Duplicate)-(with Automation) |  |  | SET | 1 |  | INCLUDED |  | 0
132 | Time synchronisation equipment |  |  | EA | 1 |  | INCLUDED |  | 0
133 | Automatic Relay measurement test kitwith all necessary accessories,Industrial Grade Laptop and licensedsoftware as per Technicalspecification. |  |  | EA | 1 |  | INCLUDED |  | 0
134 | 400kV Reactor Protection Panel (with Automation) |  |  | EA | 3 |  | INCLUDED |  | 0
135 | 400KV BUS SECTIONALIZER PROTECTION PANEL (WITH AUTOMATION) |  |  | EA | 2 |  | INCLUDED |  | 0
136 | Augmentation of existing 400kV bus bar protection scheme for 2 Nos. Bus Sectionalizer Bays as per Technical specification -(with Automation) |  |  | SET | 1 |  | INCLUDED |  | 0
| PLCC EQUIPMENT(400KV) AT DHALKEBAR | [7 empty] | #REF!
137 | 400kV, 3150A, 1.0mH , 50kA Line Trap |  |  | EA | 8 |  | INCLUDED |  | 0
138 | Coupling device for PLCC |  |  | SET | 4 |  | INCLUDED |  | 0
139 | HF Cable 75 ohms for PLCC |  |  | KM | 2 |  | INCLUDED |  | 0
140 | Carrier Equipment Analog type (for Speech+Data & Speech+Protection) |  |  | EA | 4 |  | INCLUDED |  | 0
141 | Protection Coupler for PLCC |  |  | EA | 4 |  | INCLUDED |  | 0
142 | 4wire telephone equipment |  |  | EA | 2 |  | INCLUDED |  | 0
143 | Testing & Maintenance equipment (print test kit only) for PLCC |  |  | SET | 1 |  | INCLUDED |  | 0
144 | Digital Protection Coupler |  |  | EA | 4 |  | INCLUDED |  | 0
| PLCC EQUIPMENT(400KV) AT ARUN-3 END | [7 empty] | #REF!
145 | Coupling device for PLCC |  |  | SET | 2 |  | INCLUDED |  | 0
146 | HF Cable 75 ohms for PLCC |  |  | KM | 1 |  | INCLUDED |  | 0
147 | Carrier Equipment Analog type (for Speech+Data & Speech+Protection) |  |  | EA | 2 |  | INCLUDED |  | 0
148 | Protection Coupler for PLCC |  |  | EA | 2 |  | INCLUDED |  | 0
149 | 4wire telephone equipment |  |  | EA | 1 |  | INCLUDED |  | 0
150 | Testing & Maintenance equipment (print test kit only) for PLCC |  |  | SET | 1 |  | INCLUDED |  | 0
151 | Digital Protection Coupler |  |  | EA | 2 |  | INCLUDED |  | 0
| PLCC EQUIPMENT(400KV) AT MUZPUR END | [7 empty] | #REF!
152 | Coupling device for PLCC |  |  | SET | 2 |  | INCLUDED |  | 0
153 | HF Cable 75 ohms for PLCC |  |  | KM | 1 |  | INCLUDED |  | 0
154 | Carrier Equipment Analog type (for Speech+Data & Speech+Protection) |  |  | EA | 2 |  | INCLUDED |  | 0
155 | Protection Coupler for PLCC |  |  | EA | 2 |  | INCLUDED |  | 0
156 | 4wire telephone equipment |  |  | EA | 1 |  | INCLUDED |  | 0
157 | Testing & Maintenance equipment (print test kit only) for PLCC |  |  | SET | 1 |  | INCLUDED |  | 0
158 | Digital Protection Coupler |  |  | EA | 2 |  | INCLUDED |  | 0
| SUBSTATION AUXILIARIES | [7 empty] | #REF!
159 | 250 kVA Diesel Generator along with control Panel |  |  | SET | 1 |  | INCLUDED |  | 0
160 | 1.1KV GRADE 3.5CX300 SQMM (PVC) POWER CABLE |  |  | KM | 1.5 |  | INCLUDED |  | 0
161 | Oil Filtration Plant (Capacity 6000LPH) as per TS |  |  | SET | 1 |  | INCLUDED |  | 0
162 | 220V DCDB (Extn.) |  |  | SET | 1 |  | INCLUDED |  | 0
163 | 400V ACDB (EXTN.) AS PER TECHNICAL SPECIFICATION |  |  | SET | 1 |  | INCLUDED |  | 0
164 | EOT Crane Extension for GIS Building for 400kV GIS station |  |  | SET | 1 |  | INCLUDED |  | 0
165 | Extension of Ventilation System for GIS Hall |  |  | LOT | 1 |  | INCLUDED |  | 0
166 | 12C Underground Fiber Optic Cable and associated FO approach cable & patch chord cable required for duplicated overall Current differential protection as per technical specification |  |  | LOT | 1 |  | INCLUDED |  | 0
| 420KV SHUNT REACTORS | [7 empty] | #REF!
167 | 80MVAR, 420kV , 3-phase Bus Reactor excluding Insulating Oil |  |  | EA | 1 |  | INCLUDED |  | 0
168 | Insulating Oil for 80 MVAR,420kV ,3-phase Shunt Reactor |  |  | SET | 1 |  | INCLUDED |  | 0
169 | On line Dissolved Gas(Multigas) & Moisture analyser |  |  | EA | 3 |  | INCLUDED |  | 0
170 | On line insulating oil drying system (Cartridge type)(As per technicalspecification) |  |  | EA | 3 |  | INCLUDED |  | 0
171 | Set of Hand Tools With Tool Box as per Technical Specification |  |  | SET | 1 |  | INCLUDED |  | 0
172 | 63 MVAR,420kV,3-phase Shunt Reactor excluding Insulating Oil |  |  | EA | 2 |  | INCLUDED |  | 0
173 | Insulating Oil for 63 MVAR,420kV ,3-phase Shunt Reactor |  |  | SET | 2 |  | INCLUDED |  | 0
| Mandatory Spares-Busbar Protn | [7 empty] | #REF!
174 | Bay Unit module for Bus Bar Protection |  |  | EA | 1 |  | INCLUDED |  | 0
175 | Power Supply module of each type for B/B Protection |  |  | SET | 1 |  | INCLUDED |  | 0
| Mandatory Spares-SAS | [7 empty] | #REF!
176 | Bay control unit (IED) of each type |  |  | EA | 1 |  | INCLUDED |  | 0
177 | Ethernet switch of each type |  |  | SET | 1 |  | INCLUDED |  | 0
| Mandatory Spares-400kV GIS General | [7 empty] | #REF!
178 | SF6 gas Pressure Relief Devices, 1Nos. of each type |  |  | SET | 1 |  | INCLUDED |  | 0
179 | SF6 Pressure gauge cum switch OR Density monitors and pressure switchas applicable (1 no. of each type) |  |  | SET | 1 |  | INCLUDED |  | 0
180 | Coupling device for pressure gauge cum switch for connecting Gashandling plant |  |  | SET | 1 |  | INCLUDED |  | 0
181 | Rubber Gaskets, â€œOâ€ Rings and Seals for SF6 gas of each type |  |  | SET | 1 |  | INCLUDED |  | 0
182 | Molecular filter for SF6 gas with filter bags(20% of total weight) |  |  | SET | 1 |  | INCLUDED |  | 0
183 | All types of Control Valves for SF6 gas of each type |  |  | SET | 1 |  | INCLUDED |  | 0
184 | SF6 Gas (20% of total gas quantity) |  |  | LOT | 1 |  | INCLUDED |  | 0
185 | All types of coupling for SF6 gas (1 no. of each type) |  |  | SET | 1 |  | INCLUDED |  | 0
186 | Pipe length (Copper or Steel as applicable) for SF6 Circuit of eachtype |  |  | SET | 1 |  | INCLUDED |  | 0
187 | Covers with all accessories necessary to close a compartment in caseof dismantling of any of any part of the Enclosure to ensure thesealing of this compartment-For single Phase Enclosure (if applicable) |  |  | EA | 1 |  | INCLUDED |  | 0
188 | Locking device to keep the Dis-connectors (Isolators) and Earthingswitches in close or open position in case of removal of the drivingMechanism |  |  | SET | 1 |  | INCLUDED |  | 0
189 | 3150A, 63KA, 1SEC SINGLE PHASE 420KV SF6 TO AIR BUSHING |  |  | EA | 1 |  | INCLUDED |  | 0
190 | Bus Support insulator of each type for 3 phase/single phase enclosure |  |  | EA | 1 |  | INCLUDED |  | 0
| Mandatory Spares-400kV CB (GIS) | [7 empty] | #REF!
191 | Complete pole of 420kV, 4500A,63kA SF6GIS Circuit Breaker complete withinterrupter, main circuit enclosure andMarshalling Box with operatingmechanism |  |  | EA | 1 |  | INCLUDED |  | 0
192 | Rubber gasket, O rings and seals for SF6 gas (complete replacement forone 420kV SF6 Circuit Breaker) |  |  | SET | 1 |  | INCLUDED |  | 0
193 | Trip coil assembly with resistor for 420kV GIS Circuit Breaker |  |  | SET | 1 |  | INCLUDED |  | 0
194 | Closing coil with resistor for 420kV SF6 Circuit Breaker |  |  | EA | 1 |  | INCLUDED |  | 0
195 | Aux. Switch/contact assembly for 420kV SF6 Circuit Breaker |  |  | SET | 1 |  | INCLUDED |  | 0
| Mandatory Spares-400kV ISO (GIS) | [7 empty] | #REF!
196 | Complete set of single phase / 3-phase 420kV GIS dis-connectorincluding main circuit, enclosure, driving mechanism. |  |  | SET | 1 |  | INCLUDED |  | 0
197 | Single phase/3-phase 420kV GIS earthing switch of including maincircuit, enclosure, driving mechanism. |  |  | SET | 1 |  | INCLUDED |  | 0
198 | COPPER CONTACT FINGERS FOR FEMALE & MALE CONTACTS OF 420KV DOUBLEBREAK ISOLATOR |  |  | SET | 1 |  | INCLUDED |  | 0
199 | Copper contact fingers for 420kV GIS earthing switch male & femalecontacts, for one complete (3 phase) earthing switch of each type andrating |  |  | SET | 1 |  | INCLUDED |  | 0
200 | Push button switch.-each type, as applicable for 420kV GISdis-connector |  |  | SET | 1 |  | INCLUDED |  | 0
201 | Limit switch and Aux. Switches for complete 3 phase 420kV Earth Switch |  |  | SET | 1 |  | INCLUDED |  | 0
202 | Limit switch and Aux. Switches for complete 3 phase 420kV Isolator |  |  | SET | 1 |  | INCLUDED |  | 0
203 | Relays, Power contactors, push buttons, timers & MCBs etc of each type&rating for 420kV GIS Circuit Breaker |  |  | SET | 1 |  | INCLUDED |  | 0
| Mandatory Spares-400kV CT & CVT(GIS) | [7 empty] | #REF!
204 | 420kV Gas insulated complete CT of each type and rating withenclosure. |  |  | EA | 1 |  | INCLUDED |  | 0
| Mandatory Spares-400kV CVT (AIS) | [7 empty] | #REF!
205 | 420 kV, 4400 pF Capacitive Voltage Transformer (1-Phase) |  |  | EA | 1 |  | INCLUDED |  | 0
| Mandatory Spares-400kV SA (AIS) | [7 empty] | #REF!
206 | 336kV Surge Arrester (1-phase) |  |  | EA | 1 |  | INCLUDED |  | 0
| Mandatory Spares-CRP | [7 empty] | #REF!
207 | Reactor differential protection relay |  |  | SET | 1 |  | INCLUDED |  | 0
208 | Numerical Reactor Backup Impedance relay |  |  | EA | 1 |  | INCLUDED |  | 0
209 | Restricted earthfault relay type with non-linear resistor andassociated software in case of numerical relay |  |  | EA | 1 |  | INCLUDED |  | 0
210 | Numerical distance relay (Main-I) withinbuilt DR and fault locator,OV prot.,software |  |  | SET | 1 |  | INCLUDED |  | 0
211 | NUMERICAL DISTANCE RELAY (MAIN II) WITH INBUILT DR AND FAULTLOCATOR,OV PROT., SOFTWARE |  |  | SET | 1 |  | INCLUDED |  | 0
212 | Transformer differential protection relay |  |  | EA | 1 |  | INCLUDED |  | 0
| Mandatory Spares-PLCC (Dhalkebar) | [7 empty] | #REF!
213 | Set of Cards/prints for carrier terminal |  |  | SET | 1 |  | INCLUDED |  | 0
214 | Set of Cards/prints for Protection coupler |  |  | SET | 1 |  | INCLUDED |  | 0
| Mandatory Spares-PLCC (Arun-3 End) | [7 empty] | #REF!
215 | Set of Cards/prints for carrier terminal |  |  | SET | 1 |  | INCLUDED |  | 0
216 | Set of Cards/prints for Protection coupler |  |  | SET | 1 |  | INCLUDED |  | 0
| Mandatory Spares-PLCC (Muz'pur End | [7 empty] | #REF!
217 | Set of Cards/prints for carrier terminal |  |  | SET | 1 |  | INCLUDED |  | 0
218 | Set of Cards/prints for Protection coupler |  |  | SET | 1 |  | INCLUDED |  | 0
| Mandatory Spares-Fire Protn System | [7 empty] | #REF!
219 | Deluge valve (1 No. of each size) |  |  | SET | 1 |  | INCLUDED |  | 0
| Spares-Telecom Equipment-Dhalkebar | [7 empty] | #REF!
220 | SDH EQUIPMENT (STM-4 MADM UPTO 5 MSP PROTECTED DIRECTIONS)-COMMONCARDS, CROSS-CONNECT/CONTROL CARDS, OPTICAL BASE CARD, POWER SUPPLYCARDS, POWER CABLING, OTHER HARDWARE & ACCESSORIES (EACH). |  |  | SET | 1 |  | INCLUDED |  | 0
221 | OPTICAL INTERFACE CARD (TO SUPPORT MINIMUM 150 KMS) FOR STM-4 |  |  | EA | 1 |  | INCLUDED |  | 0
222 | Optical Line Interface card To support minimum 200 km |  |  | EA | 1 |  | INCLUDED |  | 0
223 | TRIBUTARY INTERFACE- E1 INTERFACE (MINIMUM 16 NOS.) |  |  | SET | 1 |  | INCLUDED |  | 0
224 | ETHERNET INTERFACE 10/100 BASE T WITH LAYER-2 SWITCHING (MIN 8INTERFACES PER CARD) |  |  | EA | 1 |  | INCLUDED |  | 0
225 | VOIP TELEPHONE INSTRUMENT WITH ONE COMMON SWITCH (MIN. 8 PORT) |  |  | EA | 1 |  | INCLUDED |  | 0
226 | PRE CONNECTORIZED OPTICAL FIBER PATCH CORDS(10 MTRS) â€“ PACK OF SIXPATCH CORDS |  |  | SET | 1 |  | INCLUDED |  | 0
227 | SFP S4.1 |  |  | EA | 1 |  | INCLUDED |  | 0
| Spares-Telecom Equipment-Arun-3 | [7 empty] | #REF!
228 | SDH EQUIPMENT (STM-4 MADM UPTO 5 MSP PROTECTED DIRECTIONS)-COMMONCARDS, CROSS-CONNECT/CONTROL CARDS, OPTICAL BASE CARD, POWER SUPPLYCARDS, POWER CABLING, OTHER HARDWARE & ACCESSORIES (EACH). |  |  | SET | 1 |  | INCLUDED |  | 0
229 | Optical Line Interface card To support minimum 200 km |  |  | EA | 1 |  | INCLUDED |  | 0
230 | TRIBUTARY INTERFACE- E1 INTERFACE (MINIMUM 16 NOS.) |  |  | SET | 1 |  | INCLUDED |  | 0
231 | ETHERNET INTERFACE 10/100 BASE T WITH LAYER-2 SWITCHING (MIN 8INTERFACES PER CARD) |  |  | EA | 1 |  | INCLUDED |  | 0
232 | VOIP TELEPHONE INSTRUMENT WITH ONE COMMON SWITCH (MIN. 8 PORT) |  |  | EA | 1 |  | INCLUDED |  | 0
233 | PRE CONNECTORIZED OPTICAL FIBER PATCH CORDS(10 MTRS) â€“ PACK OF SIXPATCH CORDS |  |  | SET | 1 |  | INCLUDED |  | 0
| Mandatory Spares-400/220kV TRF | [7 empty] | #REF!
234 | Local and Remote WTI/OTI with sensing device and contact (each) forTransformer |  |  | SET | 1 |  | INCLUDED |  | 0
235 | Magnetic Oil Level Gauge |  |  | EA | 1 |  | INCLUDED |  | 0
236 | Spare-Bushings |  |  | SET | 1 |  | INCLUDED |  | 0
237 | Cooler fan with motor for 400kV Transformer |  |  | EA | 1 |  | INCLUDED |  | 0
238 | Oil cooler pump with motor for 400kV Transformer |  |  | SET | 1 |  | INCLUDED |  | 0
239 | Starters, contactors, switches and relays for electrical controlpanels of 400kV T/F (one set of each type) |  |  | SET | 1 |  | INCLUDED |  | 0
240 | Remote tap position indicator for 400kV Transformer |  |  | EA | 1 |  | INCLUDED |  | 0
241 | Oil flow indicator for 400kV T/F with flow switch |  |  | SET | 1 |  | INCLUDED |  | 0
242 | SPARES INSULATING OIL TO BE HANDED OVER TO OWNER AFTER COMMISSIONING |  |  | KL | 10 |  | INCLUDED |  | 0
| Telecom Equipment for Dhalkebar | [7 empty] | #REF!
243 | Base Equipment STM-4 MADM upto 5 MSP |  |  | SET | 1 |  | INCLUDED |  | 0
244 | TRIBUTARY INTERFACE- E1 INTERFACE (MINIMUM 16 NOS.) |  |  | SET | 2 |  | INCLUDED |  | 0
245 | ETHERNET INTERFACE 10/100 BASE T WITH LAYER-2 SWITCHING (MIN 8INTERFACES PER CARD) |  |  | EA | 2 |  | INCLUDED |  | 0
246 | Equipment Cabinets For SDH |  |  | EA | 1 |  | INCLUDED |  | 0
247 | OPTICAL INTERFACE CARD (TO SUPPORT MINIMUM 150 KMS) FOR STM-4 |  |  | EA | 2 |  | INCLUDED |  | 0
248 | Optical Line Interface card To support minimum 200 km |  |  | EA | 2 |  | INCLUDED |  | 0
249 | NMS- CRAFT TERMINAL-HARDWARE |  |  | EA | 1 |  | INCLUDED |  | 0
250 | Software for Craft Terminal |  |  | EA | 1 |  | INCLUDED |  | 0
251 | VOIP TELEPHONE INSTRUMENT WITH ONE COMMON SWITCH (MIN. 8 PORT) |  |  | EA | 4 |  | INCLUDED |  | 0
252 | SFP S4.1 |  |  | EA | 4 |  | INCLUDED |  | 0
| Telecom Equipment for Arun-3 | [7 empty] | #REF!
253 | Base Equipment STM-4 MADM upto 5 MSP |  |  | SET | 1 |  | INCLUDED |  | 0
254 | Equipment Cabinets For SDH |  |  | EA | 1 |  | INCLUDED |  | 0
255 | TRIBUTARY INTERFACE- E1 INTERFACE (MINIMUM 16 NOS.) |  |  | SET | 2 |  | INCLUDED |  | 0
256 | ETHERNET INTERFACE 10/100 BASE T WITH LAYER-2 SWITCHING (MIN 8INTERFACES PER CARD) |  |  | EA | 2 |  | INCLUDED |  | 0
257 | Optical Line Interface card To support minimum 200 km |  |  | EA | 2 |  | INCLUDED |  | 0
258 | NMS- CRAFT TERMINAL-HARDWARE |  |  | EA | 1 |  | INCLUDED |  | 0
259 | Software for Craft Terminal |  |  | EA | 1 |  | INCLUDED |  | 0
260 | VOIP TELEPHONE INSTRUMENT WITH ONE COMMON SWITCH (MIN. 8 PORT) |  |  | EA | 4 |  | INCLUDED |  | 0
| Fire Protection System | [7 empty] | #REF!
261 | 4.5 kg CO2 type Portable Fire extinguisher |  |  | EA | 8 |  | INCLUDED |  | 0
262 | HVW spray system, Hydrant system and complete U/G & O/G piping andaccessories etc. out side the pump house for 80 MVAR, 420kV, 3 phaseBus Reactor |  |  | SET | 1 |  | INCLUDED |  | 0
263 | 5kg CO2 type Portable Fire Extinguisher |  |  | EA | 5 |  | INCLUDED |  | 0
264 | HVW spray system, Hydrant system and complete U/G & O/G piping andaccessories etc. out side the pump house for 315MVA, (400/√3)/(220/√3)/33kV, 3-phase Autotransformer |  |  | SET | 1 |  | INCLUDED |  | 0
265 | HVW spray system, Hydrant system and complete U/G & O/G piping andaccessories etc. out side the pump house for 63 MVAR, 420kV, 3 phaseShunt Reactor |  |  | SET | 2 |  | INCLUDED |  | 0
266 | Fire Detection and Alarm System for Switchyard Panel Room of 6 mlength |  |  | SET | 1 |  | INCLUDED |  | 0
267 | Over Ground pipe from FFPH to Transformer for Hydrant System(extension) |  |  | EA | 1 |  | INCLUDED |  | 0
268 | Over Ground pipe from FFPH to Reactor for Hydrant System (extension) |  |  | EA | 3 |  | INCLUDED |  | 0
269 | FIRE PROTECTION SYSTEM-400KVGIS HALL EXENSION |  |  | SET | 1 |  | INCLUDED |  | 0
270 | FIRE DETECTION AND ALARM SYSTEM FOR SWITCHYARD PANEL ROOM |  |  | M2 | 150 |  | INCLUDED |  | 0
| Visual Monitoring System (VMS) | [7 empty] | #REF!
271 | COLOR IP CAMERA, WITH PAN, TILT AND ZOOM FACILITIES, ALONGWITH ALLREQUIRED ITEMS, ACCESSORIES, LINE INTERFACE UNITS, FIBER PATCH CORDS,POWER SUPPLY UNITS, JUNCTION BOXES, CABLES, FIBER OPTIC CABLES, ETC.,AND INCLUDING INTEGRATION IN EXISTING HARDWARE AND SOFTWARE FORAUGMENTATION OF VISUAL MONITORING SYSTEM AS PER TECHNICALSPECIFICATION. |  |  | SET | 1 |  | INCLUDED |  | 0
| Earthing System | [7 empty] | #REF!
272 | EARTHING SYSTEM INCLUDING NECESSARY CU EARTH CONDUCTOR, CU EARTHELECTRODE, CU FLAT, EXOTHERMIC JOINTS, CONNECTIONS/RISERS ETC. AS PERTECHNICAL SPECIFICATION |  |  | LS | 1 |  | INCLUDED |  | 0
| Spares for 420 KV, 80MVAR, Three Phase Shunt Reactor | [7 empty] | #REF!
273 | Buchholz relay complete with float and contacts |  |  | Set | 1 |  | INCLUDED |  | 0
274 | Local WTI with sensing device and contacts |  |  | Set | 1 |  | INCLUDED |  | 0
275 | Remote WTI with sensing device and contacts |  |  | Set | 1 |  | INCLUDED |  | 0
276 | Oil temperature indicator (OTI) with contacts and sensing device |  |  | Set | 1 |  | INCLUDED |  | 0
277 | 420kV Bushing with metal parts and gaskets alongwith lifting tools |  |  | No | 1 |  | INCLUDED |  | 0
278 | 145kV Bushing with metal parts and gaskets alongwith lifting tools |  |  | No | 1 |  | INCLUDED |  | 0
279 | Spare insulating oil to be handed over to SAPDC after commissioning for O&M requirement |  |  | KL | 10 |  | INCLUDED |  | 0
{AA} | TOTAL SCHEDULE-EX WORKS PRICE COMPONENT | [5 empty] | 0
{BB} | TOTAL TYPE TEST CHARGES AS IN SCHEDULE-7(b) {BB} | [5 empty] | 0
{CC} | TOTAL FOR SCHEDULE-1b [ {AA} + {BB}] | [5 empty] | 0 |  | #REF!
Date: | 0 |  |  | Printed Name: |  | 0 |  |  |  |  | #REF!
Place: | 0 |  |  | Designation: |  | 0 |  |  |  |  | #REF!
|  |  | Total HTLS in Pkg. |  | #REF! |  |  |  | #REF! | JV
|  |  | 33% |  | #REF! | #REF!
|  |  | Quoted in this schedule |  | #REF!
|  |  | Is qty. not within range of 33% and 66% |  | #REF!
[7 empty] | #REF! |  | #REF!

## Sch-2
SPEC. NO.: CC-CS/921-CC/GIS-3967/3/G7 | [6 empty] | Schedule-2 | [5 empty] | Schedule-2
Substation Package-SS01 for extension of 400(GIS)/220(AIS)kV Dhalkebar(NEA) Substation under Transmission system associated with Arun-3 HEP in Nepal under consultancy services to ‘SJVN Arun-3 Power Development Company Pvt. Ltd.’ (SAPDC)
(Schedule of Rates and Prices)
Bidder’s Name and Address : |  |  | To: | [6 empty] | To:
|  |  | Contract Services |  |  | To: |  |  |  | Contract Services
Name |  |  | Power Grid Corporation of India Ltd., |  |  | Contract Services |  |  |  | Power Grid Corporation of India Ltd.,
Address : | 0 |  | "Saudamini", Plot No.-2 |  |  | Power Grid Corporation of India Ltd., |  |  |  | "Saudamini", Plot No.-2
| 0 |  | Sector-29, |  |  | "Saudamini", Plot No.-2 |  |  |  | Sector-29,
| 0 |  | Gurgaon (Haryana) - 122 001 |  |  | Sector-29, |  |  |  | Gurgaon (Haryana) - 122 001
Gurgaon (Haryana) - 122 001
Port handling & Custom clearance for Plant & equipment to be supplied from Abroad as per Schedule-1a (if any); and Local Transportation, In-transit Insurance, loading and unloading etc. for all Plant & equipment to be supplied as per Schedules-1a & 1b
[6 empty] | (All figures in Nepalese Rupees) | [5 empty] | (All Prices in Indian Rupees)
Sl. No. | Item Description | Country of origin | Type & Designation | Unit | Qty. | Port handling & Custom clearance, Local Transportation, In-transit Insurance, Loading & Unloading Charges (including all Taxes and Duties) |  | Port Handling & Custom Clearance Charges (applicable only for CIF supplies covered under Schedule-1a)
[6 empty] | Unit Charges | Total Charges | SAC | Whether SAC in column ‘11’ is confirmed. If not indicate applicable SAC # | Rate of GST applicable (in %) | Whether rate of GST in column ‘13’ is confirmed. If not indicate applicable rate of GST # | Unit Port handling & Custom clearance charges for CIF supplies covered under Schedule-1a | Total Port handling & Custom clearance charges for CIF supplies covered under Schedule-1a
[8 empty] | No. | (Yes/No) |  | (Yes/No)
(1) | (2) | (7) | (8) | (3) | (4) | (5) | (6) | (11) | (12) | (13) | (14) | (15) | (16)
| 220kV AIS EQUIPMENTS | 85359030 | [10 empty] | #REF!
1 | 245 kV, 1 phase Bus Post Insulator (except for Line Traps) | 85359030 |  | EA | 21 |  | INCLUDED | [5 empty] | #REF!
2 | 245kV, 1600A, 40KA Circuit Breaker(3-Phase) with support structure | 85359030 |  | EA | 1 |  | INCLUDED | [5 empty] | #REF!
3 | 245kV, 1600A, 40 KA, 3-phase DoubleBreak Isolator with two E/S | 85359030 |  | EA | 1 |  | INCLUDED | [5 empty] | #REF!
4 | 245kV, 1600A, 40 KA, 3-phase DoubleBreak Isolator with one E/S | 85359030 |  | EA | 2 |  | INCLUDED | [5 empty] | #REF!
5 | 245kV, 1600A, 40 KA, 3-phase DoubleBreak Tandem Isolator without E/S | 85359030 |  | EA | 2 |  | INCLUDED | [5 empty] | #REF!
6 | 216kV Surge Arrester (1-phase) | 85359030 |  | EA | 9 |  | INCLUDED | [5 empty] | #REF!
7 | 245 kV, 1600A, 40KA, 1-Phase Current Transformer with 120% extended current rating | 85359030 |  | EA | 3 |  | INCLUDED | [5 empty] | #REF!
| Relay & Protection Panels (220kV) | 85359030 | [10 empty] | #REF!
8 | 220kV Circuit Breaker Relay Panel without Auto Reclose (withAutomation) | 85359030 |  | EA | 1 |  | INCLUDED | [5 empty] | #REF!
9 | Augmentation of existing 220kV bus bar protection scheme | 85359030 |  | SET | 1 |  | INCLUDED | [5 empty] | #REF!
| Substation Automation System | 85359030 | [10 empty] | #REF!
10 | Augmentation of Substation automation System for 220kV bay as perTechnical Specification | 85359030 |  | EA | 1 |  | INCLUDED | [5 empty] | #REF!
11 | Augmentation of Substation automation System for 400kV Main bay as perTechnical Specification | 85359030 |  | EA | 6 |  | INCLUDED | [5 empty] | #REF!
12 | Augmentation of Substation automation System for 400kV Tie bay as perTechnical Specification | 85359030 |  | EA | 3 |  | INCLUDED | [5 empty] | #REF!
13 | Augmentation of Substation automation System for 400kV Switchable LineReactor Bay as per Technical Specification | 85359030 |  | EA | 2 |  | INCLUDED | [5 empty] | #REF!
14 | Augmentation of Substation automation System for 400kV Bus Sectionalizer bay as per Technical Specification | 85359030 |  | EA | 2 |  | INCLUDED | [5 empty] | #REF!
| Power & Control cables | 85359030 | [10 empty] | #REF!
15 | 1.1kV grade Control Cables (PVCinsulated) along withlugs,glands,straight joints &accessories,etc. | 85359030 |  | LS | 1 |  | INCLUDED | [5 empty] | #REF!
16 | 1.1kV grade Power Cables (PVCinsulated)along withlugs,glands,straight joints &accessories,etc. | 85359030 |  | LS | 1 |  | INCLUDED | [5 empty] | #REF!
17 | 1.1kV grade Power Cables (XLPEinsulated) along withlugs,glands,straight joints &accessories,etc. | 85359030 |  | LS | 1 |  | INCLUDED | [5 empty] | #REF!
| STEEL STRUCTURES | 85359030 | [10 empty] | #REF!
18 | Fabrication, galvanising and supply of Standard 220 kV Tower CTAincluding nuts, bolts, all type of washers, packplates, step bolts andgusset plates excluding foundation bolts | 85359030 |  | EA | 1 |  | INCLUDED | [5 empty] | #REF!
19 | Fabrication, galvanising and supply of Standard 220 kV Tower CBincluding nuts, bolts, all type of washers, packplates, step bolts andgusset plates excluding foundation bolts | 85359030 |  | EA | 1 |  | INCLUDED | [5 empty] | #REF!
20 | Fabrication, galvanising and supply of Standard 220 kV Gantry BG1including nuts, bolts, all type of washers, packplates, step bolts andgusset plates excluding foundation bolts | 85359030 |  | EA | 1 |  | INCLUDED | [5 empty] | #REF!
21 | Fabrication, galvanising and supply of Standard 400 kV Tower TBincluding nuts, bolts, all type of washers, packplates, step bolts andgusset plates excluding foundation bolts | 85359030 |  | EA | 3 |  | INCLUDED | [5 empty] | #REF!
22 | Fabrication, galvanising and supply of Standard 400 kV Tower TVincluding nuts, bolts, all type of washers, packplates, step bolts andgusset plates excluding foundation bolts | 85359030 |  | EA | 3 |  | INCLUDED | [5 empty] | #REF!
23 | Fabrication, galvanising and supply of Standard 400 kV Gantry G1including nuts, bolts, all type of washers, packplates, step bolts andgusset plates excluding foundation bolts | 85359030 |  | EA | 6 |  | INCLUDED | [5 empty] | #REF!
24 | Fabrication, galvanising and supply of Standard 220 kV Gantry B1including nuts, bolts, all type of washers, packplates, step bolts andgusset plates excluding foundation bolts | 85359030 |  | EA | 1 |  | INCLUDED | [5 empty] | #REF!
25 | Fabrication, galvanising and supply of Standard Pipe Structure - 400kV CVT including nuts, bolts, all type of washers, packplates, stepbolts and gusset plates excluding foundation bolts | 85359030 |  | EA | 12 |  | INCLUDED | [5 empty] | #REF!
26 | Fabrication, galvanising and supply ofStandard Pipe Structure - 400 kV,1-Phase, SA including nuts, bolts,all type of washers, packplates, stepbolts and gusset plates excludingfoundation bolts | 85359030 |  | EA | 24 |  | INCLUDED | [5 empty] | #REF!
27 | Fabrication, galvanising and supply ofStd Pipe Structure - 400 kV, 1-Phase,BPI, (Excluding Wave Trap), includingnuts, bolts, all type of washers,packplates, step bolts and gussetplates excluding foundation bolts | 85359030 |  | EA | 12 |  | INCLUDED | [5 empty] | #REF!
28 | Fabrication, galvanising and supply of Standard Pipe Structure - 220kV SA including nuts, bolts, all type of washers, packplates, stepbolts and gusset plates excluding foundation bolts | 85359030 |  | EA | 9 |  | INCLUDED | [5 empty] | #REF!
29 | Fabrication, galvanising and supply of Std Pipe Structure - 220 kVBPI including nuts, bolts, all type of washers, packplates, step boltsand gusset plates excluding foundation bolts | 85359030 |  | EA | 14 |  | INCLUDED | [5 empty] | #REF!
30 | Fabrication, galvanising and supply of Std 132 kV Support Structure 1 PhLAincluding nuts, bolts, all type of washers, packplates, step bolts andgusset plates excluding foundation bolts | 85359030 |  | EA | 2 |  | INCLUDED | [5 empty] | #REF!
31 | Fabrication, galvanising and supply of24mm dia foundation bolts includingnuts, checknuts, washers andpackplates. | 85359030 |  | EA | 40 |  | INCLUDED | [5 empty] | #REF!
32 | Fabrication, galvanising and supply of 28mm dia foundation boltsincluding nuts, checknuts, washers and packplates. | 85359030 |  | EA | 532 |  | INCLUDED | [5 empty] | #REF!
33 | Fabrication, galvanising and supply of 40mm dia foundation boltsincluding nuts, checknuts, washers and packplates. | 85359030 |  | EA | 24 |  | INCLUDED | [5 empty] | #REF!
34 | Fabrication, galvanising and supply of 56mm dia foundation boltsincluding nuts, checknuts, washers and packplates | 85359030 |  | EA | 136 |  | INCLUDED | [5 empty] | #REF!
35 | Fabrication, galvanising and supply of Lattice Structures (MS Steel),to be designed during detailed engineering, for towers, beams andequipment support structure including pack plates / packwashers andgusset plates excluding fasteners and foundation bolts | 85359030 |  | MT | 25 |  | INCLUDED | [5 empty] | #REF!
36 | Fabrication, galvanising and supply of fasteners ( nuts, bolts andwashers ) including step bolts for lattice and pipe structures to bedesigned during detailed engineering | 85359030 |  | MT | 2 |  | INCLUDED | [5 empty] | #REF!
37 | Fabrication, galvanising and supply of foundation bolts including nuts,checknut and washers for lattice and pipe structures to be designedduring detailed engineering | 85359030 |  | MT | 4 |  | INCLUDED | [5 empty] | #REF!
38 | Fabrication, galvanising and supply of Equipment Support (Pipe)Structures to be designed during detailed engineering | 85359030 |  | MT | 10 |  | INCLUDED | [5 empty] | #REF!
39 | Fabrication, galvanising and supply of Std LM (50m) includingnuts, bolts, all type of washers, packplates, step bolts and gussetplates excluding foundation bolts | 85359030 |  | EA | 2 |  | INCLUDED | [5 empty] | #REF!
40 | Fabrication, galvanising and supply of Standard 400 kV Tower TAincluding nuts, bolts, all type of washers, packplates, step bolts andgusset plates excluding foundation bolts | 85359030 |  | EA | 2 |  | INCLUDED | [5 empty] | #REF!
41 | Fabrication, galvanising and supply of Standard 400 kV Gantry G2including nuts, bolts, all type of washers, packplates, step bolts andgusset plates excluding foundation bolts | 85359030 |  | EA | 1 |  | INCLUDED | [5 empty] | #REF!
42 | Fabrication, galvanising and supply of Std Pipe Structure - 400 kV WTincluding nuts, bolts, all type of washers, packplates, step bolts andgusset plates excluding foundation bolts | 85359030 |  | EA | 12 |  | INCLUDED | [5 empty] | #REF!
43 | Fabrication, galvanising and supply of Standard Pipe Structure - 220kV ISOLATOR including nuts, bolts, all type of washers, packplates,step bolts and gusset plates excluding foundation bolts | 85359030 |  | EA | 5 |  | INCLUDED | [5 empty] | #REF!
44 | Fabrication, galvanising and supply of Std Pipe Structure - 220 kV highBPI including nuts, bolts, all type of washers, packplates, step boltsand gusset plates excluding foundation bolts | 85359030 |  | EA | 7 |  | INCLUDED | [5 empty] | #REF!
45 | Fabrication, galvanising and supply of Std 132 kV Support Structure1Ph BPI including nuts, bolts, all type of washers, packplates, stepboltsand gusset plates excluding foundation bolts | 85359030 |  | EA | 4 |  | INCLUDED | [5 empty] | #REF!
46 | Fabrication, galvanising and supply of Standard Pipe Structure - 220kV CT including nuts, bolts, all type of washers, pack plates, step bolts and gusset plates excluding foundation bolts | 85359030 |  | EA | 3 |  | INCLUDED | [5 empty] | #REF!
| ILLUMINATION | 85359030 | [10 empty] | #REF!
47 | Lighting Panel type ACP-3 as per technical specification | 85359030 |  | EA | 2 |  | INCLUDED | [5 empty] | #REF!
48 | Sub Lighting panel (outdoor) type SLP (Switchyard and Street Lighting) | 85359030 |  | EA | 4 |  | INCLUDED | [5 empty] | #REF!
49 | Self Supported Aluminium Ladder as Per Technical Specification | 85359030 |  | EA | 1 |  | INCLUDED | [5 empty] | #REF!
50 | Cartwheel Mounted Aluminium Ladder as Per Technical Specification | 85359030 |  | EA | 1 |  | INCLUDED | [5 empty] | #REF!
51 | Illumination system for 400KV GIS Hall | 85359030 |  | SET | 1 |  | INCLUDED | [5 empty] | #REF!
52 | 15A, 240V: Outdoor Receptacle 2 pole, 3-pin modular (type RO) as pertechnical specifications | 85359030 |  | EA | 2 |  | INCLUDED | [5 empty] | #REF!
53 | 63A, 415V : Interlocked switch socket outdoor Receptacle (type RP) asper technical specifications | 85359030 |  | EA | 3 |  | INCLUDED | [5 empty] | #REF!
54 | Outdoor Power Receptacle for oilfiltration unit (250A) | 85359030 |  | EA | 2 |  | INCLUDED | [5 empty] | #REF!
55 | LIGHTING FIXTURE LED LUMINAIRES TYPE SL-L1 AS PER TECH. SPECIFICATIONS | 85359030 |  | EA | 30 |  | INCLUDED | [5 empty] | #REF!
56 | LIGHTING FIXTURE LED LUMINAIRES TYPE SL-D1 AS PER TECH. SPECIFICATIONS | 85359030 |  | EA | 6 |  | INCLUDED | [5 empty] | #REF!
57 | TYPE L1 STREET LIGHTING POLE OF 6 METER AS PER TECHNICALSPECIFICATION. | 85359030 |  | EA | 30 |  | INCLUDED | [5 empty] | #REF!
58 | TYPE D1 POST TOP LANTERN POLE OF 4 METER AS PER TECHNICALSPECIFICATION. | 85359030 |  | EA | 6 |  | INCLUDED | [5 empty] | #REF!
59 | LIGHTING FIXTURE LED LUMINAIRES TYPE FL-1 AS PER TECH. SPECIFICATIONS | 85359030 |  | EA | 30 |  | INCLUDED | [5 empty] | #REF!
60 | LIGHTING FIXTURE LED LUMINAIRES TYPE FL2 AS PER TECH. SPECIFICATIONS | 85359030 |  | EA | 15 |  | INCLUDED | [5 empty] | #REF!
61 | Lighting Panel type ACP-2 as per technical specification | 85359030 |  | EA | 2 |  | INCLUDED | [5 empty] | #REF!
62 | ILLUMINATION SYSTEM FOR SWITCHYARD PANEL ROOM | 85359030 |  | M2 | 150 |  | INCLUDED | [5 empty] | #REF!
63 | Illumination system for standard Switchyard Panel Room of 6m length | 85359030 |  | SET | 1 |  | INCLUDED | [5 empty] | #REF!
64 | Air conditioning system for Switchyard Panel Room of 6m length | 85359030 |  | SET | 1 |  | INCLUDED | [5 empty] | #REF!
65 | High wall type split AC unit of 2 TR capacity | 85359030 |  | EA | 6 |  | INCLUDED | [5 empty] | #REF!
66 | LIGHTING FIXTURE LED LUMINAIRES TYPE IHB AS PER TECH. SPECIFICATIONS | 85359030 |  | EA | 25 |  | INCLUDED | [5 empty] | #REF!
67 | LIGHTING FIXTURE LED LUMINAIRES TYPE SL-1 AS PER TECH. SPECIFICATIONS | 85359030 |  | EA | 6 |  | INCLUDED | [5 empty] | #REF!
68 | LIGHTING FIXTURE LED LUMINAIRES TYPE RHQ-I AS PER TECH. SPECIFICATIONS | 85359030 |  | EA | 20 |  | INCLUDED | [5 empty] | #REF!
| Erection Hardwares | 85359030 | [10 empty] | #REF!
69 | Erection Hardware for 220kV layout (Double Main and TransferScheme)-Transformer Bay as per technical specification | 85359030 |  | SET | 1 |  | INCLUDED | [5 empty] | #REF!
70 | Erection Hardware for 400kV I type layout for GIS terminationarrangement-Transformer bay as per technical specification | 85359030 |  | SET | 1 |  | INCLUDED | [5 empty] | #REF!
71 | Erection Hardware for 400kV I type layout for GIS terminationarrangement-Line bay as per technical specification | 85359030 |  | SET | 4 |  | INCLUDED | [5 empty] | #REF!
72 | Erection Hardware for 400kV I type layout for GIS terminationarrangement-Bus Reactor bay as per technical specification | 85359030 |  | SET | 1 |  | INCLUDED | [5 empty] | #REF!
73 | Erection Hardware for 400kV I type layout for GIS terminationarrangement-Line Reactors as per technical specification | 85359030 |  | SET | 2 |  | INCLUDED | [5 empty] | #REF!
| 220kV XLPE Cable & Accessories | 85359030 | [10 empty] | #REF!
74 | SINGLE PHASE LINK BOX - WITH SVL | 85359030 |  | EA | 4 |  | INCLUDED | [5 empty] | #REF!
75 | SINGLE PHASE LINK BOX - WITHOUT SVL | 85359030 |  | EA | 4 |  | INCLUDED | [5 empty] | #REF!
76 | 220 KV OUTDOOR TERMINATION KIT SUITABLE FOR 220 KV XLPECABLE | 85359030 |  | SET | 8 |  | INCLUDED | [5 empty] | #REF!
77 | CABLE STRAIGHT THROUGH JOINT-1600SQMM | 85359030 |  | SET | 4 |  | INCLUDED | [5 empty] | #REF!
78 | 220KV GRADE 1CX1600 SQ. MM (XLPE) POWER CABLE | 85359030 |  | KM | 0.72 |  | INCLUDED | [5 empty] | #REF!
| Mandatory Spares-220kV CB (AIS) | 85359030 | [10 empty] | #REF!
79 | One complete pole of 245kV, 1600A,40kACB including pole column, interrupter,operating mechanism and Marshalling Boxbut without support structure | 85359030 |  | EA | 1 |  | INCLUDED | [5 empty] | #REF!
80 | Rubber gasket, O rings and seals for SF6 gas (complete replacement forone 245kV SF6 Circuit Breaker) | 85359030 |  | SET | 1 |  | INCLUDED | [5 empty] | #REF!
81 | Trip coil with resistor for 245kV Circuit Breaker | 85359030 |  | EA | 2 |  | INCLUDED | [5 empty] | #REF!
82 | Closing coil with resistor for 245kV Circuit Breaker | 85359030 |  | EA | 1 |  | INCLUDED | [5 empty] | #REF!
83 | Terminal pad for 245kV SF6 Circuit Breaker | 85359030 |  | EA | 2 |  | INCLUDED | [5 empty] | #REF!
84 | Molecular filter for 245kV SF6 Circuit Breaker | 85359030 |  | EA | 2 |  | INCLUDED | [5 empty] | #REF!
85 | Relays, Power contactors, SFU, limit switches, push buttons, timers &MCB etc. (1 No of each type) for 245kV SF6 Circuit Breaker | 85359030 |  | SET | 1 |  | INCLUDED | [5 empty] | #REF!
86 | Density/Pressure monitoring system for 245kV SF6 Circuit Breaker | 85359030 |  | EA | 1 |  | INCLUDED | [5 empty] | #REF!
87 | Aux. Switch assembly for 245kV, SF6 Circuit Breaker | 85359030 |  | SET | 1 |  | INCLUDED | [5 empty] | #REF!
| Mandatory Spares-220kV Isolator (AIS) | 85359030 | [10 empty] | #REF!
88 | Copper contact fingers for female & male contacts of 245kV DoubleBreak Isolator | 85359030 |  | SET | 2 |  | INCLUDED | [5 empty] | #REF!
89 | Terminal pads & connectors for 245kV Isolator | 85359030 |  | EA | 3 |  | INCLUDED | [5 empty] | #REF!
90 | Open / Close contactor assembly, timers, key interlock push buttonswitch & auxiliary switches for 245kV Isolator | 85359030 |  | SET | 1 |  | INCLUDED | [5 empty] | #REF!
91 | Limit switch for 245kV Isolator | 85359030 |  | SET | 2 |  | INCLUDED | [5 empty] | #REF!
92 | Complete pole for 245kV, 1600 Aisolator with 1 earth switch includingsupport Insulator, motor operatingmechanism (MOM) with box but excludingstructure | 85359030 |  | EA | 1 |  | INCLUDED | [5 empty] | #REF!
| Mandatory Spares-220kV CT (AIS) | 85359030 | [10 empty] | #REF!
93 | 245 kV, 1600A, 40KA, 1-Phase CurrentTransformer with 120% extended currentrating | 85359030 |  | EA | 1 |  | INCLUDED | [5 empty] | #REF!
| Mandatory Spares-220kV SA (AIS) | 85359030 | [10 empty] | #REF!
94 | 216kV Surge Arrester (1-phase) | 85359030 |  | EA | 1 |  | INCLUDED | [5 empty] | #REF!
95 | Surge monitor (1-Phase) | 85359030 |  | EA | 3 |  | INCLUDED | [5 empty] | #REF!
| POWER TRANSFORMERS | 85359030 | [10 empty] | #REF!
96 | On line Dissolved Gas(Multigas) & Moisture analyser | 85359030 |  | EA | 1 |  | INCLUDED | [5 empty] | #REF!
97 | On line insulating oil drying system (Cartridge type) (As per technicalspecification) | 85359030 |  | EA | 1 |  | INCLUDED | [5 empty] | #REF!
98 | DIGITAL RTCC PANEL | 85359030 |  | SET | 1 |  | INCLUDED | [5 empty] | #REF!
99 | AUTOMATIC TRANSFORMER OIL BDV TEST KIT | 85359030 |  | EA | 1 |  | INCLUDED | [5 empty] | #REF!
100 | Insulating oil for 315MVA, 400KV/220/33 KV, 3-phase Autotransformer | 85359030 |  | SET | 1 |  | INCLUDED | [5 empty] | #REF!
101 | 315MVA, 400KV/220/33 KV, 3-phase Autotransformer excluding InsulatingOil | 85359030 |  | EA | 1 |  | INCLUDED | [5 empty] | #REF!
| 400KV AIS EQUIPMENTS | 85359030 | [10 empty] | #REF!
102 | 420 kV, 4400 pF Capacitive Voltage Transformer (1-Phase) | 85359030 |  | EA | 12 |  | INCLUDED | [5 empty] | #REF!
103 | 336kV Surge Arrester (1-phase) | 85359030 |  | EA | 24 |  | INCLUDED | [5 empty] | #REF!
104 | Controlled switching device for 420 kV, 3 phase circuit breaker | 85359030 |  | SET | 5 |  | INCLUDED | [5 empty] | #REF!
105 | 420 kV, 1 phase Bus Post Insulator (except for Line Traps) | 85359030 |  | EA | 12 |  | INCLUDED | [5 empty] | #REF!
106 | 420 kV, 1 phase Bus Post Insulator (for Line Traps) |  |  | EA | 24 |  | INCLUDED | [5 empty] | #REF!
| 400KV GIS EQUIPMENT | 85359030 | [10 empty] | #REF!
107 | 420 kV, 3150 A, 50 kA, SF6 GIS Linefeeder bay module(without PIR) as perSection-Project, Technicalspecification | 85359030 |  | SET | 4 |  | INCLUDED | [5 empty] | #REF!
108 | 420kV, 3150 A, 50 kA, SF6 GIS Tie baymodule(without PIR) as perSection-Project, Technicalspecification | 85359030 |  | SET | 2 |  | INCLUDED | [5 empty] | #REF!
109 | 420kV, 3000A, 50kA, Single phase, SF6Gas Insulated Bus Duct (GIB) outsideGIS Hall alongwith associated supportstructure | 85359030 |  | M | 1155 |  | INCLUDED | [5 empty] | #REF!
110 | 420kV, 2000A, 50kA, Single phase, SF6Gas Insulated Bus Duct (GIB) outsideGIS Hall alongwith associated supportstructure | 85359030 |  | M | 348 |  | INCLUDED | [5 empty] | #REF!
111 | 420KV, 2000A, 50 KA, SF6 GIS SWITCHABLE LINE REACTOR BAY MODULE AS PERSECTION-PROJECT, TECHNICAL SPECIFICATION | 85359030 |  | SET | 2 |  | INCLUDED | [5 empty] | #REF!
112 | 420kV, 2000 A, 50 kA, SF6 GIS ICT feederbay module as per Section-Project,Technical specification | 85359030 |  | SET | 1 |  | INCLUDED | [5 empty] | #REF!
113 | 420kV, 2000A, 50kA, SF6 GIS Bus Reactorbay module as per Section-Project,Technical specification | 85359030 |  | SET | 1 |  | INCLUDED | [5 empty] | #REF!
114 | 420kV, 5000 A, 50 kA, SF6 GIS Bus barmodule as per Section-Project,Technical specification | 85359030 |  | SET | 2 |  | INCLUDED | [5 empty] | #REF!
115 | 420KV, 2000A, 50KA SF6 TO AIR BUSHING | 85359030 |  | EA | 12 |  | INCLUDED | [5 empty] | #REF!
116 | 3150A, 50kA, 1sec Single phase 420kV SF6to Air Bushing | 85359030 |  | EA | 12 |  | INCLUDED | [5 empty] | #REF!
117 | 420KV, 5000 A, 50 KA, SF6 GIS BUS SECTIONALISER MODULE AS PERSECTION-PROJECT, TECHNICAL SPECIFICATION | 85359030 |  | SET | 2 |  | INCLUDED | [5 empty] | #REF!
118 | 420kV, 2000 A, 50 kA, SF6 GIS Tie baymodule(without PIR) as perSection-Project, Technicalspecification | 85359030 |  | SET | 1 |  | INCLUDED | [5 empty] | #REF!
| 132KV AIS EQUIPMENT | 85359030 | [10 empty] | #REF!
119 | 145kV, 1 phase Bus Post Insulators | 85359030 |  | EA | 4 |  | INCLUDED | [5 empty] | #REF!
120 | 120kV Surge Arrester(1-phase) | 85359030 |  | EA | 2 |  | INCLUDED | [5 empty] | #REF!
121 | 145kV, 1250A, 31.5KA Circuit Breakers(1-Phase) with support structure | 85359030 |  | EA | 2 |  | INCLUDED | [5 empty] | #REF!
122 | Oil filled Neutral Grounding Reactor (NGR) along with supportstructure & terminal connector | 85359030 |  | EA | 2 |  | INCLUDED | [5 empty] | #REF!
| Testing & Maintenance Equipment(for GIS) | 85359030 | [10 empty] | #REF!
123 | SF6 Gas processing Unit for 400kV GIS station | 85359030 |  | SET | 1 |  | INCLUDED | [5 empty] | #REF!
124 | SF6 Moisture Content (Dew Point) Meter | 85359030 |  | EA | 1 |  | INCLUDED | [5 empty] | #REF!
125 | SF6 Gas Leakage Detector | 85359030 |  | EA | 1 |  | INCLUDED | [5 empty] | #REF!
126 | Partial Discharge Monitoring System for 400kV GIS station | 85359030 |  | SET | 1 |  | INCLUDED | [5 empty] | #REF!
| Relay & Protection Panel(400kV)-SAS | 85359030 | [10 empty] | INCLUDED
127 | 400kV Circuit Breaker Relay Panel with Auto Reclose (with Automation) | 85359030 |  | EA | 6 |  | INCLUDED | [5 empty] | #REF!
128 | 400kV Circuit Breaker Relay Panel without Auto Reclose (withAutomation) | 85359030 |  | EA | 7 |  | INCLUDED | [5 empty] | #REF!
129 | 400kV Line Protection Panel (with Automation) | 85359030 |  | EA | 4 |  | INCLUDED | [5 empty] | #REF!
130 | 400kV Transformer Protection Panel (For both HV & MV side)-(withAutomation) | 85359030 |  | EA | 1 |  | INCLUDED | [5 empty] | #REF!
131 | 400kV Bus Bar Protection Panel (Duplicate)-(with Automation) | 85359030 |  | SET | 1 |  | INCLUDED | [5 empty] | #REF!
132 | Time synchronisation equipment | 85359030 |  | EA | 1 |  | INCLUDED | [5 empty] | #REF!
133 | Automatic Relay measurement test kitwith all necessary accessories,Industrial Grade Laptop and licensedsoftware as per Technicalspecification. | 85359030 |  | EA | 1 |  | INCLUDED | [5 empty] | #REF!
134 | 400kV Reactor Protection Panel (with Automation) | 85359030 |  | EA | 3 |  | INCLUDED | [5 empty] | #REF!
135 | 400KV BUS SECTIONALIZER PROTECTION PANEL (WITH AUTOMATION) | 85359030 |  | EA | 2 |  | INCLUDED | [5 empty] | #REF!
136 | Augmentation of existing 400kV bus bar protection scheme for 2 Nos. Bus Sectionalizer Bays as per Technical specification -(with Automation) | 85359030 |  | SET | 1 |  | INCLUDED | [5 empty] | #REF!
| PLCC EQUIPMENT(400KV) AT DHALKEBAR | 85359030 | [10 empty] | #REF!
137 | 400kV, 3150A, 1.0mH , 50kA Line Trap | 85359030 |  | EA | 8 |  | INCLUDED | [5 empty] | #REF!
138 | Coupling device for PLCC | 85359030 |  | SET | 4 |  | INCLUDED | [5 empty] | #REF!
139 | HF Cable 75 ohms for PLCC | 85359030 |  | KM | 2 |  | INCLUDED | [5 empty] | #REF!
140 | Carrier Equipment Analog type (for Speech+Data & Speech+Protection) | 85359030 |  | EA | 4 |  | INCLUDED | [5 empty] | #REF!
141 | Protection Coupler for PLCC | 85359030 |  | EA | 4 |  | INCLUDED | [5 empty] | #REF!
142 | 4wire telephone equipment | 85359030 |  | EA | 2 |  | INCLUDED | [5 empty] | #REF!
143 | Testing & Maintenance equipment (print test kit only) for PLCC | 85359030 |  | SET | 1 |  | INCLUDED | [5 empty] | #REF!
144 | Digital Protection Coupler | 85359030 |  | EA | 4 |  | INCLUDED | [5 empty] | #REF!
| PLCC EQUIPMENT(400KV) AT ARUN-3 END | 85359030 | [10 empty] | #REF!
145 | Coupling device for PLCC | 85359030 |  | SET | 2 |  | INCLUDED | [5 empty] | #REF!
146 | HF Cable 75 ohms for PLCC | 85359030 |  | KM | 1 |  | INCLUDED | [5 empty] | #REF!
147 | Carrier Equipment Analog type (for Speech+Data & Speech+Protection) | 85359030 |  | EA | 2 |  | INCLUDED | [5 empty] | #REF!
148 | Protection Coupler for PLCC | 85359030 |  | EA | 2 |  | INCLUDED | [5 empty] | #REF!
149 | 4wire telephone equipment | 85359030 |  | EA | 1 |  | INCLUDED | [5 empty] | #REF!
150 | Testing & Maintenance equipment (print test kit only) for PLCC | 85359030 |  | SET | 1 |  | INCLUDED | [5 empty] | #REF!
151 | Digital Protection Coupler | 85359030 |  | EA | 2 |  | INCLUDED | [5 empty] | #REF!
| PLCC EQUIPMENT(400KV) AT MUZPUR END | 85359030 | [10 empty] | #REF!
152 | Coupling device for PLCC | 85359030 |  | SET | 2 |  | INCLUDED | [5 empty] | #REF!
153 | HF Cable 75 ohms for PLCC | 85359030 |  | KM | 1 |  | INCLUDED | [5 empty] | #REF!
154 | Carrier Equipment Analog type (for Speech+Data & Speech+Protection) | 85359030 |  | EA | 2 |  | INCLUDED | [5 empty] | #REF!
155 | Protection Coupler for PLCC | 85359030 |  | EA | 2 |  | INCLUDED | [5 empty] | #REF!
156 | 4wire telephone equipment | 85359030 |  | EA | 1 |  | INCLUDED | [5 empty] | #REF!
157 | Testing & Maintenance equipment (print test kit only) for PLCC | 85359030 |  | SET | 1 |  | INCLUDED | [5 empty] | #REF!
158 | Digital Protection Coupler | 85359030 |  | EA | 2 |  | INCLUDED | [5 empty] | #REF!
| SUBSTATION AUXILIARIES | 85359030 | [10 empty] | #REF!
159 | 250 kVA Diesel Generator along with control Panel | 85359030 |  | SET | 1 |  | INCLUDED | [5 empty] | #REF!
160 | 1.1KV GRADE 3.5CX300 SQMM (PVC) POWER CABLE | 85359030 |  | KM | 1.5 |  | INCLUDED | [5 empty] | #REF!
161 | Oil Filtration Plant (Capacity 6000LPH) as per TS | 85359030 |  | SET | 1 |  | INCLUDED | [5 empty] | #REF!
162 | 220V DCDB (Extn.) | 85359030 |  | SET | 1 |  | INCLUDED | [5 empty] | #REF!
163 | 400V ACDB (EXTN.) AS PER TECHNICAL SPECIFICATION | 85359030 |  | SET | 1 |  | INCLUDED | [5 empty] | #REF!
164 | EOT Crane Extension for GIS Building for 400kV GIS station | 85359030 |  | SET | 1 |  | INCLUDED | [5 empty] | #REF!
165 | Extension of Ventilation System for GIS Hall | 85359030 |  | LOT | 1 |  | INCLUDED | [5 empty] | #REF!
166 | 12C Underground Fiber Optic Cable and associated FO approach cable & patch chord cable required for duplicated overall Current differential protection as per technical specification | 85359030 |  | LOT | 1 |  | INCLUDED | [5 empty] | #REF!
| 420KV SHUNT REACTORS | 85359030 | [10 empty] | #REF!
167 | 80MVAR, 420kV , 3-phase Bus Reactor excluding Insulating Oil | 85359030 |  | EA | 1 |  | INCLUDED | [5 empty] | #REF!
168 | Insulating Oil for 80 MVAR,420kV ,3-phase Shunt Reactor | 85359030 |  | SET | 1 |  | INCLUDED | [5 empty] | #REF!
169 | On line Dissolved Gas(Multigas) & Moisture analyser | 85359030 |  | EA | 3 |  | INCLUDED | [5 empty] | #REF!
170 | On line insulating oil drying system (Cartridge type)(As per technicalspecification) | 85359030 |  | EA | 3 |  | INCLUDED | [5 empty] | #REF!
171 | Set of Hand Tools With Tool Box as per Technical Specification | 85359030 |  | SET | 1 |  | INCLUDED | [5 empty] | #REF!
172 | 63 MVAR,420kV,3-phase Shunt Reactor excluding Insulating Oil | 85359030 |  | EA | 2 |  | INCLUDED | [5 empty] | #REF!
173 | Insulating Oil for 63 MVAR,420kV ,3-phase Shunt Reactor | 85359030 |  | SET | 2 |  | INCLUDED | [5 empty] | #REF!
| Mandatory Spares-Busbar Protn | 85359030 | [10 empty] | #REF!
174 | Bay Unit module for Bus Bar Protection | 85359030 |  | EA | 1 |  | INCLUDED | [5 empty] | #REF!
175 | Power Supply module of each type for B/B Protection | 85359030 |  | SET | 1 |  | INCLUDED | [5 empty] | #REF!
| Mandatory Spares-SAS | 85359030 | [10 empty] | #REF!
176 | Bay control unit (IED) of each type | 85359030 |  | EA | 1 |  | INCLUDED | [5 empty] | #REF!
177 | Ethernet switch of each type | 85359030 |  | SET | 1 |  | INCLUDED | [5 empty] | #REF!
| Mandatory Spares-400kV GIS General | 85359030 | [10 empty] | #REF!
178 | SF6 gas Pressure Relief Devices, 1Nos. of each type | 85359030 |  | SET | 1 |  | INCLUDED | [5 empty] | #REF!
179 | SF6 Pressure gauge cum switch OR Density monitors and pressure switchas applicable (1 no. of each type) | 85359030 |  | SET | 1 |  | INCLUDED | [5 empty] | #REF!
180 | Coupling device for pressure gauge cum switch for connecting Gashandling plant | 85359030 |  | SET | 1 |  | INCLUDED | [5 empty] | #REF!
181 | Rubber Gaskets, â€œOâ€ Rings and Seals for SF6 gas of each type | 85359030 |  | SET | 1 |  | INCLUDED | [5 empty] | #REF!
182 | Molecular filter for SF6 gas with filter bags(20% of total weight) | 85359030 |  | SET | 1 |  | INCLUDED | [5 empty] | #REF!
183 | All types of Control Valves for SF6 gas of each type | 85359030 |  | SET | 1 |  | INCLUDED | [5 empty] | #REF!
184 | SF6 Gas (20% of total gas quantity) | 85359030 |  | LOT | 1 |  | INCLUDED | [5 empty] | INCLUDED
185 | All types of coupling for SF6 gas (1 no. of each type) | 85359030 |  | SET | 1 |  | INCLUDED | [5 empty] | #REF!
186 | Pipe length (Copper or Steel as applicable) for SF6 Circuit of eachtype | 85359030 |  | SET | 1 |  | INCLUDED | [5 empty] | #REF!
187 | Covers with all accessories necessary to close a compartment in caseof dismantling of any of any part of the Enclosure to ensure thesealing of this compartment-For single Phase Enclosure (if applicable) | 85359030 |  | EA | 1 |  | INCLUDED | [5 empty] | #REF!
188 | Locking device to keep the Dis-connectors (Isolators) and Earthingswitches in close or open position in case of removal of the drivingMechanism | 85359030 |  | SET | 1 |  | INCLUDED | [5 empty] | #REF!
189 | 3150A, 63KA, 1SEC SINGLE PHASE 420KV SF6 TO AIR BUSHING | 85359030 |  | EA | 1 |  | INCLUDED | [5 empty] | #REF!
190 | Bus Support insulator of each type for 3 phase/single phase enclosure | 85359030 |  | EA | 1 |  | INCLUDED | [5 empty] | #REF!
| Mandatory Spares-400kV CB (GIS) | 85359030 | [10 empty] | #REF!
191 | Complete pole of 420kV, 4500A,63kA SF6GIS Circuit Breaker complete withinterrupter, main circuit enclosure andMarshalling Box with operatingmechanism | 85359030 |  | EA | 1 |  | INCLUDED | [5 empty] | #REF!
192 | Rubber gasket, O rings and seals for SF6 gas (complete replacement forone 420kV SF6 Circuit Breaker) | 85359030 |  | SET | 1 |  | INCLUDED | [5 empty] | #REF!
193 | Trip coil assembly with resistor for 420kV GIS Circuit Breaker | 85359030 |  | SET | 1 |  | INCLUDED | [5 empty] | #REF!
194 | Closing coil with resistor for 420kV SF6 Circuit Breaker | 85359030 |  | EA | 1 |  | INCLUDED | [5 empty] | #REF!
195 | Aux. Switch/contact assembly for 420kV SF6 Circuit Breaker | 85359030 |  | SET | 1 |  | INCLUDED | [5 empty] | #REF!
| Mandatory Spares-400kV ISO (GIS) | 85359030 | [10 empty] | #REF!
196 | Complete set of single phase / 3-phase 420kV GIS dis-connectorincluding main circuit, enclosure, driving mechanism. | 85359030 |  | SET | 1 |  | INCLUDED | [5 empty] | #REF!
197 | Single phase/3-phase 420kV GIS earthing switch of including maincircuit, enclosure, driving mechanism. | 85359030 |  | SET | 1 |  | INCLUDED | [5 empty] | #REF!
198 | COPPER CONTACT FINGERS FOR FEMALE & MALE CONTACTS OF 420KV DOUBLEBREAK ISOLATOR | 85359030 |  | SET | 1 |  | INCLUDED | [5 empty] | #REF!
199 | Copper contact fingers for 420kV GIS earthing switch male & femalecontacts, for one complete (3 phase) earthing switch of each type andrating | 85359030 |  | SET | 1 |  | INCLUDED | [5 empty] | #REF!
200 | Push button switch.-each type, as applicable for 420kV GISdis-connector | 85359030 |  | SET | 1 |  | INCLUDED | [5 empty] | #REF!
201 | Limit switch and Aux. Switches for complete 3 phase 420kV Earth Switch | 85359030 |  | SET | 1 |  | INCLUDED | [5 empty] | #REF!
202 | Limit switch and Aux. Switches for complete 3 phase 420kV Isolator | 85359030 |  | SET | 1 |  | INCLUDED | [5 empty] | #REF!
203 | Relays, Power contactors, push buttons, timers & MCBs etc of each type&rating for 420kV GIS Circuit Breaker | 85359030 |  | SET | 1 |  | INCLUDED | [5 empty] | #REF!
| Mandatory Spares-400kV CT & CVT(GIS) | 85359030 | [10 empty] | #REF!
204 | 420kV Gas insulated complete CT of each type and rating withenclosure. | 85359030 |  | EA | 1 |  | INCLUDED | [5 empty] | #REF!
| Mandatory Spares-400kV CVT (AIS) | [11 empty] | #REF!
205 | 420 kV, 4400 pF Capacitive Voltage Transformer (1-Phase) | 85359030 |  | EA | 1 |  | INCLUDED | [5 empty] | #REF!
| Mandatory Spares-400kV SA (AIS) | 85359030 | [10 empty] | #REF!
206 | 336kV Surge Arrester (1-phase) | 85359030 |  | EA | 1 |  | INCLUDED | [5 empty] | #REF!
| Mandatory Spares-CRP | 85359030 | [10 empty] | #REF!
207 | Reactor differential protection relay | 85359030 |  | SET | 1 |  | INCLUDED | [5 empty] | #REF!
208 | Numerical Reactor Backup Impedance relay | 85359030 |  | EA | 1 |  | INCLUDED | [5 empty] | #REF!
209 | Restricted earthfault relay type with non-linear resistor andassociated software in case of numerical relay | 85359030 |  | EA | 1 |  | INCLUDED | [5 empty] | #REF!
210 | Numerical distance relay (Main-I) withinbuilt DR and fault locator,OV prot.,software | 85359030 |  | SET | 1 |  | INCLUDED | [5 empty] | #REF!
211 | NUMERICAL DISTANCE RELAY (MAIN II) WITH INBUILT DR AND FAULTLOCATOR,OV PROT., SOFTWARE | 85359030 |  | SET | 1 |  | INCLUDED | [5 empty] | #REF!
212 | Transformer differential protection relay | 85359030 |  | EA | 1 |  | INCLUDED | [5 empty] | #REF!
| Mandatory Spares-PLCC (Dhalkebar) | 85359030 | [10 empty] | #REF!
213 | Set of Cards/prints for carrier terminal | 85359030 |  | SET | 1 |  | INCLUDED | [5 empty] | #REF!
214 | Set of Cards/prints for Protection coupler | 85359030 |  | SET | 1 |  | INCLUDED | [5 empty] | #REF!
| Mandatory Spares-PLCC (Arun-3 End) | 85359030 | [10 empty] | #REF!
215 | Set of Cards/prints for carrier terminal | 85359030 |  | SET | 1 |  | INCLUDED | [5 empty] | #REF!
216 | Set of Cards/prints for Protection coupler | 85359030 |  | SET | 1 |  | INCLUDED | [5 empty] | #REF!
| Mandatory Spares-PLCC (Muz'pur End | 85359030 | [10 empty] | #REF!
217 | Set of Cards/prints for carrier terminal | 85359030 |  | SET | 1 |  | INCLUDED | [5 empty] | #REF!
218 | Set of Cards/prints for Protection coupler | 85359030 |  | SET | 1 |  | INCLUDED | [5 empty] | #REF!
| Mandatory Spares-Fire Protn System | 85359030 | [10 empty] | #REF!
219 | Deluge valve (1 No. of each size) | 85359030 |  | SET | 1 |  | INCLUDED | [5 empty] | #REF!
| Spares-Telecom Equipment-Dhalkebar | 85359030 | [10 empty] | #REF!
220 | SDH EQUIPMENT (STM-4 MADM UPTO 5 MSP PROTECTED DIRECTIONS)-COMMONCARDS, CROSS-CONNECT/CONTROL CARDS, OPTICAL BASE CARD, POWER SUPPLYCARDS, POWER CABLING, OTHER HARDWARE & ACCESSORIES (EACH). | 85359030 |  | SET | 1 |  | INCLUDED | [5 empty] | #REF!
221 | OPTICAL INTERFACE CARD (TO SUPPORT MINIMUM 150 KMS) FOR STM-4 | 85359030 |  | EA | 1 |  | INCLUDED | [5 empty] | #REF!
222 | Optical Line Interface card To support minimum 200 km | 85359030 |  | EA | 1 |  | INCLUDED | [5 empty] | #REF!
223 | TRIBUTARY INTERFACE- E1 INTERFACE (MINIMUM 16 NOS.) | 85359030 |  | SET | 1 |  | INCLUDED | [5 empty] | #REF!
224 | ETHERNET INTERFACE 10/100 BASE T WITH LAYER-2 SWITCHING (MIN 8INTERFACES PER CARD) | 85359030 |  | EA | 1 |  | INCLUDED | [5 empty] | #REF!
225 | VOIP TELEPHONE INSTRUMENT WITH ONE COMMON SWITCH (MIN. 8 PORT) | 85359030 |  | EA | 1 |  | INCLUDED | [5 empty] | #REF!
226 | PRE CONNECTORIZED OPTICAL FIBER PATCH CORDS(10 MTRS) â€“ PACK OF SIXPATCH CORDS | 85359030 |  | SET | 1 |  | INCLUDED | [5 empty] | #REF!
227 | SFP S4.1 | 85359030 |  | EA | 1 |  | INCLUDED | [5 empty] | #REF!
| Spares-Telecom Equipment-Arun-3 | 85359030 | [10 empty] | #REF!
228 | SDH EQUIPMENT (STM-4 MADM UPTO 5 MSP PROTECTED DIRECTIONS)-COMMONCARDS, CROSS-CONNECT/CONTROL CARDS, OPTICAL BASE CARD, POWER SUPPLYCARDS, POWER CABLING, OTHER HARDWARE & ACCESSORIES (EACH). | 85359030 |  | SET | 1 |  | INCLUDED | [5 empty] | #REF!
229 | Optical Line Interface card To support minimum 200 km | 85359030 |  | EA | 1 |  | INCLUDED | [5 empty] | #REF!
230 | TRIBUTARY INTERFACE- E1 INTERFACE (MINIMUM 16 NOS.) | 85359030 |  | SET | 1 |  | INCLUDED | [5 empty] | #REF!
231 | ETHERNET INTERFACE 10/100 BASE T WITH LAYER-2 SWITCHING (MIN 8INTERFACES PER CARD) | 85359030 |  | EA | 1 |  | INCLUDED | [5 empty] | #REF!
232 | VOIP TELEPHONE INSTRUMENT WITH ONE COMMON SWITCH (MIN. 8 PORT) | 85359030 |  | EA | 1 |  | INCLUDED | [5 empty] | #REF!
233 | PRE CONNECTORIZED OPTICAL FIBER PATCH CORDS(10 MTRS) â€“ PACK OF SIXPATCH CORDS | 85359030 |  | SET | 1 |  | INCLUDED | [5 empty] | INCLUDED
| Mandatory Spares-400/220kV TRF | 85359030 | [10 empty] | #REF!
234 | Local and Remote WTI/OTI with sensing device and contact (each) forTransformer | 85359030 |  | SET | 1 |  | INCLUDED | [5 empty] | #REF!
235 | Magnetic Oil Level Gauge | 85359030 |  | EA | 1 |  | INCLUDED | [5 empty] | #REF!
236 | Spare-Bushings | 85359030 |  | SET | 1 |  | INCLUDED | [5 empty] | #REF!
237 | Cooler fan with motor for 400kV Transformer | 85359030 |  | EA | 1 |  | INCLUDED | [5 empty] | #REF!
238 | Oil cooler pump with motor for 400kV Transformer | 85359030 |  | SET | 1 |  | INCLUDED | [5 empty] | #REF!
239 | Starters, contactors, switches and relays for electrical controlpanels of 400kV T/F (one set of each type) | 85359030 |  | SET | 1 |  | INCLUDED | [5 empty] | #REF!
240 | Remote tap position indicator for 400kV Transformer | 85359030 |  | EA | 1 |  | INCLUDED | [5 empty] | #REF!
241 | Oil flow indicator for 400kV T/F with flow switch | 85359030 |  | SET | 1 |  | INCLUDED | [5 empty] | #REF!
242 | SPARES INSULATING OIL TO BE HANDED OVER TO OWNER AFTER COMMISSIONING | 85359030 |  | KL | 10 |  | INCLUDED | [5 empty] | #REF!
| Telecom Equipment for Dhalkebar | 85359030 | [10 empty] | #REF!
243 | Base Equipment STM-4 MADM upto 5 MSP | 85359030 |  | SET | 1 |  | INCLUDED | [5 empty] | #REF!
244 | TRIBUTARY INTERFACE- E1 INTERFACE (MINIMUM 16 NOS.) | 85359030 |  | SET | 2 |  | INCLUDED | [5 empty] | #REF!
245 | ETHERNET INTERFACE 10/100 BASE T WITH LAYER-2 SWITCHING (MIN 8INTERFACES PER CARD) | 85359030 |  | EA | 2 |  | INCLUDED | [5 empty] | #REF!
246 | Equipment Cabinets For SDH | 85359030 |  | EA | 1 |  | INCLUDED | [5 empty] | #REF!
247 | OPTICAL INTERFACE CARD (TO SUPPORT MINIMUM 150 KMS) FOR STM-4 | 85359030 |  | EA | 2 |  | INCLUDED | [5 empty] | #REF!
248 | Optical Line Interface card To support minimum 200 km | 85359030 |  | EA | 2 |  | INCLUDED | [5 empty] | #REF!
249 | NMS- CRAFT TERMINAL-HARDWARE | 85359030 |  | EA | 1 |  | INCLUDED | [5 empty] | #REF!
250 | Software for Craft Terminal | 85359030 |  | EA | 1 |  | INCLUDED | [5 empty] | #REF!
251 | VOIP TELEPHONE INSTRUMENT WITH ONE COMMON SWITCH (MIN. 8 PORT) | 85359030 |  | EA | 4 |  | INCLUDED | [5 empty] | #REF!
252 | SFP S4.1 | 85359030 |  | EA | 4 |  | INCLUDED | [5 empty] | #REF!
| Telecom Equipment for Arun-3 | 85359030 | [10 empty] | #REF!
253 | Base Equipment STM-4 MADM upto 5 MSP | 85359030 |  | SET | 1 |  | INCLUDED | [5 empty] | #REF!
254 | Equipment Cabinets For SDH | 85359030 |  | EA | 1 |  | INCLUDED | [5 empty] | #REF!
255 | TRIBUTARY INTERFACE- E1 INTERFACE (MINIMUM 16 NOS.) | 85359030 |  | SET | 2 |  | INCLUDED | [5 empty] | #REF!
256 | ETHERNET INTERFACE 10/100 BASE T WITH LAYER-2 SWITCHING (MIN 8INTERFACES PER CARD) | 85359030 |  | EA | 2 |  | INCLUDED | [5 empty] | #REF!
257 | Optical Line Interface card To support minimum 200 km | 85359030 |  | EA | 2 |  | INCLUDED | [5 empty] | #REF!
258 | NMS- CRAFT TERMINAL-HARDWARE | 85359030 |  | EA | 1 |  | INCLUDED | [5 empty] | #REF!
259 | Software for Craft Terminal | 85359030 |  | EA | 1 |  | INCLUDED | [5 empty] | #REF!
260 | VOIP TELEPHONE INSTRUMENT WITH ONE COMMON SWITCH (MIN. 8 PORT) | 85359030 |  | EA | 4 |  | INCLUDED | [5 empty] | #REF!
| Fire Protection System | 85359030 | [10 empty] | #REF!
261 | 4.5 kg CO2 type Portable Fire extinguisher | 85359030 |  | EA | 8 |  | INCLUDED | [5 empty] | #REF!
262 | HVW spray system, Hydrant system and complete U/G & O/G piping andaccessories etc. out side the pump house for 80 MVAR, 420kV, 3 phaseBus Reactor | 85359030 |  | SET | 1 |  | INCLUDED | [5 empty] | #REF!
263 | 5kg CO2 type Portable Fire Extinguisher | 85359030 |  | EA | 5 |  | INCLUDED | [5 empty] | #REF!
264 | HVW spray system, Hydrant system and complete U/G & O/G piping andaccessories etc. out side the pump house for 315MVA, (400/√3)/(220/√3)/33kV, 3-phase Autotransformer | 85359030 |  | SET | 1 |  | INCLUDED | [5 empty] | #REF!
265 | HVW spray system, Hydrant system and complete U/G & O/G piping andaccessories etc. out side the pump house for 63 MVAR, 420kV, 3 phaseShunt Reactor | 85359030 |  | SET | 2 |  | INCLUDED | [5 empty] | #REF!
266 | Fire Detection and Alarm System for Switchyard Panel Room of 6 mlength | 85359030 |  | SET | 1 |  | INCLUDED | [5 empty] | #REF!
267 | Over Ground pipe from FFPH to Transformer for Hydrant System(extension) | 85359030 |  | EA | 1 |  | INCLUDED | [5 empty] | #REF!
268 | Over Ground pipe from FFPH to Reactor for Hydrant System (extension) | 85359030 |  | EA | 3 |  | INCLUDED | [5 empty] | #REF!
269 | FIRE PROTECTION SYSTEM-400KVGIS HALL EXENSION | 85359030 |  | SET | 1 |  | INCLUDED | [5 empty] | #REF!
270 | FIRE DETECTION AND ALARM SYSTEM FOR SWITCHYARD PANEL ROOM | 85359030 |  | M2 | 150 |  | INCLUDED | [5 empty] | #REF!
| Visual Monitoring System (VMS) | 85359030 | [10 empty] | #REF!
271 | COLOR IP CAMERA, WITH PAN, TILT AND ZOOM FACILITIES, ALONGWITH ALLREQUIRED ITEMS, ACCESSORIES, LINE INTERFACE UNITS, FIBER PATCH CORDS,POWER SUPPLY UNITS, JUNCTION BOXES, CABLES, FIBER OPTIC CABLES, ETC.,AND INCLUDING INTEGRATION IN EXISTING HARDWARE AND SOFTWARE FORAUGMENTATION OF VISUAL MONITORING SYSTEM AS PER TECHNICALSPECIFICATION. | 85359030 |  | SET | 1 |  | INCLUDED | [5 empty] | #REF!
| Earthing System | 85359030 | [10 empty] | #REF!
272 | EARTHING SYSTEM INCLUDING NECESSARY CU EARTH CONDUCTOR, CU EARTHELECTRODE, CU FLAT, EXOTHERMIC JOINTS, CONNECTIONS/RISERS ETC. AS PERTECHNICAL SPECIFICATION | 85359030 |  | LS | 1 |  | INCLUDED | [5 empty] | #REF!
| Spares for 420 KV, 80MVAR, Three Phase Shunt Reactor | [11 empty] | #REF!
273 | Buchholz relay complete with float and contacts |  |  | Set | 1 |  | INCLUDED | [5 empty] | #REF!
274 | Local WTI with sensing device and contacts |  |  | Set | 1 |  | INCLUDED | [5 empty] | #REF!
275 | Remote WTI with sensing device and contacts |  |  | Set | 1 |  | INCLUDED | [5 empty] | #REF!
276 | Oil temperature indicator (OTI) with contacts and sensing device |  |  | Set | 1 |  | INCLUDED | [5 empty] | #REF!
277 | 420kV Bushing with metal parts and gaskets alongwith lifting tools |  |  | No | 1 |  | INCLUDED | [5 empty] | #REF!
278 | 145kV Bushing with metal parts and gaskets alongwith lifting tools |  |  | No | 1 |  | INCLUDED | [5 empty] | #REF!
279 | Spare insulating oil to be handed over to SAPDC after commissioning for O&M requirement |  |  | KL | 10 |  | INCLUDED | [5 empty] | #REF!
| TOTAL SCHEDULE-2 | [5 empty] | 0 | [5 empty] | #REF!
#REF!
Date: | 0 | Printed Name: |  |  |  | Printed Name: | 0 |  |  |  | Printed Name: | 0
Place: | 0 | Designation: |  |  |  | Designation: | 0 |  |  |  | Designation: | 0

## Sch-3
SPEC. NO.: CC-CS/921-CC/GIS-3967/3/G7 |  |  |  |  | Schedule-3 |  | Schedule-3
Substation Package-SS01 for extension of 400(GIS)/220(AIS)kV Dhalkebar(NEA) Substation under Transmission system associated with Arun-3 HEP in Nepal under consultancy services to ‘SJVN Arun-3 Power Development Company Pvt. Ltd.’ (SAPDC)
(Schedule of Rates and Prices)
Bidder’s Name and Address :
Name |  |  |  | To:
Address : | 0 |  |  | Contract Services
| 0 |  |  | Power Grid Corporation of India Ltd.,
| 0 |  |  | "Saudamini", Plot No.-2
Sector-29,
Installation Charges
Gurgaon (Haryana) - 122 001
(All figures in Nepalese Rupees)
Sl. No. | Item Description | Unit | Quantity | Installation Charges (including all Taxes and Duties) |  | Portion for other payment (INR)
|  |  |  | Unit Charges | Total Charges | Unit Charges (excl. GST) | Total Charges (excl. GST)
(1) | (2) | (3) | (4) | (5) | (6) = (4) X (5) | (17) | (18)=(14) X (17)
220kV AIS Equipments
1 | 245 kV,1 phase Bus Post Insulator (except for Line Traps) | EA | 21 |  | INCLUDED |  | INCLUDED
2 | 245kV, 1600A, 40KA Circuit Breaker(3-Phase) with support structure | EA | 1 |  | INCLUDED |  | INCLUDED
3 | 245kV, 1600A, 40 KA, 3-phase DoubleBreak Isolator with two E/S | EA | 1 |  | INCLUDED |  | INCLUDED
4 | 245kV, 1600A, 40 KA, 3-phase DoubleBreak Isolator with one E/S | EA | 2 |  | INCLUDED |  | INCLUDED
5 | 245kV, 1600A, 40 KA, 3-phase DoubleBreak Tandem Isolator without E/S | EA | 2 |  | INCLUDED |  | INCLUDED
6 | 216kV Surge Arrester (1-phase) | EA | 9 |  | INCLUDED |  | INCLUDED
7 | 245 kV, 1600A, 40KA, 1-Phase Current Transformer with 120% extended current rating | EA | 3 |  | INCLUDED |  | INCLUDED
| Relay & Protection Panels(220kV) | [5 empty] | INCLUDED
8 | 220kV Circuit Breaker Relay Panel without Auto Reclose (with Automation) | EA | 1 |  | INCLUDED |  | INCLUDED
9 | Augmentation of existing 220kV bus bar protection scheme | SET | 1 |  | INCLUDED |  | INCLUDED
| Substation automation system | [5 empty] | INCLUDED
10 | Augmentation of Substation automation System for 220kV bay as per Technical Specification | EA | 1 |  | INCLUDED |  | INCLUDED
11 | Augmentation of Substation automation System for 400kV Main bay as per Technical Specification | EA | 6 |  | INCLUDED |  | INCLUDED
12 | Augmentation of Substation automation System for 400kV Tie bay as per Technical Specification | EA | 3 |  | INCLUDED |  | INCLUDED
13 | Complete Substation automation System for 400kV Switchable Line Reactor Bay as per Technical Specification | EA | 2 |  | INCLUDED |  | INCLUDED
14 | Augmentation of Substation automation System for 400kV Bus Sectionalizer bay as per Technical Specification | EA | 2 |  | INCLUDED |  | INCLUDED
| Power & Control cables | [5 empty] | INCLUDED
15 | 1.1kV grade Control Cables (PVCinsulated) along withlugs,glands,straight joints &accessories,etc. | LS | 1 |  | INCLUDED |  | INCLUDED
16 | 1.1kV grade Power Cables (PVCinsulated)along withlugs,glands,straight joints &accessories,etc. | LS | 1 |  | INCLUDED |  | INCLUDED
17 | 1.1kV grade Power Cables (XLPEinsulated) along withlugs,glands,straight joints &accessories,etc. | LS | 1 |  | INCLUDED |  | INCLUDED
| Steel structures | [5 empty] | INCLUDED
18 | Erection of Std 220 kV Tower CTA including nuts, bolts, all type of washers, packplates, step bolts and gusset plates excludingfoundation bolts | EA | 1 |  | INCLUDED |  | INCLUDED
19 | Erection of Std 220 kV Tower CB including nuts, bolts, all type of washers, packplates, step bolts and gusset plates excludingfoundation bolts | EA | 1 |  | INCLUDED |  | INCLUDED
20 | Erection of Std 220 kV Gantry BG1 including nuts, bolts, all type of washers, packplates, step bolts and gusset plates excludingfoundation bolts | EA | 1 |  | INCLUDED |  | INCLUDED
21 | Erection of Std 400 kV Tower TB including nuts, bolts, all type of washers, packplates, step bolts and gusset plates excludingfoundation bolts | EA | 3 |  | INCLUDED |  | INCLUDED
22 | Erection of Std 400 kV Tower TV including nuts, bolts, all type of washers, packplates, step bolts and gusset plates excludingfoundation bolts | EA | 3 |  | INCLUDED |  | INCLUDED
23 | Erection of Std 400 kV Gantry G1 including nuts, bolts, all type of washers, packplates, step bolts and gusset plates excludingfoundation bolts | EA | 6 |  | INCLUDED |  | INCLUDED
24 | Erection of 220 kV Beam B1 including nuts, bolts, all type of washers, packplates, step bolts and gusset plates | EA | 1 |  | INCLUDED |  | INCLUDED
25 | Erection of Pipe Structure - 400 kV 1-Phase CVT including nuts, bolts, all type of washers, packplates, step bolts and gusset platesexcluding foundation bolts | EA | 12 |  | INCLUDED |  | INCLUDED
26 | Erection of Pipe Structure - 400 kV 1-Phase SA including nuts, bolts, all type of washers, packplates, step bolts and gusset platesexcluding foundation bolts | EA | 24 |  | INCLUDED |  | INCLUDED
27 | Erection of Pipe Structure - 400 kV, 1-Phase, BPI, (Excluding Wave Trap), including nuts, bolts, all type of washers,packplates, step bolts and gusset plates excluding foundation bolts | EA | 12 |  | INCLUDED |  | INCLUDED
28 | Erection of Pipe Structure - 220 kV 1-Phase SA including nuts, bolts, all type of washers, packplates, step bolts and gusset platesexcluding foundation bolts | EA | 9 |  | INCLUDED |  | INCLUDED
29 | Erection of Pipe Structure - 220 kV 1-Phase BPI including nuts, bolts, all type of washers, packplates, step bolts and gusset platesexcluding foundation bolts | EA | 14 |  | INCLUDED |  | INCLUDED
30 | Erection of Std 132 kV Support Structure 1-Phase LA including nuts, bolts, all type of washers, packplates, step bolts and gussetplates excluding foundation bolts | EA | 2 |  | INCLUDED |  | INCLUDED
31 | Erection of 24mm dia foundation bolts including nuts, checknuts, washers and packplates | EA | 40 |  | INCLUDED |  | INCLUDED
32 | Erection of 28mm dia foundation bolts including nuts, checknuts, washers and packplates. | EA | 532 |  | INCLUDED |  | INCLUDED
33 | Erection of 40mm dia foundation bolts including nuts, checknuts, washers and packplates. | EA | 24 |  | INCLUDED |  | INCLUDED
34 | Erection of 56mm dia foundation bolts including nuts, checknuts, washers and packplates | EA | 136 |  | INCLUDED |  | INCLUDED
35 | Erection of Lattice Structures (MS Steel), to be designed during detailed engineering, for towers, beams and equipment supportstructure including pack plates / packwashers and gusset plates excluding fasteners and foundation bolts | MT | 25 |  | INCLUDED |  | INCLUDED
36 | Erection of fasteners ( nuts, bolts and washers ) including step bolts for lattice and pipe structures to be designed during detailed engineering | MT | 2 |  | INCLUDED |  | INCLUDED
37 | Erection of foundation bolts including nuts, checknut and washers for lattice and pipe structures to be designed during detailed engineering | MT | 4 |  | INCLUDED |  | INCLUDED
38 | Erection of Equipment Support (Pipe) Structures to be designed during detailed engineering. | MT | 10 |  | INCLUDED |  | INCLUDED
39 | Erection of Std LM (50m) including nuts, bolts, all type of washers, packplates, step bolts and gusset plates excluding foundationbolts | EA | 2 |  | INCLUDED |  | INCLUDED
40 | Erection of Std 400 kV Tower TA including nuts, bolts, all type of washers, packplates, step bolts and gusset plates excludingfoundation bolts | EA | 2 |  | INCLUDED |  | INCLUDED
41 | Erection of Std 400 kV Gantry G2 including nuts, bolts, all type of washers, packplates, step bolts and gusset plates excludingfoundation bolts | EA | 1 |  | INCLUDED |  | INCLUDED
42 | Erection of Pipe Structure - 400 kV 1-Phase WT including nuts, bolts, all type of washers, packplates, step bolts and gusset platesexcluding foundation bolts | EA | 12 |  | INCLUDED |  | INCLUDED
43 | Erection of Pipe Structure - 220 kV 3-Phase ISOLATOR including nuts, bolts, all type of washers, packplates, step bolts and gussetplates excluding foundation bolts | EA | 5 |  | INCLUDED |  | INCLUDED
44 | Erection of Pipe Structure - 220 kV 1-Phase High BPI including nuts, bolts, all type of washers, packplates, step bolts and gussetplates excluding foundation bolts | EA | 7 |  | INCLUDED |  | INCLUDED
45 | Erection of Std 132 kV Support Structure 1-Phase BPI including nuts, bolts, all type of washers, packplates, step bolts and gussetplates excluding foundation bolts | EA | 4 |  | INCLUDED |  | INCLUDED
46 | Erection of Pipe Structure - 220 kV 1-Phase CT including nuts, bolts, all type of washers, packplates, step bolts and gusset plates excluding foundation bolts | EA | 3 |  | INCLUDED |  | INCLUDED
| Illumination | [5 empty] | INCLUDED
47 | Lighting Panel type ACP-3 as per technical specification | EA | 2 |  | INCLUDED |  | INCLUDED
48 | Sub Lighting panel (outdoor) type SLP (Switchyard and Street Lighting) | EA | 4 |  | INCLUDED |  | INCLUDED
49 | Illumination system for 400KV GIS Hall | LS | 1 |  | INCLUDED |  | INCLUDED
50 | 15A, 240V: Outdoor Receptacle 2 pole, 3-pin modular (type RO) as per technical specifications | EA | 2 |  | INCLUDED |  | INCLUDED
51 | 63A, 415V : Interlocked switch socket outdoor Receptacle (type RP) as per technical specifications | EA | 3 |  | INCLUDED |  | INCLUDED
52 | Outdoor Power Receptacle for oilfiltration unit (250A) | EA | 2 |  | INCLUDED |  | INCLUDED
53 | Lighting Fixture LED Luminaires type SL-L1 as per tech. specifications | EA | 30 |  | INCLUDED |  | INCLUDED
54 | Pole Mounted LED Post Top Luminaire TYPE SL-D1 (= 30W)as per technical specification | EA | 6 |  | INCLUDED |  | INCLUDED
55 | Type L1 Street Lighting Pole of 6 meter as per technical specification. | EA | 30 |  | INCLUDED |  | INCLUDED
56 | Type D1 Post top lantern pole of 4 meter as per technical specification. | EA | 6 |  | INCLUDED |  | INCLUDED
57 | Lighting Fixture LED Luminaires type FL-1 as per tech. specifications | EA | 30 |  | INCLUDED |  | INCLUDED
58 | Lighting Fixture LED Luminaires type FL2 as per tech. specifications | EA | 15 |  | INCLUDED |  | INCLUDED
59 | Lighting Panel type ACP-2 as per technical specification | EA | 2 |  | INCLUDED |  | INCLUDED
60 | Illumination System for switchyard panel room | M2 | 150 |  | INCLUDED |  | INCLUDED
61 | Air Conditioning system for standard switchyard panel room of 6M length | Set | 1 |  | INCLUDED |  | INCLUDED
62 | High wall type split AC unit of 2 TR capacity | EA | 6 |  | INCLUDED |  | INCLUDED
63 | Illumination System for standard switchyard panel room of 6 m length | SET | 1 |  | INCLUDED |  | INCLUDED
64 | LIGHTING FIXTURE LED LUMINAIRES TYPE IHB AS PER TECH. SPECIFICATIONS | EA | 25 |  | INCLUDED |  | INCLUDED
65 | LIGHTING FIXTURE LED LUMINAIRES TYPE SL-1 AS PER TECH. SPECIFICATIONS | EA | 6 |  | INCLUDED |  | INCLUDED
66 | LIGHTING FIXTURE LED LUMINAIRES TYPE RHQ-I AS PER TECH. SPECIFICATIONS | EA | 20 |  | INCLUDED |  | INCLUDED
| Erection hardwares |  |  |  | INCLUDED |  | INCLUDED
67 | Erection Hardware for 220kV layout (Double Main and Transfer Scheme as per SLD)-Transformer Bay as per specification | SET | 1 |  | INCLUDED |  | INCLUDED
68 | Erection Hardware for 400kV I type layout for GIS termination arrangement-Transformer bay as per technical specification | SET | 1 |  | INCLUDED |  | INCLUDED
69 | Erection Hardware for 400kV I type layout for GIS termination arrangement-Line bay as per technical specification | SET | 4 |  | INCLUDED |  | INCLUDED
70 | Erection Hardware for 400kV I type layout for GIS termination arrangement-Bus Reactor bay as per technical specification | SET | 1 |  | INCLUDED |  | INCLUDED
71 | Erection Hardware for 400kV I type layout for GIS termination arrangement-Line Reactors as per technical specification | SET | 2 |  | INCLUDED |  | INCLUDED
| 220kV Cable & Accessories | [5 empty] | INCLUDED
72 | INSTALLATION OF SINGLE PHASE EARTH LINK BOX WITH SVL AS PER TECHNICAL SPECIFICATION | LS | 4 |  | INCLUDED |  | INCLUDED
73 | INSTALLATION OF SINGLE PHASE EARTH LINK BOX WITHOUT SVL AS PER TECHNICAL SPECIFICATION | LS | 4 |  | INCLUDED |  | INCLUDED
74 | 220 KV Cable end termination(s) (AIS TYPE) at substation as per technical specification | EA | 8 |  | INCLUDED |  | INCLUDED
75 | STRAIGHT THROUGH JOINT SUITABLE FOR 1C X 1600 SQMM CU CABLE . | SET | 4 |  | INCLUDED |  | INCLUDED
76 | 220KV GRADE 1CX1600 SQ. MM (XLPE) POWER CABLE | KM | 0.72 |  | INCLUDED |  | INCLUDED
77 | Construction of buried cable trench along with excavation, PCC, back filling, restoration and construction of jointing bays (asper requirement) etc. as per technical specification | KM | 0.17 |  | INCLUDED |  | INCLUDED
| Power Transformer | [5 empty] | INCLUDED
78 | On line Dissolved Gas(Multigas) & Moisture analyser | EA | 1 |  | INCLUDED |  | INCLUDED
79 | On line insulating oil drying system (Cartridge type) (As per technical specification) | EA | 1 |  | INCLUDED |  | INCLUDED
80 | Digital RTCC Panel consist of digital RTCC relays as per technical specification | SET | 1 |  | INCLUDED |  | INCLUDED
81 | Insulating oil for 315MVA, 400KV/220/33 KV, 3-phase Autotransformer | SET | 1 |  | INCLUDED |  | INCLUDED
82 | 315MVA, 400KV/220/33 KV, 3-phase Autotransformer excluding Insulating Oil | EA | 1 |  | INCLUDED |  | INCLUDED
| 400kV AIS Equipment | [5 empty] | INCLUDED
83 | 420 kV, 4400 pF Capacitive Voltage Transformer (1-Phase) | EA | 12 |  | INCLUDED |  | INCLUDED
84 | 336kV Surge Arrester (1-phase) | EA | 24 |  | INCLUDED |  | INCLUDED
85 | Controlled Switching Device for 420 kV, 3-ph Circuit Breaker | EA | 5 |  | INCLUDED |  | INCLUDED
86 | 420KV, 1-PHASE BUS POST INSULATORS (EXCEPT FOR LINE TRAPS) | EA | 12 |  | INCLUDED |  | INCLUDED
87 | 420KV, 1-PHASE BUS POST INSULATORS (FOR LINE TRAPS) | EA | 24 |  | INCLUDED |  | INCLUDED
| 400kV GIS Equipment |  |  |  | INCLUDED |  | INCLUDED
88 | 420 kV, 3150 A, 50 kA, SF6 GIS Line feeder bay module(without PIR) as per Section-Project, Technical specification | SET | 4 |  | INCLUDED |  | INCLUDED
89 | 420kV, 3150 A, 50 kA, SF6 GIS Tie bay module(without PIR) as per Section-Project, Technical specification | SET | 2 |  | INCLUDED |  | INCLUDED
90 | 420kV, 3000A, 50kA, Single phase, SF6Gas Insulated Bus Duct (GIB) outsideGIS Hall alongwith associated supportstructure | M | 1155 |  | INCLUDED |  | INCLUDED
91 | 420kV, 2000A, 50kA, Single phase, SF6Gas Insulated Bus Duct (GIB) outsideGIS Hall alongwith associated supportstructure | M | 348 |  | INCLUDED |  | INCLUDED
92 | 420kV, 2000A, 50kA, SF6 GIS Switchable Line Reactor feeder bay module as per Section-Project, Technical specification | SET | 2 |  | INCLUDED |  | INCLUDED
93 | 420kV, 2000 A, 50 kA, 3-Phase SF6 GIS ICT feeder bay module | SET | 1 |  | INCLUDED |  | INCLUDED
94 | 420kV, 2000A, 50kA, SF6 GIS Bus Reactorbay module as per Section-Project,Technical specification | SET | 1 |  | INCLUDED |  | INCLUDED
95 | 420kV, 5000 A, 50 kA, SF6 GIS Bus bar module as per Section-Project, Technical specification | SET | 2 |  | INCLUDED |  | INCLUDED
96 | 420KV, 2000A,50kA, SF6/AIR BUSHING | EA | 12 |  | INCLUDED |  | INCLUDED
97 | 420kV,3150A, 50kA, 1sec Single phase 420kV SF6 to Air Bushing | EA | 12 |  | INCLUDED |  | INCLUDED
98 | 420kV, 5000 A, 50 kA, SF6 GIS Bus sectionaliser module as perSection-Project, Technical specification | SET | 2 |  | INCLUDED |  | INCLUDED
99 | 420kV, 2000 A, 50 kA, SF6 GIS Tie bay module(without PIR) as per Section-Project, Technical specification | SET | 1 |  | INCLUDED |  | INCLUDED
| 132kV AIS Equipment | [5 empty] | INCLUDED
100 | 145kV ,1 phase Bus Post Insulators | EA | 4 |  | INCLUDED |  | INCLUDED
101 | 120kV Surge Arrester(1-phase) | EA | 2 |  | INCLUDED |  | INCLUDED
102 | 145kV, 1250A, 31.5KA Circuit Breakers(1-Phase) with support structure | EA | 2 |  | INCLUDED |  | INCLUDED
103 | Oil filled Neutral Grounding Reactor (NGR) along with support structure & terminal connector | SET | 2 |  | INCLUDED |  | INCLUDED
| Testing & Maintenance Equipment(for GIS) | [5 empty] | INCLUDED
104 | Online Partial Discharge Monitoring System for 400kV GIS station | SET | 1 |  | INCLUDED |  | INCLUDED
| Relay & Protection Panel (400kV) | [5 empty] | INCLUDED
105 | 400kV Circuit Breaker Relay Panel with Auto Reclose (with Automation) | EA | 6 |  | INCLUDED |  | INCLUDED
106 | 400kV Circuit Breaker Relay Panel without Auto Reclose (with Automation) | EA | 7 |  | INCLUDED |  | INCLUDED
107 | 400kV Line Protection Panel (with Automation) | EA | 4 |  | INCLUDED |  | INCLUDED
108 | 400kV Transformer Protection Panel (For both HV & MV side)-(with Automation) | EA | 1 |  | INCLUDED |  | INCLUDED
109 | 400kV Bus Bar Protection Panel (Duplicate)-(with Automation) | SET | 1 |  | INCLUDED |  | INCLUDED
110 | Time synchronisation equipment | EA | 1 |  | INCLUDED |  | INCLUDED
111 | 400kV Reactor Protection Panel (with Automation) | EA | 3 |  | INCLUDED |  | INCLUDED
112 | 400kV Bus Sectionalizer Protection Panel (with Automation) | SET | 2 |  | INCLUDED |  | INCLUDED
113 | Augmentation of existing 400kV bus bar protection scheme for 2 Nos. Bus Sectionalizer Bays as per Technical specification -(with Automation) | SET | 1 |  | INCLUDED |  | INCLUDED
| PLCC Equipment at Dhalkebar end | [5 empty] | INCLUDED
114 | 400kV, 3150A, 1.0mH , 50kA Line Trap | EA | 8 |  | INCLUDED |  | INCLUDED
115 | Coupling device for PLCC | EA | 4 |  | INCLUDED |  | INCLUDED
116 | HF CABLE FOR PLCC-75 OHM (KM) | KM | 2 |  | INCLUDED |  | INCLUDED
117 | Carrier Equipment Analog type (for Speech+Data & Speech+Protection) | EA | 4 |  | INCLUDED |  | INCLUDED
118 | Protection Coupler (Analog) | EA | 4 |  | INCLUDED |  | INCLUDED
119 | 4-WIRE TELEPHONE | EA | 2 |  | INCLUDED |  | INCLUDED
120 | Digital Protection Coupler | EA | 4 |  | INCLUDED |  | INCLUDED
| PLCC Equipment at Arun-3 end | [5 empty] | INCLUDED
121 | Coupling device for PLCC | EA | 2 |  | INCLUDED |  | INCLUDED
122 | HF CABLE FOR PLCC-75 OHM (KM) | KM | 1 |  | INCLUDED |  | INCLUDED
123 | Carrier Equipment Analog type (for Speech+Data & Speech+Protection) | EA | 2 |  | INCLUDED |  | INCLUDED
124 | Protection Coupler (Analog) | EA | 2 |  | INCLUDED |  | INCLUDED
125 | 4-WIRE TELEPHONE | EA | 1 |  | INCLUDED |  | INCLUDED
126 | Digital Protection Coupler | EA | 2 |  | INCLUDED |  | INCLUDED
| PLCC Equipment at Muzaffarpur end | [5 empty] | INCLUDED
127 | Coupling device for PLCC | EA | 2 |  | INCLUDED |  | INCLUDED
128 | HF CABLE FOR PLCC-75 OHM (KM) | KM | 1 |  | INCLUDED |  | INCLUDED
129 | Carrier Equipment Analog type (for Speech+Data & Speech+Protection) | EA | 2 |  | INCLUDED |  | INCLUDED
130 | Protection Coupler (Analog) | EA | 2 |  | INCLUDED |  | INCLUDED
131 | 4-WIRE TELEPHONE | EA | 1 |  | INCLUDED |  | INCLUDED
132 | Digital Protection Coupler | EA | 2 |  | INCLUDED |  | INCLUDED
| Substation Auxiliaries | [5 empty] | INCLUDED
133 | 250 kVA Diesel Generator along with control Panel | SET | 1 |  | INCLUDED |  | INCLUDED
134 | 1.1kV grade 3.5Cx300 sqmm (PVC) Power Cable | KM | 1.5 |  | INCLUDED |  | INCLUDED
135 | 220V DCDB (Extn.) | SET | 1 |  | INCLUDED |  | INCLUDED
136 | 400V ACDB (Extn.) as per technical specification | SET | 1 |  | INCLUDED |  | INCLUDED
137 | EOT Crane Extension for GIS Building for 400kV GIS station | SET | 1 |  | INCLUDED |  | INCLUDED
138 | Extension of Ventilation System for GIS Hall | LOT | 1 |  | INCLUDED |  | INCLUDED
139 | 12C Underground Fiber Optic Cable and associated FO approach cable & patch chord cable required for duplicated overall Current differential protection as per technical specification | LOT | 1 |  | INCLUDED |  | INCLUDED
| 420KV Shunt Reactor | [5 empty] | INCLUDED
140 | 80MVAR, 420kV , 3-phase Bus Reactor excluding Insulating Oil | EA | 1 |  | INCLUDED |  | INCLUDED
141 | Insulating Oil for 80 MVAR, 420kV ,3-phase Shunt Reactor | SET | 1 |  | INCLUDED |  | INCLUDED
142 | On line Dissolved Gas(Multigas) & Moisture analyser | EA | 3 |  | INCLUDED |  | INCLUDED
143 | On line insulating oil drying system (Cartridge type) (As per technical specification) | EA | 3 |  | INCLUDED |  | INCLUDED
144 | 63 MVAR,420kV,3-phase Shunt Reactor excluding Insulating Oil | EA | 2 |  | INCLUDED |  | INCLUDED
145 | Insulating Oil for 63 MVAR, 420kV ,3-phase Shunt Reactor with associated NGR | SET | 2 |  | INCLUDED |  | INCLUDED
| Telecom Equipment at Dhalkebar SS | [5 empty] | INCLUDED
146 | SDH Equipment (STM-4 MADM upto 5 MSP protected directions)-Common cards, Cross-connect/control cards, Optical base card, Powersupply cards, power cabling, other hardware & accessories (each). | SET | 1 |  | INCLUDED |  | INCLUDED
147 | Tributary interface- E1 interface (Minimum 16 nos.) | SET | 2 |  | INCLUDED |  | INCLUDED
148 | Ethernet Interface 10/100 Base T with Layer-2 switching (Min 8 Interfaces per card) | EA | 2 |  | INCLUDED |  | INCLUDED
149 | Equipment Cabinets-For SDH Equipments | EA | 1 |  | INCLUDED |  | INCLUDED
150 | Optical Interface Card (to support minimum 150 kms) for STM-4 | EA | 2 |  | INCLUDED |  | INCLUDED
151 | Optical Interface Card (to support minimum 200 kms) for STM-4 | EA | 2 |  | INCLUDED |  | INCLUDED
152 | NMS-Craft Terminal-Hardware | EA | 1 |  | INCLUDED |  | INCLUDED
153 | NMS-Craft Terminal-Software | EA | 1 |  | INCLUDED |  | INCLUDED
154 | VOIP telephone instrument with one common switch (min. 8 port) | EA | 4 |  | INCLUDED |  | INCLUDED
155 | Optical Interface Cards/SFP# -S4.1 SDH Equipment -STM-4 | EA | 4 |  | INCLUDED |  | INCLUDED
| Telecom Equipment at Arun-3 End | [5 empty] | INCLUDED
156 | SDH Equipment (STM-4 MADM upto 5 MSP protected directions)-Common cards, Cross-connect/control cards, Optical base card, Powersupply cards, power cabling, other hardware & accessories (each). | SET | 1 |  | INCLUDED |  | INCLUDED
157 | Equipment Cabinets-For SDH Equipments | EA | 1 |  | INCLUDED |  | INCLUDED
158 | Tributary interface- E1 interface (Minimum 16 nos.) | SET | 2 |  | INCLUDED |  | INCLUDED
159 | Ethernet Interface 10/100 Base T with Layer-2 switching (Min 8 Interfaces per card) | EA | 2 |  | INCLUDED |  | INCLUDED
160 | Optical Interface Card (to support minimum 200 kms) for STM-4 | EA | 2 |  | INCLUDED |  | INCLUDED
161 | NMS-Craft Terminal-Hardware | EA | 1 |  | INCLUDED |  | INCLUDED
162 | NMS-Craft Terminal-Software | EA | 1 |  | INCLUDED |  | INCLUDED
163 | VOIP telephone instrument with one common switch (min. 8 port) | EA | 4 |  | INCLUDED |  | INCLUDED
| Fire Protection System | [5 empty] | INCLUDED
164 | HVW spray system, Hydrant system and complete U/G & O/G piping and accessories etc. out side the pump house for 80 MVAR, 420kV, 3phase Bus Reactor | SET | 1 |  | INCLUDED |  | INCLUDED
165 | HVW spray system, Hydrant system and complete U/G & O/G piping and accessories etc. out side the pump house for 315MVA ,(400/√3)/(220/√3)/33kV, 3-phase Autotransformer | SET | 1 |  | INCLUDED |  | INCLUDED
166 | HVW spray system, Hydrant system and complete U/G & O/G piping and accessories etc. out side the pump house for 63 MVAR, 420kV, 3phase Shunt Reactor | SET | 2 |  | INCLUDED |  | INCLUDED
167 | Fire Detection and Alarm System for Switchyard Panel Room of 6 m length | SET | 1 |  | INCLUDED |  | INCLUDED
168 | Over Ground pipe from FFPH to Transformer for Hydrant System (extension) | EA | 1 |  | INCLUDED |  | INCLUDED
169 | Over Ground pipe from FFPH to Reactor for Hydrant System (extension) | EA | 3 |  | INCLUDED |  | INCLUDED
170 | FIRE PROTECTION SYSTEM-400KVGIS HALL EXENSION | SET | 1 |  | INCLUDED |  | INCLUDED
171 | Fire Detection and Alarm System for Switchyard Panel Room . | M2 | 150 |  | INCLUDED |  | INCLUDED
172 | Visual Monitoring System (VMS) |  |  |  | INCLUDED |  | INCLUDED
173 | Color IP camera, with PAN, TILT and ZOOM facilities, alongwith all required Items, Accessories, Line Interface units, Fiber patchcords, Power supply units, Junction Boxes, Cables, Fiber Optic Cables, etc., and including Integration in existing Hardware andSoftware for Augmentation of Visual Monitoring System as per technical specification. | SET | 1 |  | INCLUDED |  | INCLUDED
| Earthing System | [5 empty] | INCLUDED
174 | Earthing System including necessary Cu earth conductor, Cu earth electrode, Cu Flat, exothermic joints, connections/risers etc. aspertechnical specification . | LS | 1 |  | INCLUDED |  | INCLUDED
| Civil works | [5 empty] | INCLUDED
175 | Earthwork in Excavation in all types of soils and soft/disintegrated rocks including disposal and rough grading of excavatedmaterial within a lead of 1000 meters beyond the levelling boundary as per TS | M3 | 11500 |  | INCLUDED |  | INCLUDED
176 | Providing and laying of Plain Cement Concrete (PCC) (1:4:8) | M3 | 1250 |  | INCLUDED |  | INCLUDED
177 | Providing and laying of Plain Cement Concrete (PCC) (1:2:4) | M3 | 50 |  | INCLUDED |  | INCLUDED
178 | Providing and laying of Reinforced Cement Concrete M25 mix including pre cast, shuttering, Grouting of pockets & underpinning butexcluding steel reinforcement | M3 | 3500 |  | INCLUDED |  | INCLUDED
179 | Providing and laying Plain Cement Concrete 1:5:10 (1 cement : 5 sand : 10 brick aggregate) | M3 | 1240 |  | INCLUDED |  | INCLUDED
180 | Steel Reinforcement | MT | 220 |  | INCLUDED |  | INCLUDED
181 | Misc. Structural steel including rails, embedments, edge protection angles, gratings etc. but excluding the reinforcement steel andsteel for lattice and pipe structures. | MT | 63 |  | INCLUDED |  | INCLUDED
182 | Stone spreading in switchyard excluding PCC | M2 | 16200 |  | INCLUDED |  | INCLUDED
183 | Antiweed treatment | M2 | 16200 |  | INCLUDED |  | INCLUDED
184 | Stone filling (40 mm size) for transformer/Reactor foundation | M3 | 82 |  | INCLUDED |  | INCLUDED
185 | 3.75m wide Cement Concrete road with PCC shoulder including 100 mm dia RCC Hume Pipe @ 100 metre interval as per drawing and TS.However, reinforcement steel and all type concrete shall be paid separately under relevant items | M2 | 668 |  | INCLUDED |  | INCLUDED
186 | 7m wide Concrete road (including all crossings) as per drawing except reinforcement & concrete | M2 | 7000 |  | INCLUDED |  | INCLUDED
187 | Construction of rail cum road as per drawing including all item such as excavation,compactions, rolling watering, WBM etc. butexcluding concrete reinforcement and structural steel-Section having two rails | M2 | 400 |  | INCLUDED |  | INCLUDED
188 | Removing,cleaning and washing of existing stones and respreading of stones in switchyard after doing anti-weed treatment excludingPCC | M2 | 600 |  | INCLUDED |  | INCLUDED
189 | Chain link fencing as per tender drawing & technical specification. All type of concrete shall be paid as per relevant items of BPS. | M | 200 |  | INCLUDED |  | INCLUDED
190 | Switchyard Gate excluding Concrete | EA | 1 |  | INCLUDED |  | INCLUDED
191 | RCC culverts and cable trench crossings including supplying and laying hume pipe 250mm dia of grade (NP-3) excluding concrete as perspecification. | M | 30 |  | INCLUDED |  | INCLUDED
192 | Supplying and erecting dewatering pumps-5 HP | EA | 2 |  | INCLUDED |  | INCLUDED
193 | Supplying and erecting dewatering pumps-0.5 HP | EA | 4 |  | INCLUDED |  | INCLUDED
194 | Drains section A-A including culverts but excluding concrete & reinforcement steel | M | 150 |  | INCLUDED |  | INCLUDED
195 | Drains Section B-B including culverts but excluding concrete & reinforcement steel | M | 150 |  | INCLUDED |  | INCLUDED
196 | Drains Section C-C including culverts but excluding concrete & reinforcement steel | M | 40 |  | INCLUDED |  | INCLUDED
197 | Drains Section D-D including culverts but excluding concrete & reinforcement steel | M | 20 |  | INCLUDED |  | INCLUDED
198 | Earthwork in excavation in all types of soil and soft/disintegrated rock in open areas/nallas/channels to the required slopes,levels, elevations and profile, including trimming of bottom and slopes of excavation, bailing out water, pumping, removal of slush&disposal of soil,soft/disintrated rock for lead up to 1000 metre beyond boundary including labours, T&P, safeguards andincidental etc. The disposed earth shall be roughly graded. | M3 | 5000 |  | INCLUDED |  | INCLUDED
199 | Supply of earth (excluding rock & boulders) at site including royalty, carriage and filling in specified areas in layers notexceeding 200mm in depth, compacting under optimum moisture condition to achieve 95% of Proctor density, finishing etc. allcomplete, for all leads & lifts, with all labour, material, tools, tackles, equipments, safeguards & incidentals as necessary as perdrawings, specification and direction of the Engineer- in- Charge. | M3 | 40000 |  | INCLUDED |  | INCLUDED
200 | RCC framed Masonry wall | M | 600 |  | INCLUDED |  | INCLUDED
201 | RCC culverts and cable trench crossings including supplying and laying hume pipe 300mm dia of grade (NP-3) excluding concrete as perspecification. | M | 30 |  | INCLUDED |  | INCLUDED
202 | RCC culverts and cable trench crossings including supplying and laying hume pipe 450mm dia of grade (NP-3) excluding concrete as perspecification. | M | 20 |  | INCLUDED |  | INCLUDED
203 | PEB - 400 kV GIS - Civil Works. All civil works as per drawing and specifications complete, including - brickwork, finishing(external and internal), windows etc. However, excavation, PCC, RCC and reinforcement shall be paid separately as per BPS. | M2 | 640 |  | INCLUDED |  | INCLUDED
204 | 400 kV Panel Room - Civil Works.All civil works as per drawing and specifications complete, including - brickwork, finishing(external and internal), windows etc.However,excavation, PCC, RCC and reinforcement shall be paid separately as per BPS. | M2 | 150 |  | INCLUDED |  | INCLUDED
205 | 200 kV Panel Room - Civil Works.All civil works as per drawing and specifications complete, including - brickwork, finishing(external and internal), windows etc. However,excavation, PCC, RCC and reinforcement shall be paid separately as per BPS. | M2 | 27 |  | INCLUDED |  | INCLUDED
206 | Security Hut - Civil WorksAll civilworks as per drawing and specificationscomplete, including - brickwork,finishing (external and internal),windows etc.However, excavation, PCC,RCC and reinforcement shall be paidseparately as per BPS. | M2 | 20 |  | INCLUDED |  | INCLUDED
207 | Septic tank and soakpit for Security Room | EA | 1 |  | INCLUDED |  | INCLUDED
208 | Dismantling of existing boundary wall, stacking of steel, barbedwire, bricks and other usable materials including disposal ofrubbish | RM | 200 |  | INCLUDED |  | INCLUDED
| TOTAL SCHEDULE-3 |  |  |  | 0 |  | #REF!
#REF!
Date: | 0 |  |  | Printed Name: | 0 | 0
Place: | 0 |  |  | Designation: | 0 | 0
Click for Schedule--4a

## Sch-4a
SPEC. NO.: CC-CS/921-CC/GIS-3967/3/G7 | [5 empty] | Schedule-4a | #REF!
Substation Package-SS01 for extension of 400(GIS)/220(AIS)kV Dhalkebar(NEA) Substation under Transmission system associated with Arun-3 HEP in Nepal under consultancy services to ‘SJVN Arun-3 Power Development Company Pvt. Ltd.’ (SAPDC) | [6 empty] | #REF!
#REF!
(Schedule of Rates and Prices)
Bidder’s Name and Address : |  |  |  | To:
Contract Services
Name |  |  |  | Power Grid Corporation of India Ltd.,
Address : | 0 |  |  | "Saudamini", Plot No.-2
| 0 |  |  | Sector-29,
| 0 |  |  | Gurgaon (Haryana) - 122 001
Price Break-down of charges for Training to be imparted abroad
Sl. No. | Description | Country where training is to be imparted | Unit | Qty | Unit Training Charges | Total Training Charges
(1) | (2) | (3) | (4) | (5) | (6) | (7)=(5) X (6)
1 | Training in the field of design, operation and maintenance of the GIS installation at Manufacturer's / Supplier's work |  | MND | 30 |  | INCLUDED
2 | Training at Manufacturer's / Supplier's work for Owner's personnel-Protection and automation |  | MND | 18 |  | INCLUDED
3 | Training at Manufacturer's / Supplier's work for Owner's personnel-Circuit Breaker |  | MND | 12 |  | INCLUDED
4 | Training for communication Equipments at Manufacturer's / Supplier's work for Owner's personnel |  | MND | 12 |  | INCLUDED
5 | Training at Manufacturer's / Supplier's work for Owner's personnel-DPC AND PLCC |  | MND | 12 |  | INCLUDED
6 | Training at Manufacturer's / Supplier's work for Owner's personnel-Transformer |  | MND | 18 |  | INCLUDED
7 | Training at Manufacturer's / Supplier's work for Owner's personnel-Reactor |  | MND | 12 |  | INCLUDED
| TOTAL TRAINING CHARGES FOR TRAINING TO BE IMPARTED ABROAD |  |  |  |  | 0
Date : | 0 |  |  | Printed Name: | 0
Place : | 0 |  |  | Designation: | 0

## Sch-4b
SPEC. NO.: CC-CS/921-CC/GIS-3967/3/G7 | [5 empty] | Schedule-4b | #REF!
Substation Package-SS01 for extension of 400(GIS)/220(AIS)kV Dhalkebar(NEA) Substation under Transmission system associated with Arun-3 HEP in Nepal under consultancy services to ‘SJVN Arun-3 Power Development Company Pvt. Ltd.’ (SAPDC) | [6 empty] | #REF!
#REF!
(Schedule of Rates and Prices)
Bidder’s Name and Address : |  |  |  | To:
Contract Services
Name |  |  |  | Power Grid Corporation of India Ltd.,
Address : | 0 |  |  | "Saudamini", Plot No.-2
| 0 |  |  | Sector-29,
| 0 |  |  | Gurgaon (Haryana) - 122 001
#REF!
Price Break-down of charges for Training to be imparted with in Nepal
Sl. No. | Description | Country where training is to be imparted | Unit | Qty | Unit Training Charges | Total Training Charges
(1) | (2) | (3) | (3) | (4) | (5) | (6)=(4) X (5)
1 | Training at substation Site in the area of erection, testing, commissioining, operation and maintenence of GIS Equipments and AIS CB, Isolator, CT, CVT & Surge Arrester. |  | MND | 50 |  | INCLUDED
| TOTAL TRAINING CHARGES FOR TRAINING TO BE IMPARTED within Nepal |  |  |  |  | 0
Date : | 0 |  |  | Printed Name: | 0
Place : | 0 |  |  | Designation: | 0

## Sch-4c (hidden)
SPEC. NO.: CC-CS/921-CC/GIS-3967/3/G7 | [14 empty] | Schedule-4c |  | #REF!
#REF!
Substation Package-SS01 for extension of 400(GIS)/220(AIS)kV Dhalkebar(NEA) Substation under Transmission system associated with Arun-3 HEP in Nepal under consultancy services to ‘SJVN Arun-3 Power Development Company Pvt. Ltd.’ (SAPDC) | [16 empty] | #REF!
INR
(Schedule of Rates and Prices)
Bidder’s Name and Address : | [13 empty] | To:
Contract Services
Power Grid Corporation of India Ltd.,
Address : | #REF! | [12 empty] | "Saudamini", Plot No.-2
| #REF! | [12 empty] | Sector-29,
| #REF! | [12 empty] | Gurgaon (Haryana) - 122 001
#REF!
#REF!
Price Break-down of Annual Maintenance Charges | [11 empty] | (All figures in Indian Rupees)
Sl. No. | PR No | PR Line Item No | Activity Header | PR Activity No | Activity Description | Service Code | Description | SAC Code | Whether SAC in column ‘9’ is confirmed. If not indicate applicable the SAC # | Rate of GST applicable | Whether rate of GST in column ‘11’ is confirmed. If not indicate applicable rate of GST # | Unit | Qty | Unit AMC Charges | Total AMC Charges | GST
[9 empty] | (Yes/No) | (in %) | (Yes/No)
(1) | (2) | (3) | (4) | (5) | (6) | (7) | (8) | (9) | (10) | (11) | (12) | (13) | (14) | (15) | (16)=(14) X (15) | (1)
(8): NOT APPLICABLE |  | 0
(2): TOTAL FOR AMC CHARGES (TOTAL SCHEDULE - 4c) | 0 | 0
Note: | In case the bidder leaves the cell for confirmation of the SAC and/or GST rate “blank”, the SAC and corresponding GST rate indicated by the Employer shall be deemed to be the one confirmed by the Bidder.
Date : | 0 | [11 empty] | Printed Name: | 0
Place : | 0 | [11 empty] | Designation: | 0

## Sch-5
SPEC. NO.: CC-CS/921-CC/GIS-3967/3/G7 |  |  | SCHEDULE-5
Substation Package-SS01 for extension of 400(GIS)/220(AIS)kV Dhalkebar(NEA) Substation under Transmission system associated with Arun-3 HEP in Nepal under consultancy services to ‘SJVN Arun-3 Power Development Company Pvt. Ltd.’ (SAPDC)
SUMMARY OF TAXES & DUTIES
Bidder’s Name and Address : |  | To:
Contract Services
Name |  | Power Grid Corporation of India Ltd.,
Address: | 0 | "Saudamini", Plot No.-2
| 0 | Sector-29,
| 0 | Gurgaon (Haryana) - 122 001
#REF!
Sl. No. | Name of Taxes and Duties applicable within Nepal | Rate
Taxes and Duties included in Schedule 1 to 4
1. | Name of Taxes & Duties included in Schedule1a : |  |  | 0 | #REF! |  | #REF! | 1
[8 empty] | #VALUE! | Custom Duty after discount
2. | Name of Taxes & Duties included in Schedule1b :
3. | Name of Taxes & Duties included in Schedule 2 :
[5 empty] | 1 |  |  | 0 | GST on Ex-W after discount
|  |  |  | #REF! | #REF! | #REF! | 0 | #REF! | GST on all Services After discount
4. | Name of Taxes & Duties included in Schedule 3 :
|  |  |  | 1 | 1 | 1 | 1
Note | The Taxes and Duties for which rate is indicated above are already included in Bid Prices of respective Schedules. In line with ITB 11.4 (p) in BDS Sectiom-II of the Bidding Documents for the purpose of Evaluation, Total Bid Prices, which are inclusive of Taxes and Duties, quoted by Bidder shall be considered. |  | 0 |  |  |  |  | #VALUE!
Date: | 0 | Printed Name | 0
Place: | 0 | Designation | 0
Click for Schedule--7a

## Sch-6
SPEC. NO.: CC-CS/921-CC/GIS-3967/3/G7 |  |  |  | SCHEDULE-6 |  | #REF!
#REF!
Substation Package-SS01 for extension of 400(GIS)/220(AIS)kV Dhalkebar(NEA) Substation under Transmission system associated with Arun-3 HEP in Nepal under consultancy services to ‘SJVN Arun-3 Power Development Company Pvt. Ltd.’ (SAPDC) | [5 empty] | #REF!
(GRAND SUMMARY)
Bidder’s Name and Address : |  |  | To:
|  |  | Contract Services |  | 0
Name |  |  | Power Grid Corporation of India Ltd., |  | 0
Address : | 0 |  | "Saudamini", Plot No.-2 |  | 0
| 0 |  | Sector-29, |  | INR
| 0 |  | Gurgaon (Haryana) - 122 001
0
#REF!
Sl. No. | Description |  | Total Price
1 | TOTAL SCHEDULE NO. 1(a)
| Plant and Equipment to be supplied from Abroad (i.e. outside Nepal) including Type Test Charges for tests to be conducted Abroad (i.e. outside Nepal) (in INR) |  |  | 0
2 | TOTAL SCHEDULE NO. 1(b)
| Plant and Equipment to be supplied from within Nepal including Type Test Charges for test to be conducted in Nepal (in NPR) |  |  | 0
3 | TOTAL SCHEDULE NO. 2
| Local transportation, In-transit Insurance, loading & unloading Charges (in NPR) |  |  | 0
3b | Port handling & Custom clearance charges (applicable only for CIF supplies covered under Schedule-1a) |  |  | #REF!
4 | TOTAL SCHEDULE NO. 3
| Installation Charges (in NPR) |  |  | 0
5 | TOTAL SCHEDULE NO. 4(a)
| Training Charges for Training to be imparted Abroad (in INR) |  |  | 0
6 | TOTAL SCHEDULE NO. 4(b)
| Training Charges for Training to be imparted in Nepal (in NPR) |  |  | 0
7 | TOTAL SCHEDULE NO. 4(c)
| Annual Maintenance Charges |  |  | 0
7 | TOTAL SCHEDULE NO. 5
| Taxes and Duties (Included in above Schedules) (in NPR) |  |  | 0
8 | TOTAL SCHEDULE NO.7(a)
| Break-up of Type Test Charges for Tests to be conducted abroad (in INR) [Total of this Schedule is included in Schedule - 1a above.] |  |  | 0
9 | TOTAL SCHEDULE NO. 7(b)
| Break-up of Type Test Charges for Tests to be conducted in Nepal (in NPR) [Total of this Schedule is included in Schedule - 1b above.] |  |  | 0
| GRAND TOTAL [1+2+3+4+5+6+7] | INR |  | 0
|  | NPR |  | 0
Date: | 0 |  | Printed Name: | 0
Place: | 0 |  | Designation: | 0
|  | INR | #REF!
|  | #REF! | #REF!
|  | #REF! | #REF!
|  | INR | #REF!

## Sch-6 (After Discount)
SPEC. NO.: CC-CS/921-CC/GIS-3967/3/G7 |  |  | SCHEDULE-6 (After Discount) |  |  |  | #REF!
#REF!
Substation Package-SS01 for extension of 400(GIS)/220(AIS)kV Dhalkebar(NEA) Substation under Transmission system associated with Arun-3 HEP in Nepal under consultancy services to ‘SJVN Arun-3 Power Development Company Pvt. Ltd.’ (SAPDC) | [6 empty] | #REF!
(GRAND SUMMARY AFTER DISCOUNT) | [6 empty] | INR
Bidder’s Name and Address : |  |  | To:
Contract Services
Name |  |  | Power Grid Corporation of Nepal Ltd.,
Address: | 0 |  | "Saudamini", Plot No.-2
| 0 |  | Sector-29,
| 0 |  | Gurgaon (Haryana) - 122 001
#REF!
Sl. No. | Description |  | Total Price
1 | TOTAL SCHEDULE NO. 1(a) |  |  |  | Disc. Factors | From Sch-6
| Plant and Equipment to be supplied from abroad including Type Test Charges for tests to be conducted abroad (in INR) |  |  | 0 | 1 | 0
2 | TOTAL SCHEDULE NO. 1(b)
| Plant and Equipment to be supplied from within Nepal including Type Test Charges for test to be conducted abroad (in NPR) |  |  | 0 | 1 | 0
3 | TOTAL SCHEDULE NO. 2 |  |  |  | 0
3a | Local transportation, In-transit Insurance, loading & unloading Charges (in NPR) |  |  | 0 | 1 | 0
3b | Port handling & Custom clearance charges (applicable only for CIF supplies covered under Schedule-1a) (in NPR) |  |  | #REF! | 1 | #REF!
4 | TOTAL SCHEDULE NO. 3
| Installation Charges (in NPR) |  |  | 0 | 1 | 0
5 | TOTAL SCHEDULE NO. 4(a)
| Training Charges for Training to be imparted abroad (in INR) |  |  | 0 | 1 | 0
6 | TOTAL SCHEDULE NO. 4(b)
| Training Charges for Training to be imparted in Nepal (in NPR) |  |  | 0 | 1 | 0
7 | TOTAL SCHEDULE NO. 4(c)
| Annual Maintenance Charges |  | 0 | 0 | 1 | 0
7 | TOTAL SCHEDULE NO. 5
| Taxes and Duties (Included in above Schedules) |  |  | 0
8 | TOTAL SCHEDULE NO.7(a)
| Break-up of Type Test Charges for Tests to be conducted abroad (in INR) [Total of this Schedule is included in Schedule - 1a above.] |  |  | 0 | 1 | 0
9 | TOTAL SCHEDULE NO. 7(b)
| Break-up of Type Test Charges for Tests to be conducted in Nepal (in NPR) [Total of this Schedule is included in Schedule - 1b above.] |  |  | 0 | 1 | 0
| GRAND TOTAL [1+2+3+4+5+6+7] | INR |  | 0
|  | NPR |  | 0
0
Date: | 0 |  | Printed Name: | 0
Place: | 0 |  | Designation: | 0
|  | Exchange Rate as on date of OBD | Eqvt. INR
#REF! | #REF! | 50.4 | #REF!
INR | #REF! | 65 | #REF!
#REF! | #REF! | 45 | #REF!
INR | 0 |  | 0
#REF!
Bid Price after Discount (excld. T&D)
|  | CE (excld. T&D) | 225659
|  | Variation (%age) | #REF!

## Letter of Discount
This letter of discount is optional. Bidder may / may not offer any discount. | [7 empty] | INR
SPEC. NO.: CC-CS/921-CC/GIS-3967/3/G7 | [5 empty] | Letter of Discount | Sch-1a | 0
[7 empty] | Sch-1b | 0
LETTER OF DISCOUNT | [6 empty] | Sch-2 | 0
To, | [6 empty] | Sch-3 | 0
Contract Services | [6 empty] | Sch-4a | 0
Power Grid Corporation of India Ltd., | [6 empty] | Sch-4b | 0
"Saudamini", Plot No.-2 | [6 empty] | Sch-4c | 0
Sector-29, (near IFFCO Chowk) | [6 empty] | Sch-7a | 0
Gurgaon (Haryana) - 122001 | [6 empty] | Sch-7b | 0
0
Subject : |  | Substation Package-SS01 for extension of 400(GIS)/220(AIS)kV Dhalkebar(NEA) Substation under Transmission system associated with Arun-3 HEP in Nepal under consultancy services to ‘SJVN Arun-3 Power Development Company Pvt. Ltd.’ (SAPDC)
Dear Sir,
With reference to the subject tender, we hereby offer unconditional discount on the prices quoted by us as per details given here below :
[7 empty] | Sch-1a | Sch-1b | Sch-2 | Sch-3 | Sch-4a | Sch-4b | Sch-4c | Sch-7a | Sch-7b | Discounts in Rs.
[5 empty] | INR (only for Sch-1a) | NPR (remaining schedules, except sch-1a)
| 1 | Discount on lum-sum basis on total price quoted by us without Taxes & Duties. [The discount shall be proportionately applicable on all the items of all the Schedules i.e. Sch-1a, Sch-1b, Sch-2, Sch-3, Sch-4a, Sch-4b, Sch-7a, Sch-7b |  |  |  |  | #DIV/0! | #DIV/0! | #DIV/0! | #DIV/0! | #DIV/0! | #DIV/0! | #DIV/0! | #DIV/0! | #DIV/0! | #DIV/0!
| 2 | Discount on percent basis on total price quoted by us without Taxes & Duties. [The discount shall be proportionately applicable on all the items of all the Schedules i.e. Sch-1 (without type test charges), Sch-2, Sch-3, Sch-4a, Sch-4b, Sch-7a & Sch-7b]. |  |  |  |  | 0 | 0 | 0 | 0 | 0 | 0 | 0 | 0 | 0 | 0
| 3 | Discount on lum-sum basis on the Schedules as given below: [The discount shall be proportionately applicable on all the relevent items of the respective Schedules.]
|  | Schedule-1a : CIP Prices |  |  |  |  | 0 | X | X | X | [5 empty] | 0
|  | Schedule-1b: Ex-Works Prices | (On entire Schedule) |  |  |  | X | 0 | X | X | [5 empty] | 0
|  | Schedule-2 : Freight & Insurance |  |  |  |  | X | X | 0 | X | [5 empty] | 0
|  | Schedule-3 : Installation |  |  |  |  | X | X | X | 0 | [5 empty] | 0
|  | Schedule-4 a : Training Charges (Abroad) |  |  |  |  | X | X | X | X | 0 | X | X | X | X | 0
|  | Schedule-4 b : Training Charges (Nepal) |  |  |  |  | X | X | X | X | X | 0 | X | X | X | 0
|  | Schedule-4 c : Annual Maintenance Charges |  |  |  |  | X | X | X | X | X | X | 0 | X | X | 0
|  | Schedule-7 a : Type Test Charges (Abroad) |  |  |  |  | X | X | X | X | X | X | X | 0 | X | 0
|  | Schedule-7 b: Type Test Charges (Nepal) |  |  |  |  | X | X | X | X | X | X | X | X | 0 | 0
| 4 | Discount on percent basis on the Schedules as given below: [The discount shall be proportionately applicable on all the relevent items of the respective Schedules.] In Percent (%) [Common for all Currencies]
|  | Schedule-1a : CIP Prices |  | In Percent (%) |  |  | 0 | X | X | X | [5 empty] | 0
|  | Schedule-1b: Ex-Works Prices | (On entire Schedule) | In Percent (%) |  |  | X | 0 | X | X | [5 empty] | 0
|  | Schedule-2 : Freight & Insurance |  | In Percent (%) |  |  | X | X | 0 | X | [5 empty] | 0
|  | Schedule-3 : Installation |  | In Percent (%) |  |  | X | X | X | 0 | [5 empty] | 0
|  | Schedule-4 a : Training Charges (Abroad) |  | In Percent (%) |  |  | X | X | X | X | 0 | X | X | X | X | 0
|  | Schedule-4 b : Training Charges (Nepal) |  | In Percent (%) |  |  | X | X | X | X | X | 0 | X | X | X | 0
|  | Schedule-4 c : Annual Maintenance Charges |  | In Percent (%) |  |  | X | X | X | X |  |  | 0 | X | X | 0
|  | Schedule-7 a : Type Test Charges (Abroad) |  | In Percent (%) |  |  | X | X | X | X | X | X | X | 0 | X | 0
|  | Schedule-7 b: Type Test Charges (Nepal) |  | In Percent (%) |  |  | X | X | X | X | X | X | X | X | 0 | 0
|  | Discount(s) offered at sl. No. 1 to 4 will get displayed and accounted for automatically in the respective items of the Schedules. | [13 empty] | #DIV/0!
| 5 | We hereby offer Multi-Package discount as given below:
Please consider this letter of discount as the integral part of our price bid.
Thanking you, we remain, |  |  |  | Yours faithfully,
Date : |  | 0 | Printed Name: | 0 |  |  | #DIV/0! | #DIV/0! | #DIV/0! | #DIV/0! | #DIV/0! | #DIV/0! | #DIV/0! | #DIV/0! | #DIV/0! | #DIV/0!
Place : |  | 0 | Designation: | 0 |  |  | 1 | 1 | 1 | 1 | 1 | 1 | 1 | 1 | 1 |  | Disc. Factors

## Sch-7a
SPEC. NO.: CC-CS/921-CC/GIS-3967/3/G7 | [5 empty] | Schedule-7a | #REF!
#REF!
Substation Package-SS01 for extension of 400(GIS)/220(AIS)kV Dhalkebar(NEA) Substation under Transmission system associated with Arun-3 HEP in Nepal under consultancy services to ‘SJVN Arun-3 Power Development Company Pvt. Ltd.’ (SAPDC) | [6 empty] | #REF!
(Schedule of Rates and Prices)
Bidder’s Name and Address : |  | To:
Contract Services
Power Grid Corporation of India Ltd.,
Address : | 0 | "Saudamini", Plot No.-2
| 0 | Sector-29,
| 0 | Gurgaon (Haryana) - 122 001
Break-up of Type Test Charges for Type Tests to be conducted abroad:
Sl. No. | Description of the Type Test for 800 kV GIS | Testing Location | Unit | Quantity | Unit Charges | Total Charges
(1) | (2) | (3) |  |  |  | (4)
NOT APPLICABLE
TYPE TEST - 220KV XLPE POWER CABLE
1 | Type Test Charges for 220KV XLPE Insulated Cables |  | EA | 1 |  | 0
| TOTAL SCHEDULE NO. 7a |  |  |  |  | 0
Date: | 0 | Printed Name: |  |  |  | 0
Place: | 0 | Designation: |  |  |  | 0
Click for Schedule-7b

## Sch-7b
SPEC. NO.: CC-CS/921-CC/GIS-3967/3/G7 |  |  |  | Schedule-7b |  |  | #REF!
#REF!
Substation Package-SS01 for extension of 400(GIS)/220(AIS)kV Dhalkebar(NEA) Substation under Transmission system associated with Arun-3 HEP in Nepal under consultancy services to ‘SJVN Arun-3 Power Development Company Pvt. Ltd.’ (SAPDC) | [6 empty] | #REF!
INR
(Schedule of Rates and Prices)
Bidder’s Name and Address :
To:
Name |  | Contract Services
Address : |  | Power Grid Corporation of India Ltd.,
| 0 | "Saudamini", Plot No.-2
| 0 | Sector-29,
| 0 | Gurgaon (Haryana) - 122 001
Break-up of Type Test Charges for Type Tests to be conductein Nepal: |  |  |  | (All figures in Nepalese Rupees)
Sl. No. | Description | Unit | Quantity | Unit Charges | Total Charges | GST amount (@ as per col.11) on Total col.16 ##
(1) | (8) | (13) | (14) | (15) | (16) | (17)
TYPE TEST - 220KV XLPE POWER CABLE
1 | Type Test Charges for 220KV XLPE Insulated Cables | EA | 1 |  | 0
| TOTAL SCHEDULE NO. 7b |  |  |  | 0 | 0
Note:
#
Date: |  |  | 0 |  |  | 0
Place: |  |  | 0 |  |  | 0
Click for Attachment-10

## N-W (Cr.) (hidden)
#REF!
#REF! |  |  | 0 |  | #REF! |  |  | 0 |  |  | #REF!
#REF!
INR
#REF! |  |  |  |  | #REF! | [5 empty] | #N/A
#N/A
#REF! | #REF! |  | 0 |  | #REF! | #REF! |  | 0
#REF! | #REF! | #REF! | 0 |  | #REF! | #REF! | #REF! | 0
#REF! | #REF! | #REF! | 0 |  | #REF! | #REF! | #REF! | 0 |  | #REF! | 0 | 0 | 0 | 0 | #REF! | plus
#REF! | #REF! | #REF! | 0 |  | #REF! | #REF! | #REF! | 0 |  | #REF! | 0 | 0 | 0 | 1 | #REF!
#REF! | #REF! | #REF! | 0 |  | #REF! | #REF! | #REF! | 0 |  | #REF! | 0 | 0 | 1 | 0 | #REF!
#REF! | #REF! | #REF! | 0 |  | #REF! | #REF! | #REF! | 0 |  | #REF! | 0 | 0 | 1 | 1 | #REF!
[10 empty] | #REF! | 0 | 1 | 0 | 0 | #REF!
1 | One |  | 1 | One | 1 | One |  | 1 | One | #REF! | 0 | 1 | 0 | 1 | #REF!
2 | Two |  | 2 | Two | 2 | Two |  | 2 | Two | #REF! | 0 | 1 | 1 | 0 | #REF!
3 | Three |  | 3 | Three | 3 | Three |  | 3 | Three | #REF! | 0 | 1 | 1 | 1 | #REF!
4 | Four |  | 4 | Four | 4 | Four |  | 4 | Four | #REF! | 1 | 0 | 0 | 0 | #REF!
5 | Five |  | 5 | Five | 5 | Five |  | 5 | Five | #REF! | 1 | 0 | 0 | 1 | #REF!
6 | Six |  | 6 | Six | 6 | Six |  | 6 | Six | #REF! | 1 | 0 | 1 | 0 | #REF!
7 | Seven |  | 7 | Seven | 7 | Seven |  | 7 | Seven | #REF! | 1 | 0 | 1 | 1 | #REF!
8 | Eight |  | 8 | Eight | 8 | Eight |  | 8 | Eight | #REF! | 1 | 1 | 0 | 0 | #REF!
9 | Nine |  | 9 | Nine | 9 | Nine |  | 9 | Nine | #REF! | 1 | 1 | 0 | 1 | #REF!
10 | Ten |  | 10 | Ten | 10 | Ten |  | 10 | Ten | #REF! | 1 | 1 | 1 | 0 | #REF!
11 | Eleven |  | 11 | Eleven | 11 | Eleven |  | 11 | Eleven | #REF! | 1 | 1 | 1 | 1 | #REF!
12 | Twelve |  | 12 | Twelve | 12 | Twelve |  | 12 | Twelve
13 | Thirteen |  | 13 | Thirteen | 13 | Thirteen |  | 13 | Thirteen
14 | Fourteen |  | 14 | Fourteen | 14 | Fourteen |  | 14 | Fourteen
15 | Fifteen |  | 15 | Fifteen | 15 | Fifteen |  | 15 | Fifteen
16 | Sixteen |  | 16 | Sixteen | 16 | Sixteen |  | 16 | Sixteen | #REF! | 0 | 0 | 0 | 0 | #REF! | +
17 | Seventeen |  | 17 | Seventeen | 17 | Seventeen |  | 17 | Seventeen | #REF! | 0 | 0 | 0 | 1 | #REF! | /- +
18 | Eighteen |  | 18 | Eighteen | 18 | Eighteen |  | 18 | Eighteen | #REF! | 0 | 0 | 1 | 0 | #REF! | /-
19 | Nineteen |  | 19 | Nineteen | 19 | Nineteen |  | 19 | Nineteen | #REF! | 0 | 0 | 1 | 1 | #REF!
20 | Twenty |  | 20 | Twenty | 20 | Twenty |  | 20 | Twenty | #REF! | 0 | 1 | 0 | 0 | #REF!
21 | Twenty One |  | 21 | Twenty One | 21 | Twenty One |  | 21 | Twenty One | #REF! | 0 | 1 | 0 | 1 | #REF!
22 | Twenty Two |  | 22 | Twenty Two | 22 | Twenty Two |  | 22 | Twenty Two | #REF! | 0 | 1 | 1 | 0 | #REF!
23 | Twenty Three |  | 23 | Twenty Three | 23 | Twenty Three |  | 23 | Twenty Three | #REF! | 0 | 1 | 1 | 1 | #REF!
24 | Twenty Four |  | 24 | Twenty Four | 24 | Twenty Four |  | 24 | Twenty Four | #REF! | 1 | 0 | 0 | 0 | #REF!
25 | Twenty Five |  | 25 | Twenty Five | 25 | Twenty Five |  | 25 | Twenty Five | #REF! | 1 | 0 | 0 | 1 | #REF!
26 | Twenty Six |  | 26 | Twenty Six | 26 | Twenty Six |  | 26 | Twenty Six | #REF! | 1 | 0 | 1 | 0 | #REF!
27 | Twenty Seven |  | 27 | Twenty Seven | 27 | Twenty Seven |  | 27 | Twenty Seven | #REF! | 1 | 0 | 1 | 1 | #REF!
28 | Twenty Eight |  | 28 | Twenty Eight | 28 | Twenty Eight |  | 28 | Twenty Eight | #REF! | 1 | 1 | 0 | 0 | #REF!
29 | Twenty Nine |  | 29 | Twenty Nine | 29 | Twenty Nine |  | 29 | Twenty Nine | #REF! | 1 | 1 | 0 | 1 | #REF!
30 | Thirty |  | 30 | Thirty | 30 | Thirty |  | 30 | Thirty | #REF! | 1 | 1 | 1 | 0 | #REF!
31 | Thirty One |  | 31 | Thirty One | 31 | Thirty One |  | 31 | Thirty One | #REF! | 1 | 1 | 1 | 1 | #REF!
32 | Thirty Two |  | 32 | Thirty Two | 32 | Thirty Two |  | 32 | Thirty Two
33 | Thirty Three |  | 33 | Thirty Three | 33 | Thirty Three |  | 33 | Thirty Three
34 | Thirty Four |  | 34 | Thirty Four | 34 | Thirty Four |  | 34 | Thirty Four
35 | Thirty Fivr |  | 35 | Thirty Fivr | 35 | Thirty Fivr |  | 35 | Thirty Fivr
36 | Thirty Six |  | 36 | Thirty Six | 36 | Thirty Six |  | 36 | Thirty Six
37 | Thirty Seven |  | 37 | Thirty Seven | 37 | Thirty Seven |  | 37 | Thirty Seven
38 | Thirty Eight |  | 38 | Thirty Eight | 38 | Thirty Eight |  | 38 | Thirty Eight
39 | Thirty Nine |  | 39 | Thirty Nine | 39 | Thirty Nine |  | 39 | Thirty Nine
40 | Forty |  | 40 | Forty | 40 | Forty |  | 40 | Forty
41 | Forty One |  | 41 | Forty One | 41 | Forty One |  | 41 | Forty One
42 | Forty Two |  | 42 | Forty Two | 42 | Forty Two |  | 42 | Forty Two
43 | Forty Three |  | 43 | Forty Three | 43 | Forty Three |  | 43 | Forty Three
44 | Forty Four |  | 44 | Forty Four | 44 | Forty Four |  | 44 | Forty Four
45 | Forty Five |  | 45 | Forty Five | 45 | Forty Five |  | 45 | Forty Five
46 | Forty Six |  | 46 | Forty Six | 46 | Forty Six |  | 46 | Forty Six
47 | Forty Seven |  | 47 | Forty Seven | 47 | Forty Seven |  | 47 | Forty Seven
48 | Forty Eight |  | 48 | Forty Eight | 48 | Forty Eight |  | 48 | Forty Eight
49 | Forty Nine |  | 49 | Forty Nine | 49 | Forty Nine |  | 49 | Forty Nine
50 | Fifty |  | 50 | Fifty | 50 | Fifty |  | 50 | Fifty
51 | Fifty One |  | 51 | Fifty One | 51 | Fifty One |  | 51 | Fifty One
52 | Fifty Two |  | 52 | Fifty Two | 52 | Fifty Two |  | 52 | Fifty Two
53 | Fifty Three |  | 53 | Fifty Three | 53 | Fifty Three |  | 53 | Fifty Three
54 | Fifty Four |  | 54 | Fifty Four | 54 | Fifty Four |  | 54 | Fifty Four
55 | Fifty Five |  | 55 | Fifty Five | 55 | Fifty Five |  | 55 | Fifty Five
56 | Fifty Six |  | 56 | Fifty Six | 56 | Fifty Six |  | 56 | Fifty Six
57 | Fifty Seven |  | 57 | Fifty Seven | 57 | Fifty Seven |  | 57 | Fifty Seven
58 | Fifty Eight |  | 58 | Fifty Eight | 58 | Fifty Eight |  | 58 | Fifty Eight
59 | Fifty Nine |  | 59 | Fifty Nine | 59 | Fifty Nine |  | 59 | Fifty Nine
60 | Sixty |  | 60 | Sixty | 60 | Sixty |  | 60 | Sixty
61 | Sixty One |  | 61 | Sixty One | 61 | Sixty One |  | 61 | Sixty One
62 | Sixty Two |  | 62 | Sixty Two | 62 | Sixty Two |  | 62 | Sixty Two
63 | Sixty Three |  | 63 | Sixty Three | 63 | Sixty Three |  | 63 | Sixty Three
64 | Sixty Four |  | 64 | Sixty Four | 64 | Sixty Four |  | 64 | Sixty Four
65 | Sixty Five |  | 65 | Sixty Five | 65 | Sixty Five |  | 65 | Sixty Five
66 | Sixty Six |  | 66 | Sixty Six | 66 | Sixty Six |  | 66 | Sixty Six
67 | Sixty Seven |  | 67 | Sixty Seven | 67 | Sixty Seven |  | 67 | Sixty Seven
68 | Sixty Eight |  | 68 | Sixty Eight | 68 | Sixty Eight |  | 68 | Sixty Eight
69 | Sixty Nine |  | 69 | Sixty Nine | 69 | Sixty Nine |  | 69 | Sixty Nine
70 | Seventy |  | 70 | Seventy | 70 | Seventy |  | 70 | Seventy
71 | Seventy One |  | 71 | Seventy One | 71 | Seventy One |  | 71 | Seventy One
72 | Seventy Two |  | 72 | Seventy Two | 72 | Seventy Two |  | 72 | Seventy Two
73 | Seventy Three |  | 73 | Seventy Three | 73 | Seventy Three |  | 73 | Seventy Three
74 | Seventy Four |  | 74 | Seventy Four | 74 | Seventy Four |  | 74 | Seventy Four
75 | Seventy Five |  | 75 | Seventy Five | 75 | Seventy Five |  | 75 | Seventy Five
76 | Seventy Six |  | 76 | Seventy Six | 76 | Seventy Six |  | 76 | Seventy Six
77 | Seventy Seven |  | 77 | Seventy Seven | 77 | Seventy Seven |  | 77 | Seventy Seven
78 | Seventy Eight |  | 78 | Seventy Eight | 78 | Seventy Eight |  | 78 | Seventy Eight
79 | Seventy Nine |  | 79 | Seventy Nine | 79 | Seventy Nine |  | 79 | Seventy Nine
80 | Eighty |  | 80 | Eighty | 80 | Eighty |  | 80 | Eighty
81 | Eighty One |  | 81 | Eighty One | 81 | Eighty One |  | 81 | Eighty One
82 | Eighty Two |  | 82 | Eighty Two | 82 | Eighty Two |  | 82 | Eighty Two
83 | Eighty Three |  | 83 | Eighty Three | 83 | Eighty Three |  | 83 | Eighty Three
84 | Eighty Four |  | 84 | Eighty Four | 84 | Eighty Four |  | 84 | Eighty Four
85 | Eighty Five |  | 85 | Eighty Five | 85 | Eighty Five |  | 85 | Eighty Five
86 | Eighty Six |  | 86 | Eighty Six | 86 | Eighty Six |  | 86 | Eighty Six
87 | Eighty Seven |  | 87 | Eighty Seven | 87 | Eighty Seven |  | 87 | Eighty Seven
88 | Eighty Eight |  | 88 | Eighty Eight | 88 | Eighty Eight |  | 88 | Eighty Eight
89 | Eighty Nine |  | 89 | Eighty Nine | 89 | Eighty Nine |  | 89 | Eighty Nine
90 | Ninety |  | 90 | Ninety | 90 | Ninety |  | 90 | Ninety
91 | Ninety One |  | 91 | Ninety One | 91 | Ninety One |  | 91 | Ninety One
92 | Ninety Two |  | 92 | Ninety Two | 92 | Ninety Two |  | 92 | Ninety Two
93 | Ninety Three |  | 93 | Ninety Three | 93 | Ninety Three |  | 93 | Ninety Three
94 | Ninety Four |  | 94 | Ninety Four | 94 | Ninety Four |  | 94 | Ninety Four
95 | Ninety Five |  | 95 | Ninety Five | 95 | Ninety Five |  | 95 | Ninety Five
96 | Ninety Six |  | 96 | Ninety Six | 96 | Ninety Six |  | 96 | Ninety Six
97 | Ninety Seven |  | 97 | Ninety Seven | 97 | Ninety Seven |  | 97 | Ninety Seven
98 | Ninety Eight |  | 98 | Ninety Eight | 98 | Ninety Eight |  | 98 | Ninety Eight
99 | Ninety Nine |  | 99 | Ninety Nine | 99 | Ninety Nine |  | 99 | Ninety Nine
100 | One Hundred |  | 100 | One Hundred | 100 | One Hundred |  | 100 | One Hundred
BG VALUE:
#REF!
#REF!
#REF! | #REF!
#REF! | #REF! | #REF!
#REF! | #REF! | #REF!
#REF! | #REF! | #REF!
#REF! | #REF! | #REF!
#REF! | #REF! | #REF!
1 | One
2 | Two
3 | Three
4 | Four
5 | Five
6 | Six
7 | Seven
8 | Eight
9 | Nine
10 | Ten
11 | Eleven
12 | Twelve
13 | Thirteen
14 | Fourteen
15 | Fifteen
16 | Sixteen
17 | Seventeen
18 | Eighteen
19 | Nineteen
20 | Twenty
21 | Twenty One
22 | Twenty Two
23 | Twenty Three
24 | Twenty Four
25 | Twenty Five
26 | Twenty Six
27 | Twenty Seven
28 | Twenty Eight
29 | Twenty Nine
30 | Thirty
31 | Thirty One
32 | Thirty Two
33 | Thirty Three
34 | Thirty Four
35 | Thirty Fivr
36 | Thirty Six
37 | Thirty Seven
38 | Thirty Eight
39 | Thirty Nine
40 | Forty
41 | Forty One
42 | Forty Two
43 | Forty Three
44 | Forty Four
45 | Forty Five
46 | Forty Six
47 | Forty Seven
48 | Forty Eight
49 | Forty Nine
50 | Fifty
51 | Fifty One
52 | Fifty Two
53 | Fifty Three
54 | Fifty Four
55 | Fifty Five
56 | Fifty Six
57 | Fifty Seven
58 | Fifty Eight
59 | Fifty Nine
60 | Sixty
61 | Sixty One
62 | Sixty Two
63 | Sixty Three
64 | Sixty Four
65 | Sixty Five
66 | Sixty Six
67 | Sixty Seven
68 | Sixty Eight
69 | Sixty Nine
70 | Seventy
71 | Seventy One
72 | Seventy Two
73 | Seventy Three
74 | Seventy Four
75 | Seventy Five
76 | Seventy Six
77 | Seventy Seven
78 | Seventy Eight
79 | Seventy Nine
80 | Eighty
81 | Eighty One
82 | Eighty Two
83 | Eighty Three
84 | Eighty Four
85 | Eighty Five
86 | Eighty Six
87 | Eighty Seven
88 | Eighty Eight
89 | Eighty Nine
90 | Ninety
91 | Ninety One
92 | Ninety Two
93 | Ninety Three
94 | Ninety Four
95 | Ninety Five
96 | Ninety Six
97 | Ninety Seven
98 | Ninety Eight
99 | Ninety Nine
100 | One Hundred

## Entry Tax (hidden)
Details of Entry Tax
Sl No. | Description of Items | Amount on which Entry Tax is applicable | Rate of Entry Tax | Entry Tax
(1) | (2) | (3) | (4) | (5) =(3) x (4)
1 |  |  |  | 0
2 |  |  |  | 0
3 |  |  |  | 0
4 |  |  |  | 0
5 |  |  |  | 0
6 |  |  |  | 0
7 |  |  |  | 0
8 |  |  |  | 0
9 |  |  |  | 0
10 |  |  |  | 0
| Total |  |  | 0
Back to Sch 5

## Octroi (hidden)
Details of Octroi
Sl No. | Description of Items | Amount on which Octroi is applicable | Rate of Octroi | Octroi
(1) | (2) | (3) | (4) | (5) =(3) x (4)
1 |  |  |  | 0
2 |  |  |  | 0
3 |  |  |  | 0
4 |  |  |  | 0
5 |  |  |  | 0
6 |  |  |  | 0
7 |  |  |  | 0
8 |  |  |  | 0
9 |  |  |  | 0
10 |  |  |  | 0
| Total |  |  | 0
Back to Sch 5

## Other Taxes & Duties (hidden)
Details of Other Taxes & Duties
Sl No. | Description of Items | Amount on which Other Taxes & Duties are applicable | Description of Taxes & Duties | Rate of Taxes & Duties | Amount of Taxes & Duties
(1) | (2) | (3) | (4) | (5) | (6) =(3) x (5)
1 |  |  |  |  | 0
2 |  |  |  |  | 0
3 |  |  |  |  | 0
4 |  |  |  |  | 0
5 |  |  |  |  | 0
6 |  |  |  |  | 0
7 |  |  |  |  | 0
8 |  |  |  |  | 0
9 |  |  |  |  | 0
10 |  |  |  |  | 0
| Total |  |  |  | 0
Back to Sch 5

## Bid Form 2nd Envelope
SPEC. NO.: CC-CS/921-CC/GIS-3967/3/G7 |  |  |  |  | Bid Form 2nd Envelope |  |  |  |  | 1 | st |  | 1 | January
[10 empty] | 2 | nd |  | 2 | February
BID FORM (Second Envelope) | [9 empty] | 3 | rd |  | 3 | March
[10 empty] | 4 | th |  | 4 | April
Bid Proposal Ref. No. | [9 empty] | 5 | th |  | 5 | May
Date : | 0 | [8 empty] | 6 | th | 0 | 6 | June
[10 empty] | 7 | th | 1 | 7 | July
To: | [9 empty] | 8 | th | January | 8 | August
Contract Services | [9 empty] | 9 | th | 1900 | 9 | September
Power Grid Corporation of India Ltd., | [9 empty] | 10 | th |  | 10 | October
"Saudamini", Plot No.-2 | [9 empty] | 11 | th |  | 11 | November
Sector-29, | [9 empty] | 12 | th |  | 12 | December
Gurgaon (Haryana) - 122 001 | [9 empty] | 13 | th
[10 empty] | 14 | th
Name of Contract : |  | Substation Package-SS01 for extension of 400(GIS)/220(AIS)kV Dhalkebar(NEA) Substation under Transmission system associated with Arun-3 HEP in Nepal under consultancy services to ‘SJVN Arun-3 Power Development Company Pvt. Ltd.’ (SAPDC). SPEC. NO.: CC-CS/921-CC/GIS-3967/3/G7 |  |  |  |  | 0/- |  |  | 15 | th
Dear Ladies and/or Gentlemen, | [6 empty] | 0/- |  |  | 16 | th
1 | In continuation of First Envelope of our Bid, we hereby submit the Second Envelope of the Bid, both of which shall be read together and in conjunction with each other, and shall be construed as an integral part of our Bid. Accordingly, we the undersigned, offer to design, manufacture, test, deliver, install and commission (including carrying out Trial Operation, Performance & Guarantee Test as per provision of Technical Specification) the Facilities under the above-named package in full conformity with the said Bidding Documents for the sum of INR 0/- and NPR 0/- or such other sums as may be determined in accordance with the terms and conditions of the Bidding Documents. | [6 empty] | In continuation of First Envelope of our Bid, we hereby submit the Second Envelope of the Bid, both of which shall be read together and in conjunction with each other, and shall be construed as an integral part of our Bid. Accordingly, we the undersigned, offer to design, manufacture, test, deliver, install and commission (including carrying out Trial Operation, Performance & Guarantee Test as per provision of Technical Specification) the Facilities under the above-named package in full conformity with the said Bidding Documents for the sum of | Plus applicable Octroi, Entry Tax, Other Taxes & Duties or such other sums as may be determined in accordance with the terms and conditions of the Bidding Documents. | 17 | th
| The above amounts are in accordance with the price schedules attached herewith and are made part of this bid. | [6 empty] | or such other sums as may be determined in accordance with the terms and conditions of the Bidding Documents. |  | 18 | th
2 | Price Schedules | [8 empty] | 19 | th
2.1 | In line with the requirements of the Bidding documents, we enclose herewith the following Price Schedules, duly filled - in as per your proforma: | [8 empty] | 20 | th
| Schedule 1a : |  | Plant and Equipment (including mandatory Spares) to be supplied from abroad including Type Test Charges for Type Tests to be conducted abroad
| Schedule 1b : |  | Plant and Equipment (including mandatory Spares) to be supplied from within Nepal, including Type Test Charges
| Schedule 2 : |  | Port handling & custom clearance for Supply of goods from abroad, if applicable, Local/Inland Transportation, In-transit Insurance, loading and unloading for supply of Plant and Equipment
| Schedule 3 : |  | Installation Charges
| Schedule 4a : |  | Break-up of Training Charges for Training to be conducted abroad
| Schedule 4b : |  | Break-up of Training Charges for Training to be conducted in Nepal
| Schedule 4c : |  | Break-up of Annual Maintenance Charges
| Schedule 4c : |  | Price Break-down of Annual Maintenance Charges [Not Applicable]
| Schedule 5 : |  | Taxes and Duties included in Schedule 1 to 4 above
| Schedule 6 : |  | Grand Summary (Schedule Nos. 1 to 5)
| Schedule 6 (After Discount) : |  | Grand Summary After Discount
| Schedule 7a : |  | Break-up of Type Test Charges for Type Tests to be conducted abroad
| Schedule 7b : |  | Break-up of Type Test Charges for Type Tests to be conducted in Nepal.
2.2 | We are aware that the Price Schedules do not generally give a full description of the Work to be performed under each item and we shall be deemed to have read the Technical Specifications and other sections of the Bidding Documents and Drawings to ascertain the full scope of Work included in each item while filling-in the rates and prices. We agree that the entered rates and prices shall be deemed to include for the full scope as aforesaid, including overheads and profit | [8 empty] | 28 | th
2.3 | We declare that as specified in Clause 11.5, Section –II: ITB, Vol.-I of the Bidding Documents, prices quoted by us in the Price Schedules shall be subject to Price Adjustment during the execution of Contract in accordance with Appendix-2 (Price Adjustment) to the Contract Agreement | [8 empty] | 29 | th
2.4 | We understand that in the price schedules, where there are errors between the total of the amounts given under the column for the price Breakdown and the amount given under the Total Price, the former shall prevail and the latter will be corrected accordingly. We further understand that where there are discrepancies between amounts stated in figures and amounts stated in words, the amount stated in words shall prevail. Similarly, any discrepancy in the total bid price and that of the summation of Schedule price (price indicated in a Schedule indicating the total of that schedule), the total bid price shall be corrected to reflect the actual summation of the Schedule prices. | [8 empty] | 30 | th
2.5 | We declare that items left blank in the Schedules will be deemed to have been included in other items. The TOTAL for each Schedule and the TOTAL of Grand Summary shall be deemed to be the total price for executing the Facilities and sections thereof in complete accordance with the Contract, whether or not each individual item has been priced. | [8 empty] | 31 | st
3 | We confirm that except as otherwise specifically provided our Bid Prices in this Second Envelope include all taxes, duties, levies and charges as may be assessed on us, our Sub-Contractor/Sub-Vendor or their employees by all municipal, state or national government authorities in connection with the Facilities, in and outside of Nepal.
3.4 | We confirm that we shall [or our Associate (applicable for Foreign Bidder)] also get registered with the concerned Sales Tax Authorities, in all the states where the project is located.
3.5 | We confirm that no Sales Tax/VAT in any form shall be payable by you for the bought out items which shall be despatched directly by us under the First Contract to the project site. However, you will issue requisite Sales Tax declaration/Vatable forms in respect of such bought out items, on production of documentary evidence of registration with the concerned Sales Tax Authorities.
4 | #(For Joint Venture only) We, the partners of Joint Venture submitting this bid, do agree and confirm that in case of Award of Contract on the Joint Venture, we shall be jointly and severally liable and responsible for the execution of the Contract in accordance with Contract terms and conditions.
4 | #(For Joint Venture only) We, the partners of Joint Venture submitting this bid, do agree and confirm that in case of Award of Contract on the Joint Venture, we shall be jointly and severally liable and responsible for the execution of the Contract in accordance with Contract terms and conditions.
5 | We, hereby, declare that only the persons or firms interested in this proposal as principals are named here and that no other persons or firms other than those mentioned herein have any interest in this proposal or in the Contract to be entered into, if the award is made on us, that this proposal is made without any connection with any other person, firm or party likewise submitting a proposal is in all respects for and in good faith, without collusion or fraud.
Thanking you, we remain,
Yours faithfully,
For and on behalf of
Date : | 0 |  |  | Printed Name : | 0
Place : | 0 |  |  | Designation : | 0
In case of bid from a Joint Venture, name & designation of representative of JV partner is to be provided and Bid Form is also to be signed by him
|  | Other Patner-1 |  |  | Other Patner-2 | 6
| Printed Name : |  |  | Printed Name : |  | 4
| Designation : |  |  | Designation :
Please provide additional information of the Bidder
Business Address :
Country of Incorporation :
State/Province to be indicated :
Name of Principal Officer :
Address of Principal Officer :
Note: Bidders may note that no prescribed proforma has been enclosed for Attachment 2 : Power of Attorney. Bidders may use their own proforma for furnishing the required information with the bid.
Back to Cover Page