## Basic (hidden)
Package | PACKAGE-G :: Demolition & Re-construction of Residential buildings at Misa substations in NER under O&M Add Cap 2019-24.
Package Code | Package-H
Specification No. | Specification No.: NESH/CSM/PRANIT/G1/1500-1316/Pkg-H/NIT

## Cover
ORIGINAL
Price Schedules | PACKAGE-G :: Demolition & Re-construction of Residential buildings at Misa substations in NER under O&M Add Cap 2019-24. |  | Package-II
Specification No.: NESH/CSM/PRANIT/G1/1500-1316/Pkg-H/NIT
| 1 | Fill up only green shaded cells in Sch-1 and Bid Form 2nd Envelope.
| 2 | All the cells in Sch-2 and Sch-3 are auto filled, therefore no cell is required to be filled up there.
| 3 | Instructions / error messages, if any, will be displayed automatically after selecting the cell.
| 4 | After filling up all the schedues, save the file, take print out of all the schedules and Bid form and sign & stamp and submit them as hard copy of the 2nd envelope (Price part) of the bid. Also ensure to submit the soft copy of the the same file on CD/ DVD.
Click to skip Instructions & Proceed
Click for Detailed General Instructions
General guidelines for filling up the Price Schedules, Sch-1 to Sch-2

## Instructions
General Instruction to the Bidders for filling up this workbook of Price Schedules for Package Package-H
I | While filling up the worksheets following may please be observed :
| (i) | Fill up only green shaded cells.
| (ii) | Certain data type entries have been restricted, such as Numeric values or limits of numeric values.
| (iii) | Select only the options provided in pull down menus.
| (iv) | Do not link any cell of this work book with any other work book.
| (v) | Do not use copy & paste or cut & paste options for filling up the data.
| (vi) | Do not reformat any of the cell of the work book.
II | This Workbook consists of following worksheets :
Cover :
Opening page of the workbook.
Names of Bidder :
| ● | Select Sole Bidder or JV (Joint Venture) from the pull down menu. Do not leave this cell blank.
| ● | Select nos. of the JV Partners other than the Lead Partner from drop down menu.
| ● | In case of JV partners more than 2, enter details of 3rd & more partners along with details of 2nd partner.
| ● | Fill up names and address of the Sole Bidder and /or Joint Venture.
| ● | Fill up date in dd-mm-yyyy format from drop down menu.
| ● | Click for Sch-1 given at the right top of the worksheet to go to Sch-1.
Sch-1 (Price Components (Price Break-up) ) :
| ● | Fill up unit rates for all the items in numeric values greater than 0 (zero). If unit rate is left blank, the corresponding item shall be deemed to be included in the total price.
| ● | Total amount shall get calculated automatically.
Sch -2(Taxes and Duties) :
| ● | Taxes and duties shall be displayed automatically.
| ● | No cell is required to be filled in by the bidder in this worksheet.
Sch -3(Grand Summary) :
| ● | Summary of the Schedule-1 without considering discount (mentioned in the work sheet discount) shall be displayed automatically.
| ● | No cell is required to be filled in by the bidder in this worksheet.
Bid form 2nd Envelope :
| ● | Fill up ref. no. as bidder's ref no. of this letter.
| ● | This letter shall consider the net price as per Sch-3 (After Discount).
| ● | Fill up names & Designation of the representatives of other JV partner(s) if the bidder is JV (Joint Venture) .
| ● | Fill up additional information as required.
* * *
Happy Bidding !
Click to Proceed

## Names of Bidder
PACKAGE-G :: Demolition & Re-construction of Residential buildings at Misa substations in NER under O&M Add Cap 2019-24.
Specification No.: NESH/CSM/PRANIT/G1/1500-1316/Pkg-H/NIT |  |  |  | Sole Bidder | 1
2 or More
Enter following details of the bidder
Specify type of Bidder [Select from drop down menu] | Sole Bidder |  |  | 0
2 or More
0
Name of Sole Bidder
Address of Sole Bidder
Name of other Partner - 1
Address of other Partner - 1
Name of other Partner - 2 (more, if any)
Address of other Partner - 2 (more, if any)
Printed Name
Designation
Date |  | 31
Place
Click for Sch-1

## Sch-1(A)
Specification No.: NESH/CSM/PRANIT/G1/1500-1316/Pkg-H/NIT | [15 empty] | Schedule-1(A) | Schedule - 1 |  |  | Direct Total | #REF! | Sole Bidder | `
[20 empty] | BO Total | #REF! | 0
PACKAGE-G :: Demolition & Re-construction of Residential buildings at Misa substations in NER under O&M Add Cap 2019-24.
(SCHEDULE OF RATES AND PRICES)
Bidder’s Name and Address (Sole Bidder) : | [13 empty] | To:
Contracts and Material
Name : | [13 empty] | Power Grid Corporation of India Ltd., | [7 empty] | , &
Address : | [13 empty] | North Eastern Region Transmission System
Dongtieh, Lower Nongrah,
Lapalang, Shillong – 793 006 (Meghalaya)
PRICE COMPONENTS (PRICE BREAK-UP) | [20 empty] | Direct
Bought-Out
All Prices are in Indian Rupees.
SI. No. | DSR Item Ref | PR Line Item No | Activity Header | PR Activity No | Activity Description |  | SAC (Service Accounting Codes) | Whether SAC in column '8’ is confirmed. If not indicate applicable the SAC # | Rate of GST applicable ( in %) | Whether rate of GST in column ‘ 10 ’ is confirmed. If not indicate applicable rate of GST # | Description | Unit | Qty | Unit Rate [Before] | Unit Rate | Total Price | Total Price
1 | 2 | 3 | 4 | 5 | 6 | 7 | 8 | 9 | 10 | 11 | 12 | 13 | 14 | 15 |  |  | 16 = 14 x 15
PART-A | Dismantling 20 Nos B-type buildings at 400kV Misa Substation
1 | 14.82 | [5 empty] | 995431 | Confirmed | 18% | Confirmed | 14.82 Dismantling W.C. Pan of all sizes including disposal of dismantled materials i/c malba all complete as per directions of Engineer-in- Charge. | Each | 20 | 123.55 | 123.55 | 2471 | 2471
2 | 15.52 | [5 empty] | 995419 | Confirmed | 18% | Confirmed | 15.52 Dismantling of flushing cistern of all types (C.I./PVC/Vitrious China) including stacking of useful materials near the site and disposal of unserviceable materials within 50 metres lead. | Each | 20 | 831.03 | 831.03 | 16620.6 | 16620.6
3 | 15.2.1 | [5 empty] | 995429 | Confirmed | 18% | Confirmed | Demolishing cement concrete manually/ by mechanical means including disposal of material within 50 metres lead as per direction of Engineer - in - charge. 15.2.1 Nominal concrete 1:3:6 or richer mix (i/c equivalent design mix) | Cum | 61.9935 | 2240.06 | 2240.06 | 138869.1596 | 138869.1596
4 | 15.3 | [5 empty] | 995429 | Confirmed | 18% | Confirmed | 15.3 Demolishing R.C.C. work manually/ by mechanical means including stacking of steel bars and disposal of unserviceable material within 50 metres lead as per direction of Engineer - in- charge | Cum | 261 | 3267.98 | 3267.98 | 852942.78 | 852942.78
5 | 15.7.4 | [5 empty] | 995429 | Confirmed | 18% | Confirmed | Demolishing brick work manually/ by mechanical means including stacking of serviceable material and disposal of unserviceable material within 50 metres lead as per direction of Engineer-in-charge. 15.7.4 In cement mortar | Cum | 155.5864 | 1895.59 | 1895.59 | 294927.9766 | 294927.9766
6 | 15.12.1 | [5 empty] | 995419 | Confirmed | 18% | Confirmed | Dismantling doors, windows and clerestory windows (steel or wood) shutter including chowkhats, architrave, holdfasts etc. complete and stacking within 50 metres lead : 15.12.1 Of area 3 sq. metres and below | Each | 168 | 337.84 | 337.84 | 56757.12 | 56757.12
7 | 15.14.1 | [5 empty] | 995419 | Confirmed | 18% | Confirmed | 15.14.1 Of sectional area 40 square centimetres and above | Cum | 13.3114 | 4101 | 4101 | 54589.9489 | 54589.9489
8 | 15.28.1 | [5 empty] | 995419 | Confirmed | 18% | Confirmed | Dismantling roofing including ridges, hips, valleys and gutters etc., and stacking the material within 50 metres lead of: 15.28.1 G.S. Sheet | Sqm | 1108.275 | 151.79 | 151.79 | 168225.0622 | 168225.0622
9 | 15.44.1 | [5 empty] | 995419 | Confirmed | 18% | Confirmed | Dismantling G.I. pipes (external work) including excavation and refilling trenches after taking out the pipes, manually/ by mechanical means including stacking of pipes within 50 metres lead as per direction of Engineer-in-charge : 15.44.1 15 mm to 40 mm nominal bore | Mtr | 187 | 138.5 | 138.5 | 25899.5 | 25899.5
10 | 15.45.1 | [5 empty] | 995419 | Confirmed | 18% | Confirmed | Dismantling C.I. pipes including excavation and refilling trenches after taking out the pipes, manually/ by mechanical means breaking lead caulked joints, melting of lead and making into blocks including stacking of pipes & lead at site within 50 metre lead as per direction of Engineer-in-charge: 15.45.1 Up to 150 mm diameter | Mtr | 184 | 380.25 | 380.25 | 69966 | 69966
11 | 15.6 | [5 empty] | 995419 | Confirmed | 18% | Confirmed | 15.60 Disposal of building rubbish / malba / similar unserviceable, dismantled or waste materials by mechanical means, including loading, transporting, unloading to approved municipal dumping ground or as approved by Engineer-in-charge, beyond 50 m initial lead, for all leads including all lifts involved. | Cum | 2000 | 244.81 | 244.81 | 489620 | 489620
[11 empty] | Sub-Total |  |  |  |  | 2170889.1473 | 0
PART-B:Construction of 01Nos. B1 (2 units) Type building, 02 Nos B-2 (10 units) Type building, 01 Nos B3 (4 units) Type Building, 01 C (2 units) type building and dismantling of existing building at 400 kV Misa Sub-station under ADD CAP 2019-24. | [16 empty] | 0
1 | 2.6.1 | [5 empty] | 995433 | Confirmed | 18% | Confirmed | Earth work in excavation by mechanical means (Hydraulic excavator)/ manual means over areas (exceeding 30 cm in depth, 1.5 m in width as well as 10 sqm on plan) including getting out and disposal of excavated earth lead upto 50 m and lift upto 1.5 m, as directed by Engineer-incharge. All kinds of soil. | cum | 3491.14 | 229.3 | 229.3 | 800518.4 | 800518.402 | 800518.402
2 | 2.8.1 | [5 empty] | 995433 | Confirmed | 18% | Confirmed | Earth work in excavation by mechanical means (Hydraulic excavator) / manual means in foundation trenches or drains (not exceeding 1.5 m in width or 10 sqm on plan), including dressing of sides and ramming of bottoms, lift upto 1.5 m, including getting out the excavated soil and disposal of surplus excavated soil as directed, within a lead of 50 m. 2.8.1 All kinds of soil. | cum | 250 | 320.15 | 320.15 | 80037.5 | 80037.5
3 | 2.10.1.1 | [5 empty] | 995433 | Confirmed | 18% | Confirmed | Excavating trenches of required width for pipes, cables, etc including excavation for sockets, and dressing of sides, ramming of bottoms, depth upto 1.5 m, including getting out the excavated soil, and then returning the soil as required, in layers not exceeding 20 cm in depth, including consolidating each deposited layer by ramming, watering, etc. and disposing of urplus excavated soil as directed, within a lead of 50 m : 2.10.1 All kinds of soil. 2.10.1.1 Pipes, cables etc, not exceeding 80 mm dia. | Metre | 200 | 285.21 | 285.21 | 57042 | 57042
4 | 2.25 | [5 empty] | 995433 | Confirmed | 18% | Confirmed | Filling available excavated earth (excluding rock) in trenches, plinth, sides of foundations etc. in layers not exceeding 20cm in depth, consolidating each deposited layer by ramming and watering, lead up to 50 m and lift upto 1.5 m. | cum | 1980.95 | 283.43 | 283.43 | 561460.66 | 561460.6585
5 | 2.25A | [5 empty] | 995443 | Confirmed | 18% | Confirmed | Excavating, supplying and filling of local earth (including royalty) by mechanical transport upto a lead of 5km also including ramming and watering of the earth in layers not exceeding 20 cm in trenches, plinth, sides of foundation etc. complete. | cum | 75 | 411.44 | 411.44 | 30858 | 30858
6 | 2.26.1 | [5 empty] | 995433 | Confirmed | 18% | Confirmed | Extra for every additional lift of 1.5 m or part thereof in excavation / banking excavated or stacked materials. All kinds of soil. | cum | 1282.47 | 116.63 | 116.63 | 149574.48 | 149574.4761
7 | 2.27 | [5 empty] | 995433 | Confirmed | 18% | Confirmed | Supplying and filling in plinth with sand under floors, including watering, ramming, consolidating and dressing complete. | cum | 106.12 | 2412.05 | 2412.05 | 255966.75 | 255966.746
8 | 2.28 | [5 empty] | 995433 | Confirmed | 18% | Confirmed | Surface dressing of the ground including removing vegetation and inequalities not exceeding 15 cm deep and disposal of rubbish, lead up to 50 m and lift up to 1.5 m. 2.28.1 All kinds of soil | sqm | 1500 | 31.42 | 31.42 | 47130 | 47130
9 | [7 empty] | Confirmed | 18% | Confirmed | Concrete Work |  | 0 | 0 | 0 | Included | 0
10 | 2.35.1.1 | [5 empty] | 995433 | Confirmed | 18% | Confirmed | Diluting and injecting chemical emulsion for POST-CONSTRUCTIONAL anti-termite treatment : Along external wall where the apron is not provided using chemical emulsion @ 7.5 litres / sqm of the vertical surface of the substructure to a depth of 300mm including excavation channel along the wall & rodding etc. complete: With Chlorpyriphos/ Lindane E.C. 20% with 1% concentration | Metre | 351.22 | 36.05 | 36.05 | 12661.48 | 12661.481
11 | 4.1.3 | [5 empty] | 995454 | Confirmed | 18% | Confirmed | Providing and laying in position cement concrete of specified grade excluding the cost of centring and shuttering - All work upto plinth leve 4.1.3 1:2:4 (1 cement : 2 coarse sand : 4 graded stone aggregate 20 mm nominal size) | Cum | 48.47 | 8220.03 | 8220.03 | 398424.85 | 398424.8541
12 | 4.1.8 | [5 empty] | 995454 | Confirmed | 18% | Confirmed | Providing and laying in position cement concrete of specified grade excluding the cost of centering and shuttering - All work up to plinth level : 1:4:8 (1 Cement : 4 coarse sand (zone-III) : 8 graded stone aggregate 40 mm nominal size) | cum | 95.32 | 7060.32 | 7060.32 | 672989.7 | 672989.7024
13 | 4.11 | [5 empty] | 995454 | Confirmed | 18% | Confirmed | Providing and laying damp-proof course 50mm thick with cement concrete 1:2:4 (1 cement : 2 coarse sand(zone-III) : 4 graded stone aggregate 20mm nominal size). | sqm | 74.87 | 504.74 | 504.74 | 37789.88 | 37789.8838
14 | 4.12 | [5 empty] | 995454 | Confirmed | 18% | Confirmed | Extra for providing and mixing water proofing material in cement concrete work in doses by weight of cement as per manufacturer's specification. | per 50kg of cement | 270 | 63.78 | 63.78 | 17220.6 | 17220.6
15 | 4.13 | [5 empty] | 995454 | Confirmed | 18% | Confirmed | Providing & applying a coat of residual petroleum bitumen of grade of VG-10 of approved quality using 1.7kg per square metre on damp proof course after cleaning the surface with brushes and finally with apiece of cloth lightly soaked in kerosene oil. | sqm | 53.82 | 127.06 | 127.06 | 6838.37 | 6838.3692
16 | 4.17 | [5 empty] | 995454 | Confirmed | 18% | Confirmed | Making plinth protection 50mm thick of cement concrete 1:3:6 (1 cement : 3 coarse sand (zone - III) : 6 graded stone aggregate 20 mm nominal size) over 75mm thick bed of dry brick ballast 40 mm nominal size, well rammed and consolidated and grouted with fine sand, including necessary excavation, levelling & dressing & finishing the top smooth. | sqm | 263.18 | 760.77 | 760.77 | 200219.45 | 200219.4486
17 | 5.9.1 | [5 empty] | 995457 | Confirmed | 18% | Confirmed | Centering and shuttering including strutting, propping etc. and removal of form for :Foundations, footings, bases of columns, etc. for mass concrete | sqm | 585.03 | 343.69 | 343.69 | 201068.96 | 201068.9607
18 | 5.9.3 | [5 empty] | 995457 | Confirmed | 18% | Confirmed | Centering and shuttering including strutting, propping etc. and removal of form for :Suspended floors, roofs, landings, balconies and access platform | sqm | 2318.36 | 855.52 | 855.52 | 1983403.35 | 1983403.3472
19 | 5.9.5 | [5 empty] | 995457 | Confirmed | 18% | Confirmed | Centering and shuttering including strutting, propping etc. and removal of form for : Lintels, beams, plinth beams, girders, bressumers and cantilevers | sqm | 2516.89 | 678.96 | 678.96 | 1708867.63 | 1708867.6344
20 | 5.9.6 | [5 empty] | 995457 | Confirmed | 18% | Confirmed | Centering and shuttering including strutting, propping etc. and removal of form for : Columns, Pillars, Piers, Abutments, Posts and Struts | sqm | 1357.9 | 897.6 | 897.6 | 1218851.04 | 1218851.04
21 | 5.9.7 | [5 empty] | 995457 | Confirmed | 18% | Confirmed | Centering and shuttering including strutting, propping etc. and removal of form for : Stairs, (excluding landings) except spiral-staircases | sqm | 133.13 | 734.1 | 734.1 | 97730.73 | 97730.733
22 | 5.9.19 | [5 empty] | 995457 | Confirmed | 18% | Confirmed | Centering and shuttering including strutting, propping etc. and removal of form for : Weather shade, Chajjas, corbels etc., including edges. | sqm | 143.81 | 909.54 | 909.54 | 130800.95 | 130800.9474
23 | 5.22.6 | [5 empty] | 995454 | Confirmed | 18% | Confirmed | STEEL REINFORCEMENT Steel reinforcement for R.C.C. work including straightening, cutting, bending, placing in position and binding all complete upto plinth level. Thermo-Mechanically Treated bars of grade Fe-500D or more. | kg | 44920.97 | 100.06 | 100.06 | 4494792.26 | 4494792.2582
24 | 5.22A.6 | [5 empty] | 995454 | Confirmed | 18% | Confirmed | Steel reinforcement for R.C.C. work including straightening, cutting, bending, placing in position and binding all complete above plinth level. Thermo-Mechanically Treated bars of grade Fe-500D or more. | kg | 55279.39 | 100.06 | 100.06 | 5531255.76 | 5531255.7634
25 | 5.3 | [5 empty] | 995478 | Confirmed | 18% | Confirmed | 5.30 Add for plaster drip course/ groove in plastered surface or moulding to R.C.C. projections. | Mtr | 415.21 | 72.21 | 72.21 | 29982.31 | 29982.3141
26 | 5.3 | [5 empty] | 995454 | Confirmed | 18% | Confirmed | 5.3 Reinforced cement concrete work in beams, suspended floors, roofs having slope up to 15° landings, balconies, shelves, chajjas, lintels, bands, plain window sills, staircases and spiral stair cases above plinth level up to floor five level, excluding the cost of centering, shuttering, finishing and reinforcement with 1:1.5:3 (1 cement : 1.5 coarse sand(zone-III) derived from natural sources : 3 graded stone aggregate 20 mm nominal size derived from natural sources). | cum | 40 | 11963.5 | 11963.5 | 478540 | 478540
27 | 5.33.1 | [5 empty] | 995454 | Confirmed | 18% | Confirmed | DESIGN MIX CONCRETE Providing and laying in position ready mixed or site batched design mix cement concrete for reinforced cement concrete work, using coarse aggregate and fine aggregates derived from natural sources, Potrland Puzzzolana/ Ordinary Portland/ Portland slag, admixutues in recommneded proportions as per IS: 9103 to accelerate/ retard setting of concrete to improve workability without impairing strength and including pumping of concrete to site of laying, curing, carriage for all leads but excluding cost of centering, shuttering, finishing & reinforcement as per direction of Engineer-in-charge. Concrete of M25 grade All works upto plinth level | cum | 449.21 | 8925.56 | 8925.56 | 4009450.81 | 4009450.8076
28 | 5.33.2 | [5 empty] | 995454 | Confirmed | 18% | Confirmed | DESIGN MIX CONCRETE Providing and laying in position ready mixed or site batched design mix cement concrete for reinforced cement concrete work, using coarse aggregate and fine aggregates derived from natural sources, Potrland Puzzzolana/ Ordinary Portland/ Portland slag, admixutues in recommneded proportions as per IS: 9103 to accelerate/ retard setting of concrete to improve workability without impairing strength and including pumping of concrete to site of laying, curing, carriage for all leads but excluding cost of centering, shuttering, finishing & reinforcement as per direction of Engineer-in-charge. Concrete of M25 grade All works above plinth level upto floor V level | cum | 527.58 | 11250.17 | 11250.17 | 5935364.69 | 5935364.6886
29 | 6.1.2 | [5 empty] | 995456 | Confirmed | 18% | Confirmed | Brick work with common burnt clay F.P.S. (non modular) bricks of class designation 7.5 in foundation and plinth in: Cement mortar 1:6 (1 cement : 6 coarse sand) | cum | 45.13 | 7431.08 | 7431.08 | 335364.64 | 335364.6404
30 | 6.4.1 | [5 empty] | 995456 | Confirmed | 18% | Confirmed | Brick work with common burnt clay F.P.S. (non modular) bricks of class designation 7.5 in superstructure above plinth level up to floor V level in all shapes and sizes in : Cement mortar 1:4 (1 cement : 4 coarse sand) | cum | 470.04 | 9500.11 | 9500.11 | 4465431.7 | 4465431.7044
31 | 6.13.2 | [5 empty] | 995456 | Confirmed | 18% | Confirmed | Half brick masonry with common burnt clay F.P.S. (non modular) bricks of class designation 7.5 in superstructure above plinth level up to floor V level. Cement mortar 1:4 (1 cement :4 coarse sand) | sqm | 2417.87 | 1136.22 | 1136.22 | 2747232.25 | 2747232.2514
32 | 6.15 | [5 empty] | 995456 | Confirmed | 18% | Confirmed | 6.15 Extra for providing and placing in position 2 Nos 6mm dia. M.S. bars at every third course of half brick masonry. | sqm | 2417.87 | 96.48 | 96.48 | 233276.1 | 233276.0976
33 | 7.32.1 | [5 empty] | 995474 | Confirmed | 18% | Confirmed | Stone work, plain in copings, cornices, string courses and plinth courses, upto 75 mm thick in Cement mortar 1:6 (1 cement : 6 coarse sand), including pointing with white cement mortar 1:2 (1 white cement : 2 stone dust) with an admixture of pigment matching the stone shade. 7.32.1 Red sand stone | cum | 6.36 | 80457.98 | 80457.98 | 511712.75 | 511712.7528
34 | 8.2.2.2 | [5 empty] | 995474 | Confirmed | 18% | Confirmed | Providing and fixing 18 mm thick gang saw cut, mirror polished, premoulded and prepolished, machine cut for kitchen platforms, vanity counters, window sills, facias and similar locations of required size, approved shade, colour and texture laid over 20 mm thick base cement mortar 1:4 (1 cement : 4 coarse sand), joints treated with white cement, mixed with matching pigment, epoxy touch ups, including rubbing, curing, moulding and polishing to edges to give high gloss finish etc. complete at all levels. Granite of any colour and shadeArea of slab over 0.50 sqm | sqm | 50.64 | 4939.01 | 4939.01 | 250111.47 | 250111.4664
35 | 8.3.2 | [5 empty] | 995474 | Confirmed | 18% | Confirmed | Providing edge moulding to 18 mm thick marble stone counters, Vanities etc., including machine polishing to edge to give high gloss finish etc. complete as per design approved by Engineer-in-Charge. 8.3.2 Granite work | Metre | 204.34 | 467.47 | 467.47 | 95522.82 | 95522.8198
36 | 8.4 | [5 empty] | 995474 | Confirmed | 18% | Confirmed | Extra for fixing marble /granite stone over and above corresponding basic item, in facia and drops of width upto 150 mm with epoxy resin based adhesive including cleaning etc.complete. | 100sqm | 57 | 530.75 | 530.75 | 30252.75 | 30252.75
37 | 8.9.1.2 | [5 empty] | 995474 | Confirmed | 18% | Confirmed | Stone tile (polished) work for wall lining over 12 mm thick bed of cement mortar 1:3 (1 cement : 3 coarse sand) and cement slurry @ 3.3 kg/sqm including pointing in white cement complete. 8.9.1 8mm thick 8.9.1.2 Granite of any colour and shade | sqm | 110.64 | 3465.96 | 3465.96 | 383473.81 | 383473.8144
38 | 8.31 | [5 empty] | 995419 | Confirmed | 18% | Confirmed | 8.31 Providing and fixing Ist quality ceramic glazed wall tiles conforming to IS: 15622 (thickness to be specified by the manufacturer), of approved make, in all colours, shades except burgundy, bottle green, black of any size as approved by Engineer-in-Charge, in skirting, risers of steps and dados, over 12 mm thick bed of cement mortar 1:3 (1 cement : 3 coarse sand) and jointing with grey cement slurry @ 3.3kg per sqm, including pointing in white cement mixed with pigment of matching shade complete. | sqm | 593.66 | 1186.89 | 1186.89 | 704609.12 | 704609.1174
39 | 9.7.7.2 | [5 empty] | 995476 | Confirmed | 18% | Confirmed | Float glass panes 9.7.7.2 5.0 mm thick glass panes (weight not less than 12.50 kg/sqm). | sqm | 512.9 | 2490.18 | 2490.18 | 1277213.32 | 1277213.322
40 | 9.12 | [5 empty] | 995476 | Confirmed | 18% | Confirmed | 9.12 Extra for providing frosted glass panes 4 mm thick (weight not less than 10 kg per sqm) instead of ordinary float glass panes 4 mm thick (weight not less than 10 kg per sqm) in doors, windows and clerestory window shutters. (Area of opening for glass panes excluding portion inside rebate shall be measured) | sqm | 31.65 | 165.74 | 165.74 | 5245.67 | 5245.671
41 | 9.45 | [5 empty] | 995476 | Confirmed | 18% | Confirmed | Providing and fixing teak wood lipping of size 25x3 mm in pelmet. | Metre | 199.9 | 68.64 | 68.64 | 13721.14 | 13721.136
42 | 9.47.1 | [5 empty] | 995476 | Confirmed | 18% | Confirmed | Providing and fixing nickel plated M.S. pipe curtain rods with nickel plated brackets : (Hanger rods) 20 mm dia (heavy type) -1 metre long | Metre | 126 | 170.37 | 170.37 | 21466.62 | 21466.62
43 | 9.48.2 | [5 empty] | 995476 | Confirmed | 18% | Confirmed | Providing and fixing M.S. grills of required pattern in frames of windows etc. with M.S. flats, square or round bars etc. including priming coat with approved steel primer all complete. 9.48.2 Fixed to openings /wooden frames with rawl plugs screws etc. | kg | 2538.3 | 220.65 | 220.65 | 560075.9 | 560075.895
44 | 9.55 | [6 empty] | Confirmed | 18% | Confirmed | Providing and fixing ISI marked IS : 1341 M.S. pressed butt hinges bright finished with necessary screws etc. complete : |  | 0 | 0 | 0 | Included | 0
45 | [6 empty] | 995476 | Confirmed | 18% | Confirmed | 9.55.1 125x65x2.12 mm | Nos | 90 | 53.57 | 53.57 | 4821.3 | 4821.3
46 | [6 empty] | 995476 | Confirmed | 18% | Confirmed | 9.55.3 75x47x1.70 mm | Nos | 50 | 36.55 | 36.55 | 1827.5 | 1827.5
47 | 9.61.1 | [5 empty] | 995476 | Confirmed | 18% | Confirmed | Providing M.S. Piano hinges ISI marked IS : 3818 finished with nickel plating and fixing with necessary screws etc., complete. Overall width 35 mm | Metre | 286.7 | 315.79 | 315.79 | 90536.99 | 90536.993
48 | 9.88 | [5 empty] | 995476 | Confirmed | 18% | Confirmed | Providing and fixing chromium plated brass 100 mm mortice latch and lock with 6 levers and a pair of lever handles of approved quality with necessary screws etc. complete. | each | 18 | 912.39 | 912.39 | 16423.02 | 16423.02
49 | 9.90.2 | [5 empty] | 995476 | Confirmed | 18% | Confirmed | Providing and fixing special quality chromium plated brass cupboard locks with six levers of approved quality including necessary screws etc. complete. Size 50 mm | each | 40 | 319.53 | 319.53 | 12781.2 | 12781.2
50 | 9.92.2 | [5 empty] | 995476 | Confirmed | 18% | Confirmed | Providing and fixing chromium plated brass handles with necessary screws etc. complete: 100 mm (4 Nos. handles per cupboard) | each | 144 | 222.32 | 222.32 | 32014.08 | 32014.08
51 | 9.96.1 | [5 empty] | 995476 | Confirmed | 18% | Confirmed | Providing and fixing aluminium sliding door bolts, ISI marked anodised (anodic coating not less than grade AC 10 as per IS : 1868), transparent or dyed to required colour or shade, with nuts and screws etc. complete : 300x16 mm | each | 134 | 290.51 | 290.51 | 38928.34 | 38928.34
52 | 9.97.2 | [5 empty] | 995476 | Confirmed | 18% | Confirmed | Providing and fixing aluminium tower bolts, ISI marked, anodised (anodic coating not less than grade AC 10 as per IS : 1868 ) transparent or dyed to required colour or shade, with necessary screws etc. complete : 250x10 mm | each | 169 | 116.52 | 116.52 | 19691.88 | 19691.88
53 | 9.97.4 | [5 empty] | 995476 | Confirmed | 18% | Confirmed | Providing and fixing aluminium tower bolts, ISI marked, anodised (anodic coating not less than grade AC 10 as per IS : 1868 ) transparent or dyed to required colour or shade, with necessary screws etc. complete :150x10 mm (Wire mesh door) | each | 90 | 84.32 | 84.32 | 7588.8 | 7588.8
54 | 9.97.5 | [5 empty] | 995476 | Confirmed | 18% | Confirmed | Providing and fixing aluminium tower bolts, ISI marked, anodised (anodic coating not less than grade AC 10 as per IS : 1868 ) transparent or dyed to required colour or shade, with necessary screws etc. complete : 100x10 mm (cupboard) | each | 136 | 65.46 | 65.46 | 8902.56 | 8902.56
55 | 9.100.1 | [5 empty] | 995476 | Confirmed | 18% | Confirmed | Providing and fixing aluminium handles, ISI marked, anodised (anodic coating not less than grade AC 10 as per IS : 1868) transparent or dyed to required colour or shade, with necessary screws etc. complete : 125 mm | each | 144 | 67.02 | 67.02 | 9650.88 | 9650.88
56 | 9.101.2 | [5 empty] | 995476 | Confirmed | 18% | Confirmed | Providing and fixing aluminium hanging floor door stopper, ISI marked, anodised (anodic coating not less than grade AC 10 as per IS : 1868)transparent or dyed to required colour and shade, with necessary screws etc. complete. Twin rubber stopper | each | 146 | 69.48 | 69.48 | 10144.08 | 10144.08
57 | 9.114.2 | [5 empty] | 995476 | Confirmed | 18% | Confirmed | Providing and fixing magnetic catcher of approved quality in cupboard / ward robe shutters, including fixing with necessary screws etc. complete. Double strip (horizontal type) (12 Nos. magnetic catcher per cupboard) | each | 379 | 38.11 | 38.11 | 14443.69 | 14443.69
58 | 9.127.2 | [5 empty] | 995476 | Confirmed | 18% | Confirmed | Providing & Fixing decorative high pressure laminated sheet of plain / wood grain in gloss / matt/ suede finish with high density protective surface layer and reverse side of adhesive bonding quality conforming to IS : 2046 Type S, including cost of adhesive of approved quality. 9.127.2 1.0 mm thick | sqm | 225 | 852.68 | 852.68 | 191853 | 191853
59 | 9.135.2 | [5 empty] | 995476 | Confirmed | 18% | Confirmed | Providing and fixing fly proof stainless steel grade 304 wire gauge, to windows and clerestory windows using wire gauge with average width of aperture 1.4 mm in both directions with wire of dia. 0.50 mm all complete. 9.135.2 With 12 mm mild steel U beading | sqm | 226.66 | 1173.83 | 1173.83 | 266060.31 | 266060.3078
60 | 9.147B.1 | [5 empty] | 995478 | Confirmed | 18% | Confirmed | Providing and fixing factory made uPVC white colour fixed glazed windows/ ventilators comprising of uPVC multi-chambered frame and mullion(where ever required) extruded profiles duly reinforced with 1.60 ± 0.2 mm thick galvanized mild steel section made from roll forming process of required length (shape & size according to uPVC profile), , uPVC extruded glazing beads of appropriate dimension, EPDM gasket, G.I fasteners 100 x 8 mm size for fixing frame to finished wall, plastic packers, plastic caps and necessary stainless steel screws etc. Profile of frame shall be mitred cut and fusion welded at all corners, mullion (if required) shall be also fusion welded including drilling of holes for fixing hardware's and drainage of water etc.After fixing frame the gap between frame and adjacent finished wall shall be filled with weather proof silicon sealant over backer rod of required size and of approved quality, all complete as per approved drawing & direction of Engineer-in-Charge. (Single / double glass panes and silicon sealant shall be paid separately). Variation in profile dimension in higher side shall be accepted but no extra payment on this account shall be made. Note: For uPVC frame, sash and mullion extruded profiles minus 5% tolerance in dimension i.e. in depth & width of profile shall be acceptable 9.147B.1 Fixed window / ventilator made of (small series) frame 47 x 50 mm & mullion 47 x 68 mm both having wall thickness of 1.9 ± 0.2 mm and single glazing bead of appropriate dimension. (Area upto 0.75 sqm.) | sqm | 29.1 | 8091.41 | 8091.41 | 235460.03 | 235460.031
61 | 9.147D.4 | [5 empty] | 995419 | Confirmed | 18% | Confirmed | Providing and fixing factory made uPVC white colour sliding glazed window upto 1.50 m in height dimension comprising of uPVC multi-chambered frame with in-built roller track and sash extruded profiles duly reinforced with 1.60 ± 0.2 mm thick galvanized mild steel section made from roll forming process of required length (shape & size according to uPVC profile), appropriate dimension of uPVC extruded glazing beads and uPVC extruded interlocks, EPDM gasket, wool pile, zinc alloy (white powder coated) touch locks with hook, zinc alloy body with single nylon rollers (weight bearing capacity to be 40 kg), G.I fasteners 100 x 8 mm size for fixing frame to finished wall and necessary stainless steel screws etc. Profile of frame & sash shall be mitred cut and fusion welded at all corners, including drilling of holes for fixing hardware's and drainage of water etc. After fixing frame the gap between frame and adjacent finished wall shall be filled with weather proof silicon sealent over backer rod of required size and of approved quality, all complete as per approved drawing & direction of Engineer-in-Charge. (Single / double glass panes, wire mesh and silicon sealent shall be paid separately). Variation in profile dimension in higher side shall be accepted but no extra payment on this account shall be made. Note: For uPVC frame and sash extruded profiles minus 5% tolerance in dimension i.e. in depth & width of profile shall be acceptable. Three track three panels sliding window with fly proof S.S wire mesh (Two nos. glazed & one no. wire mesh panels) made of (big series) frame 116 x 45 mm & sash 46 x 62 mm both having wall thickness of 2.3 ± 0.2 mm and single glazing bead / double glazing bead of appropriate dimension. (Area of window above 1.75 sqm). | sqm | 264.92 | 10761.83 | 10761.83 | 2851024 | 2851024.0036
62 | 9.147F.4 | [5 empty] | 995476 | Confirmed | 18% | Confirmed | Providing and fixing factory made uPVC white colour sliding glazed door comprising of uPVC multi-chambered frame with in-built roller track and sash extruded profiles duly reinforced with 1.60 ± 0.2 mm thick galvanized mild steel section made from roll forming process of required length (shape & size according to uPVC profile), ppropriate dimension uPVC extruded glazing beads, uPVC extruded interlock and uPVC extruded Inline sash adaptor (if required), EPDM gasket, wool pile, zinc alloy (white powder coated) handle with key on one side of extreme panels along with zinc plated mild steel multi point locking having transmission gear with keeps, zinc alloy (white powder coated) cresent lock (if required), stainless steel (SS 304 grade) body with adjustable double nylon rollers (weight bearing capacity to be 120 kg), G.I fasteners 100 x 8 mm size for fixing frame to finished wall and necessary stainless steel screws etc. Profile of frame & sash shall be mitred cut and fusion welded at all corners, including drilling of holes for fixing hardware's and drainage of water etc. After fixing frame the gap between frame and adjacent finished wall shall be filled with weather proof silicon sealent over backer rod of required size and of approved quality, all complete as per approved drawing & direction of Engineer-in-Charge. (Single / double glass panes, wire mesh and silicon sealent shall be paid separately). Variation in profile dimension in higher side shall be accepted but no extra payment on this account shall be made. Note: For uPVC frame and sash extruded profiles minus 5% tolerance in dimension i.e. in depth & width of profile shall be acceptable. 9.147F.4 Three track three panels sliding door with fly proof S.S wire mesh (Two nos. glazed & one no. wire mesh panels) made of (big series) frame 116 x 45 mm & sash 46 x 82 mm both having wall thickness of 2.3 ± 0.2 mm and single glazing bead / double glazing bead of appropriate dimension. (Area of door above 2.00 sqm upto 5.00 sqm) | sqm | 179.94 | 9784.43 | 9784.43 | 1760610.33 | 1760610.3342
63 | 10.17 | [5 empty] | 995476 | Confirmed | 18% | Confirmed | 10.17 Providing and fixing M.S. fan clamp type I or II of 16 mm dia M.S. bar bent to shape with hooked ends in R.C.C. slabs, beams during laying including painting the exposed portion of loop, all as per standard design complete. | each | 72 | 207.53 | 207.53 | 14942.16 | 14942.16
64 | 10.25.2 | [5 empty] | 995476 | Confirmed | 18% | Confirmed | Steel work welded in built up sections/ framed work, including cutting, hoisting, fixing in position and applying a priming coat of approved steel primer using structural steel etc. as required. In gratings, frames, guard bar, ladder, railings, brackets, gates and similar works | kg | 9080.24 | 158.82 | 158.82 | 1442123.72 | 1442123.7168
65 | 11.2 | [5 empty] | 995474 | Confirmed | 18% | Confirmed | 11.2 Dry brick on edge flooring in required pattern with bricks of class designation 7.5 on a bed of 12 mm mud mortar, including filling joints with local sand, with common burnt clay non modular bricks. | sqm | 591.32 | 818.42 | 818.42 | 483948.11 | 483948.1144
66 | 11.3 | [5 empty] | 995474 | Confirmed | 18% | Confirmed | Cement concrete flooring 1:2:4 (1 cement : 2 coarse sand : 4 graded stone aggregate) finished with a floating coat of neat cement, including cement lurry, but excluding the cost of nosing of steps etc. complete. 11.3.1 40 mm thick with 20 mm nominal size stone aggregate | sqm | 591.32 | 608.26 | 608.26 | 359676.3 | 359676.3032
67 | 11.2 | [5 empty] | 995474 | Confirmed | 18% | Confirmed | Chequerred precast cement concrete tiles 22 mm thick in footpath & courtyard, jointed with neat cement slurry mixed with pigment to match the shade of tiles, including rubbing and cleaning etc. complete, on 20 mm thick bed of cement mortar 1:4 (1 cement: 4 coarse sand). |  | 0 | 0 | 0 | Included | 0
68 | [7 empty] | Confirmed | 18% | Confirmed | 11.20.3 Dark shade pigment using ordinary cement | sqm | 270 | 1098.16 | 1098.16 | 296503.2 | 296503.2
69 | 11.41A.2.2 | [5 empty] | 995421 | Confirmed | 18% | Confirmed | VITRIFIED FLOOR TILE Providing and laying Vitrified tiles in floor in different sizes (thickness to be specified by the manufacturer) with water absorption less than 0.08% and conforming to IS:15622, of approved brand & manufacturer, in all colours and shade, laid on 20 mm thick cement mortar 1:4 (1 cement: 4 coarse sand) jointing with grey cement slurry @3.3 kg/sqm including grouting the joints with white cement and matching pigments etc. The tiles must be cut with the zero chipping diamond cutter only. Laying of tiles will be done with the notch trowel, plier, wedge, clips of required thickness, leveling system and rubber mallet for placing the tiles gently and easily 11.41A.2 Glazed vitrified floor tiles polished finish of size 11.41A.2.2 Size of Tile 600 x 1200 mm | sqm | 1161.55 | 1799.94 | 1799.94 | 2090720.31 | 2090720.307
70 | 11.41A.3.1 | [5 empty] | 995421 | Confirmed | 18% | Confirmed | 11.41A.3 Glazed Vitrified tiles Matt/Antiskid finish of size 11.41A.3.1 Size of Tile 600 x 600 mm | sqm | 118.02 | 1463.23 | 1463.23 | 172690.4 | 172690.4046
71 | 11.47 | [5 empty] | 995474 | Confirmed | 18% | Confirmed | Providing and laying Vitrified tiles in different sizes (thickness to be specified by the manufacturer), with water absorption less than 0.08% and conforming to IS: 15622, of approved brand & manufacturer, in all colours and shade, in skirting, riser of steps, laid with cement based high polymer modified quick set tile adhesive (water based) conforming to IS: 15477, in average 6 mm thickness, including grouting of joints (Payment for grouting of joints to be made separately) |  | 0 | 0 | 0 | Included | 0
72 | [7 empty] | Confirmed | 18% | Confirmed | 11.47.2 Size of Tile 600x600 mm | sqm | 224.65 | 1870.7 | 1870.7 | 420252.76 | 420252.755 | 420252.755
73 | 11.56.1 | [5 empty] | 995474 | Confirmed | 18% | Confirmed | Providing and laying Polished Granite stone flooring in required design and patterns, in linear as well as curvilinear portions of the building all complete as per the architectural drawings with 18 mm thick stone slab over 20 mm (average) thick base of cement mortar 1:4 (1 cement : 4 coarse sand) laid and jointed with cement slurry and pointing with white cement slurry admixed with pigment of matching shade including rubbing, curing and polishing etc. all complete as specified and as directed by the Engineer-in-Charge. 11.56.1 Polished Granite stone slab colour of Black, Cherry/Ruby Red or equivalent | sqm | 126.66 | 4362.5 | 4362.5 | 552554.25 | 552554.25 | 552554.25
74 | 12.21.1 | [5 empty] | 995453 | Confirmed | 18% | Confirmed | Providing gola 75x75 mm in cement concrete 1:2:4 (1 cement : 2 coarse sand : 4 stone aggregate 10 mm and down gauge), including finishing with cement mortar 1:3 (1 cement : 3 fine sand) as per standard design In 75x75 mm deep chase | Metre | 42.52 | 290.4 | 290.4 | 12347.81 | 12347.808 | 12347.808
75 | 12.22 | [5 empty] | 995453 | Confirmed | 18% | Confirmed | Making khurras 45x45 cm with average minimum thickness of 5 cm cement concrete 1:2:4 (1 cement : 2 coarse sand : 4 graded stone aggregate of 20 mm nominal size) over P.V.C. sheet 1 m x1 m x 400 micron, finished with 12 mm cement plaster 1:3 (1 cement : 3 coarse sand) and a coat of neat cement, rounding the edges and making and finishing the outlet complete. | each | 20 | 297.54 | 297.54 | 5950.8 | 5950.8 | 5950.8
76 | 12.41.2 | [5 empty] | 995416 | Confirmed | 18% | Confirmed | Providing and fixing on wall face Unplasticised Rigid PVC rain water pipes conforming to IS : 13592 Type A including jointing with seal ring conforming to IS : 5382 leaving 10 mm gap for thermal expansion. (i) Single socketed pipes 12.41.2 110 mm diameter | metre | 206 | 356.86 | 356.86 | 73513.16 | 73513.16 | 73513.16
77 | 12.42.1.2 | [5 empty] | 995453 | Confirmed | 18% | Confirmed | Providing and fixing on wall face Unplasticised - PVC moulded fittings/ accessories for Unplasticised Rigid PVC rain water pipes conforming to IS : 13592 Type A including jointing with seal ring conforming to IS : 5382 leaving 10 mm gap for thermal expansion. Coupler 110 mm | each | 30 | 133.87 | 133.87 | 4016.1 | 4016.1 | 4016.1
78 | [6 empty] | 995453 | Confirmed | 18% | Confirmed | 12.42.3 Single tee with door 12.42.3.2 110x110x110 mm | each | 26 | 229.3 | 229.3 | 5961.8 | 5961.8 | 5961.8
79 | [6 empty] | 995453 | Confirmed | 18% | Confirmed | 12.42.4 Single tee without door 12.42.4.2 110x110x110 mm | each | 26 | 212.89 | 212.89 | 5535.14 | 5535.14 | 5535.14
80 | 12.42.5.2 | [5 empty] | 995453 | Confirmed | 18% | Confirmed | Bend 87.5° 110 mm bend | each | 53 | 147.32 | 147.32 | 7807.96 | 7807.96 | 7807.96
81 | [6 empty] | 995453 | Confirmed | 18% | Confirmed | 12.42.6 Shoe (Plain) 12.42.6.2 110 mm Shoe | each | 22 | 129.41 | 129.41 | 2847.02 | 2847.02 | 2847.02
82 | 12.43.2 | [5 empty] | 995453 | Confirmed | 18% | Confirmed | Providing and fixing Unplasticised -PVC pipe clips of approved design to Unplasticised - PVC rain water pipes by means of 50x50x50mm hard wood plugs, screwed with M.S. screws of required length including cutting brick work and fixing in cement mortar 1:4 (1 cement : 4 coarse sand) and making good the wall etc. complete. 110 mm | each | 95 | 345.42 | 345.42 | 32814.9 | 32814.9 | 32814.9
83 | 12.44 | [5 empty] | 995453 | Confirmed | 18% | Confirmed | 12.44 Providing and fixing to the inlet mouth of rain water pipe cast iron grating 15 cm diameter and weighing not less than 440 grams. | each | 22 | 53.46 | 53.46 | 1176.12 | 1176.12 | 1176.12
84 | 12.5 | [5 empty] | 995453 | Confirmed | 18% | Confirmed | 12.50 Providing and fixing precoated galvanised iron profile sheets (size, shape and pitch of corrugation as approved by Engineer-in-charge) 0.50 mm (+ 0.05 %) total coated thickness with zinc coating 120 grams per sqm as per IS: 277, in 240 mpa steel grade, 5-7 microns epoxy primer on both side of the sheet and polyester top coat 15-18 microns. Sheet should have protective guard film of 25 microns minimum to avoid scratches during transportation and should be supplied in single length upto 12 metre or as desired by Engineerin-charge. The sheet shall be fixed using self drilling /self tapping screws of size (5.5x 55 mm) with EPDM seal, complete upto any pitch in horizontal/ vertical or curved surfaces, excluding the cost of purlins, rafters and trusses and including cutting to size and shape wherever required. | sqm | 320 | 749.5 | 749.5 | 239840 | 239840 | 239840
85 | 12.55 | [5 empty] | 995453 | Confirmed | 18% | Confirmed | 12.55 Providing and fixing Heat Resistant Terrace Tiles (300 mm x 300 mm x 20 mm) with SRI (solar refractive index) > 78, solar reflection > 0.70 and initial emittance > 0.75 on waterproof and sloped surface of terrace, laid on 20 mm thick cement sand mortar in the ratio of 1:4 (1 cement : 4 coarse sand) and grouting the joints with mix of white cement & marble powder in ratio of 1:1, including rubbing and polishing of the surface upto 3 cuts complete, including providing skirting upto 150 mm height along the parapet walls in the same manner. | sqm | 1312.8 | 1612.61 | 1612.61 | 2117034.41 | 2117034.408 | 2117034.408
86 | 13.1.1 | [5 empty] | 995472 | Confirmed | 18% | Confirmed | 12 mm cement plaster of mix : 1:4 (1 cement: 4 coarse sand) | sqm | 2517.48 | 329.07 | 329.07 | 828427.14 | 828427.1436 | 828427.1436
87 | 13.2.1 | [5 empty] | 995472 | Confirmed | 18% | Confirmed | 15 mm cement plaster on rough side of single or half brick wall of mix:1:4 (1 cement: 4 coarse sand) | sqm | 2729.84 | 379.13 | 379.13 | 1034964.24 | 1034964.2392 | 1034964.2392
88 | 13.11 | [5 empty] | 995472 | Confirmed | 18% | Confirmed | 18 mm cement plaster in two coats under layer 12 mm thick cement plaster 1:5 finished with a top layer 6mm thick cement plaster 1:6. | sqm | 1950 | 494.14 | 494.14 | 963573 | 963573 | 963573
89 | 13.16 | [5 empty] | 995472 | Confirmed | 18% | Confirmed | 13.16 6 mm cement plaster of mix : 13.16.1 1:3 (1 cement : 3 fine sand) | sqm | 900 | 282.42 | 282.42 | 254178 | 254178 | 254178
90 | 13.18 | [5 empty] | 995472 | Confirmed | 18% | Confirmed | Neat cement punning. | sqm | 320 | 75.67 | 75.67 | 24214.4 | 24214.4 | 24214.4
91 | 13.26 | [5 empty] | 995472 | Confirmed | 18% | Confirmed | Providing and applying plaster of paris putty of 2 mm thickness over plastered surface to prepare the surface even and smooth complete. | sqm | 2028.29 | 239.17 | 239.17 | 485106.12 | 485106.1193 | 485106.1193
92 | 13.41 | [5 empty] | 995473 | Confirmed | 18% | Confirmed | Distempering with oil bound washable distemper of approved brand and manufacture to give an even shade : 13.41.1 New work (two or more coats) over and including water thinnable priming coat with cement primer | sqm | 1087.42 | 181.42 | 181.42 | 197279.74 | 197279.7364 | 197279.7364
93 | 13.47.1 | [5 empty] | 995473 | Confirmed | 18% | Confirmed | EXTERIOR FINISHING Finishing walls with Premium Acrylic Smooth exterior paint with Silicone additives of required shade: New work (Two or more coats applied @ 1.43 ltr/10 sqm over and including priming coat of exterior primer applied @ 2.20 kg/10 sqm) | sqm | 2715.58 | 181.19 | 181.19 | 492035.94 | 492035.9402 | 492035.9402
94 | 13.61 | [5 empty] | 995473 | Confirmed | 18% | Confirmed | Painting with synthetic enamel paint of approved brand and manufacture to give an even shade : 13.61.1 Two or more coats on new work | sqm | 340 | 146.71 | 146.71 | 49881.4 | 49881.4 | 49881.4
95 | 13.65 | [5 empty] | 995473 | Confirmed | 18% | Confirmed | Painting with black anti-corrosive bitumastic paint of approved brand and manufacture to give an even shade : 13.65.1 Two or more coats on new work | sqm | 200 | 128.46 | 128.46 | 25692 | 25692 | 25692
96 | 13.73.2 | [5 empty] | 995472 | Confirmed | 18% | Confirmed | Forming groove of uniform size in the top layer of washed stone grit plaster as per approved pattern using wooden battens, nailed to the under layer, including removal of wooden battens, repair to the edges of panels and finishing the groove complete as per specifications and direction of the Engineer-in-charge. 20 mm wide and 15 mm deep groove | Mtr | 4722.8 | 70.42 | 70.42 | 332579.58 | 332579.576 | 332579.576
97 | 13.85 | [5 empty] | 995473 | Confirmed | 18% | Confirmed | Applying priming coats with primer of approved brand and manufacture, having low VOC (Volatile Organic Compound ) content. 13.85.1 With ready mixed pink or grey primer on wood work (hard and soft wood) having VOC content less than 50 grams/ litre | sqm | 2470.99 | 68.58 | 68.58 | 169460.49 | 169460.4942 | 169460.4942
98 | 13.83.2 | [5 empty] | 995473 | Confirmed | 18% | Confirmed | Wall painting with premium acrylic emulsion paint of interior grade, having VOC (Volatile Organic Compound ) content less than 50 grams/ litre of approved brand and manufacture, including applying additional coats wherever required to achieve even shade and colour/ Applying priming coats with primer of approved brand and manufacture, having low VOC (Volatile Organic Compound ) content. 13.83.2 Two coats/ 13.85.3 With water thinnable cement primer on wall surface having VOC content less than 50 grams/litre | sqm | 3847.03 | 201.45 | 201.45 | 774984.19 | 774984.1935 | 774984.1935
99 | 16.68 | [5 empty] | 995421 | Confirmed | 18% | Confirmed | 16.68 Providing and laying 60mm thick faciory made cement concrete interlocking paver block of M -30 grade made by block making machine with strong vibratory compaction, of approved size, design & shape, laid in required colour and pattern over and including 50mm thick compacted bed of coarse sand, filling the joints with line sand etc. all complete as per the direction of Engineer-in-charge. | sqm | 180 | 1061.38 | 1061.38 | 191048.4 | 191048.4 | 191048.4
100 | 16.69 | [5 empty] | 995421 | Confirmed | 18% | Confirmed | 16.69 Providing and laying at or near ground level factory made kerb stone of M-25 grade cement concrete in position to the required line, level and curvature, jointed with cement mortar 1:3 (1 cement: 3 coarse sand), including making joints with or without grooves (thickness of joints except at sharp curve shall not to more than 5mm), including making drainage opening wherever required complete etc. as per direction of Engineer-in-charge (length of finished kerb edging shall be measured for payment). (Precast C.C. kerb stone shall be approved by Engineer-in-charge). | sqm | 150 | 9613.34 | 9613.34 | 1442001 | 1442001 | 1442001
101 | 16.86 | [5 empty] | 995428 | Confirmed | 18% | Confirmed | Providing and fixing 18 mm thick gang saw cut, mirror polished, premoulded and prepolished, machine cut for kitchen platforms, vanity counters, window sills, facias and similar locations of required size, approved shade, colour and texture laid over 20 mm thick base cement mortar 1:4 (1 cement : 4 coarse sand), joints treated with white cement, mixed with matching pigment, epoxy touch ups, including rubbing, curing, moulding and polishing of edges to give high gloss finish etc. complete at all levels. 8.2.2 Granite stone slab of colour black, Cherry/Ruby red 8.2.2.2 Area of slab over 0.50 sqm | sqm | 45 | 5254.99 | 5254.99 | 236474.55 | 236474.55 | 236474.55
102 | 17.10.1.1 | [5 empty] | 995478 | Confirmed | 18% | Confirmed | Providing and fixing Stainless Steel A ISI 304 (18/8) kitchen sink as per IS:13983 with C.I. brackets and stainless steel plug 40 mm, including painting of fittings and brackets, cutting and making good the walls wherever required : Kitchen sink with drain board 510x1040 mm bowl depth 250 mm | each | 18 | 6705.86 | 6705.86 | 120705.48 | 120705.48 | 120705.48
103 | 17.22A | [5 empty] | 995478 | Confirmed | 18% | Confirmed | Providing and fixing CP Brass 32mm size Bottle Trap of approved quality & make and as per the direction of Engineer-in-charge. | each | 36 | 989.12 | 989.12 | 35608.32 | 35608.32 | 35608.32
104 | 17.22B | [5 empty] | 995478 | Confirmed | 18% | Confirmed | Providing and fixing CP Brass Single lever telephonic wall mixer of quality & make as approved by Engineer in charge. (a) 15 mm nominal dia | each | 36 | 6829.41 | 6829.41 | 245858.76 | 245858.76 | 245858.76
105 | 17.28.1.1 | [5 empty] | 995478 | Confirmed | 18% | Confirmed | Providing and fixing P.V.C. waste pipe for sink or wash basin including P.V.C. waste fittings complete. Semi regid pipe 32mm dia | each | 18 | 101.51 | 101.51 | 1827.18 | 1827.18 | 1827.18
106 | 17.31 | [5 empty] | 995478 | Confirmed | 18% | Confirmed | 17.31 Providing and fixing 600x450 mm beveled edge mirror of superior glass (of approved quality) complete with 6 mm thick hard board ground fixed to wooden cleats with C.P. brass screws and washers complete. | each | 36 | 1574.94 | 1574.94 | 56697.84 | 56697.84 | 56697.84
107 | 17.35. | [5 empty] | 995478 | Confirmed | 18% | Confirmed | Providing and fixing soil, waste and vent pipes : 100 mm dia 17.35.1.3 Hubless centrifugally cast (spun) iron pipes epoxy coated inside & outside IS:15905 | mtr | 165 | 1184.43 | 1184.43 | 195430.95 | 195430.95 | 195430.95
108 | 17.35. | [5 empty] | 995478 | Confirmed | 18% | Confirmed | Providing and fixing soil, waste and vent pipes : 75 mm diameter : 17.35.2.3 Hubless centrifugally cast (spun) iron pipes epoxy coated inside & outside IS:15905 | Mtr | 40 | 968.25 | 968.25 | 38730 | 38730 | 38730
109 | 17.36.1 | [5 empty] | 995478 | Confirmed | 18% | Confirmed | Providing and filling the joints with spun yarn cement slurry and cement mortar 1:2 (1cement:2fine sand) in SCI/ CI 75mm dia | each | 32 | 154.8 | 154.8 | 4953.6 | 4953.6 | 4953.6
110 | 17.37.2 | [5 empty] | 995478 | Confirmed | 18% | Confirmed | Providing and fixing M.S. holder-bat clamps of approved design to Sand Cast iron/cast iron (spun) pipe embedded in and including cement concrete blocks 10x10x10 cm of 1:2:4 mix (1 cement : 2 coarse sand : 4 graded stone aggregate 20 mm nominal size), including cost of cutting holes and making good the walls etc. : For 75 mm dia pipe (for vent pipes) | each | 32 | 339.79 | 339.79 | 10873.28 | 10873.28 | 10873.28
111 | 17.39.1.3 | [5 empty] | 995478 | Confirmed | 18% | Confirmed | Providing and fixing plain bend of required degree. 100mm dia. 17.39.1.3 Hubless centrifugally cast (spun) iron pipes epoxy coated inside & outside IS:15905 | each | 50 | 386.22 | 386.22 | 19311 | 19311 | 19311
112 | 17.39.2.3 | [5 empty] | 995478 | Confirmed | 18% | Confirmed | 17.39.2 75 mm dia 17.39.2.3 Hubless centrifugally cast (spun) iron pipes epoxy coated inside & outside IS:15905 | each | 24 | 273.1 | 273.1 | 6554.4 | 6554.4 | 6554.4
113 | 17.4 | [5 empty] | 995478 | Confirmed | 18% | Confirmed | Providing and fixing heel rest sanitary bend 17.40.1 100 mm dia 17.40.1.1 Sand cast iron S&S as per IS - 1729 | each | 40 | 572.88 | 572.88 | 22915.2 | 22915.2 | 22915.2
114 | 17.4 | [5 empty] | 995478 | Confirmed | 18% | Confirmed | 17.40.2 75 mm dia 17.40.2.1 Sand cast iron S&S as per IS - 1729 | each | 16 | 482.14 | 482.14 | 7714.24 | 7714.24 | 7714.24
115 | 17.42 | [5 empty] | 995478 | Confirmed | 18% | Confirmed | Providing and fixing double equal plain junction of required degree. 17.42.1 100x100x100x100 mm 17.42.1.3 Hubless centrifugally cast (spun) iron pipes epoxy coated inside & outside IS:15905 | each | 32 | 804.35 | 804.35 | 25739.2 | 25739.2 | 25739.2
116 | 17.43 | [5 empty] | 995478 | Confirmed | 18% | Confirmed | Providing and fixing single equal plain junction of required degree with access door, insertion rubber washer 3 mm thick, bolts and nuts complete. 17.43.1 100x100x100 mm 17.43.1.1 Sand cast iron S&S as per IS - 1729 | each | 40 | 749.11 | 749.11 | 29964.4 | 29964.4 | 29964.4
117 | 17.56 | [5 empty] | 995478 | Confirmed | 18% | Confirmed | Providing and fixing terminal guard : 17.56.1 100 mm 17.56.1.3 Hubless centrifugally cast (spun) iron epoxy coated inside & outside as per IS:15905 | each | 22 | 445.98 | 445.98 | 9811.56 | 9811.56 | 9811.56
118 | 17.57A | [5 empty] | 995478 | Confirmed | 18% | Confirmed | Providing and fixing shielded coupling for Hubless centrifugally cast iron pipe. 17.57A.1 100 mm dia 17.57A.1.1 SS 304 grade coupling with EPDM rubber gasket | each | 40 | 453.46 | 453.46 | 18138.4 | 18138.4 | 18138.4
119 | 17.58.1 | [5 empty] | 995478 | Confirmed | 18% | Confirmed | Providing lead caulked joint to SCI/ centrifugally cast (Spun) iron pipes and fittings of diametre. 100mm dia | each | 88 | 613.45 | 613.45 | 53983.6 | 53983.6 | 53983.6
120 | 17.59 | [5 empty] | 995478 | Confirmed | 18% | Confirmed | Providing and fixing M.S. stays and clamps for sand cast iron/ centrifugally cast (spun) iron pipes of diameter : 17.59.1 100 mm | each | 60 | 143.58 | 143.58 | 8614.8 | 8614.8 | 8614.8
121 | 17.6 | [5 empty] | 995478 | Confirmed | 18% | Confirmed | Providing and fixing trap of self cleansing design with screwed down or hinged grating with or without vent arm complete, including cost of cutting and making good the walls and floors : 17.60.1 100 mm inlet and 100 mm outlet 17.60.1.3 Hubless centrifugally cast (spun) iron epoxy coated inside & outside as per IS:15905 | each | 16 | 849.16 | 849.16 | 13586.56 | 13586.56 | 13586.56
122 | 17.77 | [5 empty] | 995478 | Confirmed | 18% | Confirmed | Providing and fixing M.S. holder bat clamp of approved design to sand cast iron/ cast iron (spun) pipes comprising of M.S. flat brackets made of 50x5 mm flat of specified shape, projecting 75 mm outside the wall surface and fixed on wall with 4nos, 6mm dia expansion hold fasteners, including drilling necessary holes in brick wall/ CC/RCC surface and the cost of bolts etc. The pipes shall be fixed to the already fixed brackets with the help of 30 mm x1.6 mm galvanised M.S. flats of specified shape and of total length 420 mm and shall be fixed with M.S. nuts, bolts, & washers of size 25x6 mm, one bolts on each side of the pipe. 17.77.2 Total bracket length 810 mm of approved shape and design (for two 100 mm dia pipes) | each | 126 | 342.52 | 342.52 | 43157.52 | 43157.52 | 43157.52
123 | 18.17 | [5 empty] | 995424 | Confirmed | 18% | Confirmed | Providing and fixing gun metal gate valve with C.I. wheel of approved quality (screwed end) : 18.17.1 25 mm nominal bore | each | 10 | 594.14 | 594.14 | 5941.4 | 5941.4 | 5941.4
124 | [6 empty] | 995424 | Confirmed | 18% | Confirmed | 18.17.1A 20 mm nominal bore | each | 15 | 515.35 | 515.35 | 7730.25 | 7730.25 | 7730.25
125 | 18.22 | [5 empty] | 995424 | Confirmed | 18% | Confirmed | Providing and fixing C.P. brass shower rose with 15 or 20 mm inlet : 18.22.1 100 mm diameter | each | 36 | 185.66 | 185.66 | 6683.76 | 6683.76 | 6683.76
126 | 18.49 | [5 empty] | 995424 | Confirmed | 18% | Confirmed | Providing and fixing C.P. brass bib cock of approved quality conforming to IS:8931 : 18.49.1 15 mm nominal bore | each | 52 | 484.6 | 484.6 | 25199.2 | 25199.2 | 25199.2
127 | 18.48 | [5 empty] | 995424 | Confirmed | 18% | Confirmed | Providing and placing on terrace (at all floor levels) polyethylene water storage tank, IS : 12701 marked, with cover and suitable locking arrangement and making necessary holes for inlet, outlet and overflow pipes but without fittings and the base support for tank. | per litre | 18000 | 10.83 | 10.83 | 194940 | 194940 | 194940
128 | 18.51 | [5 empty] | 995424 | Confirmed | 18% | Confirmed | Providing and fixing C.P. brass long body bib cock of approved quality conforming to IS standards and weighing not less than 690 gms. 18.51.1 15 mm nominal bore | each | 18 | 790.63 | 790.63 | 14231.34 | 14231.34 | 14231.34
129 | 18.53 | [5 empty] | 995424 | Confirmed | 18% | Confirmed | Providing and fixing C.P. brass angle valve for basin mixer and geyser points of approved quality conforming to IS:8931. 18.53.1 15mm nominal bore | each | 144 | 558.43 | 558.43 | 80413.92 | 80413.92 | 80413.92
130 | 18.7 | [5 empty] | 995424 | Confirmed | 18% | Confirmed | Providing and fixing Chlorinated Polyvinyl Chloride (CPVC) pipes, having thermal stability for hot & cold water supply, including all CPVC plain & brass threaded fittings, including fixing the pipe with clamps at 1.00 m spacing. This includes jointing of pipes & fittings with one step CPVC solvent cement and testing of joints complete as per direction of Engineer in Charge. 18.7.1 15 mm nominal dia Pipes | metre | 198 | 285.6 | 285.6 | 56548.8 | 56548.8 | 56548.8
131 | [6 empty] | 995424 | Confirmed | 18% | Confirmed | 18.7.2 20 mm nominal dia Pipes | metre | 300 | 603.91 | 603.91 | 181173 | 181173 | 181173
132 | [6 empty] | 995424 | Confirmed | 18% | Confirmed | 18.7.3 25 mm nominal dia Pipes | metre | 150 | 455.97 | 455.97 | 68395.5 | 68395.5 | 68395.5
133 | [6 empty] | 995424 | Confirmed | 18% | Confirmed | 18.7.4 32 mm nominal dia Pipes | metre | 150 | 559.1 | 559.1 | 83865 | 83865 | 83865
134 | [6 empty] | 995424 | Confirmed | 18% | Confirmed | 18.7.5 40 mm nominal dia Pipes | metre | 150 | 752.62 | 752.62 | 112893 | 112893 | 112893
135 | 18.8 | [5 empty] | 995424 | Confirmed | 18% | Confirmed | Providing and fixing Chlorinated Polyvinyl Chloride (CPVC) pipes, having thermal stability for hot & cold water supply, including all CPVC plain & brass threaded fittings, i/c fixing the pipe with clamps at 1.00 m spacing. This includes jointing of pipes & fittings with one step CPVC solvent cement and the cost of cutting chases and making good the same including testing of joints complete as per direction of Engineer in Charge. Concealed work, including cutting chases and making good the walls etc. 18.8.1 15 mm nominal dia Pipes | Mtr | 70 | 492.35 | 492.35 | 34464.5 | 34464.5 | 34464.5
136 | [6 empty] | 995424 | Confirmed | 18% | Confirmed | 18.8.2 20 mm nominal dia Pipes | Mtr | 80 | 573.38 | 573.38 | 45870.4 | 45870.4 | 45870.4
137 | [6 empty] | 995424 | Confirmed | 18% | Confirmed | 18.8.3 25 mm nominal dia Pipes | Mtr | 80 | 698.72 | 698.72 | 55897.6 | 55897.6 | 55897.6
138 | 18.75.1 | [5 empty] | 995424 | Confirmed | 18% | Confirmed | Providing and fixing PTMT extension nipple for water tank pipe, fittings of approved quality and colour. 15 mm nominal bore, weighing not less than 32 gms | each | 18 | 48.05 | 48.05 | 864.9 | 864.9 | 864.9
139 | 19.1.2 | [5 empty] | 995424 | Confirmed | 18% | Confirmed | Providing, laying and jointing glazed stoneware pipes class SP-1 with stiff mixture of cement mortar in the proportion of 1:1 (1 cement : 1 fine sand) including testing of joints etc. complete : 150 mm diameter | Metre | 33 | 660.04 | 660.04 | 21781.32 | 21781.32 | 21781.32
140 | 19.1.5 | [5 empty] | 995424 | Confirmed | 18% | Confirmed | Providing, laying and jointing glazed stoneware pipes class SP-1 with stiff mixture of cement mortar in the proportion of 1:1 (1 cement : 1 fine sand) including testing of joints etc. complete : 300 mm diameter | metre | 120 | 1980.47 | 1980.47 | 237656.4 | 237656.4 | 237656.4
141 | 19.3.5 | [5 empty] | 995424 | Confirmed | 18% | Confirmed | Providing and laying cement concrete 1:5:10 (1 cement : 5 coarse sand : 10 graded stone aggregate 40 mm nominal size) up to haunches of S.W. pipes including bed concrete as per standard design : 300 mm diameter S.W. pipe | metre | 120 | 1215.51 | 1215.51 | 145861.2 | 145861.2 | 145861.2
142 | 19.4.1.1 | [5 empty] | 995424 | Confirmed | 18% | Confirmed | Providing and fixing square-mouth S.W. gully trap class SP-1 complete with C.I. grating brick masonry chamber with water tight C.I. cover with frame of 300 x300 mm size (inside) the weight of cover to be not less than 4.50 kg and frame to be not less than 2.70 kg as per standard design: 100x100 mm size P type With common burnt clay F.P.S. (non modular) bricks of class designation 7.5 | each | 18 | 2738.34 | 2738.34 | 49290.12 | 49290.12 | 49290.12
143 | 19.6 | [5 empty] | 995424 | Confirmed | 18% | Confirmed | Providing and laying non-pressure NP2 class (light duty) R.C.C. pipes with collars jointed with stiff mixture of cement mortar in the proportion of 1:2 (1 cement : 2 fine sand) including testing of joints etc. complete : 19.6.4 300 mm dia. R.C.C. pipe | mtr | 50 | 1006.75 | 1006.75 | 50337.5 | 50337.5 | 50337.5
144 | 19.7.1.1 | [5 empty] | 995424 | Confirmed | 18% | Confirmed | Constructing brick masonry manhole in cement mortar 1:4 ( 1 cement : 4 coarse sand ) R.C.C. top slab with 1:2:4 mix (1 cement : 2 coarse sand : 4 graded stone aggregate 20 mm nominal size), foundation concrete 1:4:8 mix (1 cement : 4 coarse sand : 8 graded stone aggregate 40mm nominal size) inside plastering 12mm thick with cement mortar 1:3 (1 cement : 3 coarse sand) finished with floating coat of neat cement and making channels in cement concrete 1:2:4 (1 cement : 2 coarse sand : 4 graded stone aggregate 20mm nominal size) finished with a floating coat of neat cement complete as per standard design : Inside size 90x80 cm and 45 cm deep including C.I. cover with frame (light duty) 455x610 mm internal dimensions total weight of cover and frame to be not less than 38 kg (weight of cover 23 kg and weight of frame 15 kg) : With F.P.S. bricks with class designation 75 | each | 10 | 13043.64 | 13043.64 | 130436.4 | 130436.4 | 130436.4
145 | 19.8 | [5 empty] | 995424 | Confirmed | 18% | Confirmed | Extra for depth for manholes : 19.8.1 Size 90x80 cm 19.8.1.1 With common burnt clay F.P.S. (non modular) bricks of class designation 7.5 | Mtr | 16 | 9070.81 | 9070.81 | 145132.96 | 145132.96 | 145132.96
146 | 19.18.2 | [5 empty] | 995424 | Confirmed | 18% | Confirmed | Supplying and fixing C.I. cover without frame for manholes : 500 mm diameter C.I. cover (medium duty) the weight of the cover to be not less than 58 kg | each | 8 | 3592.63 | 3592.63 | 28741.04 | 28741.04 | 28741.04
147 | 19.21 | [5 empty] | 995424 | Confirmed | 18% | Confirmed | Making connection of drain or sewer line with existing manhole including breaking into and making good the walls, floors with cement concrete 1:2:4 mix (1 cement : 2 coarse sand : 4 graded stone aggregate 20 mm nominal size) cement plastered on both sides with cement mortar 1:3 (1 cement : 3 coarse sand), finished with a floating coat of neat cement and making necessary channels for the drain etc. complete : 19.21.2 For pipes 250 to 300 mm diameter | each | 14 | 877.12 | 877.12 | 12279.68 | 12279.68 | 12279.68
148 | 19.32.1 | [5 empty] | 995424 | Confirmed | 18% | Confirmed | Making soak pit 2.5 m diameter 3.0 metre deep with 45 x 45 cm dry brick honey comb shaft with bricks of class designation 75 and S.W. drain pipe 100 mm diameter, 1.8 m long complete as per standard design. With common burnt clay F.P.S. (non modular) bricks of class designation 7.5 | each | 5 | 31282.53 | 31282.53 | 156412.65 | 156412.65 | 156412.65
149 | 22.5 | [5 empty] | 995453 | Confirmed | 18% | Confirmed | Providing and laying water proofing treatment in sunken portion of WCs, bathroom etc., by applying cement slurry mixed with water proofing cement compound consisting of applying : (a) First layer of slurry of cement @ 0.488 kg/sqm mixed withwater proofing cement compound @ 0.253 kg/ sqm. This layer will be allowed to air cure for 4 hours. (b) Second layer of slurry of cement @ 0.242 kg/sqm mixed with water proofing cement compound @ 0.126 kg/sqm. This layer will be allowed to air cure for 4 hours followed with water curing for 48 hours. | sqm | 274.3 | 576.56 | 576.56 | 158150.41 | 158150.408 | 158150.408
150 | 22.14.1 | [5 empty] | 995453 | Confirmed | 18% | Confirmed | Grading roof for water proofing treatment with 22.14.1 Cement concrete 1:2:4 | Cum | 66.28 | 8382.53 | 8382.53 | 555594.09 | 555594.0884 | 555594.0884
151 | 22.23.2 | [5 empty] | 995453 | Confirmed | 18% | Confirmed | Providing and applying integral crystalline slurry of hydrophilic in nature for waterproofing treatment to the RCC structures like retaining walls of the basement, water tanks, roof slabs, podiums, reservior, sewage & water treatment plant, tunnels / subway and bridge deck etc., prepared by mixing in the ratio of 5 : 2 (5 parts integral crystalline slurry : 2 parts water) for vertical surfaces and 3 : 1 (3 parts integral crystalline slurry : 1 part water) for horizontal surfaces and applying the same from negative (internal) side with the help of synthetic fiber brush. The material shall meet the requirements as specified in ACI- 212-3R-2010 i.e by reducing permeability of concrete by more than 90% compared with control concrete as per DIN 1048 and resistant to 16 bar hydrostatic pressure on negative side. The crystalline slurry shall be capable of self-healing of cracks up to a width of 0.50mm. The work shall be carried out all complete as per specification and the direction of the engineer-in-charge. The product performance shall carry guarantee for 10 years against any leakage. 22.23.2 For horizontal surface one coat @1.10 kg per sqm. | sqm | 1359.05 | 347.66 | 347.66 | 472487.32 | 472487.323 | 472487.323
152 | 25.1 | [5 empty] | 998736 | Confirmed | 18% | Confirmed | 25.1 Providing and supplying aluminium extruded tubular and other aluminium sections as per the architectural drawings and approved shop drawings , the aluminium quality as per grade 6063 T5 or T6 as per BS 1474,including super durable powder coating of 60-80 microns conforming to AAMA2604 of required colour and shade as approved by the Engineer-in-Charge. ( The item includes cost of material such as cleats, sleeves, screws etc. necessary for fabrication of extruded aluminium frame work. Nothing extra shall be paid on this account). The weight of aluminium extruded section shall be taken for purpose of payment. | Kg | 99.29 | 413.45 | 413.45 | 41051.45 | 41051.4505 | 41051.4505
153 | 26.86.3 | [5 empty] | 995421 | Confirmed | 18% | Confirmed | Providing and fixing factory made single extruded WPC (Wood Polymer Composite) solid door/window/clerestory windows & desertory other Frames/Chowkhat comprising of virgin PVC polymer of K value 58-60 (Suspension Grade), calcium carbonate and natural fibers (wood powder/ rice husk/wheat husk) and non toxic additives (maximum toxicity index of 12 for 100 gms) fabricated with miter joints after applying PVC solvent cement and screwed with full body threaded star headed SS screws having minimum frame density of 750 kg/ cum, screw withdrawal strength of 2200 N (Face) & 1100 N (Edge), minimum compressive strength of 58 N/mm2, modulus of elasticity 900 N/mm2 and resistance to spread of flame of Class A category with property of being termite/borer proof, water/moisture proof and fire retardant and fixed in position with M.S hold fast/lugs/SS dash fasteners of required dia and length complete as per direction of Engineer-In- Charge. (M.S hold fast/lugs or SS dash fasteners shall be paid for separately). Note: For WPC solid door/window frames, minus 5mm tolerance in dimensions i.e depth and width of profile shall be acceptable. Variation in profile dimensions on plus side shall be acceptable but no extra payment on this account shall be made. 26.86.3 Frame size 50 x 100 mm | Mtr | 203 | 952.01 | 952.01 | 193258.03 | 193258.03 | 193258.03
154 | 26.86.4 | [5 empty] | 995421 | Confirmed | 18% | Confirmed | 26.86.4 Frame size 50 x 125 mm | Mtr | 451.6 | 1086.38 | 1086.38 | 490609.21 | 490609.208 | 490609.208
155 | 26.87.1 | [5 empty] | 995476 | Confirmed | 18% | Confirmed | Providing and fixing factory made single extruded WPC (Wood Polymer Composite) solid plain flush door shutter of required size comprising of virgin polymer of K value 58-60 (Suspension Grade), calcium carbonate and natural fibers (wood powder/ rice husk/wheat husk) and non toxic additives (maximum toxicity index of 12 for 100 gms) having minimum density of 650 kg/cum and screw withdrawal strength of 1800 N (Face) & 900 N (Edge), minimum compressive strength 50 N/mm2, modulus of elasticity 850 N/mm2 and resistance to spread of flame of Class A category with property of being termite/borer proof, water/moisture proof and fire retardant and fixing with stainless steel butt hinges of required size with necessary full body threaded star headed counter sunk S.S screws, all as per direction of Engineer-In- Charge. (Note: stainless steel butt hinges and necessary S.S screws shall be paid separately) 26.87.1 30 mm thick | sqm | 182.84 | 4412.95 | 4412.95 | 806863.78 | 806863.778 | 806863.778
156 | 26.87.2 | [6 empty] | Confirmed | 18% | Confirmed | 26.87.2 35 mm thick | sqm | 61.23 | 5084.88 | 5084.88 | 311347.2 | 311347.2024 | 311347.2024
157 | 26.89.1 | [5 empty] | 995428 | Confirmed | 18% | Confirmed | Providing and fixing factory made single extruded WPC (Wood Polymer Composite) solid board one side white color and other side of board laminted with PVC foil of minimum 14 micron thickness of approved design pasted with hot melt adhesive for cup boards, work stations and bathroom/kitchen cabinet etc. of required sizes comprising of virgin polymer of K value 58-60 (Suspension Grade), calcium carbonate and natural fibers (wood powder/ rice husk/wheat husk) and non toxic additives (maximum toxicity index of 12 for 100 gms) having minimum density of 650 kg/cum and screw withdrawal strength of 1800 N (Face) & 900 N (Edge), minimum compressive strength 50 N/ mm2, modulus of elasticity 850 N/mm2 and resistance to spread of flame of Class A category with property of being termite/ borer proof, water/moisture proof and fire retardant and fixing with stainless steel piano hinges/soft close clip on concealed hinges of required size with necessary full body threaded star headed counter sunk S.S screws, all as per direction of Engineer-In- Charge. (Note: stainless steel piano hinges/soft close clip on concealed hinges and necessary S.S screws shall be paid separately) 26.89.1 18 mm thick | sqm | 370.77 | 3029.19 | 3029.19 | 1123132.78 | 1123132.7763 | 1123132.7763
158 | 26.90.1 | [5 empty] | 995428 | Confirmed | 18% | Confirmed | Providing and fixing factory made single extruded WPC (Wood Polymer Composite) solid plain white color board for backing of cup boards and bathroom/kitchen cabinets etc. of required size comprising of virgin polymer of K value 58-60 (Suspension Grade), calcium carbonate and natural fibers (wood powder/ rice husk/wheat husk) and non toxic additives (maximum toxicity index of 12 for 100 gms) having minimum density of 650 kg/cum and screw withdrawal strength of 1800 N (Face) & 900 N (Edge), minimum compressive strength 50 N/mm2, modulus of elasticity 850 N/mm2 and resistance to spread of flame of Class A category with property of being termite/borer proof, water/moisture proof and fire retardant and fixing with stainless steel screws etc. all as per direction of Engineer-InCharge. (Note: stainless steel screws shall be paid separately) 26.90.1 6 mm thick | sqm | 137.41 | 1095.98 | 1095.98 | 150598.61 | 150598.6118 | 150598.6118
159 | 26.90.2 | [5 empty] | 995428 | Confirmed | 18% | Confirmed | 26.90.2 12 mm thick | sqm | 98.41 | 1723.16 | 1723.16 | 169576.18 | 169576.1756 | 169576.1756
160 | 17.3.1 | [5 empty] | 995478 | Confirmed | 18% | Confirmed | Providing and fixing white vitreous china pedestal type water closet (European type) with seat and lid, 10 litre low level white vitreous china flushing cistern & C.P. flush bend with fittings & C.I. brackets, 40 mm flush bend, overflow arrangement with specials of standard make and mosquito proof coupling of approved municipal design complete, including painting of fittings and brackets, cutting and making good the walls and floors wherever required : 17.3.1 W.C. pan with ISI marked white solid plastic seat and lid | each | 36 | 7746.99 | 7746.99 | 278891.64 | 278891.64 | 278891.64
161 | 9.168 | [5 empty] | 995478 | Confirmed | 18% | Confirmed | 9.168 Providing and fixing cupboard shutter with 19mm thick one side decorative and other side balancing lamination factory pressed BWP grade marine ply as per IS 710 of approved brand including 2mm thick PVC edge banding tape with hot glue by edge bending machine etc. with auto closing spring loaded hinges (hydraulic type) etc. complete as per direction of Engineerin-charge.(Payment of providing and fixing auto closing hinges shall be paid separately) | sqm | 153 | 2861.33 | 2861.33 | 437783.49 | 437783.49 | 437783.49
162 | 9.169 | [5 empty] | 995478 | Confirmed | 18% | Confirmed | 9.169 Providing and fixing 19mm thick both side balancing lamination factory pressed BWP grade marine ply as per IS 710 of approved brand boxes,shelves,racks,almirah,cupboard and drawer etc. including necessary nails,screws etc. complete as per direction of Engineer-in-charge. | sqm | 675 | 2611.16 | 2611.16 | 1762533 | 1762533 | 1762533
163 | 10.28 | [5 empty] | 995476 | Confirmed | 18% | Confirmed | 10.28 Providing and fixing stainless steel ( Grade 304) railing made of Hollow tubes, channels, plates etc., including welding, grinding, buffing, polishing and making curvature (wherever required) and fitting the same with necessary stainless steel nuts and bolts complete, i/c fixing the railing with necessary accessories & stainless steel dash fasteners , stainless steel bolts etc., of required size, on the top of the floor or the side of waist slab with suitable arrangement as per approval of Engineer-incharge, (for payment purpose only weight of stainless steel members shall be considered excluding fixing accessories such as nuts, bolts, fasteners etc.). | Kg. | 2340 | 683.31 | 683.31 | 1598945.4 | 1598945.4 | 1598945.4
[11 empty] | Sub-Total |  |  |  |  | 73674510 | 0 | 0
PART-C: ELECTRICAL ITEMS | [16 empty] | 0
1 | 1.10.3 | [5 empty] | 995461 | Confirmed | 18% | Confirmed | Wiring for light point/ fan point/ exhaust fan point/ call bell point with 1.5 sq.mm FRLS PVC insulated copper conductor single core cable in surface / recessed medium class PVC conduit, with modular switch, modular plate, suitable GI box and earthing the point with 1.5 sq.mm FRLS PVC insulated copper conductor single core cable etc. as required. ( Group C) | Point | 537 | 1309.82 | 1309.82 | 703373.34 | 703373.34 | 703373.34
2 | 1.11 | [5 empty] | 995461 | Confirmed | 18% | Confirmed | Wiring for twin control light point with 1.5 sq.mm FRLS PVC insulated copper conductor single core cable in surface / recessed medium class PVC conduit, 2 way modular switch, modular plate, suitable GI box and earthing the point with 1.5 sq.mm FRLS PVC insulated copper conductor single core cable etc. as required. | Point | 41 | 1394.64 | 1394.64 | 57180.24 | 57180.24 | 57180.24
3 | 1.55.3 | [5 empty] | 995462 | Confirmed | 18% | Confirmed | Wiring for group controlled (looped) light point/fan point/exhaust fan point/ call bell point (without independent switch etc.) with 1.5 sq. mm FRLS PVC insulated copper conductor single core cable in surface/ recessed PVC conduit, and earthing the point with 1.5 sq. mm FRLS PVC insulated copper conductor single core cable etc. as required.Group-C (looping point ) | Point | 299 | 766.07 | 766.07 | 229054.93 | 229054.93 | 229054.93
4 | 1.14 | [6 empty] | Confirmed | 18% | Confirmed | Wiring for circuit/ submain wiring along with earth wire with the following sizes of FRLS PVC insulated copper conductor, single core cable in surface/ recessed medium class PVC conduit as required |  |  | 0 | 0 | Included | 0 | 0
5 | 1.14.1 | [5 empty] | 995461 | Confirmed | 18% | Confirmed | 2 X 1.5 sq. mm + 1 X 1.5 sq. mm earth wire For 6A Light Circuit Point | Metre | 568 | 208.04 | 208.04 | 118166.72 | 118166.72 | 118166.72
6 | 1.14.2 | [5 empty] | 995461 | Confirmed | 18% | Confirmed | 2 X 2.5 sq. mm + 1 X 2.5 sq. mm earth wire For 6A UPS & Light Circuit Point | Metre | 378 | 245.54 | 245.54 | 92814.12 | 92814.12 | 92814.12
7 | 1.14.3 | [5 empty] | 995461 | Confirmed | 18% | Confirmed | 2 X 4 sq. mm + 1 X 4 sq. mm earth wire For 16A Power Circuit Point | Metre | 415 | 298.21 | 298.21 | 123757.15 | 123757.15 | 123757.15
8 | 1.14.4 | [5 empty] | 995461 | Confirmed | 18% | Confirmed | 2 X 6 sq. mm + 1 X 6 sq. mm earth wire For AC Circuit Point | Metre | 370 | 391.96 | 391.96 | 145025.2 | 145025.2 | 145025.2
9 | 1.14.10 | [5 empty] | 995461 | Confirmed | 18% | Confirmed | 4 X 10 sq. mm + 2 X 6 sq. mm earth wire For TPN LDB Submain wire | Metre | 290 | 897.32 | 897.32 | 260222.8 | 260222.8 | 260222.8
10 | 1.14.11 | [5 empty] | 995461 | Confirmed | 18% | Confirmed | 4 X 16 sq. mm + 2 X 6 sq. mm earth wire For TPN LPDB Submain wire | Metre | 245 | 1218.75 | 1218.75 | 298593.75 | 298593.75 | 298593.75
11 | 1.57 | [5 empty] | 995461 | Confirmed | 18% | Confirmed | Supplying & fixing suitable size GI box with modular plate and cover in front on surface or in recess including providing and fixing 25 A modular socket outlet and 25 A modular SP MCB, "C" curve including connections, painting etc. as required. | Each | 54 | 649.11 | 649.11 | 35051.94 | 35051.94 | 35051.94
12 | [7 empty] | Confirmed | 18% | Confirmed | SUB HEAD -II: TELEPHONE AND TV | [5 empty] | 0 | 0
13 | 1.18 | [6 empty] | Confirmed | 18% | Confirmed | Supplying and drawing following pair 0.5 mm dia FRLS PVC insulated annealed copper conductor, unarmored telephone cable in the existing surface/ recessed steel/ PVC conduit as required. | [5 empty] | 0 | 0
14 | 1.18.2 | [5 empty] | 995424 | Confirmed | 18% | Confirmed | 2 pair | Meter | 972 | 33.93 | 33.93 | 32979.96 | 32979.96 | 32979.96
15 | 1.19 | [5 empty] | 995424 | Confirmed | 18% | Confirmed | Supplying and drawing co-axial TV cable RG-6 grade, 0.7 mm solid copper conductor PE insulated, shielded with fine tinned copper braid and protected with PVC sheath in the existing surface/ recessed steel/ PVC conduit as required. | Meter | 876 | 41.96 | 41.96 | 36756.96 | 36756.96 | 36756.96
16 | 1.21 | [6 empty] | Confirmed | 18% | Confirmed | Supplying and fixing of following sizes of medium class PVC conduit along with accessories in surface/recess including cutting the wall and making good the same in case of recessed conduit as required. | [5 empty] | 0 | 0
17 | 1.21.2 | [5 empty] | 995461 | Confirmed | 18% | Confirmed | 25 mm | Meter | 861 | 228.57 | 228.57 | 196798.77 | 196798.77 | 196798.77
18 | 1.24 | [6 empty] | Confirmed | 18% | Confirmed | Supplying and fixing following modular switch/ socket on the existing modular plate & switch box including connections but excluding modular plate etc. as required. | [5 empty] | 0 | 0
19 | 1.24.6 | [5 empty] | 995461 | Confirmed | 18% | Confirmed | Telephone socket outlet | Each | 64 | 132.14 | 132.14 | 8456.96 | 8456.96 | 8456.96
20 | 1.24.7 | [5 empty] | 995461 | Confirmed | 18% | Confirmed | TV antenna socket outlet | Each | 64 | 132.14 | 132.14 | 8456.96 | 8456.96 | 8456.96
21 | [7 empty] | Confirmed | 18% | Confirmed | SUB HEAD -III: SUB MAIN | [5 empty] | 0 | 0
22 | 1.7 | [6 empty] | Confirmed | 18% | Confirmed | Wiring for circuit/ submain wiring alongwith earth wire with the following sizes of FRLS PVC insulated copper conductor, single core cable in surface/ recessed medium class PVC conduit as required. | [5 empty] | 0 | 0
23 | 1.7.2 | [5 empty] | 995461 | Confirmed | 18% | Confirmed | 2 X 2.5 sq. mm + 1 X 2.5 sq. mm earth wire | Meter | 2248 | 329.46 | 329.46 | 740626.08 | 740626.08 | 740626.08
24 | 1.7.5 | [5 empty] | 995461 | Confirmed | 18% | Confirmed | 2 X 10 sq. mm + 1 X 6 sq. mm earth wire | Meter | 360 | 633.93 | 633.93 | 228214.8 | 228214.8 | 228214.8
25 | [7 empty] | Confirmed | 18% | Confirmed | SUB HEAD -IV: FIXTURES | [5 empty] | 0 | 0
26 | 1.32 | [5 empty] | 995461 | Confirmed | 18% | Confirmed | Supplying and fixing suitable size GI box with modular plate and cover in front on surface or in recess, including providing and fixing 6 pin 5/6 & 15/16 A modular socket outlet and 15/16 A modular switch, connections etc. as required. | Each | 90 | 523.21 | 523.21 | 47088.9 | 47088.9 | 47088.9
27 | 1.31 | [5 empty] | 995461 | Confirmed | 18% | Confirmed | Supplying and fixing suitable size GI box with modular plate and cover in front on surface or in recess, including providing and fixing 3 pin 5/6 A modular socket outlet and 5/6 A modular switch, connections etc. as required. | Each | 148 | 425.89 | 425.89 | 63031.72 | 63031.72 | 63031.72
28 | 1.56 | [5 empty] | 995461 | Confirmed | 18% | Confirmed | Supplying and fixing suitable size GI box with modular plate and cover in front on surface or in recess, including providng and fixing 2 nos. 3 pin 5/6 A modular socket outlet and 2 nos. 5/6 A modular switch, connections etc. as required. (For light plugs to be used in non residential buildings). | Each | 54 | 603.57 | 603.57 | 32592.78 | 32592.78 | 32592.78
29 | 1.27 | [6 empty] | Confirmed | 18% | Confirmed | Supplying and fixing following size/ modules, GI box alongwith modular base & cover plate for modular switches in recess etc as required. | [5 empty] | 0 | 0
30 | 1.27.6 | [5 empty] | 995461 | Confirmed | 18% | Confirmed | 12 Module (200mmX150mm) | Each | 72 | 488.39 | 488.39 | 35164.08 | 35164.08 | 35164.08
31 | 1.27.5 | [5 empty] | 995461 | Confirmed | 18% | Confirmed | 8 Module (125mmX125mm) | Each | 18 | 405.36 | 405.36 | 7296.48 | 7296.48 | 7296.48
32 | 1.27.4 | [5 empty] | 995461 | Confirmed | 18% | Confirmed | 6 Module (200mmX75mm) | Each | 18 | 358.93 | 358.93 | 6460.74 | 6460.74 | 6460.74
33 | 1.27.2 | [5 empty] | 995461 | Confirmed | 18% | Confirmed | 3 Module (100mmX75mm) | Each | 32 | 291.96 | 291.96 | 9342.72 | 9342.72 | 9342.72
34 | 1.27.1 | [5 empty] | 995461 | Confirmed | 18% | Confirmed | 1 or 2 Module (75mmX75mm) | Each | 116 | 266.07 | 266.07 | 30864.12 | 30864.12 | 30864.12
35 | 1.24 | [6 empty] | Confirmed | 18% | Confirmed | Supplying and fixing following modular switch/ socket on the existing modular plate & switch box including connections but excluding modular plate etc. as required. | [5 empty] | 0 | 0
36 | 1.24.1 | [5 empty] | 995461 | Confirmed | 18% | Confirmed | 5/6 A switch | Each | 119 | 91.96 | 91.96 | 10943.24 | 10943.24 | 10943.24
37 | 1.24.4 | [5 empty] | 995461 | Confirmed | 18% | Confirmed | 3 pin 5/6 A socket outlet | Each | 109 | 108.93 | 108.93 | 11873.37 | 11873.37 | 11873.37
38 | 1.25 | [5 empty] | 995461 | Confirmed | 18% | Confirmed | Supplying and fixing two module stepped type electronic fanregulator on the existing modular plate switch box includingconnections but excluding modular plate etc. as required. | Each | 95 | 329.46 | 329.46 | 31298.7 | 31298.7 | 31298.7
39 | 1.26 | [5 empty] | 995461 | Confirmed | 18% | Confirmed | Supplying and fixing modular blanking plate on the existingmodular plate & switch box excluding modular plate asrequired. | Each | 90 | 35.71 | 35.71 | 3213.9 | 3213.9 | 3213.9
40 | 1.33 | [5 empty] | 995461 | Confirmed | 18% | Confirmed | Supplying and fixing 3 pin, 5 A ceiling rose on the existingjunction box/ wooden block including connections etc. as required. | Each | 249 | 77.68 | 77.68 | 19342.32 | 19342.32 | 19342.32
41 | 1.58 | [5 empty] | 995461 | Confirmed | 18% | Confirmed | Supplying and fixing PVC batten/ angle holder including connections etc. as required. | Each | 184 | 98.21 | 98.21 | 18070.64 | 18070.64 | 18070.64
42 | [7 empty] | Confirmed | 18% | Confirmed | SUB HEAD -IV: INSTALATION, TESTING & COMMISSIONING |  |  |  | 0 |  | 0
43 | 1.35 | [5 empty] | 995461 | Confirmed | 18% | Confirmed | Installation ,Testing, Commissioning of wall bracket /ceiling fittings of all sizes and shapes containing upto two GLS/CFL/LED lamps per fitting, complete with all accessories including connections etc. as required. | Each | 175 | 106.25 | 106.25 | 18593.75 | 18593.75 | 18593.75
44 | 1.41 | [5 empty] | 995461 | Confirmed | 18% | Confirmed | Installation, testing and commissioning of pre-wired,fluorescent fitting / compact fluorescent fitting of all types,complete with all accessories and tube/lamp etc. directly onceiling/ wall, including connections with 1.5 sq. mm FRLS PVC insulated, copper conductor, single core cable and earthing etc. as required. | Each | 124 | 183.93 | 183.93 | 22807.32 | 22807.32 | 22807.32
45 | 1.44 | [5 empty] | 995461 | Confirmed | 18% | Confirmed | Installation, testing and commissioning of ceiling fan, including wiring the down rods of standard length (upto 30 cm) with 1.5 sq. mm FRLS PVC insulated, copper conductor, single core cable etc. as required. | Each | 93 | 190.18 | 190.18 | 17686.74 | 17686.74 | 17686.74
46 | 1.50.1 | [5 empty] | 995461 | Confirmed | 18% | Confirmed | Installation of exhaust fan in the existing opening, including making good the damage, connection, testing, commissioning etc. as required (Upto 450 mm sweep) | Each | 62 | 401.79 | 401.79 | 24910.98 | 24910.98 | 24910.98
47 | [7 empty] | Confirmed | 18% | Confirmed | SUB HEAD -V: MCB'S AND MAIN DISTRIBUTION BOARDS | [5 empty] | 0
48 | 2.3 | [6 empty] | Confirmed | 18% | Confirmed | Supplying and fixing following way, single pole and neutral,sheet steel, MCB distribution board, 240 V, on surface/ recess, complete with tinned copper bus bar, neutral bus bar, earth bar, din bar, interconnections, powder painted including earthing etc. as required. (But without MCB/RCCB/Isolator) | [5 empty] | 0
49 | 2.3.4 | [5 empty] | 998736 | Confirmed | 18% | Confirmed | 16 way, Double door | Each | 18 | 2804.46 | 2804.46 | 50480.28 | 50480.28 | 50480.28
50 | 2.1 | [6 empty] | Confirmed | 18% | Confirmed | Supplying and fixing 5 A to 32 A rating, 240/415 V, 10 kA, "C" curve, miniature circuit breaker suitable for inductive load of following poles in the existing MCB DB complete with connections, testing and commissioning etc. as required. | [5 empty] | 0
51 | 2.10.1 | [5 empty] | 998736 | Confirmed | 18% | Confirmed | Single pole 6 Amp | Each | 90 | 228.57 | 228.57 | 20571.3 | 20571.3 | 20571.3
52 | 2.10.1 | [5 empty] | 998737 | Confirmed | 18% | Confirmed | Single pole 16 Amp | Each | 90 | 228.57 | 228.57 | 20571.3 | 20571.3 | 20571.3
53 | 2.13.2 | [5 empty] | 998736 | Confirmed | 18% | Confirmed | Supplying and fixing following rating, four pole, 415 V, isolator in the existing MCB DB complete with connections, testing and commissioning etc. as required. 63 amps | Each | 72 | 923.21 | 923.21 | 66471.12 | 66471.12 | 66471.12
54 | 2.14 | [6 empty] | Confirmed | 18% | Confirmed | Supplying and fixing following rating, double pole, (single phase and neutral), 240 V, residual current circuit breaker (RCCB), having a sensitivity current 30 mA in the existing MCB DB complete with connections, testing and commissioning etc. as required. | [5 empty] | 0
55 | 2.14.2 | [5 empty] | 998736 | Confirmed | 18% | Confirmed | 40 A | Each | 18 | 2358.93 | 2358.93 | 42460.74 | 42460.74 | 42460.74
56 | 2.14.3 | [5 empty] | 998736 | Confirmed | 18% | Confirmed | 63A | Each | 18 | 2430.36 | 2430.36 | 43746.48 | 43746.48 | 43746.48
57 | 2.11 | [5 empty] | 998736 | Confirmed | 18% | Confirmed | Supplying and fixing single pole blanking plate in the existing MCB DB complete etc. as required. | Each | 76 | 11.61 | 11.61 | 882.36 | 882.36 | 882.36
58 | 2.21 | [5 empty] | 998736 | Confirmed | 18% | Confirmed | Providing and fixing M.V. danger notice plate of 200 mm X 150 mm, made of mild steel, at least 2 mm thick, and vitreous enameled white on both sides, and with inscription in single red colour on front side as required. | Each | 9 | 240.18 | 240.18 | 2161.62 | 2161.62 | 2161.62
59 | [7 empty] | Confirmed | 18% | Confirmed | SUB HEAD -V: EARTHING AND LIGHTNING PROTECTION |  |  | 0 |  |  | 0 | 0
60 | 5.2 | [5 empty] | 998739 | Confirmed | 18% | Confirmed | Earthing with G.I. earth pipe 4.5 metre long, 40 mm diaincluding accessories, and providing masonry enclosure withcover plate having locking arrangement and watering pipe etc.with charcoal/ coke and salt as required. | Each | 33 | 6120.54 | 6120.54 | 201977.82 | 201977.82 | 201977.82
61 | 5.12 | [5 empty] | 998739 | Confirmed | 18% | Confirmed | Providing and laying earth connection from earth electrodewith 6 SWG dia G.I. Wire in 15 mm dia G.I. pipe from earthelectrode including connection with G.I. thimble excavation and re-filling as required. | Meter | 150 | 256.25 | 256.25 | 38437.5 | 38437.5 | 38437.5
62 | 5.15 | [5 empty] | 998739 | Confirmed | 18% | Confirmed | Providing and fixing 25 mm X 5 mm G.I. strip on surface or in recess for connections etc. as required. | Meter | 75 | 217.86 | 217.86 | 16339.5 | 16339.5 | 16339.5
63 | 6.2 | [5 empty] | 998739 | Confirmed | 18% | Confirmed | Providing and fixing of lightning conductor finial, made of 25 mm dia 300 mm long, G.I. tube, having single prong at top, with 85 mm dia 6 mm thick G.I. base plate including holes etc. complete as required. | Each | 9 | 462.5 | 462.5 | 4162.5 | 4162.5 | 4162.5
64 | 6.4 | [5 empty] | 998739 | Confirmed | 18% | Confirmed | Jointing copper / G.I. tape (with another copper/ G I tape, base of the finial or any other metallic object) by riveting / nut bolting/ sweating and soldering etc as required. | Each | 100 | 100.89 | 100.89 | 10089 | 10089 | 10089
65 | 6.7 | [5 empty] | 998739 | Confirmed | 18% | Confirmed | Providing and fixing G.I. tape 20 mm X 3 mm thick on parapet or surface of wall for lightning conductor complete as required.(For horizontal run) | Meter | 100 | 112.5 | 112.5 | 11250 | 11250 | 11250
66 | 6.8 | [5 empty] | 998739 | Confirmed | 18% | Confirmed | Providing and fixing G.I. tape 20 mm X 3 mm thick on parapet or surface of wall for lightning conductor complete as required.(For vertical run) | Meter | 100 | 175.89 | 175.89 | 17589 | 17589 | 17589
67 | 14.13.1 | [5 empty] | 995462 | Confirmed | 18% | Confirmed | Providing, laying and fixing following dia G.I. pipe (medium class) in ground complete with G.I. fittings including trenching (75 cm deep)and re-filling etc as required 50 mm dia | Meter | 75 | 584.11 | 584.11 | 43808.25 | 43808.25 | 43808.25
68 | [7 empty] | Confirmed | 18% | Confirmed | POWER CABLES |  |  |  | 0 |  | 0 | 0
69 | 7.1 | [6 empty] | Confirmed | 18% | Confirmed | Laying of one number PVC insulated and PVC sheathed / XLPE power cable of 1.1KV grade of following size direct in ground including excavation, sand cushioning, protective covering and refilling the trench etc as required. |  |  |  | 0 |  | 0 | 0
70 | 7.1.1 | [5 empty] | 998739 | Confirmed | 18% | Confirmed | Upto 35 sq. mm | meter | 1250 | 345.54 | 345.54 | 431925 | 431925 | 431925
71 | [7 empty] | Confirmed | 18% | Confirmed | Supplying and making end termination with brass compression gland and aluminium lugs for following size of PVC insulated and PVC sheathed / XLPE aluminium conductor cable of 1.1 KV grade as required. |  |  |  | 0 |  | 0 | 0
72 | 9.1.21 | [5 empty] | 998739 | Confirmed | 18% | Confirmed | 3½ X 35 sq. mm (32mm) | Each | 30 | 329.46 | 329.46 | 9883.8 | 9883.8 | 9883.8
73 | 9.1.22 | [5 empty] | 998739 | Confirmed | 18% | Confirmed | 3½ X 50 sq. mm (35mm) | Each | 30 | 368.75 | 368.75 | 11062.5 | 11062.5
[11 empty] | Sub-Total |  |  |  |  | 4769983.25 | 80615382.4032 |  | 4769983.25
TOTAL ESTIMATED COST FOR SCHEDULED ITEMS | [14 empty] | INR | 80615382
PERCENTAGE QUOTED ABOVE THE ESTIMATED COST OR BELOW THE ESTIMATED COST IN FIGURES (use '-" sign in case of below) | [13 empty] | 0%
AMOUNT Quoted Above the ESTIMATED COST IN FIGURES | [13 empty] | 0
Total Quoted Bid Price for the Schedule-I | [13 empty] | 80615382
# In case the bidder leaves the cell for confirmation of the SAC and/or GST rate “blank”, the SAC and corresponding GST rate indicated by the Employer shall be deemed to be the one confirmed by the Bidder.
%In case of any discrepancies between the Excel Formuale, the percentage Quoted above or below will be considred for calculating the final evaluatred price.
Date : |  |  | --
Place : | [12 empty] | Printed Name :
Designation :
Click for Sch-2

## Sch-1(Disc) (hidden)
Specification No.: NESH/CSM/PRANIT/G1/1500-1316/Pkg-H/NIT |  |  |  |  | Schedule - 1 |  | Direct Total | #REF! | Sole Bidder | `
[7 empty] | BO Total | #REF! | 0
PACKAGE-G :: Demolition & Re-construction of Residential buildings at Misa substations in NER under O&M Add Cap 2019-24.
(SCHEDULE OF RATES AND PRICES)
Bidder’s Name and Address (Sole Bidder) : |  |  |  | To:
Contract Services
Name : |  |  |  | Power Grid Corporation of India Ltd., |  |  |  |  | , &
Address : |  |  |  | "Saudamini", Plot No.-2
Sector-29,
Gurgaon (Haryana) - 122001
Price Break-up for individual items | [7 empty] | Direct
|  |  |  | All Prices are in Indian Rupees. |  |  |  | Bought-Out
SI. No. | Item Description | Unit | Qty. (for all locations) | Unit Rate | Total Price | #REF!
1 | 2 | 3 | 4 | 5 | 6 = 4 x 5
1 | Dismantling 20 Nos B-type buildings at 400kV Misa Substation | Nos. | 0
1.1 | #REF!
a) | Earth work in excavation by mechanical means (Hydraulic excavator)/ manual means over areas (exceeding 30 cm in depth, 1.5 m in width as well as 10 sqm on plan) including getting out and disposal of excavated earth lead upto 50 m and lift upto 1.5 m, as directed by Engineer-incharge. All kinds of soil. | Meter | 3491.14 | 0 | Included | 0
0
1.2 | 11.47.2 Size of Tile 600x600 mm | Meter | 224.65 | 0 | Included | 0
0
1.3 | 12.44 Providing and fixing to the inlet mouth of rain water pipe cast iron grating 15 cm diameter and weighing not less than 440 grams. | Cu.M | 22 | 0 | Included | 0
0
1.4 | 12.50 Providing and fixing precoated galvanised iron profile sheets (size, shape and pitch of corrugation as approved by Engineer-in-charge) 0.50 mm (+ 0.05 %) total coated thickness with zinc coating 120 grams per sqm as per IS: 277, in 240 mpa steel grade, 5-7 microns epoxy primer on both side of the sheet and polyester top coat 15-18 microns. Sheet should have protective guard film of 25 microns minimum to avoid scratches during transportation and should be supplied in single length upto 12 metre or as desired by Engineerin-charge. The sheet shall be fixed using self drilling /self tapping screws of size (5.5x 55 mm) with EPDM seal, complete upto any pitch in horizontal/ vertical or curved surfaces, excluding the cost of purlins, rafters and trusses and including cutting to size and shape wherever required. | Cu.M | 320 | 0 | Included | 0
0
1.5 | 12.55 Providing and fixing Heat Resistant Terrace Tiles (300 mm x 300 mm x 20 mm) with SRI (solar refractive index) > 78, solar reflection > 0.70 and initial emittance > 0.75 on waterproof and sloped surface of terrace, laid on 20 mm thick cement sand mortar in the ratio of 1:4 (1 cement : 4 coarse sand) and grouting the joints with mix of white cement & marble powder in ratio of 1:1, including rubbing and polishing of the surface upto 3 cuts complete, including providing skirting upto 150 mm height along the parapet walls in the same manner. | Sq.M. | 1312.8 | 0 | Included | 0
0
1.6 | 12 mm cement plaster of mix : 1:4 (1 cement: 4 coarse sand) | MT | 2517.48 | 0 | Included | 0
0
1.7 | 15 mm cement plaster on rough side of single or half brick wall of mix:1:4 (1 cement: 4 coarse sand) | Cu.M. | 2729.84 | 0 | Included | 0
0
1.8 | 18 mm cement plaster in two coats under layer 12 mm thick cement plaster 1:5 finished with a top layer 6mm thick cement plaster 1:6. | Cu.M. | 1950 | 0 | Included | 0
0
1.9 | 13.16 6 mm cement plaster of mix : 13.16.1 1:3 (1 cement : 3 fine sand) | Nos. | 900 | 0 | Included | 0
0
1.1 | Neat cement punning. | MT | 320 | 0 | Included | 0
0
1.11 | #REF! | No. | #REF! | #REF! | #REF! | #REF!
0
0
2 | #REF! | Nos. | #REF! | #REF! |  | #REF!
2.1 | #REF! |  |  |  |  | 0
a) | #REF! | Meter | #REF! | #REF! | #REF! | #REF!
0
2.2 | #REF! | Meter | #REF! | #REF! | #REF! | #REF!
0
2.3 | #REF! | Cu.M | #REF! | #REF! | #REF! | #REF!
0
2.4 | #REF! | Cu.M | #REF! | #REF! | #REF! | #REF!
0
2.5 | #REF! | Sq.M. | #REF! | #REF! | #REF! | #REF!
0
2.6 | #REF! | MT | #REF! | #REF! | #REF! | #REF!
0
2.7 | #REF! | Cu.M. | #REF! | #REF! | #REF! | #REF!
0
2.8 | #REF! | Cu.M. | #REF! | #REF! | #REF! | #REF!
0
2.9 | #REF! | Nos. | #REF! | #REF! | #REF! | #REF!
0
2.1 | #REF! | MT | #REF! | #REF! | #REF! | #REF!
0
2.11 | #REF! | No. | #REF! | #REF! | #REF! | #REF!
0
0
0
0
0
0
0
0
0
0
0
0
0
0
0
0
0
0
0
0
0
0
0
0
0
| Total Price |  |  |  | #REF!
Date : | --
Place : |  |  | Printed Name :
Designation :
Click for Sch-2

## Sch-1(B)
Specification No.: NESH/CSM/PRANIT/G1/1500-1316/Pkg-H/NIT | [14 empty] | Schedule - 1(B) | [5 empty] | Direct Total | #REF! | Sole Bidder | `
[21 empty] | BO Total | #REF! | 0
PACKAGE-G :: Demolition & Re-construction of Residential buildings at Misa substations in NER under O&M Add Cap 2019-24.
(NON-SCHEDULE OF RATES AND PRICES)
Bidder’s Name and Address (Sole Bidder) : | [13 empty] | To:
Contracts and Material
Name : | [13 empty] | Power Grid Corporation of India Ltd., | [8 empty] | , &
Address : | [13 empty] | North Eastern Region Transmission System
Dongtieh, Lower Nongrah,
Lapalang, Shillong – 793 006 (Meghalaya)
PRICE COMPONENTS (PRICE BREAK-UP) | [21 empty] | Direct
Bought-Out
#REF!
All Prices are in Indian Rupees.
SI. No. | DSR Item Ref | PR Line Item No | Activity Header | PR Activity No | Activity Description |  | SAC (Service Accounting Codes) | Whether SAC in column '8’ is confirmed. If not indicate applicable the SAC # | Rate of GST applicable ( in %) | Whether rate of GST in column ‘ 10 ’ is confirmed. If not indicate applicable rate of GST # | Description | Unit | Qty | Unit Rate | Total Price
1 | 2 | 3 | 4 | 5 | 6 | 7 | 8 | 9 | 10 | 11 | 12 | 13 | 14 | 15 | 16 = 14 x 15
PART-B:Construction of 01Nos. B1 (4 units) Type building, 02 Nos B-2 (8 units) Type building, 01 Nos B3 (4 units) Type Building, 01 C (2 units) type building and dismantling of existing building at 220 kV Dimapur Sub-station under ADD CAP 2019-24.
1 | NS | [5 empty] | 995454 | Confirmed | 18% | Confirmed | Construction of drains 300mm wide with 300mm depth by providing base PCC 1:4:8 and full brick wall of mortar 1:6 and plastering with a coat of neat cement of mortar 1:4 (1 cement:4 fine sand) all complete including back filling. | Mtr | 200 |  | Included
2 | NS | [5 empty] | 995462 | Confirmed | 18% | Confirmed | Supplying, installing, testing and commissioning approved make 15mm CP health faucet with CP flexible tube 1.2 m long and wall hook (Jaquar or equvalent), CP crutch, nozzle & 2 way Bib Cock (Jaquar or equivalent) with wall flange etc.,complete. The water flow rate is 6 ltrs/Min | each | 36 |  | Included
3 | NS | [5 empty] | 995421 | Confirmed | 18% | Confirmed | Providing and fixing Braided hose with Two 15mm Nuts & Rubber washers with both side Nipple of Jaquar or equivalent make -450 mm length. | each | 28 |  | Included
4 | NS | [5 empty] | 995411 | Confirmed | 18% | Confirmed | Supply and fixing of SS Shield coupler 50mmx 40mm dia | each | 30 |  | Included
5 | NS | [5 empty] | 995411 | Confirmed | 18% | Confirmed | Providing and Fixing Stainless steel 304 grade bracket with necessary screws | Kg | 37.5 |  | Included
6 | NS | [5 empty] | 995476 | Confirmed | 18% | Confirmed | Providing brass cupboard locks with six levers of approved quality including necessary screws etc. complete. Size 40mm (in cupboards) | each | 54 |  | Included
7 | NS | [5 empty] | 995411 | Confirmed | 18% | Confirmed | Supply and fixing of SS Handles 100mm | Nos | 54 |  | Included
8 | NS | [5 empty] | 995411 | Confirmed | 18% | Confirmed | Supply and fixing of SS Handles 125mm | Nos | 54 |  | Included
9 | NS | [5 empty] | 995424 | Confirmed | 18% | Confirmed | Supply and appication of Silicon Sealent around UPVC windows and doors of quarters. | Mtr | 500 |  | Included
10 | NS | [5 empty] | 995461 | Confirmed | 18% | Confirmed | Providing and Fixing CPVC ball valves 20 mm | each | 16 |  | Included
11 | NS | [5 empty] | 995411 | Confirmed | 18% | Confirmed | Providing and fixing High Grade AISI 304 Stainless Steel Ball Bearing Drawer Slides Soft Closing channels 500mm long with necessary Stainless Steel screws etc. complete as per directions of Engineer in-charge.Make, Kich or equivqlent | Pair | 64 |  | Included
12 | NS | [5 empty] | 995411 | Confirmed | 18% | Confirmed | Providing and fixing Cabinet & Drawer Handle(304 Grade)with necessary SS screws of Kich Make or equivalent. complete as per direction of Engineer in charge Tubular shape 10mm x 224mm of approved make. | each | 54 |  | Included
13 | NS | [5 empty] | 995476 | Confirmed | 18% | Confirmed | Providing and fixing stainless steel (304 Grade) Cutlery Plain Wired Basket of approximately size 386x500x100 mm along with PVC Cutlery Tray of approximate Size 380-440x501-550x55 mm of Hittice or approved approved make including stainless steel Patti/ bracket, nails, stainless steel screws etc. complete as per direction of Engineer-in-charge. | Each | 18 |  | Included
14 | NS | [5 empty] | 995476 | Confirmed | 18% | Confirmed | Providing and fixing stainless steel (304 Grade) plain wired basket of size 386x500x100mm of Hittich or approved equivalent make with Stainless steel patti/basket, nails, stainless steel screws etc. complete as per direction of Engineer-in-Charge. | each | 28 |  | Included
15 | NS | [5 empty] | 995476 | Confirmed | 18% | Confirmed | Providing and fixing stainless Steel (304 Grade)Grain/plain wired basket of size 386x500x200mm of Hittich or approved equivalent make with Stainless steel patti/basket, nails, stainless steel screws etc. complete as per direction of Engineer-in-Charge. | each | 28 |  | Included
16 | NS | [5 empty] | 995411 | Confirmed | 18% | Confirmed | Providing and fixing Stainless Steel (304 Grade) Wall mounted door stop (Satin Finish) with rubeer buffer of approved make or equivqlent. | each | 22 |  | Included
17 | NS | [5 empty] | 995428 | Confirmed | 18% | Confirmed | Providing P.O.P decorative moulding, cornices etc. i/c required scaffolding, hacking to plaster surface wherever required. complete as per Architect drawing & direction of Engineer-in-Charge Corner decorative moulding of size 50x75mm | Mtr | 1025 |  | Included
18 | NS | [5 empty] | 995476 | Confirmed | 18% | Confirmed | Providing and fixing GI plaster mesh (Arpita or equivalent) made out of galvanized iron of nominal thickness 0.35mm with a zinc coating of 120 gms per sqm along the junctions of masonry and concrete works including fixing, scaffolding, lead and lifts etc. as per the directions of the Engineer in Charge. | sqm | 875 |  | Included
19 | NS | [5 empty] | 995479 | Confirmed | 18% | Confirmed | Providing & fixing Counter sunk Wash basin of size 580x355x130mm, 32mm C.P. Waste coupling of Somany or equivalent. | each | 36 |  | Included
20 | NS | [5 empty] | 995476 | Confirmed | 18% | Confirmed | Providing and fixing C.P. brass shower arm. | each | 36 |  | Included
21 | NS | [5 empty] | 995411 | Confirmed | 18% | Confirmed | Providing and fixing SS AISI-304 grade towel rail complete with brackets fixed with CP brass screws PVC Sleeves, etc complete. 650MM long of approved make. | each | 36 |  | Included
22 | NS | [5 empty] | 995476 | Confirmed | 18% | Confirmed | Supply and installation of kitchen chimney Signia 60 cm autoclean function and a chimney with 60 cm autoclean technology with 1200 suction capacity of Kutchina or equivalent all complete as per instruction of EIC. | each | 18 |  | Included
[11 empty] | Sub-Total |  |  |  | 0 | 0 | 0 | #REF! | #REF! | #REF!
PART-C ELECTRICAL ITEMS
SUB HEAD -I: WIRING
1 | NS | [5 empty] | 85176260 | Confirmed | 18% | Confirmed | Fabrication, supply, erection and commissioning of distribution panel duly painted with apprved shade (approx. dimensions: 1500 mm wide x 2.10 mm ht x 300 mm deep) fabricated out of 2 mm thick CRCA sheet with cover, hinges on one side, locking arrangement on the other side with following MCBs energy meters etc alongwith 0-500 voltmeter(96x96 mm), indicating lamps, toggle swith, slide lock fuse etc including interconnections as required. (1) Incoming 100 A - 4 pole RCCB with 300 mA current sensitivity - 1 no (2) DP 32 A MCB - 7 nos (3) 10-40 A, 1 - ph static Energy Meter - 5 nos (4) 4 strips 100 A tinned Copper Bus bar(50mm x 5mm x 500 mm) - I Set | Each | 9 |  | Included
POWER CABLES
2 | NS | [5 empty] | 998736 | Confirmed | 18% | Confirmed | Providing and laying 1.1kV Grade PVC insulated Power Cable 3½ X 35 sq. mm | MTR | 1500 |  | Included
3 | NS | [5 empty] | 998739 | Confirmed | 18% | Confirmed | Providing and laying 1.1kV Grade PVC insulated Power Cable 3½ X 50 sq. mm | MTR | 1250 |  | Included
HEAD -2: Supply
4 | NS | [5 empty] | 84145120 | Confirmed | 18% | Confirmed | Ceiling Fan (1200 mm sweep) of reputed brand. | Nos | 96 |  | Included
5 | NS | [5 empty] | 84145930 | Confirmed | 18% | Confirmed | Exhaust fan (450 mm sweep for kitchen) of reputed brand. | Nos | 20 |  | Included
6 | NS | [5 empty] | 84145190 | Confirmed | 18% | Confirmed | Exhaust Fans 250 mm sweep for toilet (with louver having bird screen of approved brand. | Nos | 40 |  | Included
7 | NS | [5 empty] | 94054090 | Confirmed | 18% | Confirmed | 18 W LED Tube Light of reputed brand. | Nos | 121 |  | Included
8 | NS | [5 empty] | 94054090 | Confirmed | 18% | Confirmed | 14W Bracket Light, Decorative, wall mounting of reputed brand. | Nos | 132 |  | Included
9 | NS | [5 empty] | 94051090 | Confirmed | 18% | Confirmed | 9W Spot light/ Down light of reputed brand. | Nos | 180 |  | Included
10 | NS | [5 empty] | 94054090 | Confirmed | 18% | Confirmed | 10W Bulk Head Light of reputed brand. | Nos | 26 |  | Included
11 | NS | [5 empty] | 85049090 | Confirmed | 18% | Confirmed | Modular Indicator for switchboard | Nos | 110 |  | Included
12 | NS | [5 empty] | 85311090 | Confirmed | 18% | Confirmed | Door Bell of reputed brand. | Nos | 20 |  | Included
13 | NS | [5 empty] | 85176990 | Confirmed | 18% | Confirmed | Krone type Distribution Board 20 pair of reputed brand. | Nos | 9 |  | Included
[11 empty] | Sub-Total |  |  |  | 0
[11 empty] | Total Price |  |  | INR | 0 |  | 0 | #REF! |  | #REF!
# In case the bidder leaves the cell for confirmation of the SAC and/or GST rate “blank”, the SAC and corresponding GST rate indicated by the Employer shall be deemed to be the one confirmed by the Bidder.
Date : |  |  | --
Place : | [12 empty] | Printed Name :
Designation :
Click for Sch-2

## Sch-2 (hidden)
Specification No.: NESH/CSM/PRANIT/G1/1500-1316/Pkg-H/NIT |  |  |  | Schedule - 2
PACKAGE-G :: Demolition & Re-construction of Residential buildings at Misa substations in NER under O&M Add Cap 2019-24.
(SUMMARY OF TAXES & DUTIES)
Bidder’s Name and Address (Sole Bidder) : |  |  | To:
Contracts and Material
Name : |  |  | Power Grid Corporation of India Ltd.,
Address : |  |  | North Eastern Region Transmission System
Dongtieh, Lower Nongrah,
Lapalang, Shillong – 793 006 (Meghalaya)
Sl. No. | Item Nos. |  | Total Price (INR) |  | After Discount |  | After MPDiscount
1 | TOTAL GST ON SERVICES |  |  |  | Excise Duty | #REF! | Excise Duty | #REF!
Total GST on Services (indentified in Schedule-1) which are not included in the prices as per the provision of the Bidding Documents, as applicable
GRAND TOTAL
Date : | -- | Printed Name :
Place : |  | Designation :

## Sch-5 Dis (hidden)
Specification No.: NESH/CSM/PRANIT/G1/1500-1316/Pkg-H/NIT |  |  |  | Schedule - 5
PACKAGE-G :: Demolition & Re-construction of Residential buildings at Misa substations in NER under O&M Add Cap 2019-24.
SUMMARY OF TAXES & DUTIES APPLICABLE ON GOODS
Bidder’s Name and Address (Sole Bidder) : |  |  | To:
Contracts and Material
Name : |  |  | Power Grid Corporation of India Ltd.,
Address : |  |  | North Eastern Region Transmission System
Dongtieh, Lower Nongrah,
Lapalang, Shillong – 793 006 (Meghalaya)
Sl. No. | Item Nos. |  | Total Price (INR) |  | After Discount |  |  | After MPDiscount
1 | TOTAL EXCISE DUTY |  | #REF! |  | Excise Duty |  | #REF! | Excise Duty |  | #REF!
Total Excise Duty for direct transaction between the Contractor and the Employer (identified in Schedule 1 as 'Direct') which are not included in the Ex-works price as per the provision of the Bidding Documents, as applicable.
| Rate of Excise Duty for Direct items indicated in Sch-1 | #REF!
2 | TOTAL SALES TAX |  | #REF! |  | Sales Tax |  | 0 | Sales Tax |  | 0
| Total Sales Tax for direct transaction between the Contractor and the Employer (identified in Schedule 1 as 'Direct') which are not included in the Ex-works price as per the provision of the Bidding Documents, as applicable. |  |  |  | #REF! |  | 0 | #REF! |  | 0
| Amount on which Sales Tax is applicable [only ex-w price] | #REF! |  |  | Amount | #REF! |  | Amount | #REF!
| #REF! | #REF! |  |  | ED | #REF! |  | ED | #REF!
| Rate of Sales Tax | #REF!
3 | TOTAL VAT |  | #REF! |  | Vat |  | 0 | Vat |  | 0
| Total VAT for direct transaction between the Contractor and the Employer (identified in Schedule 1 as 'Direct') which are not included in the Ex-works price as per the provision of the Bidding Documents, as applicable |  |  |  | #REF! |  | 0 | #REF! |  | 0
| Amount on which VAT is applicable [only ex-w price] | #REF! |  |  | Amount | #REF! |  | Amount | #REF!
| #REF! | #REF! |  |  | ED | #REF! |  | ED | #REF!
| Rate of VAT | #REF!
4 | TOTAL OCTROI |  | #REF!
Total Octroi as applicable for destination site/state on all items of supply, as per the provisions of the Bidding Documents, on all items of Schedule 1.
| Amount on which Octroi is applicable | Click here for details of Octroi
5 | TOTAL ENTRY TAX |  | #REF!
Total Entry Tax as applicable for destination site/state on all items of supply, as per the provisions of the Bidding Documents, on all items of Schedule 1.
| Amount on which Entry Tax is applicable | Click here for details of Entry Taxes
6 | TOTAL OTHER TAXES & DUTIES |  | #REF!
Total Others levies payable in India (please specify) as applicable for destination site/state on all items of supply, as per the provisions of the Bidding Documents, on all items of Schedule 1.
| Amount on which Other Taxes & Duties are applicable | Click here for details of Other Taxes & Duties
| GRAND TOTAL [1+2+3] |  | #REF! |  | Grand Total after Discount |  | #REF! | Grand Total after MPD |  | #REF!
| Above Grand Total does not include Octroi, Entry Tax , Other Taxes & Duties quoted by bidder at Sl. No. 4,5 & 6 above |  | Plus Octroi, Entry Tax , Other Taxes & Duties quoted by bidder at Sl. No. 4,5 & 6 above
Note : | The reimbursement of Excise Duty, Sales Tax/VAT and other levies as per Sl. No. 1, 2 & 3 above subject to provision of ITB Clause 11.4 shall be only against those items for which the Mode of Transaction indicated in Schedule - 1 is 'Direct'. In case of those items in the said Sechedule-1 against which the mode of transaction has been left blank, the same shall be deemed to be 'Bought-out' for the purpose of Evaluation and award of Contract and the price indicated in Schedule 1 against such items shall be deemed to be inclusive of all such taxes, duties and levies.
Date : | -- | Printed Name :
Place : |  | Designation :
Click for Sch-6

## Sch-3 After Discount (hidden)
Specification No.: NESH/CSM/PRANIT/G1/1500-1316/Pkg-H/NIT |  |  | Schedule - 3 After Discount
PACKAGE-G :: Demolition & Re-construction of Residential buildings at Misa substations in NER under O&M Add Cap 2019-24.
(GRAND SUMMARY : AFTER DISCOUNT)
Bidder’s Name and Address (Sole Bidder) : |  |  | To:
Contracts and Material
Name : |  |  | Power Grid Corporation of India Ltd.,
Address : |  |  | North Eastern Region Transmission System
Dongtieh, Lower Nongrah,
Lapalang, Shillong – 793 006 (Meghalaya)
Sl. No. | Description |  | Total Price (INR)
1 | TOTAL SCHEDULE NO. 1 |  | 80615382
2 | TOTAL SCHEDULE NO. 2 | (Taxes and Duties) | #REF!
| Total Price [1+2] |  | #REF!
2 | TOTAL SCHEDULE NO. 2 |  | #REF!
Local Transportation, Insurance and other Incidental Services
3 | TOTAL SCHEDULE NO. 3 |  | #REF!
Installation Charges
4 | TOTAL SCHEDULE NO. 4 |  | Not Applicable
Training Charges
5 | TOTAL SCHEDULE NO. 5 |  | #REF!
| Taxes and Duties |  | Plus Octroi, Entry Tax , Other Taxes & Duties quoted by bidder at Sl. No. 4,5 & 6 of Sch-5
6 | TOTAL SCHEDULE NO. 7 |  | #REF!
Type Test Charges [Total of this Schedule is included in Schedule - 1 above.]
| GRAND TOTAL [1+2+3+4+5] |  | #REF!
Plus Octroi, Entry Tax , Other Taxes & Duties quoted by bidder at Sl. No. 4,5 & 6 of Sch-5
Date : | -- | Printed Name :
Place : |  | Designation :

## Discount (hidden)
This letter of discount is optional. Bidder may / may not offer any discount.
Specification No.: NESH/CSM/PRANIT/G1/1500-1316/Pkg-H/NIT |  |  |  |  | Letter of Discount
LETTER OF DISCOUNT
To:
Contract Services
Power Grid Corporation of India Ltd.,
"Saudamini", Plot No.-2
Sector-29, (near IFFCO Chowk)
Gurugram (Haryana) - 122001
Subject : |  | PACKAGE-G :: Demolition & Re-construction of Residential buildings at Misa substations in NER under O&M Add Cap 2019-24.
Dear Sir
With reference to the subject tender, we hereby offer unconditional discount on the prices quoted by us as per details given here below : | [6 empty] | Eq Weightage of Rs/ % | Final Discount Factor
| 1 | Discount on lum-sum basis on total price quoted by us. In Rs. |  |  |  | #REF! | #REF! | #REF!
| 2 | Discount on percent basis on total price quoted by us . In Percent (%) |  |  |  | #REF! | 0%
| 3 | Discount on lum-sum basis on the Schedules as given below : [The discount shall be proportionately applicable on all the relevent items of the respective Schdules.] In Rs.
|  | Schedule-1 : Ex works prices (Direct Only) |  | In Rs. |  | #REF! | #REF! | Schedule-1 : (Direct Only) | #REF!
|  | Schedule-1 : Ex works prices (Bought Out Only) |  | In Rs. |  | #REF! | #REF! | Schedule-1 : (Bought Out Only) | #REF!
|  | Schedule-2 : Freight & Insurance |  | In Rs. |  | #REF! | #REF! | Schedule-2 : Freight & Insurance | #REF!
|  | Schedule-3 : Erection Charges |  | In Rs. |  | #REF! | #REF! | Schedule-3 : Erection Charges | #REF!
|  | Schedule-7 : Type Test Charges |  | In Rs. |  | #REF! | #REF! | Schedule-6 : Type Test Charges | #REF!
| 4 | Discount on percent basis on the Schedules as given below : [The discount shall be proportionately applicable on all the relevent items of the respective Schdules.] In Percent (%)
|  | Schedule-1 : Ex works prices (Direct Only) |  | In Percent (%) |  | #REF! | 0%
|  | Schedule-1 : Ex works prices (Bought Out Only) |  | In Percent (%) |  | #REF! | 0%
|  | Schedule-2 : Freight & Insurance |  | In Percent (%) |  | #REF! | 0%
|  | Schedule-3 : Erection Charges |  | In Percent (%) |  | #REF! | 0%
|  | Schedule-7 : Type Test Charges |  | In Percent (%) |  | #REF! | 0%
| 5 | Multipackage discount applicable on this package (TW04) only if other packages covered under the same bidding document is also awarded to us. Discount on lum-sum basis on total price quoted by us without Taxes & Duties. [This discount shall be proportionately applicable on all the items of all the Schdules i.e. Sch-1 (without type test charges), Sch-2, Sch-3 & Sch-7] IN Rs. |  |  |  | #REF! | #REF!
| 3 | Multipackage discount applicable on this package (TW04) only if other packages covered under the same bidding document is also awarded to us. Discount on percent basis on total price quoted by us without Taxes & Duties. [This discount shall be proportionately applicable on all the items of all the Schdules i.e. Sch-1 (without type test charges), Sch-2, Sch-3 & Sch-7] In Percent (%) |  |  |  | #REF! | 0%
Discount(s) offered at sl. No. 1 to 2 will automatically get displayed and accounted for in the respective items of the Schedules.
Please consider this letter of discount as the integral part of our price bid.
Thanking you, we remain,
Yours faithfully,
For and on behalf of
Date : |  | -- | Printed Name :
Place : |  |  | Designation :
Click for Bid Form

## Octroi (hidden)
Details of Octroi
Sl No. | Description of Items | Amount on which Octroi is applicable | Rate of Octroi | Octroi
(1) | (2) | (3) | (4) | (5) =(3) x (4)
1 |  |  |  | 0
2 |  |  |  | 0
3 |  |  |  | 0
4 |  |  |  | 0
5 |  |  |  | 0
6 |  |  |  | 0
7 |  |  |  | 0
8 |  |  |  | 0
9 |  |  |  | 0
10 |  |  |  | 0
| Total |  |  | 0
Back to Sch 5

## Entry Tax (hidden)
Details of Entry Tax
Sl No. | Description of Items | Amount on which Entry Tax is applicable | Rate of Entry Tax | Entry Tax
(1) | (2) | (3) | (4) | (5) =(3) x (4)
1 |  |  |  | 0
2 |  |  |  | 0
3 |  |  |  | 0
4 |  |  |  | 0
5 |  |  |  | 0
6 |  |  |  | 0
7 |  |  |  | 0
8 |  |  |  | 0
9 |  |  |  | 0
10 |  |  |  | 0
| Total |  |  | 0
Back to Sch 5

## Other Taxes & Duties (hidden)
Details of Other Taxes & Duties
Sl No. | Description of Items | Amount on which Other Taxes & Duties are applicable | Description of Taxes & Duties | Rate of Taxes & Duties | Amount of Taxes & Duties
(1) | (2) | (3) | (4) | (5) | (6) =(3) x (5)
1 |  |  |  |  | 0
2 |  |  |  |  | 0
3 |  |  |  |  | 0
4 |  |  |  |  | 0
5 |  |  |  |  | 0
6 |  |  |  |  | 0
7 |  |  |  |  | 0
8 |  |  |  |  | 0
9 |  |  |  |  | 0
10 |  |  |  |  | 0
| Total |  |  |  | 0
Back to Sch 5

## Sch-3
Specification No.: NESH/CSM/PRANIT/G1/1500-1316/Pkg-H/NIT |  |  | Schedule -3
PACKAGE-G :: Demolition & Re-construction of Residential buildings at Misa substations in NER under O&M Add Cap 2019-24.
(GRAND SUMMARY )
Bidder’s Name and Address (Sole Bidder) : |  |  | To:
Contracts and Material
Name : |  |  | Power Grid Corporation of India Ltd.,
Address : |  |  | North Eastern Region Transmission System
Dongtieh, Lower Nongrah,
Lapalang, Shillong – 793 006 (Meghalaya)
Sl. No. | Description |  | Total Price (INR)
1 | TOTAL SCHEDULE NO. 1 |  | 80615382
| Total QUOTED Price Exclusive of GST |  | 80615382
2 | TOTAL SCHEDULE NO. 2 |  | #REF!
Local Transportation, Insurance and other Incidental Services
3 | TOTAL SCHEDULE NO. 3 |  | #REF!
Installation Charges
4 | TOTAL SCHEDULE NO. 4 |  | Not Applicable
Training Charges
5 | TOTAL SCHEDULE NO. 5 |  | #REF!
| Taxes and Duties |  | Plus Octroi, Entry Tax , Other Taxes & Duties quoted by bidder at Sl. No. 4,5 & 6 of Sch-5
6 | TOTAL SCHEDULE NO. 7 |  | #REF!
Type Test Charges [Total of this Schedule is included in Schedule - 1 above.]
| GRAND TOTAL [1+2+3+4+5] |  | 80615382
Plus Octroi, Entry Tax , Other Taxes & Duties quoted by bidder at Sl. No. 4,5 & 6 of Sch-5
Date : | -- | Printed Name :
Place : |  | Designation :

## Bid Form 2nd Envelope
Specification No.: NESH/CSM/PRANIT/G1/1500-1316/Pkg-H/NIT |  |  |  |  | Bid Form 2nd Envelope | Sole Bidder |  |  |  | 1 | st |  | 1 | January
[6 empty] | 0 |  |  |  | 2 | nd |  | 2 | February
BID FORM (Second Envelope) | [9 empty] | 3 | rd |  | 3 | March
[10 empty] | 4 | th |  | 4 | April
Bid Proposal Ref. No. | [9 empty] | 5 | th |  | 5 | May
Date : | -- | [8 empty] | 6 | th | #VALUE! | 6 | June
[10 empty] | 7 | th | #VALUE! | 7 | July
To: | [9 empty] | 8 | th | #VALUE! | 8 | August
Contracts and Material | [9 empty] | 9 | th | #VALUE! | 9 | September
Power Grid Corporation of India Ltd., | [9 empty] | 10 | th |  | 10 | October
North Eastern Region Transmission System | [9 empty] | 11 | th |  | 11 | November
Dongtieh, Lower Nongrah, | [9 empty] | 12 | th |  | 12 | December
Lapalang, Shillong – 793 006 (Meghalaya) | [9 empty] | 13 | th
[10 empty] | 14 | th
Name of Contract : |  | PACKAGE-G :: Demolition & Re-construction of Residential buildings at Misa substations in NER under O&M Add Cap 2019-24. | [7 empty] | 15 | th
Dear Ladies and/or Gentlemen, | [9 empty] | 16 | th
1 | In continuation of First Envelope of our Bid, we hereby submit the Second Envelope of the Bid, both of which shall be read together and in conjunction with each other, and shall be construed as an integral part of our Bid. Accordingly, we the undersigned, offer to execute Pile foundation, Civil and other allied works associated with the above-named package in full conformity with the said Bidding Documents for the sum of Rs. 80615382 (Rs. Eight Crore Six Lac Fifteen Thousand Three Hundred Eighty Two Only) or such other sums as may be determined in accordance with the terms and conditions of the Bidding Documents. |  |  |  |  | In continuation of First Envelope of our Bid, we hereby submit the Second Envelope of the Bid, both of which shall be read together and in conjunction with each other, and shall be construed as an integral part of our Bid. Accordingly, we the undersigned, offer to execute Pile foundation, Civil and other allied works associated with the above-named package in full conformity with the said Bidding Documents for the sum of Rs. | or such other sums as may be determined in accordance with the terms and conditions of the Bidding Documents. | 80615382 | (Rs. Eight Crore Six Lac Fifteen Thousand Three Hundred Eighty Two Only) | 17 | th
| The above amounts are in accordance with the price schedules attached herewith and are made part of this bid. | [8 empty] | 18 | th
2 | Price Schedules | [8 empty] | 19 | th
2.1 | In line with the requirements of the Bidding documents, we enclose herewith the following Price Schedules, duly filled - in as per your proforma: | [8 empty] | 20 | th
| Schedule 1(A) |  | Price Components (Price Break-up) SCHEDULED ITEM | [6 empty] | 21 | st
| Schedule 1(B) |  | Price Components (Price Break-up) NON-SCHEDULED ITEM
| Schedule 3 |  | Grand Summary | [6 empty] | 26 | th
2.2 | We are aware that the Price Schedules do not generally give a full description of the Work to be performed under each item and we shall be deemed to have read the Technical Specifications and other sections of the Bidding Documents and Drawings to ascertain the full scope of Work included in each item while filling-in the rates and prices. We agree that the entered rates and prices shall be deemed to include for the full scope as aforesaid, including overheads and profit. | [8 empty] | 28 | th
2.3 | We declare that as specified in Clause 11.4.2, Section –II:ITB, Vol.-I of the Bidding Documents, prices quoted by us in the Price Schedules shall be subject to Price Adjustment during the execution of Contract in accordance with Appendix 2 (Price Adjustment) to the Contract agreement. | [8 empty] | 29 | th
2.4 | We understand that in the price schedules, where there are errors between the total of the amounts given under the column for the price Breakdown and the amount given under the Total Price, the former shall prevail and the latter will be corrected accordingly. We further understand that where there are discrepancies between amounts stated in figures and amounts stated in words, the amount stated in words shall prevail. Similarly, any discrepancy in the total bid price and that of the summation of Schedule price (price indicated in a Schedule indicating the total of that schedule), the total bid price shall be corrected to reflect the actual summation of the Schedule prices. | [8 empty] | 30 | th
2.5 | We declare that items left blank in the Schedules will be deemed to have been included in other items. The TOTAL for each Schedule and the TOTAL of Grand Summary shall be deemed to be the total price for executing the Facilities and sections thereof in complete accordance with the Contract, whether or not each individual item has been priced. | [8 empty] | 31 | st
3 | We confirm that except as otherwise specifically provided our Bid Prices in this Second Envelope include all taxes, duties, levies and charges as may be assessed on us, our Sub-Contractor/Sub-Vendor or their employees by all municipal, state or national government authorities in connection with the Facilities, in and outside of India.
3.1 | 100% of applicable Taxes and Duties i.e GST , which are payable by the Employer under the Contract, shall be reimbursed by the Employer on production of satisfactory documentary evidence by the Contractor in accordance with the provisions of the Bidding Documents.
3.2 | We further understand that notwithstanding 3.0 above, in case of award on us, you shall also bear and pay/reimburse to us, GST applicable on Services specified in Schedule No. 1 of the Price Schedule in this Second Envelope, by the Indian Laws.
4 | # (For Joint Venture only) We, the partners of Joint Venture submitting this bid, do agree and confirm that in case of Award of Contract on the Joint Venture, we shall be jointly and severally liable and responsible for the execution of the Contract in accordance with Contract terms and conditions.
5 | We, hereby, declare that only the persons or firms interested in this proposal as principals are named here and that no other persons or firms other than those mentioned herein have any interest in this proposal or in the Contract to be entered into, if the award is made on us, that this proposal is made without any connection with any other person, firm or party likewise submitting a proposal is in all respects for and in good faith, without collusion or fraud.
Thanking you, we remain,
Yours faithfully,
For and on behalf of
Date : | -- |  |  | Printed Name :
Place : |  |  |  | Designation :
Please provide additional information of the Bidder
Business Address :
Country of Incorporation :
State/Province to be indicated :
Name of Principal Officer :
Address of Principal Officer :
* * *
Back to Cover Page

## Q & C (hidden)
STATEMENT OF QUOTED / CORRECTED PRICES
All Figures are in Rupees
Bidder
Sl. No. | Price Component | Quoted Price | Corrected Price
1 | TOTAL SCHEDULE NO. 1:Ex-Works Price of Plant and Equipment including Type Test Charges | 80615382 |  | 80615382
2 | TOTAL SCHEDULE NO.2: Local Transportation, Insurance and other Incidental Services. | #REF! |  | #REF!
3 | TOTAL SCHEDULE NO.3: Installation Charges | #REF! |  | #REF!
4 | TOTAL SCHEDULE NO.4: Training Charges | Not Applicable |  | Not Applicable
5 | TOTAL BID PRICE: (Excluding Taxes & Duties) | #REF! |  | #REF!
6 | DISCOUNT | #REF! |  | #REF!
7 | NET BID PRICE (Excluding Taxes & Duties) | #REF! |  | #REF!
8 | TAXES & DUTIES PAYABLE ADDITIONALLY
| A) EXCISE DUTY | #REF! |  | 0
| B) CENTRAL SALES TAX /VAT | #REF! |  | #REF!
| C) ENTRY TAX / OCTROI | #REF! |  | #REF!
| D) OTHERS | #REF! |  | 0
| E) TOTAL TAXES & DUTIES | #REF! |  | #REF!
8 | TOTAL BID PRICE (INCLUDING TAXES & DUTIES) | #REF! |  | #REF!
9 | TOTAL SCHEDULE NO.7: Type Test Charges [Total of this Schedule is included in Schedule-1 above] | #REF! |  | #REF!
I) | Bidder has indicated the following taxes and duties additionally applicable for their bid:
a) | Excise Duty |  | Rs. | #REF!
b) | CST /VAT |  | Rs. | #REF!
c) | Entry Tax / Octroi |  | Rs. | #REF!
d) | Others |  | Rs. | #REF!
II) | Bidder has offered following discount(s)
III) | With regard to Entry Tax, it may be mentioned that the substations covered under the subject pacakge falls in State of MP, where an entry tax @ 1% of Purchase Price is applicable. In view of the above, the taxes and duties inter-alia including entry tax applicable for the bids are calculated : |  |  |  | Details of dicounts
a) | Ex-Works Price of Direct Supplies (after discount, if any) |  | Rs. | 0 | Gross LS | #REF! | #REF! | #REF! | Gross % | #REF! | #REF! | #REF!
b) | Excise Duty @ 10.3% of (a) above |  | Rs. | 0 |  |  |  | #REF! |  |  |  | #REF!
c) | CST / VAT @ 2% of Ex-Works of Direct Supplies (a) + ED (b) above |  | Rs. | #REF! | Sch-1 Direct LS | #REF! | #REF! | #REF! | Sch-1 Direct % | #REF! | #REF! | #REF!
d) | Others |  | Rs. |  | Sch-1 BO LS | #REF! | #REF! | #REF! | Sch-1 BO % | #REF! | #REF! | #REF!
e) | Purchase Price for Entry Tax (Total Ex-Works+F&I+ED+CST+Others) |  | Rs. | #REF! | Sch-2 LS | #REF! | #REF! | #REF! | Sch-2 % | #REF! | #REF! | #REF!
f) | Entry Tax @ 1% of (e) above |  | Rs. | #REF! | Sch-3 LS | #REF! | #REF! | #REF! | Sch-3 % | #REF! | #REF! | #REF!
[5 empty] | Sch-7 LS | #REF! | #REF! | #REF! | Sch-7 % | #REF! | #REF! | #REF!
PACKAGE-G :: Demolition & Re-construction of Residential buildings at Misa substations in NER under O&M Add Cap 2019-24. |  | Statement of Quoted / Corrected Prices |  | Page | Different Manner | #REF!
[5 empty] | Text for Discount | #REF!
#REF!
#REF!

## N to W (hidden)
80615382
Rs. Eight Crore Six Lac Fifteen Thousand Three Hundred Eighty Two Only
82 | Eighty Two
3 | Three | Hundred
15 | Fifteen | Thousand
6 | Six | Lac
8 | Eight | Crore
0
1 | One
2 | Two
3 | Three
4 | Four
5 | Five
6 | Six
7 | Seven
8 | Eight
9 | Nine
10 | Ten
11 | Eleven
12 | Twelve
13 | Thirteen
14 | Fourteen
15 | Fifteen
16 | Sixteen
17 | Seventeen
18 | Eighteen
19 | Nineteen
20 | Twenty
21 | Twenty One
22 | Twenty Two
23 | Twenty Three
24 | Twenty Four
25 | Twenty Five
26 | Twenty Six
27 | Twenty Seven
28 | Twenty Eight
29 | Twenty Nine
30 | Thirty
31 | Thirty One
32 | Thirty Two
33 | Thirty Three
34 | Thirty Four
35 | Thirty Five
36 | Thirty Six
37 | Thirty Seven
38 | Thirty Eight
39 | Thirty Nine
40 | Forty
41 | Forty One
42 | Forty Two
43 | Forty Three
44 | Forty Four
45 | Forty Five
46 | Forty Six
47 | Forty Seven
48 | Forty Eight
49 | Forty Nine
50 | Fifty
51 | Fifty One
52 | Fifty Two
53 | Fifty Three
54 | Fifty Four
55 | Fifty Five
56 | Fifty Six
57 | Fifty Seven
58 | Fifty Eight
59 | Fifty Nine
60 | Sixty
61 | Sixty One
62 | Sixty Two
63 | Sixty Three
64 | Sixty Four
65 | Sixty Five
66 | Sixty Six
67 | Sixty Seven
68 | Sixty Eight
69 | Sixty Nine
70 | Seventy
71 | Seventy One
72 | Seventy Two
73 | Seventy Three
74 | Seventy Four
75 | Seventy Five
76 | Seventy Six
77 | Seventy Seven
78 | Seventy Eight
79 | Seventy Nine
80 | Eighty
81 | Eighty One
82 | Eighty Two
83 | Eighty Three
84 | Eighty Four
85 | Eighty Five
86 | Eighty Six
87 | Eighty Seven
88 | Eighty Eight
89 | Eighty Nine
90 | Ninety
91 | Ninety One
92 | Ninety Two
93 | Ninety Three
94 | Ninety Four
95 | Ninety Five
96 | Ninety Six
97 | Ninety Seven
98 | Ninety Eight
99 | Ninety Nine
100 | One Hundred