## Basic (hidden)
Package Name | Substation Package SS-99 for (i) Conversion of 2×240MVAR non switchable Line Reactors at Raipur PS (Associated with Raipur PS-Champa PS 765 kV Ckt#1 and Ckt#2) into switchable Line Reactors under Western Region Expansion Scheme-XXIV (WRES-XXIV); (ii) Augmentation of transformation capacity by 1×500MVA, 400/220kV ICT (6th at Pavagada PS) under Augmentation of transformation Capacity by 1x500MVA, 400/220kV ICT (6th) and common facility at Pavagada (Tumkur) PS; and (iii) Installation of 420kV, 1×125MVAr Bus Reactor along with associated bay at Biharsharif (POWERGRID) Substation in the bus section having 1×80 MVAr existing bus Reactor under Eastern Region Expansion Scheme-XXVIII (ERES-XXVIII).
Package Code | Substation Package SS-99
Specification No. | Specification No.: 5002002364/SUB-STATION(INCLUDIN/DOM/A00 - CC CS -1
ORIGINAL

## Cover
Price Schedules | Substation Package SS-99 for (i) Conversion of 2×240MVAR non switchable Line Reactors at Raipur PS (Associated with Raipur PS-Champa PS 765 kV Ckt#1 and Ckt#2) into switchable Line Reactors under Western Region Expansion Scheme-XXIV (WRES-XXIV); (ii) Augmentation of transformation capacity by 1×500MVA, 400/220kV ICT (6th at Pavagada PS) under Augmentation of transformation Capacity by 1x500MVA, 400/220kV ICT (6th) and common facility at Pavagada (Tumkur) PS; and (iii) Installation of 420kV, 1×125MVAr Bus Reactor along with associated bay at Biharsharif (POWERGRID) Substation in the bus section having 1×80 MVAr existing bus Reactor under Eastern Region Expansion Scheme-XXVIII (ERES-XXVIII). |  | Substation Package SS-99
Specification No.: 5002002364/SUB-STATION(INCLUDIN/DOM/A00 - CC CS -1
| 1 | Fill up only green shaded cells in Sch-1, Sch-2, Sch-3, Sch-4, Sch-7 and Bid Form 2nd Envelope.
| 2 | All the cells in Sch-5 & Sch-6 are auto filled, therefore no cell is required to be filled up there.
| 3 | Instructions / error messages, if any, will be displayed automatically after selecting the cell.
| 4 | After filling up all the schedues, save the file, take print out of all the schedules and Bid form and sign & stamp and submit them as hard copy of the 2nd envelope (Price part) of the bid. Also ensure to submit the soft copy of the the same file on CD/ DVD.
पावर ग्रिड कारपोरेशन ऑफ इण्डिया लिमिटेड
(भारत सरकार का उद्यम)
Power Grid Corporation of India Limited
(A Government of India Enterprises)
Click to skip Instructions & Proceed
Click for Detailed General Instructions
General guidelines for filling up the Price Schedules, Sch-1 to Sch-7

## Instructions (hidden)
General Instruction to the Bidders for filling up this workbook of Price Schedules
I | While filling up the worksheets following may please be observed :
| (i) | Fill up only green shaded cells.
| (ii) | Certain data type entries have been restricted, such as Numeric values or limits of numeric values.
| (iii) | Select only the options provided in pull down menus.
| (iv) | Do not link any cell of this work book with any other work book.
| (v) | Do not use copy & paste or cut & paste options for filling up the data.
| (vi) | Do not reformat any of the cell of the work book.
II | This Workbook consists of following worksheets :
Cover :
Opening page of the workbook.
Names of Bidder :
| ● | Select Sole Bidder or JV (Joint Venture) from the pull down menu. Do not leave this cell blank.
| ● | Select nos. of the JV Partners other than the Lead Partner from drop down menu.
| ● | In case of JV partners more than 2, enter details of 3rd & more partners along with details of 2nd partner.
| ● | Fill up names and address of the Sole Bidder and /or Joint Venture.
| ● | Fill up date in dd-mmm-yyyy format from drop down menu.
| ● | Click for Sch-1 given at the right top of the worksheet to go to Sch-1.
Sch-1 (Ex-works Prices) :
| ● | Fill up unit rates for all the items in numeric values greater than 0 (zero). If unit rate is left blank, the corresponding item shall be deemed to be included in the total price.
| ● | Corresponding cell for mode of transaction shall be come enable only after filling up the unit rate, therefore first fill up the unit rate and then mode of transaction for the corresponding item.
| ● | Select either Direct or Bought-out from the drop down menu. Do not leave the cell blank the same shall be deemed to be Bought-out if the cell is left blank.
| ● | Total amount shall get calculated automatically.
| ● | Type Test charges shall appear automatically after filling up Sch-7 appropriately.
Sch-2 (Freight & Insurance Charges) :
| ● | Fill up unit rates for all the items in numeric values greater than 0 (zero). If unit rate is left blank, the corresponding item shall be deemed to be included in the total price.
| ● | Total amount shall get calculated automatically.
Sch-3 (Erection Charges) :
| ● | Fill up unit rates for all the items in numeric values greater than 0 (zero). If unit rate is left blank, the corresponding item shall be deemed to be included in the total price.
| ● | Total amount shall get calculated automatically.
Sch-4 (Training Charges) :
| ● | Not applicable, hence no cell is required to be filled up.
Sch-4b (Maintenance Charges during and after Defect Liability Period) :
| ● | Not applicable, hence no cell is required to be filled up.
Sch-5 (Summary of Taxes and Duties applicable on the Goods) :
| ● | No cell is required to be filled in by the bidder in this worksheet.
Sch -6 :
| ● | Summary of all the Schedules without considering discount (mentioned in the work sheet discount) shall be displayed automatically.
| ● | No cell is required to be filled in by the bidder in this worksheet.
Sch-7 (Type Test Charges) :
| ● | Fill up the rates & location where type tests are proposed.
| ● | Total of this Sch-7 shall automatically appear in Sch-1.
Bid from 2nd Envelope :
| ● | Fill up ref. no. as bidder's ref no. of this letter.
| ● | This letter shall consider the net price as per Sch-6 (After Discount).
| ● | Fill up names & Designation of the representatives of other JV partner(s) if the bidder is JV (Joint Venture) .
| ● | Fill up additional information as required.
* * *
Happy Bidding !
Click to Proceed

## Names of Bidder
Substation Package SS-99 for (i) Conversion of 2×240MVAR non switchable Line Reactors at Raipur PS (Associated with Raipur PS-Champa PS 765 kV Ckt#1 and Ckt#2) into switchable Line Reactors under Western Region Expansion Scheme-XXIV (WRES-XXIV); (ii) Augmentation of transformation capacity by 1×500MVA, 400/220kV ICT (6th at Pavagada PS) under Augmentation of transformation Capacity by 1x500MVA, 400/220kV ICT (6th) and common facility at Pavagada (Tumkur) PS; and (iii) Installation of 420kV, 1×125MVAr Bus Reactor along with associated bay at Biharsharif (POWERGRID) Substation in the bus section having 1×80 MVAr existing bus Reactor under Eastern Region Expansion Scheme-XXVIII (ERES-XXVIII).
Specification No.: 5002002364/SUB-STATION(INCLUDIN/DOM/A00 - CC CS -1 |  |  |  |  | Sole Bidder | 1 |  | Sole Bidder | 1
[5 empty] | Joint Venture | 2 or More |  | JV (Joint Venture) | 2 or More
Enter following details of the bidder
Specify type of Bidder [Select from drop down menu] | Sole Bidder |  | Sole Bidder | 1 | 0 | Sole Bidder | 1 | 0
1
0
Name of Sole Bidder
Address of Sole Bidder
Name of other Partner
Address of other Partner
…….. …….. …….. …….. …….. ……..
…….. …….. …….. …….. …….. ……..
Name of other Partner - 2 (more, if any) | …….. …….. …….. …….. …….. ……..
Address of other Partner - 2 (more, if any) | …….. …….. …….. …….. …….. ……..
…….. …….. …….. …….. …….. ……..
…….. …….. …….. …….. …….. ……..
Printed Name
Designation
email ID of Bid Signatory
Mobile No. of Bid Signatory
Tel No. of Bid Signatory
Fax No. of Bid Signatory
Date |  | 31
Place
Click for Sch-1

## Sch-1
Specification No.: 5002002364/SUB-STATION(INCLUDIN/DOM/A00 - CC CS -1 | [12 empty] | Schedule - 1 | Schedule - 1 |  |  | Direct Total | 0 | Sole Bidder | `
[17 empty] | BO Total | #REF! | 0
Substation Package SS-99 for (i) Conversion of 2×240MVAR non switchable Line Reactors at Raipur PS (Associated with Raipur PS-Champa PS 765 kV Ckt#1 and Ckt#2) into switchable Line Reactors under Western Region Expansion Scheme-XXIV (WRES-XXIV); (ii) Augmentation of transformation capacity by 1×500MVA, 400/220kV ICT (6th at Pavagada PS) under Augmentation of transformation Capacity by 1x500MVA, 400/220kV ICT (6th) and common facility at Pavagada (Tumkur) PS; and (iii) Installation of 420kV, 1×125MVAr Bus Reactor along with associated bay at Biharsharif (POWERGRID) Substation in the bus section having 1×80 MVAr existing bus Reactor under Eastern Region Expansion Scheme-XXVIII (ERES-XXVIII).
(SCHEDULE OF RATES AND PRICES)
Bidder’s Name and Address (Sole Bidder) : | [11 empty] | To:
Contracts Services, 3rd Floor
Name : | [11 empty] | Power Grid Corporation of India Ltd., | [6 empty] | &
Address : | [11 empty] | "Saudamini", Plot No.-2
Sector-29,
Gurgaon (Haryana) - 122001
PLANT AND EQUIPMENT (INCLUDING MANDATORY SPARES PARTS) TO BE SUPPLIED, INCLUDING TYPE TEST CHARGES FOR TESTS TO BE CONDUCTED | [17 empty] | Direct
[11 empty] | All Prices are in Indian Rupees. | [6 empty] | Bought-Out
SI. No. | PR No | PR Line Item No | Activity Description | Material Code | HSN Code | Whether HSN in column ‘ 6 ’ is confirmed. If not indicate applicable the HSN code * | Rate of GST applicable ( in %) | Whether rate of GST in column ‘4’ is confirmed. If not indicate applicable rate of GST * | Item Description | Unit | Qty. | Unit Ex-works price (excluding GST) | Total Ex-works price (excluding GST) | GST Tax as confirmed by Bidder
1 | 2 | 3 | 4 | 5 | 6 | 7 | 8 | 9 | 10 | 11 | 12 | 13 | 14= 12 x 13 | 15
PART A (Substation Portion)
I | Bay extension at Biharsharif ss | [13 empty] | Revaluation of J column | Tax Calculation
1 | 7000019023 | 10 | 400kV AIS EQUIPMENT | 1000004401 | 85462040 |  | 18 |  | 420 kV, 1 phase Bus Post Insulator (except for Line Traps) | EA | 3 |  | Included | 0 | 0 | 0
2 | 7000019023 | 20 | 400kV AIS EQUIPMENT | 1000020419 | 85354010 |  | 18 |  | 336kV Surge Arrester (1-phase) | EA | 3 |  | Included | 0 | 0 | 0
3 | 7000019023 | 30 | 400kV AIS EQUIPMENT | 1000004498 | 85353090 |  | 18 |  | 420kV, 3150A, 63KA, Isolator (3-phase)(Double Break) with one E/S | EA | 2 |  | Included | 0 | 0 | 0
4 | 7000019023 | 40 | 400kV AIS EQUIPMENT | 1000004463 | 85359090 |  | 18 |  | 420 kV, 3000A, 63KA, 1-Phase CurrentTransformer with 120% extended currentrating | EA | 3 |  | Included | 0 | 0 | 0
5 | 7000019023 | 50 | 400kV AIS EQUIPMENT | 1000004501 | 85352913 |  | 18 |  | 420kV, 3150A, 63kA Circuit Breaker (3-Phase) without closing resistorand with Support Structure | EA | 1 |  | Included | 0 | 0 | 0
6 | 7000019023 | 60 | Erection Hardware for 420 kV D Type S/Y | 1000055987 | 72169990 |  | 18 |  | 400KV SUSPENSION INSULATOR STRING AND ASSOCIATED HARDWARE FITTINGSWITH DROP CLAMP SUITABLE FOR TWIN CONDUCTOR | EA | 3 |  | Included | 0 | 0 | 0
7 | 7000019023 | 70 | Erection Hardware for 420 kV D Type S/Y | 1000011365 | 72169990 |  | 18 |  | Erection Hardware for 400kV D type layout-Any feeder Extn. On existinghalf dia. as per technical specification | SET | 1 |  | Included | 0 | 0 | 0
8 | 7000019023 | 80 | CSD | 1000009713 | 85389000 |  | 18 |  | Controlled Switching Device for 420 kV, 3-ph Circuit Breaker | EA | 2 |  | Included | 0 | 0 | 0
9 | 7000019023 | 90 | 400kV CRP | 1000006843 | 85371000 |  | 18 |  | Augmentation of existing 400kV bus bar protection scheme | SET | 1 |  | Included | 0 | 0 | 0
10 | 7000019023 | 100 | 400kV CRP | 1000002167 | 85371000 |  | 18 |  | Augmentation of existing 400kV Control Panel (Bus Scheme as per SLD) | EA | 1 |  | Included | 0 | 0 | 0
11 | 7000019023 | 110 | 400kV CRP | 1000002163 | 85371000 |  | 18 |  | 400kV Circuit Breaker Relay Panel without Auto Reclose (withAutomation) | EA | 1 |  | Included | 0 | 0 | 0
12 | 7000019023 | 120 | 400kV CRP | 1000003407 | 85371000 |  | 18 |  | 400kV Reactor Protection Panel (with Automation) | EA | 1 |  | Included | 0 | 0 | 0
13 | 7000019023 | 130 | INTEGRATIONS WITH EXISTING RTU | 1000032389 | 85371000 |  | 18 |  | BAY CONTROL UNIT INCLUDING INTERFACE ACCESSORIES INTEGRATION WITHNTAMC AS PER TECHNICAL SPECIFICATION. | EA | 1 |  | Included | 0 | 0 | 0
14 | 7000019023 | 140 | INTEGRATIONS WITH EXISTING RTU | 1000007631 | 85389000 |  | 18 |  | Bay Ethernet switch (Rugged type) | EA | 1 |  | Included | 0 | 0 | 0
15 | 7000019023 | 150 | POWER & CONTROL CABLE | 1000032050 | 85446020 |  | 18 |  | 4PAIR, 0.5SQMM SCREENED CABLE | KM | 1 |  | Included | 0 | 0 | 0
16 | 7000019023 | 160 | POWER & CONTROL CABLE | 1000056265 | 85446020 |  | 18 |  | 1.1KV GRADE 27CX1.5 SQMM CONTROL CABLE | KM | 3 |  | Included | 0 | 0 | 0
17 | 7000019023 | 170 | POWER & CONTROL CABLE | 1000056264 | 85446020 |  | 18 |  | 1.1KV GRADE 19CX1.5 SQMM CONTROL CABLE | KM | 3 |  | Included | 0 | 0 | 0
18 | 7000019023 | 180 | POWER & CONTROL CABLE | 1000031993 | 85446020 |  | 18 |  | 1.1KV GRADE 7CX2.5 SQMM CONTROL CABLE | KM | 3 |  | Included | 0 | 0 | 0
19 | 7000019023 | 190 | POWER & CONTROL CABLE | 1000031987 | 85446020 |  | 18 |  | 1.1KV GRADE 5CX2.5 SQMM CONTROL CABLE | KM | 6 |  | Included | 0 | 0 | 0
20 | 7000019023 | 200 | POWER & CONTROL CABLE | 1000031964 | 85446020 |  | 18 |  | 1.1KV GRADE 3CX2.5 SQMM CONTROL CABLE | KM | 3 |  | Included | 0 | 0 | 0
21 | 7000019023 | 210 | POWER & CONTROL CABLE | 1000031976 | 85446020 |  | 18 |  | 1.1KV GRADE 4CX16 SQMM (PVC) POWER CABLE | KM | 0.5 |  | Included | 0 | 0 | 0
22 | 7000019023 | 220 | POWER & CONTROL CABLE | 1000031957 | 85446020 |  | 18 |  | 1.1KV GRADE 3.5CX70 SQMM (PVC) POWER CABLE | KM | 2 |  | Included | 0 | 0 | 0
23 | 7000019023 | 230 | POWER & CONTROL CABLE | 1000031951 | 85446090 |  | 18 |  | 1.1KV GRADE 3.5CX300 SQMM (XLPE) POWER CABLE | KM | 1 |  | Included | 0 | 0 | 0
24 | 7000019023 | 240 | POWER & CONTROL CABLE | 1000031943 | 85446020 |  | 18 |  | 1.1KV GRADE 2CX6 SQMM (PVC) POWER CABLE | KM | 0.5 |  | Included | 0 | 0 | 0
25 | 7000019023 | 250 | FIRE FIGHTING SYSTEM | 1000055457 | 84248990 |  | 18 |  | HVW SPRAY SYSTEM, HYDRANT SYSTEM AND COMPLETE U/G & O/G PIPING ANDACCESSORIES ETC. OUT SIDE THE PUMP HOUSE FOR 420KV 3 PHASE BUSREACTOR | SET | 1 |  | Included | 0 | 0 | 0
26 | 7000019023 | 260 | FIRE FIGHTING SYSTEM | 1000012018 | 85311020 |  | 18 |  | Fire Detection and Alarm System for Switchyard Panel Room of 6 mlength | SET | 1 |  | Included | 0 | 0 | 0
27 | 7000019023 | 270 | FIRE FIGHTING SYSTEM | 1000012022 | 84241000 |  | 18 |  | 4.5 kg CO2 type Portable Fire extinguisher | EA | 1 |  | Included | 0 | 0 | 0
28 | 7000019023 | 280 | FIRE FIGHTING SYSTEM | 1000012026 | 84241000 |  | 18 |  | 6Kg dry chemical powered type Portable Fire extinguisher | EA | 1 |  | Included | 0 | 0 | 0
29 | 7000019023 | 290 | ILLUMINATION SYSTEM | 1000038325 | 94059900 |  | 18 |  | LIGHTING FIXTURE LED LUMINAIRES TYPE FL2 AS PER TECH. SPECIFICATIONS | EA | 3 |  | Included | 0 | 0 | 0
30 | 7000019023 | 300 | ILLUMINATION SYSTEM | 1000038387 | 94051090 |  | 18 |  | LED FLOOD LIGHT LUMINARIESTYPE FL-1 (150W) AS PER TECHNICALSPECIFICATION | EA | 3 |  | Included | 0 | 0 | 0
31 | 7000019023 | 310 | ILLUMINATION SYSTEM | 1000001894 | 94059900 |  | 18 |  | Outdoor Power Receptacle for oilfiltration unit (250A) | EA | 1 |  | Included | 0 | 0 | 0
32 | 7000019023 | 320 | ILLUMINATION SYSTEM | 1000014547 | 85371000 |  | 18 |  | Lighting Panel type ACP-2 as per technical specification | EA | 2 |  | Included | 0 | 0 | 0
33 | 7000019023 | 330 | ILLUMINATION SYSTEM | 1000013795 | 94059900 |  | 18 |  | Illumination System for switchyard panel room of 6 m length | LS | 1 |  | Included | 0 | 0 | 0
34 | 7000019023 | 340 | 400kV Equipment support structures | 1000017567 | 73045930 |  | 18 |  | Standard Pipe Structure for 400kV BPI (excluding wave trap) | EA | 3 |  | Included | 0 | 0 | 0
35 | 7000019023 | 350 | 400kV Equipment support structures | 1000020192 | 73045930 |  | 18 |  | Fabrication, galvanising and supply ofStandard Pipe Structure - 400 kV,1-Phase, CT including nuts, bolts, alltype of washers, packplates, step boltsand gusset plates excluding foundationbolts | EA | 3 |  | Included | 0 | 0 | 0
36 | 7000019023 | 360 | 400kV Equipment support structures | 1000020195 | 73045930 |  | 18 |  | Fabrication, galvanising and supply ofStandard Pipe Structure - 400 kV,1-Phase, SA including nuts, bolts,all type of washers, packplates, stepbolts and gusset plates excludingfoundation bolts | EA | 3 |  | Included | 0 | 0 | 0
37 | 7000019023 | 370 | 400kV Equipment support structures | 1000020194 | 73045930 |  | 18 |  | Fabrication, galvanising and supply ofStandard Pipe Structure - 400 kV,3-Phase, ISOLATOR including nuts,bolts, all type of washers, packplates,step bolts and gusset plates excludingfoundation bolts | EA | 2 |  | Included | 0 | 0 | 0
38 | 7000019023 | 380 | 400kV Equipment support structures | 1000012366 | 73082011 |  | 18 |  | Fabrication, galvanising and supply of 28mm dia foundation boltsincluding nuts, checknuts, washers and packplates. | EA | 84 |  | Included | 0 | 0 | 0
39 | 7000019023 | 390 | SPARE 400kV Circuit Breaker | 1000019918 | 85359090 |  | 18 |  | Spares for 420kV Circuit Breaker | LS | 1 |  | Included | 0 | 0 | 0
40 | 7000019023 | 400 | SPARES FOR CRP | 1000019912 | 85371000 |  | 18 |  | Relay & protection Panels (with automation) | LS | 1 |  | Included | 0 | 0 | 0
41 | 7000019023 | 410 | Spares for 336kV Surge Arrester | 1000024186 | 85354010 |  | 18 |  | SPARES FOR 336KV SURGE ARRESTER | LS | 1 |  | Included | 0 | 0 | 0
42 | 7000019023 | 420 | SPARES 400KV ISOLATOR | 1000019919 | 85353090 |  | 18 |  | Spares for 420kV Double break Isolator | LS | 1 |  | Included | 0 | 0 | 0
43 | 7000019023 | 520 | EARTHMAT | 1000032055 | 72159090 |  | 18 |  | 40 MM MS ROD FOR MAIN EARTHMAT | KM | 1 |  | Included | 0 | 0 | 0
44 | 7000019023 | 540 | SPARE-FIRE PROTECTION | 1000019925 | 84819090 |  | 18 |  | Spares for Fire Protection System | LS | 1 |  | Included | 0 | 0 | 0
45 | 7000019023 | 550 | SPARE- CT | 1000025941 | 85389000 |  | 18 |  | Spare-420kV CT 1 | SET | 1 |  | Included | 0 | 0 | 0
46 | 7000019023 | 560 | VMS | 1000030433 | 85287390 |  | 18 |  | COLOR IP CAMERA, WITH PAN, TILT AND ZOOM FACILITIES, ALONGWITH ALLREQUIRED ITEMS, ACCESSORIES, LINE INTERFACE UNITS, FIBER PATCH CORDS,POWER SUPPLY UNITS, JUNCTION BOXES, CABLES, FIBER OPTIC CABLES, ETC.,AND INCLUDING INTEGRATION IN EXISTING HARDWARE AND SOFTWARE FORAUGMENTATION OF VISUAL MONITORING SYSTEM AS PER TECHNICALSPECIFICATION. | SET | 1 |  | Included | 0 | 0 | 0
47 | 7000019023 | 590 | Air Conditioning System | 1000006284 | 84151090 |  | 28 |  | Air conditioning system for Switchyard Panel Room of 6m length | SET | 1 |  | Included | 0 | 0 | 0
48 | 7000019023 | 620 | LM TOWER | 1000020091 | 73082011 |  | 18 |  | Fabrication, galvanising and supply of Std LM (50m) includingnuts, bolts, all type of washers, packplates, step bolts and gussetplates excluding foundation bolts | EA | 1 |  | Included | 0 | 0 | 0
49 | 7000019023 | 630 | LM TOWER | 1000012369 | 73082011 |  | 18 |  | Fabrication, galvanising and supply of 56mm dia foundation boltsincluding nuts, checknuts, washers and packplates | EA | 16 |  | Included | 0 | 0 | 0
50 | 7000019023 | 750 | RTU Agumentation for Main & Backup RLDC | 1000026390 | 85389000 |  | 18 |  | RTU for Auxiliary system-RTU base equipment comprising racks,sub-racks, power supply modules, CPU, including internal wiringexcept cards modules specified below | EA | 1 |  | Included | 0 | 0 | 0
51 | 7000019023 | 650 | RTU Agumentation for Main & Backup RLDC | 1000028004 | 85381010 |  | 18 |  | CPU Card for RTU | EA | 1 |  | Included | 0 | 0 | 0
52 | 7000019023 | 660 | RTU Agumentation for Main & Backup RLDC | 1000026336 | 85389000 |  | 18 |  | DI modules (16 channels) | EA | 2 |  | Included | 0 | 0 | 0
53 | 7000019023 | 670 | RTU Agumentation for Main & Backup RLDC | 1000050082 | 85177010 |  | 18 |  | DIGITAL OUTPUT MODULE (8 CHANNEL) FOR RTU | EA | 2 |  | Included | 0 | 0 | 0
54 | 7000019023 | 680 | RTU Agumentation for Main & Backup RLDC | 1000026296 | 85389000 |  | 18 |  | AI module (8 channels) | EA | 1 |  | Included | 0 | 0 | 0
55 | 7000019023 | 690 | RTU Agumentation for Main & Backup RLDC | 1000026374 | 85389000 |  | 18 |  | Multi-function transducers | EA | 1 |  | Included | 0 | 0 | 0
56 | 7000019023 | 700 | RTU Agumentation for Main & Backup RLDC | 1000027684 | 85364100 |  | 18 |  | Contact Multiplier Relay | EA | 9 |  | Included | 0 | 0 | 0
57 | 7000019023 | 710 | RTU Agumentation for Main & Backup RLDC | 1000021642 | 85371000 |  | 18 |  | Time synchronisation equipment | EA | 1 |  | Included | 0 | 0 | 0
58 | 7000019023 | 720 | RTU Agumentation for Main & Backup RLDC | 1000050084 | 85364100 |  | 18 |  | HEAVY DUTY RELAY FOR RTU | EA | 2 |  | Included | 0 | 0 | 0
59 | 7000019023 | 730 | RTU Agumentation for Main & Backup RLDC | 1000026401 | 85389000 |  | 18 |  | SIC panels along with internal wiring / cabling & accessories | EA | 1 |  | Included | 0 | 0 | 0
60 | 7000019023 | 740 | RTU Agumentation for Main & Backup RLDC | 1000050081 | 85446020 |  | 18 |  | CABLES FOR RTU | LOT | 1 |  | Included | 0 | 0 | 0
61 | 7000019023 | 770 | Spare RTU Agumen. for Main & Backup RLDC | 1000028004 | 85381010 |  | 18 |  | CPU Card for RTU | EA | 1 |  | Included | 0 | 0 | 0
62 | 7000019023 | 780 | Spare RTU Agumen. for Main & Backup RLDC | 1000026336 | 85389000 |  | 18 |  | DI modules (16 channels) | EA | 1 |  | Included | 0 | 0 | 0
63 | 7000019023 | 790 | Spare RTU Agumen. for Main & Backup RLDC | 1000050082 | 85177010 |  | 18 |  | DIGITAL OUTPUT MODULE (8 CHANNEL) FOR RTU | EA | 1 |  | Included | 0 | 0 | 0
64 | 7000019023 | 800 | Spare RTU Agumen. for Main & Backup RLDC | 1000026296 | 85389000 |  | 18 |  | AI module (8 channels) | EA | 1 |  | Included | 0 | 0 | 0
65 | 7000019023 | 810 | Spare RTU Agumen. for Main & Backup RLDC | 1000026374 | 85389000 |  | 18 |  | Multi-function transducers | EA | 1 |  | Included | 0 | 0 | 0
66 | 7000019023 | 820 | Spare RTU Agumen. for Main & Backup RLDC | 1000027684 | 85364100 |  | 18 |  | Contact Multiplier Relay | EA | 1 |  | Included | 0 | 0 | 0
67 | 7000019023 | 830 | Spare RTU Agumen. for Main & Backup RLDC | 1000050084 | 85364100 |  | 18 |  | HEAVY DUTY RELAY FOR RTU | EA | 1 |  | Included | 0 | 0 | 0
II | 400/220kVPavagada (Tumkur) extn | [14 empty] | 0
68 | 7000019046 | 730 | 420kV Equipment | 1000020419 | 85354010 |  | 18 |  | 336kV Surge Arrester (1-phase) | EA | 3 |  | Included | 0 | 0 | 0
69 | 7000019046 | 740 | 420kV Equipment | 1000004401 | 85462040 |  | 18 |  | 420 kV, 1 phase Bus Post Insulator (except for Line Traps) | EA | 12 |  | Included | 0 | 0 | 0
70 | 7000019046 | 750 | 420kV Equipment | 1000004490 | 85352913 |  | 18 |  | 420kV, 3150A, 50kA Circuit Breaker(3-Phase) with closing resistor | EA | 1 |  | Included | 0 | 0 | 0
71 | 7000019046 | 760 | 420kV Equipment | 1000004489 | 85352913 |  | 18 |  | 420kV, 3150A, 50kA Circuit Breaker(3-Phase) without closing resistor | EA | 1 |  | Included | 0 | 0 | 0
72 | 7000019046 | 770 | 420kV Equipment | 1000004483 | 85353090 |  | 18 |  | 420kV, 3150A, 50KA, Isolator (3-phase)(Double Break) with one E/S | EA | 6 |  | Included | 0 | 0 | 0
73 | 7000019046 | 780 | 420kV Equipment | 1000004461 | 85359090 |  | 18 |  | 420 kV, 3000A, 50KA, 1-Phase CurrentTransformer with 120% extended currentrating | EA | 6 |  | Included | 0 | 0 | 0
74 | 7000019046 | 790 | 245kV Equipment | 1000020417 | 85354010 |  | 18 |  | 216kV Surge Arrester (1-phase) | EA | 3 |  | Included | 0 | 0 | 0
75 | 7000019046 | 800 | 245kV Equipment | 1000001695 | 85462040 |  | 18 |  | 245 kV, 1 phase Bus Post Insulator (except for Line Traps) | EA | 150 |  | Included | 0 | 0 | 0
76 | 7000019046 | 810 | 245kV Equipment | 1000001671 | 85352912 |  | 18 |  | 245kV, 1600A, 40KA Circuit Breaker(3-Phase) with support structure | EA | 2 |  | Included | 0 | 0 | 0
77 | 7000019046 | 820 | 245kV Equipment | 1000001673 | 85353090 |  | 18 |  | 245kV, 1600A, 40 KA, 3-phase DoubleBreak Isolator with one E/S | EA | 2 |  | Included | 0 | 0 | 0
78 | 7000019046 | 830 | 245kV Equipment | 1000001674 | 85353090 |  | 18 |  | 245kV, 1600A, 40 KA, 3-phase DoubleBreak Isolator with two E/S | EA | 2 |  | Included | 0 | 0 | 0
79 | 7000019046 | 840 | 245kV Equipment | 1000001794 | 85353090 |  | 18 |  | 245kV, 1600A, 40 KA, 3-phase DoubleBreak Tandem Isolator without E/S | EA | 3 |  | Included | 0 | 0 | 0
80 | 7000019046 | 850 | 245kV Equipment | 1000001681 | 85359090 |  | 18 |  | 245 kV, 1600A, 40KA, 1-Phase CurrentTransformer with 120% extended currentrating | EA | 6 |  | Included | 0 | 0 | 0
81 | 7000019046 | 860 | 245kV Equipment | 1000001772 | 85359090 |  | 18 |  | 245 kV, 4400pf Capacitive Voltage Transformer (1- Phase) | EA | 6 |  | Included | 0 | 0 | 0
82 | 7000019046 | 870 | 245kV Equipment | 1000001737 | 85359090 |  | 18 |  | 245 kV, 2500A, 40KA, 1-Phase CurrentTransformer with 150% extended currentrating | EA | 15 |  | Included | 0 | 0 | 0
83 | 7000019046 | 880 | 245kV Equipment | 1000062951 | 85352912 |  | 18 |  | 245KV, 3150A, 40KA CIRCUIT BREAKER (3-PHASE) WITH SUPPORT STRUCTURE | EA | 3 |  | Included | 0 | 0 | 0
84 | 7000019046 | 890 | 245kV Equipment | 1000062950 | 85353090 |  | 18 |  | 245KV, 3150A, 40KA, 3-PHASE DOUBLE BREAK ISOLATOR WITH TWO E/S | EA | 6 |  | Included | 0 | 0 | 0
85 | 7000019046 | 10 | Earthing | 1000032055 | 72159090 |  | 18 |  | 40 MM MS ROD FOR MAIN EARTHMAT | KM | 6 |  | Included | 0 | 0 | 0
86 | 7000019046 | 20 | Erection Hardware | 1000011264 | 72169990 |  | 18 |  | Erection Hardware for 220kV layout (Double Main and TransferScheme)-Transformer Bay as per technical specification | SET | 1 |  | Included | 0 | 0 | 0
87 | 7000019046 | 30 | Erection Hardware | 1000011327 | 72169990 |  | 18 |  | Erection Hardware for 400kV I type layout-Transformer bay as pertechnical specification | SET | 1 |  | Included | 0 | 0 | 0
88 | 7000019046 | 40 | Erection Hardware | 1000011319 | 72169990 |  | 18 |  | Erection Hardware for 400kV I type layout-Bus Work (For two diameters)as per technical specification | SET | 1 |  | Included | 0 | 0 | 0
89 | 7000019046 | 50 | Erection Hardware | 1000011326 | 72169990 |  | 18 |  | Erection Hardware for 400kV I type layout-Spare bay of half dia as pertechnical specification | SET | 1 |  | Included | 0 | 0 | 0
90 | 7000019046 | 60 | Erection Hardware | 1000011257 | 72169990 |  | 18 |  | Erection Hardware for 220kV layout (Double Main and TransferScheme)-Bus work (three Bay) as per technical specification | SET | 1 |  | Included | 0 | 0 | 0
91 | 7000019046 | 70 | Erection Hardware | 1000011253 | 72169990 |  | 18 |  | Erection Hardware for 220kV layout (Double Main and TransferScheme)-Bus Coupler Bay as per technical specification | SET | 1 |  | Included | 0 | 0 | 0
92 | 7000019046 | 80 | Erection Hardware | 1000011265 | 72169990 |  | 18 |  | Erection Hardware for 220kV layout (Double Main and TransferScheme)-Transfer Bus Coupler Bay as per technical specification | SET | 1 |  | Included | 0 | 0 | 0
93 | 7000019046 | 90 | Erection Hardware | 1000011254 | 72169990 |  | 18 |  | Erection Hardware for 220kV layout (Double Main and TransferScheme)-Bus section Bay as per technical specification | SET | 1 |  | Included | 0 | 0 | 0
94 | 7000019046 | 100 | Erection Hardware | 1000055978 | 72169990 |  | 18 |  | 220KV TENSION INSULATOR STRING AND ASSOCIATED HARDWARE FITTINGSWITHOUT TURN BUCKLE SUITABLE FOR QUAD CONDUCTOR | EA | 21 |  | Included | 0 | 0 | 0
95 | 7000019046 | 110 | Erection Hardware | 1000055981 | 72169990 |  | 18 |  | 220KV TENSION INSULATOR STRING AND ASSOCIATED HARDWARE FITTINGS WITHTURN BUCKLE SUITABLE FOR QUAD CONDUCTOR | EA | 21 |  | Included | 0 | 0 | 0
96 | 7000019046 | 120 | Erection Hardware | 1000055980 | 72169990 |  | 18 |  | 220KV TENSION INSULATOR STRING AND ASSOCIATED HARDWARE FITTINGSWITHOUT TURN BUCKLE SUITABLE FOR TWIN CONDUCTOR | EA | 9 |  | Included | 0 | 0 | 0
97 | 7000019046 | 130 | Erection Hardware | 1000055983 | 72169990 |  | 18 |  | 220KV TENSION INSULATOR STRING AND ASSOCIATED HARDWARE FITTINGS WITHTURN BUCKLE SUITABLE FOR TWIN CONDUCTOR | EA | 9 |  | Included | 0 | 0 | 0
98 | 7000019046 | 140 | Erection Hardware | 1000055977 | 72169990 |  | 18 |  | 220KV SUSPENSION INSULATOR STRING AND ASSOCIATED HARDWARE FITTINGSWITH THROUGH CLAMP SUITABLE FOR TWIN CONDUCTOR | EA | 12 |  | Included | 0 | 0 | 0
99 | 7000019046 | 150 | Erection Hardware | 1000055973 | 72169990 |  | 18 |  | 220KV SUSPENSION INSULATOR STRING AND ASSOCIATED HARDWARE FITTINGSWITH DROP CLAMP SUITABLE FOR QUAD CONDUCTOR | EA | 12 |  | Included | 0 | 0 | 0
100 | 7000019046 | 160 | Erection Hardware | 1000055984 | 72169990 |  | 18 |  | 400KV TENSION INSULATOR STRING AND ASSOCIATED HARDWARE FITTINGSWITHOUT TURN BUCKLE SUITABLE FOR QUAD CONDUCTOR | EA | 18 |  | Included | 0 | 0 | 0
101 | 7000019046 | 170 | Erection Hardware | 1000055991 | 72169990 |  | 18 |  | 400KV TENSION INSULATOR STRING AND ASSOCIATED HARDWARE FITTINGSWITH TURN BUCKLE SUITABLE FOR QUAD CONDUCTOR | EA | 18 |  | Included | 0 | 0 | 0
102 | 7000019046 | 180 | Erection Hardware | 1000055986 | 72169990 |  | 18 |  | 400KV SUSPENSION INSULATOR STRING AND ASSOCIATED HARDWARE FITTINGSWITH DROP CLAMP SUITABLE FOR QUAD CONDUCTOR | EA | 3 |  | Included | 0 | 0 | 0
103 | 7000019046 | 190 | Erection Hardware | 1000055987 | 72169990 |  | 18 |  | 400KV SUSPENSION INSULATOR STRING AND ASSOCIATED HARDWARE FITTINGSWITH DROP CLAMP SUITABLE FOR TWIN CONDUCTOR | EA | 3 |  | Included | 0 | 0 | 0
104 | 7000019046 | 200 | Steel Structure | 1000020192 | 73045930 |  | 18 |  | Fabrication, galvanising and supply ofStandard Pipe Structure - 400 kV,1-Phase, CT including nuts, bolts, alltype of washers, packplates, step boltsand gusset plates excluding foundationbolts | EA | 6 |  | Included | 0 | 0 | 0
105 | 7000019046 | 210 | Steel Structure | 1000020194 | 73045930 |  | 18 |  | Fabrication, galvanising and supply ofStandard Pipe Structure - 400 kV,3-Phase, ISOLATOR including nuts,bolts, all type of washers, packplates,step bolts and gusset plates excludingfoundation bolts | EA | 6 |  | Included | 0 | 0 | 0
106 | 7000019046 | 220 | Steel Structure | 1000020195 | 73045930 |  | 18 |  | Fabrication, galvanising and supply ofStandard Pipe Structure - 400 kV,1-Phase, SA including nuts, bolts,all type of washers, packplates, stepbolts and gusset plates excludingfoundation bolts | EA | 3 |  | Included | 0 | 0 | 0
107 | 7000019046 | 230 | Steel Structure | 1000017567 | 73045930 |  | 18 |  | Standard Pipe Structure for 400kV BPI (excluding wave trap) | EA | 12 |  | Included | 0 | 0 | 0
108 | 7000019046 | 240 | Steel Structure | 1000020187 | 73045930 |  | 18 |  | Fabrication, galvanising and supply of Standard Pipe Structure - 220kV CT including nuts, bolts, all type of washers, packplates, stepbolts and gusset plates excluding foundation bolts | EA | 21 |  | Included | 0 | 0 | 0
109 | 7000019046 | 250 | Steel Structure | 1000020189 | 73045930 |  | 18 |  | Fabrication, galvanising and supply of Standard Pipe Structure - 220kV ISOLATOR including nuts, bolts, all type of washers, packplates,step bolts and gusset plates excluding foundation bolts | EA | 13 |  | Included | 0 | 0 | 0
110 | 7000019046 | 260 | Steel Structure | 1000020190 | 73045930 |  | 18 |  | Fabrication, galvanising and supply of Standard Pipe Structure - 220kV SA including nuts, bolts, all type of washers, packplates, stepbolts and gusset plates excluding foundation bolts | EA | 3 |  | Included | 0 | 0 | 0
111 | 7000019046 | 270 | Steel Structure | 1000017562 | 73045930 |  | 18 |  | Standard Pipe Structure for 220kV BPI (excluding wave trap) | EA | 125 |  | Included | 0 | 0 | 0
112 | 7000019046 | 280 | Steel Structure | 1000017565 | 73045930 |  | 18 |  | Fabrication, galvanising and supply of Std Pipe Structure - 220 kV highBPI including nuts, bolts, all type of washers, packplates, step boltsand gusset plates excluding foundation bolts | EA | 25 |  | Included | 0 | 0 | 0
113 | 7000019046 | 290 | Steel Structure | 1000020188 | 73045930 |  | 18 |  | Fabrication, galvanising and supply of Standard Pipe Structure - 220kV CVT including nuts, bolts, all type of washers, packplates, stepbolts and gusset plates excluding foundation bolts | EA | 6 |  | Included | 0 | 0 | 0
114 | 7000019046 | 300 | Steel Structure | 1000020125 | 73082011 |  | 18 |  | Fabrication, galvanising and supply of Standard 400 kV Tower TCincluding nuts, bolts, all type of washers, packplates, step bolts andgusset plates excluding foundation bolts | EA | 4 |  | Included | 0 | 0 | 0
115 | 7000019046 | 310 | Steel Structure | 1000020130 | 73082011 |  | 18 |  | Fabrication, galvanising and supply of Standard 400 kV Tower THincluding nuts, bolts, all type of washers, packplates, step bolts andgusset plates excluding foundation bolts | EA | 2 |  | Included | 0 | 0 | 0
116 | 7000019046 | 320 | Steel Structure | 1000020131 | 73082011 |  | 18 |  | Fabrication, galvanising and supply of Standard 400 kV Tower TIincluding nuts, bolts, all type of washers, packplates, step bolts andgusset plates excluding foundation bolts | EA | 4 |  | Included | 0 | 0 | 0
117 | 7000019046 | 330 | Steel Structure | 1000020132 | 73082011 |  | 18 |  | Fabrication, galvanising and supply of Standard 400 kV Tower TJincluding nuts, bolts, all type of washers, packplates, step bolts andgusset plates excluding foundation bolts | EA | 2 |  | Included | 0 | 0 | 0
118 | 7000019046 | 340 | Steel Structure | 1000020135 | 73082011 |  | 18 |  | Fabrication, galvanising and supply of Standard 400 kV Tower TMincluding nuts, bolts, all type of washers, packplates, step bolts andgusset plates excluding foundation bolts | EA | 4 |  | Included | 0 | 0 | 0
119 | 7000019046 | 350 | Steel Structure | 1000020118 | 73082011 |  | 18 |  | Fabrication, galvanising and supply of Standard 400 kV Gantry G1including nuts, bolts, all type of washers, packplates, step bolts andgusset plates excluding foundation bolts | EA | 4 |  | Included | 0 | 0 | 0
120 | 7000019046 | 360 | Steel Structure | 1000020119 | 73082011 |  | 18 |  | Fabrication, galvanising and supply of Standard 400 kV Gantry G2including nuts, bolts, all type of washers, packplates, step bolts andgusset plates excluding foundation bolts | EA | 8 |  | Included | 0 | 0 | 0
121 | 7000019046 | 370 | Steel Structure | 1000020099 | 73082011 |  | 18 |  | Fabrication, galvanising and supply of Standard 220 kV Tower CCincluding nuts, bolts, all type of washers, packplates, step bolts andgusset plates excluding foundation bolts | EA | 2 |  | Included | 0 | 0 | 0
122 | 7000019046 | 380 | Steel Structure | 1000020106 | 73082011 |  | 18 |  | Fabrication, galvanising and supply of Standard 220 kV Tower CTDincluding nuts, bolts, all type of washers, packplates, step bolts andgusset plates excluding foundation bolts | EA | 1 |  | Included | 0 | 0 | 0
123 | 7000019046 | 390 | Steel Structure | 1000020104 | 73082011 |  | 18 |  | Fabrication, galvanising and supply of Standard 220 kV Tower CTBincluding nuts, bolts, all type of washers, packplates, step bolts andgusset plates excluding foundation bolts | EA | 6 |  | Included | 0 | 0 | 0
124 | 7000019046 | 400 | Steel Structure | 1000020105 | 73082011 |  | 18 |  | Fabrication, galvanising and supply of Standard 220 kV Tower CTCincluding nuts, bolts, all type of washers, packplates, step bolts andgusset plates excluding foundation bolts | EA | 2 |  | Included | 0 | 0 | 0
125 | 7000019046 | 410 | Steel Structure | 1000020107 | 73082011 |  | 18 |  | Fabrication, galvanising and supply of Standard 220 kV Tower CTEincluding nuts, bolts, all type of washers, packplates, step bolts andgusset plates excluding foundation bolts | EA | 2 |  | Included | 0 | 0 | 0
126 | 7000019046 | 420 | Steel Structure | 1000020109 | 73082011 |  | 18 |  | Fabrication, galvanising and supply of Standard 220 kV Tower CTGincluding nuts, bolts, all type of washers, packplates, step bolts andgusset plates excluding foundation bolts | EA | 2 |  | Included | 0 | 0 | 0
127 | 7000019046 | 430 | Steel Structure | 1000020110 | 73082011 |  | 18 |  | Fabrication, galvanising and supply of Standard 220 kV Tower CTHincluding nuts, bolts, all type of washers, packplates, step bolts andgusset plates excluding foundation bolts | EA | 3 |  | Included | 0 | 0 | 0
128 | 7000019046 | 440 | Steel Structure | 1000020108 | 73082011 |  | 18 |  | Fabrication, galvanising and supply of Standard 220 kV Tower CTFincluding nuts, bolts, all type of washers, packplates, step bolts andgusset plates excluding foundation bolts | EA | 1 |  | Included | 0 | 0 | 0
129 | 7000019046 | 450 | Steel Structure | 1000020088 | 73082011 |  | 18 |  | Fabrication, galvanising and supply of Standard 220 kV Gantry BG1including nuts, bolts, all type of washers, packplates, step bolts andgusset plates excluding foundation bolts | EA | 14 |  | Included | 0 | 0 | 0
130 | 7000019046 | 460 | Steel Structure | 1000020086 | 73082011 |  | 18 |  | Fabrication, galvanising and supply of Standard 220 kV Gantry B1including nuts, bolts, all type of washers, packplates, step bolts andgusset plates excluding foundation bolts | EA | 2 |  | Included | 0 | 0 | 0
131 | 7000019046 | 470 | Steel Structure | 1000020090 | 73082011 |  | 18 |  | Fabrication, galvanising and supply of Std LM (40m) includingnuts, bolts, all type of washers, packplates, step bolts and gussetplates excluding foundation bolts | EA | 2 |  | Included | 0 | 0 | 0
132 | 7000019046 | 480 | 400kV Control & Relay Panel | 1000004274 | 85371000 |  | 18 |  | 400kV Transformer Protection Panel (For both HV & MV side)-(withAutomation) | EA | 1 |  | Included | 0 | 0 | 0
133 | 7000019046 | 490 | 400kV Control & Relay Panel | 1000028349 | 85049010 |  | 18 |  | DIGITAL RTCC PANEL | SET | 1 |  | Included | 0 | 0 | 0
134 | 7000019046 | 500 | 400kV Control & Relay Panel | 1000002146 | 85371000 |  | 18 |  | Augmentation of existing 400kV bus bar protection scheme.(No. of baysas per specification)-(with Automation) | SET | 1 |  | Included | 0 | 0 | 0
135 | 7000019046 | 510 | 400kV Control & Relay Panel | 1000055446 | 85371000 |  | 18 |  | 400KV CIRCUIT BREAKER RELAY PANEL (WITH AUTOMATION) | EA | 2 |  | Included | 0 | 0 | 0
136 | 7000019046 | 520 | 220kV Control & Relay Panel | 1000055443 | 85371000 |  | 18 |  | 220KV CIRCUIT BREAKER RELAY PANEL (WITH AUTOMATION) | EA | 5 |  | Included | 0 | 0 | 0
137 | 7000019046 | 530 | 220kV Control & Relay Panel | 1000001166 | 85371000 |  | 18 |  | 220kV Bus Bar Protection Panel (Single)-(with Automation) | SET | 1 |  | Included | 0 | 0 | 0
138 | 7000019046 | 540 | Substation Automation system | 1000001333 | 85371000 |  | 18 |  | Augmentation of Substation automation System for 220kV bay as perTechnical Specification | EA | 5 |  | Included | 0 | 0 | 0
139 | 7000019046 | 550 | Substation Automation system | 1000003409 | 85371000 |  | 18 |  | Augmentation of Substation automation System for 400kV Main bay as perTechnical Specification | EA | 1 |  | Included | 0 | 0 | 0
140 | 7000019046 | 560 | Substation Automation system | 1000003411 | 85371000 |  | 18 |  | Augmentation of Substation automation System for 400kV Tie bay as perTechnical Specification | EA | 1 |  | Included | 0 | 0 | 0
141 | 7000019046 | 570 | Illumination System | 1000014547 | 85371000 |  | 18 |  | Lighting Panel type ACP-2 as per technical specification | EA | 2 |  | Included | 0 | 0 | 0
142 | 7000019046 | 580 | Illumination System | 1000020262 | 85371000 |  | 18 |  | Sub Lighting panel (outdoor) type SLP (Switchyard and Street Lighting) | EA | 2 |  | Included | 0 | 0 | 0
143 | 7000019046 | 590 | Illumination System | 1000004952 | 94059900 |  | 18 |  | 63A, 415V : Interlocked switch socket outdoor Receptacle (type RP) asper technical specifications | EA | 1 |  | Included | 0 | 0 | 0
144 | 7000019046 | 600 | Illumination System | 1000001894 | 94059900 |  | 18 |  | Outdoor Power Receptacle for oilfiltration unit (250A) | EA | 1 |  | Included | 0 | 0 | 0
145 | 7000019046 | 610 | Illumination System | 1000038387 | 94051090 |  | 18 |  | LED FLOOD LIGHT LUMINARIESTYPE FL-1 (150W) AS PER TECHNICALSPECIFICATION | EA | 20 |  | Included | 0 | 0 | 0
146 | 7000019046 | 620 | Illumination System | 1000038325 | 94059900 |  | 18 |  | LIGHTING FIXTURE LED LUMINAIRES TYPE FL2 AS PER TECH. SPECIFICATIONS | EA | 50 |  | Included | 0 | 0 | 0
147 | 7000019046 | 630 | Illumination System | 1000038390 | 94059900 |  | 18 |  | PORTABLE FLOOD LIGHT PANEL WITH LED LUMINARIESTYPE FL-2 (250W) | EA | 1 |  | Included | 0 | 0 | 0
148 | 7000019046 | 640 | Illumination System | 1000013795 | 94059900 |  | 18 |  | Illumination System for switchyard panel room of 6 m length | LS | 2 |  | Included | 0 | 0 | 0
149 | 7000019046 | 930 | Cables | 1000031953 | 85446020 |  | 18 |  | 1.1KV GRADE 3.5CX35 SQMM (PVC) POWER CABLE | KM | 6 |  | Included | 0 | 0 | 0
150 | 7000019046 | 940 | Cables | 1000031976 | 85446020 |  | 18 |  | 1.1KV GRADE 4CX16 SQMM (PVC) POWER CABLE | KM | 3 |  | Included | 0 | 0 | 0
151 | 7000019046 | 950 | Cables | 1000031985 | 85446020 |  | 18 |  | 1.1KV GRADE 4CX6 SQMM (PVC) POWER CABLE | KM | 2 |  | Included | 0 | 0 | 0
152 | 7000019046 | 960 | Cables | 1000031964 | 85446020 |  | 18 |  | 1.1KV GRADE 3CX2.5 SQMM CONTROL CABLE | KM | 9.6 |  | Included | 0 | 0 | 0
153 | 7000019046 | 970 | Cables | 1000031987 | 85446020 |  | 18 |  | 1.1KV GRADE 5CX2.5 SQMM CONTROL CABLE | KM | 10 |  | Included | 0 | 0 | 0
154 | 7000019046 | 980 | Cables | 1000031887 | 85446020 |  | 18 |  | 1.1KV GRADE 10CX2.5 SQMM CONTROL CABLE | KM | 4 |  | Included | 0 | 0 | 0
155 | 7000019046 | 990 | Cables | 1000056264 | 85446020 |  | 18 |  | 1.1KV GRADE 19CX1.5 SQMM CONTROL CABLE | KM | 4.5 |  | Included | 0 | 0 | 0
156 | 7000019046 | 1000 | Cables | 1000056265 | 85446020 |  | 18 |  | 1.1KV GRADE 27CX1.5 SQMM CONTROL CABLE | KM | 1 |  | Included | 0 | 0 | 0
157 | 7000019046 | 1010 | Cables | 1000031943 | 85446020 |  | 18 |  | 1.1KV GRADE 2CX6 SQMM (PVC) POWER CABLE | KM | 2 |  | Included | 0 | 0 | 0
158 | 7000019046 | 1020 | Cables | 1000031957 | 85446020 |  | 18 |  | 1.1KV GRADE 3.5CX70 SQMM (PVC) POWER CABLE | KM | 2 |  | Included | 0 | 0 | 0
159 | 7000019046 | 1030 | Cables | 1000031951 | 85446090 |  | 18 |  | 1.1KV GRADE 3.5CX300 SQMM (XLPE) POWER CABLE | KM | 0.5 |  | Included | 0 | 0 | 0
160 | 7000019046 | 900 | Mandatory Spares- 420kVCircuit Breaker | 1000019918 | 85359090 |  | 18 |  | Spares for 420kV Circuit Breaker | LS | 1 |  | Included | 0 | 0 | 0
161 | 7000019046 | 910 | Mandatory Spares-420kV Isolator | 1000019919 | 85353090 |  | 18 |  | Spares for 420kV Double break Isolator | LS | 1 |  | Included | 0 | 0 | 0
162 | 7000019046 | 920 | Mandatory Spares-336kV Surge Arrester | 1000024186 | 85354010 |  | 18 |  | SPARES FOR 336KV SURGE ARRESTER | LS | 1 |  | Included | 0 | 0 | 0
163 | 7000019046 | 1060 | Mandatory Spares-245kV Circuit Breaker | 1000025935 | 85389000 |  | 18 |  | Spare-245kV Circuit Breaker | SET | 1 |  | Included | 0 | 0 | 0
164 | 7000019046 | 1070 | Mandatory Spares-245kV Isolator | 1000025936 | 85353090 |  | 18 |  | Spare-245kV Isolator | SET | 1 |  | Included | 0 | 0 | 0
165 | 7000019046 | 1080 | Mandatory Spares-245kV CT | 1000025933 | 85389000 |  | 18 |  | Spare-245kV CT | SET | 1 |  | Included | 0 | 0 | 0
166 | 7000019046 | 1090 | Mandatory Spares-216kV Surge Arrester | 1000025930 | 85354010 |  | 18 |  | Spare-216kV Surge Arrester | SET | 1 |  | Included | 0 | 0 | 0
167 | 7000019046 | 1100 | Mandatory Spares-CRP & SAS | 1000019912 | 85371000 |  | 18 |  | Relay & protection Panels (with automation) | LS | 1 |  | Included | 0 | 0 | 0
168 | 7000019046 | 1110 | Mandatory Spares-CRP & SAS | 1000062002 | 85371000 |  | 18 |  | BAY CONTROL UNIT (IED) OF MAIN SYSTEM | EA | 1 |  | Included | 0 | 0 | 0
169 | 7000019046 | 1120 | Mandatory Spares-CRP & SAS | 1000062004 | 85371000 |  | 18 |  | ETHERNET SWITCH SUITABLE FOR 19Ã‚â‚¬Â RACK MOUNTING WITH 24 FIBER OPTICPORTS | EA | 1 |  | Included | 0 | 0 | 0
170 | 7000019046 | 1130 | Mandatory Spares-Fire Protection System | 1000010577 | 84818090 |  | 18 |  | Deluge valve (1 No. of each size) | SET | 1 |  | Included | 0 | 0 | 0
171 | 7000019046 | 1170 | FOUNDATION BOLTS | 1000012366 | 73082011 |  | 18 |  | Fabrication, galvanising and supply of 28mm dia foundation boltsincluding nuts, checknuts, washers and packplates. | EA | 1372 |  | Included | 0 | 0 | 0
172 | 7000019046 | 1180 | FOUNDATION BOLTS | 1000012368 | 73082011 |  | 18 |  | Fabrication, galvanising and supply of 40mm dia foundation boltsincluding nuts, checknuts, washers and packplates. | EA | 108 |  | Included | 0 | 0 | 0
173 | 7000019046 | 1190 | FOUNDATION BOLTS | 1000012369 | 73082011 |  | 18 |  | Fabrication, galvanising and supply of 56mm dia foundation boltsincluding nuts, checknuts, washers and packplates | EA | 320 |  | Included | 0 | 0 | 0
174 | 7000019046 | 1210 | Mandatory 400 KV CT | 1000025941 | 85389000 |  | 18 |  | Spare-420kV CT 1 | SET | 1 |  | Included | 0 | 0 | 0
175 | 7000019046 | 1220 | Fire Protection System | 1000055456 | 84248990 |  | 18 |  | HVW SPRAY SYSTEM, HYDRANT SYSTEM AND COMPLETE U/G & O/G PIPING ANDACCESSORIES ETC. OUT SIDE THE PUMP HOUSE FOR 400KV, 3-PHASEAUTOTRANSFORMER | SET | 1 |  | Included | 0 | 0 | 0
176 | 7000019046 | 1230 | Fire Protection System | 1000012018 | 85311020 |  | 18 |  | Fire Detection and Alarm System for Switchyard Panel Room of 6 mlength | SET | 2 |  | Included | 0 | 0 | 0
177 | 7000019046 | 1240 | Fire Protection System | 1000012022 | 84241000 |  | 18 |  | 4.5 kg CO2 type Portable Fire extinguisher | EA | 2 |  | Included | 0 | 0 | 0
178 | 7000019046 | 1250 | Fire Protection System | 1000000067 | 85311020 |  | 18 |  | Fire Alarm panel with all accessories | EA | 1 |  | Included | 0 | 0 | 0
179 | 7000019046 | 1260 | AC for SPR | 1000006284 | 84151090 |  | 28 |  | Air conditioning system for Switchyard Panel Room of 6m length | SET | 2 |  | Included | 0 | 0 | 0
180 | 7000019046 | 1290 | Mandatory spares-245 KV CVT | 1000001772 | 85359090 |  | 18 |  | 245 kV, 4400pf Capacitive Voltage Transformer (1- Phase) | EA | 1 |  | Included | 0 | 0 | 0
181 | 7000019046 | 1300 | Visual Monitoring system | 1000030433 | 85287390 |  | 18 |  | COLOR IP CAMERA, WITH PAN, TILT AND ZOOM FACILITIES, ALONGWITH ALLREQUIRED ITEMS, ACCESSORIES, LINE INTERFACE UNITS, FIBER PATCH CORDS,POWER SUPPLY UNITS, JUNCTION BOXES, CABLES, FIBER OPTIC CABLES, ETC.,AND INCLUDING INTEGRATION IN EXISTING HARDWARE AND SOFTWARE FORAUGMENTATION OF VISUAL MONITORING SYSTEM AS PER TECHNICALSPECIFICATION. | SET | 1 |  | Included | 0 | 0 | 0
III | Extn. of 765kV Raipur PS | [14 empty] | 0
182 | 7000019061 | 10 | 800 kV EQUIPMENT | 1000057618 | 85352919 |  | 18 |  | 765KV, 3150A, 50KA CIRCUIT BREAKER (3-PHASE) WITHOUT CLOSING RESISTORSUITABLE FOR SINGLE PHASE SWITCHING (FOR SWITCHABLE LINE REACTOR) WITHSUPPORT STRUCTURE | EA | 2 |  | Included | 0 | 0 | 0
183 | 7000019061 | 20 | 800 kV EQUIPMENT | 1000009714 | 85364900 |  | 18 |  | Controlled Switching Device for 765 kV, 3-ph Circuit Breaker | EA | 2 |  | Included | 0 | 0 | 0
184 | 7000019061 | 30 | Erection Hardware | 1000034162 | 72169990 |  | 18 |  | ERECTION H/W FOR MISCELLANEOUS WORK AS PER TECHNICAL SPECIFICATION | LS | 1 |  | Included | 0 | 0 | 0
185 | 7000019061 | 40 | Control and Relay Panels | 1000055448 | 85371000 |  | 18 |  | 765KV CIRCUIT BREAKER RELAY PANEL (WITH AUTOMATION) | EA | 2 |  | Included | 0 | 0 | 0
186 | 7000019061 | 50 | Substation Automation | 1000005538 | 85371000 |  | 18 |  | Augmentation of Substation automation System for 765kV Switchable LineReactor Bay as per Technical Specification | EA | 2 |  | Included | 0 | 0 | 0
187 | 7000019061 | 60 | Power & Control Cables | 1000031887 | 85446020 |  | 18 |  | 1.1KV GRADE 10CX2.5 SQMM CONTROL CABLE | KM | 3 |  | Included | 0 | 0 | 0
188 | 7000019061 | 70 | Power & Control Cables | 1000056264 | 85446020 |  | 18 |  | 1.1KV GRADE 19CX1.5 SQMM CONTROL CABLE | KM | 1.2 |  | Included | 0 | 0 | 0
189 | 7000019061 | 80 | Power & Control Cables | 1000031976 | 85446020 |  | 18 |  | 1.1KV GRADE 4CX16 SQMM (PVC) POWER CABLE | KM | 0.3 |  | Included | 0 | 0 | 0
190 | 7000019061 | 90 | Mandatory Spares | 1000027625 | 85352919 |  | 18 |  | Spare-765KV Circuit Breaker | LOT | 1 |  | Included | 0 | 0 | 0
191 | 7000019061 | 100 | Mandatory Spares | 1000019912 | 85371000 |  | 18 |  | Relay & protection Panels (with automation) | LS | 1 |  | Included | 0 | 0 | 0
192 | 7000019061 | 110 | Mandatory Spares | 1000019927 | 85389000 |  | 18 |  | Spares-Substation Automation System | LS | 1 |  | Included | 0 | 0 | 0
[7 empty] | Total Ex-works Price | [5 empty] | 0 | 0
[7 empty] | Total Type Test charges as per Schedule-7 | [5 empty] | 0
[7 empty] | Total Ex-works Price including Type Test charges | [5 empty] | 0
[7 empty] | Total GST Tax as confirmed by Bidder | [5 empty] | 0
Note : | Specify amount of GST on the transaction between the Contractor and the Employer.
* | In case the bidder leaves the cell for confirmation of the HSN code and/or GST rate “blank”, the HSN code and corresponding GST rate indicated by the Employer shall be deemed to be the one confirmed by the Bidder.
Date : | --
Place : | [10 empty] | Printed Name :
Designation :
Click for Sch-2

## Sch-1 dis (hidden)
Specification No.: 5002002364/SUB-STATION(INCLUDIN/DOM/A00 - CC CS -1 | [5 empty] | Schedule - 1 |  |  |  | Direct Total | 0 | Sole Bidder | `
[10 empty] | BO Total | #REF! | 0
Substation Package SS-99 for (i) Conversion of 2×240MVAR non switchable Line Reactors at Raipur PS (Associated with Raipur PS-Champa PS 765 kV Ckt#1 and Ckt#2) into switchable Line Reactors under Western Region Expansion Scheme-XXIV (WRES-XXIV); (ii) Augmentation of transformation capacity by 1×500MVA, 400/220kV ICT (6th at Pavagada PS) under Augmentation of transformation Capacity by 1x500MVA, 400/220kV ICT (6th) and common facility at Pavagada (Tumkur) PS; and (iii) Installation of 420kV, 1×125MVAr Bus Reactor along with associated bay at Biharsharif (POWERGRID) Substation in the bus section having 1×80 MVAr existing bus Reactor under Eastern Region Expansion Scheme-XXVIII (ERES-XXVIII).
(SCHEDULE OF RATES AND PRICES : EX-WORKS PRICES)
Bidder’s Name and Address (Sole Bidder) : |  |  |  | To:
Contract Services
Name : |  |  |  | Power Grid Corporation of India Ltd., | [7 empty] | &
Address : |  |  |  | "Saudamini", Plot No.-2
Sector-29,
Gurgaon (Haryana) - 122001
Plant and Equipment (including Mandatory Spares Parts) to be supplied, including Type Test Charges for Tests to be conducted. | [10 empty] | Direct
[6 empty] | All Prices are in Indian Rupees. |  |  |  |  | Bought-Out
SI. No. | Item Description | Unit | Qty. | Unit Ex-works price | Total Ex-works price | Mode of Transaction (Direct / Bought-out)
1 | 2 | 3 | 4 | 5 | 6 = 4 x 5 | 7
0 | 0
#REF! | #REF!
0 | 0
#REF! | #REF! | #REF! | #REF! | #REF! | #REF! | #REF!
#REF! | #REF! | #REF! | #REF! | #REF! | #REF! | #REF!
#REF! | #REF!
#REF! | #REF! | #REF! | #REF! | #REF! | #REF! | #REF!
#REF! | #REF! | #REF! | #REF! | #REF! | #REF! | #REF!
#REF! | #REF!
#REF! | #REF! | #REF! | #REF! | #REF! | #REF! | #REF!
#REF! | #REF! | #REF! | #REF! | #REF! | #REF! | #REF!
#REF! | #REF!
#REF! | #REF!
#REF! | #REF! | #REF! | #REF! | #REF! | #REF! | #REF!
#REF! | #REF! | #REF! | #REF! | #REF! | #REF! | #REF!
#REF! | #REF!
#REF! | #REF! | #REF! | #REF! | #REF! | #REF! | #REF!
#REF! | #REF! | #REF! | #REF! | #REF! | #REF! | #REF!
#REF! | #REF! | #REF! | #REF! | #REF! | #REF! | #REF!
#REF! | #REF! | #REF! | #REF! | #REF! | #REF! | #REF!
#REF! | #REF! | #REF! | #REF! | #REF! | #REF! | #REF!
#REF! | #REF! | #REF! | #REF! | #REF! | #REF! | #REF!
#REF! | #REF!
#REF! | #REF! | #REF! | #REF! | #REF! | #REF! | #REF!
#REF! | #REF!
#REF! | #REF! | #REF! | #REF! | #REF! | #REF! | #REF!
#REF! | #REF! | #REF! | #REF! | #REF! | #REF! | #REF!
#REF! | #REF! | #REF! | #REF! | #REF! | #REF! | #REF!
#REF! | #REF! | #REF! | #REF! | #REF! | #REF! | #REF!
#REF! | #REF!
#REF! | #REF! | #REF! | #REF! | #REF! | #REF! | #REF!
#REF! | #REF! | #REF! | #REF! | #REF! | #REF! | #REF!
#REF! | #REF! | #REF! | #REF! | #REF! | #REF! | #REF!
#REF! | #REF!
#REF! | #REF! | #REF! | #REF! | #REF! | #REF! | #REF!
#REF! | #REF! | #REF! | #REF! | #REF! | #REF! | #REF!
#REF! | #REF! | #REF! | #REF! | #REF! | #REF! | #REF!
#REF! | #REF! | #REF! | #REF! | #REF! | #REF! | #REF!
#REF! | #REF! | #REF! | #REF! | #REF! | #REF! | #REF!
#REF! | #REF!
| #REF! | #REF! | #REF! | #REF! | #REF! | #REF!
#REF!
| #REF! | #REF! | #REF! | #REF! | #REF! | #REF!
| #REF! | #REF! | #REF! | #REF! | #REF! | #REF!
| Total Ex-Works Price Direct |  |  |  | 0 | Direct
| Total Ex-Works Price Bought Out |  |  |  | 0
| Total Ex-Works Price |  |  |  | 0
| Total Type Test charges as per Schedule-7 |  |  |  | #REF! |  |  | #REF! |  | #REF!
| Total Ex-works Price including Type Test charges |  |  |  | #REF! |  |  | #REF! |  | #REF!
[7 empty] | Discount Sch-1 | #REF! | MPD Sch-1 | #REF!
[7 empty] | Dis Alert | #REF!
Note : | Specify amount of Excise Duty, Sales Tax/'VAT and other taxes payable on the transaction between the Contractor and the Employer and octroi/entry tax as applicable for destination site/state on all items of supply including bought-out finished items (to be identified in the Contract), which shall be dispatched directly from the sub-vendor’s works to the Employer’s site (sale-in-transit), separately in Schedule-5. Excise Duty, Sales tax and other levies for all the bought-out items are to be included in the EXW Price (Col. No. 5) only and not to be indicated in Schedule-5.
Date : | --
Place : |  |  | Printed Name :
Designation :
Click for Sch-2

## Sch-2
Specification No.: 5002002364/SUB-STATION(INCLUDIN/DOM/A00 - CC CS -1 | [8 empty] | Schedule - 2
Substation Package SS-99 for (i) Conversion of 2×240MVAR non switchable Line Reactors at Raipur PS (Associated with Raipur PS-Champa PS 765 kV Ckt#1 and Ckt#2) into switchable Line Reactors under Western Region Expansion Scheme-XXIV (WRES-XXIV); (ii) Augmentation of transformation capacity by 1×500MVA, 400/220kV ICT (6th at Pavagada PS) under Augmentation of transformation Capacity by 1x500MVA, 400/220kV ICT (6th) and common facility at Pavagada (Tumkur) PS; and (iii) Installation of 420kV, 1×125MVAr Bus Reactor along with associated bay at Biharsharif (POWERGRID) Substation in the bus section having 1×80 MVAr existing bus Reactor under Eastern Region Expansion Scheme-XXVIII (ERES-XXVIII).
(SCHEDULE OF RATES AND PRICES)
Bidder’s Name and Address (Sole Bidder) : | [7 empty] | To:
Contracts Services, 3rd Floor
Name : | [7 empty] | Power Grid Corporation of India Ltd.,
Address : | [7 empty] | "Saudamini", Plot No.-2
Sector-29,
Gurgaon (Haryana) - 122001
LOCAL TRANSPORTATION, IN-TRANSIT INSURANCE, LOADING AND UNLOADING
All Prices are in Indian Rupees.
SI. No. | PR No | PR Line Item No | Activity Description | Material Code | Description | Unit | Quantity | Unit Freight, In-transit Insurance, loading & unloading Charges | Total Freight, In-transit Insurance, loading & unloading Charges
1 | 2 | 3 | 4 | 5 | 4 | 5 | 6 | 7 | 8= 6 x 7
PART A (Substation Portion)
I | Bay extension at Biharsharif ss
1 | 7000019023 | 10 | 400kV AIS EQUIPMENT | 1000004401 | 420 kV, 1 phase Bus Post Insulator (except for Line Traps) | EA | 3 |  | Included
2 | 7000019023 | 20 | 400kV AIS EQUIPMENT | 1000020419 | 336kV Surge Arrester (1-phase) | EA | 3 |  | Included
3 | 7000019023 | 30 | 400kV AIS EQUIPMENT | 1000004498 | 420kV, 3150A, 63KA, Isolator (3-phase)(Double Break) with one E/S | EA | 2 |  | Included
4 | 7000019023 | 40 | 400kV AIS EQUIPMENT | 1000004463 | 420 kV, 3000A, 63KA, 1-Phase CurrentTransformer with 120% extended currentrating | EA | 3 |  | Included
5 | 7000019023 | 50 | 400kV AIS EQUIPMENT | 1000004501 | 420kV, 3150A, 63kA Circuit Breaker (3-Phase) without closing resistorand with Support Structure | EA | 1 |  | Included
6 | 7000019023 | 60 | Erection Hardware for 420 kV D Type S/Y | 1000055987 | 400KV SUSPENSION INSULATOR STRING AND ASSOCIATED HARDWARE FITTINGSWITH DROP CLAMP SUITABLE FOR TWIN CONDUCTOR | EA | 3 |  | Included
7 | 7000019023 | 70 | Erection Hardware for 420 kV D Type S/Y | 1000011365 | Erection Hardware for 400kV D type layout-Any feeder Extn. On existinghalf dia. as per technical specification | SET | 1 |  | Included
8 | 7000019023 | 80 | CSD | 1000009713 | Controlled Switching Device for 420 kV, 3-ph Circuit Breaker | EA | 2 |  | Included
9 | 7000019023 | 90 | 400kV CRP | 1000006843 | Augmentation of existing 400kV bus bar protection scheme | SET | 1 |  | Included
10 | 7000019023 | 100 | 400kV CRP | 1000002167 | Augmentation of existing 400kV Control Panel (Bus Scheme as per SLD) | EA | 1 |  | Included
11 | 7000019023 | 110 | 400kV CRP | 1000002163 | 400kV Circuit Breaker Relay Panel without Auto Reclose (withAutomation) | EA | 1 |  | Included
12 | 7000019023 | 120 | 400kV CRP | 1000003407 | 400kV Reactor Protection Panel (with Automation) | EA | 1 |  | Included
13 | 7000019023 | 130 | INTEGRATIONS WITH EXISTING RTU | 1000032389 | BAY CONTROL UNIT INCLUDING INTERFACE ACCESSORIES INTEGRATION WITHNTAMC AS PER TECHNICAL SPECIFICATION. | EA | 1 |  | Included
14 | 7000019023 | 140 | INTEGRATIONS WITH EXISTING RTU | 1000007631 | Bay Ethernet switch (Rugged type) | EA | 1 |  | Included
15 | 7000019023 | 150 | POWER & CONTROL CABLE | 1000032050 | 4PAIR, 0.5SQMM SCREENED CABLE | KM | 1 |  | Included
16 | 7000019023 | 160 | POWER & CONTROL CABLE | 1000056265 | 1.1KV GRADE 27CX1.5 SQMM CONTROL CABLE | KM | 3 |  | Included
17 | 7000019023 | 170 | POWER & CONTROL CABLE | 1000056264 | 1.1KV GRADE 19CX1.5 SQMM CONTROL CABLE | KM | 3 |  | Included
18 | 7000019023 | 180 | POWER & CONTROL CABLE | 1000031993 | 1.1KV GRADE 7CX2.5 SQMM CONTROL CABLE | KM | 3 |  | Included
19 | 7000019023 | 190 | POWER & CONTROL CABLE | 1000031987 | 1.1KV GRADE 5CX2.5 SQMM CONTROL CABLE | KM | 6 |  | Included
20 | 7000019023 | 200 | POWER & CONTROL CABLE | 1000031964 | 1.1KV GRADE 3CX2.5 SQMM CONTROL CABLE | KM | 3 |  | Included
21 | 7000019023 | 210 | POWER & CONTROL CABLE | 1000031976 | 1.1KV GRADE 4CX16 SQMM (PVC) POWER CABLE | KM | 0.5 |  | Included
22 | 7000019023 | 220 | POWER & CONTROL CABLE | 1000031957 | 1.1KV GRADE 3.5CX70 SQMM (PVC) POWER CABLE | KM | 2 |  | Included
23 | 7000019023 | 230 | POWER & CONTROL CABLE | 1000031951 | 1.1KV GRADE 3.5CX300 SQMM (XLPE) POWER CABLE | KM | 1 |  | Included
24 | 7000019023 | 240 | POWER & CONTROL CABLE | 1000031943 | 1.1KV GRADE 2CX6 SQMM (PVC) POWER CABLE | KM | 0.5 |  | Included
25 | 7000019023 | 250 | FIRE FIGHTING SYSTEM | 1000055457 | HVW SPRAY SYSTEM, HYDRANT SYSTEM AND COMPLETE U/G & O/G PIPING ANDACCESSORIES ETC. OUT SIDE THE PUMP HOUSE FOR 420KV 3 PHASE BUSREACTOR | SET | 1 |  | Included
26 | 7000019023 | 260 | FIRE FIGHTING SYSTEM | 1000012018 | Fire Detection and Alarm System for Switchyard Panel Room of 6 mlength | SET | 1 |  | Included
27 | 7000019023 | 270 | FIRE FIGHTING SYSTEM | 1000012022 | 4.5 kg CO2 type Portable Fire extinguisher | EA | 1 |  | Included
28 | 7000019023 | 280 | FIRE FIGHTING SYSTEM | 1000012026 | 6Kg dry chemical powered type Portable Fire extinguisher | EA | 1 |  | Included
29 | 7000019023 | 290 | ILLUMINATION SYSTEM | 1000038325 | LIGHTING FIXTURE LED LUMINAIRES TYPE FL2 AS PER TECH. SPECIFICATIONS | EA | 3 |  | Included
30 | 7000019023 | 300 | ILLUMINATION SYSTEM | 1000038387 | LED FLOOD LIGHT LUMINARIESTYPE FL-1 (150W) AS PER TECHNICALSPECIFICATION | EA | 3 |  | Included
31 | 7000019023 | 310 | ILLUMINATION SYSTEM | 1000001894 | Outdoor Power Receptacle for oilfiltration unit (250A) | EA | 1 |  | Included
32 | 7000019023 | 320 | ILLUMINATION SYSTEM | 1000014547 | Lighting Panel type ACP-2 as per technical specification | EA | 2 |  | Included
33 | 7000019023 | 330 | ILLUMINATION SYSTEM | 1000013795 | Illumination System for switchyard panel room of 6 m length | LS | 1 |  | Included
34 | 7000019023 | 340 | 400kV Equipment support structures | 1000017567 | Standard Pipe Structure for 400kV BPI (excluding wave trap) | EA | 3 |  | Included
35 | 7000019023 | 350 | 400kV Equipment support structures | 1000020192 | Fabrication, galvanising and supply ofStandard Pipe Structure - 400 kV,1-Phase, CT including nuts, bolts, alltype of washers, packplates, step boltsand gusset plates excluding foundationbolts | EA | 3 |  | Included
36 | 7000019023 | 360 | 400kV Equipment support structures | 1000020195 | Fabrication, galvanising and supply ofStandard Pipe Structure - 400 kV,1-Phase, SA including nuts, bolts,all type of washers, packplates, stepbolts and gusset plates excludingfoundation bolts | EA | 3 |  | Included
37 | 7000019023 | 370 | 400kV Equipment support structures | 1000020194 | Fabrication, galvanising and supply ofStandard Pipe Structure - 400 kV,3-Phase, ISOLATOR including nuts,bolts, all type of washers, packplates,step bolts and gusset plates excludingfoundation bolts | EA | 2 |  | Included
38 | 7000019023 | 380 | 400kV Equipment support structures | 1000012366 | Fabrication, galvanising and supply of 28mm dia foundation boltsincluding nuts, checknuts, washers and packplates. | EA | 84 |  | Included
39 | 7000019023 | 390 | SPARE 400kV Circuit Breaker | 1000019918 | Spares for 420kV Circuit Breaker | LS | 1 |  | Included
40 | 7000019023 | 400 | SPARES FOR CRP | 1000019912 | Relay & protection Panels (with automation) | LS | 1 |  | Included
41 | 7000019023 | 410 | Spares for 336kV Surge Arrester | 1000024186 | SPARES FOR 336KV SURGE ARRESTER | LS | 1 |  | Included
42 | 7000019023 | 420 | SPARES 400KV ISOLATOR | 1000019919 | Spares for 420kV Double break Isolator | LS | 1 |  | Included
43 | 7000019023 | 520 | EARTHMAT | 1000032055 | 40 MM MS ROD FOR MAIN EARTHMAT | KM | 1 |  | Included
44 | 7000019023 | 540 | SPARE-FIRE PROTECTION | 1000019925 | Spares for Fire Protection System | LS | 1 |  | Included
45 | 7000019023 | 550 | SPARE- CT | 1000025941 | Spare-420kV CT 1 | SET | 1 |  | Included
46 | 7000019023 | 560 | VMS | 1000030433 | COLOR IP CAMERA, WITH PAN, TILT AND ZOOM FACILITIES, ALONGWITH ALLREQUIRED ITEMS, ACCESSORIES, LINE INTERFACE UNITS, FIBER PATCH CORDS,POWER SUPPLY UNITS, JUNCTION BOXES, CABLES, FIBER OPTIC CABLES, ETC.,AND INCLUDING INTEGRATION IN EXISTING HARDWARE AND SOFTWARE FORAUGMENTATION OF VISUAL MONITORING SYSTEM AS PER TECHNICALSPECIFICATION. | SET | 1 |  | Included
47 | 7000019023 | 590 | Air Conditioning System | 1000006284 | Air conditioning system for Switchyard Panel Room of 6m length | SET | 1 |  | Included
48 | 7000019023 | 620 | LM TOWER | 1000020091 | Fabrication, galvanising and supply of Std LM (50m) includingnuts, bolts, all type of washers, packplates, step bolts and gussetplates excluding foundation bolts | EA | 1 |  | Included
49 | 7000019023 | 630 | LM TOWER | 1000012369 | Fabrication, galvanising and supply of 56mm dia foundation boltsincluding nuts, checknuts, washers and packplates | EA | 16 |  | Included
50 | 7000019023 | 750 | RTU Agumentation for Main & Backup RLDC | 1000026390 | RTU for Auxiliary system-RTU base equipment comprising racks,sub-racks, power supply modules, CPU, including internal wiringexcept cards modules specified below | EA | 1 |  | Included
51 | 7000019023 | 650 | RTU Agumentation for Main & Backup RLDC | 1000028004 | CPU Card for RTU | EA | 1 |  | Included
52 | 7000019023 | 660 | RTU Agumentation for Main & Backup RLDC | 1000026336 | DI modules (16 channels) | EA | 2 |  | Included
53 | 7000019023 | 670 | RTU Agumentation for Main & Backup RLDC | 1000050082 | DIGITAL OUTPUT MODULE (8 CHANNEL) FOR RTU | EA | 2 |  | Included
54 | 7000019023 | 680 | RTU Agumentation for Main & Backup RLDC | 1000026296 | AI module (8 channels) | EA | 1 |  | Included
55 | 7000019023 | 690 | RTU Agumentation for Main & Backup RLDC | 1000026374 | Multi-function transducers | EA | 1 |  | Included
56 | 7000019023 | 700 | RTU Agumentation for Main & Backup RLDC | 1000027684 | Contact Multiplier Relay | EA | 9 |  | Included
57 | 7000019023 | 710 | RTU Agumentation for Main & Backup RLDC | 1000021642 | Time synchronisation equipment | EA | 1 |  | Included
58 | 7000019023 | 720 | RTU Agumentation for Main & Backup RLDC | 1000050084 | HEAVY DUTY RELAY FOR RTU | EA | 2 |  | Included
59 | 7000019023 | 730 | RTU Agumentation for Main & Backup RLDC | 1000026401 | SIC panels along with internal wiring / cabling & accessories | EA | 1 |  | Included
60 | 7000019023 | 740 | RTU Agumentation for Main & Backup RLDC | 1000050081 | CABLES FOR RTU | LOT | 1 |  | Included
61 | 7000019023 | 770 | Spare RTU Agumen. for Main & Backup RLDC | 1000028004 | CPU Card for RTU | EA | 1 |  | Included
62 | 7000019023 | 780 | Spare RTU Agumen. for Main & Backup RLDC | 1000026336 | DI modules (16 channels) | EA | 1 |  | Included
63 | 7000019023 | 790 | Spare RTU Agumen. for Main & Backup RLDC | 1000050082 | DIGITAL OUTPUT MODULE (8 CHANNEL) FOR RTU | EA | 1 |  | Included
64 | 7000019023 | 800 | Spare RTU Agumen. for Main & Backup RLDC | 1000026296 | AI module (8 channels) | EA | 1 |  | Included
65 | 7000019023 | 810 | Spare RTU Agumen. for Main & Backup RLDC | 1000026374 | Multi-function transducers | EA | 1 |  | Included
66 | 7000019023 | 820 | Spare RTU Agumen. for Main & Backup RLDC | 1000027684 | Contact Multiplier Relay | EA | 1 |  | Included
67 | 7000019023 | 830 | Spare RTU Agumen. for Main & Backup RLDC | 1000050084 | HEAVY DUTY RELAY FOR RTU | EA | 1 |  | Included
II | 400/220kVPavagada (Tumkur) extn
68 | 7000019046 | 730 | 420kV Equipment | 1000020419 | 336kV Surge Arrester (1-phase) | EA | 3 |  | Included
69 | 7000019046 | 740 | 420kV Equipment | 1000004401 | 420 kV, 1 phase Bus Post Insulator (except for Line Traps) | EA | 12 |  | Included
70 | 7000019046 | 750 | 420kV Equipment | 1000004490 | 420kV, 3150A, 50kA Circuit Breaker(3-Phase) with closing resistor | EA | 1 |  | Included
71 | 7000019046 | 760 | 420kV Equipment | 1000004489 | 420kV, 3150A, 50kA Circuit Breaker(3-Phase) without closing resistor | EA | 1 |  | Included
72 | 7000019046 | 770 | 420kV Equipment | 1000004483 | 420kV, 3150A, 50KA, Isolator (3-phase)(Double Break) with one E/S | EA | 6 |  | Included
73 | 7000019046 | 780 | 420kV Equipment | 1000004461 | 420 kV, 3000A, 50KA, 1-Phase CurrentTransformer with 120% extended currentrating | EA | 6 |  | Included
74 | 7000019046 | 790 | 245kV Equipment | 1000020417 | 216kV Surge Arrester (1-phase) | EA | 3 |  | Included
75 | 7000019046 | 800 | 245kV Equipment | 1000001695 | 245 kV, 1 phase Bus Post Insulator (except for Line Traps) | EA | 150 |  | Included
76 | 7000019046 | 810 | 245kV Equipment | 1000001671 | 245kV, 1600A, 40KA Circuit Breaker(3-Phase) with support structure | EA | 2 |  | Included
77 | 7000019046 | 820 | 245kV Equipment | 1000001673 | 245kV, 1600A, 40 KA, 3-phase DoubleBreak Isolator with one E/S | EA | 2 |  | Included
78 | 7000019046 | 830 | 245kV Equipment | 1000001674 | 245kV, 1600A, 40 KA, 3-phase DoubleBreak Isolator with two E/S | EA | 2 |  | Included
79 | 7000019046 | 840 | 245kV Equipment | 1000001794 | 245kV, 1600A, 40 KA, 3-phase DoubleBreak Tandem Isolator without E/S | EA | 3 |  | Included
80 | 7000019046 | 850 | 245kV Equipment | 1000001681 | 245 kV, 1600A, 40KA, 1-Phase CurrentTransformer with 120% extended currentrating | EA | 6 |  | Included
81 | 7000019046 | 860 | 245kV Equipment | 1000001772 | 245 kV, 4400pf Capacitive Voltage Transformer (1- Phase) | EA | 6 |  | Included
82 | 7000019046 | 870 | 245kV Equipment | 1000001737 | 245 kV, 2500A, 40KA, 1-Phase CurrentTransformer with 150% extended currentrating | EA | 15 |  | Included
83 | 7000019046 | 880 | 245kV Equipment | 1000062951 | 245KV, 3150A, 40KA CIRCUIT BREAKER (3-PHASE) WITH SUPPORT STRUCTURE | EA | 3 |  | Included
84 | 7000019046 | 890 | 245kV Equipment | 1000062950 | 245KV, 3150A, 40KA, 3-PHASE DOUBLE BREAK ISOLATOR WITH TWO E/S | EA | 6 |  | Included
85 | 7000019046 | 10 | Earthing | 1000032055 | 40 MM MS ROD FOR MAIN EARTHMAT | KM | 6 |  | Included
86 | 7000019046 | 20 | Erection Hardware | 1000011264 | Erection Hardware for 220kV layout (Double Main and TransferScheme)-Transformer Bay as per technical specification | SET | 1 |  | Included
87 | 7000019046 | 30 | Erection Hardware | 1000011327 | Erection Hardware for 400kV I type layout-Transformer bay as pertechnical specification | SET | 1 |  | Included
88 | 7000019046 | 40 | Erection Hardware | 1000011319 | Erection Hardware for 400kV I type layout-Bus Work (For two diameters)as per technical specification | SET | 1 |  | Included
89 | 7000019046 | 50 | Erection Hardware | 1000011326 | Erection Hardware for 400kV I type layout-Spare bay of half dia as pertechnical specification | SET | 1 |  | Included
90 | 7000019046 | 60 | Erection Hardware | 1000011257 | Erection Hardware for 220kV layout (Double Main and TransferScheme)-Bus work (three Bay) as per technical specification | SET | 1 |  | Included
91 | 7000019046 | 70 | Erection Hardware | 1000011253 | Erection Hardware for 220kV layout (Double Main and TransferScheme)-Bus Coupler Bay as per technical specification | SET | 1 |  | Included
92 | 7000019046 | 80 | Erection Hardware | 1000011265 | Erection Hardware for 220kV layout (Double Main and TransferScheme)-Transfer Bus Coupler Bay as per technical specification | SET | 1 |  | Included
93 | 7000019046 | 90 | Erection Hardware | 1000011254 | Erection Hardware for 220kV layout (Double Main and TransferScheme)-Bus section Bay as per technical specification | SET | 1 |  | Included
94 | 7000019046 | 100 | Erection Hardware | 1000055978 | 220KV TENSION INSULATOR STRING AND ASSOCIATED HARDWARE FITTINGSWITHOUT TURN BUCKLE SUITABLE FOR QUAD CONDUCTOR | EA | 21 |  | Included
95 | 7000019046 | 110 | Erection Hardware | 1000055981 | 220KV TENSION INSULATOR STRING AND ASSOCIATED HARDWARE FITTINGS WITHTURN BUCKLE SUITABLE FOR QUAD CONDUCTOR | EA | 21 |  | Included
96 | 7000019046 | 120 | Erection Hardware | 1000055980 | 220KV TENSION INSULATOR STRING AND ASSOCIATED HARDWARE FITTINGSWITHOUT TURN BUCKLE SUITABLE FOR TWIN CONDUCTOR | EA | 9 |  | Included
97 | 7000019046 | 130 | Erection Hardware | 1000055983 | 220KV TENSION INSULATOR STRING AND ASSOCIATED HARDWARE FITTINGS WITHTURN BUCKLE SUITABLE FOR TWIN CONDUCTOR | EA | 9 |  | Included
98 | 7000019046 | 140 | Erection Hardware | 1000055977 | 220KV SUSPENSION INSULATOR STRING AND ASSOCIATED HARDWARE FITTINGSWITH THROUGH CLAMP SUITABLE FOR TWIN CONDUCTOR | EA | 12 |  | Included
99 | 7000019046 | 150 | Erection Hardware | 1000055973 | 220KV SUSPENSION INSULATOR STRING AND ASSOCIATED HARDWARE FITTINGSWITH DROP CLAMP SUITABLE FOR QUAD CONDUCTOR | EA | 12 |  | Included
100 | 7000019046 | 160 | Erection Hardware | 1000055984 | 400KV TENSION INSULATOR STRING AND ASSOCIATED HARDWARE FITTINGSWITHOUT TURN BUCKLE SUITABLE FOR QUAD CONDUCTOR | EA | 18 |  | Included
101 | 7000019046 | 170 | Erection Hardware | 1000055991 | 400KV TENSION INSULATOR STRING AND ASSOCIATED HARDWARE FITTINGSWITH TURN BUCKLE SUITABLE FOR QUAD CONDUCTOR | EA | 18 |  | Included
102 | 7000019046 | 180 | Erection Hardware | 1000055986 | 400KV SUSPENSION INSULATOR STRING AND ASSOCIATED HARDWARE FITTINGSWITH DROP CLAMP SUITABLE FOR QUAD CONDUCTOR | EA | 3 |  | Included
103 | 7000019046 | 190 | Erection Hardware | 1000055987 | 400KV SUSPENSION INSULATOR STRING AND ASSOCIATED HARDWARE FITTINGSWITH DROP CLAMP SUITABLE FOR TWIN CONDUCTOR | EA | 3 |  | Included
104 | 7000019046 | 200 | Steel Structure | 1000020192 | Fabrication, galvanising and supply ofStandard Pipe Structure - 400 kV,1-Phase, CT including nuts, bolts, alltype of washers, packplates, step boltsand gusset plates excluding foundationbolts | EA | 6 |  | Included
105 | 7000019046 | 210 | Steel Structure | 1000020194 | Fabrication, galvanising and supply ofStandard Pipe Structure - 400 kV,3-Phase, ISOLATOR including nuts,bolts, all type of washers, packplates,step bolts and gusset plates excludingfoundation bolts | EA | 6 |  | Included
106 | 7000019046 | 220 | Steel Structure | 1000020195 | Fabrication, galvanising and supply ofStandard Pipe Structure - 400 kV,1-Phase, SA including nuts, bolts,all type of washers, packplates, stepbolts and gusset plates excludingfoundation bolts | EA | 3 |  | Included
107 | 7000019046 | 230 | Steel Structure | 1000017567 | Standard Pipe Structure for 400kV BPI (excluding wave trap) | EA | 12 |  | Included
108 | 7000019046 | 240 | Steel Structure | 1000020187 | Fabrication, galvanising and supply of Standard Pipe Structure - 220kV CT including nuts, bolts, all type of washers, packplates, stepbolts and gusset plates excluding foundation bolts | EA | 21 |  | Included
109 | 7000019046 | 250 | Steel Structure | 1000020189 | Fabrication, galvanising and supply of Standard Pipe Structure - 220kV ISOLATOR including nuts, bolts, all type of washers, packplates,step bolts and gusset plates excluding foundation bolts | EA | 13 |  | Included
110 | 7000019046 | 260 | Steel Structure | 1000020190 | Fabrication, galvanising and supply of Standard Pipe Structure - 220kV SA including nuts, bolts, all type of washers, packplates, stepbolts and gusset plates excluding foundation bolts | EA | 3 |  | Included
111 | 7000019046 | 270 | Steel Structure | 1000017562 | Standard Pipe Structure for 220kV BPI (excluding wave trap) | EA | 125 |  | Included
112 | 7000019046 | 280 | Steel Structure | 1000017565 | Fabrication, galvanising and supply of Std Pipe Structure - 220 kV highBPI including nuts, bolts, all type of washers, packplates, step boltsand gusset plates excluding foundation bolts | EA | 25 |  | Included
113 | 7000019046 | 290 | Steel Structure | 1000020188 | Fabrication, galvanising and supply of Standard Pipe Structure - 220kV CVT including nuts, bolts, all type of washers, packplates, stepbolts and gusset plates excluding foundation bolts | EA | 6 |  | Included
114 | 7000019046 | 300 | Steel Structure | 1000020125 | Fabrication, galvanising and supply of Standard 400 kV Tower TCincluding nuts, bolts, all type of washers, packplates, step bolts andgusset plates excluding foundation bolts | EA | 4 |  | Included
115 | 7000019046 | 310 | Steel Structure | 1000020130 | Fabrication, galvanising and supply of Standard 400 kV Tower THincluding nuts, bolts, all type of washers, packplates, step bolts andgusset plates excluding foundation bolts | EA | 2 |  | Included
116 | 7000019046 | 320 | Steel Structure | 1000020131 | Fabrication, galvanising and supply of Standard 400 kV Tower TIincluding nuts, bolts, all type of washers, packplates, step bolts andgusset plates excluding foundation bolts | EA | 4 |  | Included
117 | 7000019046 | 330 | Steel Structure | 1000020132 | Fabrication, galvanising and supply of Standard 400 kV Tower TJincluding nuts, bolts, all type of washers, packplates, step bolts andgusset plates excluding foundation bolts | EA | 2 |  | Included
118 | 7000019046 | 340 | Steel Structure | 1000020135 | Fabrication, galvanising and supply of Standard 400 kV Tower TMincluding nuts, bolts, all type of washers, packplates, step bolts andgusset plates excluding foundation bolts | EA | 4 |  | Included
119 | 7000019046 | 350 | Steel Structure | 1000020118 | Fabrication, galvanising and supply of Standard 400 kV Gantry G1including nuts, bolts, all type of washers, packplates, step bolts andgusset plates excluding foundation bolts | EA | 4 |  | Included
120 | 7000019046 | 360 | Steel Structure | 1000020119 | Fabrication, galvanising and supply of Standard 400 kV Gantry G2including nuts, bolts, all type of washers, packplates, step bolts andgusset plates excluding foundation bolts | EA | 8 |  | Included
121 | 7000019046 | 370 | Steel Structure | 1000020099 | Fabrication, galvanising and supply of Standard 220 kV Tower CCincluding nuts, bolts, all type of washers, packplates, step bolts andgusset plates excluding foundation bolts | EA | 2 |  | Included
122 | 7000019046 | 380 | Steel Structure | 1000020106 | Fabrication, galvanising and supply of Standard 220 kV Tower CTDincluding nuts, bolts, all type of washers, packplates, step bolts andgusset plates excluding foundation bolts | EA | 1 |  | Included
123 | 7000019046 | 390 | Steel Structure | 1000020104 | Fabrication, galvanising and supply of Standard 220 kV Tower CTBincluding nuts, bolts, all type of washers, packplates, step bolts andgusset plates excluding foundation bolts | EA | 6 |  | Included
124 | 7000019046 | 400 | Steel Structure | 1000020105 | Fabrication, galvanising and supply of Standard 220 kV Tower CTCincluding nuts, bolts, all type of washers, packplates, step bolts andgusset plates excluding foundation bolts | EA | 2 |  | Included
125 | 7000019046 | 410 | Steel Structure | 1000020107 | Fabrication, galvanising and supply of Standard 220 kV Tower CTEincluding nuts, bolts, all type of washers, packplates, step bolts andgusset plates excluding foundation bolts | EA | 2 |  | Included
126 | 7000019046 | 420 | Steel Structure | 1000020109 | Fabrication, galvanising and supply of Standard 220 kV Tower CTGincluding nuts, bolts, all type of washers, packplates, step bolts andgusset plates excluding foundation bolts | EA | 2 |  | Included
127 | 7000019046 | 430 | Steel Structure | 1000020110 | Fabrication, galvanising and supply of Standard 220 kV Tower CTHincluding nuts, bolts, all type of washers, packplates, step bolts andgusset plates excluding foundation bolts | EA | 3 |  | Included
128 | 7000019046 | 440 | Steel Structure | 1000020108 | Fabrication, galvanising and supply of Standard 220 kV Tower CTFincluding nuts, bolts, all type of washers, packplates, step bolts andgusset plates excluding foundation bolts | EA | 1 |  | Included
129 | 7000019046 | 450 | Steel Structure | 1000020088 | Fabrication, galvanising and supply of Standard 220 kV Gantry BG1including nuts, bolts, all type of washers, packplates, step bolts andgusset plates excluding foundation bolts | EA | 14 |  | Included
130 | 7000019046 | 460 | Steel Structure | 1000020086 | Fabrication, galvanising and supply of Standard 220 kV Gantry B1including nuts, bolts, all type of washers, packplates, step bolts andgusset plates excluding foundation bolts | EA | 2 |  | Included
131 | 7000019046 | 470 | Steel Structure | 1000020090 | Fabrication, galvanising and supply of Std LM (40m) includingnuts, bolts, all type of washers, packplates, step bolts and gussetplates excluding foundation bolts | EA | 2 |  | Included
132 | 7000019046 | 480 | 400kV Control & Relay Panel | 1000004274 | 400kV Transformer Protection Panel (For both HV & MV side)-(withAutomation) | EA | 1 |  | Included
133 | 7000019046 | 490 | 400kV Control & Relay Panel | 1000028349 | DIGITAL RTCC PANEL | SET | 1 |  | Included
134 | 7000019046 | 500 | 400kV Control & Relay Panel | 1000002146 | Augmentation of existing 400kV bus bar protection scheme.(No. of baysas per specification)-(with Automation) | SET | 1 |  | Included
135 | 7000019046 | 510 | 400kV Control & Relay Panel | 1000055446 | 400KV CIRCUIT BREAKER RELAY PANEL (WITH AUTOMATION) | EA | 2 |  | Included
136 | 7000019046 | 520 | 220kV Control & Relay Panel | 1000055443 | 220KV CIRCUIT BREAKER RELAY PANEL (WITH AUTOMATION) | EA | 5 |  | Included
137 | 7000019046 | 530 | 220kV Control & Relay Panel | 1000001166 | 220kV Bus Bar Protection Panel (Single)-(with Automation) | SET | 1 |  | Included
138 | 7000019046 | 540 | Substation Automation system | 1000001333 | Augmentation of Substation automation System for 220kV bay as perTechnical Specification | EA | 5 |  | Included
139 | 7000019046 | 550 | Substation Automation system | 1000003409 | Augmentation of Substation automation System for 400kV Main bay as perTechnical Specification | EA | 1 |  | Included
140 | 7000019046 | 560 | Substation Automation system | 1000003411 | Augmentation of Substation automation System for 400kV Tie bay as perTechnical Specification | EA | 1 |  | Included
141 | 7000019046 | 570 | Illumination System | 1000014547 | Lighting Panel type ACP-2 as per technical specification | EA | 2 |  | Included
142 | 7000019046 | 580 | Illumination System | 1000020262 | Sub Lighting panel (outdoor) type SLP (Switchyard and Street Lighting) | EA | 2 |  | Included
143 | 7000019046 | 590 | Illumination System | 1000004952 | 63A, 415V : Interlocked switch socket outdoor Receptacle (type RP) asper technical specifications | EA | 1 |  | Included
144 | 7000019046 | 600 | Illumination System | 1000001894 | Outdoor Power Receptacle for oilfiltration unit (250A) | EA | 1 |  | Included
145 | 7000019046 | 610 | Illumination System | 1000038387 | LED FLOOD LIGHT LUMINARIESTYPE FL-1 (150W) AS PER TECHNICALSPECIFICATION | EA | 20 |  | Included
146 | 7000019046 | 620 | Illumination System | 1000038325 | LIGHTING FIXTURE LED LUMINAIRES TYPE FL2 AS PER TECH. SPECIFICATIONS | EA | 50 |  | Included
147 | 7000019046 | 630 | Illumination System | 1000038390 | PORTABLE FLOOD LIGHT PANEL WITH LED LUMINARIESTYPE FL-2 (250W) | EA | 1 |  | Included
148 | 7000019046 | 640 | Illumination System | 1000013795 | Illumination System for switchyard panel room of 6 m length | LS | 2 |  | Included
149 | 7000019046 | 930 | Cables | 1000031953 | 1.1KV GRADE 3.5CX35 SQMM (PVC) POWER CABLE | KM | 6 |  | Included
150 | 7000019046 | 940 | Cables | 1000031976 | 1.1KV GRADE 4CX16 SQMM (PVC) POWER CABLE | KM | 3 |  | Included
151 | 7000019046 | 950 | Cables | 1000031985 | 1.1KV GRADE 4CX6 SQMM (PVC) POWER CABLE | KM | 2 |  | Included
152 | 7000019046 | 960 | Cables | 1000031964 | 1.1KV GRADE 3CX2.5 SQMM CONTROL CABLE | KM | 9.6 |  | Included
153 | 7000019046 | 970 | Cables | 1000031987 | 1.1KV GRADE 5CX2.5 SQMM CONTROL CABLE | KM | 10 |  | Included
154 | 7000019046 | 980 | Cables | 1000031887 | 1.1KV GRADE 10CX2.5 SQMM CONTROL CABLE | KM | 4 |  | Included
155 | 7000019046 | 990 | Cables | 1000056264 | 1.1KV GRADE 19CX1.5 SQMM CONTROL CABLE | KM | 4.5 |  | Included
156 | 7000019046 | 1000 | Cables | 1000056265 | 1.1KV GRADE 27CX1.5 SQMM CONTROL CABLE | KM | 1 |  | Included
157 | 7000019046 | 1010 | Cables | 1000031943 | 1.1KV GRADE 2CX6 SQMM (PVC) POWER CABLE | KM | 2 |  | Included
158 | 7000019046 | 1020 | Cables | 1000031957 | 1.1KV GRADE 3.5CX70 SQMM (PVC) POWER CABLE | KM | 2 |  | Included
159 | 7000019046 | 1030 | Cables | 1000031951 | 1.1KV GRADE 3.5CX300 SQMM (XLPE) POWER CABLE | KM | 0.5 |  | Included
160 | 7000019046 | 900 | Mandatory Spares- 420kVCircuit Breaker | 1000019918 | Spares for 420kV Circuit Breaker | LS | 1 |  | Included
161 | 7000019046 | 910 | Mandatory Spares-420kV Isolator | 1000019919 | Spares for 420kV Double break Isolator | LS | 1 |  | Included
162 | 7000019046 | 920 | Mandatory Spares-336kV Surge Arrester | 1000024186 | SPARES FOR 336KV SURGE ARRESTER | LS | 1 |  | Included
163 | 7000019046 | 1060 | Mandatory Spares-245kV Circuit Breaker | 1000025935 | Spare-245kV Circuit Breaker | SET | 1 |  | Included
164 | 7000019046 | 1070 | Mandatory Spares-245kV Isolator | 1000025936 | Spare-245kV Isolator | SET | 1 |  | Included
165 | 7000019046 | 1080 | Mandatory Spares-245kV CT | 1000025933 | Spare-245kV CT | SET | 1 |  | Included
166 | 7000019046 | 1090 | Mandatory Spares-216kV Surge Arrester | 1000025930 | Spare-216kV Surge Arrester | SET | 1 |  | Included
167 | 7000019046 | 1100 | Mandatory Spares-CRP & SAS | 1000019912 | Relay & protection Panels (with automation) | LS | 1 |  | Included
168 | 7000019046 | 1110 | Mandatory Spares-CRP & SAS | 1000062002 | BAY CONTROL UNIT (IED) OF MAIN SYSTEM | EA | 1 |  | Included
169 | 7000019046 | 1120 | Mandatory Spares-CRP & SAS | 1000062004 | ETHERNET SWITCH SUITABLE FOR 19Ã‚â‚¬Â RACK MOUNTING WITH 24 FIBER OPTICPORTS | EA | 1 |  | Included
170 | 7000019046 | 1130 | Mandatory Spares-Fire Protection System | 1000010577 | Deluge valve (1 No. of each size) | SET | 1 |  | Included
171 | 7000019046 | 1170 | FOUNDATION BOLTS | 1000012366 | Fabrication, galvanising and supply of 28mm dia foundation boltsincluding nuts, checknuts, washers and packplates. | EA | 1372 |  | Included
172 | 7000019046 | 1180 | FOUNDATION BOLTS | 1000012368 | Fabrication, galvanising and supply of 40mm dia foundation boltsincluding nuts, checknuts, washers and packplates. | EA | 108 |  | Included
173 | 7000019046 | 1190 | FOUNDATION BOLTS | 1000012369 | Fabrication, galvanising and supply of 56mm dia foundation boltsincluding nuts, checknuts, washers and packplates | EA | 320 |  | Included
174 | 7000019046 | 1210 | Mandatory 400 KV CT | 1000025941 | Spare-420kV CT 1 | SET | 1 |  | Included
175 | 7000019046 | 1220 | Fire Protection System | 1000055456 | HVW SPRAY SYSTEM, HYDRANT SYSTEM AND COMPLETE U/G & O/G PIPING ANDACCESSORIES ETC. OUT SIDE THE PUMP HOUSE FOR 400KV, 3-PHASEAUTOTRANSFORMER | SET | 1 |  | Included
176 | 7000019046 | 1230 | Fire Protection System | 1000012018 | Fire Detection and Alarm System for Switchyard Panel Room of 6 mlength | SET | 2 |  | Included
177 | 7000019046 | 1240 | Fire Protection System | 1000012022 | 4.5 kg CO2 type Portable Fire extinguisher | EA | 2 |  | Included
178 | 7000019046 | 1250 | Fire Protection System | 1000000067 | Fire Alarm panel with all accessories | EA | 1 |  | Included
179 | 7000019046 | 1260 | AC for SPR | 1000006284 | Air conditioning system for Switchyard Panel Room of 6m length | SET | 2 |  | Included
180 | 7000019046 | 1290 | Mandatory spares-245 KV CVT | 1000001772 | 245 kV, 4400pf Capacitive Voltage Transformer (1- Phase) | EA | 1 |  | Included
181 | 7000019046 | 1300 | Visual Monitoring system | 1000030433 | COLOR IP CAMERA, WITH PAN, TILT AND ZOOM FACILITIES, ALONGWITH ALLREQUIRED ITEMS, ACCESSORIES, LINE INTERFACE UNITS, FIBER PATCH CORDS,POWER SUPPLY UNITS, JUNCTION BOXES, CABLES, FIBER OPTIC CABLES, ETC.,AND INCLUDING INTEGRATION IN EXISTING HARDWARE AND SOFTWARE FORAUGMENTATION OF VISUAL MONITORING SYSTEM AS PER TECHNICALSPECIFICATION. | SET | 1 |  | Included
III | Extn. of 765kV Raipur PS
182 | 7000019061 | 10 | 800 kV EQUIPMENT | 1000057618 | 765KV, 3150A, 50KA CIRCUIT BREAKER (3-PHASE) WITHOUT CLOSING RESISTORSUITABLE FOR SINGLE PHASE SWITCHING (FOR SWITCHABLE LINE REACTOR) WITHSUPPORT STRUCTURE | EA | 2 |  | Included
183 | 7000019061 | 20 | 800 kV EQUIPMENT | 1000009714 | Controlled Switching Device for 765 kV, 3-ph Circuit Breaker | EA | 2 |  | Included
184 | 7000019061 | 30 | Erection Hardware | 1000034162 | ERECTION H/W FOR MISCELLANEOUS WORK AS PER TECHNICAL SPECIFICATION | LS | 1 |  | Included
185 | 7000019061 | 40 | Control and Relay Panels | 1000055448 | 765KV CIRCUIT BREAKER RELAY PANEL (WITH AUTOMATION) | EA | 2 |  | Included
186 | 7000019061 | 50 | Substation Automation | 1000005538 | Augmentation of Substation automation System for 765kV Switchable LineReactor Bay as per Technical Specification | EA | 2 |  | Included
187 | 7000019061 | 60 | Power & Control Cables | 1000031887 | 1.1KV GRADE 10CX2.5 SQMM CONTROL CABLE | KM | 3 |  | Included
188 | 7000019061 | 70 | Power & Control Cables | 1000056264 | 1.1KV GRADE 19CX1.5 SQMM CONTROL CABLE | KM | 1.2 |  | Included
189 | 7000019061 | 80 | Power & Control Cables | 1000031976 | 1.1KV GRADE 4CX16 SQMM (PVC) POWER CABLE | KM | 0.3 |  | Included
190 | 7000019061 | 90 | Mandatory Spares | 1000027625 | Spare-765KV Circuit Breaker | LOT | 1 |  | Included
191 | 7000019061 | 100 | Mandatory Spares | 1000019912 | Relay & protection Panels (with automation) | LS | 1 |  | Included
192 | 7000019061 | 110 | Mandatory Spares | 1000019927 | Spares-Substation Automation System | LS | 1 |  | Included
[5 empty] | Total F&I Price |  |  |  | 0
#
Bidders to note that the item description under various schedules are through unique material ID for respective items under SAP ERP System and therefore, identical item description appears in schedule-1(Ex-works) & schedule-2(F&I). However, the prices to be quoted in Price Schedule-2(F&I) shall be towards Local Transportation, Insurance and other Incidental Services only in line with clause ITB 11.4(b).
Date: | --
Place: | [6 empty] | Printed Name :
Designation :
Click for Sch-3

## Sch-2 Dis (hidden)
Specification No.: 5002002364/SUB-STATION(INCLUDIN/DOM/A00 - CC CS -1 |  |  |  |  | Schedule - 2 Dis
Substation Package SS-99 for (i) Conversion of 2×240MVAR non switchable Line Reactors at Raipur PS (Associated with Raipur PS-Champa PS 765 kV Ckt#1 and Ckt#2) into switchable Line Reactors under Western Region Expansion Scheme-XXIV (WRES-XXIV); (ii) Augmentation of transformation capacity by 1×500MVA, 400/220kV ICT (6th at Pavagada PS) under Augmentation of transformation Capacity by 1x500MVA, 400/220kV ICT (6th) and common facility at Pavagada (Tumkur) PS; and (iii) Installation of 420kV, 1×125MVAr Bus Reactor along with associated bay at Biharsharif (POWERGRID) Substation in the bus section having 1×80 MVAr existing bus Reactor under Eastern Region Expansion Scheme-XXVIII (ERES-XXVIII). | [5 empty] | As per Lum-sum |  | 0
(SCHEDULE OF RATES AND PRICES : FREIGHT & INSURANCE CHARGES) | [5 empty] | AS per Percent |  | #REF!
[6 empty] | As per lum-sum on Sch-2 |  | 0%
Bidder’s Name and Address (Sole Bidder) : |  |  |  | To: |  | As per Percent on Sch-2 |  | #REF!
|  |  |  | Contracts Services, 3rd Floor |  | Total Discount |  | #REF!
Name : |  |  |  | Power Grid Corporation of India Ltd.,
Address : |  |  |  | "Saudamini", Plot No.-2
|  |  |  | Sector-29, |  | Multipackage Discount |  | 0%
Gurgaon (Haryana) - 122001
[5 empty] | All Prices are in Indian Rupees. |  | Amount after Discount (Rs.) |  | Dis Alert | Amount after MPD (Rs.)
SI. No. | Description | Unit | Quantity | Unit Freight & Insurance Charges | Total Freight & Insurance Charges |  | Unit Freight & Insurance Charges | Total Freight & Insurance Charges |  | Unit Freight & Insurance Charges | Total Freight & Insurance Charges
1 | 2 | 3 | 4 | 5 | 6 = 4 x 5 |  | 5 | 6 = 4 x 5 |  | 5 | 6 = 4 x 5
#REF! | #REF!
#REF! | #REF! | #REF! | #REF! | #REF! | #REF!
#REF! | #REF! | #REF! | #REF! | #REF! | #REF!
#REF! | #REF!
#REF! | #REF! | #REF! | #REF! | #REF! | #REF!
#REF! | #REF! | #REF! | #REF! | #REF! | #REF!
#REF! | #REF!
#REF! | #REF! | #REF! | #REF! | #REF! | #REF!
#REF! | #REF! | #REF! | #REF! | #REF! | #REF!
#REF! | #REF! | #REF! | #REF! | #REF! | #REF!
#REF! | #REF! | #REF! | #REF! | #REF! | #REF!
#REF! | #REF! | #REF! | #REF! | #REF! | #REF!
#REF! | #REF! | #REF! | #REF! | #REF! | #REF!
#REF! | #REF!
#REF! | #REF! | #REF! | #REF! | #REF! | #REF!
#REF! | #REF!
#REF! | #REF! | #REF! | #REF! | #REF! | #REF!
#REF! | #REF! | #REF! | #REF! | #REF! | #REF!
#REF! | #REF! | #REF! | #REF! | #REF! | #REF!
#REF! | #REF! | #REF! | #REF! | #REF! | #REF!
#REF! | #REF!
#REF! | #REF! | #REF! | #REF! | #REF! | #REF!
#REF! | #REF! | #REF! | #REF! | #REF! | #REF!
#REF! | #REF! | #REF! | #REF! | #REF! | #REF!
#REF! | #REF! | #REF! | #REF! | #REF! | #REF!
#REF! | #REF! | #REF! | #REF! | #REF! | #REF!
#REF! | #REF! | #REF! | #REF! | #REF! | #REF!
#REF! | #REF! | #REF! | #REF! | #REF! | #REF!
#REF! | #REF! | #REF! | #REF! | #REF! | #REF!
#REF! | #REF!
| #REF! | #REF! | #REF! | #REF! | #REF!
#REF! | #REF! | #REF! | #REF! | #REF! | #REF!
#REF! | #REF! | #REF! | #REF! | #REF! | #REF!
| Total F&I Price |  |  |  | #REF!
Date : | --
Place : |  |  | Printed Name :
Designation :
Click for Sch-3

## Sch-3
Specification No.: 5002002364/SUB-STATION(INCLUDIN/DOM/A00 - CC CS -1 | [14 empty] | Schedule - 3
Substation Package SS-99 for (i) Conversion of 2×240MVAR non switchable Line Reactors at Raipur PS (Associated with Raipur PS-Champa PS 765 kV Ckt#1 and Ckt#2) into switchable Line Reactors under Western Region Expansion Scheme-XXIV (WRES-XXIV); (ii) Augmentation of transformation capacity by 1×500MVA, 400/220kV ICT (6th at Pavagada PS) under Augmentation of transformation Capacity by 1x500MVA, 400/220kV ICT (6th) and common facility at Pavagada (Tumkur) PS; and (iii) Installation of 420kV, 1×125MVAr Bus Reactor along with associated bay at Biharsharif (POWERGRID) Substation in the bus section having 1×80 MVAr existing bus Reactor under Eastern Region Expansion Scheme-XXVIII (ERES-XXVIII). | [18 empty] | As per Lum-sum |  | 0%
(SCHEDULE OF RATES AND PRICES ) | [18 empty] | AS per Percent |  | #REF!
[19 empty] | As per lum-sum on Sch-3 |  | 0%
Bidder’s Name and Address (Sole Bidder) : | [11 empty] | To: | [6 empty] | As per Percent on Sch-3 |  | #REF!
[12 empty] | Contracts Services, 3rd Floor | [6 empty] | Total Discount |  | #REF!
Name : | [11 empty] | Power Grid Corporation of India Ltd.,
Address : | [11 empty] | "Saudamini", Plot No.-2
[12 empty] | Sector-29, | [6 empty] | Multipackage lum-sum |  | 0%
Gurgaon (Haryana) - 122001
INSTALLATION CHARGES | [19 empty] | Amount after Discount (Rs.) |  | Dis Alert | Amount after MPD (Rs.)
All Prices are in Indian Rupees.
SI. No. | PR No | PR Line Item No | Activity Header | PR Activity No | Activity Description | Service Code | SAC (Service Accounting Codes) | Whether SAC in column '8’ is confirmed. If not indicate applicable the SAC * | Rate of GST applicable ( in %) | Whether rate of GST in column ‘4’ is confirmed. If not indicate applicable rate of GST * | Description | Unit | Quantity | Unit Erection Charges | Total Erection Charges | Total GST as confirmed by Bidder |  |  |  | Unit Erection Charges | Total Erection Charges |  | Unit Erection Charges | Total Erection Charges
1 | 2 | 3 | 4 | 5 | 6 | 7 | 8 | 9 | 10 | 11 | 12 | 13 | 14 | 15 | 16 = 14 x 15 | 17 |  |  |  | 5 | 6 = 4 x 5 |  | 5 | 6 = 4 x 5
PART A (Substation Portion)
I | Bay extension at Biharsharif ss | [15 empty] | Revaluation of J column | Tax Calculation
1 | 7000019023 | 430 | 1120 | 10 | 420kV SHUNT REACTOR | 100000059 | 998736 |  | 18 |  | 125 MVAR, 420kV, 3-phase Bus Reactor excluding Insulating Oil | EA | 1 |  | Included | 0 | 0 | 0
2 | 7000019023 | 430 | 1120 | 20 | 420kV SHUNT REACTOR | 100000060 | 998736 |  | 18 |  | Insulating Oil for 125 MVAR, 420kV 3-phase Bus Reactor | SET | 1 |  | Included | 0 | 0 | 0
3 | 7000019023 | 440 | 1320 | 10 | 400kV AIS EQUIPMENT | 100000328 | 998736 |  | 18 |  | 336kV Surge Arrester (1-phase) | EA | 3 |  | Included | 0 | 0 | 0
4 | 7000019023 | 440 | 1320 | 20 | 400kV AIS EQUIPMENT | 100005443 | 998734 |  | 18 |  | 420KV, 1-PHASE BUS POST INSULATORS | EA | 3 |  | Included | 0 | 0 | 0
5 | 7000019023 | 440 | 1320 | 30 | 400kV AIS EQUIPMENT | 100000267 | 998736 |  | 18 |  | 420kV, 3150A, 63kA Circuit Breaker(3-Phase) without closing resistor(with support structure) | EA | 1 |  | Included | 0 | 0 | 0
6 | 7000019023 | 440 | 1320 | 40 | 400kV AIS EQUIPMENT | 100000274 | 998736 |  | 18 |  | 420 kV, 3000A, 63KA, 1-Phase CurrentTransformer with 120% extended currentrating | EA | 3 |  | Included | 0 | 0 | 0
7 | 7000019023 | 440 | 1320 | 50 | 400kV AIS EQUIPMENT | 100000287 | 998736 |  | 18 |  | 420kV, 3150A, 63KA, Isolator (3-phase)(Double Break) with one E/S | EA | 2 |  | Included | 0 | 0 | 0
8 | 7000019023 | 450 | 1420 | 20 | Erection Hardware for 420 kV D Type S/Y | 100017131 | 998731 |  | 18 |  | 400KV SUSPENSION INSULATOR STRING AND ASSOCIATED HARDWARE FITTINGS WITH DROP CLAMP SUITABLE FOR TWIN CONDUCTOR | EA | 3 |  | Included | 0 | 0 | 0
9 | 7000019023 | 450 | 1420 | 40 | Erection Hardware for 420 kV D Type S/Y | 100000350 | 998731 |  | 18 |  | Erection Hardware for 400kV D type layout-Any feeder Extn. On existing half dia. as per specification | SET | 1 |  | Included | 0 | 0 | 0
10 | 7000019023 | 460 | 1452 | 10 | CSD | 100000268 | 998736 |  | 18 |  | Controlled Switching Device for 420 kV, 3-ph Circuit Breaker | EA | 2 |  | Included | 0 | 0 | 0
11 | 7000019023 | 470 | 1470 | 50 | CRP for 420kV Bays | 100000796 | 998736 |  | 18 |  | Augmentation of existing 400kV bus bar protection scheme | SET | 1 |  | Included | 0 | 0 | 0
12 | 7000019023 | 470 | 1470 | 70 | CRP for 420kV Bays | 100000788 | 998736 |  | 18 |  | Augmentation of existing 400kV Control Panel (Bus Scheme as per SLD) | EA | 1 |  | Included | 0 | 0 | 0
13 | 7000019023 | 470 | 1470 | 80 | CRP for 420kV Bays | 100000729 | 998736 |  | 18 |  | 400kV Circuit Breaker Relay Panel without Auto Reclose (with Automation) | EA | 1 |  | Included | 0 | 0 | 0
14 | 7000019023 | 470 | 1470 | 90 | CRP for 420kV Bays | 100000732 | 998736 |  | 18 |  | 400kV Reactor Protection Panel (with Automation) | EA | 1 |  | Included | 0 | 0 | 0
15 | 7000019023 | 480 | 1610 | 10 | FIRE FIGHTING SYSTEM | 100016787 | 998736 |  | 18 |  | HVW spray system, Hydrant system and complete U/G & O/G piping and accessories etc. out side the pump house for 420kV 3 phase BUSReactor | SET | 1 |  | Included | 0 | 0 | 0
16 | 7000019023 | 480 | 1610 | 20 | FIRE FIGHTING SYSTEM | 100002062 | 995461 |  | 18 |  | Fire Detection and Alarm System for Switchyard Panel Room of 6 m length | SET | 1 |  | Included | 0 | 0 | 0
17 | 7000019023 | 490 | 1620 | 10 | ILLUMINATION SYSTEM | 100001021 | 995461 |  | 18 |  | Lighting Panel type ACP-2 as per technical specification | EA | 2 |  | Included | 0 | 0 | 0
18 | 7000019023 | 490 | 1620 | 20 | ILLUMINATION SYSTEM | 100001885 | 998739 |  | 18 |  | Outdoor Power Receptacle for oilfiltration unit (250A) | EA | 1 |  | Included | 0 | 0 | 0
19 | 7000019023 | 490 | 1620 | 30 | ILLUMINATION SYSTEM | 100004852 | 998731 |  | 18 |  | Lighting Fixture LED Luminaires type FL-1 as per tech. specifications | EA | 3 |  | Included | 0 | 0 | 0
20 | 7000019023 | 490 | 1620 | 40 | ILLUMINATION SYSTEM | 100004926 | 998731 |  | 18 |  | Lighting Fixture LED Luminaires type FL2 as per tech. specifications | EA | 3 |  | Included | 0 | 0 | 0
21 | 7000019023 | 490 | 1620 | 50 | ILLUMINATION SYSTEM | 100001116 | 998739 |  | 18 |  | Illumination System for switchyard panel room of 6 m length | SET | 1 |  | Included | 0 | 0 | 0
22 | 7000019023 | 500 | 1660 | 10 | 400kV Equipment support structures | 100001214 | 995455 |  | 18 |  | Erection of Pipe Structure - 400 kV 3-Phase ISOLATOR including nuts, bolts, all type of washers, packplates, step bolts and gussetplates excluding foundation bolts | EA | 2 |  | Included | 0 | 0 | 0
23 | 7000019023 | 500 | 1660 | 20 | 400kV Equipment support structures | 100001217 | 995455 |  | 18 |  | Erection of Pipe Structure - 400 kV, 1-Phase, BPI, (Excluding Wave Trap), including nuts, bolts, all type of washers,packplates, step bolts and gusset plates excluding foundation bolts | EA | 3 |  | Included | 0 | 0 | 0
24 | 7000019023 | 500 | 1660 | 30 | 400kV Equipment support structures | 100001212 | 995455 |  | 18 |  | Erection of Pipe Structure - 400 kV 1-Phase CT including nuts, bolts, all type of washers, packplates, step bolts and gusset platesexcluding foundation bolts | EA | 3 |  | Included | 0 | 0 | 0
25 | 7000019023 | 500 | 1660 | 40 | 400kV Equipment support structures | 100001216 | 995455 |  | 18 |  | Erection of Pipe Structure - 400 kV 1-Phase SA including nuts, bolts, all type of washers, packplates, step bolts and gusset platesexcluding foundation bolts | EA | 3 |  | Included | 0 | 0 | 0
26 | 7000019023 | 500 | 1660 | 50 | 400kV Equipment support structures | 100001674 | 995455 |  | 18 |  | Erection of 28mm dia foundation bolts including nuts, checknuts, washers and packplates. | EA | 84 |  | Included | 0 | 0 | 0
27 | 7000019023 | 510 | 1670 | 10 | Civil Works | 100004518 | 995433 |  | 18 |  | Excavation in all kind of soil including rock for all leads and lifts, backfilling, disposal of surplus earth within a lead up to2Km as per technical specification. The surplus earth shall be roughly graded . | M3 | 1600 |  | Included | 0 | 0 | 0
28 | 7000019023 | 510 | 1670 | 20 | Civil Works | 100001325 | 995454 |  | 18 |  | Providing and laying of Plain Cement Concrete (PCC) (1:4:8) | M3 | 145 |  | Included | 0 | 0 | 0
29 | 7000019023 | 510 | 1670 | 30 | Civil Works | 100001328 | 995454 |  | 18 |  | Providing and laying Plain Cement Concrete 1:5:10 (1 cement : 5 sand : 10 brick aggregate) | M3 | 185 |  | Included | 0 | 0 | 0
30 | 7000019023 | 510 | 1670 | 40 | Civil Works | 100001327 | 995454 |  | 18 |  | Providing and laying of Reinforced Cement Concrete M25 mix including pre cast, shuttering, Grouting of pockets & underpinning butexcluding steel reinforcement | M3 | 500 |  | Included | 0 | 0 | 0
31 | 7000019023 | 510 | 1670 | 50 | Civil Works | 100001329 | 995454 |  | 18 |  | Steel Reinforcement | MT | 35 |  | Included | 0 | 0 | 0
32 | 7000019023 | 510 | 1670 | 60 | Civil Works | 100001330 | 995428 |  | 18 |  | Stone filling (40 mm size) for transformer/Reactor foundation | M3 | 15 |  | Included | 0 | 0 | 0
33 | 7000019023 | 510 | 1670 | 70 | Civil Works | 100001331 | 995455 |  | 18 |  | Misc. Structural steel including rails, embedments, edge protection angles, gratings etc. but excluding the reinforcement steel andsteel for lattice and pipe structures. | MT | 25 |  | Included | 0 | 0 | 0
34 | 7000019023 | 510 | 1670 | 80 | Civil Works | 100001714 | 995428 |  | 18 |  | Stone spreading in switchyard excluding PCC | M2 | 2400 |  | Included | 0 | 0 | 0
35 | 7000019023 | 510 | 1670 | 90 | Civil Works | 100001713 | 995424 |  | 18 |  | Antiweed treatment | M2 | 2400 |  | Included | 0 | 0 | 0
36 | 7000019023 | 510 | 1670 | 110 | Civil Works | 100001458 | 995421 |  | 18 |  | Construction of rail cum road as per drawing including all item such as excavation,compactions, rolling watering, WBM etc. butexcluding concrete reinforcement and structural steel-Section having two rails for Reactor. | M2 | 89 |  | Included | 0 | 0 | 0
37 | 7000019023 | 510 | 1670 | 120 | Civil Works | 100007701 | 995462 |  | 18 |  | Supplying and erecting dewatering pumps- 2 HP | EA | 1 |  | Included | 0 | 0 | 0
38 | 7000019023 | 510 | 1670 | 130 | Civil Works | 100004507 | 995421 |  | 18 |  | 3.75m wide Cement Concrete road with PCC shoulder including 100 mm dia RCC Hume Pipe @ 100 metre interval as per drawing and TS.However, reinforcement steel and all type concrete shall be paid separately under relevant items | M2 | 689 |  | Included | 0 | 0 | 0
39 | 7000019023 | 510 | 1670 | 140 | Civil Works | 100001735 | 995462 |  | 18 |  | RCC culverts and cable trench crossings including supplying and laying hume pipe 250mm dia of grade (NP-3) excluding concrete as perspecification. | M | 20 |  | Included | 0 | 0 | 0
40 | 7000019023 | 510 | 1670 | 150 | Civil Works | 100001736 | 995462 |  | 18 |  | RCC culverts and cable trench crossings including supplying and laying hume pipe 300mm dia of grade (NP-3) excluding concrete as perspecification. | M | 40 |  | Included | 0 | 0 | 0
41 | 7000019023 | 510 | 1670 | 160 | Civil Works | 100001737 | 995462 |  | 18 |  | RCC culverts and cable trench crossings including supplying and laying hume pipe 450mm dia of grade (NP-3) excluding concrete as perspecification. | M | 20 |  | Included | 0 | 0 | 0
42 | 7000019023 | 510 | 1670 | 170 | Civil Works | 100001412 | 995462 |  | 18 |  | Drain including culverts but excluding concrete & reinforcement steel-Section A-A | M | 30 |  | Included | 0 | 0 | 0
43 | 7000019023 | 510 | 1670 | 180 | Civil Works | 100001413 | 995462 |  | 18 |  | Drain including culverts but excluding concrete & reinforcement steel-Section B-B | M | 50 |  | Included | 0 | 0 | 0
44 | 7000019023 | 510 | 1670 | 190 | Civil Works | 100001414 | 995462 |  | 18 |  | Drain including culverts but excluding concrete & reinforcement steel-Section C-C | M | 50 |  | Included | 0 | 0 | 0
45 | 7000019023 | 510 | 1670 | 200 | Civil Works | 100001445 | 995429 |  | 18 |  | Dismantling of existing -concrete road | M2 | 431 |  | Included | 0 | 0 | 0
46 | 7000019023 | 510 | 1670 | 210 | Civil Works | 100001442 | 995456 |  | 18 |  | Dismantling of existing brick drain (300mm widex500mm deep) | M | 115 |  | Included | 0 | 0 | 0
47 | 7000019023 | 510 | 1670 | 220 | Civil Works | 100002583 | 995432 |  | 18 |  | Supply of earth (excluding rock & boulders) at site including royalty, carriage and filling in specified areas in layers notexceeding 200mm in depth, compacting under optimum moisture condition to achieve 95% of Proctor density, finishing etc. allcomplete, for all leads & lifts, with all labour, material, tools, tackles, equipments, safeguards & incidentals as necessary as perdrawings, specification and direction of the Engineer- in- Charge. | M3 | 500 |  | Included | 0 | 0 | 0
48 | 7000019023 | 510 | 1670 | 29 | Civil Works | 100001326 | 995454 |  | 18 |  | Providing and laying of Plain Cement Concrete (PCC) (1:2:4) | M3 | 20 |  | Included | 0 | 0 | 0
49 | 7000019023 | 510 | 1670 | 230 | Civil Works | 100003437 | 995454 |  | 18 |  | Switchyard Panel Room - Civil Works. All civil works as per drawing and specifications complete, including - brickwork, finishing(external and internal), windows etc. However, excavation, PCC, RCC and reinforcement shall be paid separately as per BPS. | M2 | 31 |  | Included | 0 | 0 | 0
50 | 7000019023 | 510 | 1670 | 240 | Civil Works | 100001721 | 995428 |  | 18 |  | Supplying, filling and compacting stone boulders mixed with sand under foundations, roads, cable trenches, drains etc in layers notexceeding 250mm thickness including ramming, watering compacting | M3 | 125 |  | Included | 0 | 0 | 0
51 | 7000019023 | 530 | 1690 | 10 | EARTHMAT | 100003103 | 998731 |  | 18 |  | 40 mm MS rod for Main Earthmat | KM | 1 |  | Included | 0 | 0 | 0
52 | 7000019023 | 570 | 1730 | 10 | VMS | 100002500 | 998731 |  | 18 |  | Color IP camera, with PAN, TILT and ZOOM facilities, alongwith all required Items, Accessories, Line Interface units, Fiber patchcords, Power supply units, Junction Boxes, Cables, Fiber Optic Cables, etc., and including Integration in existing Hardware andSoftware for Augmentation of Visual Monitoring System as per technical specification. | SET | 1 |  | Included | 0 | 0 | 0
53 | 7000019023 | 580 | 1740 | 10 | POWER & CONTROL CABLE(LS) | 100002181 | 998736 |  | 18 |  | 1.1kV grade Power Cables (PVCinsulated)along withlugs,glands,straight joints &accessories,etc. | LS | 1 |  | Included | 0 | 0 | 0
54 | 7000019023 | 580 | 1740 | 20 | POWER & CONTROL CABLE(LS) | 100002182 | 998736 |  | 18 |  | 1.1kV grade Control Cables (PVCinsulated) along withlugs,glands,straight joints &accessories,etc. | LS | 1 |  | Included | 0 | 0 | 0
55 | 7000019023 | 600 | 1760 | 10 | Air Conditioning System | 100001882 | 995463 |  | 18 |  | Air conditioning system for Switchyard Panel Room of 6m length | SET | 1 |  | Included | 0 | 0 | 0
56 | 7000019023 | 610 | 1770 | 10 | INTEGRATION WITH EXISTING RTU | 100008167 | 998736 |  | 18 |  | Installation of IEC 61850 based bay Level Ethernet Switches having fiber and copper Ethernet ports as per Technical Specification | SET | 1 |  | Included | 0 | 0 | 0
57 | 7000019023 | 610 | 1770 | 30 | INTEGRATION WITH EXISTING RTU | 100003228 | 998736 |  | 18 |  | Bay Control Unit including interface accessories integration with NTAMC as per technical specification. | EA | 1 |  | Included | 0 | 0 | 0
58 | 7000019023 | 640 | 1790 | 10 | LM TOWER | 100001667 | 995455 |  | 18 |  | Erection of Std LM (50m) including nuts, bolts, all type of washers, packplates, step bolts and gusset plates excluding foundationbolts | EA | 1 |  | Included | 0 | 0 | 0
59 | 7000019023 | 640 | 1790 | 20 | LM TOWER | 100001677 | 995455 |  | 18 |  | Erection of 56mm dia foundation bolts including nuts, checknuts, washers and packplates | EA | 16 |  | Included | 0 | 0 | 0
60 | 7000019023 | 760 | 1810 | 10 | RTU Agumentation for Main & Backup RLDC | 100007220 | 998734 |  | 18 |  | RTU base equipment comprising panels, racks, sub-racks, Power Supply modules, Communication Modules, interfacing equipment,required converters & all other required items/accessories including completewiring for all modules . | EA | 1 |  | Included | 0 | 0 | 0
61 | 7000019023 | 760 | 1810 | 20 | RTU Agumentation for Main & Backup RLDC | 170002934 | 998732 |  | 18 |  | CPU Cards for RTU | EA | 1 |  | Included | 0 | 0 | 0
62 | 7000019023 | 760 | 1810 | 30 | RTU Agumentation for Main & Backup RLDC | 170002935 | 998732 |  | 18 |  | Digital Input Module (16 CHANNEL) for RTU | EA | 2 |  | Included | 0 | 0 | 0
63 | 7000019023 | 760 | 1810 | 40 | RTU Agumentation for Main & Backup RLDC | 170002936 | 998732 |  | 18 |  | Digital Output Module (8 CHANNEL) for RTU | EA | 2 |  | Included | 0 | 0 | 0
64 | 7000019023 | 760 | 1810 | 50 | RTU Agumentation for Main & Backup RLDC | 170002937 | 998732 |  | 18 |  | Analog Input Module for RTU | EA | 1 |  | Included | 0 | 0 | 0
65 | 7000019023 | 760 | 1810 | 60 | RTU Agumentation for Main & Backup RLDC | 170002938 | 998732 |  | 18 |  | Multi Function Transducers for RTU | EA | 1 |  | Included | 0 | 0 | 0
66 | 7000019023 | 760 | 1810 | 70 | RTU Agumentation for Main & Backup RLDC | 170003022 | 998732 |  | 18 |  | Contact Multiflying Relays (CMRs) FOR RTU | EA | 9 |  | Included | 0 | 0 | 0
67 | 7000019023 | 760 | 1810 | 80 | RTU Agumentation for Main & Backup RLDC | 170003023 | 998732 |  | 18 |  | Time Sychronization Equipment without Display for RTU | SET | 1 |  | Included | 0 | 0 | 0
68 | 7000019023 | 760 | 1810 | 90 | RTU Agumentation for Main & Backup RLDC | 170003024 | 998732 |  | 18 |  | Heavy Duty Relay for RTU | EA | 2 |  | Included | 0 | 0 | 0
69 | 7000019023 | 760 | 1810 | 100 | RTU Agumentation for Main & Backup RLDC | 170003025 | 998732 |  | 18 |  | Supervisory Interface Cubicles(SIC) panel for mounting MFTs, CMR etc if required | SET | 1 |  | Included | 0 | 0 | 0
70 | 7000019023 | 760 | 1810 | 110 | RTU Agumentation for Main & Backup RLDC | 170003029 | 998732 |  | 18 |  | Cables for RTU | LOT | 1 |  | Included | 0 | 0 | 0
71 | 7000019023 | 760 | 1810 | 120 | RTU Agumentation for Main & Backup RLDC | 170003016 | 998734 |  | 18 |  | Integration of RTU with Control Centres (Main and Backup) on IEC104/101 | LOT | 1 |  | Included | 0 | 0 | 0
II | 400/220kVPavagada (Tumkur) extn
72 | 7000019046 | 650 | 180 | 30 | Installation of 420kV Equipment | 100000328 | 998736 |  | 18 |  | 336kV Surge Arrester (1-phase) | EA | 3 |  | Included | 0 | 0 | 0
73 | 7000019046 | 650 | 180 | 50 | Installation of 420kV Equipment | 100005443 | 998734 |  | 18 |  | 420KV, 1-PHASE BUS POST INSULATORS | EA | 12 |  | Included | 0 | 0 | 0
74 | 7000019046 | 650 | 180 | 70 | Installation of 420kV Equipment | 100001897 | 998736 |  | 18 |  | 420kV, 3150A, 50kA Circuit Breaker(3-Phase) with closing resistor(withsupport structure) | EA | 1 |  | Included | 0 | 0 | 0
75 | 7000019046 | 650 | 180 | 80 | Installation of 420kV Equipment | 100001898 | 998736 |  | 18 |  | 420kV, 3150A, 50kA Circuit Breaker(3-Phase) without closing resistor(withsupport structure) | EA | 1 |  | Included | 0 | 0 | 0
76 | 7000019046 | 650 | 180 | 90 | Installation of 420kV Equipment | 100000307 | 998736 |  | 18 |  | 420kV, 3150A, 50KA, Isolator (3-phase)(Double Break) with one E/S | EA | 6 |  | Included | 0 | 0 | 0
77 | 7000019046 | 650 | 180 | 100 | Installation of 420kV Equipment | 100000270 | 998736 |  | 18 |  | 420 kV, 3000A, 50KA, 1-Phase CurrentTransformer with 120% extended currentrating | EA | 6 |  | Included | 0 | 0 | 0
78 | 7000019046 | 660 | 210 | 60 | Installation of 220kV Equipment | 100000484 | 998736 |  | 18 |  | 216kV Surge Arrester (1-phase) | EA | 3 |  | Included | 0 | 0 | 0
79 | 7000019046 | 660 | 210 | 70 | Installation of 220kV Equipment | 100001907 | 998736 |  | 18 |  | 245 kV,1 phase Bus Post Insulator (except for Line Traps) | EA | 150 |  | Included | 0 | 0 | 0
80 | 7000019046 | 660 | 210 | 80 | Installation of 220kV Equipment | 100000435 | 998736 |  | 18 |  | 245kV, 1600A, 40KA Circuit Breaker(3-Phase) with support structure | EA | 2 |  | Included | 0 | 0 | 0
81 | 7000019046 | 660 | 210 | 110 | Installation of 220kV Equipment | 100000461 | 998736 |  | 18 |  | 245kV, 1600A, 40 KA, 3-phase DoubleBreak Isolator with one E/S | EA | 2 |  | Included | 0 | 0 | 0
82 | 7000019046 | 660 | 210 | 120 | Installation of 220kV Equipment | 100000462 | 998736 |  | 18 |  | 245kV, 1600A, 40 KA, 3-phase DoubleBreak Isolator with two E/S | EA | 2 |  | Included | 0 | 0 | 0
83 | 7000019046 | 660 | 210 | 130 | Installation of 220kV Equipment | 100000464 | 998736 |  | 18 |  | 245kV, 1600A, 40 KA, 3-phase DoubleBreak Tandem Isolator without E/S | EA | 3 |  | Included | 0 | 0 | 0
84 | 7000019046 | 660 | 210 | 140 | Installation of 220kV Equipment | 100000443 | 998736 |  | 18 |  | 245 kV, 1600A, 40KA, 1-Phase CurrentTransformer with 120% extended currentrating | EA | 6 |  | Included | 0 | 0 | 0
85 | 7000019046 | 660 | 210 | 160 | Installation of 220kV Equipment | 100000448 | 998736 |  | 18 |  | 245 kV, 4400pf Capacitive Voltage Transformer (1- Phase) | EA | 6 |  | Included | 0 | 0 | 0
86 | 7000019046 | 660 | 210 | 190 | Installation of 220kV Equipment | 100000446 | 998736 |  | 18 |  | 245 kV, 2500A, 40KA, 1-Phase CurrentTransformer with 150% extended currentrating | EA | 15 |  | Included | 0 | 0 | 0
87 | 7000019046 | 660 | 210 | 200 | Installation of 220kV Equipment | 100035527 | 998736 |  | 18 |  | 245KV, 3150 A, 40kA Circuit Breaker (3-Phase) with support structure | EA | 3 |  | Included | 0 | 0 | 0
88 | 7000019046 | 660 | 210 | 210 | Installation of 220kV Equipment | 100035526 | 998736 |  | 18 |  | 245kV, 3150A, 40KA, 3-Phase Double Break Isolator with two E/S | EA | 6 |  | Included | 0 | 0 | 0
89 | 7000019046 | 670 | 230 | 10 | Install. of Earthmat | 100003103 | 998731 |  | 18 |  | 40 mm MS rod for Main Earthmat | KM | 6 |  | Included | 0 | 0 | 0
90 | 7000019046 | 1140 | 240 | 70 | Installation Erection Hardware | 100000337 | 998731 |  | 18 |  | Erection Hardware for 400kV I type layout-Bus Work (For two diameters)/bays as per specification | SET | 1 |  | Included | 0 | 0 | 0
91 | 7000019046 | 1140 | 240 | 80 | Installation Erection Hardware | 100000330 | 998731 |  | 18 |  | Erection Hardware for 400kV I type layout-Transformer bay as per specification | SET | 1 |  | Included | 0 | 0 | 0
92 | 7000019046 | 1140 | 240 | 90 | Installation Erection Hardware | 100000335 | 998731 |  | 18 |  | Erection Hardware for 400kV I type layout-Spare bay of half dia as per specification | SET | 1 |  | Included | 0 | 0 | 0
93 | 7000019046 | 1140 | 240 | 100 | Installation Erection Hardware | 100017127 | 998731 |  | 18 |  | 400KV TENSION INSULATOR STRING AND ASSOCIATED HARDWARE FITTINGS WITHOUT TURN BUCKLE SUITABLE FOR QUAD CONDUCTOR | EA | 18 |  | Included | 0 | 0 | 0
94 | 7000019046 | 1140 | 240 | 110 | Installation Erection Hardware | 100017126 | 998731 |  | 18 |  | 400KV TENSION INSULATOR STRING AND ASSOCIATED HARDWARE FITTINGS WITH TURN BUCKLE SUITABLE FOR QUAD CONDUCTOR | EA | 18 |  | Included | 0 | 0 | 0
95 | 7000019046 | 1140 | 240 | 120 | Installation Erection Hardware | 100017133 | 998731 |  | 18 |  | 400KV SUSPENSION INSULATOR STRING AND ASSOCIATED HARDWARE FITTINGS WITH DROP CLAMP SUITABLE FOR QUAD CONDUCTOR | EA | 3 |  | Included | 0 | 0 | 0
96 | 7000019046 | 1140 | 240 | 130 | Installation Erection Hardware | 100017131 | 998731 |  | 18 |  | 400KV SUSPENSION INSULATOR STRING AND ASSOCIATED HARDWARE FITTINGS WITH DROP CLAMP SUITABLE FOR TWIN CONDUCTOR | EA | 3 |  | Included | 0 | 0 | 0
97 | 7000019046 | 1140 | 240 | 140 | Installation Erection Hardware | 100000491 | 998731 |  | 18 |  | Erection Hardware for 220kV layout (Double Main and Transfer Scheme as per SLD)-Bus work (three Bay) as per specification | SET | 1 |  | Included | 0 | 0 | 0
98 | 7000019046 | 1140 | 240 | 150 | Installation Erection Hardware | 100000486 | 998731 |  | 18 |  | Erection Hardware for 220kV layout (Double Main and Transfer Scheme as per SLD)-Transformer Bay as per specification | SET | 1 |  | Included | 0 | 0 | 0
99 | 7000019046 | 1140 | 240 | 160 | Installation Erection Hardware | 100000488 | 998731 |  | 18 |  | Erection Hardware for 220kV layout (Double Main and Transfer Scheme as per SLD)-Bus Coupler Bay as per specification | SET | 1 |  | Included | 0 | 0 | 0
100 | 7000019046 | 1140 | 240 | 170 | Installation Erection Hardware | 100000487 | 998731 |  | 18 |  | Erection Hardware for 220kV layout (Double Main and Transfer Scheme as per SLD)-Transfer Bus Coupler Bay as per specification | SET | 1 |  | Included | 0 | 0 | 0
101 | 7000019046 | 1140 | 240 | 180 | Installation Erection Hardware | 100000495 | 998731 |  | 18 |  | Erection Hardware for 220kV layout (Double Main and Transfer Scheme as per SLD)-Bus section Bay as per specification | SET | 1 |  | Included | 0 | 0 | 0
102 | 7000019046 | 1140 | 240 | 190 | Installation Erection Hardware | 100017123 | 998731 |  | 18 |  | 220KV SUSPENSION INSULATOR STRING AND ASSOCIATED HARDWARE FITTINGS WITH DROP CLAMP SUITABLE FOR QUAD CONDUCTOR | EA | 12 |  | Included | 0 | 0 | 0
103 | 7000019046 | 1140 | 240 | 200 | Installation Erection Hardware | 100017121 | 998731 |  | 18 |  | 220KV SUSPENSION INSULATOR STRING AND ASSOCIATED HARDWARE FITTINGS WITH THROUGH CLAMP SUITABLE FOR TWIN CONDUCTOR | EA | 12 |  | Included | 0 | 0 | 0
104 | 7000019046 | 1140 | 240 | 210 | Installation Erection Hardware | 100017116 | 998731 |  | 18 |  | 220KV TENSION INSULATOR STRING AND ASSOCIATED HARDWARE FITTINGS WITHOUT TURN BUCKLE SUITABLE FOR QUAD CONDUCTOR | EA | 21 |  | Included | 0 | 0 | 0
105 | 7000019046 | 1140 | 240 | 220 | Installation Erection Hardware | 100017118 | 998731 |  | 18 |  | 220KV TENSION INSULATOR STRING AND ASSOCIATED HARDWARE FITTINGS WITHOUT TURN BUCKLE SUITABLE FOR TWIN CONDUCTOR | EA | 9 |  | Included | 0 | 0 | 0
106 | 7000019046 | 1140 | 240 | 230 | Installation Erection Hardware | 100017115 | 998731 |  | 18 |  | 220KV TENSION INSULATOR STRING AND ASSOCIATED HARDWARE FITTINGS WITH TURN BUCKLE SUITABLE FOR QUAD CONDUCTOR | EA | 21 |  | Included | 0 | 0 | 0
107 | 7000019046 | 1140 | 240 | 240 | Installation Erection Hardware | 100017117 | 998731 |  | 18 |  | 220KV TENSION INSULATOR STRING AND ASSOCIATED HARDWARE FITTINGS WITH TURN BUCKLE SUITABLE FOR TWIN CONDUCTOR | EA | 9 |  | Included | 0 | 0 | 0
108 | 7000019046 | 680 | 280 | 10 | Steel Structure | 100001212 | 995455 |  | 18 |  | Erection of Pipe Structure - 400 kV 1-Phase CT including nuts, bolts, all type of washers, packplates, step bolts and gusset platesexcluding foundation bolts | EA | 6 |  | Included | 0 | 0 | 0
109 | 7000019046 | 680 | 280 | 20 | Steel Structure | 100001214 | 995455 |  | 18 |  | Erection of Pipe Structure - 400 kV 3-Phase ISOLATOR including nuts, bolts, all type of washers, packplates, step bolts and gussetplates excluding foundation bolts | EA | 6 |  | Included | 0 | 0 | 0
110 | 7000019046 | 680 | 280 | 30 | Steel Structure | 100001216 | 995455 |  | 18 |  | Erection of Pipe Structure - 400 kV 1-Phase SA including nuts, bolts, all type of washers, packplates, step bolts and gusset platesexcluding foundation bolts | EA | 3 |  | Included | 0 | 0 | 0
111 | 7000019046 | 680 | 280 | 40 | Steel Structure | 100001217 | 995455 |  | 18 |  | Erection of Pipe Structure - 400 kV, 1-Phase, BPI, (Excluding Wave Trap), including nuts, bolts, all type of washers,packplates, step bolts and gusset plates excluding foundation bolts | EA | 12 |  | Included | 0 | 0 | 0
112 | 7000019046 | 680 | 280 | 50 | Steel Structure | 100001220 | 995455 |  | 18 |  | Erection of Pipe Structure - 220 kV 1-Phase CT including nuts, bolts, all type of washers, packplates, step bolts and gusset platesexcluding foundation bolts | EA | 21 |  | Included | 0 | 0 | 0
113 | 7000019046 | 680 | 280 | 60 | Steel Structure | 100001222 | 995455 |  | 18 |  | Erection of Pipe Structure - 220 kV 3-Phase ISOLATOR including nuts, bolts, all type of washers, packplates, step bolts and gussetplates excluding foundation bolts | EA | 13 |  | Included | 0 | 0 | 0
114 | 7000019046 | 680 | 280 | 70 | Steel Structure | 100001224 | 995455 |  | 18 |  | Erection of Pipe Structure - 220 kV 1-Phase SA including nuts, bolts, all type of washers, packplates, step bolts and gusset platesexcluding foundation bolts | EA | 3 |  | Included | 0 | 0 | 0
115 | 7000019046 | 680 | 280 | 80 | Steel Structure | 100001225 | 995455 |  | 18 |  | Erection of Pipe Structure - 220 kV 1-Phase BPI including nuts, bolts, all type of washers, packplates, step bolts and gusset platesexcluding foundation bolts | EA | 125 |  | Included | 0 | 0 | 0
116 | 7000019046 | 680 | 280 | 90 | Steel Structure | 100001226 | 995455 |  | 18 |  | Erection of Pipe Structure - 220 kV 1-Phase High BPI including nuts, bolts, all type of washers, packplates, step bolts and gussetplates excluding foundation bolts | EA | 25 |  | Included | 0 | 0 | 0
117 | 7000019046 | 680 | 280 | 100 | Steel Structure | 100001221 | 995455 |  | 18 |  | Erection of Pipe Structure - 220 kV 1-Phase CVT including nuts, bolts, all type of washers, packplates, step bolts and gusset platesexcluding foundation bolts | EA | 6 |  | Included | 0 | 0 | 0
118 | 7000019046 | 680 | 280 | 110 | Steel Structure | 100001153 | 995455 |  | 18 |  | Erection of Std 400 kV Tower TC including nuts, bolts, all type of washers, packplates, step bolts and gusset plates excludingfoundation bolts | EA | 4 |  | Included | 0 | 0 | 0
119 | 7000019046 | 680 | 280 | 120 | Steel Structure | 100001158 | 995455 |  | 18 |  | Erection of Std 400 kV Tower TH including nuts, bolts, all type of washers, packplates, step bolts and gusset plates excludingfoundation bolts | EA | 2 |  | Included | 0 | 0 | 0
120 | 7000019046 | 680 | 280 | 130 | Steel Structure | 100001159 | 995455 |  | 18 |  | Erection of Std 400 kV Tower TI including nuts, bolts, all type of washers, packplates, step bolts and gusset plates excludingfoundation bolts | EA | 4 |  | Included | 0 | 0 | 0
121 | 7000019046 | 680 | 280 | 140 | Steel Structure | 100001160 | 995455 |  | 18 |  | Erection of Std 400 kV Tower TJ including nuts, bolts, all type of washers, packplates, step bolts and gusset plates excludingfoundation bolts | EA | 2 |  | Included | 0 | 0 | 0
122 | 7000019046 | 680 | 280 | 150 | Steel Structure | 100001163 | 995455 |  | 18 |  | Erection of Std 400 kV Tower TM including nuts, bolts, all type of washers, packplates, step bolts and gusset plates excludingfoundation bolts | EA | 4 |  | Included | 0 | 0 | 0
123 | 7000019046 | 680 | 280 | 160 | Steel Structure | 100001171 | 995455 |  | 18 |  | Erection of Std 400 kV Gantry G1 including nuts, bolts, all type of washers, packplates, step bolts and gusset plates excludingfoundation bolts | EA | 4 |  | Included | 0 | 0 | 0
124 | 7000019046 | 680 | 280 | 170 | Steel Structure | 100001172 | 995455 |  | 18 |  | Erection of Std 400 kV Gantry G2 including nuts, bolts, all type of washers, packplates, step bolts and gusset plates excludingfoundation bolts | EA | 8 |  | Included | 0 | 0 | 0
125 | 7000019046 | 680 | 280 | 180 | Steel Structure | 100001187 | 995455 |  | 18 |  | Erection of Std 220 kV Tower CC including nuts, bolts, all type of washers, packplates, step bolts and gusset plates excludingfoundation bolts | EA | 2 |  | Included | 0 | 0 | 0
126 | 7000019046 | 680 | 280 | 190 | Steel Structure | 100001195 | 995455 |  | 18 |  | Erection of Std 220 kV Tower CTD including nuts, bolts, all type of washers, packplates, step bolts and gusset plates excludingfoundation bolts | EA | 1 |  | Included | 0 | 0 | 0
127 | 7000019046 | 680 | 280 | 200 | Steel Structure | 100001192 | 995455 |  | 18 |  | Erection of Std 220 kV Tower CTB including nuts, bolts, all type of washers, packplates, step bolts and gusset plates excludingfoundation bolts | EA | 6 |  | Included | 0 | 0 | 0
128 | 7000019046 | 680 | 280 | 210 | Steel Structure | 100001193 | 995455 |  | 18 |  | Erection of Std 220 kV Tower CTC including nuts, bolts, all type of washers, packplates, step bolts and gusset plates excludingfoundation bolts | EA | 2 |  | Included | 0 | 0 | 0
129 | 7000019046 | 680 | 280 | 220 | Steel Structure | 100001196 | 995455 |  | 18 |  | Erection of Std 220 kV Tower CTE including nuts, bolts, all type of washers, packplates, step bolts and gusset plates excludingfoundation bolts | EA | 2 |  | Included | 0 | 0 | 0
130 | 7000019046 | 680 | 280 | 230 | Steel Structure | 100001198 | 995455 |  | 18 |  | Erection of Std 220 kV Tower CTG including nuts, bolts, all type of washers, packplates, step bolts and gusset plates excludingfoundation bolts | EA | 2 |  | Included | 0 | 0 | 0
131 | 7000019046 | 680 | 280 | 240 | Steel Structure | 100001199 | 995455 |  | 18 |  | Erection of Std 220 kV Tower CTH including nuts, bolts, all type of washers, packplates, step bolts and gusset plates excludingfoundation bolts | EA | 3 |  | Included | 0 | 0 | 0
132 | 7000019046 | 680 | 280 | 250 | Steel Structure | 100001197 | 995455 |  | 18 |  | Erection of Std 220 kV Tower CTF including nuts, bolts, all type of washers, packplates, step bolts and gusset plates excludingfoundation bolts | EA | 1 |  | Included | 0 | 0 | 0
133 | 7000019046 | 680 | 280 | 260 | Steel Structure | 100001205 | 995455 |  | 18 |  | Erection of Std 220 kV Gantry BG1 including nuts, bolts, all type of washers, packplates, step bolts and gusset plates excludingfoundation bolts | EA | 14 |  | Included | 0 | 0 | 0
134 | 7000019046 | 680 | 280 | 270 | Steel Structure | 100001204 | 995455 |  | 18 |  | Erection of Std 220 kV Gantry B1 including nuts, bolts, all type of washers, packplates, step bolts and gusset plates excludingfoundation bolts | EA | 2 |  | Included | 0 | 0 | 0
135 | 7000019046 | 680 | 280 | 280 | Steel Structure | 100001668 | 995455 |  | 18 |  | Erection of Std LM (40m) including nuts, bolts, all type of washers, packplates, step bolts and gusset plates excluding foundationbolts | EA | 2 |  | Included | 0 | 0 | 0
136 | 7000019046 | 690 | 290 | 20 | Install. of Control & Relay Panels-420kV | 100000793 | 998736 |  | 18 |  | 400kV Transformer Protection Panel (For both HV & MV side) | EA | 1 |  | Included | 0 | 0 | 0
137 | 7000019046 | 690 | 290 | 30 | Install. of Control & Relay Panels-420kV | 100000735 | 998736 |  | 18 |  | Augmentation of existing 400kV bus bar protection scheme.(No. of bays as per specification)-(with Automation) | SET | 1 |  | Included | 0 | 0 | 0
138 | 7000019046 | 690 | 290 | 40 | Install. of Control & Relay Panels-420kV | 100002238 | 998736 |  | 18 |  | Digital RTCC Panel consist of digital RTCC relays as per technical specification | SET | 1 |  | Included | 0 | 0 | 0
139 | 7000019046 | 690 | 290 | 50 | Install. of Control & Relay Panels-420kV | 100016779 | 998736 |  | 18 |  | 400kV Circuit Breaker Relay Panel (with Automation) | EA | 2 |  | Included | 0 | 0 | 0
140 | 7000019046 | 700 | 300 | 30 | Install. of Control & Relay Panels-220kV | 100016778 | 998736 |  | 18 |  | 220kV Circuit Breaker Relay Panel (with Automation) | EA | 5 |  | Included | 0 | 0 | 0
141 | 7000019046 | 700 | 300 | 50 | Install. of Control & Relay Panels-220kV | 100000741 | 998736 |  | 18 |  | 220kV Bus Bar Protection Panel (Single)-(with Automation) | SET | 1 |  | Included | 0 | 0 | 0
142 | 7000019046 | 710 | 310 | 10 | Install. of Substation Automation system | 100002069 | 998736 |  | 18 |  | Augmentation of Substation automation System for 400kV Main bay as per Technical Specification | EA | 1 |  | Included | 0 | 0 | 0
143 | 7000019046 | 710 | 310 | 20 | Install. of Substation Automation system | 100002070 | 998736 |  | 18 |  | Augmentation of Substation automation System for 220kV bay as per Technical Specification | EA | 5 |  | Included | 0 | 0 | 0
144 | 7000019046 | 710 | 310 | 30 | Install. of Substation Automation system | 100002075 | 998736 |  | 18 |  | Augmentation of Substation automation System for 400kV Tie bay as per Technical Specification | EA | 1 |  | Included | 0 | 0 | 0
145 | 7000019046 | 1040 | 335 | 10 | Install. of Fire Protection System | 100016783 | 998736 |  | 18 |  | HVW spray system, Hydrant system and complete U/G & O/G piping and accessories etc. out side the pump house for 400kV, 3-phaseAutotransformer | SET | 1 |  | Included | 0 | 0 | 0
146 | 7000019046 | 1040 | 335 | 20 | Install. of Fire Protection System | 100002062 | 995461 |  | 18 |  | Fire Detection and Alarm System for Switchyard Panel Room of 6 m length | SET | 2 |  | Included | 0 | 0 | 0
147 | 7000019046 | 1040 | 335 | 30 | Install. of Fire Protection System | 100000975 | 995461 |  | 18 |  | 4.5 kg CO2 type Portable Fire extinguisher | EA | 2 |  | Included | 0 | 0 | 0
148 | 7000019046 | 1040 | 335 | 40 | Install. of Fire Protection System | 100002447 | 995461 |  | 18 |  | Fire Alarm System | SET | 1 |  | Included | 0 | 0 | 0
149 | 7000019046 | 720 | 340 | 10 | Install. of Illumination System | 100001021 | 995461 |  | 18 |  | Lighting Panel type ACP-2 as per technical specification | EA | 2 |  | Included | 0 | 0 | 0
150 | 7000019046 | 720 | 340 | 20 | Install. of Illumination System | 100001024 | 998731 |  | 18 |  | Sub Lighting panel (outdoor) type SLP (Switchyard and Street Lighting) | EA | 2 |  | Included | 0 | 0 | 0
151 | 7000019046 | 720 | 340 | 50 | Install. of Illumination System | 100001052 | 998731 |  | 18 |  | 63A, 415V : Interlocked switch socket outdoor Receptacle (type RP) as per technical specifications | EA | 1 |  | Included | 0 | 0 | 0
152 | 7000019046 | 720 | 340 | 60 | Install. of Illumination System | 100001885 | 998739 |  | 18 |  | Outdoor Power Receptacle for oilfiltration unit (250A) | EA | 1 |  | Included | 0 | 0 | 0
153 | 7000019046 | 720 | 340 | 70 | Install. of Illumination System | 100004852 | 998731 |  | 18 |  | Lighting Fixture LED Luminaires type FL-1 as per tech. specifications | EA | 20 |  | Included | 0 | 0 | 0
154 | 7000019046 | 720 | 340 | 80 | Install. of Illumination System | 100004926 | 998731 |  | 18 |  | Lighting Fixture LED Luminaires type FL2 as per tech. specifications | EA | 50 |  | Included | 0 | 0 | 0
155 | 7000019046 | 720 | 340 | 90 | Install. of Illumination System | 100004936 | 998731 |  | 18 |  | Portable Flood Light Panel with LED LuminariesType FL-2 (250W) | EA | 1 |  | Included | 0 | 0 | 0
156 | 7000019046 | 720 | 340 | 110 | Install. of Illumination System | 100001116 | 998739 |  | 18 |  | Illumination System for switchyard panel room of 6 m length | SET | 1 |  | Included | 0 | 0 | 0
157 | 7000019046 | 1050 | 480 | 20 | Install. of Cables | 100002968 | 998736 |  | 18 |  | 1.1kV grade 3.5Cx35 sqmm (PVC) Power Cable | KM | 6 |  | Included | 0 | 0 | 0
158 | 7000019046 | 1050 | 480 | 30 | Install. of Cables | 100002986 | 998736 |  | 18 |  | 1.1kV grade 4Cx16 sqmm (PVC) Power Cable | KM | 3 |  | Included | 0 | 0 | 0
159 | 7000019046 | 1050 | 480 | 40 | Install. of Cables | 100002958 | 998736 |  | 18 |  | 1.1kV grade 2Cx6 sqmm (PVC) Power Cable | KM | 2 |  | Included | 0 | 0 | 0
160 | 7000019046 | 1050 | 480 | 50 | Install. of Cables | 100002992 | 998736 |  | 18 |  | 1.1kV grade 4Cx6 sqmm (PVC) Power Cable | KM | 2 |  | Included | 0 | 0 | 0
161 | 7000019046 | 1050 | 480 | 60 | Install. of Cables | 100002977 | 998736 |  | 18 |  | 1.1kV grade 3Cx2.5 sqmm Control Cable | KM | 9.6 |  | Included | 0 | 0 | 0
162 | 7000019046 | 1050 | 480 | 70 | Install. of Cables | 100002994 | 998736 |  | 18 |  | 1.1kV grade 5Cx2.5 sqmm Control Cable | KM | 10 |  | Included | 0 | 0 | 0
163 | 7000019046 | 1050 | 480 | 90 | Install. of Cables | 100002920 | 998736 |  | 18 |  | 1.1kV grade 10Cx2.5 sqmm Control Cable | KM | 4 |  | Included | 0 | 0 | 0
164 | 7000019046 | 1050 | 480 | 100 | Install. of Cables | 100017187 | 998736 |  | 18 |  | 1.1KV GRADE 19CX1.5 SQMM CONTROL CABLE | KM | 4.5 |  | Included | 0 | 0 | 0
165 | 7000019046 | 1050 | 480 | 110 | Install. of Cables | 100017188 | 998736 |  | 18 |  | 1.1KV GRADE 27CX1.5 SQMM CONTROL CABLE | KM | 1 |  | Included | 0 | 0 | 0
166 | 7000019046 | 1050 | 480 | 120 | Install. of Cables | 100002971 | 998736 |  | 18 |  | 1.1kV grade 3.5Cx70 sqmm (PVC) Power Cable | KM | 2 |  | Included | 0 | 0 | 0
167 | 7000019046 | 1050 | 480 | 130 | Install. of Cables | 100002965 | 998736 |  | 18 |  | 1.1kV grade 3.5Cx300 sqmm (XLPE) Power Cable | KM | 0.5 |  | Included | 0 | 0 | 0
168 | 7000019046 | 1150 | 770 | 10 | civil works | 100004518 | 995433 |  | 18 |  | Excavation in all kind of soil including rock for all leads and lifts, backfilling, disposal of surplus earth within a lead up to2Km as per technical specification. The surplus earth shall be roughly graded . | M3 | 14317 |  | Included | 0 | 0 | 0
169 | 7000019046 | 1150 | 770 | 120 | civil works | 100001325 | 995454 |  | 18 |  | Providing and laying of Plain Cement Concrete (PCC) (1:4:8) | M3 | 594 |  | Included | 0 | 0 | 0
170 | 7000019046 | 1150 | 770 | 130 | civil works | 100001326 | 995454 |  | 18 |  | Providing and laying of Plain Cement Concrete (PCC) (1:2:4) | M3 | 35 |  | Included | 0 | 0 | 0
171 | 7000019046 | 1150 | 770 | 140 | civil works | 100001328 | 995454 |  | 18 |  | Providing and laying Plain Cement Concrete 1:5:10 (1 cement : 5 sand : 10 brick aggregate) | M3 | 2372 |  | Included | 0 | 0 | 0
172 | 7000019046 | 1150 | 770 | 150 | civil works | 100001327 | 995454 |  | 18 |  | Providing and laying of Reinforced Cement Concrete M25 mix including pre cast, shuttering, Grouting of pockets & underpinning butexcluding steel reinforcement | M3 | 2402 |  | Included | 0 | 0 | 0
173 | 7000019046 | 1150 | 770 | 160 | civil works | 100001329 | 995454 |  | 18 |  | Steel Reinforcement | MT | 147 |  | Included | 0 | 0 | 0
174 | 7000019046 | 1150 | 770 | 170 | civil works | 100001331 | 995455 |  | 18 |  | Misc. Structural steel including rails, embedments, edge protection angles, gratings etc. but excluding the reinforcement steel andsteel for lattice and pipe structures. | MT | 62 |  | Included | 0 | 0 | 0
175 | 7000019046 | 1150 | 770 | 180 | civil works | 100001714 | 995428 |  | 18 |  | Stone spreading in switchyard excluding PCC | M2 | 20000 |  | Included | 0 | 0 | 0
176 | 7000019046 | 1150 | 770 | 190 | civil works | 100001713 | 995424 |  | 18 |  | Antiweed treatment | M2 | 20000 |  | Included | 0 | 0 | 0
177 | 7000019046 | 1150 | 770 | 200 | civil works | 100001376 | 995428 |  | 18 |  | Removing,cleaning and washing of existing stones and respreading of stones in switchyard after doing anti-weed treatment excludingPCC | M2 | 11000 |  | Included | 0 | 0 | 0
178 | 7000019046 | 1150 | 770 | 210 | civil works | 100001330 | 995428 |  | 18 |  | Stone filling (40 mm size) for transformer/Reactor foundation | M3 | 19 |  | Included | 0 | 0 | 0
179 | 7000019046 | 1150 | 770 | 220 | civil works | 100004507 | 995421 |  | 18 |  | 3.75m wide Cement Concrete road with PCC shoulder including 100 mm dia RCC Hume Pipe @ 100 metre interval as per drawing and TS.However, reinforcement steel and all type concrete shall be paid separately under relevant items | M2 | 1125 |  | Included | 0 | 0 | 0
180 | 7000019046 | 1150 | 770 | 230 | civil works | 100004509 | 995421 |  | 18 |  | 5.5m wide Cement Concrete road with PCC shoulder including 100 mm dia RCC Hume Pipe @ 100 metre interval as per drawing and TS.However, reinforcement steel and and all type concrete shall be paid separately under relevant items | M2 | 550 |  | Included | 0 | 0 | 0
181 | 7000019046 | 1150 | 770 | 240 | civil works | 100001735 | 995462 |  | 18 |  | RCC culverts and cable trench crossings including supplying and laying hume pipe 250mm dia of grade (NP-3) excluding concrete as perspecification. | M | 55 |  | Included | 0 | 0 | 0
182 | 7000019046 | 1150 | 770 | 250 | civil works | 100001737 | 995462 |  | 18 |  | RCC culverts and cable trench crossings including supplying and laying hume pipe 450mm dia of grade (NP-3) excluding concrete as perspecification. | M | 85 |  | Included | 0 | 0 | 0
183 | 7000019046 | 1150 | 770 | 260 | civil works | 100007701 | 995462 |  | 18 |  | Supplying and erecting dewatering pumps- 2 HP | EA | 1 |  | Included | 0 | 0 | 0
184 | 7000019046 | 1150 | 770 | 270 | civil works | 100001761 | 995462 |  | 18 |  | Drains section A-A including culverts but excluding concrete & reinforcement steel | M | 400 |  | Included | 0 | 0 | 0
185 | 7000019046 | 1150 | 770 | 280 | civil works | 100001762 | 995462 |  | 18 |  | Drains Section B-B including culverts but excluding concrete & reinforcement steel | M | 200 |  | Included | 0 | 0 | 0
186 | 7000019046 | 1150 | 770 | 290 | civil works | 100001763 | 995462 |  | 18 |  | Drains Section C-C including culverts but excluding concrete & reinforcement steel | M | 120 |  | Included | 0 | 0 | 0
187 | 7000019046 | 1150 | 770 | 300 | civil works | 100001764 | 995462 |  | 18 |  | Drains Section D-D including culverts but excluding concrete & reinforcement steel | M | 80 |  | Included | 0 | 0 | 0
188 | 7000019046 | 1150 | 770 | 310 | civil works | 100002911 | 995432 |  | 18 |  | Earthwork in excavation & filling in all types of soil and soft/disintegrated rock in open areas/nallas/channels, to the requiredslopes, shapes, levels, elevations and profile, including trimming of bottom and slopes of excavation, bailing out rain(dewatering), pumping, removal of slush, preparing embankments/marginal banks, loosening, dressing, spreading material in layers notexceeding 200mm, as per direction of Engineer-in-Charge, water flooding, compacting to achieve 95% consolidation at optimum moisturecontent, finishing etc. all complete, for all leads and lifts within leveling boundary, including disposal of surplus earth andstacking of unsuitable material within a lead of 2.0 Km beyond substation boundary, with all labour, material, tools, tackles andequipment, safeguards and incidentals, Royalty,taxes etc. as necessary, as per drawings, specification and directions of theEngineer-in-Charge. Clearing of jungle is included in this item. (Only excavation/cutting will be measured for payment purpose.) | M3 | 7950 |  | Included | 0 | 0 | 0
189 | 7000019046 | 1150 | 770 | 320 | civil works | 100003437 | 995454 |  | 18 |  | Switchyard Panel Room - Civil Works. All civil works as per drawing and specifications complete, including - brickwork, finishing(external and internal), windows etc. However, excavation, PCC, RCC and reinforcement shall be paid separately as per BPS. | M2 | 54 |  | Included | 0 | 0 | 0
190 | 7000019046 | 1150 | 770 | 330 | civil works | 100002580 | 995421 |  | 18 |  | Construction of rail cum road as per drawing including all item such as excavation,compactions, rolling watering, WBM etc. butexcluding concrete reinforcement and structural steel-Section having four rails | M2 | 86 |  | Included | 0 | 0 | 0
191 | 7000019046 | 1160 | 780 | 10 | FOUNDATION BOLTS | 100001674 | 995455 |  | 18 |  | Erection of 28mm dia foundation bolts including nuts, checknuts, washers and packplates. | EA | 1372 |  | Included | 0 | 0 | 0
192 | 7000019046 | 1160 | 780 | 20 | FOUNDATION BOLTS | 100001676 | 995455 |  | 18 |  | Erection of 40mm dia foundation bolts including nuts, checknuts, washers and packplates. | EA | 108 |  | Included | 0 | 0 | 0
193 | 7000019046 | 1160 | 780 | 30 | FOUNDATION BOLTS | 100001677 | 995455 |  | 18 |  | Erection of 56mm dia foundation bolts including nuts, checknuts, washers and packplates | EA | 320 |  | Included | 0 | 0 | 0
194 | 7000019046 | 1200 | 820 | 10 | Cable | 100002181 | 998736 |  | 18 |  | 1.1kV grade Power Cables (PVCinsulated)along withlugs,glands,straight joints &accessories,etc. | LS | 1 |  | Included | 0 | 0 | 0
195 | 7000019046 | 1200 | 820 | 20 | Cable | 100002182 | 998736 |  | 18 |  | 1.1kV grade Control Cables (PVCinsulated) along withlugs,glands,straight joints &accessories,etc. | LS | 1 |  | Included | 0 | 0 | 0
196 | 7000019046 | 1270 | 860 | 10 | AC for SPR | 100001882 | 995463 |  | 18 |  | Air conditioning system for Switchyard Panel Room of 6m length | SET | 2 |  | Included | 0 | 0 | 0
197 | 7000019046 | 1310 | 900 | 10 | Visual Monitoring system | 100002500 | 998731 |  | 18 |  | Color IP camera, with PAN, TILT and ZOOM facilities, alongwith all required Items, Accessories, Line Interface units, Fiber patchcords, Power supply units, Junction Boxes, Cables, Fiber Optic Cables, etc., and including Integration in existing Hardware andSoftware for Augmentation of Visual Monitoring System as per technical specification. | SET | 1 |  | Included | 0 | 0 | 0
III | Extn. of 765kV Raipur PS
198 | 7000019061 | 110 | 80 | 10 | Service-800kV Equimt & Erection Hardware | 100004323 | 998731 |  | 18 |  | ERECTION H/W FOR MISCELLANEOUS WORK AS PER TECHNICAL SPECIFICATION | LS | 1 |  | Included | 0 | 0 | 0
199 | 7000019061 | 110 | 80 | 20 | Service-800kV Equimt & Erection Hardware | 100019513 | 998736 |  | 18 |  | 765kV, 3150A, 50kA Circuit Breaker (3-Phase) without closing resistor suitable for single phase switching (For switchable linereactor) with support structure | EA | 2 |  | Included | 0 | 0 | 0
200 | 7000019061 | 110 | 80 | 30 | Service-800kV Equimt & Erection Hardware | 100000136 | 998736 |  | 18 |  | Controlled Switching Device for 765 kV, 3-ph Circuit Breaker | EA | 2 |  | Included | 0 | 0 | 0
201 | 7000019061 | 100 | 90 | 10 | Service-Control and Relay Panels | 100016780 | 998736 |  | 18 |  | 765kV Circuit Breaker Relay Panel (with Automation) | EA | 2 |  | Included | 0 | 0 | 0
202 | 7000019061 | 90 | 100 | 10 | Substation Automation | 100002076 | 998736 |  | 18 |  | Augmentation of Substation automation System for 765kV Switchable Line Reactor Bay as per Technical Specification | EA | 2 |  | Included | 0 | 0 | 0
203 | 7000019061 | 80 | 110 | 10 | Service-Power & Control Cables | 100002181 | 998736 |  | 18 |  | 1.1kV grade Power Cables (PVCinsulated)along withlugs,glands,straight joints &accessories,etc. | LS | 1 |  | Included | 0 | 0 | 0
204 | 7000019061 | 80 | 110 | 20 | Service-Power & Control Cables | 100002182 | 998736 |  | 18 |  | 1.1kV grade Control Cables (PVCinsulated) along withlugs,glands,straight joints &accessories,etc. | LS | 1 |  | Included | 0 | 0 | 0
205 | 7000019061 | 70 | 120 | 10 | Service-Disamantling | 100002503 | 995429 |  | 18 |  | Dismantling of Existing 765kV BPIs and handing over to POWERGRID Site Store | EA | 12 |  | Included | 0 | 0 | 0
206 | 7000019061 | 60 | 150 | 10 | Civil Works | 100004518 | 995433 |  | 18 |  | Excavation in all kind of soil including rock for all leads and lifts, backfilling, disposal of surplus earth within a lead up to2Km as per technical specification. The surplus earth shall be roughly graded . | M3 | 220 |  | Included | 0 | 0 | 0
207 | 7000019061 | 60 | 150 | 20 | Civil Works | 100001325 | 995454 |  | 18 |  | Providing and laying of Plain Cement Concrete (PCC) (1:4:8) | M3 | 34 |  | Included | 0 | 0 | 0
208 | 7000019061 | 60 | 150 | 30 | Civil Works | 100001326 | 995454 |  | 18 |  | Providing and laying of Plain Cement Concrete (PCC) (1:2:4) | M3 | 1 |  | Included | 0 | 0 | 0
209 | 7000019061 | 60 | 150 | 40 | Civil Works | 100001328 | 995454 |  | 18 |  | Providing and laying Plain Cement Concrete 1:5:10 (1 cement : 5 sand : 10 brick aggregate) | M3 | 30 |  | Included | 0 | 0 | 0
210 | 7000019061 | 60 | 150 | 50 | Civil Works | 100001754 | 995454 |  | 18 |  | Providing and laying of Reinforced Cement Concrete 1:1.5:3 including pre cast, shuttering, Grouting of pockets & underpinning butexcluding steel reinforcement | M3 | 85 |  | Included | 0 | 0 | 0
211 | 7000019061 | 60 | 150 | 60 | Civil Works | 100001329 | 995454 |  | 18 |  | Steel Reinforcement | MT | 7 |  | Included | 0 | 0 | 0
212 | 7000019061 | 60 | 150 | 70 | Civil Works | 100001331 | 995455 |  | 18 |  | Misc. Structural steel including rails, embedments, edge protection angles, gratings etc. but excluding the reinforcement steel andsteel for lattice and pipe structures. | MT | 2 |  | Included | 0 | 0 | 0
213 | 7000019061 | 60 | 150 | 80 | Civil Works | 100001712 | 995428 |  | 18 |  | Removing,cleaning and washing of existing stones and respreading of stones in switchyard excluding PCC | M2 | 400 |  | Included | 0 | 0 | 0
214 | 7000019061 | 60 | 150 | 90 | Civil Works | 100001713 | 995424 |  | 18 |  | Antiweed treatment | M2 | 400 |  | Included | 0 | 0 | 0
215 | 7000019061 | 60 | 150 | 100 | Civil Works | 100003295 | 995429 |  | 18 |  | Dismantling of RCC in foundation including disposal of debris and reinforcement bars of dismantled RCC works within substationboundaries as per direction of enginner incahrge | M3 | 50 |  | Included | 0 | 0 | 0
216 | 7000019061 | 60 | 150 | 110 | Civil Works | 100001720 | 995428 |  | 18 |  | Supplying, filling and compacting CNS material as per specification under floors, foundations, roads, cable trenches, drains etc inlayers not exceeding 200 mm thickness | M3 | 120 |  | Included | 0 | 0 | 0
[11 empty] | Total Installation Charges |  |  |  | 0 |  |  | 0
[11 empty] | Total GST as confirmed by Bidder |  |  |  |  | 0
* | In case the bidder leaves the cell for confirmation of the SAC and/or GST rate “blank”, the SAC and corresponding GST rate indicated by the Employer shall be deemed to be the one confirmed by the Bidder.
Date : |  |  | --
Place : | [11 empty] | Printed Name :
Designation :
Click for Sch-4

## Sch-3 Dis (hidden)
Specification No.: 5002002364/SUB-STATION(INCLUDIN/DOM/A00 - CC CS -1 |  |  |  |  | Schedule - 3
Substation Package SS-99 for (i) Conversion of 2×240MVAR non switchable Line Reactors at Raipur PS (Associated with Raipur PS-Champa PS 765 kV Ckt#1 and Ckt#2) into switchable Line Reactors under Western Region Expansion Scheme-XXIV (WRES-XXIV); (ii) Augmentation of transformation capacity by 1×500MVA, 400/220kV ICT (6th at Pavagada PS) under Augmentation of transformation Capacity by 1x500MVA, 400/220kV ICT (6th) and common facility at Pavagada (Tumkur) PS; and (iii) Installation of 420kV, 1×125MVAr Bus Reactor along with associated bay at Biharsharif (POWERGRID) Substation in the bus section having 1×80 MVAr existing bus Reactor under Eastern Region Expansion Scheme-XXVIII (ERES-XXVIII). | [7 empty] | As per Lum-sum |  | 0%
(SCHEDULE OF RATES AND PRICES : ERECTION CHARGES) | [7 empty] | AS per Percent |  | #REF!
[8 empty] | As per lum-sum on Sch-3 |  | 0%
Bidder’s Name and Address (Sole Bidder) : |  |  |  | To: |  |  |  | As per Percent on Sch-3 |  | #REF!
|  |  |  | Contracts Services, 3rd Floor |  |  |  | Total Discount |  | #REF!
Name : |  |  |  | Power Grid Corporation of India Ltd.,
Address : |  |  |  | "Saudamini", Plot No.-2
|  |  |  | Sector-29, |  |  |  | Multipackage lum-sum |  | 0%
Gurgaon (Haryana) - 122001
[5 empty] | All Prices are in Indian Rupees. |  |  |  | Amount after Discount (Rs.) |  | Dis Alert | Amount after MPD (Rs.)
SI. No. | Description | Unit | Quantity | Unit Erection Charges | Total Erection Charges |  |  |  | Unit Erection Charges | Total Erection Charges |  | Unit Erection Charges | Total Erection Charges
1 | 2 | 3 | 4 | 5 | 6 = 4 x 5 |  |  |  | 5 | 6 = 4 x 5 |  | 5 | 6 = 4 x 5
#REF! | #REF!
#REF! | #REF!
| #REF! | #REF! | #REF! | #REF! | #REF!
| #REF! | #REF! | #REF! | #REF! | #REF!
#REF! | #REF! |  |  |  |  | (a) | Detailed Soil Investigation
| #REF! | #REF! | #REF! | #REF! | #REF! | (b) | All kinds of soil except fissured rock & hard rock
| #REF! | #REF! | #REF! | #REF! | #REF! | (e) | River Crossing Location
| #REF! | #REF! | #REF! | #REF! | #REF! | (f)
#REF! | #REF!
| #REF! | #REF! | #REF! | #REF! | #REF!
| #REF! | #REF! | #REF! | #REF! | #REF!
| #REF! | #REF! | #REF! | #REF! | #REF!
#REF! | #REF!
#REF! | #REF!
| #REF! | #REF! | #REF! | #REF! | #REF!
| #REF! | #REF! | #REF! | #REF! | #REF!
| #REF! | #REF! | #REF! | #REF! | #REF!
| #REF! | #REF! | #REF! | #REF! | #REF!
| #REF! | #REF! | #REF! | #REF! | #REF!
#REF! | #REF!
| #REF! | #REF! | #REF! | #REF! | #REF!
| #REF! | #REF! | #REF! | #REF! | #REF!
#REF! | #REF! | #REF! | #REF! | #REF! | #REF!
#REF! | #REF! | #REF! | #REF! | #REF! | #REF!
#REF! | #REF!
| #REF! | #REF! | #REF! | #REF! | #REF!
#REF! | #REF!
| #REF! | #REF! | #REF! | #REF! | #REF!
| #REF! | #REF! | #REF! | #REF! | #REF!
#REF! | #REF!
| #REF! | #REF! | #REF! | #REF! | #REF!
| #REF! | #REF! | #REF! | #REF! | #REF!
| #REF! | #REF! | #REF! | #REF! | #REF!
| #REF! | #REF! | #REF! | #REF! | #REF!
| #REF! | #REF! | #REF! | #REF! | #REF!
| #REF! | #REF! | #REF! | #REF! | #REF!
#REF!
| #REF! | #REF! | #REF! | #REF! | #REF!
| #REF! | #REF! | #REF! | #REF! | #REF!
| #REF! | #REF! | #REF! | #REF! | #REF!
| #REF! | #REF! | #REF! | #REF! | #REF!
#REF! | #REF!
#REF!
| #REF! | #REF! | #REF! | #REF! | #REF!
#REF! | #REF!
#REF! | #REF! | #REF! | #REF! | #REF! | #REF!
#REF! | #REF!
#REF! | #REF! | #REF! | #REF! | #REF! | #REF!
#REF! | #REF! | #REF! | #REF! | #REF! | #REF!
#REF! | #REF!
| #REF! | #REF! | #REF! | #REF! | #REF!
| Total Erection Price (A+B) |  |  |  | #REF!
Date : | --
Place : |  |  | Printed Name :
Designation :
Click for Sch-4

## Sch-4
Specification No.: 5002002364/SUB-STATION(INCLUDIN/DOM/A00 - CC CS -1 | [15 empty] | Schedule - 4
Substation Package SS-99 for (i) Conversion of 2×240MVAR non switchable Line Reactors at Raipur PS (Associated with Raipur PS-Champa PS 765 kV Ckt#1 and Ckt#2) into switchable Line Reactors under Western Region Expansion Scheme-XXIV (WRES-XXIV); (ii) Augmentation of transformation capacity by 1×500MVA, 400/220kV ICT (6th at Pavagada PS) under Augmentation of transformation Capacity by 1x500MVA, 400/220kV ICT (6th) and common facility at Pavagada (Tumkur) PS; and (iii) Installation of 420kV, 1×125MVAr Bus Reactor along with associated bay at Biharsharif (POWERGRID) Substation in the bus section having 1×80 MVAr existing bus Reactor under Eastern Region Expansion Scheme-XXVIII (ERES-XXVIII).
(SCHEDULE OF RATES AND PRICES )
Bidder’s Name and Address (Sole Bidder) : | [14 empty] | To:
Contracts Services, 3rd Floor
Name : | [14 empty] | Power Grid Corporation of India Ltd.,
Address : | [14 empty] | "Saudamini", Plot No.-2
Sector-29,
Gurgaon (Haryana) - 122001
Training Charges for Training to be imparted
SI. No. | PR No | PR Line Item No | Activity Header | PR Activity No | Activity Description | Service Code | SAC (Service Accounting Codes) | Whether SAC in column '8’ is confirmed. If not indicate applicable the SAC * | Rate of GST applicable ( in %) | Whether rate of GST in column ‘4’ is confirmed. If not indicate applicable rate of GST * | Description | Unit | Quantity | Unit Training Charges excluding GST | Total Training Charges excluding GST | Total GST as confirmed by Bidder
1 | 2 | 3 | 4 | 5 | 6 | 7 | 8 | 9 | 10 | 11 | 12 | 13 | 14 | 15 | 16 = 14 x 15 | 17
[17 empty] | Revaluation of J column | Tax Calculation
NOT APPLICABLE | [16 empty] | Revaluation of J column | Tax Calculation
[15 empty] | Included | 0 | 0 | 0
[9 empty] | Total Training Charges | [5 empty] | 0 |  |  | 0
[9 empty] | Total GST as confirmed by Bidder | [6 empty] | 0
Date : | -- | [12 empty] | Printed Name :
Place : | [13 empty] | Designation :
Click for Sch-5

## Sch-4b (hidden)
Specification No.: 5002002364/SUB-STATION(INCLUDIN/DOM/A00 - CC CS -1 | [15 empty] | Schedule - 4b
Substation Package SS-99 for (i) Conversion of 2×240MVAR non switchable Line Reactors at Raipur PS (Associated with Raipur PS-Champa PS 765 kV Ckt#1 and Ckt#2) into switchable Line Reactors under Western Region Expansion Scheme-XXIV (WRES-XXIV); (ii) Augmentation of transformation capacity by 1×500MVA, 400/220kV ICT (6th at Pavagada PS) under Augmentation of transformation Capacity by 1x500MVA, 400/220kV ICT (6th) and common facility at Pavagada (Tumkur) PS; and (iii) Installation of 420kV, 1×125MVAr Bus Reactor along with associated bay at Biharsharif (POWERGRID) Substation in the bus section having 1×80 MVAr existing bus Reactor under Eastern Region Expansion Scheme-XXVIII (ERES-XXVIII).
(SCHEDULE OF RATES AND PRICES )
Bidder’s Name and Address (Sole Bidder) : | [14 empty] | To:
Contracts Services, 3rd Floor
Name : | [14 empty] | Power Grid Corporation of India Ltd.,
Address : | [14 empty] | "Saudamini", Plot No.-2
Sector-29,
Gurgaon (Haryana) - 122001
Maintenance Charges during & after Defect Laibility Period
SI. No. | PR No | PR Line Item No | Activity Header | PR Activity No | Activity Description | Service Code | SAC (Service Accounting Codes) | Whether SAC in column '8’ is confirmed. If not indicate applicable the SAC * | Rate of GST applicable ( in %) | Whether rate of GST in column ‘4’ is confirmed. If not indicate applicable rate of GST * | Description | Unit | Quantity | Unit Maintenance Charges excluding GST | Total Maintenance Charges excluding GST | Total GST as confirmed by Bidder
1 | 2 | 3 | 4 | 5 | 6 | 7 | 8 | 9 | 10 | 11 | 12 | 13 | 14 | 15 | 16 = 14 x 15 | 17
| 0 | [15 empty] | Revaluation of P column | Tax Calculation
A. | #REF! | [15 empty] | Revaluation of P column | Tax Calculation
1 | [14 empty] | Included | 0 | 0 | 0
2 | [14 empty] | Included | 0 | 0 | 0
3 | [14 empty] | Included | 0 | 0 | 0
4 | [14 empty] | Included | 0 | 0 | 0
B. | #REF! | [15 empty] | Revaluation of P column | Tax Calculation
1 | [14 empty] | Included | 0 | 0 | 0
2 | [14 empty] | Included | 0 | 0 | 0
3 | [14 empty] | Included | 0 | 0 | 0
4 | [14 empty] | Included | 0 | 0 | 0
[9 empty] | Total Maintenance Charges during and after Defect Liabilty Period | [5 empty] | 0 |  |  | 0
[9 empty] | Total GST as confirmed by Bidder | [6 empty] | 0
Date : | -- | [12 empty] | Printed Name :
Place : | [13 empty] | Designation :
Click for Sch-5

## Sch-5
Specification No.: 5002002364/SUB-STATION(INCLUDIN/DOM/A00 - CC CS -1 |  |  |  | Schedule - 5
Substation Package SS-99 for (i) Conversion of 2×240MVAR non switchable Line Reactors at Raipur PS (Associated with Raipur PS-Champa PS 765 kV Ckt#1 and Ckt#2) into switchable Line Reactors under Western Region Expansion Scheme-XXIV (WRES-XXIV); (ii) Augmentation of transformation capacity by 1×500MVA, 400/220kV ICT (6th at Pavagada PS) under Augmentation of transformation Capacity by 1x500MVA, 400/220kV ICT (6th) and common facility at Pavagada (Tumkur) PS; and (iii) Installation of 420kV, 1×125MVAr Bus Reactor along with associated bay at Biharsharif (POWERGRID) Substation in the bus section having 1×80 MVAr existing bus Reactor under Eastern Region Expansion Scheme-XXVIII (ERES-XXVIII).
(SUMMARY OF TAXES & DUTIES APPLICABLE ON PLANT & EQUIPMENT)
Bidder’s Name and Address (Sole Bidder) : |  |  | To:
Contracts Services, 3rd Floor
Name : |  |  | Power Grid Corporation of India Ltd.,
Address : |  |  | "Saudamini", Plot No.-2
Sector-29,
Gurgaon (Haryana) - 122001
Sl. No. | Item Nos. |  | Total Price (INR) |  | After Discount |  | After MPDiscount
1 | TOTAL GST ON GOODS |  |  |  | Excise Duty | #REF! | Excise Duty | #REF!
| Total GST for Supply of Goods (inter-alia including Type Test Charges) between the Contractor and the Employer (identified in Schedule 1') which are not included in the Ex-works price as per the provision of the Bidding Documents, as applicable. |  | 0
2 | TOTAL GST ON SERVICES |  |  |  | Sales Tax | 0 | Sales Tax | 0
| Total GST on Installation Services (Schedule-3), Training to be imparted in India (Schedule-4) |  | 0 |  | #REF! | 0 | #REF! | 0
| GRAND TOTAL [1+2] |  | 0 |  | Grand Total after Discount | #REF! | Grand Total after MPD | #REF!
Date : | -- | Printed Name :
Place : |  | Designation :
Click for Sch-6

## Sch-5 Dis (hidden)
Specification No.: 5002002364/SUB-STATION(INCLUDIN/DOM/A00 - CC CS -1 |  |  |  | Schedule - 5
Substation Package SS-99 for (i) Conversion of 2×240MVAR non switchable Line Reactors at Raipur PS (Associated with Raipur PS-Champa PS 765 kV Ckt#1 and Ckt#2) into switchable Line Reactors under Western Region Expansion Scheme-XXIV (WRES-XXIV); (ii) Augmentation of transformation capacity by 1×500MVA, 400/220kV ICT (6th at Pavagada PS) under Augmentation of transformation Capacity by 1x500MVA, 400/220kV ICT (6th) and common facility at Pavagada (Tumkur) PS; and (iii) Installation of 420kV, 1×125MVAr Bus Reactor along with associated bay at Biharsharif (POWERGRID) Substation in the bus section having 1×80 MVAr existing bus Reactor under Eastern Region Expansion Scheme-XXVIII (ERES-XXVIII).
SUMMARY OF TAXES & DUTIES APPLICABLE ON GOODS
Bidder’s Name and Address (Sole Bidder) : |  |  | To:
Contracts Services, 3rd Floor
Name : |  |  | Power Grid Corporation of India Ltd.,
Address : |  |  | "Saudamini", Plot No.-2
Sector-29,
Gurgaon (Haryana) - 122001
Sl. No. | Item Nos. |  | Total Price (INR)
1 | TOTAL GST ON GOODS |  | 0
Total GST for Supply of Goods (inter-alia including Type Test Charges) between the Contractor and the Employer (identified in Schedule 1') which are not included in the Ex-works price as per the provision of the Bidding Documents, as applicable.
2 | TOTAL GST ON SERVICES |  | 0
Total GST on Installation Services (Schedule-3), Training to be imparted in India (Schedule-4a) and Maintenance Charges during and after Defect Liabilty Period (Schedule-4b)
| GRAND TOTAL [1+2] |  | 0
Date : | -- | Printed Name :
Place : |  | Designation :
Click for Sch-6

## Sch-6
Specification No.: 5002002364/SUB-STATION(INCLUDIN/DOM/A00 - CC CS -1 |  |  | Schedule - 6
Substation Package SS-99 for (i) Conversion of 2×240MVAR non switchable Line Reactors at Raipur PS (Associated with Raipur PS-Champa PS 765 kV Ckt#1 and Ckt#2) into switchable Line Reactors under Western Region Expansion Scheme-XXIV (WRES-XXIV); (ii) Augmentation of transformation capacity by 1×500MVA, 400/220kV ICT (6th at Pavagada PS) under Augmentation of transformation Capacity by 1x500MVA, 400/220kV ICT (6th) and common facility at Pavagada (Tumkur) PS; and (iii) Installation of 420kV, 1×125MVAr Bus Reactor along with associated bay at Biharsharif (POWERGRID) Substation in the bus section having 1×80 MVAr existing bus Reactor under Eastern Region Expansion Scheme-XXVIII (ERES-XXVIII).
(GRAND SUMMARY)
Bidder’s Name and Address (Sole Bidder) : |  |  | To:
Contracts Services, 3rd Floor
Name : |  |  | Power Grid Corporation of India Ltd.,
Address : |  |  | "Saudamini", Plot No.-2
Sector-29,
Gurgaon (Haryana) - 122001
Sl. No. | Description |  | Total Price (INR)
1 | TOTAL SCHEDULE NO. 1 |  | 0
Ex-works price of Plant and Equipment including Type Test Charges
2 | TOTAL SCHEDULE NO. 2 |  | 0
Local Transportation, In-transit Insurance, loading & unloading
3 | TOTAL SCHEDULE NO. 3 |  | 0
Installation Charges
4 | TOTAL SCHEDULE NO. 4 |  | 0
Training Charges
4b | TOTAL SCHEDULE NO. 4b |  | 0
Maintenance Charges during & after Defect Laibility Period
5 | TOTAL SCHEDULE NO. 5 |  | 0
Taxes and Duties
6 | TOTAL SCHEDULE NO. 7 |  | 0
Type Test Charges [Total of this Schedule is included in Schedule - 1 above.]
| GRAND TOTAL [1+2+3+4+5] |  | 0
Date : | -- | Printed Name :
Place : |  | Designation :
Click for Sch-7

## Sch-6 After Discount
Specification No.: 5002002364/SUB-STATION(INCLUDIN/DOM/A00 - CC CS -1 |  |  | Schedule - 6 After Discount
Substation Package SS-99 for (i) Conversion of 2×240MVAR non switchable Line Reactors at Raipur PS (Associated with Raipur PS-Champa PS 765 kV Ckt#1 and Ckt#2) into switchable Line Reactors under Western Region Expansion Scheme-XXIV (WRES-XXIV); (ii) Augmentation of transformation capacity by 1×500MVA, 400/220kV ICT (6th at Pavagada PS) under Augmentation of transformation Capacity by 1x500MVA, 400/220kV ICT (6th) and common facility at Pavagada (Tumkur) PS; and (iii) Installation of 420kV, 1×125MVAr Bus Reactor along with associated bay at Biharsharif (POWERGRID) Substation in the bus section having 1×80 MVAr existing bus Reactor under Eastern Region Expansion Scheme-XXVIII (ERES-XXVIII).
(GRAND SUMMARY)
Bidder’s Name and Address (Sole Bidder) : |  |  | To:
Contracts Services, 3rd Floor
Name : |  |  | Power Grid Corporation of India Ltd.,
Address : |  |  | "Saudamini", Plot No.-2
Sector-29,
Gurgaon (Haryana) - 122001
Sl. No. | Description |  | Total Price (INR)
1 | TOTAL SCHEDULE NO. 1 |  | 0
Ex-works price of Plant and Equipment including Type Test Charges
2 | TOTAL SCHEDULE NO. 2 |  | 0
Local Transportation, In-transit Insurance, loading & unloading
3 | TOTAL SCHEDULE NO. 3 |  | 0
Installation Charges
4 | TOTAL SCHEDULE NO. 4 |  | 0
Training Charges
4b | TOTAL SCHEDULE NO. 4b |  | 0
Maintenance Charges during & after Defect Laibility Period
5 | TOTAL SCHEDULE NO. 5 |  | 0
Taxes and Duties
6 | TOTAL SCHEDULE NO. 7 |  | 0
Type Test Charges [Total of this Schedule is included in Schedule - 1 above.]
| GRAND TOTAL [1+2+3+4+5] |  | 0
Date : | -- | Printed Name :
Place : |  | Designation :
Click for Sch-7

## Sch-7
Specification No.: 5002002364/SUB-STATION(INCLUDIN/DOM/A00 - CC CS -1 | [11 empty] | Schedule 7
Substation Package SS-99 for (i) Conversion of 2×240MVAR non switchable Line Reactors at Raipur PS (Associated with Raipur PS-Champa PS 765 kV Ckt#1 and Ckt#2) into switchable Line Reactors under Western Region Expansion Scheme-XXIV (WRES-XXIV); (ii) Augmentation of transformation capacity by 1×500MVA, 400/220kV ICT (6th at Pavagada PS) under Augmentation of transformation Capacity by 1x500MVA, 400/220kV ICT (6th) and common facility at Pavagada (Tumkur) PS; and (iii) Installation of 420kV, 1×125MVAr Bus Reactor along with associated bay at Biharsharif (POWERGRID) Substation in the bus section having 1×80 MVAr existing bus Reactor under Eastern Region Expansion Scheme-XXVIII (ERES-XXVIII). | [15 empty] | As per Lum-sum |  | 0%
(SCHEDULE OF RATES AND PRICES ) | [15 empty] | AS per Percent |  | #REF!
[16 empty] | As per lum-sum on Sch-7 |  | 0%
Bidder’s Name and Address (Sole Bidder) : | [9 empty] | To: | [5 empty] | As per Percent on Sch-7 |  | #REF!
[10 empty] | Contracts Services, 3rd Floor | [5 empty] | Total Discount |  | #REF!
Name : | [9 empty] | Power Grid Corporation of India Ltd.,
Address : | [9 empty] | "Saudamini", Plot No.-2
[10 empty] | Sector-29, | [5 empty] | Multipackage Discount |  | 0%
Gurgaon (Haryana) - 122001
Type tests on Earthwire, Hardwar Fittings & accessories of conductor & earthwire:
SL. NO. | PR No | Line Item No | Code | HSN Code | Whether HSN in column ‘2’ is confirmed. If not indicate applicable the HSN code * | Rate of GST applicable ( in %) | Whether rate of GST in column ‘4’ is confirmed. If not indicate applicable rate of GST * | Description of Test | Unit | Quantity | Unit Test Charge | Total Test Charges (Rs.) | Total GST as confirmed by Bidder | Revaluation of M column | Tax Calculation |  | Total Test Charges After Discount (Rs.) |  | Dis Alert | Total Test Charges After MPD (Rs.)
1 | 2 | 3 | 4 | 5 | 6 | 7 | 8 | 9 | 10 | 11 | 12 | 13 = 10 x 11 | 14
I
1 | [11 empty] | Included | 0 | 0 | 0
2 | [11 empty] | Included | 0 | 0 | 0
NOT APPLICABLE
[8 empty] | TOTAL TYPE TEST CHARGES |  |  |  | 0
[8 empty] | Total GST as confirmed by Bidder |  |  |  |  | 0
Date : |  |  |  | -- |  |  |  |  | Printed Name :
Place : | [8 empty] | Designation :
Note : |  |  |  | Bidder should indicate the name of test laboratories where type tests are proposed to be conducted
Specification No.: 5002002364/SUB-STATION(INCLUDIN/DOM/A00 - CC CS -1
Substation Package SS-99 for (i) Conversion of 2×240MVAR non switchable Line Reactors at Raipur PS (Associated with Raipur PS-Champa PS 765 kV Ckt#1 and Ckt#2) into switchable Line Reactors under Western Region Expansion Scheme-XXIV (WRES-XXIV); (ii) Augmentation of transformation capacity by 1×500MVA, 400/220kV ICT (6th at Pavagada PS) under Augmentation of transformation Capacity by 1x500MVA, 400/220kV ICT (6th) and common facility at Pavagada (Tumkur) PS; and (iii) Installation of 420kV, 1×125MVAr Bus Reactor along with associated bay at Biharsharif (POWERGRID) Substation in the bus section having 1×80 MVAr existing bus Reactor under Eastern Region Expansion Scheme-XXVIII (ERES-XXVIII). | [7 empty] | 0 | 0
(SCHEDULE OF RATES AND PRICES ) | [7 empty] | 0 | 0
Bidder’s Name and Address (Sole Bidder) :
[8 empty] | 0 | 0
Name : | [8 empty] | 0
Address : | [8 empty] | 0
0
0
SL. NO. | [7 empty] | Description of Test | #REF!
#REF! | [7 empty] | #REF! | #REF!
#REF! | [7 empty] | #REF!
#REF! | [7 empty] | #REF! | #REF!
#REF! | [7 empty] | #REF! | #REF!
[8 empty] | #REF! | #REF!
#REF! | [7 empty] | #REF!
#REF! | [7 empty] | #REF!
#REF! | [7 empty] | #REF!
#REF! | [7 empty] | #REF! | #REF!
#REF! | [7 empty] | #REF! | #REF!
#REF! | [7 empty] | #REF! | #REF!
#REF! | [7 empty] | #REF! | #REF!
[8 empty] | #REF! | #REF!
#REF! | [7 empty] | #REF!
#REF! | [7 empty] | #REF! | #REF!
#REF! | [7 empty] | #REF! | #REF!
#REF! | [7 empty] | #REF! | #REF!
#REF! | [7 empty] | #REF! | #REF!
[8 empty] | #REF! | #REF!
#REF! | [7 empty] | #REF!
#REF! | [7 empty] | #REF! | #REF!
#REF! | [7 empty] | #REF! | #REF!
#REF! | [7 empty] | #REF! | #REF!
[8 empty] | #REF! | #REF!
#REF! | [7 empty] | #REF!
#REF! | [7 empty] | #REF! | #REF!
#REF! | [7 empty] | #REF! | #REF!
#REF! | [7 empty] | #REF! | #REF!
[8 empty] | #REF! | #REF!
#REF! | [7 empty] | #REF!
#REF! | [7 empty] | #REF! | #REF!
#REF! | [7 empty] | #REF! | #REF!
#REF! | [7 empty] | #REF! | #REF!
#REF! | [7 empty] | #REF! | #REF!
[8 empty] | #REF! | #REF!
[8 empty] | #REF! | #REF!
#REF! | [7 empty] | #REF!
#REF! | [7 empty] | #REF!
#REF! | [7 empty] | #REF! | #REF!
#REF! | [7 empty] | #REF! | #REF!
#REF! | [7 empty] | #REF! | #REF!
[8 empty] | #REF! | #REF!
[8 empty] | #REF! | #REF!
#REF! | [7 empty] | #REF!
#REF! | [7 empty] | #REF!
#REF! | [7 empty] | #REF! | #REF!
#REF! | [7 empty] | #REF! | #REF!
#REF! | [7 empty] | #REF! | #REF!
#REF! | [7 empty] | #REF! | #REF!
#REF! | [7 empty] | #REF! | #REF!
[8 empty] | #REF! | #REF!
#REF! | [7 empty] | #REF!
#REF! | [7 empty] | #REF! | #REF!
#REF! | [7 empty] | #REF! | #REF!
#REF! | [7 empty] | #REF! | #REF!
#REF! | [7 empty] | #REF! | #REF!
#REF! | [7 empty] | #REF! | #REF!
#REF! | [7 empty] | #REF! | #REF!
[8 empty] | #REF! | #REF!
#REF! | [7 empty] | #REF!
#REF! | [7 empty] | #REF! | #REF!
#REF! | [7 empty] | #REF! | #REF!
#REF! | [7 empty] | #REF! | #REF!
#REF! | [7 empty] | #REF! | #REF!
#REF! | [7 empty] | #REF! | #REF!
#REF! | [7 empty] | #REF! | #REF!
#REF! | [7 empty] | #REF! | #REF!
#REF! | [7 empty] | #REF! | #REF!
#REF! | [7 empty] | #REF! | #REF!
[8 empty] | #REF! | #REF!
#REF! | [7 empty] | #REF!
#REF! | [7 empty] | #REF! | #REF!
#REF! | [7 empty] | #REF! | #REF!
#REF! | [7 empty] | #REF! | #REF!
[8 empty] | #REF! | #REF!
#REF! | [7 empty] | #REF!
#REF! | [7 empty] | #REF! | #REF!
#REF! | [7 empty] | #REF! | #REF!
#REF! | [7 empty] | #REF! | #REF!
[8 empty] | #REF! | #REF!
#REF! | [7 empty] | #REF!
#REF! | [7 empty] | #REF! | #REF!
#REF! | [7 empty] | #REF! | #REF!
[8 empty] | #REF! | #REF!
#REF! | [7 empty] | #REF!
#REF! | [7 empty] | #REF! | #REF!
#REF! | [7 empty] | #REF! | #REF!
#REF! | [7 empty] | #REF! | #REF!
#REF! | [7 empty] | #REF! | #REF!
#REF! | [7 empty] | #REF! | #REF!
#REF! | [7 empty] | #REF! | #REF!
[8 empty] | #REF! | #REF!
#REF! | [7 empty] | #REF!
#REF! | [7 empty] | #REF! | #REF!
#REF! | [7 empty] | #REF! | #REF!
#REF! | [7 empty] | #REF! | #REF!
#REF! | [7 empty] | #REF! | #REF!
#REF! | [7 empty] | #REF!
#REF! | [7 empty] | #REF! | #REF!
#REF! | [7 empty] | #REF! | #REF!
#REF! | [7 empty] | #REF! | #REF!
#REF! | [7 empty] | #REF! | #REF!
[8 empty] | #REF! | #REF!
[8 empty] | #REF! | #REF!
[8 empty] | #REF! | #REF!
Click for Bid Form 2nd Envelope

## Sch-7 Dis (hidden)
Specification No.: 5002002364/SUB-STATION(INCLUDIN/DOM/A00 - CC CS -1
Substation Package SS-99 for (i) Conversion of 2×240MVAR non switchable Line Reactors at Raipur PS (Associated with Raipur PS-Champa PS 765 kV Ckt#1 and Ckt#2) into switchable Line Reactors under Western Region Expansion Scheme-XXIV (WRES-XXIV); (ii) Augmentation of transformation capacity by 1×500MVA, 400/220kV ICT (6th at Pavagada PS) under Augmentation of transformation Capacity by 1x500MVA, 400/220kV ICT (6th) and common facility at Pavagada (Tumkur) PS; and (iii) Installation of 420kV, 1×125MVAr Bus Reactor along with associated bay at Biharsharif (POWERGRID) Substation in the bus section having 1×80 MVAr existing bus Reactor under Eastern Region Expansion Scheme-XXVIII (ERES-XXVIII). | [6 empty] | As per Lum-sum |  | 0%
(SCHEDULE OF RATES AND PRICES : TYPE TEST CHARGES) | [6 empty] | AS per Percent |  | #REF!
[7 empty] | As per lum-sum on Sch-7 |  | 0%
Bidder’s Name and Address (Sole Bidder) : |  |  |  | To: |  |  | As per Percent on Sch-7 |  | #REF!
|  |  |  | Contracts Services, 3rd Floor |  |  | Total Discount |  | #REF!
Name : |  |  |  | Power Grid Corporation of India Ltd.,
Address : |  |  |  | "Saudamini", Plot No.-2
|  |  |  | Sector-29, |  |  | Multipackage Discount |  | 0%
Gurgaon (Haryana) - 122001
Type Tests on Earthwire
SL. NO. | Description of Test | Unit | Quantity | Unit Test Charge | Total Test Charges (Rs.) |  |  | Total Test Charges After Discount (Rs.) |  | Dis Alert | Total Test Charges After MPD (Rs.)
I | #REF!
(a) | #REF! | #REF! | #REF! | #REF! | #REF!
(b) | #REF! | #REF! | #REF! | #REF! | #REF!
| Sub-Total (I) |  |  |  | #REF!
| TOTAL TEST CHARGES (I) |  |  |  | #REF!
[7 empty] | Discount Sche-7 | #REF! |  | MPD Sche-7 | #REF!
[7 empty] | Dis Alert | #REF!
Signature :
Date : | -- | Printed Name :
Place : |  | Designation :
Common Seal :
Note : | Bidder should indicate the name of test laboratories where type tests are proposed to be conducted
Specification No.: 5002002364/SUB-STATION(INCLUDIN/DOM/A00 - CC CS -1
Substation Package SS-99 for (i) Conversion of 2×240MVAR non switchable Line Reactors at Raipur PS (Associated with Raipur PS-Champa PS 765 kV Ckt#1 and Ckt#2) into switchable Line Reactors under Western Region Expansion Scheme-XXIV (WRES-XXIV); (ii) Augmentation of transformation capacity by 1×500MVA, 400/220kV ICT (6th at Pavagada PS) under Augmentation of transformation Capacity by 1x500MVA, 400/220kV ICT (6th) and common facility at Pavagada (Tumkur) PS; and (iii) Installation of 420kV, 1×125MVAr Bus Reactor along with associated bay at Biharsharif (POWERGRID) Substation in the bus section having 1×80 MVAr existing bus Reactor under Eastern Region Expansion Scheme-XXVIII (ERES-XXVIII). | 0 | 0 |  |  |  | 0
(SCHEDULE OF RATES AND PRICES : TYPE TEST CHARGES) | 0 | 0 |  |  |  | 0
Bidder’s Name and Address (Sole Bidder) : | [5 empty] | 0
| 0 | 0 |  |  |  | 0
Name : |  | 0 |  |  |  | 0
Address : |  | 0 |  |  |  | 0
|  | 0 |  |  |  | 0
|  | 0 |  |  |  | 0
SL. NO. | Description of Test | 0
#REF! | #REF! | #REF!
#REF! | #REF!
#REF! | #REF! | #REF!
#REF! | #REF! | #REF!
| #REF! | #REF!
#REF! | #REF!
#REF! | #REF!
#REF! | #REF!
#REF! | #REF! | #REF!
#REF! | #REF! | #REF!
#REF! | #REF! | #REF!
#REF! | #REF! | #REF!
| #REF! | #REF!
#REF! | #REF!
#REF! | #REF! | #REF!
#REF! | #REF! | #REF!
#REF! | #REF! | #REF!
#REF! | #REF! | #REF!
| #REF! | #REF!
#REF! | #REF!
#REF! | #REF! | #REF!
#REF! | #REF! | #REF!
#REF! | #REF! | #REF!
| #REF! | #REF!
#REF! | #REF!
#REF! | #REF! | #REF!
#REF! | #REF! | #REF!
#REF! | #REF! | #REF!
| #REF! | #REF!
#REF! | #REF!
#REF! | #REF! | #REF!
#REF! | #REF! | #REF!
#REF! | #REF! | #REF!
#REF! | #REF! | #REF!
| #REF! | #REF!
| #REF! | #REF!
#REF! | #REF!
#REF! | #REF!
#REF! | #REF! | #REF!
#REF! | #REF! | #REF!
#REF! | #REF! | #REF!
| #REF! | #REF!
| #REF! | #REF!
#REF! | #REF!
#REF! | #REF!
#REF! | #REF! | #REF!
#REF! | #REF! | #REF!
#REF! | #REF! | #REF!
#REF! | #REF! | #REF!
#REF! | #REF! | #REF!
| #REF! | #REF!
#REF! | #REF!
#REF! | #REF! | #REF!
#REF! | #REF! | #REF!
#REF! | #REF! | #REF!
#REF! | #REF! | #REF!
#REF! | #REF! | #REF!
#REF! | #REF! | #REF!
| #REF! | #REF!
#REF! | #REF!
#REF! | #REF! | #REF!
#REF! | #REF! | #REF!
#REF! | #REF! | #REF!
#REF! | #REF! | #REF!
#REF! | #REF! | #REF!
#REF! | #REF! | #REF!
#REF! | #REF! | #REF!
#REF! | #REF! | #REF!
#REF! | #REF! | #REF!
| #REF! | #REF!
#REF! | #REF!
#REF! | #REF! | #REF!
#REF! | #REF! | #REF!
#REF! | #REF! | #REF!
| #REF! | #REF!
#REF! | #REF!
#REF! | #REF! | #REF!
#REF! | #REF! | #REF!
#REF! | #REF! | #REF!
| #REF! | #REF!
#REF! | #REF!
#REF! | #REF! | #REF!
#REF! | #REF! | #REF!
| #REF! | #REF!
#REF! | #REF!
#REF! | #REF! | #REF!
#REF! | #REF! | #REF!
#REF! | #REF! | #REF!
#REF! | #REF! | #REF!
#REF! | #REF! | #REF!
#REF! | #REF! | #REF!
| #REF! | #REF!
#REF! | #REF!
#REF! | #REF! | #REF!
#REF! | #REF! | #REF!
#REF! | #REF! | #REF!
#REF! | #REF! | #REF!
#REF! | #REF!
#REF! | #REF! | #REF!
#REF! | #REF! | #REF!
#REF! | #REF! | #REF!
#REF! | #REF! | #REF!
| #REF! | #REF!
| #REF! | #REF!
| #REF! | #REF!
Click for Bid Form 2nd Envelope

## Discount
AAABBAAAABBf
Specification No.: 5002002364/SUB-STATION(INCLUDIN/DOM/A00 - CC CS -1 |  |  |  |  | Letter of Discount
LETTER OF DISCOUNT
To:
Contract Services
Power Grid Corporation of India Ltd.,
"Saudamini", Plot No.-2
Sector-29, (near IFFCO Chowk)
Gurgaon (Haryana) - 122001
Subject : |  | Substation Package SS-99 for (i) Conversion of 2×240MVAR non switchable Line Reactors at Raipur PS (Associated with Raipur PS-Champa PS 765 kV Ckt#1 and Ckt#2) into switchable Line Reactors under Western Region Expansion Scheme-XXIV (WRES-XXIV); (ii) Augmentation of transformation capacity by 1×500MVA, 400/220kV ICT (6th at Pavagada PS) under Augmentation of transformation Capacity by 1x500MVA, 400/220kV ICT (6th) and common facility at Pavagada (Tumkur) PS; and (iii) Installation of 420kV, 1×125MVAr Bus Reactor along with associated bay at Biharsharif (POWERGRID) Substation in the bus section having 1×80 MVAr existing bus Reactor under Eastern Region Expansion Scheme-XXVIII (ERES-XXVIII).
Dear Sir
With reference to the subject tender, we hereby offer unconditional discount on the prices quoted by us as per details given here below : | [6 empty] | Eq Weightage of Rs/ % | Final Discount Factor
| 1 | Discount on lum-sum basis on total price quoted by us without Taxes & Duties. [The discount shall be proportionately applicable on all the items of all the Schdules i.e. Sch-1 (without type test charges), Sch-2, Sch-3, Sch-4a, Sch-4b & Sch-7] In Rs. |  |  |  | 0 | 0%
| 2 | Discount on percent basis on total price quoted by us without Taxes & Duties. [The discount shall be applicable on all the items of all the Schdules i.e. Sch-1 (without type test charges), Sch-2 , Sch-3, Sch-4a, Sch-4b & Sch-7] In Percent (%) |  |  |  | 0 | 0%
| 3 | Discount on lum-sum basis on the Schedules as given below : [The discount shall be proportionately applicable on all the relevent items of the respective Schdules.] In Rs.
|  | Schedule-1 : Ex works prices |  | In Rs. |  | 0 | 0% | Schedule-1 : Ex-Works Price | 0%
|  | Schedule-2 : Freight & Insurance |  | In Rs. |  | 0 | 0% | Schedule-2 : Freight & Insurance | 0%
|  | Schedule-3 : Erection Charges |  | In Rs. |  | 0 | 0% | Schedule-3 : Erection Charges | 0%
|  | Schedule-4a : Training Charges |  | In Rs. |  | 0 | 0% | Schedule-4a : Training Charges | 0%
|  | Schedule-4b : Maintenance Charges during and after DLP |  | In Rs. |  | 0 | 0% | Schedule-4b : Maintenance Charges | 0%
|  | Schedule-7 : Type Test Charges |  | In Rs. |  | 0 | 0% | Schedule-7 : Type Test Charges | 0%
| 4 | Discount on percent basis on the Schedules as given below : [The discount shall be applicable on all the relevent items of the respective Schdules.] In Percent (%)
|  | Schedule-1 : Ex works prices |  | In Percent (%) |  | 0 | 0%
|  | Schedule-2 : Freight & Insurance |  | In Percent (%) |  | 0 | 0%
|  | Schedule-3 : Erection Charges |  | In Percent (%) |  | 0 | 0%
|  | Schedule-4a : Training Charges |  | In Percent (%) |  | 0 | 0%
|  | Schedule-4b : Maintenance Charges during and after DLP |  | In Percent (%) |  | 0 | 0%
|  | Schedule-7 : Type Test Charges |  | In Percent (%) |  | 0 | 0%
Discount(s) offered at sl. No. 1 to 4 will get displayed and accounted for automatically in the respective items of the Schedules.
| 5 | We hereby offer Multi-package discount as given below:
Multi-Package Discount(s) offered at sl. No. 5 will not get automatically accounted for in the respective items of the Schedules. The same shall be worked out saparately for evaluation.
Please consider this letter of discount as the integral part of our price bid.
Thanking you, we remain,
Yours faithfully,
For and on behalf of
Date : |  | -- | Printed Name :
Place : |  |  | Designation :
Click for Bid Form

## Octroi (hidden)
Details of Octroi
Sl No. | Description of Items | Amount on which Octroi is applicable | Rate of Octroi | Octroi
(1) | (2) | (3) | (4) | (5) =(3) x (4)
1 |  |  |  | 0
2 |  |  |  | 0
3 |  |  |  | 0
4 |  |  |  | 0
5 |  |  |  | 0
6 |  |  |  | 0
7 |  |  |  | 0
8 |  |  |  | 0
9 |  |  |  | 0
10 |  |  |  | 0
| Total |  |  | 0
Back to Sch 5

## Entry Tax (hidden)
Details of Entry Tax
Sl No. | Description of Items | Amount on which Entry Tax is applicable | Rate of Entry Tax | Entry Tax
(1) | (2) | (3) | (4) | (5) =(3) x (4)
1 |  |  |  | 0
2 |  |  |  | 0
3 |  |  |  | 0
4 |  |  |  | 0
5 |  |  |  | 0
6 |  |  |  | 0
7 |  |  |  | 0
8 |  |  |  | 0
9 |  |  |  | 0
10 |  |  |  | 0
| Total |  |  | 0
Back to Sch 5

## Other Taxes & Duties (hidden)
Details of Other Taxes & Duties
Sl No. | Description of Items | Amount on which Other Taxes & Duties are applicable | Description of Taxes & Duties | Rate of Taxes & Duties | Amount of Taxes & Duties
(1) | (2) | (3) | (4) | (5) | (6) =(3) x (4)
1 |  |  |  |  | 0
2 |  |  |  |  | 0
3 |  |  |  |  | 0
4 |  |  |  |  | 0
5 |  |  |  |  | 0
6 |  |  |  |  | 0
7 |  |  |  |  | 0
8 |  |  |  |  | 0
9 |  |  |  |  | 0
10 |  |  |  |  | 0
| Total |  |  |  | 0
Back to Sch 5

## Bid Form 2nd Envelope
Specification No.: 5002002364/SUB-STATION(INCLUDIN/DOM/A00 - CC CS -1 |  |  |  | Bid Form 2nd Envelope |  | Sole Bidder |  |  |  | 1 | st |  | 1 | January
[6 empty] | 0 |  |  |  | 2 | nd |  | 2 | February
BID FORM (Second Envelope) | [9 empty] | 3 | rd |  | 3 | March
[10 empty] | 4 | th |  | 4 | April
Bid Proposal Ref. No. | [9 empty] | 5 | th |  | 5 | May
Date : | -- | [8 empty] | 6 | th | #VALUE! | 6 | June
[10 empty] | 7 | th | #VALUE! | 7 | July
To: | [9 empty] | 8 | th | #VALUE! | 8 | August
Contracts Services, 3rd Floor | [9 empty] | 9 | th | #VALUE! | 9 | September
Power Grid Corporation of India Ltd., | [9 empty] | 10 | th |  | 10 | October
"Saudamini", Plot No.-2 | [9 empty] | 11 | th |  | 11 | November
Sector-29, | [9 empty] | 12 | th |  | 12 | December
Gurgaon (Haryana) - 122001 | [9 empty] | 13 | th
[10 empty] | 14 | th
Name of Contract : | Substation Package SS-99 for (i) Conversion of 2×240MVAR non switchable Line Reactors at Raipur PS (Associated with Raipur PS-Champa PS 765 kV Ckt#1 and Ckt#2) into switchable Line Reactors under Western Region Expansion Scheme-XXIV (WRES-XXIV); (ii) Augmentation of transformation capacity by 1×500MVA, 400/220kV ICT (6th at Pavagada PS) under Augmentation of transformation Capacity by 1x500MVA, 400/220kV ICT (6th) and common facility at Pavagada (Tumkur) PS; and (iii) Installation of 420kV, 1×125MVAr Bus Reactor along with associated bay at Biharsharif (POWERGRID) Substation in the bus section having 1×80 MVAr existing bus Reactor under Eastern Region Expansion Scheme-XXVIII (ERES-XXVIII). | [8 empty] | 15 | th
Dear Ladies and/or Gentlemen, | [9 empty] | 16 | th
1 | In continuation of First Envelope of our Bid, we hereby submit the Second Envelope of the Bid, both of which shall be read together and in conjunction with each other, and shall be construed as an integral part of our Bid. Accordingly, we the undersigned, offer to design, manufacture, test, deliver, install and commission (including carrying out Trial Operation, Performance & Guarantee Test as per provision of Technical Specification) under the above-named package in full conformity with the said Bidding Documents for the sum of Rs. 0 (Rs. Zero Only ) or such other sums as may be determined in accordance with the terms and conditions of the Bidding Documents. |  |  |  |  | In continuation of First Envelope of our Bid, we hereby submit the Second Envelope of the Bid, both of which shall be read together and in conjunction with each other, and shall be construed as an integral part of our Bid. Accordingly, we the undersigned, offer to design, manufacture, test, deliver, install and commission (including carrying out Trial Operation, Performance & Guarantee Test as per provision of Technical Specification) under the above-named package in full conformity with the said Bidding Documents for the sum of Rs. | or such other sums as may be determined in accordance with the terms and conditions of the Bidding Documents. | 0 | (Rs. Zero Only ) | 17 | th
| The above amounts are in accordance with the price schedules attached herewith and are made part of this bid. | [8 empty] | 18 | th
2 | Price Schedules | [8 empty] | 19 | th
2.1 | In line with the requirements of the Bidding documents, we enclose herewith the following Price Schedules, duly filled - in as per your proforma: | [8 empty] | 20 | th
| Schedule 1 | Plant and Equipment (Including Mandatory Spare Parts) to be supplied, including Type Test Charges. | [7 empty] | 21 | st
| Schedule 2 | Local Transportation, In-transit Insurance, loading and unloading | [7 empty] | 22 | th
| Schedule 3 | Installation Charges. | [7 empty] | 23 | th
| Schedule 4 | Training charges for training to be imparted. | [7 empty] | 24 | th
| Schedule 4b | Maintenance Charges during & after Defect Laibility Period.
| Schedule 5 | Taxes and Duties not included in Schedule 1 | [7 empty] | 25 | th
| Schedule 6 | Grand Summary [Schedule 1to 5] | [7 empty] | 26 | th
| Schedule 7 | Break-up of Type Test Charges for Type Tests to be conducted | [7 empty] | 27 | th
2.2 | We are aware that the Price Schedules do not generally give a full description of the Work to be performed under each item and we shall be deemed to have read the Technical Specifications and other sections of the Bidding Documents and Drawings to ascertain the full scope of Work included in each item while filling-in the rates and prices. We agree that the entered rates and prices shall be deemed to include for the full scope as aforesaid, including overheads and profit. | [8 empty] | 28 | th
2.3 | We declare that as specified in Clause 11.5, Section –II:ITB, Vol.-I of the Bidding Documents, prices quoted by us in the Price Schedules shall be subject to Price Adjustment during the execution of Contract in accordance with Appendix-2 (Price Adjustment) to the Contract Agreement. | [8 empty] | 29 | th
2.4 | We understand that in the price schedules, where there are errors between the total of the amounts given under the column for the price Breakdown and the amount given under the Total Price, the former shall prevail and the latter will be corrected accordingly. We further understand that where there are discrepancies between amounts stated in figures and amounts stated in words, the amount stated in words shall prevail. Similarly, any discrepancy in the total bid price and that of the summation of Schedule price (price indicated in a Schedule indicating the total of that schedule), the total bid price shall be corrected to reflect the actual summation of the Schedule prices. | [8 empty] | 30 | th
2.5 | We declare that items left blank in the Schedules will be deemed to have been included in other items. The TOTAL for each Schedule and the TOTAL of Grand Summary shall be deemed to be the total price for executing the Facilities and sections thereof in complete accordance with the Contract, whether or not each individual item has been priced. | [8 empty] | 31 | st
3 | We confirm that except as otherwise specifically provided our Bid Prices in this Second Envelope include all taxes, duties, levies and charges as may be assessed on us/our Associate (applicable for Foreign Bidder), our Sub-Contractor/Sub-Vendor or their employees by all municipal, state or national government authorities in connection with the Facilities, in and outside of India.
3.1 | 100% of applicable Taxes and Duties i.e GST which are payable by the Employer under the Contract, shall be reimbursed by the Employer on production of satisfactory documentary evidence by the Contractor in accordance with the provisions of the Bidding Documents.
3.2 | We further understand that notwithstanding 3.0 above, in case of award on us, you shall also bear and pay/reimburse to us, GST applicable on supplies by us to you, imposed on the Plant & Equipment including Mandatory Spare Parts to be incorporated into the Facilities including Type Test charges for Type test to be conducted specified in Schedule No. 1, Installation Services specified in Schedule No. 3, Charges for Training to be imparted specified in Schedule No. 4a and Maintenance Charges during & after Defect Laibility Period specified in Schedule No. 4b of the Price Schedule in this Second Envelope by the Indian Laws.
3.3 | We confirm that we have also registered/we shall also get registered in the GST Network with a GSTIN, in all the states where the project is located and the states from which we shall make our supply of goods.
4 | # (For Joint Venture only) We, the partners of Joint Venture submitting this bid, do agree and confirm that in case of Award of Contract on the Joint Venture, we shall be jointly and severally liable and responsible for the execution of the Contract in accordance with Contract terms and conditions. |  |  |  | 1
5 | We, hereby, declare that only the persons or firms interested in this proposal as principals are named here and that no other persons or firms other than those mentioned herein have any interest in this proposal or in the Contract to be entered into, if the award is made on us, that this proposal is made without any connection with any other person, firm or party likewise submitting a proposal is in all respects for and in good faith, without collusion or fraud.
Thanking you, we remain,
Yours faithfully,
For and on behalf of
Signature :
Date : | -- |  | Printed Name :
Place : |  |  | Designation :
Common Seal :
In case of bid from a Joint Venture, name & designation of representative of JV partner is to be provided and Bid Form is also to be signed by him.
Please provide additional information of the Bidder
Business Address :
Country of Incorporation :
State/Province to be indicated :
Name of Principal Officer :
Address of Principal Officer :
Note: Bidders may note that no prescribed proforma has been enclosed for Attachment 2 : Power of Attorney. Bidders may use their own proforma for furnishing the required information with the bid.
* * *
Back to Cover Page

## Q & C (2) (hidden)
STATEMENT OF QUOTED / CORRECTED PRICES
All Figures are in Rupees
Bidder |  | 0
Sl. No. | Price Component | Quoted Price | Corrected Price
1 | TOTAL SCHEDULE NO. 1:Ex-Works Price of Plant and Equipment including Type Test Charges | 0 |  | 0
2 | TOTAL SCHEDULE NO.2: Local Transportation, Insurance and other Incidental Services. | 0 |  | 0
3 | TOTAL SCHEDULE NO.3: Installation Charges | 0 |  | 0
4 | TOTAL SCHEDULE NO.4: Training Charges | Not Applicable |  | Not Applicable
5 | TOTAL BID PRICE: (Excluding Taxes & Duties) | 0 |  | 0
6 | DISCOUNT | #REF! |  | #REF! | #REF!
7 | NET BID PRICE (Excluding Taxes & Duties) | #REF! |  | #REF!
8 | TAXES & DUTIES PAYABLE ADDITIONALLY
| A) EXCISE DUTY | 0 |  | 0
| B) CENTRAL SALES TAX | 0 |  | 0
| C) VAT | #REF! |  | 0
| D) ENTRY TAX / OCTROI | #REF! |  | 0
E) OTHERS
| F) TOTAL TAXES & DUTIES | #REF! |  | 0
8 | TOTAL BID PRICE (INCLUDING TAXES & DUTIES) | #REF! |  | 0
9 | TOTAL SCHEDULE NO.7: Type Test Charges [Total of this Schedule is included in Schedule-1 above] | 0 |  | 0
I) | Bidder has indicated the following taxes and duties additionally applicable for their bid:
| Excise Duty % as |  |  |  | Excise Duty
| CST % as |  |  |  | CST
| #REF! |  |  |  | VAT | #REF! | #REF!
| #REF! |  |  |  | Entry Tax/ Octroi | #REF! | #REF!
| Others as |  |  |  | Others
II) | With regard to Entry Tax, it may be mentioned that the substations covered under the subject pacakge falls in State of MP, where an entry tax @ 2% of Purchase Price is applicable. In view of the above, the taxes and duties inter-alia including entry tax applicable for the bids are calculated :
a) | Ex-Works Price of Direct Supplies (after discount, if any) |  | Rs. | 0
b) | Excise Duty, as applicable on (a) above at the rate : | 10% | Rs. | 0
c) | Amount on which Sales Tax is applicable | 0 |  | 0
d) | CST, as applicable on (a) + ED (b) above at the rate : | 2% | Rs. | 0
e) | VAT, as applicable on (a) + ED (b) above at the rate : | 1% |  | 0
f) | Others [……………………………………………] |  | Rs.
g) | Purchase Price for Entry Tax (Total Ex-Works+F&I+ED+CST+Others) |  | Rs. | 0
h) | Entry Tax, as applicable on (e) above at the rate : |  | Rs. | 0
Substation Package SS-99 for (i) Conversion of 2×240MVAR non switchable Line Reactors at Raipur PS (Associated with Raipur PS-Champa PS 765 kV Ckt#1 and Ckt#2) into switchable Line Reactors under Western Region Expansion Scheme-XXIV (WRES-XXIV); (ii) Augmentation of transformation capacity by 1×500MVA, 400/220kV ICT (6th at Pavagada PS) under Augmentation of transformation Capacity by 1x500MVA, 400/220kV ICT (6th) and common facility at Pavagada (Tumkur) PS; and (iii) Installation of 420kV, 1×125MVAr Bus Reactor along with associated bay at Biharsharif (POWERGRID) Substation in the bus section having 1×80 MVAr existing bus Reactor under Eastern Region Expansion Scheme-XXVIII (ERES-XXVIII). |  | Statement of Quoted / Corrected Prices |  | Page
Spec. No. | Specification No.: 5002002364/SUB-STATION(INCLUDIN/DOM/A00 - CC CS -1

## Q & C (hidden)
STATEMENT OF QUOTED / CORRECTED PRICES
All Figures are in Rupees
Bidder
Sl. No. | Price Component | Quoted Price | Corrected Price
1 | TOTAL SCHEDULE NO. 1:Ex-Works Price of Plant and Equipment including Type Test Charges | 0 |  | 0
2 | TOTAL SCHEDULE NO.2: Local Transportation, Insurance and other Incidental Services. | 0 |  | 0
3 | TOTAL SCHEDULE NO.3: Installation Charges | 0 |  | 0
4 | TOTAL SCHEDULE NO.4: Training Charges | Not Applicable |  | Not Applicable
5 | TOTAL BID PRICE: (Excluding Taxes & Duties) | 0 |  | 0
6 | DISCOUNT | #REF! |  | #REF!
7 | NET BID PRICE (Excluding Taxes & Duties) | #REF! |  | #REF!
8 | TAXES & DUTIES PAYABLE ADDITIONALLY
| A) EXCISE DUTY | #REF! |  | 0
| B) CENTRAL SALES TAX /VAT | #REF! |  | #REF!
| C) ENTRY TAX / OCTROI | #REF! |  | #REF!
| D) OTHERS | #REF! |  | 0
| E) TOTAL TAXES & DUTIES | #REF! |  | #REF!
8 | TOTAL BID PRICE (INCLUDING TAXES & DUTIES) | #REF! |  | #REF!
9 | TOTAL SCHEDULE NO.7: Type Test Charges [Total of this Schedule is included in Schedule-1 above] | 0 |  | 0
I) | Bidder has indicated the following taxes and duties additionally applicable for their bid:
a) | Excise Duty |  | Rs. | #REF!
b) | CST /VAT |  | Rs. | #REF!
c) | Entry Tax / Octroi |  | Rs. | #REF!
d) | Others |  | Rs. | #REF!
II) | Bidder has offered following discount(s)
III) | With regard to Entry Tax, it may be mentioned that the substations covered under the subject pacakge falls in State of MP, where an entry tax @ 1% of Purchase Price is applicable. In view of the above, the taxes and duties inter-alia including entry tax applicable for the bids are calculated : |  |  |  | Details of dicounts
a) | Ex-Works Price of Direct Supplies (after discount, if any) |  | Rs. | 0 | Gross LS | #REF! | #REF! | #REF! | Gross % | #REF! | #REF! | #REF!
b) | Excise Duty @ 10.3% of (a) above |  | Rs. | 0 |  |  |  | #REF! |  |  |  | #REF!
c) | CST / VAT @ 2% of Ex-Works of Direct Supplies (a) + ED (b) above |  | Rs. | #REF! | Sch-1 Direct LS | #REF! | #REF! | #REF! | Sch-1 Direct % | #REF! | #REF! | #REF!
d) | Others |  | Rs. |  | Sch-1 BO LS | #REF! | #REF! | #REF! | Sch-1 BO % | #REF! | #REF! | #REF!
e) | Purchase Price for Entry Tax (Total Ex-Works+F&I+ED+CST+Others) |  | Rs. | #REF! | Sch-2 LS | #REF! | #REF! | #REF! | Sch-2 % | #REF! | #REF! | #REF!
f) | Entry Tax @ 1% of (e) above |  | Rs. | #REF! | Sch-3 LS | #REF! | #REF! | #REF! | Sch-3 % | #REF! | #REF! | #REF!
[5 empty] | Sch-7 LS | #REF! | #REF! | #REF! | Sch-7 % | #REF! | #REF! | #REF!
Substation Package SS-99 for (i) Conversion of 2×240MVAR non switchable Line Reactors at Raipur PS (Associated with Raipur PS-Champa PS 765 kV Ckt#1 and Ckt#2) into switchable Line Reactors under Western Region Expansion Scheme-XXIV (WRES-XXIV); (ii) Augmentation of transformation capacity by 1×500MVA, 400/220kV ICT (6th at Pavagada PS) under Augmentation of transformation Capacity by 1x500MVA, 400/220kV ICT (6th) and common facility at Pavagada (Tumkur) PS; and (iii) Installation of 420kV, 1×125MVAr Bus Reactor along with associated bay at Biharsharif (POWERGRID) Substation in the bus section having 1×80 MVAr existing bus Reactor under Eastern Region Expansion Scheme-XXVIII (ERES-XXVIII). |  | Statement of Quoted / Corrected Prices |  | Page | Different Manner | #REF!
[5 empty] | Text for Discount | #REF!
#REF!
#REF!

## N to W (hidden)
0
Rs. Zero Only
0
0
0
0
0
0
1 | One
2 | Two
3 | Three
4 | Four
5 | Five
6 | Six
7 | Seven
8 | Eight
9 | Nine
10 | Ten
11 | Eleven
12 | Twelve
13 | Thirteen
14 | Fourteen
15 | Fifteen
16 | Sixteen
17 | Seventeen
18 | Eighteen
19 | Nineteen
20 | Twenty
21 | Twenty One
22 | Twenty Two
23 | Twenty Three
24 | Twenty Four
25 | Twenty Five
26 | Twenty Six
27 | Twenty Seven
28 | Twenty Eight
29 | Twenty Nine
30 | Thirty
31 | Thirty One
32 | Thirty Two
33 | Thirty Three
34 | Thirty Four
35 | Thirty Five
36 | Thirty Six
37 | Thirty Seven
38 | Thirty Eight
39 | Thirty Nine
40 | Forty
41 | Forty One
42 | Forty Two
43 | Forty Three
44 | Forty Four
45 | Forty Five
46 | Forty Six
47 | Forty Seven
48 | Forty Eight
49 | Forty Nine
50 | Fifty
51 | Fifty One
52 | Fifty Two
53 | Fifty Three
54 | Fifty Four
55 | Fifty Five
56 | Fifty Six
57 | Fifty Seven
58 | Fifty Eight
59 | Fifty Nine
60 | Sixty
61 | Sixty One
62 | Sixty Two
63 | Sixty Three
64 | Sixty Four
65 | Sixty Five
66 | Sixty Six
67 | Sixty Seven
68 | Sixty Eight
69 | Sixty Nine
70 | Seventy
71 | Seventy One
72 | Seventy Two
73 | Seventy Three
74 | Seventy Four
75 | Seventy Five
76 | Seventy Six
77 | Seventy Seven
78 | Seventy Eight
79 | Seventy Nine
80 | Eighty
81 | Eighty One
82 | Eighty Two
83 | Eighty Three
84 | Eighty Four
85 | Eighty Five
86 | Eighty Six
87 | Eighty Seven
88 | Eighty Eight
89 | Eighty Nine
90 | Ninety
91 | Ninety One
92 | Ninety Two
93 | Ninety Three
94 | Ninety Four
95 | Ninety Five
96 | Ninety Six
97 | Ninety Seven
98 | Ninety Eight
99 | Ninety Nine
100 | One Hundred