## Basic (hidden)
Package Name | Rural Electrification Work under Prime Minister’s Development Project (PMDP) in Reasi, Udhampur & Ramban districts of UT of J&K.
Package Code | Package- JAMMU
Specification No. | Specification No.:5002001909/OTHERS/DOM/A04-CC CS -5
Rev_02

## Cover
Price Schedules | Rural Electrification Work under Prime Minister’s Development Project (PMDP) in Reasi, Udhampur & Ramban districts of UT of J&K. |  | Package- JAMMU
Specification No.:5002001909/OTHERS/DOM/A04-CC CS -5
| 1 | Fill up only green shaded cells in Sch-1, Sch-2, Sch-3, Sch-4, Sch-7 and Bid Form 2nd Envelope.
| 2 | All the cells in Sch-5 & Sch-6 are auto filled, therefore no cell is required to be filled up there.
| 3 | Instructions / error messages, if any, will be displayed automatically after selecting the cell.
| 4 | After filling up all the schedues, save the file, take print out of all the schedules and Bid form and sign & stamp and submit them as hard copy of the 2nd envelope (Price part) of the bid. Also ensure to submit the soft copy of the the same file on CD/ DVD.
पावर ग्रिड कारपोरेशन ऑफ इण्डिया लिमिटेड
(भारत सरकार का उद्यम)
Power Grid Corporation of India Limited
(A Government of India Enterprises)
Click to skip Instructions & Proceed
Click for Detailed General Instructions
General guidelines for filling up the Price Schedules, Sch-1 to Sch-7

## Instructions (hidden)
General Instruction to the Bidders for filling up this workbook of Price Schedules
I | While filling up the worksheets following may please be observed :
| (i) | Fill up only green shaded cells.
| (ii) | Certain data type entries have been restricted, such as Numeric values or limits of numeric values.
| (iii) | Select only the options provided in pull down menus.
| (iv) | Do not link any cell of this work book with any other work book.
| (v) | Do not use copy & paste or cut & paste options for filling up the data.
| (vi) | Do not reformat any of the cell of the work book.
II | This Workbook consists of following worksheets :
Cover :
Opening page of the workbook.
Names of Bidder :
| ● | Select Sole Bidder or JV (Joint Venture) from the pull down menu. Do not leave this cell blank.
| ● | Select nos. of the JV Partners other than the Lead Partner from drop down menu.
| ● | In case of JV partners more than 2, enter details of 3rd & more partners along with details of 2nd partner.
| ● | Fill up names and address of the Sole Bidder and /or Joint Venture.
| ● | Fill up date in dd-mmm-yyyy format from drop down menu.
| ● | Click for Sch-1 given at the right top of the worksheet to go to Sch-1.
Sch-1 (Ex-works Prices) :
| ● | Fill up unit rates for all the items in numeric values greater than 0 (zero). If unit rate is left blank, the corresponding item shall be deemed to be included in the total price.
| ● | Corresponding cell for mode of transaction shall be come enable only after filling up the unit rate, therefore first fill up the unit rate and then mode of transaction for the corresponding item.
| ● | Select either Direct or Bought-out from the drop down menu. Do not leave the cell blank the same shall be deemed to be Bought-out if the cell is left blank.
| ● | Total amount shall get calculated automatically.
| ● | Type Test charges shall appear automatically after filling up Sch-7 appropriately.
Sch-2 (Freight & Insurance Charges) :
| ● | Fill up unit rates for all the items in numeric values greater than 0 (zero). If unit rate is left blank, the corresponding item shall be deemed to be included in the total price.
| ● | Total amount shall get calculated automatically.
Sch-3 (Erection Charges) :
| ● | Fill up unit rates for all the items in numeric values greater than 0 (zero). If unit rate is left blank, the corresponding item shall be deemed to be included in the total price.
| ● | Total amount shall get calculated automatically.
Sch-4 (Training Charges) :
| ● | Not applicable, hence no cell is required to be filled up.
Sch-4b (Maintenance Charges during and after Defect Liability Period) :
| ● | Not applicable, hence no cell is required to be filled up.
Sch-5 (Summary of Taxes and Duties applicable on the Goods) :
| ● | No cell is required to be filled in by the bidder in this worksheet.
Sch -6 :
| ● | Summary of all the Schedules without considering discount (mentioned in the work sheet discount) shall be displayed automatically.
| ● | No cell is required to be filled in by the bidder in this worksheet.
Sch-7 (Type Test Charges) :
| ● | Fill up the rates & location where type tests are proposed.
| ● | Total of this Sch-7 shall automatically appear in Sch-1.
Bid from 2nd Envelope :
| ● | Fill up ref. no. as bidder's ref no. of this letter.
| ● | This letter shall consider the net price as per Sch-6 (After Discount).
| ● | Fill up names & Designation of the representatives of other JV partner(s) if the bidder is JV (Joint Venture) .
| ● | Fill up additional information as required.
* * *
Happy Bidding !
Click to Proceed

## Names of Bidder
Rural Electrification Work under Prime Minister’s Development Project (PMDP) in Reasi, Udhampur & Ramban districts of UT of J&K.
Specification No.:5002001909/OTHERS/DOM/A04-CC CS -5 |  |  |  |  | Sole Bidder | 1 |  | Sole Bidder | 1
[5 empty] | Joint Venture | 2 or More |  | JV (Joint Venture) | 2 or More
Enter following details of the bidder
Specify type of Bidder [Select from drop down menu] |  |  | 0 | 2 | 0 | 0 | 2 | 0
0
Name of Lead Partner | …….. …….. …….. …….. …….. ……..
Address of Sole Bidder | …….. …….. …….. …….. …….. ……..
…….. …….. …….. …….. …….. ……..
…….. …….. …….. …….. …….. ……..
Name of other Partner - 1
Address of other Partner - 1
…….. …….. …….. …….. …….. ……..
…….. …….. …….. …….. …….. ……..
Name of other Partner - 2 (more, if any) | …….. …….. …….. …….. …….. ……..
Address of other Partner - 2 (more, if any) | …….. …….. …….. …….. …….. ……..
…….. …….. …….. …….. …….. ……..
…….. …….. …….. …….. …….. ……..
Printed Name
Designation
email ID of Bid Signatory
Mobile No. of Bid Signatory
Tel No. of Bid Signatory
Fax No. of Bid Signatory
Date |  | 31
Place
Click for Sch-1

## Sch-1
Specification No.:5002001909/OTHERS/DOM/A04-CC CS -5 | [13 empty] | Schedule - 1 |  |  | Direct Total | 0 | 0 | `
[17 empty] | BO Total | #REF! | 0
Rural Electrification Work under Prime Minister’s Development Project (PMDP) in Reasi, Udhampur & Ramban districts of UT of J&K.
(SCHEDULE OF RATES AND PRICES)
Bidder’s Name and Address (Lead Partner) : | [11 empty] | To:
Contracts Services, 3rd Floor
Name : |  | …….. …….. …….. …….. …….. …….. | [9 empty] | Power Grid Corporation of India Ltd.,
Address : |  | …….. …….. …….. …….. …….. …….. | [9 empty] | "Saudamini", Plot No.-2
|  | …….. …….. …….. …….. …….. …….. | [9 empty] | Sector-29,
|  | …….. …….. …….. …….. …….. …….. | [9 empty] | Gurgaon (Haryana) - 122001
PLANT AND EQUIPMENT (INCLUDING MANDATORY SPARES PARTS) TO BE SUPPLIED, INCLUDING TYPE TEST CHARGES FOR TESTS TO BE CONDUCTED | [17 empty] | Direct
[11 empty] | All Prices are in Indian Rupees. | [6 empty] | Bought-Out
SI. No. | PR No | PR Line Item No | Activity Description | Material Code | HSN Code | Whether HSN in column ‘ 6 ’ is confirmed. If not indicate applicable the HSN code * | Rate of GST applicable ( in %) | Whether rate of GST in column ‘4’ is confirmed. If not indicate applicable rate of GST * | Item Description | Unit | Qty. | Unit Ex-works price (excluding GST) | Total Ex-works price (excluding GST) | GST Tax as confirmed by Bidder
1 | 2 | 3 | 4 | 5 | 6 | 7 | 8 | 9 | 10 | 11 | 12 | 13 | 14= 12 x 13 | 15
PART A (Substation Portion)
I | Balance Fund PMDP Reasi | [13 empty] | Revaluation of J column | Tax Calculation
1 | 7000015649 | 10 | LT Line Works (1Ph- 2W) ACSR Weasel | 1000030866 | 76141000 |  | 18 |  | ACSR WEASEL CONDUCTOR | KM | 25.86 |  | Included | 0 | 0 | 0
2 | 7000015649 | 20 | LT Line Works (1Ph- 2W) ACSR Weasel | 1000056011 | 73089070 |  | 18 |  | 8M STP 410 MPA SP 13 | EA | 294 |  | Included | 0 | 0 | 0
3 | 7000015649 | 30 | LT Line Works (1Ph- 2W) ACSR Weasel | 1000037908 | 73089070 |  | 18 |  | 9M STP 410 MPA SP 33 | EA | 38 |  | Included | 0 | 0 | 0
4 | 7000015649 | 40 | LT Line Works (1Ph- 2W) ACSR Weasel | 1000019683 | 85389000 |  | 18 |  | LT Shackle Insulator | EA | 666 |  | Included | 0 | 0 | 0
5 | 7000015649 | 60 | LT Line Works (1Ph- 2W) ACSR Weasel | 1000022819 | 73181500 |  | 18 |  | nuts,bolts,foundation bolts and washer and other accessories forstructures. | MT | 0.494 |  | Included | 0 | 0 | 0
6 | 7000015649 | 70 | LT Line Works (1Ph- 2W) ACSR Weasel | 1000028393 | 72149990 |  | 18 |  | 20 MM DIA 2500 MM LONG GI ROD TOGETHER WITH FIXINGARRANGEMENT(EXCLUDING GI WIRE REQUIRED FOR EARTHING) AS PER APPROVEDDRAWING. | SET | 122 |  | Included | 0 | 0 | 0
7 | 7000015649 | 80 | LT Line Works (1Ph- 2W) ACSR Weasel | 1000028419 | 85462050 |  | 18 |  | GUY STRAIN INSULATORS DESIGNATION 'A' AS PER TS | SET | 51 |  | Included | 0 | 0 | 0
8 | 7000015649 | 90 | LT Line Works (1Ph- 2W) ACSR Weasel | 1000028426 | 73089090 |  | 18 |  | LT line stay set complete including Hardware, Stay wire(7/12 SWG) as perTS | SET | 51 |  | Included | 0 | 0 | 0
9 | 7000015649 | 100 | LT Line Works (1Ph- 2W) ACSR Weasel | 1000032343 | 72171010 |  | 18 |  | 10 SWG GI WIRE FOR PROTECTIVE GUARDING LACING AS PER TS | KG | 230.4 |  | Included | 0 | 0 | 0
10 | 7000015649 | 110 | LT Line Works (1Ph- 2W) ACSR Weasel | 1000032344 | 72171010 |  | 18 |  | 8SWG GI WIRE FOR PROTECTIVE GUARDING & EARTHING AS PER TS | KG | 24.06 |  | Included | 0 | 0 | 0
11 | 7000015649 | 120 | LT Line Works (1Ph- 2W) ACSR Weasel | 1000040990 | 76169990 |  | 18 |  | LT SPACERS (1-PHASE) | EA | 960 |  | Included | 0 | 0 | 0
12 | 7000015819 | 10 | LT Line Works (1Ph- 2W) ACSR Weasel | 1000056692 | 73089090 |  | 18 |  | FABRICATION AND SUPPLY OF M.S. GALVANIZED ITEMS- U-CLAMPS, SHACKLEINSULATOR CHANNEL ETC, COMPLETE AS REQUIRED FOR LT LINE | MT | 4.493 |  | Included | 0 | 0 | 0
13 | 7000015649 | 130 | LT Line Works (3Ph- 4W) ACSR Weasal | 1000030866 | 76141000 |  | 18 |  | ACSR WEASEL CONDUCTOR | KM | 161.6 |  | Included | 0 | 0 | 0
14 | 7000015649 | 140 | LT Line Works (3Ph- 4W) ACSR Weasal | 1000056011 | 73089070 |  | 18 |  | 8M STP 410 MPA SP 13 | EA | 920 |  | Included | 0 | 0 | 0
15 | 7000015649 | 150 | LT Line Works (3Ph- 4W) ACSR Weasal | 1000037908 | 73089070 |  | 18 |  | 9M STP 410 MPA SP 33 | EA | 120 |  | Included | 0 | 0 | 0
16 | 7000015649 | 160 | LT Line Works (3Ph- 4W) ACSR Weasal | 1000019683 | 85389000 |  | 18 |  | LT Shackle Insulator | EA | 4160 |  | Included | 0 | 0 | 0
17 | 7000015649 | 180 | LT Line Works (3Ph- 4W) ACSR Weasal | 1000022819 | 73181500 |  | 18 |  | nuts,bolts,foundation bolts and washer and other accessories forstructures. | MT | 1.544 |  | Included | 0 | 0 | 0
18 | 7000015649 | 190 | LT Line Works (3Ph- 4W) ACSR Weasal | 1000028393 | 72149990 |  | 18 |  | 20 MM DIA 2500 MM LONG GI ROD TOGETHER WITH FIXINGARRANGEMENT(EXCLUDING GI WIRE REQUIRED FOR EARTHING) AS PER APPROVEDDRAWING. | SET | 381 |  | Included | 0 | 0 | 0
19 | 7000015649 | 200 | LT Line Works (3Ph- 4W) ACSR Weasal | 1000028419 | 85462050 |  | 18 |  | GUY STRAIN INSULATORS DESIGNATION 'A' AS PER TS | SET | 160 |  | Included | 0 | 0 | 0
20 | 7000015649 | 210 | LT Line Works (3Ph- 4W) ACSR Weasal | 1000028426 | 73089090 |  | 18 |  | LT line stay set complete including Hardware, Stay wire(7/12 SWG) as perTS | SET | 160 |  | Included | 0 | 0 | 0
21 | 7000015649 | 220 | LT Line Works (3Ph- 4W) ACSR Weasal | 1000032343 | 72171010 |  | 18 |  | 10 SWG GI WIRE FOR PROTECTIVE GUARDING LACING AS PER TS | KG | 800 |  | Included | 0 | 0 | 0
22 | 7000015649 | 230 | LT Line Works (3Ph- 4W) ACSR Weasal | 1000032344 | 72171010 |  | 18 |  | 8SWG GI WIRE FOR PROTECTIVE GUARDING & EARTHING AS PER TS | KG | 75.2 |  | Included | 0 | 0 | 0
23 | 7000015649 | 240 | LT Line Works (3Ph- 4W) ACSR Weasal | 1000041208 | 76169990 |  | 18 |  | LT SPACERS (3-PHASE) | EA | 3000 |  | Included | 0 | 0 | 0
24 | 7000015819 | 20 | LT Line Works (3Ph- 4W) ACSR Weasal | 1000056692 | 73089090 |  | 18 |  | FABRICATION AND SUPPLY OF M.S. GALVANIZED ITEMS- U-CLAMPS, SHACKLEINSULATOR CHANNEL ETC, COMPLETE AS REQUIRED FOR LT LINE | MT | 14.04 |  | Included | 0 | 0 | 0
25 | 7000015649 | 250 | 11 kV Line Works ACSR Weasel | 1000030866 | 76141000 |  | 18 |  | ACSR WEASEL CONDUCTOR | KM | 98.88 |  | Included | 0 | 0 | 0
26 | 7000015649 | 260 | 11 kV Line Works ACSR Weasel | 1000037908 | 73089070 |  | 18 |  | 9M STP 410 MPA SP 33 | EA | 672 |  | Included | 0 | 0 | 0
27 | 7000015649 | 270 | 11 kV Line Works ACSR Weasel | 1000022813 | 73089090 |  | 18 |  | Fabrication and Supply of M.S. Galvanised items- Pole Top Bracket,V-Cross arm, Back Clamps for V-Cross arm , D P Channel, D P Channelclamp, Stay clamps angle, Stay clamps side, D P cross bracing &clamps,Guarding arm etc etc. complete as required. | MT | 14.784 |  | Included | 0 | 0 | 0
28 | 7000015649 | 280 | 11 kV Line Works ACSR Weasel | 1000022819 | 73181500 |  | 18 |  | nuts,bolts,foundation bolts and washer and other accessories forstructures. | MT | 1.478 |  | Included | 0 | 0 | 0
29 | 7000015649 | 290 | 11 kV Line Works ACSR Weasel | 1000028393 | 72149990 |  | 18 |  | 20 MM DIA 2500 MM LONG GI ROD TOGETHER WITH FIXINGARRANGEMENT(EXCLUDING GI WIRE REQUIRED FOR EARTHING) AS PER APPROVEDDRAWING. | SET | 672 |  | Included | 0 | 0 | 0
30 | 7000015649 | 300 | 11 kV Line Works ACSR Weasel | 1000022781 | 73089090 |  | 18 |  | 11kV Stay set complete including Hardware as per TS | SET | 320 |  | Included | 0 | 0 | 0
31 | 7000015649 | 310 | 11 kV Line Works ACSR Weasel | 1000022814 | 85462050 |  | 18 |  | GUY STRAIN INSULATORS DESIGNATION 'C' | EA | 320 |  | Included | 0 | 0 | 0
32 | 7000015649 | 320 | 11 kV Line Works ACSR Weasel | 1000033893 | 73121020 |  | 18 |  | STAY WIRE (7/10 SWG) AS PER TS FOR 11 KV STAY SET | MT | 1.64 |  | Included | 0 | 0 | 0
33 | 7000015649 | 330 | 11 kV Line Works ACSR Weasel | 1000045302 | 73121020 |  | 18 |  | 7/10 SWG GI WIRE | MT | 0.63 |  | Included | 0 | 0 | 0
34 | 7000015649 | 340 | 11 kV Line Works ACSR Weasel | 1000022780 | 85462032 |  | 18 |  | 11KV PORCELAIN PIN INSULATOR | SET | 1968 |  | Included | 0 | 0 | 0
35 | 7000015649 | 350 | 11 kV Line Works ACSR Weasel | 1000017118 | 76169990 |  | 18 |  | PG Clamp for ACSR Weasel Conductor | EA | 384 |  | Included | 0 | 0 | 0
36 | 7000015649 | 360 | 11 kV Line Works ACSR Weasel | 1000056396 | 85462019 |  | 18 |  | 11 KV B&S TYPE, 45 KNÃ‚ DISC INSULATORS AS PER TS | EA | 192 |  | Included | 0 | 0 | 0
37 | 7000015649 | 370 | 11 kV Line Works ACSR Weasel | 1000056397 | 85462019 |  | 18 |  | HARDWARE FITTINGS & ACCESSORIES SUITABLE TO 11KV B&S TYPE, 45 KN DISCINSULATORS AS PER TS | SET | 192 |  | Included | 0 | 0 | 0
38 | 7000015649 | 380 | 11 kV Line Works ACSR Weasel | 1000032344 | 72171010 |  | 18 |  | 8SWG GI WIRE FOR PROTECTIVE GUARDING & EARTHING AS PER TS | KG | 500 |  | Included | 0 | 0 | 0
39 | 7000015649 | 390 | DT Works [3-f, 25 kVA] | 1000037908 | 73089070 |  | 18 |  | 9M STP 410 MPA SP 33 | EA | 36 |  | Included | 0 | 0 | 0
40 | 7000015649 | 400 | DT Works [3-f, 25 kVA] | 1000022813 | 73089090 |  | 18 |  | Fabrication and Supply of M.S. Galvanised items- Pole Top Bracket,V-Cross arm, Back Clamps for V-Cross arm , D P Channel, D P Channelclamp, Stay clamps angle, Stay clamps side, D P cross bracing &clamps,Guarding arm etc etc. complete as required. | MT | 5 |  | Included | 0 | 0 | 0
41 | 7000015649 | 410 | DT Works [3-f, 25 kVA] | 1000022819 | 73181500 |  | 18 |  | nuts,bolts,foundation bolts and washer and other accessories forstructures. | MT | 0.65 |  | Included | 0 | 0 | 0
42 | 7000015649 | 420 | DT Works [3-f, 25 kVA] | 1000022781 | 73089090 |  | 18 |  | 11kV Stay set complete including Hardware as per TS | SET | 72 |  | Included | 0 | 0 | 0
43 | 7000015649 | 430 | DT Works [3-f, 25 kVA] | 1000022814 | 85462050 |  | 18 |  | GUY STRAIN INSULATORS DESIGNATION 'C' | EA | 72 |  | Included | 0 | 0 | 0
44 | 7000015649 | 440 | DT Works [3-f, 25 kVA] | 1000033893 | 73121020 |  | 18 |  | STAY WIRE (7/10 SWG) AS PER TS FOR 11 KV STAY SET | MT | 0.44 |  | Included | 0 | 0 | 0
45 | 7000015649 | 450 | DT Works [3-f, 25 kVA] | 1000022782 | 85359030 |  | 18 |  | 11 kV , 400 Amp,3 phase , verticalmounted AB switch for Outgoing DP asper TS | EA | 18 |  | Included | 0 | 0 | 0
46 | 7000015649 | 460 | DT Works [3-f, 25 kVA] | 1000032328 | 85351090 |  | 18 |  | 11 KV, 3-PH, 400A, HG FUSE | SET | 18 |  | Included | 0 | 0 | 0
47 | 7000015649 | 470 | DT Works [3-f, 25 kVA] | 1000017115 | 76169990 |  | 18 |  | PG Clamp for ACSR Rabbit Conductor | EA | 108 |  | Included | 0 | 0 | 0
48 | 7000015649 | 480 | DT Works [3-f, 25 kVA] | 1000028397 | 85042100 |  | 18 |  | 25KVA, 11/0.4KV 3PH CRGO CORE AL WINDING DISTRIBUTION TRANSFORMER | EA | 18 |  | Included | 0 | 0 | 0
49 | 7000015649 | 490 | DT Works [3-f, 25 kVA] | 1000028422 | 85371000 |  | 18 |  | LT Distribution box with suitable rating MCCB for incomer & Kit-Kat fortwo no outgoing feeder suitable for 3-Phase 11/0.4 kV, 25 kVA,Distribution Transformer alongwith energymeter suitable for polemounting as per TS | EA | 18 |  | Included | 0 | 0 | 0
50 | 7000015649 | 500 | DT Works [3-f, 25 kVA] | 1000020375 | 85354010 |  | 18 |  | Supply of 9 kV, 1 phase, 10 KA porcelain housing ZnO LA with allaccessories as per TS | EA | 54 |  | Included | 0 | 0 | 0
51 | 7000015649 | 510 | DT Works [3-f, 25 kVA] | 1000028403 | 73089090 |  | 18 |  | PIPE EARTHING OF 40 MM DIA, 2.5M LONG GI PIPE (MEDIUM GRADE) FORTREATED EARTHING AT DT LOCATION. | EA | 54 |  | Included | 0 | 0 | 0
52 | 7000015649 | 520 | DT Works [3-f, 25 kVA] | 1000040978 | 85446090 |  | 18 |  | 1CORE 70 MM2, LT XLPE CABLE | M | 1080 |  | Included | 0 | 0 | 0
53 | 7000015649 | 530 | DT Works [3-f, 25 kVA] | 1000032342 | 72125090 |  | 18 |  | GI FLAT FOR NEUTRAL EARTHING OF DT | KG | 360 |  | Included | 0 | 0 | 0
54 | 7000015649 | 540 | DT Works [3-f, 25 kVA] | 1000056396 | 85462019 |  | 18 |  | 11 KV B&S TYPE, 45 KNÃ‚ DISC INSULATORS AS PER TS | EA | 54 |  | Included | 0 | 0 | 0
55 | 7000015649 | 550 | DT Works [3-f, 25 kVA] | 1000056397 | 85462019 |  | 18 |  | HARDWARE FITTINGS & ACCESSORIES SUITABLE TO 11KV B&S TYPE, 45 KN DISCINSULATORS AS PER TS | SET | 54 |  | Included | 0 | 0 | 0
56 | 7000015649 | 560 | DT Works [3-f, 25 kVA] | 1000032344 | 72171010 |  | 18 |  | 8SWG GI WIRE FOR PROTECTIVE GUARDING & EARTHING AS PER TS | KG | 90 |  | Included | 0 | 0 | 0
57 | 7000015649 | 570 | DT Works [3-f, 63 kVA] | 1000037908 | 73089070 |  | 18 |  | 9M STP 410 MPA SP 33 | EA | 36 |  | Included | 0 | 0 | 0
58 | 7000015649 | 580 | DT Works [3-f, 63 kVA] | 1000022813 | 73089090 |  | 18 |  | Fabrication and Supply of M.S. Galvanised items- Pole Top Bracket,V-Cross arm, Back Clamps for V-Cross arm , D P Channel, D P Channelclamp, Stay clamps angle, Stay clamps side, D P cross bracing &clamps,Guarding arm etc etc. complete as required. | MT | 5 |  | Included | 0 | 0 | 0
59 | 7000015649 | 590 | DT Works [3-f, 63 kVA] | 1000022819 | 73181500 |  | 18 |  | nuts,bolts,foundation bolts and washer and other accessories forstructures. | MT | 0.65 |  | Included | 0 | 0 | 0
60 | 7000015649 | 600 | DT Works [3-f, 63 kVA] | 1000022781 | 73089090 |  | 18 |  | 11kV Stay set complete including Hardware as per TS | SET | 72 |  | Included | 0 | 0 | 0
61 | 7000015649 | 610 | DT Works [3-f, 63 kVA] | 1000022814 | 85462050 |  | 18 |  | GUY STRAIN INSULATORS DESIGNATION 'C' | EA | 72 |  | Included | 0 | 0 | 0
62 | 7000015649 | 620 | DT Works [3-f, 63 kVA] | 1000033893 | 73121020 |  | 18 |  | STAY WIRE (7/10 SWG) AS PER TS FOR 11 KV STAY SET | MT | 0.44 |  | Included | 0 | 0 | 0
63 | 7000015649 | 630 | DT Works [3-f, 63 kVA] | 1000022782 | 85359030 |  | 18 |  | 11 kV , 400 Amp,3 phase , verticalmounted AB switch for Outgoing DP asper TS | EA | 18 |  | Included | 0 | 0 | 0
64 | 7000015649 | 640 | DT Works [3-f, 63 kVA] | 1000032328 | 85351090 |  | 18 |  | 11 KV, 3-PH, 400A, HG FUSE | SET | 18 |  | Included | 0 | 0 | 0
65 | 7000015649 | 650 | DT Works [3-f, 63 kVA] | 1000017115 | 76169990 |  | 18 |  | PG Clamp for ACSR Rabbit Conductor | EA | 108 |  | Included | 0 | 0 | 0
66 | 7000015649 | 660 | DT Works [3-f, 63 kVA] | 1000022800 | 85042100 |  | 18 |  | 63KVA, 11/.433KV, 3PH STATION TRANSFORMER WITH CRGO CORE AL WINDINGWITH ALL ACCESSORIES | EA | 18 |  | Included | 0 | 0 | 0
67 | 7000015649 | 670 | DT Works [3-f, 63 kVA] | 1000028423 | 85371000 |  | 18 |  | LT Distribution box with suitable rating MCCB for incomer & Kit-Kat fortwo no outgoing feeder suitable for 3-Phase 11/0.4 kV, 63 kVA,Distribution Transformer alongwith energymeter suitable for polemounting as per TS | EA | 18 |  | Included | 0 | 0 | 0
68 | 7000015649 | 680 | DT Works [3-f, 63 kVA] | 1000020375 | 85354010 |  | 18 |  | Supply of 9 kV, 1 phase, 10 KA porcelain housing ZnO LA with allaccessories as per TS | EA | 54 |  | Included | 0 | 0 | 0
69 | 7000015649 | 690 | DT Works [3-f, 63 kVA] | 1000028403 | 73089090 |  | 18 |  | PIPE EARTHING OF 40 MM DIA, 2.5M LONG GI PIPE (MEDIUM GRADE) FORTREATED EARTHING AT DT LOCATION. | EA | 54 |  | Included | 0 | 0 | 0
70 | 7000015649 | 700 | DT Works [3-f, 63 kVA] | 1000040978 | 85446090 |  | 18 |  | 1CORE 70 MM2, LT XLPE CABLE | M | 1080 |  | Included | 0 | 0 | 0
71 | 7000015649 | 710 | DT Works [3-f, 63 kVA] | 1000032342 | 72125090 |  | 18 |  | GI FLAT FOR NEUTRAL EARTHING OF DT | KG | 360 |  | Included | 0 | 0 | 0
72 | 7000015649 | 720 | DT Works [3-f, 63 kVA] | 1000056396 | 85462019 |  | 18 |  | 11 KV B&S TYPE, 45 KNÃ‚ DISC INSULATORS AS PER TS | EA | 54 |  | Included | 0 | 0 | 0
73 | 7000015649 | 730 | DT Works [3-f, 63 kVA] | 1000056397 | 85462019 |  | 18 |  | HARDWARE FITTINGS & ACCESSORIES SUITABLE TO 11KV B&S TYPE, 45 KN DISCINSULATORS AS PER TS | SET | 54 |  | Included | 0 | 0 | 0
74 | 7000015649 | 740 | DT Works [3-f, 63 kVA] | 1000032344 | 72171010 |  | 18 |  | 8SWG GI WIRE FOR PROTECTIVE GUARDING & EARTHING AS PER TS | KG | 90 |  | Included | 0 | 0 | 0
75 | 7000015649 | 750 | DT Augmentation Works | 1000022800 | 85042100 |  | 18 |  | 63KVA, 11/.433KV, 3PH STATION TRANSFORMER WITH CRGO CORE AL WINDINGWITH ALL ACCESSORIES | EA | 6 |  | Included | 0 | 0 | 0
76 | 7000015649 | 760 | DT Augmentation Works | 1000022765 | 85042100 |  | 18 |  | 100KVA, 11/.433KV, 3PH STATION TRANSFORMER WITH CRGO CORE AL WINDINGWITH ALL ACCESSORIES | EA | 1 |  | Included | 0 | 0 | 0
77 | 7000015649 | 770 | 11KV Line Augmentation Work | 1000030862 | 76141000 |  | 18 |  | ACSR RABBIT CONDUCTOR | KM | 103 |  | Included | 0 | 0 | 0
78 | 7000015649 | 780 | 33KV New Line Work (DOG) with STP | 1000030857 | 76141000 |  | 18 |  | ACSR DOG CONDUCTOR | KM | 30.9 |  | Included | 0 | 0 | 0
79 | 7000015649 | 790 | 33KV New Line Work (DOG) with STP | 1000056012 | 73089070 |  | 18 |  | 11 M STP 410 MPA SP 56 | EA | 160 |  | Included | 0 | 0 | 0
80 | 7000015649 | 800 | 33KV New Line Work (DOG) with STP | 1000022813 | 73089090 |  | 18 |  | Fabrication and Supply of M.S. Galvanised items- Pole Top Bracket,V-Cross arm, Back Clamps for V-Cross arm , D P Channel, D P Channelclamp, Stay clamps angle, Stay clamps side, D P cross bracing &clamps,Guarding arm etc etc. complete as required. | MT | 6.56 |  | Included | 0 | 0 | 0
81 | 7000015649 | 810 | 33KV New Line Work (DOG) with STP | 1000022819 | 73181500 |  | 18 |  | nuts,bolts,foundation bolts and washer and other accessories forstructures. | MT | 0.33 |  | Included | 0 | 0 | 0
82 | 7000015649 | 820 | 33KV New Line Work (DOG) with STP | 1000028393 | 72149990 |  | 18 |  | 20 MM DIA 2500 MM LONG GI ROD TOGETHER WITH FIXINGARRANGEMENT(EXCLUDING GI WIRE REQUIRED FOR EARTHING) AS PER APPROVEDDRAWING. | SET | 160 |  | Included | 0 | 0 | 0
83 | 7000015649 | 830 | 33KV New Line Work (DOG) with STP | 1000022814 | 85462050 |  | 18 |  | GUY STRAIN INSULATORS DESIGNATION 'C' | EA | 200 |  | Included | 0 | 0 | 0
84 | 7000015649 | 840 | 33KV New Line Work (DOG) with STP | 1000033893 | 73121020 |  | 18 |  | STAY WIRE (7/10 SWG) AS PER TS FOR 11 KV STAY SET | MT | 0.51 |  | Included | 0 | 0 | 0
85 | 7000015649 | 850 | 33KV New Line Work (DOG) with STP | 1000045302 | 73121020 |  | 18 |  | 7/10 SWG GI WIRE | MT | 0.2 |  | Included | 0 | 0 | 0
86 | 7000015649 | 860 | 33KV New Line Work (DOG) with STP | 1000022795 | 85462033 |  | 18 |  | 33 KV PORCELAIN PIN INSULATOR WITH 900 MM CREEPAGE DISTANCE ALONGWITH10 KN PIN, NUT AND WASHERS COMPLETE AS PER TS | SET | 435 |  | Included | 0 | 0 | 0
87 | 7000015649 | 870 | 33KV New Line Work (DOG) with STP | 1000045341 | 85462019 |  | 18 |  | 11KV, 70KN B&S DISC INSULATORS | EA | 180 |  | Included | 0 | 0 | 0
88 | 7000015649 | 880 | 33KV New Line Work (DOG) with STP | 1000017135 | 76169990 |  | 18 |  | PG (Parallel Groove) Clamp for ACSR Dog | EA | 120 |  | Included | 0 | 0 | 0
89 | 7000015649 | 890 | 33KV New Line Work (DOG) with STP | 1000033887 | 85471030 |  | 18 |  | HARDWARE FITTINGS (1 SET CONSISTS OF ANCHOR PLATE - 1 NO., ANCHOR ROD-1 NO., TURNBUCKLE -1 NO., THIMBLES -2 NOS., GUY GRIPS - 4 NOS.,FASTNERS TO ATTATCH ANCHOR PLATE TO ANCHOR ROD) TO COMPLETE STAY SETTS | SET | 100 |  | Included | 0 | 0 | 0
90 | 7000015649 | 900 | 33KV New Line Work (DOG) with STP | 1000032344 | 72171010 |  | 18 |  | 8SWG GI WIRE FOR PROTECTIVE GUARDING & EARTHING AS PER TS | KG | 160 |  | Included | 0 | 0 | 0
91 | 7000015649 | 910 | 33KV New Line Work (DOG) with STP | 1000056398 | 85462019 |  | 18 |  | HARDWARE FITTINGS & ACCESSORIES SUITABLE TO 11KV B&S TYPE, 70 KN DISCINSULATORS AS PER TS | SET | 60 |  | Included | 0 | 0 | 0
92 | 7000015649 | 920 | Renovation of DTR S/Stn Earthing | 1000028403 | 73089090 |  | 18 |  | PIPE EARTHING OF 40 MM DIA, 2.5M LONG GI PIPE (MEDIUM GRADE) FORTREATED EARTHING AT DT LOCATION. | EA | 9 |  | Included | 0 | 0 | 0
93 | 7000015649 | 930 | Renovation of DTR S/Stn Earthing | 4000000162 | 72172010 |  | 18 |  | GI wire 8 SWG | M | 0.003 |  | Included | 0 | 0 | 0
94 | 7000015649 | 940 | Renovation of DTR S/Stn Earthing | 1000032342 | 72125090 |  | 18 |  | GI FLAT FOR NEUTRAL EARTHING OF DT | KG | 10 |  | Included | 0 | 0 | 0
95 | 7000015649 | 960 | 33KV New Substaiton Work | 1000037908 | 73089070 |  | 18 |  | 9M STP 410 MPA SP 33 | EA | 16 |  | Included | 0 | 0 | 0
96 | 7000015649 | 970 | 33KV New Substaiton Work | 1000022797 | 85352122 |  | 18 |  | Supply of 33 kV , 1250 Amp 25kA 3 phaseVaccum Circuit Breaker with structure(combined structure to facilitatemounting of CT's as per apprd drg)andall accessories as per TS | EA | 4 |  | Included | 0 | 0 | 0
97 | 7000015649 | 980 | 33KV New Substaiton Work | 1000028406 | 85371000 |  | 18 |  | 33KV CONTROL & RELAY PANEL ALONGWITH E/F & O/C RELAYS, MIMIC DIAGRAM,VOLTMETER, AMMETER, ANNUNCIATION WINDOWS WITH ANNUNCIATION RELAYS ANDOTHER COMPONENTS ETC AS PER TS FOR CONTROLLING 33 KV FEEDER VCB WITHSTATIC TRI-VECTOR ENERGY METER | SET | 2 |  | Included | 0 | 0 | 0
98 | 7000015649 | 990 | 33KV New Substaiton Work | 1000028407 | 85371000 |  | 18 |  | 33KV CONTROL & RELAY PANEL ALONGWITH E/F & O/C RELAYS, MIMIC DIAGRAM,VOLTMETER, AMMETER, ANNUNCIATION WINDOWS WITH ANNUNCIATION RELAYS ANDOTHER COMPONENTS ETC AS PER TS FOR CONTROLLING POWER TRANSFORMER VCB | SET | 2 |  | Included | 0 | 0 | 0
99 | 7000015649 | 1000 | 33KV New Substaiton Work | 1000040985 | 76169990 |  | 18 |  | 33KV, 3 PHASE HG FUSE AS PER TECHNICAL SPECIFICATION | SET | 4 |  | Included | 0 | 0 | 0
100 | 7000015649 | 1010 | 33KV New Substaiton Work | 1000002095 | 85353090 |  | 18 |  | 36 kV, 630A, 25 KA, 3-Phase DoubleBreak Isolator with one E/S | EA | 2 |  | Included | 0 | 0 | 0
101 | 7000015649 | 1020 | 33KV New Substaiton Work | 1000002094 | 85353090 |  | 18 |  | 36 kV, 630A, 25 KA, 3-Phase DoubleBreak Isolator without E/S | EA | 4 |  | Included | 0 | 0 | 0
102 | 7000015649 | 1030 | 33KV New Substaiton Work | 1000022798 | 85359030 |  | 18 |  | 33 kV , 400 Amp, 3 phase , verticalmounted AB switch as per TS | EA | 2 |  | Included | 0 | 0 | 0
103 | 7000015649 | 1040 | 33KV New Substaiton Work | 1000040982 | 85043100 |  | 18 |  | 200-100/5-5 A, 36KV, 1-PHASE, 25KA OUTDOR TYPE CURRENT TRANSFORMERALONG WITH JUNCTION BOX (1 NO JUNCTION BOX FOR 3 NOS OF 1-PHASE CTS)ETC., COMPLETE AS PER TECHNICAL SPECIFICATIONS. | SET | 12 |  | Included | 0 | 0 | 0
104 | 7000015649 | 1050 | 33KV New Substaiton Work | 1000020401 | 85354010 |  | 18 |  | 30kV, 10 kA, Conventional (Gap) type Surge Arrester (1-Phase) | EA | 24 |  | Included | 0 | 0 | 0
105 | 7000015649 | 1060 | 33KV New Substaiton Work | 1000020375 | 85354010 |  | 18 |  | Supply of 9 kV, 1 phase, 10 KA porcelain housing ZnO LA with allaccessories as per TS | EA | 24 |  | Included | 0 | 0 | 0
106 | 7000015649 | 1070 | 33KV New Substaiton Work | 1000032454 | 85043100 |  | 18 |  | 36 KV, 1-PHASE, 33KV/110 VOLT, SINGLE CORE OUTDOOR TYPE POTENTIALTRANSFORMER ALONG WITH JUNCTION BOX (1 NO JUNCTION BOX FOR 3 NOS OF1-PHASE PTS) AND REQUIRED ACCESSORIES ETC., COMPLETE AS PER TECHNICALSPECIFICATIONS. | EA | 6 |  | Included | 0 | 0 | 0
107 | 7000015649 | 1080 | 33KV New Substaiton Work | 1000028389 | 85352121 |  | 18 |  | 11kV,3phase ,1250A,indoor type controland relay panel consisting of12kV,VCB,CTs,PTs,A-meter,volt-meter,Relay(3 no .O/Cand 1 no. E/F) & accessories completeas per TS. | EA | 2 |  | Included | 0 | 0 | 0
108 | 7000015649 | 1090 | 33KV New Substaiton Work | 1000028388 | 85352121 |  | 18 |  | 11kV,3phase ,1250A,indoor type controland relay panel consisting of12kV,VCB,CTs,A-meter,volt-meter,Relay(3 no .O/C and1no. E/F),energy meter (TVM) &accessories complete as per TS. | EA | 6 |  | Included | 0 | 0 | 0
109 | 7000015649 | 1100 | 33KV New Substaiton Work | 1000022782 | 85359030 |  | 18 |  | 11 kV , 400 Amp,3 phase , verticalmounted AB switch for Outgoing DP asper TS | EA | 6 |  | Included | 0 | 0 | 0
110 | 7000015649 | 1110 | 33KV New Substaiton Work | 1000040984 | 85073000 |  | 28 |  | BATTERY, BATTERY CHARGER WITH 30V, 80 AH (AT 10 HRS DISCHARGE RATE)NI-CD BATTERY & ALL OTHER ACCESSORIES AND CONNECTORS AS PER TECHNICALSPECIFICATIONS. | SET | 2 |  | Included | 0 | 0 | 0
111 | 7000015649 | 1120 | 33KV New Substaiton Work | 1000040983 | 85044030 |  | 18 |  | 30V, 40 AMP. FLOAT-CUM-BOOST BATTERY CHARGER WITH FULL WAVERECTIFICATION FOR 220 V, 1 PHASE, 50 HZ AC INPUT SUPPLY ALING WITHINBUILT DC DISTRIBUTION BOARD AS PER TECHNICAL SPECIFICATION. | SET | 2 |  | Included | 0 | 0 | 0
112 | 7000015649 | 1130 | 33KV New Substaiton Work | 1000004303 | 85371000 |  | 18 |  | 415V AC Distribution Board (ACDB) as per Technical Specification | SET | 2 |  | Included | 0 | 0 | 0
113 | 7000015649 | 1140 | 33KV New Substaiton Work | 1000029987 | 85446090 |  | 18 |  | SUPPLY OF 11 KV, XLPE INSULATED, ARMORED ALUMINIUM CABLE AS PERTS - 3CX400 SQ. MM | M | 100 |  | Included | 0 | 0 | 0
114 | 7000015649 | 1150 | 33KV New Substaiton Work | 1000027320 | 85446090 |  | 18 |  | 11kV grade 3Cx185 sqmm (XLPE) Power Cable as per TS | M | 300 |  | Included | 0 | 0 | 0
115 | 7000015649 | 1160 | 33KV New Substaiton Work | 1000029995 | 85479090 |  | 18 |  | END TERMINATION KIT SUITABLE FOR TERMINATION IN CABLE BOX ON 11KVSIDE OF TRANSFORMER FOR 3CX400 SQ. MM CABLE | SET | 4 |  | Included | 0 | 0 | 0
116 | 7000015649 | 1170 | 33KV New Substaiton Work | 1000029993 | 85479090 |  | 18 |  | END TERMINATION KIT SUITABLE FOR TERMINATION IN 11 KV INDOOR VCBPANEL FOR 3CX400 SQ. MM CABLE | SET | 4 |  | Included | 0 | 0 | 0
117 | 7000015649 | 1180 | 33KV New Substaiton Work | 1000033216 | 85479090 |  | 18 |  | END TERMINATION KIT SUITABLE FOR TERMINATION IN 11 KV INDOOR VCBPANEL FOR 3CX185 SQ. MM CABLE | SET | 6 |  | Included | 0 | 0 | 0
118 | 7000015649 | 1190 | 33KV New Substaiton Work | 1000033215 | 85479090 |  | 18 |  | OUTDOOR END TERMINATION KIT (REQUIRED AT DOUBLE POLE STRUCTURE ) FOR11 KV 3CX185 SQ. MM. CABLE | SET | 6 |  | Included | 0 | 0 | 0
119 | 7000015649 | 1200 | 33KV New Substaiton Work | 1000000499 | 85446020 |  | 18 |  | 1.1kV grade 3.5Cx95 sqmm Armoured (PVC) Power Cable | M | 140 |  | Included | 0 | 0 | 0
120 | 7000015649 | 1210 | 33KV New Substaiton Work | 1000000511 | 85446020 |  | 18 |  | 1.1kV grade 4Cx10 sqmm (PVC) Power Cable | M | 80 |  | Included | 0 | 0 | 0
121 | 7000015649 | 1220 | 33KV New Substaiton Work | 1000037127 | 85446020 |  | 18 |  | 1.1KV GRADE 2CX10 SQMM ARMOURED (PVC) COPPER CABLE | M | 40 |  | Included | 0 | 0 | 0
122 | 7000015649 | 1230 | 33KV New Substaiton Work | 1000000480 | 85446020 |  | 18 |  | 1.1kV grade 2Cx2.5 sqmm Control Cable | M | 530 |  | Included | 0 | 0 | 0
123 | 7000015649 | 1240 | 33KV New Substaiton Work | 1000000520 | 85446020 |  | 18 |  | 1.1kV grade 5Cx2.5 sqmm Control Cable | M | 570 |  | Included | 0 | 0 | 0
124 | 7000015649 | 1250 | 33KV New Substaiton Work | 1000000446 | 85446020 |  | 18 |  | 1.1kV grade 10Cx2.5 sqmm Control Cable | M | 900 |  | Included | 0 | 0 | 0
125 | 7000015649 | 1260 | 33KV New Substaiton Work | 1000028413 | 76169990 |  | 18 |  | T-CLAMPS, THROUGH CLAMP, CONNECTORS, P.G.CLAMPS ETC. SUITABLE FORCONNECTION TO ACSR WOLF, PAD TYPE COMPRESSION CLAMP FOR "33 KV LINEBAY WITH VCB" | LOT | 2 |  | Included | 0 | 0 | 0
126 | 7000015649 | 1270 | 33KV New Substaiton Work | 1000028409 | 76169990 |  | 18 |  | T-CLAMPS, THROUGH CLAMP, CONNECTORS, P.G.CLAMPS ETC. SUITABLE FORCONNECTION TO ACSR WOLF, PAD TYPE COMPRESSION CLAMP FOR 33 KVTRANSFORMER BAY | LOT | 2 |  | Included | 0 | 0 | 0
127 | 7000015649 | 1280 | 33KV New Substaiton Work | 1000028411 | 76169990 |  | 18 |  | T-CLAMPS, THROUGH CLAMP, CONNECTORS, P.G.CLAMPS ETC. SUITABLE FORCONNECTION TO ACSR WOLF, PAD TYPE COMPRESSION CLAMP FOR 33KV LINE BAYWITH HG FUSE | LOT | 2 |  | Included | 0 | 0 | 0
128 | 7000015649 | 1290 | 33KV New Substaiton Work | 1000028414 | 76169990 |  | 18 |  | T-CLAMPS, THROUGH CLAMP, CONNECTORS, P.G.CLAMPS ETC. SUITABLE FORCONNECTION TO ACSR WOLF, PAD TYPE COMPRESSION CLAMP FOR 33KV PT BAY | LOT | 2 |  | Included | 0 | 0 | 0
129 | 7000015649 | 1300 | 33KV New Substaiton Work | 1000028410 | 76169990 |  | 18 |  | T-CLAMPS, THROUGH CLAMP, CONNECTORS, P.G.CLAMPS ETC. SUITABLE FORCONNECTION TO ACSR WOLF, PAD TYPE COMPRESSION CLAMP FOR 33/.433KVSTATION TRANSFORMER BAY | LOT | 2 |  | Included | 0 | 0 | 0
130 | 7000015649 | 1310 | 33KV New Substaiton Work | 1000006308 | 76141000 |  | 18 |  | ACSR Wolf Conductor | M | 300 |  | Included | 0 | 0 | 0
131 | 7000015649 | 1320 | 33KV New Substaiton Work | 1000029110 | 72159090 |  | 18 |  | 32 mm MS rod for Earthmat (KG) | KG | 7600 |  | Included | 0 | 0 | 0
132 | 7000015649 | 1330 | 33KV New Substaiton Work | 1000025958 | 72159090 |  | 18 |  | 40mm dia, 3M long MS Rod Earth Electrode | EA | 60 |  | Included | 0 | 0 | 0
133 | 7000015649 | 1340 | 33KV New Substaiton Work | 1000028395 | 72149990 |  | 18 |  | 20 MM DIA., 3000 MM LONG GI ROD AND OTHER ACCESSORIES AS PER TECHNICALSPECIFICATION. | SET | 40 |  | Included | 0 | 0 | 0
134 | 7000015649 | 1350 | 33KV New Substaiton Work | 1000045341 | 85462019 |  | 18 |  | 11KV, 70KN B&S DISC INSULATORS | EA | 72 |  | Included | 0 | 0 | 0
135 | 7000015649 | 1360 | 33KV New Substaiton Work | 1000028400 | 85462023 |  | 18 |  | 33 KV POST INSULATOR ASSEMBLY COMPRISING OF 2 NOS OF INSULATORS,FITTINGS AND ACCESSORIES. | SET | 16 |  | Included | 0 | 0 | 0
136 | 7000015649 | 1370 | 33KV New Substaiton Work | 1000037002 | 73089040 |  | 18 |  | GALVANISED FABRICATED STRUCTURE FOR 33 KV BUS & LINE GANTRY TO BEDESIGNED DURING DETAILED ENGINEERING & AS PER TS | MT | 11 |  | Included | 0 | 0 | 0
137 | 7000015649 | 1380 | 33KV New Substaiton Work | 1000040991 | 85371000 |  | 18 |  | STATION LIGHTING SYSTEM COMPLETE FOR SWITCHYARD, CONTROL ROOMBUILDING,MAINGATE & SUB-STATION BOUNDARY AS PER TECHNICALSPECIFICATION FOR EACH NEW PSS | SET | 2 |  | Included | 0 | 0 | 0
138 | 7000015649 | 1390 | 33KV New Substaiton Work | 1000034279 | 84241000 |  | 18 |  | ABC POWDER TYPE FIRE EXTINGUISHER - 6 KG | EA | 2 |  | Included | 0 | 0 | 0
139 | 7000015649 | 1400 | 33KV New Substaiton Work | 1000012022 | 84241000 |  | 18 |  | 4.5 kg CO2 type Portable Fire extinguisher | EA | 2 |  | Included | 0 | 0 | 0
140 | 7000015649 | 1410 | 33KV New Substaiton Work | 1000027449 | 84241000 |  | 18 |  | 22.5 kg CO2 type Portable Fire Extinguisher | EA | 2 |  | Included | 0 | 0 | 0
141 | 7000015649 | 1420 | 33KV New Substaiton Work | 1000029112 | 72125090 |  | 18 |  | GS FLAT 50X6MM(KG) | KG | 2800 |  | Included | 0 | 0 | 0
142 | 7000015649 | 1430 | 33KV New Substaiton Work | 1000029111 | 72125090 |  | 18 |  | GI Flat - 25x3 mm(KG) | KG | 1400 |  | Included | 0 | 0 | 0
143 | 7000015649 | 1440 | 33KV New Substaiton Work | 1000056398 | 85462019 |  | 18 |  | HARDWARE FITTINGS & ACCESSORIES SUITABLE TO 11KV B&S TYPE, 70 KN DISCINSULATORS AS PER TS | SET | 24 |  | Included | 0 | 0 | 0
144 | 7000015649 | 1450 | 33KV New Substaiton Work | 1000028385 | 85042100 |  | 18 |  | 100 KVA, 33/0.433 KV, 3 PH, 50 HZ, ONAN, OUTDOOR STATION TRANSFORMERON DOUBLE POLE STRUCTURE ALONG WITH TRANSFORMER OIL AND ALLACCESSORIES AS PER TS. | EA | 2 |  | Included | 0 | 0 | 0
145 | 7000015819 | 30 | 33KV New Substaiton Work | 1000001948 | 85042200 |  | 18 |  | 3.15MVA, 33/11 kV power transformer with Cu winding along with allaccessories and oil | EA | 2 |  | Included | 0 | 0 | 0
146 | 7000015649 | 1460 | 33/11KV Substation Augmentation Work | 1000000558 | 85042200 |  | 18 |  | 10MVA , 33/11 KV, 3-phase Power Transformer including Insulating Oil | EA | 1 |  | Included | 0 | 0 | 0
147 | 7000015649 | 1470 | 33/11KV Substation Augmentation Work | 1000037908 | 73089070 |  | 18 |  | 9M STP 410 MPA SP 33 | EA | 4 |  | Included | 0 | 0 | 0
148 | 7000015649 | 1480 | 33/11KV Substation Augmentation Work | 1000028407 | 85371000 |  | 18 |  | 33KV CONTROL & RELAY PANEL ALONGWITH E/F & O/C RELAYS, MIMIC DIAGRAM,VOLTMETER, AMMETER, ANNUNCIATION WINDOWS WITH ANNUNCIATION RELAYS ANDOTHER COMPONENTS ETC AS PER TS FOR CONTROLLING POWER TRANSFORMER VCB | SET | 1 |  | Included | 0 | 0 | 0
149 | 7000015649 | 1490 | 33/11KV Substation Augmentation Work | 1000056010 | 85359090 |  | 18 |  | 400-200/5-5-5 A, 36KV, 1-PHASE, 25KA OUTDOR TYPE CURRENT TRANSFORMERALONG WITH JUNCTION BOX (1 NO JUNCTION BOX FOR 3 NOS OF 1-PHASE CTS)ETC., COMPLETE AS PER TECHNICAL SPECIFICATIONS. | SET | 3 |  | Included | 0 | 0 | 0
150 | 7000015649 | 1500 | 33/11KV Substation Augmentation Work | 1000020401 | 85354010 |  | 18 |  | 30kV, 10 kA, Conventional (Gap) type Surge Arrester (1-Phase) | EA | 3 |  | Included | 0 | 0 | 0
151 | 7000015649 | 1510 | 33/11KV Substation Augmentation Work | 1000020375 | 85354010 |  | 18 |  | Supply of 9 kV, 1 phase, 10 KA porcelain housing ZnO LA with allaccessories as per TS | EA | 9 |  | Included | 0 | 0 | 0
152 | 7000015649 | 1520 | 33/11KV Substation Augmentation Work | 1000028388 | 85352121 |  | 18 |  | 11kV,3phase ,1250A,indoor type controland relay panel consisting of12kV,VCB,CTs,A-meter,volt-meter,Relay(3 no .O/C and1no. E/F),energy meter (TVM) &accessories complete as per TS. | EA | 2 |  | Included | 0 | 0 | 0
153 | 7000015649 | 1530 | 33/11KV Substation Augmentation Work | 1000022782 | 85359030 |  | 18 |  | 11 kV , 400 Amp,3 phase , verticalmounted AB switch for Outgoing DP asper TS | EA | 2 |  | Included | 0 | 0 | 0
154 | 7000015649 | 1540 | 33/11KV Substation Augmentation Work | 1000029987 | 85446090 |  | 18 |  | SUPPLY OF 11 KV, XLPE INSULATED, ARMORED ALUMINIUM CABLE AS PERTS - 3CX400 SQ. MM | M | 50 |  | Included | 0 | 0 | 0
155 | 7000015649 | 1550 | 33/11KV Substation Augmentation Work | 1000027320 | 85446090 |  | 18 |  | 11kV grade 3Cx185 sqmm (XLPE) Power Cable as per TS | M | 100 |  | Included | 0 | 0 | 0
156 | 7000015649 | 1560 | 33/11KV Substation Augmentation Work | 1000029995 | 85479090 |  | 18 |  | END TERMINATION KIT SUITABLE FOR TERMINATION IN CABLE BOX ON 11KVSIDE OF TRANSFORMER FOR 3CX400 SQ. MM CABLE | SET | 2 |  | Included | 0 | 0 | 0
157 | 7000015649 | 1570 | 33/11KV Substation Augmentation Work | 1000029993 | 85479090 |  | 18 |  | END TERMINATION KIT SUITABLE FOR TERMINATION IN 11 KV INDOOR VCBPANEL FOR 3CX400 SQ. MM CABLE | SET | 2 |  | Included | 0 | 0 | 0
158 | 7000015649 | 1580 | 33/11KV Substation Augmentation Work | 1000033216 | 85479090 |  | 18 |  | END TERMINATION KIT SUITABLE FOR TERMINATION IN 11 KV INDOOR VCBPANEL FOR 3CX185 SQ. MM CABLE | SET | 1 |  | Included | 0 | 0 | 0
159 | 7000015649 | 1590 | 33/11KV Substation Augmentation Work | 1000033215 | 85479090 |  | 18 |  | OUTDOOR END TERMINATION KIT (REQUIRED AT DOUBLE POLE STRUCTURE ) FOR11 KV 3CX185 SQ. MM. CABLE | SET | 1 |  | Included | 0 | 0 | 0
160 | 7000015649 | 1600 | 33/11KV Substation Augmentation Work | 1000029112 | 72125090 |  | 18 |  | GS FLAT 50X6MM(KG) | KG | 120 |  | Included | 0 | 0 | 0
161 | 7000015649 | 1610 | 33/11KV Substation Augmentation Work | 1000029111 | 72125090 |  | 18 |  | GI Flat - 25x3 mm(KG) | KG | 30 |  | Included | 0 | 0 | 0
II | Balance Fund PMDP Udhampur | [13 empty] | 0 | 0
1 | 7000015668 | 10 | LT Line Works (1Ph- 2W) ACSR Weasel | 1000030866 | 76141000 |  | 18 |  | ACSR WEASEL CONDUCTOR | KM | 258.56 |  | Included | 0 | 0 | 0
2 | 7000015668 | 20 | LT Line Works (1Ph- 2W) ACSR Weasel | 1000056011 | 73089070 |  | 18 |  | 8M STP 410 MPA SP 13 | EA | 2944 |  | Included | 0 | 0 | 0
3 | 7000015668 | 30 | LT Line Works (1Ph- 2W) ACSR Weasel | 1000037908 | 73089070 |  | 18 |  | 9M STP 410 MPA SP 33 | EA | 384 |  | Included | 0 | 0 | 0
4 | 7000015668 | 40 | LT Line Works (1Ph- 2W) ACSR Weasel | 1000019683 | 85389000 |  | 18 |  | LT Shackle Insulator | EA | 6656 |  | Included | 0 | 0 | 0
5 | 7000015668 | 60 | LT Line Works (1Ph- 2W) ACSR Weasel | 1000022819 | 73181500 |  | 18 |  | nuts,bolts,foundation bolts and washer and other accessories forstructures. | MT | 4.942 |  | Included | 0 | 0 | 0
6 | 7000015668 | 70 | LT Line Works (1Ph- 2W) ACSR Weasel | 1000028393 | 72149990 |  | 18 |  | 20 MM DIA 2500 MM LONG GI ROD TOGETHER WITH FIXINGARRANGEMENT(EXCLUDING GI WIRE REQUIRED FOR EARTHING) AS PER APPROVEDDRAWING. | SET | 1220 |  | Included | 0 | 0 | 0
7 | 7000015668 | 80 | LT Line Works (1Ph- 2W) ACSR Weasel | 1000028419 | 85462050 |  | 18 |  | GUY STRAIN INSULATORS DESIGNATION 'A' AS PER TS | SET | 512 |  | Included | 0 | 0 | 0
8 | 7000015668 | 90 | LT Line Works (1Ph- 2W) ACSR Weasel | 1000028426 | 73089090 |  | 18 |  | LT line stay set complete including Hardware, Stay wire(7/12 SWG) as perTS | SET | 512 |  | Included | 0 | 0 | 0
9 | 7000015668 | 100 | LT Line Works (1Ph- 2W) ACSR Weasel | 1000032343 | 72171010 |  | 18 |  | 10 SWG GI WIRE FOR PROTECTIVE GUARDING LACING AS PER TS | KG | 2304 |  | Included | 0 | 0 | 0
10 | 7000015668 | 110 | LT Line Works (1Ph- 2W) ACSR Weasel | 1000032344 | 72171010 |  | 18 |  | 8SWG GI WIRE FOR PROTECTIVE GUARDING & EARTHING AS PER TS | KG | 240.64 |  | Included | 0 | 0 | 0
11 | 7000015668 | 120 | LT Line Works (1Ph- 2W) ACSR Weasel | 1000040990 | 76169990 |  | 18 |  | LT SPACERS (1-PHASE) | EA | 9600 |  | Included | 0 | 0 | 0
12 | 7000015877 | 10 | LT Line Works (1Ph- 2W) ACSR Weasel | 1000056692 | 73089090 |  | 18 |  | FABRICATION AND SUPPLY OF M.S. GALVANIZED ITEMS- U-CLAMPS, SHACKLEINSULATOR CHANNEL ETC, COMPLETE AS REQUIRED FOR LT LINE | MT | 44.928 |  | Included | 0 | 0 | 0
13 | 7000015668 | 130 | LT Line Works (3Ph- 4W) ACSR Weasal | 1000030866 | 76141000 |  | 18 |  | ACSR WEASEL CONDUCTOR | KM | 87.06 |  | Included | 0 | 0 | 0
14 | 7000015668 | 140 | LT Line Works (3Ph- 4W) ACSR Weasal | 1000056011 | 73089070 |  | 18 |  | 8M STP 410 MPA SP 13 | EA | 496 |  | Included | 0 | 0 | 0
15 | 7000015668 | 150 | LT Line Works (3Ph- 4W) ACSR Weasal | 1000037908 | 73089070 |  | 18 |  | 9M STP 410 MPA SP 33 | EA | 65 |  | Included | 0 | 0 | 0
16 | 7000015668 | 160 | LT Line Works (3Ph- 4W) ACSR Weasal | 1000019683 | 85389000 |  | 18 |  | LT Shackle Insulator | EA | 2241 |  | Included | 0 | 0 | 0
17 | 7000015668 | 180 | LT Line Works (3Ph- 4W) ACSR Weasal | 1000022819 | 73181500 |  | 18 |  | nuts,bolts,foundation bolts and washer and other accessories forstructures. | MT | 0.832 |  | Included | 0 | 0 | 0
18 | 7000015668 | 190 | LT Line Works (3Ph- 4W) ACSR Weasal | 1000028393 | 72149990 |  | 18 |  | 20 MM DIA 2500 MM LONG GI ROD TOGETHER WITH FIXINGARRANGEMENT(EXCLUDING GI WIRE REQUIRED FOR EARTHING) AS PER APPROVEDDRAWING. | SET | 205 |  | Included | 0 | 0 | 0
19 | 7000015668 | 200 | LT Line Works (3Ph- 4W) ACSR Weasal | 1000028419 | 85462050 |  | 18 |  | GUY STRAIN INSULATORS DESIGNATION 'A' AS PER TS | SET | 86 |  | Included | 0 | 0 | 0
20 | 7000015668 | 210 | LT Line Works (3Ph- 4W) ACSR Weasal | 1000028426 | 73089090 |  | 18 |  | LT line stay set complete including Hardware, Stay wire(7/12 SWG) as perTS | SET | 86 |  | Included | 0 | 0 | 0
21 | 7000015668 | 220 | LT Line Works (3Ph- 4W) ACSR Weasal | 1000032343 | 72171010 |  | 18 |  | 10 SWG GI WIRE FOR PROTECTIVE GUARDING LACING AS PER TS | KG | 431 |  | Included | 0 | 0 | 0
22 | 7000015668 | 230 | LT Line Works (3Ph- 4W) ACSR Weasal | 1000032344 | 72171010 |  | 18 |  | 8SWG GI WIRE FOR PROTECTIVE GUARDING & EARTHING AS PER TS | KG | 40.51 |  | Included | 0 | 0 | 0
23 | 7000015668 | 240 | LT Line Works (3Ph- 4W) ACSR Weasal | 1000041208 | 76169990 |  | 18 |  | LT SPACERS (3-PHASE) | EA | 1616 |  | Included | 0 | 0 | 0
24 | 7000015877 | 20 | LT Line Works (3Ph- 4W) ACSR Weasal | 1000056692 | 73089090 |  | 18 |  | FABRICATION AND SUPPLY OF M.S. GALVANIZED ITEMS- U-CLAMPS, SHACKLEINSULATOR CHANNEL ETC, COMPLETE AS REQUIRED FOR LT LINE | MT | 7.564 |  | Included | 0 | 0 | 0
25 | 7000015668 | 250 | 11KV New Line Works | 1000030866 | 76141000 |  | 18 |  | ACSR WEASEL CONDUCTOR | KM | 164.02 |  | Included | 0 | 0 | 0
26 | 7000015668 | 260 | 11KV New Line Works | 1000037908 | 73089070 |  | 18 |  | 9M STP 410 MPA SP 33 | EA | 1115 |  | Included | 0 | 0 | 0
27 | 7000015668 | 270 | 11KV New Line Works | 1000022813 | 73089090 |  | 18 |  | Fabrication and Supply of M.S. Galvanised items- Pole Top Bracket,V-Cross arm, Back Clamps for V-Cross arm , D P Channel, D P Channelclamp, Stay clamps angle, Stay clamps side, D P cross bracing &clamps,Guarding arm etc etc. complete as required. | MT | 24.53 |  | Included | 0 | 0 | 0
28 | 7000015668 | 280 | 11KV New Line Works | 1000022819 | 73181500 |  | 18 |  | nuts,bolts,foundation bolts and washer and other accessories forstructures. | MT | 2.453 |  | Included | 0 | 0 | 0
29 | 7000015668 | 290 | 11KV New Line Works | 1000028393 | 72149990 |  | 18 |  | 20 MM DIA 2500 MM LONG GI ROD TOGETHER WITH FIXINGARRANGEMENT(EXCLUDING GI WIRE REQUIRED FOR EARTHING) AS PER APPROVEDDRAWING. | SET | 1115 |  | Included | 0 | 0 | 0
30 | 7000015668 | 300 | 11KV New Line Works | 1000022781 | 73089090 |  | 18 |  | 11kV Stay set complete including Hardware as per TS | SET | 531 |  | Included | 0 | 0 | 0
31 | 7000015668 | 310 | 11KV New Line Works | 1000022814 | 85462050 |  | 18 |  | GUY STRAIN INSULATORS DESIGNATION 'C' | EA | 531 |  | Included | 0 | 0 | 0
32 | 7000015668 | 320 | 11KV New Line Works | 1000033893 | 73121020 |  | 18 |  | STAY WIRE (7/10 SWG) AS PER TS FOR 11 KV STAY SET | MT | 2.72 |  | Included | 0 | 0 | 0
33 | 7000015668 | 330 | 11KV New Line Works | 1000045302 | 73121020 |  | 18 |  | 7/10 SWG GI WIRE | MT | 1.05 |  | Included | 0 | 0 | 0
34 | 7000015668 | 340 | 11KV New Line Works | 1000032344 | 72171010 |  | 18 |  | 8SWG GI WIRE FOR PROTECTIVE GUARDING & EARTHING AS PER TS | KG | 830 |  | Included | 0 | 0 | 0
35 | 7000015668 | 350 | 11KV New Line Works | 1000022780 | 85462032 |  | 18 |  | 11KV PORCELAIN PIN INSULATOR | SET | 3266 |  | Included | 0 | 0 | 0
36 | 7000015668 | 360 | 11KV New Line Works | 1000056396 | 85462019 |  | 18 |  | 11 KV B&S TYPE, 45 KNÃ‚ DISC INSULATORS AS PER TS | EA | 318 |  | Included | 0 | 0 | 0
37 | 7000015668 | 370 | 11KV New Line Works | 1000056397 | 85462019 |  | 18 |  | HARDWARE FITTINGS & ACCESSORIES SUITABLE TO 11KV B&S TYPE, 45 KN DISCINSULATORS AS PER TS | SET | 318 |  | Included | 0 | 0 | 0
38 | 7000015668 | 380 | 11KV New Line Works | 1000017118 | 76169990 |  | 18 |  | PG Clamp for ACSR Weasel Conductor | EA | 637 |  | Included | 0 | 0 | 0
39 | 7000015668 | 390 | DT Works [3-f, 25 kVA] | 1000037908 | 73089070 |  | 18 |  | 9M STP 410 MPA SP 33 | EA | 100 |  | Included | 0 | 0 | 0
40 | 7000015668 | 400 | DT Works [3-f, 25 kVA] | 1000022813 | 73089090 |  | 18 |  | Fabrication and Supply of M.S. Galvanised items- Pole Top Bracket,V-Cross arm, Back Clamps for V-Cross arm , D P Channel, D P Channelclamp, Stay clamps angle, Stay clamps side, D P cross bracing &clamps,Guarding arm etc etc. complete as required. | MT | 13.89 |  | Included | 0 | 0 | 0
41 | 7000015668 | 410 | DT Works [3-f, 25 kVA] | 1000022819 | 73181500 |  | 18 |  | nuts,bolts,foundation bolts and washer and other accessories forstructures. | MT | 1.8 |  | Included | 0 | 0 | 0
42 | 7000015668 | 420 | DT Works [3-f, 25 kVA] | 1000022781 | 73089090 |  | 18 |  | 11kV Stay set complete including Hardware as per TS | SET | 200 |  | Included | 0 | 0 | 0
43 | 7000015668 | 430 | DT Works [3-f, 25 kVA] | 1000022814 | 85462050 |  | 18 |  | GUY STRAIN INSULATORS DESIGNATION 'C' | EA | 200 |  | Included | 0 | 0 | 0
44 | 7000015668 | 440 | DT Works [3-f, 25 kVA] | 1000033893 | 73121020 |  | 18 |  | STAY WIRE (7/10 SWG) AS PER TS FOR 11 KV STAY SET | MT | 1.21 |  | Included | 0 | 0 | 0
45 | 7000015668 | 450 | DT Works [3-f, 25 kVA] | 1000022782 | 85359030 |  | 18 |  | 11 kV , 400 Amp,3 phase , verticalmounted AB switch for Outgoing DP asper TS | EA | 50 |  | Included | 0 | 0 | 0
46 | 7000015668 | 460 | DT Works [3-f, 25 kVA] | 1000032328 | 85351090 |  | 18 |  | 11 KV, 3-PH, 400A, HG FUSE | SET | 50 |  | Included | 0 | 0 | 0
47 | 7000015668 | 470 | DT Works [3-f, 25 kVA] | 1000017115 | 76169990 |  | 18 |  | PG Clamp for ACSR Rabbit Conductor | EA | 300 |  | Included | 0 | 0 | 0
48 | 7000015668 | 480 | DT Works [3-f, 25 kVA] | 1000028397 | 85042100 |  | 18 |  | 25KVA, 11/0.4KV 3PH CRGO CORE AL WINDING DISTRIBUTION TRANSFORMER | EA | 50 |  | Included | 0 | 0 | 0
49 | 7000015668 | 490 | DT Works [3-f, 25 kVA] | 1000028422 | 85371000 |  | 18 |  | LT Distribution box with suitable rating MCCB for incomer & Kit-Kat fortwo no outgoing feeder suitable for 3-Phase 11/0.4 kV, 25 kVA,Distribution Transformer alongwith energymeter suitable for polemounting as per TS | EA | 50 |  | Included | 0 | 0 | 0
50 | 7000015668 | 500 | DT Works [3-f, 25 kVA] | 1000020375 | 85354010 |  | 18 |  | Supply of 9 kV, 1 phase, 10 KA porcelain housing ZnO LA with allaccessories as per TS | EA | 150 |  | Included | 0 | 0 | 0
51 | 7000015668 | 510 | DT Works [3-f, 25 kVA] | 1000028403 | 73089090 |  | 18 |  | PIPE EARTHING OF 40 MM DIA, 2.5M LONG GI PIPE (MEDIUM GRADE) FORTREATED EARTHING AT DT LOCATION. | EA | 150 |  | Included | 0 | 0 | 0
52 | 7000015668 | 520 | DT Works [3-f, 25 kVA] | 1000032344 | 72171010 |  | 18 |  | 8SWG GI WIRE FOR PROTECTIVE GUARDING & EARTHING AS PER TS | KG | 260 |  | Included | 0 | 0 | 0
53 | 7000015668 | 530 | DT Works [3-f, 25 kVA] | 1000040978 | 85446090 |  | 18 |  | 1CORE 70 MM2, LT XLPE CABLE | M | 3000 |  | Included | 0 | 0 | 0
54 | 7000015668 | 540 | DT Works [3-f, 25 kVA] | 1000032342 | 72125090 |  | 18 |  | GI FLAT FOR NEUTRAL EARTHING OF DT | KG | 1000 |  | Included | 0 | 0 | 0
55 | 7000015668 | 550 | DT Works [3-f, 25 kVA] | 1000056396 | 85462019 |  | 18 |  | 11 KV B&S TYPE, 45 KNÃ‚ DISC INSULATORS AS PER TS | EA | 150 |  | Included | 0 | 0 | 0
56 | 7000015668 | 560 | DT Works [3-f, 25 kVA] | 1000056397 | 85462019 |  | 18 |  | HARDWARE FITTINGS & ACCESSORIES SUITABLE TO 11KV B&S TYPE, 45 KN DISCINSULATORS AS PER TS | SET | 150 |  | Included | 0 | 0 | 0
57 | 7000015668 | 570 | DT Works [3-f, 63 kVA] | 1000037908 | 73089070 |  | 18 |  | 9M STP 410 MPA SP 33 | EA | 60 |  | Included | 0 | 0 | 0
58 | 7000015668 | 580 | DT Works [3-f, 63 kVA] | 1000022813 | 73089090 |  | 18 |  | Fabrication and Supply of M.S. Galvanised items- Pole Top Bracket,V-Cross arm, Back Clamps for V-Cross arm , D P Channel, D P Channelclamp, Stay clamps angle, Stay clamps side, D P cross bracing &clamps,Guarding arm etc etc. complete as required. | MT | 8.33 |  | Included | 0 | 0 | 0
59 | 7000015668 | 590 | DT Works [3-f, 63 kVA] | 1000022819 | 73181500 |  | 18 |  | nuts,bolts,foundation bolts and washer and other accessories forstructures. | MT | 1.08 |  | Included | 0 | 0 | 0
60 | 7000015668 | 600 | DT Works [3-f, 63 kVA] | 1000022781 | 73089090 |  | 18 |  | 11kV Stay set complete including Hardware as per TS | SET | 120 |  | Included | 0 | 0 | 0
61 | 7000015668 | 610 | DT Works [3-f, 63 kVA] | 1000022814 | 85462050 |  | 18 |  | GUY STRAIN INSULATORS DESIGNATION 'C' | EA | 120 |  | Included | 0 | 0 | 0
62 | 7000015668 | 620 | DT Works [3-f, 63 kVA] | 1000033893 | 73121020 |  | 18 |  | STAY WIRE (7/10 SWG) AS PER TS FOR 11 KV STAY SET | MT | 0.73 |  | Included | 0 | 0 | 0
63 | 7000015668 | 630 | DT Works [3-f, 63 kVA] | 1000022782 | 85359030 |  | 18 |  | 11 kV , 400 Amp,3 phase , verticalmounted AB switch for Outgoing DP asper TS | EA | 30 |  | Included | 0 | 0 | 0
64 | 7000015668 | 640 | DT Works [3-f, 63 kVA] | 1000032328 | 85351090 |  | 18 |  | 11 KV, 3-PH, 400A, HG FUSE | SET | 30 |  | Included | 0 | 0 | 0
65 | 7000015668 | 650 | DT Works [3-f, 63 kVA] | 1000017115 | 76169990 |  | 18 |  | PG Clamp for ACSR Rabbit Conductor | EA | 180 |  | Included | 0 | 0 | 0
66 | 7000015668 | 660 | DT Works [3-f, 63 kVA] | 1000022800 | 85042100 |  | 18 |  | 63KVA, 11/.433KV, 3PH STATION TRANSFORMER WITH CRGO CORE AL WINDINGWITH ALL ACCESSORIES | EA | 30 |  | Included | 0 | 0 | 0
67 | 7000015668 | 670 | DT Works [3-f, 63 kVA] | 1000028423 | 85371000 |  | 18 |  | LT Distribution box with suitable rating MCCB for incomer & Kit-Kat fortwo no outgoing feeder suitable for 3-Phase 11/0.4 kV, 63 kVA,Distribution Transformer alongwith energymeter suitable for polemounting as per TS | EA | 30 |  | Included | 0 | 0 | 0
68 | 7000015668 | 680 | DT Works [3-f, 63 kVA] | 1000020375 | 85354010 |  | 18 |  | Supply of 9 kV, 1 phase, 10 KA porcelain housing ZnO LA with allaccessories as per TS | EA | 90 |  | Included | 0 | 0 | 0
69 | 7000015668 | 690 | DT Works [3-f, 63 kVA] | 1000028403 | 73089090 |  | 18 |  | PIPE EARTHING OF 40 MM DIA, 2.5M LONG GI PIPE (MEDIUM GRADE) FORTREATED EARTHING AT DT LOCATION. | EA | 90 |  | Included | 0 | 0 | 0
70 | 7000015668 | 700 | DT Works [3-f, 63 kVA] | 1000032344 | 72171010 |  | 18 |  | 8SWG GI WIRE FOR PROTECTIVE GUARDING & EARTHING AS PER TS | KG | 150 |  | Included | 0 | 0 | 0
71 | 7000015668 | 710 | DT Works [3-f, 63 kVA] | 1000040978 | 85446090 |  | 18 |  | 1CORE 70 MM2, LT XLPE CABLE | M | 1800 |  | Included | 0 | 0 | 0
72 | 7000015668 | 720 | DT Works [3-f, 63 kVA] | 1000032342 | 72125090 |  | 18 |  | GI FLAT FOR NEUTRAL EARTHING OF DT | KG | 600 |  | Included | 0 | 0 | 0
73 | 7000015668 | 730 | DT Works [3-f, 63 kVA] | 1000056396 | 85462019 |  | 18 |  | 11 KV B&S TYPE, 45 KNÃ‚ DISC INSULATORS AS PER TS | EA | 90 |  | Included | 0 | 0 | 0
74 | 7000015668 | 740 | DT Works [3-f, 63 kVA] | 1000056397 | 85462019 |  | 18 |  | HARDWARE FITTINGS & ACCESSORIES SUITABLE TO 11KV B&S TYPE, 45 KN DISCINSULATORS AS PER TS | SET | 90 |  | Included | 0 | 0 | 0
75 | 7000015668 | 750 | DT Works [3-f, 100 kVA] | 1000037908 | 73089070 |  | 18 |  | 9M STP 410 MPA SP 33 | EA | 6 |  | Included | 0 | 0 | 0
76 | 7000015668 | 760 | DT Works [3-f, 100 kVA] | 1000022813 | 73089090 |  | 18 |  | Fabrication and Supply of M.S. Galvanised items- Pole Top Bracket,V-Cross arm, Back Clamps for V-Cross arm , D P Channel, D P Channelclamp, Stay clamps angle, Stay clamps side, D P cross bracing &clamps,Guarding arm etc etc. complete as required. | MT | 0.83 |  | Included | 0 | 0 | 0
77 | 7000015668 | 770 | DT Works [3-f, 100 kVA] | 1000022819 | 73181500 |  | 18 |  | nuts,bolts,foundation bolts and washer and other accessories forstructures. | MT | 0.11 |  | Included | 0 | 0 | 0
78 | 7000015668 | 780 | DT Works [3-f, 100 kVA] | 1000022781 | 73089090 |  | 18 |  | 11kV Stay set complete including Hardware as per TS | SET | 12 |  | Included | 0 | 0 | 0
79 | 7000015668 | 790 | DT Works [3-f, 100 kVA] | 1000022814 | 85462050 |  | 18 |  | GUY STRAIN INSULATORS DESIGNATION 'C' | EA | 12 |  | Included | 0 | 0 | 0
80 | 7000015668 | 800 | DT Works [3-f, 100 kVA] | 1000033893 | 73121020 |  | 18 |  | STAY WIRE (7/10 SWG) AS PER TS FOR 11 KV STAY SET | MT | 0.07 |  | Included | 0 | 0 | 0
81 | 7000015668 | 810 | DT Works [3-f, 100 kVA] | 1000022782 | 85359030 |  | 18 |  | 11 kV , 400 Amp,3 phase , verticalmounted AB switch for Outgoing DP asper TS | EA | 3 |  | Included | 0 | 0 | 0
82 | 7000015668 | 820 | DT Works [3-f, 100 kVA] | 1000032328 | 85351090 |  | 18 |  | 11 KV, 3-PH, 400A, HG FUSE | SET | 3 |  | Included | 0 | 0 | 0
83 | 7000015668 | 830 | DT Works [3-f, 100 kVA] | 1000017115 | 76169990 |  | 18 |  | PG Clamp for ACSR Rabbit Conductor | EA | 18 |  | Included | 0 | 0 | 0
84 | 7000015668 | 840 | DT Works [3-f, 100 kVA] | 1000022765 | 85042100 |  | 18 |  | 100KVA, 11/.433KV, 3PH STATION TRANSFORMER WITH CRGO CORE AL WINDINGWITH ALL ACCESSORIES | EA | 3 |  | Included | 0 | 0 | 0
85 | 7000015668 | 860 | DT Works [3-f, 100 kVA] | 1000020375 | 85354010 |  | 18 |  | Supply of 9 kV, 1 phase, 10 KA porcelain housing ZnO LA with allaccessories as per TS | EA | 9 |  | Included | 0 | 0 | 0
86 | 7000015668 | 870 | DT Works [3-f, 100 kVA] | 1000028403 | 73089090 |  | 18 |  | PIPE EARTHING OF 40 MM DIA, 2.5M LONG GI PIPE (MEDIUM GRADE) FORTREATED EARTHING AT DT LOCATION. | EA | 9 |  | Included | 0 | 0 | 0
87 | 7000015668 | 880 | DT Works [3-f, 100 kVA] | 1000032344 | 72171010 |  | 18 |  | 8SWG GI WIRE FOR PROTECTIVE GUARDING & EARTHING AS PER TS | KG | 20 |  | Included | 0 | 0 | 0
88 | 7000015668 | 890 | DT Works [3-f, 100 kVA] | 1000040978 | 85446090 |  | 18 |  | 1CORE 70 MM2, LT XLPE CABLE | M | 180 |  | Included | 0 | 0 | 0
89 | 7000015668 | 900 | DT Works [3-f, 100 kVA] | 1000032342 | 72125090 |  | 18 |  | GI FLAT FOR NEUTRAL EARTHING OF DT | KG | 60 |  | Included | 0 | 0 | 0
90 | 7000015668 | 910 | DT Works [3-f, 100 kVA] | 1000056396 | 85462019 |  | 18 |  | 11 KV B&S TYPE, 45 KNÃ‚ DISC INSULATORS AS PER TS | EA | 9 |  | Included | 0 | 0 | 0
91 | 7000015668 | 920 | DT Works [3-f, 100 kVA] | 1000056397 | 85462019 |  | 18 |  | HARDWARE FITTINGS & ACCESSORIES SUITABLE TO 11KV B&S TYPE, 45 KN DISCINSULATORS AS PER TS | SET | 9 |  | Included | 0 | 0 | 0
92 | 7000015877 | 40 | DT Works [3-f, 100 kVA] | 1000028420 | 85371000 |  | 18 |  | LT Distribution box with suitable rating MCCB for incomer & Kit-Kat fortwo no outgoing feeder suitable for 3-Phase 11/0.4 kV, 100 kVA,Distribution Transformer alongwith energymeter suitable for polemounting as per TS | EA | 3 |  | Included | 0 | 0 | 0
93 | 7000015668 | 930 | DT Augmentation Works | 1000022800 | 85042100 |  | 18 |  | 63KVA, 11/.433KV, 3PH STATION TRANSFORMER WITH CRGO CORE AL WINDINGWITH ALL ACCESSORIES | EA | 1 |  | Included | 0 | 0 | 0
94 | 7000015668 | 940 | DT Augmentation Works | 1000022765 | 85042100 |  | 18 |  | 100KVA, 11/.433KV, 3PH STATION TRANSFORMER WITH CRGO CORE AL WINDINGWITH ALL ACCESSORIES | EA | 1 |  | Included | 0 | 0 | 0
95 | 7000015668 | 950 | 33KV New Line Work (DOG) with STP | 1000030857 | 76141000 |  | 18 |  | ACSR DOG CONDUCTOR | KM | 98.88 |  | Included | 0 | 0 | 0
96 | 7000015668 | 960 | 33KV New Line Work (DOG) with STP | 1000056012 | 73089070 |  | 18 |  | 11 M STP 410 MPA SP 56 | EA | 512 |  | Included | 0 | 0 | 0
97 | 7000015668 | 970 | 33KV New Line Work (DOG) with STP | 1000022813 | 73089090 |  | 18 |  | Fabrication and Supply of M.S. Galvanised items- Pole Top Bracket,V-Cross arm, Back Clamps for V-Cross arm , D P Channel, D P Channelclamp, Stay clamps angle, Stay clamps side, D P cross bracing &clamps,Guarding arm etc etc. complete as required. | MT | 20.99 |  | Included | 0 | 0 | 0
98 | 7000015668 | 980 | 33KV New Line Work (DOG) with STP | 1000022819 | 73181500 |  | 18 |  | nuts,bolts,foundation bolts and washer and other accessories forstructures. | MT | 1.05 |  | Included | 0 | 0 | 0
99 | 7000015668 | 990 | 33KV New Line Work (DOG) with STP | 1000028393 | 72149990 |  | 18 |  | 20 MM DIA 2500 MM LONG GI ROD TOGETHER WITH FIXINGARRANGEMENT(EXCLUDING GI WIRE REQUIRED FOR EARTHING) AS PER APPROVEDDRAWING. | SET | 512 |  | Included | 0 | 0 | 0
100 | 7000015668 | 1000 | 33KV New Line Work (DOG) with STP | 1000033887 | 85471030 |  | 18 |  | HARDWARE FITTINGS (1 SET CONSISTS OF ANCHOR PLATE - 1 NO., ANCHOR ROD-1 NO., TURNBUCKLE -1 NO., THIMBLES -2 NOS., GUY GRIPS - 4 NOS.,FASTNERS TO ATTATCH ANCHOR PLATE TO ANCHOR ROD) TO COMPLETE STAY SETTS | SET | 320 |  | Included | 0 | 0 | 0
101 | 7000015668 | 1010 | 33KV New Line Work (DOG) with STP | 1000022814 | 85462050 |  | 18 |  | GUY STRAIN INSULATORS DESIGNATION 'C' | EA | 640 |  | Included | 0 | 0 | 0
102 | 7000015668 | 1020 | 33KV New Line Work (DOG) with STP | 1000033893 | 73121020 |  | 18 |  | STAY WIRE (7/10 SWG) AS PER TS FOR 11 KV STAY SET | MT | 1.64 |  | Included | 0 | 0 | 0
103 | 7000015668 | 1030 | 33KV New Line Work (DOG) with STP | 1000045302 | 73121020 |  | 18 |  | 7/10 SWG GI WIRE | MT | 0.63 |  | Included | 0 | 0 | 0
104 | 7000015668 | 1040 | 33KV New Line Work (DOG) with STP | 1000032344 | 72171010 |  | 18 |  | 8SWG GI WIRE FOR PROTECTIVE GUARDING & EARTHING AS PER TS | KG | 500 |  | Included | 0 | 0 | 0
105 | 7000015668 | 1050 | 33KV New Line Work (DOG) with STP | 1000022795 | 85462033 |  | 18 |  | 33 KV PORCELAIN PIN INSULATOR WITH 900 MM CREEPAGE DISTANCE ALONGWITH10 KN PIN, NUT AND WASHERS COMPLETE AS PER TS | SET | 1392 |  | Included | 0 | 0 | 0
106 | 7000015668 | 1060 | 33KV New Line Work (DOG) with STP | 1000045341 | 85462019 |  | 18 |  | 11KV, 70KN B&S DISC INSULATORS | EA | 576 |  | Included | 0 | 0 | 0
107 | 7000015668 | 1070 | 33KV New Line Work (DOG) with STP | 1000056398 | 85462019 |  | 18 |  | HARDWARE FITTINGS & ACCESSORIES SUITABLE TO 11KV B&S TYPE, 70 KN DISCINSULATORS AS PER TS | SET | 192 |  | Included | 0 | 0 | 0
108 | 7000015668 | 1080 | 33KV New Line Work (DOG) with STP | 1000017135 | 76169990 |  | 18 |  | PG (Parallel Groove) Clamp for ACSR Dog | EA | 384 |  | Included | 0 | 0 | 0
109 | 7000015668 | 1100 | 33KV New Substaiton Work | 1000037908 | 73089070 |  | 18 |  | 9M STP 410 MPA SP 33 | EA | 8 |  | Included | 0 | 0 | 0
110 | 7000015668 | 1110 | 33KV New Substaiton Work | 1000022797 | 85352122 |  | 18 |  | Supply of 33 kV , 1250 Amp 25kA 3 phaseVaccum Circuit Breaker with structure(combined structure to facilitatemounting of CT's as per apprd drg)andall accessories as per TS | EA | 2 |  | Included | 0 | 0 | 0
111 | 7000015668 | 1120 | 33KV New Substaiton Work | 1000028385 | 85042100 |  | 18 |  | 100 KVA, 33/0.433 KV, 3 PH, 50 HZ, ONAN, OUTDOOR STATION TRANSFORMERON DOUBLE POLE STRUCTURE ALONG WITH TRANSFORMER OIL AND ALLACCESSORIES AS PER TS. | EA | 1 |  | Included | 0 | 0 | 0
112 | 7000015668 | 1130 | 33KV New Substaiton Work | 1000028406 | 85371000 |  | 18 |  | 33KV CONTROL & RELAY PANEL ALONGWITH E/F & O/C RELAYS, MIMIC DIAGRAM,VOLTMETER, AMMETER, ANNUNCIATION WINDOWS WITH ANNUNCIATION RELAYS ANDOTHER COMPONENTS ETC AS PER TS FOR CONTROLLING 33 KV FEEDER VCB WITHSTATIC TRI-VECTOR ENERGY METER | SET | 1 |  | Included | 0 | 0 | 0
113 | 7000015668 | 1140 | 33KV New Substaiton Work | 1000028407 | 85371000 |  | 18 |  | 33KV CONTROL & RELAY PANEL ALONGWITH E/F & O/C RELAYS, MIMIC DIAGRAM,VOLTMETER, AMMETER, ANNUNCIATION WINDOWS WITH ANNUNCIATION RELAYS ANDOTHER COMPONENTS ETC AS PER TS FOR CONTROLLING POWER TRANSFORMER VCB | SET | 1 |  | Included | 0 | 0 | 0
114 | 7000015668 | 1150 | 33KV New Substaiton Work | 1000040985 | 76169990 |  | 18 |  | 33KV, 3 PHASE HG FUSE AS PER TECHNICAL SPECIFICATION | SET | 2 |  | Included | 0 | 0 | 0
115 | 7000015668 | 1160 | 33KV New Substaiton Work | 1000002095 | 85353090 |  | 18 |  | 36 kV, 630A, 25 KA, 3-Phase DoubleBreak Isolator with one E/S | EA | 1 |  | Included | 0 | 0 | 0
116 | 7000015668 | 1170 | 33KV New Substaiton Work | 1000002094 | 85353090 |  | 18 |  | 36 kV, 630A, 25 KA, 3-Phase DoubleBreak Isolator without E/S | EA | 2 |  | Included | 0 | 0 | 0
117 | 7000015668 | 1180 | 33KV New Substaiton Work | 1000022798 | 85359030 |  | 18 |  | 33 kV , 400 Amp, 3 phase , verticalmounted AB switch as per TS | EA | 1 |  | Included | 0 | 0 | 0
118 | 7000015668 | 1190 | 33KV New Substaiton Work | 1000040982 | 85043100 |  | 18 |  | 200-100/5-5 A, 36KV, 1-PHASE, 25KA OUTDOR TYPE CURRENT TRANSFORMERALONG WITH JUNCTION BOX (1 NO JUNCTION BOX FOR 3 NOS OF 1-PHASE CTS)ETC., COMPLETE AS PER TECHNICAL SPECIFICATIONS. | SET | 6 |  | Included | 0 | 0 | 0
119 | 7000015668 | 1200 | 33KV New Substaiton Work | 1000020401 | 85354010 |  | 18 |  | 30kV, 10 kA, Conventional (Gap) type Surge Arrester (1-Phase) | EA | 12 |  | Included | 0 | 0 | 0
120 | 7000015668 | 1210 | 33KV New Substaiton Work | 1000020375 | 85354010 |  | 18 |  | Supply of 9 kV, 1 phase, 10 KA porcelain housing ZnO LA with allaccessories as per TS | EA | 12 |  | Included | 0 | 0 | 0
121 | 7000015668 | 1220 | 33KV New Substaiton Work | 1000032454 | 85043100 |  | 18 |  | 36 KV, 1-PHASE, 33KV/110 VOLT, SINGLE CORE OUTDOOR TYPE POTENTIALTRANSFORMER ALONG WITH JUNCTION BOX (1 NO JUNCTION BOX FOR 3 NOS OF1-PHASE PTS) AND REQUIRED ACCESSORIES ETC., COMPLETE AS PER TECHNICALSPECIFICATIONS. | EA | 3 |  | Included | 0 | 0 | 0
122 | 7000015668 | 1230 | 33KV New Substaiton Work | 1000028389 | 85352121 |  | 18 |  | 11kV,3phase ,1250A,indoor type controland relay panel consisting of12kV,VCB,CTs,PTs,A-meter,volt-meter,Relay(3 no .O/Cand 1 no. E/F) & accessories completeas per TS. | EA | 1 |  | Included | 0 | 0 | 0
123 | 7000015668 | 1240 | 33KV New Substaiton Work | 1000028388 | 85352121 |  | 18 |  | 11kV,3phase ,1250A,indoor type controland relay panel consisting of12kV,VCB,CTs,A-meter,volt-meter,Relay(3 no .O/C and1no. E/F),energy meter (TVM) &accessories complete as per TS. | EA | 3 |  | Included | 0 | 0 | 0
124 | 7000015668 | 1250 | 33KV New Substaiton Work | 1000022782 | 85359030 |  | 18 |  | 11 kV , 400 Amp,3 phase , verticalmounted AB switch for Outgoing DP asper TS | EA | 3 |  | Included | 0 | 0 | 0
125 | 7000015668 | 1260 | 33KV New Substaiton Work | 1000040984 | 85073000 |  | 28 |  | BATTERY, BATTERY CHARGER WITH 30V, 80 AH (AT 10 HRS DISCHARGE RATE)NI-CD BATTERY & ALL OTHER ACCESSORIES AND CONNECTORS AS PER TECHNICALSPECIFICATIONS. | SET | 1 |  | Included | 0 | 0 | 0
126 | 7000015668 | 1270 | 33KV New Substaiton Work | 1000040983 | 85044030 |  | 18 |  | 30V, 40 AMP. FLOAT-CUM-BOOST BATTERY CHARGER WITH FULL WAVERECTIFICATION FOR 220 V, 1 PHASE, 50 HZ AC INPUT SUPPLY ALING WITHINBUILT DC DISTRIBUTION BOARD AS PER TECHNICAL SPECIFICATION. | SET | 1 |  | Included | 0 | 0 | 0
127 | 7000015668 | 1280 | 33KV New Substaiton Work | 1000004303 | 85371000 |  | 18 |  | 415V AC Distribution Board (ACDB) as per Technical Specification | SET | 1 |  | Included | 0 | 0 | 0
128 | 7000015668 | 1290 | 33KV New Substaiton Work | 1000029987 | 85446090 |  | 18 |  | SUPPLY OF 11 KV, XLPE INSULATED, ARMORED ALUMINIUM CABLE AS PERTS - 3CX400 SQ. MM | M | 50 |  | Included | 0 | 0 | 0
129 | 7000015668 | 1300 | 33KV New Substaiton Work | 1000027320 | 85446090 |  | 18 |  | 11kV grade 3Cx185 sqmm (XLPE) Power Cable as per TS | M | 150 |  | Included | 0 | 0 | 0
130 | 7000015668 | 1310 | 33KV New Substaiton Work | 1000029995 | 85479090 |  | 18 |  | END TERMINATION KIT SUITABLE FOR TERMINATION IN CABLE BOX ON 11KVSIDE OF TRANSFORMER FOR 3CX400 SQ. MM CABLE | SET | 2 |  | Included | 0 | 0 | 0
131 | 7000015668 | 1320 | 33KV New Substaiton Work | 1000029993 | 85479090 |  | 18 |  | END TERMINATION KIT SUITABLE FOR TERMINATION IN 11 KV INDOOR VCBPANEL FOR 3CX400 SQ. MM CABLE | SET | 2 |  | Included | 0 | 0 | 0
132 | 7000015668 | 1330 | 33KV New Substaiton Work | 1000033216 | 85479090 |  | 18 |  | END TERMINATION KIT SUITABLE FOR TERMINATION IN 11 KV INDOOR VCBPANEL FOR 3CX185 SQ. MM CABLE | SET | 3 |  | Included | 0 | 0 | 0
133 | 7000015668 | 1340 | 33KV New Substaiton Work | 1000033215 | 85479090 |  | 18 |  | OUTDOOR END TERMINATION KIT (REQUIRED AT DOUBLE POLE STRUCTURE ) FOR11 KV 3CX185 SQ. MM. CABLE | SET | 3 |  | Included | 0 | 0 | 0
134 | 7000015668 | 1350 | 33KV New Substaiton Work | 1000000499 | 85446020 |  | 18 |  | 1.1kV grade 3.5Cx95 sqmm Armoured (PVC) Power Cable | M | 70 |  | Included | 0 | 0 | 0
135 | 7000015668 | 1360 | 33KV New Substaiton Work | 1000000511 | 85446020 |  | 18 |  | 1.1kV grade 4Cx10 sqmm (PVC) Power Cable | M | 40 |  | Included | 0 | 0 | 0
136 | 7000015668 | 1370 | 33KV New Substaiton Work | 1000037127 | 85446020 |  | 18 |  | 1.1KV GRADE 2CX10 SQMM ARMOURED (PVC) COPPER CABLE | M | 20 |  | Included | 0 | 0 | 0
137 | 7000015668 | 1380 | 33KV New Substaiton Work | 1000000480 | 85446020 |  | 18 |  | 1.1kV grade 2Cx2.5 sqmm Control Cable | M | 265 |  | Included | 0 | 0 | 0
138 | 7000015668 | 1390 | 33KV New Substaiton Work | 1000000520 | 85446020 |  | 18 |  | 1.1kV grade 5Cx2.5 sqmm Control Cable | M | 285 |  | Included | 0 | 0 | 0
139 | 7000015668 | 1400 | 33KV New Substaiton Work | 1000000446 | 85446020 |  | 18 |  | 1.1kV grade 10Cx2.5 sqmm Control Cable | M | 450 |  | Included | 0 | 0 | 0
140 | 7000015668 | 1410 | 33KV New Substaiton Work | 1000028413 | 76169990 |  | 18 |  | T-CLAMPS, THROUGH CLAMP, CONNECTORS, P.G.CLAMPS ETC. SUITABLE FORCONNECTION TO ACSR WOLF, PAD TYPE COMPRESSION CLAMP FOR "33 KV LINEBAY WITH VCB" | LOT | 1 |  | Included | 0 | 0 | 0
141 | 7000015668 | 1420 | 33KV New Substaiton Work | 1000028409 | 76169990 |  | 18 |  | T-CLAMPS, THROUGH CLAMP, CONNECTORS, P.G.CLAMPS ETC. SUITABLE FORCONNECTION TO ACSR WOLF, PAD TYPE COMPRESSION CLAMP FOR 33 KVTRANSFORMER BAY | LOT | 1 |  | Included | 0 | 0 | 0
142 | 7000015668 | 1430 | 33KV New Substaiton Work | 1000028411 | 76169990 |  | 18 |  | T-CLAMPS, THROUGH CLAMP, CONNECTORS, P.G.CLAMPS ETC. SUITABLE FORCONNECTION TO ACSR WOLF, PAD TYPE COMPRESSION CLAMP FOR 33KV LINE BAYWITH HG FUSE | LOT | 1 |  | Included | 0 | 0 | 0
143 | 7000015668 | 1440 | 33KV New Substaiton Work | 1000028414 | 76169990 |  | 18 |  | T-CLAMPS, THROUGH CLAMP, CONNECTORS, P.G.CLAMPS ETC. SUITABLE FORCONNECTION TO ACSR WOLF, PAD TYPE COMPRESSION CLAMP FOR 33KV PT BAY | LOT | 1 |  | Included | 0 | 0 | 0
144 | 7000015668 | 1450 | 33KV New Substaiton Work | 1000028410 | 76169990 |  | 18 |  | T-CLAMPS, THROUGH CLAMP, CONNECTORS, P.G.CLAMPS ETC. SUITABLE FORCONNECTION TO ACSR WOLF, PAD TYPE COMPRESSION CLAMP FOR 33/.433KVSTATION TRANSFORMER BAY | LOT | 1 |  | Included | 0 | 0 | 0
145 | 7000015668 | 1460 | 33KV New Substaiton Work | 1000006308 | 76141000 |  | 18 |  | ACSR Wolf Conductor | M | 150 |  | Included | 0 | 0 | 0
146 | 7000015668 | 1470 | 33KV New Substaiton Work | 1000029110 | 72159090 |  | 18 |  | 32 mm MS rod for Earthmat (KG) | KG | 3800 |  | Included | 0 | 0 | 0
147 | 7000015668 | 1480 | 33KV New Substaiton Work | 1000029112 | 72125090 |  | 18 |  | GS FLAT 50X6MM(KG) | KG | 1400 |  | Included | 0 | 0 | 0
148 | 7000015668 | 1490 | 33KV New Substaiton Work | 1000029111 | 72125090 |  | 18 |  | GI Flat - 25x3 mm(KG) | KG | 700 |  | Included | 0 | 0 | 0
149 | 7000015668 | 1500 | 33KV New Substaiton Work | 1000025958 | 72159090 |  | 18 |  | 40mm dia, 3M long MS Rod Earth Electrode | EA | 30 |  | Included | 0 | 0 | 0
150 | 7000015668 | 1510 | 33KV New Substaiton Work | 1000028395 | 72149990 |  | 18 |  | 20 MM DIA., 3000 MM LONG GI ROD AND OTHER ACCESSORIES AS PER TECHNICALSPECIFICATION. | SET | 20 |  | Included | 0 | 0 | 0
151 | 7000015668 | 1520 | 33KV New Substaiton Work | 1000045341 | 85462019 |  | 18 |  | 11KV, 70KN B&S DISC INSULATORS | EA | 36 |  | Included | 0 | 0 | 0
152 | 7000015668 | 1530 | 33KV New Substaiton Work | 1000056398 | 85462019 |  | 18 |  | HARDWARE FITTINGS & ACCESSORIES SUITABLE TO 11KV B&S TYPE, 70 KN DISCINSULATORS AS PER TS | SET | 12 |  | Included | 0 | 0 | 0
153 | 7000015668 | 1540 | 33KV New Substaiton Work | 1000028400 | 85462023 |  | 18 |  | 33 KV POST INSULATOR ASSEMBLY COMPRISING OF 2 NOS OF INSULATORS,FITTINGS AND ACCESSORIES. | SET | 8 |  | Included | 0 | 0 | 0
154 | 7000015668 | 1550 | 33KV New Substaiton Work | 1000037002 | 73089040 |  | 18 |  | GALVANISED FABRICATED STRUCTURE FOR 33 KV BUS & LINE GANTRY TO BEDESIGNED DURING DETAILED ENGINEERING & AS PER TS | MT | 5.5 |  | Included | 0 | 0 | 0
155 | 7000015668 | 1560 | 33KV New Substaiton Work | 1000040991 | 85371000 |  | 18 |  | STATION LIGHTING SYSTEM COMPLETE FOR SWITCHYARD, CONTROL ROOMBUILDING,MAINGATE & SUB-STATION BOUNDARY AS PER TECHNICALSPECIFICATION FOR EACH NEW PSS | SET | 1 |  | Included | 0 | 0 | 0
156 | 7000015668 | 1570 | 33KV New Substaiton Work | 1000034279 | 84241000 |  | 18 |  | ABC POWDER TYPE FIRE EXTINGUISHER - 6 KG | EA | 1 |  | Included | 0 | 0 | 0
157 | 7000015668 | 1580 | 33KV New Substaiton Work | 1000012022 | 84241000 |  | 18 |  | 4.5 kg CO2 type Portable Fire extinguisher | EA | 1 |  | Included | 0 | 0 | 0
158 | 7000015668 | 1590 | 33KV New Substaiton Work | 1000027449 | 84241000 |  | 18 |  | 22.5 kg CO2 type Portable Fire Extinguisher | EA | 1 |  | Included | 0 | 0 | 0
159 | 7000015877 | 30 | 33KV New Substaiton Work | 1000001948 | 85042200 |  | 18 |  | 3.15MVA, 33/11 kV power transformer with Cu winding along with allaccessories and oil | EA | 1 |  | Included | 0 | 0 | 0
III | Balance Fund PMDP Ramban | [13 empty] | 0 | 0
1 | 7000015667 | 10 | LT Line Works (1Ph- 2W) ACSR Weasel | 1000030866 | 76141000 |  | 18 |  | ACSR WEASEL CONDUCTOR | KM | 40.7 |  | Included | 0 | 0 | 0
2 | 7000015667 | 20 | LT Line Works (1Ph- 2W) ACSR Weasel | 1000056011 | 73089070 |  | 18 |  | 8M STP 410 MPA SP 13 | EA | 463 |  | Included | 0 | 0 | 0
3 | 7000015667 | 30 | LT Line Works (1Ph- 2W) ACSR Weasel | 1000037908 | 73089070 |  | 18 |  | 9M STP 410 MPA SP 33 | EA | 60 |  | Included | 0 | 0 | 0
4 | 7000015667 | 40 | LT Line Works (1Ph- 2W) ACSR Weasel | 1000019683 | 85389000 |  | 18 |  | LT Shackle Insulator | EA | 1048 |  | Included | 0 | 0 | 0
5 | 7000015667 | 60 | LT Line Works (1Ph- 2W) ACSR Weasel | 1000022819 | 73181500 |  | 18 |  | nuts,bolts,foundation bolts and washer and other accessories forstructures. | MT | 0.778 |  | Included | 0 | 0 | 0
6 | 7000015667 | 70 | LT Line Works (1Ph- 2W) ACSR Weasel | 1000028393 | 72149990 |  | 18 |  | 20 MM DIA 2500 MM LONG GI ROD TOGETHER WITH FIXINGARRANGEMENT(EXCLUDING GI WIRE REQUIRED FOR EARTHING) AS PER APPROVEDDRAWING. | SET | 192 |  | Included | 0 | 0 | 0
7 | 7000015667 | 80 | LT Line Works (1Ph- 2W) ACSR Weasel | 1000028419 | 85462050 |  | 18 |  | GUY STRAIN INSULATORS DESIGNATION 'A' AS PER TS | SET | 81 |  | Included | 0 | 0 | 0
8 | 7000015667 | 90 | LT Line Works (1Ph- 2W) ACSR Weasel | 1000028426 | 73089090 |  | 18 |  | LT line stay set complete including Hardware, Stay wire(7/12 SWG) as perTS | SET | 81 |  | Included | 0 | 0 | 0
9 | 7000015667 | 100 | LT Line Works (1Ph- 2W) ACSR Weasel | 1000032343 | 72171010 |  | 18 |  | 10 SWG GI WIRE FOR PROTECTIVE GUARDING LACING AS PER TS | KG | 362.7 |  | Included | 0 | 0 | 0
10 | 7000015667 | 110 | LT Line Works (1Ph- 2W) ACSR Weasel | 1000032344 | 72171010 |  | 18 |  | 8SWG GI WIRE FOR PROTECTIVE GUARDING & EARTHING AS PER TS | KG | 37.88 |  | Included | 0 | 0 | 0
11 | 7000015667 | 120 | LT Line Works (1Ph- 2W) ACSR Weasel | 1000040990 | 76169990 |  | 18 |  | LT SPACERS (1-PHASE) | EA | 1511 |  | Included | 0 | 0 | 0
12 | 7000015732 | 50 | LT Line Works (1Ph- 2W) ACSR Weasel | 1000056692 | 73089090 |  | 18 |  | FABRICATION AND SUPPLY OF M.S. GALVANIZED ITEMS- U-CLAMPS, SHACKLEINSULATOR CHANNEL ETC, COMPLETE AS REQUIRED FOR LT LINE | MT | 7.073 |  | Included | 0 | 0 | 0
13 | 7000015667 | 130 | LT Line Works (3Ph- 4W) ACSR Weasal | 1000030866 | 76141000 |  | 18 |  | ACSR WEASEL CONDUCTOR | KM | 18.99 |  | Included | 0 | 0 | 0
14 | 7000015667 | 140 | LT Line Works (3Ph- 4W) ACSR Weasal | 1000056011 | 73089070 |  | 18 |  | 8M STP 410 MPA SP 13 | EA | 108 |  | Included | 0 | 0 | 0
15 | 7000015667 | 150 | LT Line Works (3Ph- 4W) ACSR Weasal | 1000037908 | 73089070 |  | 18 |  | 9M STP 410 MPA SP 33 | EA | 14 |  | Included | 0 | 0 | 0
16 | 7000015667 | 160 | LT Line Works (3Ph- 4W) ACSR Weasal | 1000019683 | 85389000 |  | 18 |  | LT Shackle Insulator | EA | 489 |  | Included | 0 | 0 | 0
17 | 7000015667 | 180 | LT Line Works (3Ph- 4W) ACSR Weasal | 1000022819 | 73181500 |  | 18 |  | nuts,bolts,foundation bolts and washer and other accessories forstructures. | MT | 0.181 |  | Included | 0 | 0 | 0
18 | 7000015667 | 190 | LT Line Works (3Ph- 4W) ACSR Weasal | 1000028393 | 72149990 |  | 18 |  | 20 MM DIA 2500 MM LONG GI ROD TOGETHER WITH FIXINGARRANGEMENT(EXCLUDING GI WIRE REQUIRED FOR EARTHING) AS PER APPROVEDDRAWING. | SET | 45 |  | Included | 0 | 0 | 0
19 | 7000015667 | 200 | LT Line Works (3Ph- 4W) ACSR Weasal | 1000028419 | 85462050 |  | 18 |  | GUY STRAIN INSULATORS DESIGNATION 'A' AS PER TS | SET | 19 |  | Included | 0 | 0 | 0
20 | 7000015667 | 210 | LT Line Works (3Ph- 4W) ACSR Weasal | 1000028426 | 73089090 |  | 18 |  | LT line stay set complete including Hardware, Stay wire(7/12 SWG) as perTS | SET | 19 |  | Included | 0 | 0 | 0
21 | 7000015667 | 220 | LT Line Works (3Ph- 4W) ACSR Weasal | 1000032343 | 72171010 |  | 18 |  | 10 SWG GI WIRE FOR PROTECTIVE GUARDING LACING AS PER TS | KG | 94 |  | Included | 0 | 0 | 0
22 | 7000015667 | 230 | LT Line Works (3Ph- 4W) ACSR Weasal | 1000032344 | 72171010 |  | 18 |  | 8SWG GI WIRE FOR PROTECTIVE GUARDING & EARTHING AS PER TS | KG | 8.84 |  | Included | 0 | 0 | 0
23 | 7000015667 | 240 | LT Line Works (3Ph- 4W) ACSR Weasal | 1000041208 | 76169990 |  | 18 |  | LT SPACERS (3-PHASE) | EA | 353 |  | Included | 0 | 0 | 0
24 | 7000015732 | 60 | LT Line Works (3Ph- 4W) ACSR Weasal | 1000056692 | 73089090 |  | 18 |  | FABRICATION AND SUPPLY OF M.S. GALVANIZED ITEMS- U-CLAMPS, SHACKLEINSULATOR CHANNEL ETC, COMPLETE AS REQUIRED FOR LT LINE | MT | 1.65 |  | Included | 0 | 0 | 0
25 | 7000015667 | 250 | 11KV New Line Works | 1000030866 | 76141000 |  | 18 |  | ACSR WEASEL CONDUCTOR | KM | 91.46 |  | Included | 0 | 0 | 0
26 | 7000015667 | 260 | 11KV New Line Works | 1000037908 | 73089070 |  | 18 |  | 9M STP 410 MPA SP 33 | EA | 622 |  | Included | 0 | 0 | 0
27 | 7000015667 | 270 | 11KV New Line Works | 1000022813 | 73089090 |  | 18 |  | Fabrication and Supply of M.S. Galvanised items- Pole Top Bracket,V-Cross arm, Back Clamps for V-Cross arm , D P Channel, D P Channelclamp, Stay clamps angle, Stay clamps side, D P cross bracing &clamps,Guarding arm etc etc. complete as required. | MT | 13.684 |  | Included | 0 | 0 | 0
28 | 7000015667 | 280 | 11KV New Line Works | 1000022819 | 73181500 |  | 18 |  | nuts,bolts,foundation bolts and washer and other accessories forstructures. | MT | 1.368 |  | Included | 0 | 0 | 0
29 | 7000015667 | 290 | 11KV New Line Works | 1000028393 | 72149990 |  | 18 |  | 20 MM DIA 2500 MM LONG GI ROD TOGETHER WITH FIXINGARRANGEMENT(EXCLUDING GI WIRE REQUIRED FOR EARTHING) AS PER APPROVEDDRAWING. | SET | 622 |  | Included | 0 | 0 | 0
30 | 7000015667 | 300 | 11KV New Line Works | 1000022781 | 73089090 |  | 18 |  | 11kV Stay set complete including Hardware as per TS | SET | 296 |  | Included | 0 | 0 | 0
31 | 7000015667 | 310 | 11KV New Line Works | 1000022814 | 85462050 |  | 18 |  | GUY STRAIN INSULATORS DESIGNATION 'C' | EA | 296 |  | Included | 0 | 0 | 0
32 | 7000015667 | 320 | 11KV New Line Works | 1000033893 | 73121020 |  | 18 |  | STAY WIRE (7/10 SWG) AS PER TS FOR 11 KV STAY SET | MT | 1.51 |  | Included | 0 | 0 | 0
33 | 7000015667 | 330 | 11KV New Line Works | 1000045302 | 73121020 |  | 18 |  | 7/10 SWG GI WIRE | MT | 0.59 |  | Included | 0 | 0 | 0
34 | 7000015667 | 340 | 11KV New Line Works | 1000032344 | 72171010 |  | 18 |  | 8SWG GI WIRE FOR PROTECTIVE GUARDING & EARTHING AS PER TS | KG | 460 |  | Included | 0 | 0 | 0
35 | 7000015667 | 350 | 11KV New Line Works | 1000022780 | 85462032 |  | 18 |  | 11KV PORCELAIN PIN INSULATOR | SET | 1822 |  | Included | 0 | 0 | 0
36 | 7000015667 | 360 | 11KV New Line Works | 1000056396 | 85462019 |  | 18 |  | 11 KV B&S TYPE, 45 KNÃ‚ DISC INSULATORS AS PER TS | EA | 178 |  | Included | 0 | 0 | 0
37 | 7000015667 | 370 | 11KV New Line Works | 1000056397 | 85462019 |  | 18 |  | HARDWARE FITTINGS & ACCESSORIES SUITABLE TO 11KV B&S TYPE, 45 KN DISCINSULATORS AS PER TS | SET | 178 |  | Included | 0 | 0 | 0
38 | 7000015667 | 380 | 11KV New Line Works | 1000017118 | 76169990 |  | 18 |  | PG Clamp for ACSR Weasel Conductor | EA | 355 |  | Included | 0 | 0 | 0
39 | 7000015667 | 390 | DT Works [3-f, 25 kVA] | 1000037908 | 73089070 |  | 18 |  | 9M STP 410 MPA SP 33 | EA | 32 |  | Included | 0 | 0 | 0
40 | 7000015667 | 400 | DT Works [3-f, 25 kVA] | 1000022813 | 73089090 |  | 18 |  | Fabrication and Supply of M.S. Galvanised items- Pole Top Bracket,V-Cross arm, Back Clamps for V-Cross arm , D P Channel, D P Channelclamp, Stay clamps angle, Stay clamps side, D P cross bracing &clamps,Guarding arm etc etc. complete as required. | MT | 4.44 |  | Included | 0 | 0 | 0
41 | 7000015667 | 410 | DT Works [3-f, 25 kVA] | 1000022819 | 73181500 |  | 18 |  | nuts,bolts,foundation bolts and washer and other accessories forstructures. | MT | 0.58 |  | Included | 0 | 0 | 0
42 | 7000015667 | 420 | DT Works [3-f, 25 kVA] | 1000022781 | 73089090 |  | 18 |  | 11kV Stay set complete including Hardware as per TS | SET | 64 |  | Included | 0 | 0 | 0
43 | 7000015667 | 430 | DT Works [3-f, 25 kVA] | 1000022814 | 85462050 |  | 18 |  | GUY STRAIN INSULATORS DESIGNATION 'C' | EA | 64 |  | Included | 0 | 0 | 0
44 | 7000015667 | 440 | DT Works [3-f, 25 kVA] | 1000033893 | 73121020 |  | 18 |  | STAY WIRE (7/10 SWG) AS PER TS FOR 11 KV STAY SET | MT | 0.39 |  | Included | 0 | 0 | 0
45 | 7000015667 | 450 | DT Works [3-f, 25 kVA] | 1000022782 | 85359030 |  | 18 |  | 11 kV , 400 Amp,3 phase , verticalmounted AB switch for Outgoing DP asper TS | EA | 16 |  | Included | 0 | 0 | 0
46 | 7000015667 | 460 | DT Works [3-f, 25 kVA] | 1000032328 | 85351090 |  | 18 |  | 11 KV, 3-PH, 400A, HG FUSE | SET | 16 |  | Included | 0 | 0 | 0
47 | 7000015667 | 470 | DT Works [3-f, 25 kVA] | 1000017115 | 76169990 |  | 18 |  | PG Clamp for ACSR Rabbit Conductor | EA | 96 |  | Included | 0 | 0 | 0
48 | 7000015667 | 480 | DT Works [3-f, 25 kVA] | 1000028397 | 85042100 |  | 18 |  | 25KVA, 11/0.4KV 3PH CRGO CORE AL WINDING DISTRIBUTION TRANSFORMER | EA | 16 |  | Included | 0 | 0 | 0
49 | 7000015667 | 490 | DT Works [3-f, 25 kVA] | 1000028422 | 85371000 |  | 18 |  | LT Distribution box with suitable rating MCCB for incomer & Kit-Kat fortwo no outgoing feeder suitable for 3-Phase 11/0.4 kV, 25 kVA,Distribution Transformer alongwith energymeter suitable for polemounting as per TS | EA | 16 |  | Included | 0 | 0 | 0
50 | 7000015667 | 500 | DT Works [3-f, 25 kVA] | 1000020375 | 85354010 |  | 18 |  | Supply of 9 kV, 1 phase, 10 KA porcelain housing ZnO LA with allaccessories as per TS | EA | 48 |  | Included | 0 | 0 | 0
51 | 7000015667 | 510 | DT Works [3-f, 25 kVA] | 1000028403 | 73089090 |  | 18 |  | PIPE EARTHING OF 40 MM DIA, 2.5M LONG GI PIPE (MEDIUM GRADE) FORTREATED EARTHING AT DT LOCATION. | EA | 48 |  | Included | 0 | 0 | 0
52 | 7000015667 | 520 | DT Works [3-f, 25 kVA] | 4000000162 | 72172010 |  | 18 |  | GI wire 8 SWG | M | 0.08 |  | Included | 0 | 0 | 0
53 | 7000015667 | 530 | DT Works [3-f, 25 kVA] | 1000040978 | 85446090 |  | 18 |  | 1CORE 70 MM2, LT XLPE CABLE | M | 960 |  | Included | 0 | 0 | 0
54 | 7000015667 | 540 | DT Works [3-f, 25 kVA] | 1000032342 | 72125090 |  | 18 |  | GI FLAT FOR NEUTRAL EARTHING OF DT | KG | 320 |  | Included | 0 | 0 | 0
55 | 7000015667 | 550 | DT Works [3-f, 25 kVA] | 1000056396 | 85462019 |  | 18 |  | 11 KV B&S TYPE, 45 KNÃ‚ DISC INSULATORS AS PER TS | EA | 48 |  | Included | 0 | 0 | 0
56 | 7000015667 | 560 | DT Works [3-f, 25 kVA] | 1000056397 | 85462019 |  | 18 |  | HARDWARE FITTINGS & ACCESSORIES SUITABLE TO 11KV B&S TYPE, 45 KN DISCINSULATORS AS PER TS | SET | 48 |  | Included | 0 | 0 | 0
57 | 7000015667 | 570 | DT Augmentation Works | 1000022800 | 85042100 |  | 18 |  | 63KVA, 11/.433KV, 3PH STATION TRANSFORMER WITH CRGO CORE AL WINDINGWITH ALL ACCESSORIES | EA | 1 |  | Included | 0 | 0 | 0
58 | 7000015667 | 580 | DT Augmentation Works | 1000022765 | 85042100 |  | 18 |  | 100KVA, 11/.433KV, 3PH STATION TRANSFORMER WITH CRGO CORE AL WINDINGWITH ALL ACCESSORIES | EA | 2 |  | Included | 0 | 0 | 0
59 | 7000015667 | 590 | LT Line Reconductoring Works | 1000030866 | 76141000 |  | 18 |  | ACSR WEASEL CONDUCTOR | KM | 8.5 |  | Included | 0 | 0 | 0
60 | 7000015667 | 600 | 11KV Line Augmentation Work | 1000030866 | 76141000 |  | 18 |  | ACSR WEASEL CONDUCTOR | KM | 47 |  | Included | 0 | 0 | 0
61 | 7000015667 | 610 | 11KV Line Augmentation Work | 1000030862 | 76141000 |  | 18 |  | ACSR RABBIT CONDUCTOR | KM | 6.1 |  | Included | 0 | 0 | 0
62 | 7000015667 | 620 | 33/11KV Substation Capactiy Aug. Work | 1000000558 | 85042200 |  | 18 |  | 10MVA , 33/11 KV, 3-phase Power Transformer including Insulating Oil | EA | 1 |  | Included | 0 | 0 | 0
63 | 7000015667 | 630 | 33/11KV Substation Capactiy Aug. Work | 1000037908 | 73089070 |  | 18 |  | 9M STP 410 MPA SP 33 | EA | 4 |  | Included | 0 | 0 | 0
64 | 7000015667 | 640 | 33/11KV Substation Capactiy Aug. Work | 1000028407 | 85371000 |  | 18 |  | 33KV CONTROL & RELAY PANEL ALONGWITH E/F & O/C RELAYS, MIMIC DIAGRAM,VOLTMETER, AMMETER, ANNUNCIATION WINDOWS WITH ANNUNCIATION RELAYS ANDOTHER COMPONENTS ETC AS PER TS FOR CONTROLLING POWER TRANSFORMER VCB | SET | 1 |  | Included | 0 | 0 | 0
65 | 7000015667 | 650 | 33/11KV Substation Capactiy Aug. Work | 1000056010 | 85359090 |  | 18 |  | 400-200/5-5-5 A, 36KV, 1-PHASE, 25KA OUTDOR TYPE CURRENT TRANSFORMERALONG WITH JUNCTION BOX (1 NO JUNCTION BOX FOR 3 NOS OF 1-PHASE CTS)ETC., COMPLETE AS PER TECHNICAL SPECIFICATIONS. | SET | 3 |  | Included | 0 | 0 | 0
66 | 7000015667 | 660 | 33/11KV Substation Capactiy Aug. Work | 1000020401 | 85354010 |  | 18 |  | 30kV, 10 kA, Conventional (Gap) type Surge Arrester (1-Phase) | EA | 3 |  | Included | 0 | 0 | 0
67 | 7000015667 | 670 | 33/11KV Substation Capactiy Aug. Work | 1000020375 | 85354010 |  | 18 |  | Supply of 9 kV, 1 phase, 10 KA porcelain housing ZnO LA with allaccessories as per TS | EA | 9 |  | Included | 0 | 0 | 0
68 | 7000015667 | 680 | 33/11KV Substation Capactiy Aug. Work | 1000028388 | 85352121 |  | 18 |  | 11kV,3phase ,1250A,indoor type controland relay panel consisting of12kV,VCB,CTs,A-meter,volt-meter,Relay(3 no .O/C and1no. E/F),energy meter (TVM) &accessories complete as per TS. | EA | 2 |  | Included | 0 | 0 | 0
69 | 7000015667 | 690 | 33/11KV Substation Capactiy Aug. Work | 1000022782 | 85359030 |  | 18 |  | 11 kV , 400 Amp,3 phase , verticalmounted AB switch for Outgoing DP asper TS | EA | 2 |  | Included | 0 | 0 | 0
70 | 7000015667 | 700 | 33/11KV Substation Capactiy Aug. Work | 1000029987 | 85446090 |  | 18 |  | SUPPLY OF 11 KV, XLPE INSULATED, ARMORED ALUMINIUM CABLE AS PERTS - 3CX400 SQ. MM | M | 50 |  | Included | 0 | 0 | 0
71 | 7000015667 | 710 | 33/11KV Substation Capactiy Aug. Work | 1000027320 | 85446090 |  | 18 |  | 11kV grade 3Cx185 sqmm (XLPE) Power Cable as per TS | M | 100 |  | Included | 0 | 0 | 0
72 | 7000015667 | 720 | 33/11KV Substation Capactiy Aug. Work | 1000029112 | 72125090 |  | 18 |  | GS FLAT 50X6MM(KG) | KG | 120 |  | Included | 0 | 0 | 0
73 | 7000015667 | 730 | 33/11KV Substation Capactiy Aug. Work | 1000029111 | 72125090 |  | 18 |  | GI Flat - 25x3 mm(KG) | KG | 30 |  | Included | 0 | 0 | 0
74 | 7000015732 | 10 | 33/11KV Substation Capactiy Aug. Work | 1000029995 | 85479090 |  | 18 |  | END TERMINATION KIT SUITABLE FOR TERMINATION IN CABLE BOX ON 11KVSIDE OF TRANSFORMER FOR 3CX400 SQ. MM CABLE | SET | 2 |  | Included | 0 | 0 | 0
75 | 7000015732 | 20 | 33/11KV Substation Capactiy Aug. Work | 1000029993 | 85479090 |  | 18 |  | END TERMINATION KIT SUITABLE FOR TERMINATION IN 11 KV INDOOR VCBPANEL FOR 3CX400 SQ. MM CABLE | SET | 2 |  | Included | 0 | 0 | 0
76 | 7000015732 | 30 | 33/11KV Substation Capactiy Aug. Work | 1000033216 | 85479090 |  | 18 |  | END TERMINATION KIT SUITABLE FOR TERMINATION IN 11 KV INDOOR VCBPANEL FOR 3CX185 SQ. MM CABLE | SET | 1 |  | Included | 0 | 0 | 0
77 | 7000015732 | 40 | 33/11KV Substation Capactiy Aug. Work | 1000033215 | 85479090 |  | 18 |  | OUTDOOR END TERMINATION KIT (REQUIRED AT DOUBLE POLE STRUCTURE ) FOR11 KV 3CX185 SQ. MM. CABLE | SET | 1 |  | Included | 0 | 0 | 0
78 | 7000015667 | 750 | 33/11KV Substation Aug. Work | 1000037908 | 73089070 |  | 18 |  | 9M STP 410 MPA SP 33 | EA | 10 |  | Included | 0 | 0 | 0
79 | 7000015667 | 760 | 33/11KV Substation Aug. Work | 1000022797 | 85352122 |  | 18 |  | Supply of 33 kV , 1250 Amp 25kA 3 phaseVaccum Circuit Breaker with structure(combined structure to facilitatemounting of CT's as per apprd drg)andall accessories as per TS | EA | 1 |  | Included | 0 | 0 | 0
80 | 7000015667 | 770 | 33/11KV Substation Aug. Work | 1000028407 | 85371000 |  | 18 |  | 33KV CONTROL & RELAY PANEL ALONGWITH E/F & O/C RELAYS, MIMIC DIAGRAM,VOLTMETER, AMMETER, ANNUNCIATION WINDOWS WITH ANNUNCIATION RELAYS ANDOTHER COMPONENTS ETC AS PER TS FOR CONTROLLING POWER TRANSFORMER VCB | SET | 1 |  | Included | 0 | 0 | 0
81 | 7000015667 | 780 | 33/11KV Substation Aug. Work | 1000002094 | 85353090 |  | 18 |  | 36 kV, 630A, 25 KA, 3-Phase DoubleBreak Isolator without E/S | EA | 1 |  | Included | 0 | 0 | 0
82 | 7000015667 | 790 | 33/11KV Substation Aug. Work | 1000040982 | 85043100 |  | 18 |  | 200-100/5-5 A, 36KV, 1-PHASE, 25KA OUTDOR TYPE CURRENT TRANSFORMERALONG WITH JUNCTION BOX (1 NO JUNCTION BOX FOR 3 NOS OF 1-PHASE CTS)ETC., COMPLETE AS PER TECHNICAL SPECIFICATIONS. | SET | 3 |  | Included | 0 | 0 | 0
83 | 7000015667 | 800 | 33/11KV Substation Aug. Work | 1000020401 | 85354010 |  | 18 |  | 30kV, 10 kA, Conventional (Gap) type Surge Arrester (1-Phase) | EA | 3 |  | Included | 0 | 0 | 0
84 | 7000015667 | 810 | 33/11KV Substation Aug. Work | 1000020375 | 85354010 |  | 18 |  | Supply of 9 kV, 1 phase, 10 KA porcelain housing ZnO LA with allaccessories as per TS | EA | 18 |  | Included | 0 | 0 | 0
85 | 7000015667 | 820 | 33/11KV Substation Aug. Work | 1000028389 | 85352121 |  | 18 |  | 11kV,3phase ,1250A,indoor type controland relay panel consisting of12kV,VCB,CTs,PTs,A-meter,volt-meter,Relay(3 no .O/Cand 1 no. E/F) & accessories completeas per TS. | EA | 1 |  | Included | 0 | 0 | 0
86 | 7000015667 | 830 | 33/11KV Substation Aug. Work | 1000028388 | 85352121 |  | 18 |  | 11kV,3phase ,1250A,indoor type controland relay panel consisting of12kV,VCB,CTs,A-meter,volt-meter,Relay(3 no .O/C and1no. E/F),energy meter (TVM) &accessories complete as per TS. | EA | 5 |  | Included | 0 | 0 | 0
87 | 7000015667 | 840 | 33/11KV Substation Aug. Work | 1000022782 | 85359030 |  | 18 |  | 11 kV , 400 Amp,3 phase , verticalmounted AB switch for Outgoing DP asper TS | EA | 5 |  | Included | 0 | 0 | 0
88 | 7000015667 | 850 | 33/11KV Substation Aug. Work | 1000029987 | 85446090 |  | 18 |  | SUPPLY OF 11 KV, XLPE INSULATED, ARMORED ALUMINIUM CABLE AS PERTS - 3CX400 SQ. MM | M | 50 |  | Included | 0 | 0 | 0
89 | 7000015667 | 860 | 33/11KV Substation Aug. Work | 1000027320 | 85446090 |  | 18 |  | 11kV grade 3Cx185 sqmm (XLPE) Power Cable as per TS | M | 250 |  | Included | 0 | 0 | 0
90 | 7000015667 | 870 | 33/11KV Substation Aug. Work | 1000029995 | 85479090 |  | 18 |  | END TERMINATION KIT SUITABLE FOR TERMINATION IN CABLE BOX ON 11KVSIDE OF TRANSFORMER FOR 3CX400 SQ. MM CABLE | SET | 2 |  | Included | 0 | 0 | 0
91 | 7000015667 | 880 | 33/11KV Substation Aug. Work | 1000029993 | 85479090 |  | 18 |  | END TERMINATION KIT SUITABLE FOR TERMINATION IN 11 KV INDOOR VCBPANEL FOR 3CX400 SQ. MM CABLE | SET | 2 |  | Included | 0 | 0 | 0
92 | 7000015667 | 890 | 33/11KV Substation Aug. Work | 1000033216 | 85479090 |  | 18 |  | END TERMINATION KIT SUITABLE FOR TERMINATION IN 11 KV INDOOR VCBPANEL FOR 3CX185 SQ. MM CABLE | SET | 5 |  | Included | 0 | 0 | 0
93 | 7000015667 | 900 | 33/11KV Substation Aug. Work | 1000033215 | 85479090 |  | 18 |  | OUTDOOR END TERMINATION KIT (REQUIRED AT DOUBLE POLE STRUCTURE ) FOR11 KV 3CX185 SQ. MM. CABLE | SET | 5 |  | Included | 0 | 0 | 0
94 | 7000015667 | 910 | 33/11KV Substation Aug. Work | 1000000511 | 85446020 |  | 18 |  | 1.1kV grade 4Cx10 sqmm (PVC) Power Cable | M | 40 |  | Included | 0 | 0 | 0
95 | 7000015667 | 920 | 33/11KV Substation Aug. Work | 1000037127 | 85446020 |  | 18 |  | 1.1KV GRADE 2CX10 SQMM ARMOURED (PVC) COPPER CABLE | M | 40 |  | Included | 0 | 0 | 0
96 | 7000015667 | 930 | 33/11KV Substation Aug. Work | 1000000480 | 85446020 |  | 18 |  | 1.1kV grade 2Cx2.5 sqmm Control Cable | M | 50 |  | Included | 0 | 0 | 0
97 | 7000015667 | 940 | 33/11KV Substation Aug. Work | 1000000520 | 85446020 |  | 18 |  | 1.1kV grade 5Cx2.5 sqmm Control Cable | M | 50 |  | Included | 0 | 0 | 0
98 | 7000015667 | 950 | 33/11KV Substation Aug. Work | 1000000446 | 85446020 |  | 18 |  | 1.1kV grade 10Cx2.5 sqmm Control Cable | M | 100 |  | Included | 0 | 0 | 0
99 | 7000015667 | 960 | 33/11KV Substation Aug. Work | 1000028409 | 76169990 |  | 18 |  | T-CLAMPS, THROUGH CLAMP, CONNECTORS, P.G.CLAMPS ETC. SUITABLE FORCONNECTION TO ACSR WOLF, PAD TYPE COMPRESSION CLAMP FOR 33 KVTRANSFORMER BAY | LOT | 1 |  | Included | 0 | 0 | 0
100 | 7000015667 | 970 | 33/11KV Substation Aug. Work | 1000006308 | 76141000 |  | 18 |  | ACSR Wolf Conductor | M | 50 |  | Included | 0 | 0 | 0
101 | 7000015667 | 980 | 33/11KV Substation Aug. Work | 1000029112 | 72125090 |  | 18 |  | GS FLAT 50X6MM(KG) | KG | 120 |  | Included | 0 | 0 | 0
102 | 7000015667 | 990 | 33/11KV Substation Aug. Work | 1000029111 | 72125090 |  | 18 |  | GI Flat - 25x3 mm(KG) | KG | 30 |  | Included | 0 | 0 | 0
103 | 7000015667 | 1000 | 33/11KV Substation Aug. Work | 1000025958 | 72159090 |  | 18 |  | 40mm dia, 3M long MS Rod Earth Electrode | EA | 3 |  | Included | 0 | 0 | 0
104 | 7000015667 | 1010 | 33/11KV Substation Aug. Work | 1000028400 | 85462023 |  | 18 |  | 33 KV POST INSULATOR ASSEMBLY COMPRISING OF 2 NOS OF INSULATORS,FITTINGS AND ACCESSORIES. | SET | 3 |  | Included | 0 | 0 | 0
105 | 7000015667 | 1020 | 33/11KV Substation Aug. Work | 1000037002 | 73089040 |  | 18 |  | GALVANISED FABRICATED STRUCTURE FOR 33 KV BUS & LINE GANTRY TO BEDESIGNED DURING DETAILED ENGINEERING & AS PER TS | MT | 0.75 |  | Included | 0 | 0 | 0
106 | 7000015732 | 70 | 33/11KV Substation Aug. Work | 1000001948 | 85042200 |  | 18 |  | 3.15MVA, 33/11 kV power transformer with Cu winding along with allaccessories and oil | EA | 1 |  | Included | 0 | 0 | 0
107 | 7000015667 | 1030 | 33KV Bay Addition Work | 1000022797 | 85352122 |  | 18 |  | Supply of 33 kV , 1250 Amp 25kA 3 phaseVaccum Circuit Breaker with structure(combined structure to facilitatemounting of CT's as per apprd drg)andall accessories as per TS | EA | 1 |  | Included | 0 | 0 | 0
108 | 7000015667 | 1040 | 33KV Bay Addition Work | 1000028406 | 85371000 |  | 18 |  | 33KV CONTROL & RELAY PANEL ALONGWITH E/F & O/C RELAYS, MIMIC DIAGRAM,VOLTMETER, AMMETER, ANNUNCIATION WINDOWS WITH ANNUNCIATION RELAYS ANDOTHER COMPONENTS ETC AS PER TS FOR CONTROLLING 33 KV FEEDER VCB WITHSTATIC TRI-VECTOR ENERGY METER | SET | 1 |  | Included | 0 | 0 | 0
109 | 7000015667 | 1050 | 33KV Bay Addition Work | 1000002095 | 85353090 |  | 18 |  | 36 kV, 630A, 25 KA, 3-Phase DoubleBreak Isolator with one E/S | EA | 1 |  | Included | 0 | 0 | 0
110 | 7000015667 | 1060 | 33KV Bay Addition Work | 1000002094 | 85353090 |  | 18 |  | 36 kV, 630A, 25 KA, 3-Phase DoubleBreak Isolator without E/S | EA | 1 |  | Included | 0 | 0 | 0
111 | 7000015667 | 1070 | 33KV Bay Addition Work | 1000040982 | 85043100 |  | 18 |  | 200-100/5-5 A, 36KV, 1-PHASE, 25KA OUTDOR TYPE CURRENT TRANSFORMERALONG WITH JUNCTION BOX (1 NO JUNCTION BOX FOR 3 NOS OF 1-PHASE CTS)ETC., COMPLETE AS PER TECHNICAL SPECIFICATIONS. | SET | 3 |  | Included | 0 | 0 | 0
112 | 7000015667 | 1080 | 33KV Bay Addition Work | 1000032454 | 85043100 |  | 18 |  | 36 KV, 1-PHASE, 33KV/110 VOLT, SINGLE CORE OUTDOOR TYPE POTENTIALTRANSFORMER ALONG WITH JUNCTION BOX (1 NO JUNCTION BOX FOR 3 NOS OF1-PHASE PTS) AND REQUIRED ACCESSORIES ETC., COMPLETE AS PER TECHNICALSPECIFICATIONS. | EA | 3 |  | Included | 0 | 0 | 0
113 | 7000015667 | 1090 | 33KV Bay Addition Work | 1000020401 | 85354010 |  | 18 |  | 30kV, 10 kA, Conventional (Gap) type Surge Arrester (1-Phase) | EA | 3 |  | Included | 0 | 0 | 0
114 | 7000015667 | 1100 | 33KV Bay Addition Work | 1000000480 | 85446020 |  | 18 |  | 1.1kV grade 2Cx2.5 sqmm Control Cable | M | 50 |  | Included | 0 | 0 | 0
115 | 7000015667 | 1110 | 33KV Bay Addition Work | 1000000520 | 85446020 |  | 18 |  | 1.1kV grade 5Cx2.5 sqmm Control Cable | M | 50 |  | Included | 0 | 0 | 0
116 | 7000015667 | 1120 | 33KV Bay Addition Work | 1000000446 | 85446020 |  | 18 |  | 1.1kV grade 10Cx2.5 sqmm Control Cable | M | 50 |  | Included | 0 | 0 | 0
117 | 7000015667 | 1130 | 33KV Bay Addition Work | 1000028413 | 76169990 |  | 18 |  | T-CLAMPS, THROUGH CLAMP, CONNECTORS, P.G.CLAMPS ETC. SUITABLE FORCONNECTION TO ACSR WOLF, PAD TYPE COMPRESSION CLAMP FOR "33 KV LINEBAY WITH VCB" | LOT | 1 |  | Included | 0 | 0 | 0
118 | 7000015667 | 1140 | 33KV Bay Addition Work | 1000028414 | 76169990 |  | 18 |  | T-CLAMPS, THROUGH CLAMP, CONNECTORS, P.G.CLAMPS ETC. SUITABLE FORCONNECTION TO ACSR WOLF, PAD TYPE COMPRESSION CLAMP FOR 33KV PT BAY | LOT | 1 |  | Included | 0 | 0 | 0
119 | 7000015667 | 1150 | 33KV Bay Addition Work | 1000006308 | 76141000 |  | 18 |  | ACSR Wolf Conductor | M | 50 |  | Included | 0 | 0 | 0
120 | 7000015667 | 1160 | 33KV Bay Addition Work | 1000029112 | 72125090 |  | 18 |  | GS FLAT 50X6MM(KG) | KG | 120 |  | Included | 0 | 0 | 0
121 | 7000015667 | 1170 | 33KV Bay Addition Work | 1000029111 | 72125090 |  | 18 |  | GI Flat - 25x3 mm(KG) | KG | 30 |  | Included | 0 | 0 | 0
122 | 7000015667 | 1180 | 33KV Bay Addition Work | 1000025958 | 72159090 |  | 18 |  | 40mm dia, 3M long MS Rod Earth Electrode | EA | 3 |  | Included | 0 | 0 | 0
123 | 7000015667 | 1190 | 33KV Bay Addition Work | 1000037002 | 73089040 |  | 18 |  | GALVANISED FABRICATED STRUCTURE FOR 33 KV BUS & LINE GANTRY TO BEDESIGNED DURING DETAILED ENGINEERING & AS PER TS | MT | 0.075 |  | Included | 0 | 0 | 0
[7 empty] | Total Ex-works Price | [5 empty] | 0 | 0
[7 empty] | Total Type Test charges as per Schedule-7 | [5 empty] | 0
[7 empty] | Total Ex-works Price including Type Test charges | [5 empty] | 0
[7 empty] | Total GST Tax as confirmed by Bidder | [5 empty] | 0
Note : | Specify amount of GST on the transaction between the Contractor and the Employer.
* | In case the bidder leaves the cell for confirmation of the HSN code and/or GST rate “blank”, the HSN code and corresponding GST rate indicated by the Employer shall be deemed to be the one confirmed by the Bidder.
Date : | --
Place : | [10 empty] | Printed Name :
Designation :
Click for Sch-2

## Sch-1 dis (hidden)
Specification No.:5002001909/OTHERS/DOM/A04-CC CS -5 | [5 empty] | Schedule - 1 |  |  |  | Direct Total | 0 | 0 | `
[10 empty] | BO Total | #REF! | 0
Rural Electrification Work under Prime Minister’s Development Project (PMDP) in Reasi, Udhampur & Ramban districts of UT of J&K.
(SCHEDULE OF RATES AND PRICES : EX-WORKS PRICES)
Bidder’s Name and Address (Lead Partner) : |  |  |  | To:
Contract Services
Name : | …….. …….. …….. …….. …….. …….. |  |  | Power Grid Corporation of India Ltd.,
Address : | …….. …….. …….. …….. …….. …….. |  |  | "Saudamini", Plot No.-2
| …….. …….. …….. …….. …….. …….. |  |  | Sector-29,
| …….. …….. …….. …….. …….. …….. |  |  | Gurgaon (Haryana) - 122001
Plant and Equipment (including Mandatory Spares Parts) to be supplied, including Type Test Charges for Tests to be conducted. | [10 empty] | Direct
[6 empty] | All Prices are in Indian Rupees. |  |  |  |  | Bought-Out
SI. No. | Item Description | Unit | Qty. | Unit Ex-works price | Total Ex-works price | Mode of Transaction (Direct / Bought-out)
1 | 2 | 3 | 4 | 5 | 6 = 4 x 5 | 7
0 | 0
#REF! | #REF!
0 | 0
#REF! | #REF! | #REF! | #REF! | #REF! | #REF! | #REF!
#REF! | #REF! | #REF! | #REF! | #REF! | #REF! | #REF!
#REF! | #REF!
#REF! | #REF! | #REF! | #REF! | #REF! | #REF! | #REF!
#REF! | #REF! | #REF! | #REF! | #REF! | #REF! | #REF!
#REF! | #REF!
#REF! | #REF! | #REF! | #REF! | #REF! | #REF! | #REF!
#REF! | #REF! | #REF! | #REF! | #REF! | #REF! | #REF!
#REF! | #REF!
#REF! | #REF!
#REF! | #REF! | #REF! | #REF! | #REF! | #REF! | #REF!
#REF! | #REF! | #REF! | #REF! | #REF! | #REF! | #REF!
#REF! | #REF!
#REF! | #REF! | #REF! | #REF! | #REF! | #REF! | #REF!
#REF! | #REF! | #REF! | #REF! | #REF! | #REF! | #REF!
#REF! | #REF! | #REF! | #REF! | #REF! | #REF! | #REF!
#REF! | #REF! | #REF! | #REF! | #REF! | #REF! | #REF!
#REF! | #REF! | #REF! | #REF! | #REF! | #REF! | #REF!
#REF! | #REF! | #REF! | #REF! | #REF! | #REF! | #REF!
#REF! | #REF!
#REF! | #REF! | #REF! | #REF! | #REF! | #REF! | #REF!
#REF! | #REF!
#REF! | #REF! | #REF! | #REF! | #REF! | #REF! | #REF!
#REF! | #REF! | #REF! | #REF! | #REF! | #REF! | #REF!
#REF! | #REF! | #REF! | #REF! | #REF! | #REF! | #REF!
#REF! | #REF! | #REF! | #REF! | #REF! | #REF! | #REF!
#REF! | #REF!
#REF! | #REF! | #REF! | #REF! | #REF! | #REF! | #REF!
#REF! | #REF! | #REF! | #REF! | #REF! | #REF! | #REF!
#REF! | #REF! | #REF! | #REF! | #REF! | #REF! | #REF!
#REF! | #REF!
#REF! | #REF! | #REF! | #REF! | #REF! | #REF! | #REF!
#REF! | #REF! | #REF! | #REF! | #REF! | #REF! | #REF!
#REF! | #REF! | #REF! | #REF! | #REF! | #REF! | #REF!
#REF! | #REF! | #REF! | #REF! | #REF! | #REF! | #REF!
#REF! | #REF! | #REF! | #REF! | #REF! | #REF! | #REF!
#REF! | #REF!
| #REF! | #REF! | #REF! | #REF! | #REF! | #REF!
#REF!
| #REF! | #REF! | #REF! | #REF! | #REF! | #REF!
| #REF! | #REF! | #REF! | #REF! | #REF! | #REF!
| Total Ex-Works Price Direct |  |  |  | 0 | Direct
| Total Ex-Works Price Bought Out |  |  |  | 0
| Total Ex-Works Price |  |  |  | 0
| Total Type Test charges as per Schedule-7 |  |  |  | #REF! |  |  | #REF! |  | #REF!
| Total Ex-works Price including Type Test charges |  |  |  | #REF! |  |  | #REF! |  | #REF!
[7 empty] | Discount Sch-1 | #REF! | MPD Sch-1 | #REF!
[7 empty] | Dis Alert | #REF!
Note : | Specify amount of Excise Duty, Sales Tax/'VAT and other taxes payable on the transaction between the Contractor and the Employer and octroi/entry tax as applicable for destination site/state on all items of supply including bought-out finished items (to be identified in the Contract), which shall be dispatched directly from the sub-vendor’s works to the Employer’s site (sale-in-transit), separately in Schedule-5. Excise Duty, Sales tax and other levies for all the bought-out items are to be included in the EXW Price (Col. No. 5) only and not to be indicated in Schedule-5.
Date : | --
Place : |  |  | Printed Name :
Designation :
Click for Sch-2

## Sch-2
Specification No.:5002001909/OTHERS/DOM/A04-CC CS -5 | [8 empty] | Schedule - 2
Rural Electrification Work under Prime Minister’s Development Project (PMDP) in Reasi, Udhampur & Ramban districts of UT of J&K.
(SCHEDULE OF RATES AND PRICES)
Bidder’s Name and Address (Lead Partner) : | [7 empty] | To:
Contracts Services, 3rd Floor
Name : |  | …….. …….. …….. …….. …….. …….. | [5 empty] | Power Grid Corporation of India Ltd.,
Address : |  | …….. …….. …….. …….. …….. …….. | [5 empty] | "Saudamini", Plot No.-2
|  | …….. …….. …….. …….. …….. …….. | [5 empty] | Sector-29,
|  | …….. …….. …….. …….. …….. …….. | [5 empty] | Gurgaon (Haryana) - 122001
LOCAL TRANSPORTATION, IN-TRANSIT INSURANCE, LOADING AND UNLOADING
All Prices are in Indian Rupees.
SI. No. | PR No | PR Line Item No | Activity Description | Material Code | Description | Unit | Quantity | Unit Freight, In-transit Insurance, loading & unloading Charges | Total Freight, In-transit Insurance, loading & unloading Charges
1 | 2 | 3 | 4 | 5 | 4 | 5 | 6 | 7 | 8= 6 x 7
PART A (Substation Portion)
I | Balance Fund PMDP Reasi
1 | 7000015649 | 10 | LT Line Works (1Ph- 2W) ACSR Weasel | 1000030866 | ACSR WEASEL CONDUCTOR | KM | 25.86 |  | Included
2 | 7000015649 | 20 | LT Line Works (1Ph- 2W) ACSR Weasel | 1000056011 | 8M STP 410 MPA SP 13 | EA | 294 |  | Included
3 | 7000015649 | 30 | LT Line Works (1Ph- 2W) ACSR Weasel | 1000037908 | 9M STP 410 MPA SP 33 | EA | 38 |  | Included
4 | 7000015649 | 40 | LT Line Works (1Ph- 2W) ACSR Weasel | 1000019683 | LT Shackle Insulator | EA | 666 |  | Included
5 | 7000015649 | 60 | LT Line Works (1Ph- 2W) ACSR Weasel | 1000022819 | nuts,bolts,foundation bolts and washer and other accessories forstructures. | MT | 0.494 |  | Included
6 | 7000015649 | 70 | LT Line Works (1Ph- 2W) ACSR Weasel | 1000028393 | 20 MM DIA 2500 MM LONG GI ROD TOGETHER WITH FIXINGARRANGEMENT(EXCLUDING GI WIRE REQUIRED FOR EARTHING) AS PER APPROVEDDRAWING. | SET | 122 |  | Included
7 | 7000015649 | 80 | LT Line Works (1Ph- 2W) ACSR Weasel | 1000028419 | GUY STRAIN INSULATORS DESIGNATION 'A' AS PER TS | SET | 51 |  | Included
8 | 7000015649 | 90 | LT Line Works (1Ph- 2W) ACSR Weasel | 1000028426 | LT line stay set complete including Hardware, Stay wire(7/12 SWG) as perTS | SET | 51 |  | Included
9 | 7000015649 | 100 | LT Line Works (1Ph- 2W) ACSR Weasel | 1000032343 | 10 SWG GI WIRE FOR PROTECTIVE GUARDING LACING AS PER TS | KG | 230.4 |  | Included
10 | 7000015649 | 110 | LT Line Works (1Ph- 2W) ACSR Weasel | 1000032344 | 8SWG GI WIRE FOR PROTECTIVE GUARDING & EARTHING AS PER TS | KG | 24.06 |  | Included
11 | 7000015649 | 120 | LT Line Works (1Ph- 2W) ACSR Weasel | 1000040990 | LT SPACERS (1-PHASE) | EA | 960 |  | Included
12 | 7000015819 | 10 | LT Line Works (1Ph- 2W) ACSR Weasel | 1000056692 | FABRICATION AND SUPPLY OF M.S. GALVANIZED ITEMS- U-CLAMPS, SHACKLEINSULATOR CHANNEL ETC, COMPLETE AS REQUIRED FOR LT LINE | MT | 4.493 |  | Included
13 | 7000015649 | 130 | LT Line Works (3Ph- 4W) ACSR Weasal | 1000030866 | ACSR WEASEL CONDUCTOR | KM | 161.6 |  | Included
14 | 7000015649 | 140 | LT Line Works (3Ph- 4W) ACSR Weasal | 1000056011 | 8M STP 410 MPA SP 13 | EA | 920 |  | Included
15 | 7000015649 | 150 | LT Line Works (3Ph- 4W) ACSR Weasal | 1000037908 | 9M STP 410 MPA SP 33 | EA | 120 |  | Included
16 | 7000015649 | 160 | LT Line Works (3Ph- 4W) ACSR Weasal | 1000019683 | LT Shackle Insulator | EA | 4160 |  | Included
17 | 7000015649 | 180 | LT Line Works (3Ph- 4W) ACSR Weasal | 1000022819 | nuts,bolts,foundation bolts and washer and other accessories forstructures. | MT | 1.544 |  | Included
18 | 7000015649 | 190 | LT Line Works (3Ph- 4W) ACSR Weasal | 1000028393 | 20 MM DIA 2500 MM LONG GI ROD TOGETHER WITH FIXINGARRANGEMENT(EXCLUDING GI WIRE REQUIRED FOR EARTHING) AS PER APPROVEDDRAWING. | SET | 381 |  | Included
19 | 7000015649 | 200 | LT Line Works (3Ph- 4W) ACSR Weasal | 1000028419 | GUY STRAIN INSULATORS DESIGNATION 'A' AS PER TS | SET | 160 |  | Included
20 | 7000015649 | 210 | LT Line Works (3Ph- 4W) ACSR Weasal | 1000028426 | LT line stay set complete including Hardware, Stay wire(7/12 SWG) as perTS | SET | 160 |  | Included
21 | 7000015649 | 220 | LT Line Works (3Ph- 4W) ACSR Weasal | 1000032343 | 10 SWG GI WIRE FOR PROTECTIVE GUARDING LACING AS PER TS | KG | 800 |  | Included
22 | 7000015649 | 230 | LT Line Works (3Ph- 4W) ACSR Weasal | 1000032344 | 8SWG GI WIRE FOR PROTECTIVE GUARDING & EARTHING AS PER TS | KG | 75.2 |  | Included
23 | 7000015649 | 240 | LT Line Works (3Ph- 4W) ACSR Weasal | 1000041208 | LT SPACERS (3-PHASE) | EA | 3000 |  | Included
24 | 7000015819 | 20 | LT Line Works (3Ph- 4W) ACSR Weasal | 1000056692 | FABRICATION AND SUPPLY OF M.S. GALVANIZED ITEMS- U-CLAMPS, SHACKLEINSULATOR CHANNEL ETC, COMPLETE AS REQUIRED FOR LT LINE | MT | 14.04 |  | Included
25 | 7000015649 | 250 | 11 kV Line Works ACSR Weasel | 1000030866 | ACSR WEASEL CONDUCTOR | KM | 98.88 |  | Included
26 | 7000015649 | 260 | 11 kV Line Works ACSR Weasel | 1000037908 | 9M STP 410 MPA SP 33 | EA | 672 |  | Included
27 | 7000015649 | 270 | 11 kV Line Works ACSR Weasel | 1000022813 | Fabrication and Supply of M.S. Galvanised items- Pole Top Bracket,V-Cross arm, Back Clamps for V-Cross arm , D P Channel, D P Channelclamp, Stay clamps angle, Stay clamps side, D P cross bracing &clamps,Guarding arm etc etc. complete as required. | MT | 14.784 |  | Included
28 | 7000015649 | 280 | 11 kV Line Works ACSR Weasel | 1000022819 | nuts,bolts,foundation bolts and washer and other accessories forstructures. | MT | 1.478 |  | Included
29 | 7000015649 | 290 | 11 kV Line Works ACSR Weasel | 1000028393 | 20 MM DIA 2500 MM LONG GI ROD TOGETHER WITH FIXINGARRANGEMENT(EXCLUDING GI WIRE REQUIRED FOR EARTHING) AS PER APPROVEDDRAWING. | SET | 672 |  | Included
30 | 7000015649 | 300 | 11 kV Line Works ACSR Weasel | 1000022781 | 11kV Stay set complete including Hardware as per TS | SET | 320 |  | Included
31 | 7000015649 | 310 | 11 kV Line Works ACSR Weasel | 1000022814 | GUY STRAIN INSULATORS DESIGNATION 'C' | EA | 320 |  | Included
32 | 7000015649 | 320 | 11 kV Line Works ACSR Weasel | 1000033893 | STAY WIRE (7/10 SWG) AS PER TS FOR 11 KV STAY SET | MT | 1.64 |  | Included
33 | 7000015649 | 330 | 11 kV Line Works ACSR Weasel | 1000045302 | 7/10 SWG GI WIRE | MT | 0.63 |  | Included
34 | 7000015649 | 340 | 11 kV Line Works ACSR Weasel | 1000022780 | 11KV PORCELAIN PIN INSULATOR | SET | 1968 |  | Included
35 | 7000015649 | 350 | 11 kV Line Works ACSR Weasel | 1000017118 | PG Clamp for ACSR Weasel Conductor | EA | 384 |  | Included
36 | 7000015649 | 360 | 11 kV Line Works ACSR Weasel | 1000056396 | 11 KV B&S TYPE, 45 KNÃ‚ DISC INSULATORS AS PER TS | EA | 192 |  | Included
37 | 7000015649 | 370 | 11 kV Line Works ACSR Weasel | 1000056397 | HARDWARE FITTINGS & ACCESSORIES SUITABLE TO 11KV B&S TYPE, 45 KN DISCINSULATORS AS PER TS | SET | 192 |  | Included
38 | 7000015649 | 380 | 11 kV Line Works ACSR Weasel | 1000032344 | 8SWG GI WIRE FOR PROTECTIVE GUARDING & EARTHING AS PER TS | KG | 500 |  | Included
39 | 7000015649 | 390 | DT Works [3-f, 25 kVA] | 1000037908 | 9M STP 410 MPA SP 33 | EA | 36 |  | Included
40 | 7000015649 | 400 | DT Works [3-f, 25 kVA] | 1000022813 | Fabrication and Supply of M.S. Galvanised items- Pole Top Bracket,V-Cross arm, Back Clamps for V-Cross arm , D P Channel, D P Channelclamp, Stay clamps angle, Stay clamps side, D P cross bracing &clamps,Guarding arm etc etc. complete as required. | MT | 5 |  | Included
41 | 7000015649 | 410 | DT Works [3-f, 25 kVA] | 1000022819 | nuts,bolts,foundation bolts and washer and other accessories forstructures. | MT | 0.65 |  | Included
42 | 7000015649 | 420 | DT Works [3-f, 25 kVA] | 1000022781 | 11kV Stay set complete including Hardware as per TS | SET | 72 |  | Included
43 | 7000015649 | 430 | DT Works [3-f, 25 kVA] | 1000022814 | GUY STRAIN INSULATORS DESIGNATION 'C' | EA | 72 |  | Included
44 | 7000015649 | 440 | DT Works [3-f, 25 kVA] | 1000033893 | STAY WIRE (7/10 SWG) AS PER TS FOR 11 KV STAY SET | MT | 0.44 |  | Included
45 | 7000015649 | 450 | DT Works [3-f, 25 kVA] | 1000022782 | 11 kV , 400 Amp,3 phase , verticalmounted AB switch for Outgoing DP asper TS | EA | 18 |  | Included
46 | 7000015649 | 460 | DT Works [3-f, 25 kVA] | 1000032328 | 11 KV, 3-PH, 400A, HG FUSE | SET | 18 |  | Included
47 | 7000015649 | 470 | DT Works [3-f, 25 kVA] | 1000017115 | PG Clamp for ACSR Rabbit Conductor | EA | 108 |  | Included
48 | 7000015649 | 480 | DT Works [3-f, 25 kVA] | 1000028397 | 25KVA, 11/0.4KV 3PH CRGO CORE AL WINDING DISTRIBUTION TRANSFORMER | EA | 18 |  | Included
49 | 7000015649 | 490 | DT Works [3-f, 25 kVA] | 1000028422 | LT Distribution box with suitable rating MCCB for incomer & Kit-Kat fortwo no outgoing feeder suitable for 3-Phase 11/0.4 kV, 25 kVA,Distribution Transformer alongwith energymeter suitable for polemounting as per TS | EA | 18 |  | Included
50 | 7000015649 | 500 | DT Works [3-f, 25 kVA] | 1000020375 | Supply of 9 kV, 1 phase, 10 KA porcelain housing ZnO LA with allaccessories as per TS | EA | 54 |  | Included
51 | 7000015649 | 510 | DT Works [3-f, 25 kVA] | 1000028403 | PIPE EARTHING OF 40 MM DIA, 2.5M LONG GI PIPE (MEDIUM GRADE) FORTREATED EARTHING AT DT LOCATION. | EA | 54 |  | Included
52 | 7000015649 | 520 | DT Works [3-f, 25 kVA] | 1000040978 | 1CORE 70 MM2, LT XLPE CABLE | M | 1080 |  | Included
53 | 7000015649 | 530 | DT Works [3-f, 25 kVA] | 1000032342 | GI FLAT FOR NEUTRAL EARTHING OF DT | KG | 360 |  | Included
54 | 7000015649 | 540 | DT Works [3-f, 25 kVA] | 1000056396 | 11 KV B&S TYPE, 45 KNÃ‚ DISC INSULATORS AS PER TS | EA | 54 |  | Included
55 | 7000015649 | 550 | DT Works [3-f, 25 kVA] | 1000056397 | HARDWARE FITTINGS & ACCESSORIES SUITABLE TO 11KV B&S TYPE, 45 KN DISCINSULATORS AS PER TS | SET | 54 |  | Included
56 | 7000015649 | 560 | DT Works [3-f, 25 kVA] | 1000032344 | 8SWG GI WIRE FOR PROTECTIVE GUARDING & EARTHING AS PER TS | KG | 90 |  | Included
57 | 7000015649 | 570 | DT Works [3-f, 63 kVA] | 1000037908 | 9M STP 410 MPA SP 33 | EA | 36 |  | Included
58 | 7000015649 | 580 | DT Works [3-f, 63 kVA] | 1000022813 | Fabrication and Supply of M.S. Galvanised items- Pole Top Bracket,V-Cross arm, Back Clamps for V-Cross arm , D P Channel, D P Channelclamp, Stay clamps angle, Stay clamps side, D P cross bracing &clamps,Guarding arm etc etc. complete as required. | MT | 5 |  | Included
59 | 7000015649 | 590 | DT Works [3-f, 63 kVA] | 1000022819 | nuts,bolts,foundation bolts and washer and other accessories forstructures. | MT | 0.65 |  | Included
60 | 7000015649 | 600 | DT Works [3-f, 63 kVA] | 1000022781 | 11kV Stay set complete including Hardware as per TS | SET | 72 |  | Included
61 | 7000015649 | 610 | DT Works [3-f, 63 kVA] | 1000022814 | GUY STRAIN INSULATORS DESIGNATION 'C' | EA | 72 |  | Included
62 | 7000015649 | 620 | DT Works [3-f, 63 kVA] | 1000033893 | STAY WIRE (7/10 SWG) AS PER TS FOR 11 KV STAY SET | MT | 0.44 |  | Included
63 | 7000015649 | 630 | DT Works [3-f, 63 kVA] | 1000022782 | 11 kV , 400 Amp,3 phase , verticalmounted AB switch for Outgoing DP asper TS | EA | 18 |  | Included
64 | 7000015649 | 640 | DT Works [3-f, 63 kVA] | 1000032328 | 11 KV, 3-PH, 400A, HG FUSE | SET | 18 |  | Included
65 | 7000015649 | 650 | DT Works [3-f, 63 kVA] | 1000017115 | PG Clamp for ACSR Rabbit Conductor | EA | 108 |  | Included
66 | 7000015649 | 660 | DT Works [3-f, 63 kVA] | 1000022800 | 63KVA, 11/.433KV, 3PH STATION TRANSFORMER WITH CRGO CORE AL WINDINGWITH ALL ACCESSORIES | EA | 18 |  | Included
67 | 7000015649 | 670 | DT Works [3-f, 63 kVA] | 1000028423 | LT Distribution box with suitable rating MCCB for incomer & Kit-Kat fortwo no outgoing feeder suitable for 3-Phase 11/0.4 kV, 63 kVA,Distribution Transformer alongwith energymeter suitable for polemounting as per TS | EA | 18 |  | Included
68 | 7000015649 | 680 | DT Works [3-f, 63 kVA] | 1000020375 | Supply of 9 kV, 1 phase, 10 KA porcelain housing ZnO LA with allaccessories as per TS | EA | 54 |  | Included
69 | 7000015649 | 690 | DT Works [3-f, 63 kVA] | 1000028403 | PIPE EARTHING OF 40 MM DIA, 2.5M LONG GI PIPE (MEDIUM GRADE) FORTREATED EARTHING AT DT LOCATION. | EA | 54 |  | Included
70 | 7000015649 | 700 | DT Works [3-f, 63 kVA] | 1000040978 | 1CORE 70 MM2, LT XLPE CABLE | M | 1080 |  | Included
71 | 7000015649 | 710 | DT Works [3-f, 63 kVA] | 1000032342 | GI FLAT FOR NEUTRAL EARTHING OF DT | KG | 360 |  | Included
72 | 7000015649 | 720 | DT Works [3-f, 63 kVA] | 1000056396 | 11 KV B&S TYPE, 45 KNÃ‚ DISC INSULATORS AS PER TS | EA | 54 |  | Included
73 | 7000015649 | 730 | DT Works [3-f, 63 kVA] | 1000056397 | HARDWARE FITTINGS & ACCESSORIES SUITABLE TO 11KV B&S TYPE, 45 KN DISCINSULATORS AS PER TS | SET | 54 |  | Included
74 | 7000015649 | 740 | DT Works [3-f, 63 kVA] | 1000032344 | 8SWG GI WIRE FOR PROTECTIVE GUARDING & EARTHING AS PER TS | KG | 90 |  | Included
75 | 7000015649 | 750 | DT Augmentation Works | 1000022800 | 63KVA, 11/.433KV, 3PH STATION TRANSFORMER WITH CRGO CORE AL WINDINGWITH ALL ACCESSORIES | EA | 6 |  | Included
76 | 7000015649 | 760 | DT Augmentation Works | 1000022765 | 100KVA, 11/.433KV, 3PH STATION TRANSFORMER WITH CRGO CORE AL WINDINGWITH ALL ACCESSORIES | EA | 1 |  | Included
77 | 7000015649 | 770 | 11KV Line Augmentation Work | 1000030862 | ACSR RABBIT CONDUCTOR | KM | 103 |  | Included
78 | 7000015649 | 780 | 33KV New Line Work (DOG) with STP | 1000030857 | ACSR DOG CONDUCTOR | KM | 30.9 |  | Included
79 | 7000015649 | 790 | 33KV New Line Work (DOG) with STP | 1000056012 | 11 M STP 410 MPA SP 56 | EA | 160 |  | Included
80 | 7000015649 | 800 | 33KV New Line Work (DOG) with STP | 1000022813 | Fabrication and Supply of M.S. Galvanised items- Pole Top Bracket,V-Cross arm, Back Clamps for V-Cross arm , D P Channel, D P Channelclamp, Stay clamps angle, Stay clamps side, D P cross bracing &clamps,Guarding arm etc etc. complete as required. | MT | 6.56 |  | Included
81 | 7000015649 | 810 | 33KV New Line Work (DOG) with STP | 1000022819 | nuts,bolts,foundation bolts and washer and other accessories forstructures. | MT | 0.33 |  | Included
82 | 7000015649 | 820 | 33KV New Line Work (DOG) with STP | 1000028393 | 20 MM DIA 2500 MM LONG GI ROD TOGETHER WITH FIXINGARRANGEMENT(EXCLUDING GI WIRE REQUIRED FOR EARTHING) AS PER APPROVEDDRAWING. | SET | 160 |  | Included
83 | 7000015649 | 830 | 33KV New Line Work (DOG) with STP | 1000022814 | GUY STRAIN INSULATORS DESIGNATION 'C' | EA | 200 |  | Included
84 | 7000015649 | 840 | 33KV New Line Work (DOG) with STP | 1000033893 | STAY WIRE (7/10 SWG) AS PER TS FOR 11 KV STAY SET | MT | 0.51 |  | Included
85 | 7000015649 | 850 | 33KV New Line Work (DOG) with STP | 1000045302 | 7/10 SWG GI WIRE | MT | 0.2 |  | Included
86 | 7000015649 | 860 | 33KV New Line Work (DOG) with STP | 1000022795 | 33 KV PORCELAIN PIN INSULATOR WITH 900 MM CREEPAGE DISTANCE ALONGWITH10 KN PIN, NUT AND WASHERS COMPLETE AS PER TS | SET | 435 |  | Included
87 | 7000015649 | 870 | 33KV New Line Work (DOG) with STP | 1000045341 | 11KV, 70KN B&S DISC INSULATORS | EA | 180 |  | Included
88 | 7000015649 | 880 | 33KV New Line Work (DOG) with STP | 1000017135 | PG (Parallel Groove) Clamp for ACSR Dog | EA | 120 |  | Included
89 | 7000015649 | 890 | 33KV New Line Work (DOG) with STP | 1000033887 | HARDWARE FITTINGS (1 SET CONSISTS OF ANCHOR PLATE - 1 NO., ANCHOR ROD-1 NO., TURNBUCKLE -1 NO., THIMBLES -2 NOS., GUY GRIPS - 4 NOS.,FASTNERS TO ATTATCH ANCHOR PLATE TO ANCHOR ROD) TO COMPLETE STAY SETTS | SET | 100 |  | Included
90 | 7000015649 | 900 | 33KV New Line Work (DOG) with STP | 1000032344 | 8SWG GI WIRE FOR PROTECTIVE GUARDING & EARTHING AS PER TS | KG | 160 |  | Included
91 | 7000015649 | 910 | 33KV New Line Work (DOG) with STP | 1000056398 | HARDWARE FITTINGS & ACCESSORIES SUITABLE TO 11KV B&S TYPE, 70 KN DISCINSULATORS AS PER TS | SET | 60 |  | Included
92 | 7000015649 | 920 | Renovation of DTR S/Stn Earthing | 1000028403 | PIPE EARTHING OF 40 MM DIA, 2.5M LONG GI PIPE (MEDIUM GRADE) FORTREATED EARTHING AT DT LOCATION. | EA | 9 |  | Included
93 | 7000015649 | 930 | Renovation of DTR S/Stn Earthing | 4000000162 | GI wire 8 SWG | M | 0.003 |  | Included
94 | 7000015649 | 940 | Renovation of DTR S/Stn Earthing | 1000032342 | GI FLAT FOR NEUTRAL EARTHING OF DT | KG | 10 |  | Included
95 | 7000015649 | 960 | 33KV New Substaiton Work | 1000037908 | 9M STP 410 MPA SP 33 | EA | 16 |  | Included
96 | 7000015649 | 970 | 33KV New Substaiton Work | 1000022797 | Supply of 33 kV , 1250 Amp 25kA 3 phaseVaccum Circuit Breaker with structure(combined structure to facilitatemounting of CT's as per apprd drg)andall accessories as per TS | EA | 4 |  | Included
97 | 7000015649 | 980 | 33KV New Substaiton Work | 1000028406 | 33KV CONTROL & RELAY PANEL ALONGWITH E/F & O/C RELAYS, MIMIC DIAGRAM,VOLTMETER, AMMETER, ANNUNCIATION WINDOWS WITH ANNUNCIATION RELAYS ANDOTHER COMPONENTS ETC AS PER TS FOR CONTROLLING 33 KV FEEDER VCB WITHSTATIC TRI-VECTOR ENERGY METER | SET | 2 |  | Included
98 | 7000015649 | 990 | 33KV New Substaiton Work | 1000028407 | 33KV CONTROL & RELAY PANEL ALONGWITH E/F & O/C RELAYS, MIMIC DIAGRAM,VOLTMETER, AMMETER, ANNUNCIATION WINDOWS WITH ANNUNCIATION RELAYS ANDOTHER COMPONENTS ETC AS PER TS FOR CONTROLLING POWER TRANSFORMER VCB | SET | 2 |  | Included
99 | 7000015649 | 1000 | 33KV New Substaiton Work | 1000040985 | 33KV, 3 PHASE HG FUSE AS PER TECHNICAL SPECIFICATION | SET | 4 |  | Included
100 | 7000015649 | 1010 | 33KV New Substaiton Work | 1000002095 | 36 kV, 630A, 25 KA, 3-Phase DoubleBreak Isolator with one E/S | EA | 2 |  | Included
101 | 7000015649 | 1020 | 33KV New Substaiton Work | 1000002094 | 36 kV, 630A, 25 KA, 3-Phase DoubleBreak Isolator without E/S | EA | 4 |  | Included
102 | 7000015649 | 1030 | 33KV New Substaiton Work | 1000022798 | 33 kV , 400 Amp, 3 phase , verticalmounted AB switch as per TS | EA | 2 |  | Included
103 | 7000015649 | 1040 | 33KV New Substaiton Work | 1000040982 | 200-100/5-5 A, 36KV, 1-PHASE, 25KA OUTDOR TYPE CURRENT TRANSFORMERALONG WITH JUNCTION BOX (1 NO JUNCTION BOX FOR 3 NOS OF 1-PHASE CTS)ETC., COMPLETE AS PER TECHNICAL SPECIFICATIONS. | SET | 12 |  | Included
104 | 7000015649 | 1050 | 33KV New Substaiton Work | 1000020401 | 30kV, 10 kA, Conventional (Gap) type Surge Arrester (1-Phase) | EA | 24 |  | Included
105 | 7000015649 | 1060 | 33KV New Substaiton Work | 1000020375 | Supply of 9 kV, 1 phase, 10 KA porcelain housing ZnO LA with allaccessories as per TS | EA | 24 |  | Included
106 | 7000015649 | 1070 | 33KV New Substaiton Work | 1000032454 | 36 KV, 1-PHASE, 33KV/110 VOLT, SINGLE CORE OUTDOOR TYPE POTENTIALTRANSFORMER ALONG WITH JUNCTION BOX (1 NO JUNCTION BOX FOR 3 NOS OF1-PHASE PTS) AND REQUIRED ACCESSORIES ETC., COMPLETE AS PER TECHNICALSPECIFICATIONS. | EA | 6 |  | Included
107 | 7000015649 | 1080 | 33KV New Substaiton Work | 1000028389 | 11kV,3phase ,1250A,indoor type controland relay panel consisting of12kV,VCB,CTs,PTs,A-meter,volt-meter,Relay(3 no .O/Cand 1 no. E/F) & accessories completeas per TS. | EA | 2 |  | Included
108 | 7000015649 | 1090 | 33KV New Substaiton Work | 1000028388 | 11kV,3phase ,1250A,indoor type controland relay panel consisting of12kV,VCB,CTs,A-meter,volt-meter,Relay(3 no .O/C and1no. E/F),energy meter (TVM) &accessories complete as per TS. | EA | 6 |  | Included
109 | 7000015649 | 1100 | 33KV New Substaiton Work | 1000022782 | 11 kV , 400 Amp,3 phase , verticalmounted AB switch for Outgoing DP asper TS | EA | 6 |  | Included
110 | 7000015649 | 1110 | 33KV New Substaiton Work | 1000040984 | BATTERY, BATTERY CHARGER WITH 30V, 80 AH (AT 10 HRS DISCHARGE RATE)NI-CD BATTERY & ALL OTHER ACCESSORIES AND CONNECTORS AS PER TECHNICALSPECIFICATIONS. | SET | 2 |  | Included
111 | 7000015649 | 1120 | 33KV New Substaiton Work | 1000040983 | 30V, 40 AMP. FLOAT-CUM-BOOST BATTERY CHARGER WITH FULL WAVERECTIFICATION FOR 220 V, 1 PHASE, 50 HZ AC INPUT SUPPLY ALING WITHINBUILT DC DISTRIBUTION BOARD AS PER TECHNICAL SPECIFICATION. | SET | 2 |  | Included
112 | 7000015649 | 1130 | 33KV New Substaiton Work | 1000004303 | 415V AC Distribution Board (ACDB) as per Technical Specification | SET | 2 |  | Included
113 | 7000015649 | 1140 | 33KV New Substaiton Work | 1000029987 | SUPPLY OF 11 KV, XLPE INSULATED, ARMORED ALUMINIUM CABLE AS PERTS - 3CX400 SQ. MM | M | 100 |  | Included
114 | 7000015649 | 1150 | 33KV New Substaiton Work | 1000027320 | 11kV grade 3Cx185 sqmm (XLPE) Power Cable as per TS | M | 300 |  | Included
115 | 7000015649 | 1160 | 33KV New Substaiton Work | 1000029995 | END TERMINATION KIT SUITABLE FOR TERMINATION IN CABLE BOX ON 11KVSIDE OF TRANSFORMER FOR 3CX400 SQ. MM CABLE | SET | 4 |  | Included
116 | 7000015649 | 1170 | 33KV New Substaiton Work | 1000029993 | END TERMINATION KIT SUITABLE FOR TERMINATION IN 11 KV INDOOR VCBPANEL FOR 3CX400 SQ. MM CABLE | SET | 4 |  | Included
117 | 7000015649 | 1180 | 33KV New Substaiton Work | 1000033216 | END TERMINATION KIT SUITABLE FOR TERMINATION IN 11 KV INDOOR VCBPANEL FOR 3CX185 SQ. MM CABLE | SET | 6 |  | Included
118 | 7000015649 | 1190 | 33KV New Substaiton Work | 1000033215 | OUTDOOR END TERMINATION KIT (REQUIRED AT DOUBLE POLE STRUCTURE ) FOR11 KV 3CX185 SQ. MM. CABLE | SET | 6 |  | Included
119 | 7000015649 | 1200 | 33KV New Substaiton Work | 1000000499 | 1.1kV grade 3.5Cx95 sqmm Armoured (PVC) Power Cable | M | 140 |  | Included
120 | 7000015649 | 1210 | 33KV New Substaiton Work | 1000000511 | 1.1kV grade 4Cx10 sqmm (PVC) Power Cable | M | 80 |  | Included
121 | 7000015649 | 1220 | 33KV New Substaiton Work | 1000037127 | 1.1KV GRADE 2CX10 SQMM ARMOURED (PVC) COPPER CABLE | M | 40 |  | Included
122 | 7000015649 | 1230 | 33KV New Substaiton Work | 1000000480 | 1.1kV grade 2Cx2.5 sqmm Control Cable | M | 530 |  | Included
123 | 7000015649 | 1240 | 33KV New Substaiton Work | 1000000520 | 1.1kV grade 5Cx2.5 sqmm Control Cable | M | 570 |  | Included
124 | 7000015649 | 1250 | 33KV New Substaiton Work | 1000000446 | 1.1kV grade 10Cx2.5 sqmm Control Cable | M | 900 |  | Included
125 | 7000015649 | 1260 | 33KV New Substaiton Work | 1000028413 | T-CLAMPS, THROUGH CLAMP, CONNECTORS, P.G.CLAMPS ETC. SUITABLE FORCONNECTION TO ACSR WOLF, PAD TYPE COMPRESSION CLAMP FOR "33 KV LINEBAY WITH VCB" | LOT | 2 |  | Included
126 | 7000015649 | 1270 | 33KV New Substaiton Work | 1000028409 | T-CLAMPS, THROUGH CLAMP, CONNECTORS, P.G.CLAMPS ETC. SUITABLE FORCONNECTION TO ACSR WOLF, PAD TYPE COMPRESSION CLAMP FOR 33 KVTRANSFORMER BAY | LOT | 2 |  | Included
127 | 7000015649 | 1280 | 33KV New Substaiton Work | 1000028411 | T-CLAMPS, THROUGH CLAMP, CONNECTORS, P.G.CLAMPS ETC. SUITABLE FORCONNECTION TO ACSR WOLF, PAD TYPE COMPRESSION CLAMP FOR 33KV LINE BAYWITH HG FUSE | LOT | 2 |  | Included
128 | 7000015649 | 1290 | 33KV New Substaiton Work | 1000028414 | T-CLAMPS, THROUGH CLAMP, CONNECTORS, P.G.CLAMPS ETC. SUITABLE FORCONNECTION TO ACSR WOLF, PAD TYPE COMPRESSION CLAMP FOR 33KV PT BAY | LOT | 2 |  | Included
129 | 7000015649 | 1300 | 33KV New Substaiton Work | 1000028410 | T-CLAMPS, THROUGH CLAMP, CONNECTORS, P.G.CLAMPS ETC. SUITABLE FORCONNECTION TO ACSR WOLF, PAD TYPE COMPRESSION CLAMP FOR 33/.433KVSTATION TRANSFORMER BAY | LOT | 2 |  | Included
130 | 7000015649 | 1310 | 33KV New Substaiton Work | 1000006308 | ACSR Wolf Conductor | M | 300 |  | Included
131 | 7000015649 | 1320 | 33KV New Substaiton Work | 1000029110 | 32 mm MS rod for Earthmat (KG) | KG | 7600 |  | Included
132 | 7000015649 | 1330 | 33KV New Substaiton Work | 1000025958 | 40mm dia, 3M long MS Rod Earth Electrode | EA | 60 |  | Included
133 | 7000015649 | 1340 | 33KV New Substaiton Work | 1000028395 | 20 MM DIA., 3000 MM LONG GI ROD AND OTHER ACCESSORIES AS PER TECHNICALSPECIFICATION. | SET | 40 |  | Included
134 | 7000015649 | 1350 | 33KV New Substaiton Work | 1000045341 | 11KV, 70KN B&S DISC INSULATORS | EA | 72 |  | Included
135 | 7000015649 | 1360 | 33KV New Substaiton Work | 1000028400 | 33 KV POST INSULATOR ASSEMBLY COMPRISING OF 2 NOS OF INSULATORS,FITTINGS AND ACCESSORIES. | SET | 16 |  | Included
136 | 7000015649 | 1370 | 33KV New Substaiton Work | 1000037002 | GALVANISED FABRICATED STRUCTURE FOR 33 KV BUS & LINE GANTRY TO BEDESIGNED DURING DETAILED ENGINEERING & AS PER TS | MT | 11 |  | Included
137 | 7000015649 | 1380 | 33KV New Substaiton Work | 1000040991 | STATION LIGHTING SYSTEM COMPLETE FOR SWITCHYARD, CONTROL ROOMBUILDING,MAINGATE & SUB-STATION BOUNDARY AS PER TECHNICALSPECIFICATION FOR EACH NEW PSS | SET | 2 |  | Included
138 | 7000015649 | 1390 | 33KV New Substaiton Work | 1000034279 | ABC POWDER TYPE FIRE EXTINGUISHER - 6 KG | EA | 2 |  | Included
139 | 7000015649 | 1400 | 33KV New Substaiton Work | 1000012022 | 4.5 kg CO2 type Portable Fire extinguisher | EA | 2 |  | Included
140 | 7000015649 | 1410 | 33KV New Substaiton Work | 1000027449 | 22.5 kg CO2 type Portable Fire Extinguisher | EA | 2 |  | Included
141 | 7000015649 | 1420 | 33KV New Substaiton Work | 1000029112 | GS FLAT 50X6MM(KG) | KG | 2800 |  | Included
142 | 7000015649 | 1430 | 33KV New Substaiton Work | 1000029111 | GI Flat - 25x3 mm(KG) | KG | 1400 |  | Included
143 | 7000015649 | 1440 | 33KV New Substaiton Work | 1000056398 | HARDWARE FITTINGS & ACCESSORIES SUITABLE TO 11KV B&S TYPE, 70 KN DISCINSULATORS AS PER TS | SET | 24 |  | Included
144 | 7000015649 | 1450 | 33KV New Substaiton Work | 1000028385 | 100 KVA, 33/0.433 KV, 3 PH, 50 HZ, ONAN, OUTDOOR STATION TRANSFORMERON DOUBLE POLE STRUCTURE ALONG WITH TRANSFORMER OIL AND ALLACCESSORIES AS PER TS. | EA | 2 |  | Included
145 | 7000015819 | 30 | 33KV New Substaiton Work | 1000001948 | 3.15MVA, 33/11 kV power transformer with Cu winding along with allaccessories and oil | EA | 2 |  | Included
146 | 7000015649 | 1460 | 33/11KV Substation Augmentation Work | 1000000558 | 10MVA , 33/11 KV, 3-phase Power Transformer including Insulating Oil | EA | 1 |  | Included
147 | 7000015649 | 1470 | 33/11KV Substation Augmentation Work | 1000037908 | 9M STP 410 MPA SP 33 | EA | 4 |  | Included
148 | 7000015649 | 1480 | 33/11KV Substation Augmentation Work | 1000028407 | 33KV CONTROL & RELAY PANEL ALONGWITH E/F & O/C RELAYS, MIMIC DIAGRAM,VOLTMETER, AMMETER, ANNUNCIATION WINDOWS WITH ANNUNCIATION RELAYS ANDOTHER COMPONENTS ETC AS PER TS FOR CONTROLLING POWER TRANSFORMER VCB | SET | 1 |  | Included
149 | 7000015649 | 1490 | 33/11KV Substation Augmentation Work | 1000056010 | 400-200/5-5-5 A, 36KV, 1-PHASE, 25KA OUTDOR TYPE CURRENT TRANSFORMERALONG WITH JUNCTION BOX (1 NO JUNCTION BOX FOR 3 NOS OF 1-PHASE CTS)ETC., COMPLETE AS PER TECHNICAL SPECIFICATIONS. | SET | 3 |  | Included
150 | 7000015649 | 1500 | 33/11KV Substation Augmentation Work | 1000020401 | 30kV, 10 kA, Conventional (Gap) type Surge Arrester (1-Phase) | EA | 3 |  | Included
151 | 7000015649 | 1510 | 33/11KV Substation Augmentation Work | 1000020375 | Supply of 9 kV, 1 phase, 10 KA porcelain housing ZnO LA with allaccessories as per TS | EA | 9 |  | Included
152 | 7000015649 | 1520 | 33/11KV Substation Augmentation Work | 1000028388 | 11kV,3phase ,1250A,indoor type controland relay panel consisting of12kV,VCB,CTs,A-meter,volt-meter,Relay(3 no .O/C and1no. E/F),energy meter (TVM) &accessories complete as per TS. | EA | 2 |  | Included
153 | 7000015649 | 1530 | 33/11KV Substation Augmentation Work | 1000022782 | 11 kV , 400 Amp,3 phase , verticalmounted AB switch for Outgoing DP asper TS | EA | 2 |  | Included
154 | 7000015649 | 1540 | 33/11KV Substation Augmentation Work | 1000029987 | SUPPLY OF 11 KV, XLPE INSULATED, ARMORED ALUMINIUM CABLE AS PERTS - 3CX400 SQ. MM | M | 50 |  | Included
155 | 7000015649 | 1550 | 33/11KV Substation Augmentation Work | 1000027320 | 11kV grade 3Cx185 sqmm (XLPE) Power Cable as per TS | M | 100 |  | Included
156 | 7000015649 | 1560 | 33/11KV Substation Augmentation Work | 1000029995 | END TERMINATION KIT SUITABLE FOR TERMINATION IN CABLE BOX ON 11KVSIDE OF TRANSFORMER FOR 3CX400 SQ. MM CABLE | SET | 2 |  | Included
157 | 7000015649 | 1570 | 33/11KV Substation Augmentation Work | 1000029993 | END TERMINATION KIT SUITABLE FOR TERMINATION IN 11 KV INDOOR VCBPANEL FOR 3CX400 SQ. MM CABLE | SET | 2 |  | Included
158 | 7000015649 | 1580 | 33/11KV Substation Augmentation Work | 1000033216 | END TERMINATION KIT SUITABLE FOR TERMINATION IN 11 KV INDOOR VCBPANEL FOR 3CX185 SQ. MM CABLE | SET | 1 |  | Included
159 | 7000015649 | 1590 | 33/11KV Substation Augmentation Work | 1000033215 | OUTDOOR END TERMINATION KIT (REQUIRED AT DOUBLE POLE STRUCTURE ) FOR11 KV 3CX185 SQ. MM. CABLE | SET | 1 |  | Included
160 | 7000015649 | 1600 | 33/11KV Substation Augmentation Work | 1000029112 | GS FLAT 50X6MM(KG) | KG | 120 |  | Included
161 | 7000015649 | 1610 | 33/11KV Substation Augmentation Work | 1000029111 | GI Flat - 25x3 mm(KG) | KG | 30 |  | Included
II | Balance Fund PMDP Udhampur | [7 empty] | Included
1 | 7000015668 | 10 | LT Line Works (1Ph- 2W) ACSR Weasel | 1000030866 | ACSR WEASEL CONDUCTOR | KM | 258.56 |  | Included
2 | 7000015668 | 20 | LT Line Works (1Ph- 2W) ACSR Weasel | 1000056011 | 8M STP 410 MPA SP 13 | EA | 2944 |  | Included
3 | 7000015668 | 30 | LT Line Works (1Ph- 2W) ACSR Weasel | 1000037908 | 9M STP 410 MPA SP 33 | EA | 384 |  | Included
4 | 7000015668 | 40 | LT Line Works (1Ph- 2W) ACSR Weasel | 1000019683 | LT Shackle Insulator | EA | 6656 |  | Included
5 | 7000015668 | 60 | LT Line Works (1Ph- 2W) ACSR Weasel | 1000022819 | nuts,bolts,foundation bolts and washer and other accessories forstructures. | MT | 4.942 |  | Included
6 | 7000015668 | 70 | LT Line Works (1Ph- 2W) ACSR Weasel | 1000028393 | 20 MM DIA 2500 MM LONG GI ROD TOGETHER WITH FIXINGARRANGEMENT(EXCLUDING GI WIRE REQUIRED FOR EARTHING) AS PER APPROVEDDRAWING. | SET | 1220 |  | Included
7 | 7000015668 | 80 | LT Line Works (1Ph- 2W) ACSR Weasel | 1000028419 | GUY STRAIN INSULATORS DESIGNATION 'A' AS PER TS | SET | 512 |  | Included
8 | 7000015668 | 90 | LT Line Works (1Ph- 2W) ACSR Weasel | 1000028426 | LT line stay set complete including Hardware, Stay wire(7/12 SWG) as perTS | SET | 512 |  | Included
9 | 7000015668 | 100 | LT Line Works (1Ph- 2W) ACSR Weasel | 1000032343 | 10 SWG GI WIRE FOR PROTECTIVE GUARDING LACING AS PER TS | KG | 2304 |  | Included
10 | 7000015668 | 110 | LT Line Works (1Ph- 2W) ACSR Weasel | 1000032344 | 8SWG GI WIRE FOR PROTECTIVE GUARDING & EARTHING AS PER TS | KG | 240.64 |  | Included
11 | 7000015668 | 120 | LT Line Works (1Ph- 2W) ACSR Weasel | 1000040990 | LT SPACERS (1-PHASE) | EA | 9600 |  | Included
12 | 7000015877 | 10 | LT Line Works (1Ph- 2W) ACSR Weasel | 1000056692 | FABRICATION AND SUPPLY OF M.S. GALVANIZED ITEMS- U-CLAMPS, SHACKLEINSULATOR CHANNEL ETC, COMPLETE AS REQUIRED FOR LT LINE | MT | 44.928 |  | Included
13 | 7000015668 | 130 | LT Line Works (3Ph- 4W) ACSR Weasal | 1000030866 | ACSR WEASEL CONDUCTOR | KM | 87.06 |  | Included
14 | 7000015668 | 140 | LT Line Works (3Ph- 4W) ACSR Weasal | 1000056011 | 8M STP 410 MPA SP 13 | EA | 496 |  | Included
15 | 7000015668 | 150 | LT Line Works (3Ph- 4W) ACSR Weasal | 1000037908 | 9M STP 410 MPA SP 33 | EA | 65 |  | Included
16 | 7000015668 | 160 | LT Line Works (3Ph- 4W) ACSR Weasal | 1000019683 | LT Shackle Insulator | EA | 2241 |  | Included
17 | 7000015668 | 180 | LT Line Works (3Ph- 4W) ACSR Weasal | 1000022819 | nuts,bolts,foundation bolts and washer and other accessories forstructures. | MT | 0.832 |  | Included
18 | 7000015668 | 190 | LT Line Works (3Ph- 4W) ACSR Weasal | 1000028393 | 20 MM DIA 2500 MM LONG GI ROD TOGETHER WITH FIXINGARRANGEMENT(EXCLUDING GI WIRE REQUIRED FOR EARTHING) AS PER APPROVEDDRAWING. | SET | 205 |  | Included
19 | 7000015668 | 200 | LT Line Works (3Ph- 4W) ACSR Weasal | 1000028419 | GUY STRAIN INSULATORS DESIGNATION 'A' AS PER TS | SET | 86 |  | Included
20 | 7000015668 | 210 | LT Line Works (3Ph- 4W) ACSR Weasal | 1000028426 | LT line stay set complete including Hardware, Stay wire(7/12 SWG) as perTS | SET | 86 |  | Included
21 | 7000015668 | 220 | LT Line Works (3Ph- 4W) ACSR Weasal | 1000032343 | 10 SWG GI WIRE FOR PROTECTIVE GUARDING LACING AS PER TS | KG | 431 |  | Included
22 | 7000015668 | 230 | LT Line Works (3Ph- 4W) ACSR Weasal | 1000032344 | 8SWG GI WIRE FOR PROTECTIVE GUARDING & EARTHING AS PER TS | KG | 40.51 |  | Included
23 | 7000015668 | 240 | LT Line Works (3Ph- 4W) ACSR Weasal | 1000041208 | LT SPACERS (3-PHASE) | EA | 1616 |  | Included
24 | 7000015877 | 20 | LT Line Works (3Ph- 4W) ACSR Weasal | 1000056692 | FABRICATION AND SUPPLY OF M.S. GALVANIZED ITEMS- U-CLAMPS, SHACKLEINSULATOR CHANNEL ETC, COMPLETE AS REQUIRED FOR LT LINE | MT | 7.564 |  | Included
25 | 7000015668 | 250 | 11KV New Line Works | 1000030866 | ACSR WEASEL CONDUCTOR | KM | 164.02 |  | Included
26 | 7000015668 | 260 | 11KV New Line Works | 1000037908 | 9M STP 410 MPA SP 33 | EA | 1115 |  | Included
27 | 7000015668 | 270 | 11KV New Line Works | 1000022813 | Fabrication and Supply of M.S. Galvanised items- Pole Top Bracket,V-Cross arm, Back Clamps for V-Cross arm , D P Channel, D P Channelclamp, Stay clamps angle, Stay clamps side, D P cross bracing &clamps,Guarding arm etc etc. complete as required. | MT | 24.53 |  | Included
28 | 7000015668 | 280 | 11KV New Line Works | 1000022819 | nuts,bolts,foundation bolts and washer and other accessories forstructures. | MT | 2.453 |  | Included
29 | 7000015668 | 290 | 11KV New Line Works | 1000028393 | 20 MM DIA 2500 MM LONG GI ROD TOGETHER WITH FIXINGARRANGEMENT(EXCLUDING GI WIRE REQUIRED FOR EARTHING) AS PER APPROVEDDRAWING. | SET | 1115 |  | Included
30 | 7000015668 | 300 | 11KV New Line Works | 1000022781 | 11kV Stay set complete including Hardware as per TS | SET | 531 |  | Included
31 | 7000015668 | 310 | 11KV New Line Works | 1000022814 | GUY STRAIN INSULATORS DESIGNATION 'C' | EA | 531 |  | Included
32 | 7000015668 | 320 | 11KV New Line Works | 1000033893 | STAY WIRE (7/10 SWG) AS PER TS FOR 11 KV STAY SET | MT | 2.72 |  | Included
33 | 7000015668 | 330 | 11KV New Line Works | 1000045302 | 7/10 SWG GI WIRE | MT | 1.05 |  | Included
34 | 7000015668 | 340 | 11KV New Line Works | 1000032344 | 8SWG GI WIRE FOR PROTECTIVE GUARDING & EARTHING AS PER TS | KG | 830 |  | Included
35 | 7000015668 | 350 | 11KV New Line Works | 1000022780 | 11KV PORCELAIN PIN INSULATOR | SET | 3266 |  | Included
36 | 7000015668 | 360 | 11KV New Line Works | 1000056396 | 11 KV B&S TYPE, 45 KNÃ‚ DISC INSULATORS AS PER TS | EA | 318 |  | Included
37 | 7000015668 | 370 | 11KV New Line Works | 1000056397 | HARDWARE FITTINGS & ACCESSORIES SUITABLE TO 11KV B&S TYPE, 45 KN DISCINSULATORS AS PER TS | SET | 318 |  | Included
38 | 7000015668 | 380 | 11KV New Line Works | 1000017118 | PG Clamp for ACSR Weasel Conductor | EA | 637 |  | Included
39 | 7000015668 | 390 | DT Works [3-f, 25 kVA] | 1000037908 | 9M STP 410 MPA SP 33 | EA | 100 |  | Included
40 | 7000015668 | 400 | DT Works [3-f, 25 kVA] | 1000022813 | Fabrication and Supply of M.S. Galvanised items- Pole Top Bracket,V-Cross arm, Back Clamps for V-Cross arm , D P Channel, D P Channelclamp, Stay clamps angle, Stay clamps side, D P cross bracing &clamps,Guarding arm etc etc. complete as required. | MT | 13.89 |  | Included
41 | 7000015668 | 410 | DT Works [3-f, 25 kVA] | 1000022819 | nuts,bolts,foundation bolts and washer and other accessories forstructures. | MT | 1.8 |  | Included
42 | 7000015668 | 420 | DT Works [3-f, 25 kVA] | 1000022781 | 11kV Stay set complete including Hardware as per TS | SET | 200 |  | Included
43 | 7000015668 | 430 | DT Works [3-f, 25 kVA] | 1000022814 | GUY STRAIN INSULATORS DESIGNATION 'C' | EA | 200 |  | Included
44 | 7000015668 | 440 | DT Works [3-f, 25 kVA] | 1000033893 | STAY WIRE (7/10 SWG) AS PER TS FOR 11 KV STAY SET | MT | 1.21 |  | Included
45 | 7000015668 | 450 | DT Works [3-f, 25 kVA] | 1000022782 | 11 kV , 400 Amp,3 phase , verticalmounted AB switch for Outgoing DP asper TS | EA | 50 |  | Included
46 | 7000015668 | 460 | DT Works [3-f, 25 kVA] | 1000032328 | 11 KV, 3-PH, 400A, HG FUSE | SET | 50 |  | Included
47 | 7000015668 | 470 | DT Works [3-f, 25 kVA] | 1000017115 | PG Clamp for ACSR Rabbit Conductor | EA | 300 |  | Included
48 | 7000015668 | 480 | DT Works [3-f, 25 kVA] | 1000028397 | 25KVA, 11/0.4KV 3PH CRGO CORE AL WINDING DISTRIBUTION TRANSFORMER | EA | 50 |  | Included
49 | 7000015668 | 490 | DT Works [3-f, 25 kVA] | 1000028422 | LT Distribution box with suitable rating MCCB for incomer & Kit-Kat fortwo no outgoing feeder suitable for 3-Phase 11/0.4 kV, 25 kVA,Distribution Transformer alongwith energymeter suitable for polemounting as per TS | EA | 50 |  | Included
50 | 7000015668 | 500 | DT Works [3-f, 25 kVA] | 1000020375 | Supply of 9 kV, 1 phase, 10 KA porcelain housing ZnO LA with allaccessories as per TS | EA | 150 |  | Included
51 | 7000015668 | 510 | DT Works [3-f, 25 kVA] | 1000028403 | PIPE EARTHING OF 40 MM DIA, 2.5M LONG GI PIPE (MEDIUM GRADE) FORTREATED EARTHING AT DT LOCATION. | EA | 150 |  | Included
52 | 7000015668 | 520 | DT Works [3-f, 25 kVA] | 1000032344 | 8SWG GI WIRE FOR PROTECTIVE GUARDING & EARTHING AS PER TS | KG | 260 |  | Included
53 | 7000015668 | 530 | DT Works [3-f, 25 kVA] | 1000040978 | 1CORE 70 MM2, LT XLPE CABLE | M | 3000 |  | Included
54 | 7000015668 | 540 | DT Works [3-f, 25 kVA] | 1000032342 | GI FLAT FOR NEUTRAL EARTHING OF DT | KG | 1000 |  | Included
55 | 7000015668 | 550 | DT Works [3-f, 25 kVA] | 1000056396 | 11 KV B&S TYPE, 45 KNÃ‚ DISC INSULATORS AS PER TS | EA | 150 |  | Included
56 | 7000015668 | 560 | DT Works [3-f, 25 kVA] | 1000056397 | HARDWARE FITTINGS & ACCESSORIES SUITABLE TO 11KV B&S TYPE, 45 KN DISCINSULATORS AS PER TS | SET | 150 |  | Included
57 | 7000015668 | 570 | DT Works [3-f, 63 kVA] | 1000037908 | 9M STP 410 MPA SP 33 | EA | 60 |  | Included
58 | 7000015668 | 580 | DT Works [3-f, 63 kVA] | 1000022813 | Fabrication and Supply of M.S. Galvanised items- Pole Top Bracket,V-Cross arm, Back Clamps for V-Cross arm , D P Channel, D P Channelclamp, Stay clamps angle, Stay clamps side, D P cross bracing &clamps,Guarding arm etc etc. complete as required. | MT | 8.33 |  | Included
59 | 7000015668 | 590 | DT Works [3-f, 63 kVA] | 1000022819 | nuts,bolts,foundation bolts and washer and other accessories forstructures. | MT | 1.08 |  | Included
60 | 7000015668 | 600 | DT Works [3-f, 63 kVA] | 1000022781 | 11kV Stay set complete including Hardware as per TS | SET | 120 |  | Included
61 | 7000015668 | 610 | DT Works [3-f, 63 kVA] | 1000022814 | GUY STRAIN INSULATORS DESIGNATION 'C' | EA | 120 |  | Included
62 | 7000015668 | 620 | DT Works [3-f, 63 kVA] | 1000033893 | STAY WIRE (7/10 SWG) AS PER TS FOR 11 KV STAY SET | MT | 0.73 |  | Included
63 | 7000015668 | 630 | DT Works [3-f, 63 kVA] | 1000022782 | 11 kV , 400 Amp,3 phase , verticalmounted AB switch for Outgoing DP asper TS | EA | 30 |  | Included
64 | 7000015668 | 640 | DT Works [3-f, 63 kVA] | 1000032328 | 11 KV, 3-PH, 400A, HG FUSE | SET | 30 |  | Included
65 | 7000015668 | 650 | DT Works [3-f, 63 kVA] | 1000017115 | PG Clamp for ACSR Rabbit Conductor | EA | 180 |  | Included
66 | 7000015668 | 660 | DT Works [3-f, 63 kVA] | 1000022800 | 63KVA, 11/.433KV, 3PH STATION TRANSFORMER WITH CRGO CORE AL WINDINGWITH ALL ACCESSORIES | EA | 30 |  | Included
67 | 7000015668 | 670 | DT Works [3-f, 63 kVA] | 1000028423 | LT Distribution box with suitable rating MCCB for incomer & Kit-Kat fortwo no outgoing feeder suitable for 3-Phase 11/0.4 kV, 63 kVA,Distribution Transformer alongwith energymeter suitable for polemounting as per TS | EA | 30 |  | Included
68 | 7000015668 | 680 | DT Works [3-f, 63 kVA] | 1000020375 | Supply of 9 kV, 1 phase, 10 KA porcelain housing ZnO LA with allaccessories as per TS | EA | 90 |  | Included
69 | 7000015668 | 690 | DT Works [3-f, 63 kVA] | 1000028403 | PIPE EARTHING OF 40 MM DIA, 2.5M LONG GI PIPE (MEDIUM GRADE) FORTREATED EARTHING AT DT LOCATION. | EA | 90 |  | Included
70 | 7000015668 | 700 | DT Works [3-f, 63 kVA] | 1000032344 | 8SWG GI WIRE FOR PROTECTIVE GUARDING & EARTHING AS PER TS | KG | 150 |  | Included
71 | 7000015668 | 710 | DT Works [3-f, 63 kVA] | 1000040978 | 1CORE 70 MM2, LT XLPE CABLE | M | 1800 |  | Included
72 | 7000015668 | 720 | DT Works [3-f, 63 kVA] | 1000032342 | GI FLAT FOR NEUTRAL EARTHING OF DT | KG | 600 |  | Included
73 | 7000015668 | 730 | DT Works [3-f, 63 kVA] | 1000056396 | 11 KV B&S TYPE, 45 KNÃ‚ DISC INSULATORS AS PER TS | EA | 90 |  | Included
74 | 7000015668 | 740 | DT Works [3-f, 63 kVA] | 1000056397 | HARDWARE FITTINGS & ACCESSORIES SUITABLE TO 11KV B&S TYPE, 45 KN DISCINSULATORS AS PER TS | SET | 90 |  | Included
75 | 7000015668 | 750 | DT Works [3-f, 100 kVA] | 1000037908 | 9M STP 410 MPA SP 33 | EA | 6 |  | Included
76 | 7000015668 | 760 | DT Works [3-f, 100 kVA] | 1000022813 | Fabrication and Supply of M.S. Galvanised items- Pole Top Bracket,V-Cross arm, Back Clamps for V-Cross arm , D P Channel, D P Channelclamp, Stay clamps angle, Stay clamps side, D P cross bracing &clamps,Guarding arm etc etc. complete as required. | MT | 0.83 |  | Included
77 | 7000015668 | 770 | DT Works [3-f, 100 kVA] | 1000022819 | nuts,bolts,foundation bolts and washer and other accessories forstructures. | MT | 0.11 |  | Included
78 | 7000015668 | 780 | DT Works [3-f, 100 kVA] | 1000022781 | 11kV Stay set complete including Hardware as per TS | SET | 12 |  | Included
79 | 7000015668 | 790 | DT Works [3-f, 100 kVA] | 1000022814 | GUY STRAIN INSULATORS DESIGNATION 'C' | EA | 12 |  | Included
80 | 7000015668 | 800 | DT Works [3-f, 100 kVA] | 1000033893 | STAY WIRE (7/10 SWG) AS PER TS FOR 11 KV STAY SET | MT | 0.07 |  | Included
81 | 7000015668 | 810 | DT Works [3-f, 100 kVA] | 1000022782 | 11 kV , 400 Amp,3 phase , verticalmounted AB switch for Outgoing DP asper TS | EA | 3 |  | Included
82 | 7000015668 | 820 | DT Works [3-f, 100 kVA] | 1000032328 | 11 KV, 3-PH, 400A, HG FUSE | SET | 3 |  | Included
83 | 7000015668 | 830 | DT Works [3-f, 100 kVA] | 1000017115 | PG Clamp for ACSR Rabbit Conductor | EA | 18 |  | Included
84 | 7000015668 | 840 | DT Works [3-f, 100 kVA] | 1000022765 | 100KVA, 11/.433KV, 3PH STATION TRANSFORMER WITH CRGO CORE AL WINDINGWITH ALL ACCESSORIES | EA | 3 |  | Included
85 | 7000015668 | 860 | DT Works [3-f, 100 kVA] | 1000020375 | Supply of 9 kV, 1 phase, 10 KA porcelain housing ZnO LA with allaccessories as per TS | EA | 9 |  | Included
86 | 7000015668 | 870 | DT Works [3-f, 100 kVA] | 1000028403 | PIPE EARTHING OF 40 MM DIA, 2.5M LONG GI PIPE (MEDIUM GRADE) FORTREATED EARTHING AT DT LOCATION. | EA | 9 |  | Included
87 | 7000015668 | 880 | DT Works [3-f, 100 kVA] | 1000032344 | 8SWG GI WIRE FOR PROTECTIVE GUARDING & EARTHING AS PER TS | KG | 20 |  | Included
88 | 7000015668 | 890 | DT Works [3-f, 100 kVA] | 1000040978 | 1CORE 70 MM2, LT XLPE CABLE | M | 180 |  | Included
89 | 7000015668 | 900 | DT Works [3-f, 100 kVA] | 1000032342 | GI FLAT FOR NEUTRAL EARTHING OF DT | KG | 60 |  | Included
90 | 7000015668 | 910 | DT Works [3-f, 100 kVA] | 1000056396 | 11 KV B&S TYPE, 45 KNÃ‚ DISC INSULATORS AS PER TS | EA | 9 |  | Included
91 | 7000015668 | 920 | DT Works [3-f, 100 kVA] | 1000056397 | HARDWARE FITTINGS & ACCESSORIES SUITABLE TO 11KV B&S TYPE, 45 KN DISCINSULATORS AS PER TS | SET | 9 |  | Included
92 | 7000015877 | 40 | DT Works [3-f, 100 kVA] | 1000028420 | LT Distribution box with suitable rating MCCB for incomer & Kit-Kat fortwo no outgoing feeder suitable for 3-Phase 11/0.4 kV, 100 kVA,Distribution Transformer alongwith energymeter suitable for polemounting as per TS | EA | 3 |  | Included
93 | 7000015668 | 930 | DT Augmentation Works | 1000022800 | 63KVA, 11/.433KV, 3PH STATION TRANSFORMER WITH CRGO CORE AL WINDINGWITH ALL ACCESSORIES | EA | 1 |  | Included
94 | 7000015668 | 940 | DT Augmentation Works | 1000022765 | 100KVA, 11/.433KV, 3PH STATION TRANSFORMER WITH CRGO CORE AL WINDINGWITH ALL ACCESSORIES | EA | 1 |  | Included
95 | 7000015668 | 950 | 33KV New Line Work (DOG) with STP | 1000030857 | ACSR DOG CONDUCTOR | KM | 98.88 |  | Included
96 | 7000015668 | 960 | 33KV New Line Work (DOG) with STP | 1000056012 | 11 M STP 410 MPA SP 56 | EA | 512 |  | Included
97 | 7000015668 | 970 | 33KV New Line Work (DOG) with STP | 1000022813 | Fabrication and Supply of M.S. Galvanised items- Pole Top Bracket,V-Cross arm, Back Clamps for V-Cross arm , D P Channel, D P Channelclamp, Stay clamps angle, Stay clamps side, D P cross bracing &clamps,Guarding arm etc etc. complete as required. | MT | 20.99 |  | Included
98 | 7000015668 | 980 | 33KV New Line Work (DOG) with STP | 1000022819 | nuts,bolts,foundation bolts and washer and other accessories forstructures. | MT | 1.05 |  | Included
99 | 7000015668 | 990 | 33KV New Line Work (DOG) with STP | 1000028393 | 20 MM DIA 2500 MM LONG GI ROD TOGETHER WITH FIXINGARRANGEMENT(EXCLUDING GI WIRE REQUIRED FOR EARTHING) AS PER APPROVEDDRAWING. | SET | 512 |  | Included
100 | 7000015668 | 1000 | 33KV New Line Work (DOG) with STP | 1000033887 | HARDWARE FITTINGS (1 SET CONSISTS OF ANCHOR PLATE - 1 NO., ANCHOR ROD-1 NO., TURNBUCKLE -1 NO., THIMBLES -2 NOS., GUY GRIPS - 4 NOS.,FASTNERS TO ATTATCH ANCHOR PLATE TO ANCHOR ROD) TO COMPLETE STAY SETTS | SET | 320 |  | Included
101 | 7000015668 | 1010 | 33KV New Line Work (DOG) with STP | 1000022814 | GUY STRAIN INSULATORS DESIGNATION 'C' | EA | 640 |  | Included
102 | 7000015668 | 1020 | 33KV New Line Work (DOG) with STP | 1000033893 | STAY WIRE (7/10 SWG) AS PER TS FOR 11 KV STAY SET | MT | 1.64 |  | Included
103 | 7000015668 | 1030 | 33KV New Line Work (DOG) with STP | 1000045302 | 7/10 SWG GI WIRE | MT | 0.63 |  | Included
104 | 7000015668 | 1040 | 33KV New Line Work (DOG) with STP | 1000032344 | 8SWG GI WIRE FOR PROTECTIVE GUARDING & EARTHING AS PER TS | KG | 500 |  | Included
105 | 7000015668 | 1050 | 33KV New Line Work (DOG) with STP | 1000022795 | 33 KV PORCELAIN PIN INSULATOR WITH 900 MM CREEPAGE DISTANCE ALONGWITH10 KN PIN, NUT AND WASHERS COMPLETE AS PER TS | SET | 1392 |  | Included
106 | 7000015668 | 1060 | 33KV New Line Work (DOG) with STP | 1000045341 | 11KV, 70KN B&S DISC INSULATORS | EA | 576 |  | Included
107 | 7000015668 | 1070 | 33KV New Line Work (DOG) with STP | 1000056398 | HARDWARE FITTINGS & ACCESSORIES SUITABLE TO 11KV B&S TYPE, 70 KN DISCINSULATORS AS PER TS | SET | 192 |  | Included
108 | 7000015668 | 1080 | 33KV New Line Work (DOG) with STP | 1000017135 | PG (Parallel Groove) Clamp for ACSR Dog | EA | 384 |  | Included
109 | 7000015668 | 1100 | 33KV New Substaiton Work | 1000037908 | 9M STP 410 MPA SP 33 | EA | 8 |  | Included
110 | 7000015668 | 1110 | 33KV New Substaiton Work | 1000022797 | Supply of 33 kV , 1250 Amp 25kA 3 phaseVaccum Circuit Breaker with structure(combined structure to facilitatemounting of CT's as per apprd drg)andall accessories as per TS | EA | 2 |  | Included
111 | 7000015668 | 1120 | 33KV New Substaiton Work | 1000028385 | 100 KVA, 33/0.433 KV, 3 PH, 50 HZ, ONAN, OUTDOOR STATION TRANSFORMERON DOUBLE POLE STRUCTURE ALONG WITH TRANSFORMER OIL AND ALLACCESSORIES AS PER TS. | EA | 1 |  | Included
112 | 7000015668 | 1130 | 33KV New Substaiton Work | 1000028406 | 33KV CONTROL & RELAY PANEL ALONGWITH E/F & O/C RELAYS, MIMIC DIAGRAM,VOLTMETER, AMMETER, ANNUNCIATION WINDOWS WITH ANNUNCIATION RELAYS ANDOTHER COMPONENTS ETC AS PER TS FOR CONTROLLING 33 KV FEEDER VCB WITHSTATIC TRI-VECTOR ENERGY METER | SET | 1 |  | Included
113 | 7000015668 | 1140 | 33KV New Substaiton Work | 1000028407 | 33KV CONTROL & RELAY PANEL ALONGWITH E/F & O/C RELAYS, MIMIC DIAGRAM,VOLTMETER, AMMETER, ANNUNCIATION WINDOWS WITH ANNUNCIATION RELAYS ANDOTHER COMPONENTS ETC AS PER TS FOR CONTROLLING POWER TRANSFORMER VCB | SET | 1 |  | Included
114 | 7000015668 | 1150 | 33KV New Substaiton Work | 1000040985 | 33KV, 3 PHASE HG FUSE AS PER TECHNICAL SPECIFICATION | SET | 2 |  | Included
115 | 7000015668 | 1160 | 33KV New Substaiton Work | 1000002095 | 36 kV, 630A, 25 KA, 3-Phase DoubleBreak Isolator with one E/S | EA | 1 |  | Included
116 | 7000015668 | 1170 | 33KV New Substaiton Work | 1000002094 | 36 kV, 630A, 25 KA, 3-Phase DoubleBreak Isolator without E/S | EA | 2 |  | Included
117 | 7000015668 | 1180 | 33KV New Substaiton Work | 1000022798 | 33 kV , 400 Amp, 3 phase , verticalmounted AB switch as per TS | EA | 1 |  | Included
118 | 7000015668 | 1190 | 33KV New Substaiton Work | 1000040982 | 200-100/5-5 A, 36KV, 1-PHASE, 25KA OUTDOR TYPE CURRENT TRANSFORMERALONG WITH JUNCTION BOX (1 NO JUNCTION BOX FOR 3 NOS OF 1-PHASE CTS)ETC., COMPLETE AS PER TECHNICAL SPECIFICATIONS. | SET | 6 |  | Included
119 | 7000015668 | 1200 | 33KV New Substaiton Work | 1000020401 | 30kV, 10 kA, Conventional (Gap) type Surge Arrester (1-Phase) | EA | 12 |  | Included
120 | 7000015668 | 1210 | 33KV New Substaiton Work | 1000020375 | Supply of 9 kV, 1 phase, 10 KA porcelain housing ZnO LA with allaccessories as per TS | EA | 12 |  | Included
121 | 7000015668 | 1220 | 33KV New Substaiton Work | 1000032454 | 36 KV, 1-PHASE, 33KV/110 VOLT, SINGLE CORE OUTDOOR TYPE POTENTIALTRANSFORMER ALONG WITH JUNCTION BOX (1 NO JUNCTION BOX FOR 3 NOS OF1-PHASE PTS) AND REQUIRED ACCESSORIES ETC., COMPLETE AS PER TECHNICALSPECIFICATIONS. | EA | 3 |  | Included
122 | 7000015668 | 1230 | 33KV New Substaiton Work | 1000028389 | 11kV,3phase ,1250A,indoor type controland relay panel consisting of12kV,VCB,CTs,PTs,A-meter,volt-meter,Relay(3 no .O/Cand 1 no. E/F) & accessories completeas per TS. | EA | 1 |  | Included
123 | 7000015668 | 1240 | 33KV New Substaiton Work | 1000028388 | 11kV,3phase ,1250A,indoor type controland relay panel consisting of12kV,VCB,CTs,A-meter,volt-meter,Relay(3 no .O/C and1no. E/F),energy meter (TVM) &accessories complete as per TS. | EA | 3 |  | Included
124 | 7000015668 | 1250 | 33KV New Substaiton Work | 1000022782 | 11 kV , 400 Amp,3 phase , verticalmounted AB switch for Outgoing DP asper TS | EA | 3 |  | Included
125 | 7000015668 | 1260 | 33KV New Substaiton Work | 1000040984 | BATTERY, BATTERY CHARGER WITH 30V, 80 AH (AT 10 HRS DISCHARGE RATE)NI-CD BATTERY & ALL OTHER ACCESSORIES AND CONNECTORS AS PER TECHNICALSPECIFICATIONS. | SET | 1 |  | Included
126 | 7000015668 | 1270 | 33KV New Substaiton Work | 1000040983 | 30V, 40 AMP. FLOAT-CUM-BOOST BATTERY CHARGER WITH FULL WAVERECTIFICATION FOR 220 V, 1 PHASE, 50 HZ AC INPUT SUPPLY ALING WITHINBUILT DC DISTRIBUTION BOARD AS PER TECHNICAL SPECIFICATION. | SET | 1 |  | Included
127 | 7000015668 | 1280 | 33KV New Substaiton Work | 1000004303 | 415V AC Distribution Board (ACDB) as per Technical Specification | SET | 1 |  | Included
128 | 7000015668 | 1290 | 33KV New Substaiton Work | 1000029987 | SUPPLY OF 11 KV, XLPE INSULATED, ARMORED ALUMINIUM CABLE AS PERTS - 3CX400 SQ. MM | M | 50 |  | Included
129 | 7000015668 | 1300 | 33KV New Substaiton Work | 1000027320 | 11kV grade 3Cx185 sqmm (XLPE) Power Cable as per TS | M | 150 |  | Included
130 | 7000015668 | 1310 | 33KV New Substaiton Work | 1000029995 | END TERMINATION KIT SUITABLE FOR TERMINATION IN CABLE BOX ON 11KVSIDE OF TRANSFORMER FOR 3CX400 SQ. MM CABLE | SET | 2 |  | Included
131 | 7000015668 | 1320 | 33KV New Substaiton Work | 1000029993 | END TERMINATION KIT SUITABLE FOR TERMINATION IN 11 KV INDOOR VCBPANEL FOR 3CX400 SQ. MM CABLE | SET | 2 |  | Included
132 | 7000015668 | 1330 | 33KV New Substaiton Work | 1000033216 | END TERMINATION KIT SUITABLE FOR TERMINATION IN 11 KV INDOOR VCBPANEL FOR 3CX185 SQ. MM CABLE | SET | 3 |  | Included
133 | 7000015668 | 1340 | 33KV New Substaiton Work | 1000033215 | OUTDOOR END TERMINATION KIT (REQUIRED AT DOUBLE POLE STRUCTURE ) FOR11 KV 3CX185 SQ. MM. CABLE | SET | 3 |  | Included
134 | 7000015668 | 1350 | 33KV New Substaiton Work | 1000000499 | 1.1kV grade 3.5Cx95 sqmm Armoured (PVC) Power Cable | M | 70 |  | Included
135 | 7000015668 | 1360 | 33KV New Substaiton Work | 1000000511 | 1.1kV grade 4Cx10 sqmm (PVC) Power Cable | M | 40 |  | Included
136 | 7000015668 | 1370 | 33KV New Substaiton Work | 1000037127 | 1.1KV GRADE 2CX10 SQMM ARMOURED (PVC) COPPER CABLE | M | 20 |  | Included
137 | 7000015668 | 1380 | 33KV New Substaiton Work | 1000000480 | 1.1kV grade 2Cx2.5 sqmm Control Cable | M | 265 |  | Included
138 | 7000015668 | 1390 | 33KV New Substaiton Work | 1000000520 | 1.1kV grade 5Cx2.5 sqmm Control Cable | M | 285 |  | Included
139 | 7000015668 | 1400 | 33KV New Substaiton Work | 1000000446 | 1.1kV grade 10Cx2.5 sqmm Control Cable | M | 450 |  | Included
140 | 7000015668 | 1410 | 33KV New Substaiton Work | 1000028413 | T-CLAMPS, THROUGH CLAMP, CONNECTORS, P.G.CLAMPS ETC. SUITABLE FORCONNECTION TO ACSR WOLF, PAD TYPE COMPRESSION CLAMP FOR "33 KV LINEBAY WITH VCB" | LOT | 1 |  | Included
141 | 7000015668 | 1420 | 33KV New Substaiton Work | 1000028409 | T-CLAMPS, THROUGH CLAMP, CONNECTORS, P.G.CLAMPS ETC. SUITABLE FORCONNECTION TO ACSR WOLF, PAD TYPE COMPRESSION CLAMP FOR 33 KVTRANSFORMER BAY | LOT | 1 |  | Included
142 | 7000015668 | 1430 | 33KV New Substaiton Work | 1000028411 | T-CLAMPS, THROUGH CLAMP, CONNECTORS, P.G.CLAMPS ETC. SUITABLE FORCONNECTION TO ACSR WOLF, PAD TYPE COMPRESSION CLAMP FOR 33KV LINE BAYWITH HG FUSE | LOT | 1 |  | Included
143 | 7000015668 | 1440 | 33KV New Substaiton Work | 1000028414 | T-CLAMPS, THROUGH CLAMP, CONNECTORS, P.G.CLAMPS ETC. SUITABLE FORCONNECTION TO ACSR WOLF, PAD TYPE COMPRESSION CLAMP FOR 33KV PT BAY | LOT | 1 |  | Included
144 | 7000015668 | 1450 | 33KV New Substaiton Work | 1000028410 | T-CLAMPS, THROUGH CLAMP, CONNECTORS, P.G.CLAMPS ETC. SUITABLE FORCONNECTION TO ACSR WOLF, PAD TYPE COMPRESSION CLAMP FOR 33/.433KVSTATION TRANSFORMER BAY | LOT | 1 |  | Included
145 | 7000015668 | 1460 | 33KV New Substaiton Work | 1000006308 | ACSR Wolf Conductor | M | 150 |  | Included
146 | 7000015668 | 1470 | 33KV New Substaiton Work | 1000029110 | 32 mm MS rod for Earthmat (KG) | KG | 3800 |  | Included
147 | 7000015668 | 1480 | 33KV New Substaiton Work | 1000029112 | GS FLAT 50X6MM(KG) | KG | 1400 |  | Included
148 | 7000015668 | 1490 | 33KV New Substaiton Work | 1000029111 | GI Flat - 25x3 mm(KG) | KG | 700 |  | Included
149 | 7000015668 | 1500 | 33KV New Substaiton Work | 1000025958 | 40mm dia, 3M long MS Rod Earth Electrode | EA | 30 |  | Included
150 | 7000015668 | 1510 | 33KV New Substaiton Work | 1000028395 | 20 MM DIA., 3000 MM LONG GI ROD AND OTHER ACCESSORIES AS PER TECHNICALSPECIFICATION. | SET | 20 |  | Included
151 | 7000015668 | 1520 | 33KV New Substaiton Work | 1000045341 | 11KV, 70KN B&S DISC INSULATORS | EA | 36 |  | Included
152 | 7000015668 | 1530 | 33KV New Substaiton Work | 1000056398 | HARDWARE FITTINGS & ACCESSORIES SUITABLE TO 11KV B&S TYPE, 70 KN DISCINSULATORS AS PER TS | SET | 12 |  | Included
153 | 7000015668 | 1540 | 33KV New Substaiton Work | 1000028400 | 33 KV POST INSULATOR ASSEMBLY COMPRISING OF 2 NOS OF INSULATORS,FITTINGS AND ACCESSORIES. | SET | 8 |  | Included
154 | 7000015668 | 1550 | 33KV New Substaiton Work | 1000037002 | GALVANISED FABRICATED STRUCTURE FOR 33 KV BUS & LINE GANTRY TO BEDESIGNED DURING DETAILED ENGINEERING & AS PER TS | MT | 5.5 |  | Included
155 | 7000015668 | 1560 | 33KV New Substaiton Work | 1000040991 | STATION LIGHTING SYSTEM COMPLETE FOR SWITCHYARD, CONTROL ROOMBUILDING,MAINGATE & SUB-STATION BOUNDARY AS PER TECHNICALSPECIFICATION FOR EACH NEW PSS | SET | 1 |  | Included
156 | 7000015668 | 1570 | 33KV New Substaiton Work | 1000034279 | ABC POWDER TYPE FIRE EXTINGUISHER - 6 KG | EA | 1 |  | Included
157 | 7000015668 | 1580 | 33KV New Substaiton Work | 1000012022 | 4.5 kg CO2 type Portable Fire extinguisher | EA | 1 |  | Included
158 | 7000015668 | 1590 | 33KV New Substaiton Work | 1000027449 | 22.5 kg CO2 type Portable Fire Extinguisher | EA | 1 |  | Included
159 | 7000015877 | 30 | 33KV New Substaiton Work | 1000001948 | 3.15MVA, 33/11 kV power transformer with Cu winding along with allaccessories and oil | EA | 1 |  | Included
III | Balance Fund PMDP Ramban | [7 empty] | Included
1 | 7000015667 | 10 | LT Line Works (1Ph- 2W) ACSR Weasel | 1000030866 | ACSR WEASEL CONDUCTOR | KM | 40.7 |  | Included
2 | 7000015667 | 20 | LT Line Works (1Ph- 2W) ACSR Weasel | 1000056011 | 8M STP 410 MPA SP 13 | EA | 463 |  | Included
3 | 7000015667 | 30 | LT Line Works (1Ph- 2W) ACSR Weasel | 1000037908 | 9M STP 410 MPA SP 33 | EA | 60 |  | Included
4 | 7000015667 | 40 | LT Line Works (1Ph- 2W) ACSR Weasel | 1000019683 | LT Shackle Insulator | EA | 1048 |  | Included
5 | 7000015667 | 60 | LT Line Works (1Ph- 2W) ACSR Weasel | 1000022819 | nuts,bolts,foundation bolts and washer and other accessories forstructures. | MT | 0.778 |  | Included
6 | 7000015667 | 70 | LT Line Works (1Ph- 2W) ACSR Weasel | 1000028393 | 20 MM DIA 2500 MM LONG GI ROD TOGETHER WITH FIXINGARRANGEMENT(EXCLUDING GI WIRE REQUIRED FOR EARTHING) AS PER APPROVEDDRAWING. | SET | 192 |  | Included
7 | 7000015667 | 80 | LT Line Works (1Ph- 2W) ACSR Weasel | 1000028419 | GUY STRAIN INSULATORS DESIGNATION 'A' AS PER TS | SET | 81 |  | Included
8 | 7000015667 | 90 | LT Line Works (1Ph- 2W) ACSR Weasel | 1000028426 | LT line stay set complete including Hardware, Stay wire(7/12 SWG) as perTS | SET | 81 |  | Included
9 | 7000015667 | 100 | LT Line Works (1Ph- 2W) ACSR Weasel | 1000032343 | 10 SWG GI WIRE FOR PROTECTIVE GUARDING LACING AS PER TS | KG | 362.7 |  | Included
10 | 7000015667 | 110 | LT Line Works (1Ph- 2W) ACSR Weasel | 1000032344 | 8SWG GI WIRE FOR PROTECTIVE GUARDING & EARTHING AS PER TS | KG | 37.88 |  | Included
11 | 7000015667 | 120 | LT Line Works (1Ph- 2W) ACSR Weasel | 1000040990 | LT SPACERS (1-PHASE) | EA | 1511 |  | Included
12 | 7000015732 | 50 | LT Line Works (1Ph- 2W) ACSR Weasel | 1000056692 | FABRICATION AND SUPPLY OF M.S. GALVANIZED ITEMS- U-CLAMPS, SHACKLEINSULATOR CHANNEL ETC, COMPLETE AS REQUIRED FOR LT LINE | MT | 7.073 |  | Included
13 | 7000015667 | 130 | LT Line Works (3Ph- 4W) ACSR Weasal | 1000030866 | ACSR WEASEL CONDUCTOR | KM | 18.99 |  | Included
14 | 7000015667 | 140 | LT Line Works (3Ph- 4W) ACSR Weasal | 1000056011 | 8M STP 410 MPA SP 13 | EA | 108 |  | Included
15 | 7000015667 | 150 | LT Line Works (3Ph- 4W) ACSR Weasal | 1000037908 | 9M STP 410 MPA SP 33 | EA | 14 |  | Included
16 | 7000015667 | 160 | LT Line Works (3Ph- 4W) ACSR Weasal | 1000019683 | LT Shackle Insulator | EA | 489 |  | Included
17 | 7000015667 | 180 | LT Line Works (3Ph- 4W) ACSR Weasal | 1000022819 | nuts,bolts,foundation bolts and washer and other accessories forstructures. | MT | 0.181 |  | Included
18 | 7000015667 | 190 | LT Line Works (3Ph- 4W) ACSR Weasal | 1000028393 | 20 MM DIA 2500 MM LONG GI ROD TOGETHER WITH FIXINGARRANGEMENT(EXCLUDING GI WIRE REQUIRED FOR EARTHING) AS PER APPROVEDDRAWING. | SET | 45 |  | Included
19 | 7000015667 | 200 | LT Line Works (3Ph- 4W) ACSR Weasal | 1000028419 | GUY STRAIN INSULATORS DESIGNATION 'A' AS PER TS | SET | 19 |  | Included
20 | 7000015667 | 210 | LT Line Works (3Ph- 4W) ACSR Weasal | 1000028426 | LT line stay set complete including Hardware, Stay wire(7/12 SWG) as perTS | SET | 19 |  | Included
21 | 7000015667 | 220 | LT Line Works (3Ph- 4W) ACSR Weasal | 1000032343 | 10 SWG GI WIRE FOR PROTECTIVE GUARDING LACING AS PER TS | KG | 94 |  | Included
22 | 7000015667 | 230 | LT Line Works (3Ph- 4W) ACSR Weasal | 1000032344 | 8SWG GI WIRE FOR PROTECTIVE GUARDING & EARTHING AS PER TS | KG | 8.84 |  | Included
23 | 7000015667 | 240 | LT Line Works (3Ph- 4W) ACSR Weasal | 1000041208 | LT SPACERS (3-PHASE) | EA | 353 |  | Included
24 | 7000015732 | 60 | LT Line Works (3Ph- 4W) ACSR Weasal | 1000056692 | FABRICATION AND SUPPLY OF M.S. GALVANIZED ITEMS- U-CLAMPS, SHACKLEINSULATOR CHANNEL ETC, COMPLETE AS REQUIRED FOR LT LINE | MT | 1.65 |  | Included
25 | 7000015667 | 250 | 11KV New Line Works | 1000030866 | ACSR WEASEL CONDUCTOR | KM | 91.46 |  | Included
26 | 7000015667 | 260 | 11KV New Line Works | 1000037908 | 9M STP 410 MPA SP 33 | EA | 622 |  | Included
27 | 7000015667 | 270 | 11KV New Line Works | 1000022813 | Fabrication and Supply of M.S. Galvanised items- Pole Top Bracket,V-Cross arm, Back Clamps for V-Cross arm , D P Channel, D P Channelclamp, Stay clamps angle, Stay clamps side, D P cross bracing &clamps,Guarding arm etc etc. complete as required. | MT | 13.684 |  | Included
28 | 7000015667 | 280 | 11KV New Line Works | 1000022819 | nuts,bolts,foundation bolts and washer and other accessories forstructures. | MT | 1.368 |  | Included
29 | 7000015667 | 290 | 11KV New Line Works | 1000028393 | 20 MM DIA 2500 MM LONG GI ROD TOGETHER WITH FIXINGARRANGEMENT(EXCLUDING GI WIRE REQUIRED FOR EARTHING) AS PER APPROVEDDRAWING. | SET | 622 |  | Included
30 | 7000015667 | 300 | 11KV New Line Works | 1000022781 | 11kV Stay set complete including Hardware as per TS | SET | 296 |  | Included
31 | 7000015667 | 310 | 11KV New Line Works | 1000022814 | GUY STRAIN INSULATORS DESIGNATION 'C' | EA | 296 |  | Included
32 | 7000015667 | 320 | 11KV New Line Works | 1000033893 | STAY WIRE (7/10 SWG) AS PER TS FOR 11 KV STAY SET | MT | 1.51 |  | Included
33 | 7000015667 | 330 | 11KV New Line Works | 1000045302 | 7/10 SWG GI WIRE | MT | 0.59 |  | Included
34 | 7000015667 | 340 | 11KV New Line Works | 1000032344 | 8SWG GI WIRE FOR PROTECTIVE GUARDING & EARTHING AS PER TS | KG | 460 |  | Included
35 | 7000015667 | 350 | 11KV New Line Works | 1000022780 | 11KV PORCELAIN PIN INSULATOR | SET | 1822 |  | Included
36 | 7000015667 | 360 | 11KV New Line Works | 1000056396 | 11 KV B&S TYPE, 45 KNÃ‚ DISC INSULATORS AS PER TS | EA | 178 |  | Included
37 | 7000015667 | 370 | 11KV New Line Works | 1000056397 | HARDWARE FITTINGS & ACCESSORIES SUITABLE TO 11KV B&S TYPE, 45 KN DISCINSULATORS AS PER TS | SET | 178 |  | Included
38 | 7000015667 | 380 | 11KV New Line Works | 1000017118 | PG Clamp for ACSR Weasel Conductor | EA | 355 |  | Included
39 | 7000015667 | 390 | DT Works [3-f, 25 kVA] | 1000037908 | 9M STP 410 MPA SP 33 | EA | 32 |  | Included
40 | 7000015667 | 400 | DT Works [3-f, 25 kVA] | 1000022813 | Fabrication and Supply of M.S. Galvanised items- Pole Top Bracket,V-Cross arm, Back Clamps for V-Cross arm , D P Channel, D P Channelclamp, Stay clamps angle, Stay clamps side, D P cross bracing &clamps,Guarding arm etc etc. complete as required. | MT | 4.44 |  | Included
41 | 7000015667 | 410 | DT Works [3-f, 25 kVA] | 1000022819 | nuts,bolts,foundation bolts and washer and other accessories forstructures. | MT | 0.58 |  | Included
42 | 7000015667 | 420 | DT Works [3-f, 25 kVA] | 1000022781 | 11kV Stay set complete including Hardware as per TS | SET | 64 |  | Included
43 | 7000015667 | 430 | DT Works [3-f, 25 kVA] | 1000022814 | GUY STRAIN INSULATORS DESIGNATION 'C' | EA | 64 |  | Included
44 | 7000015667 | 440 | DT Works [3-f, 25 kVA] | 1000033893 | STAY WIRE (7/10 SWG) AS PER TS FOR 11 KV STAY SET | MT | 0.39 |  | Included
45 | 7000015667 | 450 | DT Works [3-f, 25 kVA] | 1000022782 | 11 kV , 400 Amp,3 phase , verticalmounted AB switch for Outgoing DP asper TS | EA | 16 |  | Included
46 | 7000015667 | 460 | DT Works [3-f, 25 kVA] | 1000032328 | 11 KV, 3-PH, 400A, HG FUSE | SET | 16 |  | Included
47 | 7000015667 | 470 | DT Works [3-f, 25 kVA] | 1000017115 | PG Clamp for ACSR Rabbit Conductor | EA | 96 |  | Included
48 | 7000015667 | 480 | DT Works [3-f, 25 kVA] | 1000028397 | 25KVA, 11/0.4KV 3PH CRGO CORE AL WINDING DISTRIBUTION TRANSFORMER | EA | 16 |  | Included
49 | 7000015667 | 490 | DT Works [3-f, 25 kVA] | 1000028422 | LT Distribution box with suitable rating MCCB for incomer & Kit-Kat fortwo no outgoing feeder suitable for 3-Phase 11/0.4 kV, 25 kVA,Distribution Transformer alongwith energymeter suitable for polemounting as per TS | EA | 16 |  | Included
50 | 7000015667 | 500 | DT Works [3-f, 25 kVA] | 1000020375 | Supply of 9 kV, 1 phase, 10 KA porcelain housing ZnO LA with allaccessories as per TS | EA | 48 |  | Included
51 | 7000015667 | 510 | DT Works [3-f, 25 kVA] | 1000028403 | PIPE EARTHING OF 40 MM DIA, 2.5M LONG GI PIPE (MEDIUM GRADE) FORTREATED EARTHING AT DT LOCATION. | EA | 48 |  | Included
52 | 7000015667 | 520 | DT Works [3-f, 25 kVA] | 4000000162 | GI wire 8 SWG | M | 0.08 |  | Included
53 | 7000015667 | 530 | DT Works [3-f, 25 kVA] | 1000040978 | 1CORE 70 MM2, LT XLPE CABLE | M | 960 |  | Included
54 | 7000015667 | 540 | DT Works [3-f, 25 kVA] | 1000032342 | GI FLAT FOR NEUTRAL EARTHING OF DT | KG | 320 |  | Included
55 | 7000015667 | 550 | DT Works [3-f, 25 kVA] | 1000056396 | 11 KV B&S TYPE, 45 KNÃ‚ DISC INSULATORS AS PER TS | EA | 48 |  | Included
56 | 7000015667 | 560 | DT Works [3-f, 25 kVA] | 1000056397 | HARDWARE FITTINGS & ACCESSORIES SUITABLE TO 11KV B&S TYPE, 45 KN DISCINSULATORS AS PER TS | SET | 48 |  | Included
57 | 7000015667 | 570 | DT Augmentation Works | 1000022800 | 63KVA, 11/.433KV, 3PH STATION TRANSFORMER WITH CRGO CORE AL WINDINGWITH ALL ACCESSORIES | EA | 1 |  | Included
58 | 7000015667 | 580 | DT Augmentation Works | 1000022765 | 100KVA, 11/.433KV, 3PH STATION TRANSFORMER WITH CRGO CORE AL WINDINGWITH ALL ACCESSORIES | EA | 2 |  | Included
59 | 7000015667 | 590 | LT Line Reconductoring Works | 1000030866 | ACSR WEASEL CONDUCTOR | KM | 8.5 |  | Included
60 | 7000015667 | 600 | 11KV Line Augmentation Work | 1000030866 | ACSR WEASEL CONDUCTOR | KM | 47 |  | Included
61 | 7000015667 | 610 | 11KV Line Augmentation Work | 1000030862 | ACSR RABBIT CONDUCTOR | KM | 6.1 |  | Included
62 | 7000015667 | 620 | 33/11KV Substation Capactiy Aug. Work | 1000000558 | 10MVA , 33/11 KV, 3-phase Power Transformer including Insulating Oil | EA | 1 |  | Included
63 | 7000015667 | 630 | 33/11KV Substation Capactiy Aug. Work | 1000037908 | 9M STP 410 MPA SP 33 | EA | 4 |  | Included
64 | 7000015667 | 640 | 33/11KV Substation Capactiy Aug. Work | 1000028407 | 33KV CONTROL & RELAY PANEL ALONGWITH E/F & O/C RELAYS, MIMIC DIAGRAM,VOLTMETER, AMMETER, ANNUNCIATION WINDOWS WITH ANNUNCIATION RELAYS ANDOTHER COMPONENTS ETC AS PER TS FOR CONTROLLING POWER TRANSFORMER VCB | SET | 1 |  | Included
65 | 7000015667 | 650 | 33/11KV Substation Capactiy Aug. Work | 1000056010 | 400-200/5-5-5 A, 36KV, 1-PHASE, 25KA OUTDOR TYPE CURRENT TRANSFORMERALONG WITH JUNCTION BOX (1 NO JUNCTION BOX FOR 3 NOS OF 1-PHASE CTS)ETC., COMPLETE AS PER TECHNICAL SPECIFICATIONS. | SET | 3 |  | Included
66 | 7000015667 | 660 | 33/11KV Substation Capactiy Aug. Work | 1000020401 | 30kV, 10 kA, Conventional (Gap) type Surge Arrester (1-Phase) | EA | 3 |  | Included
67 | 7000015667 | 670 | 33/11KV Substation Capactiy Aug. Work | 1000020375 | Supply of 9 kV, 1 phase, 10 KA porcelain housing ZnO LA with allaccessories as per TS | EA | 9 |  | Included
68 | 7000015667 | 680 | 33/11KV Substation Capactiy Aug. Work | 1000028388 | 11kV,3phase ,1250A,indoor type controland relay panel consisting of12kV,VCB,CTs,A-meter,volt-meter,Relay(3 no .O/C and1no. E/F),energy meter (TVM) &accessories complete as per TS. | EA | 2 |  | Included
69 | 7000015667 | 690 | 33/11KV Substation Capactiy Aug. Work | 1000022782 | 11 kV , 400 Amp,3 phase , verticalmounted AB switch for Outgoing DP asper TS | EA | 2 |  | Included
70 | 7000015667 | 700 | 33/11KV Substation Capactiy Aug. Work | 1000029987 | SUPPLY OF 11 KV, XLPE INSULATED, ARMORED ALUMINIUM CABLE AS PERTS - 3CX400 SQ. MM | M | 50 |  | Included
71 | 7000015667 | 710 | 33/11KV Substation Capactiy Aug. Work | 1000027320 | 11kV grade 3Cx185 sqmm (XLPE) Power Cable as per TS | M | 100 |  | Included
72 | 7000015667 | 720 | 33/11KV Substation Capactiy Aug. Work | 1000029112 | GS FLAT 50X6MM(KG) | KG | 120 |  | Included
73 | 7000015667 | 730 | 33/11KV Substation Capactiy Aug. Work | 1000029111 | GI Flat - 25x3 mm(KG) | KG | 30 |  | Included
74 | 7000015732 | 10 | 33/11KV Substation Capactiy Aug. Work | 1000029995 | END TERMINATION KIT SUITABLE FOR TERMINATION IN CABLE BOX ON 11KVSIDE OF TRANSFORMER FOR 3CX400 SQ. MM CABLE | SET | 2 |  | Included
75 | 7000015732 | 20 | 33/11KV Substation Capactiy Aug. Work | 1000029993 | END TERMINATION KIT SUITABLE FOR TERMINATION IN 11 KV INDOOR VCBPANEL FOR 3CX400 SQ. MM CABLE | SET | 2 |  | Included
76 | 7000015732 | 30 | 33/11KV Substation Capactiy Aug. Work | 1000033216 | END TERMINATION KIT SUITABLE FOR TERMINATION IN 11 KV INDOOR VCBPANEL FOR 3CX185 SQ. MM CABLE | SET | 1 |  | Included
77 | 7000015732 | 40 | 33/11KV Substation Capactiy Aug. Work | 1000033215 | OUTDOOR END TERMINATION KIT (REQUIRED AT DOUBLE POLE STRUCTURE ) FOR11 KV 3CX185 SQ. MM. CABLE | SET | 1 |  | Included
78 | 7000015667 | 750 | 33/11KV Substation Aug. Work | 1000037908 | 9M STP 410 MPA SP 33 | EA | 10 |  | Included
79 | 7000015667 | 760 | 33/11KV Substation Aug. Work | 1000022797 | Supply of 33 kV , 1250 Amp 25kA 3 phaseVaccum Circuit Breaker with structure(combined structure to facilitatemounting of CT's as per apprd drg)andall accessories as per TS | EA | 1 |  | Included
80 | 7000015667 | 770 | 33/11KV Substation Aug. Work | 1000028407 | 33KV CONTROL & RELAY PANEL ALONGWITH E/F & O/C RELAYS, MIMIC DIAGRAM,VOLTMETER, AMMETER, ANNUNCIATION WINDOWS WITH ANNUNCIATION RELAYS ANDOTHER COMPONENTS ETC AS PER TS FOR CONTROLLING POWER TRANSFORMER VCB | SET | 1 |  | Included
81 | 7000015667 | 780 | 33/11KV Substation Aug. Work | 1000002094 | 36 kV, 630A, 25 KA, 3-Phase DoubleBreak Isolator without E/S | EA | 1 |  | Included
82 | 7000015667 | 790 | 33/11KV Substation Aug. Work | 1000040982 | 200-100/5-5 A, 36KV, 1-PHASE, 25KA OUTDOR TYPE CURRENT TRANSFORMERALONG WITH JUNCTION BOX (1 NO JUNCTION BOX FOR 3 NOS OF 1-PHASE CTS)ETC., COMPLETE AS PER TECHNICAL SPECIFICATIONS. | SET | 3 |  | Included
83 | 7000015667 | 800 | 33/11KV Substation Aug. Work | 1000020401 | 30kV, 10 kA, Conventional (Gap) type Surge Arrester (1-Phase) | EA | 3 |  | Included
84 | 7000015667 | 810 | 33/11KV Substation Aug. Work | 1000020375 | Supply of 9 kV, 1 phase, 10 KA porcelain housing ZnO LA with allaccessories as per TS | EA | 18 |  | Included
85 | 7000015667 | 820 | 33/11KV Substation Aug. Work | 1000028389 | 11kV,3phase ,1250A,indoor type controland relay panel consisting of12kV,VCB,CTs,PTs,A-meter,volt-meter,Relay(3 no .O/Cand 1 no. E/F) & accessories completeas per TS. | EA | 1 |  | Included
86 | 7000015667 | 830 | 33/11KV Substation Aug. Work | 1000028388 | 11kV,3phase ,1250A,indoor type controland relay panel consisting of12kV,VCB,CTs,A-meter,volt-meter,Relay(3 no .O/C and1no. E/F),energy meter (TVM) &accessories complete as per TS. | EA | 5 |  | Included
87 | 7000015667 | 840 | 33/11KV Substation Aug. Work | 1000022782 | 11 kV , 400 Amp,3 phase , verticalmounted AB switch for Outgoing DP asper TS | EA | 5 |  | Included
88 | 7000015667 | 850 | 33/11KV Substation Aug. Work | 1000029987 | SUPPLY OF 11 KV, XLPE INSULATED, ARMORED ALUMINIUM CABLE AS PERTS - 3CX400 SQ. MM | M | 50 |  | Included
89 | 7000015667 | 860 | 33/11KV Substation Aug. Work | 1000027320 | 11kV grade 3Cx185 sqmm (XLPE) Power Cable as per TS | M | 250 |  | Included
90 | 7000015667 | 870 | 33/11KV Substation Aug. Work | 1000029995 | END TERMINATION KIT SUITABLE FOR TERMINATION IN CABLE BOX ON 11KVSIDE OF TRANSFORMER FOR 3CX400 SQ. MM CABLE | SET | 2 |  | Included
91 | 7000015667 | 880 | 33/11KV Substation Aug. Work | 1000029993 | END TERMINATION KIT SUITABLE FOR TERMINATION IN 11 KV INDOOR VCBPANEL FOR 3CX400 SQ. MM CABLE | SET | 2 |  | Included
92 | 7000015667 | 890 | 33/11KV Substation Aug. Work | 1000033216 | END TERMINATION KIT SUITABLE FOR TERMINATION IN 11 KV INDOOR VCBPANEL FOR 3CX185 SQ. MM CABLE | SET | 5 |  | Included
93 | 7000015667 | 900 | 33/11KV Substation Aug. Work | 1000033215 | OUTDOOR END TERMINATION KIT (REQUIRED AT DOUBLE POLE STRUCTURE ) FOR11 KV 3CX185 SQ. MM. CABLE | SET | 5 |  | Included
94 | 7000015667 | 910 | 33/11KV Substation Aug. Work | 1000000511 | 1.1kV grade 4Cx10 sqmm (PVC) Power Cable | M | 40 |  | Included
95 | 7000015667 | 920 | 33/11KV Substation Aug. Work | 1000037127 | 1.1KV GRADE 2CX10 SQMM ARMOURED (PVC) COPPER CABLE | M | 40 |  | Included
96 | 7000015667 | 930 | 33/11KV Substation Aug. Work | 1000000480 | 1.1kV grade 2Cx2.5 sqmm Control Cable | M | 50 |  | Included
97 | 7000015667 | 940 | 33/11KV Substation Aug. Work | 1000000520 | 1.1kV grade 5Cx2.5 sqmm Control Cable | M | 50 |  | Included
98 | 7000015667 | 950 | 33/11KV Substation Aug. Work | 1000000446 | 1.1kV grade 10Cx2.5 sqmm Control Cable | M | 100 |  | Included
99 | 7000015667 | 960 | 33/11KV Substation Aug. Work | 1000028409 | T-CLAMPS, THROUGH CLAMP, CONNECTORS, P.G.CLAMPS ETC. SUITABLE FORCONNECTION TO ACSR WOLF, PAD TYPE COMPRESSION CLAMP FOR 33 KVTRANSFORMER BAY | LOT | 1 |  | Included
100 | 7000015667 | 970 | 33/11KV Substation Aug. Work | 1000006308 | ACSR Wolf Conductor | M | 50 |  | Included
101 | 7000015667 | 980 | 33/11KV Substation Aug. Work | 1000029112 | GS FLAT 50X6MM(KG) | KG | 120 |  | Included
102 | 7000015667 | 990 | 33/11KV Substation Aug. Work | 1000029111 | GI Flat - 25x3 mm(KG) | KG | 30 |  | Included
103 | 7000015667 | 1000 | 33/11KV Substation Aug. Work | 1000025958 | 40mm dia, 3M long MS Rod Earth Electrode | EA | 3 |  | Included
104 | 7000015667 | 1010 | 33/11KV Substation Aug. Work | 1000028400 | 33 KV POST INSULATOR ASSEMBLY COMPRISING OF 2 NOS OF INSULATORS,FITTINGS AND ACCESSORIES. | SET | 3 |  | Included
105 | 7000015667 | 1020 | 33/11KV Substation Aug. Work | 1000037002 | GALVANISED FABRICATED STRUCTURE FOR 33 KV BUS & LINE GANTRY TO BEDESIGNED DURING DETAILED ENGINEERING & AS PER TS | MT | 0.75 |  | Included
106 | 7000015732 | 70 | 33/11KV Substation Aug. Work | 1000001948 | 3.15MVA, 33/11 kV power transformer with Cu winding along with allaccessories and oil | EA | 1 |  | Included
107 | 7000015667 | 1030 | 33KV Bay Addition Work | 1000022797 | Supply of 33 kV , 1250 Amp 25kA 3 phaseVaccum Circuit Breaker with structure(combined structure to facilitatemounting of CT's as per apprd drg)andall accessories as per TS | EA | 1 |  | Included
108 | 7000015667 | 1040 | 33KV Bay Addition Work | 1000028406 | 33KV CONTROL & RELAY PANEL ALONGWITH E/F & O/C RELAYS, MIMIC DIAGRAM,VOLTMETER, AMMETER, ANNUNCIATION WINDOWS WITH ANNUNCIATION RELAYS ANDOTHER COMPONENTS ETC AS PER TS FOR CONTROLLING 33 KV FEEDER VCB WITHSTATIC TRI-VECTOR ENERGY METER | SET | 1 |  | Included
109 | 7000015667 | 1050 | 33KV Bay Addition Work | 1000002095 | 36 kV, 630A, 25 KA, 3-Phase DoubleBreak Isolator with one E/S | EA | 1 |  | Included
110 | 7000015667 | 1060 | 33KV Bay Addition Work | 1000002094 | 36 kV, 630A, 25 KA, 3-Phase DoubleBreak Isolator without E/S | EA | 1 |  | Included
111 | 7000015667 | 1070 | 33KV Bay Addition Work | 1000040982 | 200-100/5-5 A, 36KV, 1-PHASE, 25KA OUTDOR TYPE CURRENT TRANSFORMERALONG WITH JUNCTION BOX (1 NO JUNCTION BOX FOR 3 NOS OF 1-PHASE CTS)ETC., COMPLETE AS PER TECHNICAL SPECIFICATIONS. | SET | 3 |  | Included
112 | 7000015667 | 1080 | 33KV Bay Addition Work | 1000032454 | 36 KV, 1-PHASE, 33KV/110 VOLT, SINGLE CORE OUTDOOR TYPE POTENTIALTRANSFORMER ALONG WITH JUNCTION BOX (1 NO JUNCTION BOX FOR 3 NOS OF1-PHASE PTS) AND REQUIRED ACCESSORIES ETC., COMPLETE AS PER TECHNICALSPECIFICATIONS. | EA | 3 |  | Included
113 | 7000015667 | 1090 | 33KV Bay Addition Work | 1000020401 | 30kV, 10 kA, Conventional (Gap) type Surge Arrester (1-Phase) | EA | 3 |  | Included
114 | 7000015667 | 1100 | 33KV Bay Addition Work | 1000000480 | 1.1kV grade 2Cx2.5 sqmm Control Cable | M | 50 |  | Included
115 | 7000015667 | 1110 | 33KV Bay Addition Work | 1000000520 | 1.1kV grade 5Cx2.5 sqmm Control Cable | M | 50 |  | Included
116 | 7000015667 | 1120 | 33KV Bay Addition Work | 1000000446 | 1.1kV grade 10Cx2.5 sqmm Control Cable | M | 50 |  | Included
117 | 7000015667 | 1130 | 33KV Bay Addition Work | 1000028413 | T-CLAMPS, THROUGH CLAMP, CONNECTORS, P.G.CLAMPS ETC. SUITABLE FORCONNECTION TO ACSR WOLF, PAD TYPE COMPRESSION CLAMP FOR "33 KV LINEBAY WITH VCB" | LOT | 1 |  | Included
118 | 7000015667 | 1140 | 33KV Bay Addition Work | 1000028414 | T-CLAMPS, THROUGH CLAMP, CONNECTORS, P.G.CLAMPS ETC. SUITABLE FORCONNECTION TO ACSR WOLF, PAD TYPE COMPRESSION CLAMP FOR 33KV PT BAY | LOT | 1 |  | Included
119 | 7000015667 | 1150 | 33KV Bay Addition Work | 1000006308 | ACSR Wolf Conductor | M | 50 |  | Included
120 | 7000015667 | 1160 | 33KV Bay Addition Work | 1000029112 | GS FLAT 50X6MM(KG) | KG | 120 |  | Included
121 | 7000015667 | 1170 | 33KV Bay Addition Work | 1000029111 | GI Flat - 25x3 mm(KG) | KG | 30 |  | Included
122 | 7000015667 | 1180 | 33KV Bay Addition Work | 1000025958 | 40mm dia, 3M long MS Rod Earth Electrode | EA | 3 |  | Included
123 | 7000015667 | 1190 | 33KV Bay Addition Work | 1000037002 | GALVANISED FABRICATED STRUCTURE FOR 33 KV BUS & LINE GANTRY TO BEDESIGNED DURING DETAILED ENGINEERING & AS PER TS | MT | 0.075 |  | Included
[5 empty] | Total F&I Price |  |  |  | 0
#
Bidders to note that the item description under various schedules are through unique material ID for respective items under SAP ERP System and therefore, identical item description appears in schedule-1(Ex-works) & schedule-2(F&I). However, the prices to be quoted in Price Schedule-2(F&I) shall be towards Local Transportation, Insurance and other Incidental Services only in line with clause ITB 11.4(b).
Date: | --
Place: | [6 empty] | Printed Name :
Designation :
Click for Sch-3

## Sch-2 Dis (hidden)
Specification No.:5002001909/OTHERS/DOM/A04-CC CS -5 |  |  |  |  | Schedule - 2 Dis
Rural Electrification Work under Prime Minister’s Development Project (PMDP) in Reasi, Udhampur & Ramban districts of UT of J&K. | [5 empty] | As per Lum-sum |  | 0
(SCHEDULE OF RATES AND PRICES : FREIGHT & INSURANCE CHARGES) | [5 empty] | AS per Percent |  | #REF!
[6 empty] | As per lum-sum on Sch-2 |  | 0%
Bidder’s Name and Address (Lead Partner) : |  |  |  | To: |  | As per Percent on Sch-2 |  | #REF!
|  |  |  | Contracts Services, 3rd Floor |  | Total Discount |  | #REF!
Name : | …….. …….. …….. …….. …….. …….. |  |  | Power Grid Corporation of India Ltd.,
Address : | …….. …….. …….. …….. …….. …….. |  |  | "Saudamini", Plot No.-2
| …….. …….. …….. …….. …….. …….. |  |  | Sector-29, |  | Multipackage Discount |  | 0%
| …….. …….. …….. …….. …….. …….. |  |  | Gurgaon (Haryana) - 122001
[5 empty] | All Prices are in Indian Rupees. |  | Amount after Discount (Rs.) |  | Dis Alert | Amount after MPD (Rs.)
SI. No. | Description | Unit | Quantity | Unit Freight & Insurance Charges | Total Freight & Insurance Charges |  | Unit Freight & Insurance Charges | Total Freight & Insurance Charges |  | Unit Freight & Insurance Charges | Total Freight & Insurance Charges
1 | 2 | 3 | 4 | 5 | 6 = 4 x 5 |  | 5 | 6 = 4 x 5 |  | 5 | 6 = 4 x 5
#REF! | #REF!
#REF! | #REF! | #REF! | #REF! | #REF! | #REF!
#REF! | #REF! | #REF! | #REF! | #REF! | #REF!
#REF! | #REF!
#REF! | #REF! | #REF! | #REF! | #REF! | #REF!
#REF! | #REF! | #REF! | #REF! | #REF! | #REF!
#REF! | #REF!
#REF! | #REF! | #REF! | #REF! | #REF! | #REF!
#REF! | #REF! | #REF! | #REF! | #REF! | #REF!
#REF! | #REF! | #REF! | #REF! | #REF! | #REF!
#REF! | #REF! | #REF! | #REF! | #REF! | #REF!
#REF! | #REF! | #REF! | #REF! | #REF! | #REF!
#REF! | #REF! | #REF! | #REF! | #REF! | #REF!
#REF! | #REF!
#REF! | #REF! | #REF! | #REF! | #REF! | #REF!
#REF! | #REF!
#REF! | #REF! | #REF! | #REF! | #REF! | #REF!
#REF! | #REF! | #REF! | #REF! | #REF! | #REF!
#REF! | #REF! | #REF! | #REF! | #REF! | #REF!
#REF! | #REF! | #REF! | #REF! | #REF! | #REF!
#REF! | #REF!
#REF! | #REF! | #REF! | #REF! | #REF! | #REF!
#REF! | #REF! | #REF! | #REF! | #REF! | #REF!
#REF! | #REF! | #REF! | #REF! | #REF! | #REF!
#REF! | #REF! | #REF! | #REF! | #REF! | #REF!
#REF! | #REF! | #REF! | #REF! | #REF! | #REF!
#REF! | #REF! | #REF! | #REF! | #REF! | #REF!
#REF! | #REF! | #REF! | #REF! | #REF! | #REF!
#REF! | #REF! | #REF! | #REF! | #REF! | #REF!
#REF! | #REF!
| #REF! | #REF! | #REF! | #REF! | #REF!
#REF! | #REF! | #REF! | #REF! | #REF! | #REF!
#REF! | #REF! | #REF! | #REF! | #REF! | #REF!
| Total F&I Price |  |  |  | #REF!
Date : | --
Place : |  |  | Printed Name :
Designation :
Click for Sch-3

## Sch-3
Specification No.:5002001909/OTHERS/DOM/A04-CC CS -5 | [14 empty] | Schedule - 3
Rural Electrification Work under Prime Minister’s Development Project (PMDP) in Reasi, Udhampur & Ramban districts of UT of J&K. | [18 empty] | As per Lum-sum |  | 0%
(SCHEDULE OF RATES AND PRICES ) | [18 empty] | AS per Percent |  | #REF!
[19 empty] | As per lum-sum on Sch-3 |  | 0%
Bidder’s Name and Address (Lead Partner) : | [11 empty] | To: | [6 empty] | As per Percent on Sch-3 |  | #REF!
[12 empty] | Contracts Services, 3rd Floor | [6 empty] | Total Discount |  | #REF!
Name : |  | …….. …….. …….. …….. …….. …….. | [9 empty] | Power Grid Corporation of India Ltd.,
Address : |  | …….. …….. …….. …….. …….. …….. | [9 empty] | "Saudamini", Plot No.-2
|  | …….. …….. …….. …….. …….. …….. | [9 empty] | Sector-29, | [6 empty] | Multipackage lum-sum |  | 0%
|  | …….. …….. …….. …….. …….. …….. | [9 empty] | Gurgaon (Haryana) - 122001
[7 empty] | INSTALLATION CHARGES | [12 empty] | Amount after Discount (Rs.) |  | Dis Alert | Amount after MPD (Rs.)
All Prices are in Indian Rupees.
SI. No. | PR No | PR Line Item No | Activity Header | PR Activity No | Activity Description | Service Code | SAC (Service Accounting Codes) | Whether SAC in column '8’ is confirmed. If not indicate applicable the SAC * | Rate of GST applicable ( in %) | Whether rate of GST in column ‘4’ is confirmed. If not indicate applicable rate of GST * | Description | Unit | Quantity | Unit Erection Charges | Total Erection Charges | Total GST as confirmed by Bidder |  |  |  | Unit Erection Charges | Total Erection Charges |  | Unit Erection Charges | Total Erection Charges
1 | 2 | 3 | 4 | 5 | 6 | 7 | 8 | 9 | 10 | 11 | 12 | 13 | 14 | 15 | 16 = 14 x 15 | 17 |  |  |  | 5 | 6 = 4 x 5 |  | 5 | 6 = 4 x 5
PART A (Substation Portion)
I | Balance Fund PMDP Reasi | [15 empty] | Revaluation of J column | Tax Calculation
1 | 7000015649 | 1620 | 120 | 10 | LT Line Works (1Ph- 2W) ACSR Weasel | 100003261 | 998349 |  | 18 |  | Route survey and pole spotting for LT lines | KM | 12.8 |  | Included | 0 | 0 | 0
2 | 7000015649 | 1620 | 120 | 20 | LT Line Works (1Ph- 2W) ACSR Weasel | 100007162 | 998739 |  | 18 |  | Erection of 8mtr 410Mpa ST pole including excavation of pits in all type of soil, concreting & backfilling with soil and compacitonincluding coupling of support upto 450mm. Cost of all material except pole is included in this item. This also includes painting ofST pole with Aluminium paint | EA | 294 |  | Included | 0 | 0 | 0
3 | 7000015649 | 1620 | 120 | 30 | LT Line Works (1Ph- 2W) ACSR Weasel | 100007161 | 998739 |  | 18 |  | Erection of 9mtr 410Mpa ST pole including excavation of pits in all type of soil, concreting & backfilling with soil and compacitonincluding coupling of support upto 450mm. Cost of all material except pole is included in this item. This also includes painting ofST pole with Aluminium paint | EA | 38 |  | Included | 0 | 0 | 0
4 | 7000015649 | 1620 | 120 | 40 | LT Line Works (1Ph- 2W) ACSR Weasel | 100003303 | 995428 |  | 18 |  | Erection of LT Stay set with concreting (1:2:4) including supply of foundation material, complete in all respect as perapproved drawings. | SET | 51 |  | Included | 0 | 0 | 0
5 | 7000015649 | 1620 | 120 | 50 | LT Line Works (1Ph- 2W) ACSR Weasel | 100003306 | 995468 |  | 18 |  | Earthing of poles using 2.5 meter spike type earthing as per approved drawings. | EA | 122 |  | Included | 0 | 0 | 0
6 | 7000015649 | 1620 | 120 | 60 | LT Line Works (1Ph- 2W) ACSR Weasel | 100005641 | 995468 |  | 18 |  | Stringing of S/C 1- ph, 2-wire, LT line . This includes all activities i.e. fixing of MS galvanised fabricated items, installationof insulators, stringing of conductor, binding of conductor with Shackle insulator, installing LT Spacers, mid span jointing,repairing of conductor using repair sleeve if unavoidable, fixing of anti climbing device & danger plate on all Pole structures &road crossing poles, jumpering etc. complete in all respect. This includes supply and installation of repair sleeves/jointingsleeves, mid span joint, danger plate, preformed insulator bindings & anti-climbing device. | CKM | 12.8 |  | Included | 0 | 0 | 0
7 | 7000015649 | 1630 | 130 | 10 | LT Line Works (3Ph- 4W) ACSR Weasal | 100003261 | 998349 |  | 18 |  | Route survey and pole spotting for LT lines | KM | 40 |  | Included | 0 | 0 | 0
8 | 7000015649 | 1630 | 130 | 20 | LT Line Works (3Ph- 4W) ACSR Weasal | 100007162 | 998739 |  | 18 |  | Erection of 8mtr 410Mpa ST pole including excavation of pits in all type of soil, concreting & backfilling with soil and compacitonincluding coupling of support upto 450mm. Cost of all material except pole is included in this item. This also includes painting ofST pole with Aluminium paint | EA | 920 |  | Included | 0 | 0 | 0
9 | 7000015649 | 1630 | 130 | 30 | LT Line Works (3Ph- 4W) ACSR Weasal | 100007161 | 998739 |  | 18 |  | Erection of 9mtr 410Mpa ST pole including excavation of pits in all type of soil, concreting & backfilling with soil and compacitonincluding coupling of support upto 450mm. Cost of all material except pole is included in this item. This also includes painting ofST pole with Aluminium paint | EA | 120 |  | Included | 0 | 0 | 0
10 | 7000015649 | 1630 | 130 | 40 | LT Line Works (3Ph- 4W) ACSR Weasal | 100003303 | 995428 |  | 18 |  | Erection of LT Stay set with concreting (1:2:4) including supply of foundation material, complete in all respect as perapproved drawings. | SET | 160 |  | Included | 0 | 0 | 0
11 | 7000015649 | 1630 | 130 | 50 | LT Line Works (3Ph- 4W) ACSR Weasal | 100003306 | 995468 |  | 18 |  | Earthing of poles using 2.5 meter spike type earthing as per approved drawings. | EA | 381 |  | Included | 0 | 0 | 0
12 | 7000015649 | 1630 | 130 | 60 | LT Line Works (3Ph- 4W) ACSR Weasal | 100005642 | 995468 |  | 18 |  | Stringing of S/C 3- ph, 4-wire, LT line . This includes all activities i.e. fixing of MS galvanised fabricated items, installationof insulators, stringing of conductor, binding of conductor with Shackle insulator, installing LT Spacers, mid span jointing,repairing of conductor using repair sleeve if unavoidable, fixing of anti climbing device & danger plate on all Pole structures &road crossing poles, jumpering etc. complete in all respect. This includes supply and installation of repair sleeves/jointingsleeves, mid span joint, danger plate, preformed insulator bindings & anti-climbing device. | CKM | 40 |  | Included | 0 | 0 | 0
13 | 7000015649 | 1640 | 140 | 10 | 11 kV Line Works ACSR Weasel | 100003258 | 998349 |  | 18 |  | Route survey and pole spotting for 11 kV lines | KM | 32 |  | Included | 0 | 0 | 0
14 | 7000015649 | 1640 | 140 | 20 | 11 kV Line Works ACSR Weasel | 100007161 | 998739 |  | 18 |  | Erection of 9mtr 410Mpa ST pole including excavation of pits in all type of soil, concreting & backfilling with soil and compacitonincluding coupling of support upto 450mm. Cost of all material except pole is included in this item. This also includes painting ofST pole with Aluminium paint | EA | 672 |  | Included | 0 | 0 | 0
15 | 7000015649 | 1640 | 140 | 30 | 11 kV Line Works ACSR Weasel | 100003259 | 995468 |  | 18 |  | Stringing of S/C 3- ph, 3-wire, 11 kV line-With ACSR Weasel conductor | KM | 22.4 |  | Included | 0 | 0 | 0
16 | 7000015649 | 1640 | 140 | 40 | 11 kV Line Works ACSR Weasel | 100003260 | 995468 |  | 18 |  | Stringing of S/C 3- ph, 3-wire, 11 kV line-With ACSR Weasel conductor including guarding & lacing | KM | 9.6 |  | Included | 0 | 0 | 0
17 | 7000015649 | 1640 | 140 | 50 | 11 kV Line Works ACSR Weasel | 100003299 | 995428 |  | 18 |  | Erection of 11 kV Stay set with concreting (1:2:4) including supply of foundation material, complete in all respect as perapproved drawings. | SET | 320 |  | Included | 0 | 0 | 0
18 | 7000015649 | 1640 | 140 | 60 | 11 kV Line Works ACSR Weasel | 100003306 | 995468 |  | 18 |  | Earthing of poles using 2.5 meter spike type earthing as per approved drawings. | EA | 672 |  | Included | 0 | 0 | 0
19 | 7000015649 | 1650 | 150 | 10 | DT Works [3-f, 25 kVA] | 100007161 | 998739 |  | 18 |  | Erection of 9mtr 410Mpa ST pole including excavation of pits in all type of soil, concreting & backfilling with soil and compacitonincluding coupling of support upto 450mm. Cost of all material except pole is included in this item. This also includes painting ofST pole with Aluminium paint | EA | 36 |  | Included | 0 | 0 | 0
20 | 7000015649 | 1650 | 150 | 20 | DT Works [3-f, 25 kVA] | 100003299 | 995428 |  | 18 |  | Erection of 11 kV Stay set with concreting (1:2:4) including supply of foundation material, complete in all respect as perapproved drawings. | SET | 72 |  | Included | 0 | 0 | 0
21 | 7000015649 | 1650 | 150 | 30 | DT Works [3-f, 25 kVA] | 100003274 | 998736 |  | 18 |  | Installation of 3-Phase 11/0.4 kV, 25 kVA Distribution Transformer alongwith all associated equipment & accessories. Thisincludes fixing of MS galavanised items, Insulators, LA, HG fuse, AB Switch, LT Distribution box , danger plate, anticlimbingdevice and making all connections to make the DT ready in all respect. This also includes supply of Danger plate, PreformedInsulator binding, anti-climbing device, supply of termination kits for connecting LT cable at LT bushing and LTDB. | EA | 18 |  | Included | 0 | 0 | 0
22 | 7000015649 | 1650 | 150 | 40 | DT Works [3-f, 25 kVA] | 100017942 | 998731 |  | 18 |  | Pipe earthing using 40 mm dia, 2.5m long GI pipe treated with charcoal & salt including supply of Charcoal and salt (AlternativelyCalcium Bentonite clay & black soil as per TS) as required as per approved drawing. (earth pit chamber not to be constructed) | EA | 54 |  | Included | 0 | 0 | 0
23 | 7000015649 | 1660 | 160 | 10 | DT Works [3-f, 63 kVA] | 100007161 | 998739 |  | 18 |  | Erection of 9mtr 410Mpa ST pole including excavation of pits in all type of soil, concreting & backfilling with soil and compacitonincluding coupling of support upto 450mm. Cost of all material except pole is included in this item. This also includes painting ofST pole with Aluminium paint | EA | 36 |  | Included | 0 | 0 | 0
24 | 7000015649 | 1660 | 160 | 20 | DT Works [3-f, 63 kVA] | 100003299 | 995428 |  | 18 |  | Erection of 11 kV Stay set with concreting (1:2:4) including supply of foundation material, complete in all respect as perapproved drawings. | SET | 72 |  | Included | 0 | 0 | 0
25 | 7000015649 | 1660 | 160 | 30 | DT Works [3-f, 63 kVA] | 100003323 | 998736 |  | 18 |  | Installation of 3-Phase 11/0.4 kV, 63 kVA Distribution Transformer alongwith all associated equipment & accessories. Thisincludes fixing of MS galavanised items, Insulators, LA, HG fuse, AB Switch, LT Distribution box , danger plate, anti climbingdevice and making all connections to make the DT ready in all respect. This also includes supply of Dangerplate, PreformedInsulator binding, anti-climbing device, supply of termination kits for connecting LT cable at LTbushing and LTDB | EA | 18 |  | Included | 0 | 0 | 0
26 | 7000015649 | 1660 | 160 | 40 | DT Works [3-f, 63 kVA] | 100017942 | 998731 |  | 18 |  | Pipe earthing using 40 mm dia, 2.5m long GI pipe treated with charcoal & salt including supply of Charcoal and salt (AlternativelyCalcium Bentonite clay & black soil as per TS) as required as per approved drawing. (earth pit chamber not to be constructed) | EA | 54 |  | Included | 0 | 0 | 0
27 | 7000015649 | 1670 | 170 | 10 | DT Augmentation Works | 100005733 | 995429 |  | 18 |  | Un Installation of existing DT & transportation of DT to store as per instruction of engineerin-in-charge. Installation of new3-Phase 11/0.4 kV, 63kVA Distribution Transformer and other existing accessories and making all connections to make the DT readyin all respect | EA | 6 |  | Included | 0 | 0 | 0
28 | 7000015649 | 1670 | 170 | 20 | DT Augmentation Works | 100005734 | 995429 |  | 18 |  | Un Installation of existing DT & transportation of DT to store as per instruction of engineerin-in-charge. Installation of new3-Phase 11/0.4 kV, 100kVA Distribution Transformer and other existing accessories and making all connections to make the DT readyin all respect | EA | 1 |  | Included | 0 | 0 | 0
29 | 7000015649 | 1680 | 180 | 10 | 11KV Line Augmentation Work | 100017944 | 995468 |  | 18 |  | Reconductoring of of S/C 3- ph, 3-wire, 11 kV line with ACSR Rabbit Conductor. This includes dismantling of existing 11 kVconductor and dismantling & re-erection of damaged insulator & hardware. The dismantled material shall be transported to the DISCOMstore as per the direction of Engineer-in-charge. | CKM | 34 |  | Included | 0 | 0 | 0
30 | 7000015649 | 1690 | 190 | 10 | 33KV New Line Work (DOG) with STP | 150000069 | 998344 |  | 18 |  | Route survey and pole spotting of 33 KV line as perTS. | KM | 10 |  | Included | 0 | 0 | 0
31 | 7000015649 | 1690 | 190 | 20 | 33KV New Line Work (DOG) with STP | 100017101 | 998739 |  | 18 |  | Erection of 11mtr 410Mpa ST pole including excavation of pits in all type of soil, concreting & backfilling with soil and compacitonincluding coupling of support upto 450mm. Cost of all material except pole is included in this item. This also includespainting of ST pole with Aluminium paint | EA | 160 |  | Included | 0 | 0 | 0
32 | 7000015649 | 1690 | 190 | 30 | 33KV New Line Work (DOG) with STP | 100005645 | 995468 |  | 18 |  | Stringing of S/C 3- ph, 3-wire, 33 kV line With ACSR Dog conductor. This includes all activities i.e. fixing of MS galvanisedfabricated items, installation of insulators, stringing of conductor, binding of conductor with pin insulator using preformedinsulator binding, mid span jointing, repairing of conductor using repair sleeve if unavoidable, fixing of anti climbing device &danger plate on all 2/3/4 Pole structures & road crossing poles, jumpering etc. complete in all respect. This includes supply andinstallation of repair sleeves/jointing sleeves, mid span joint, danger plate, preformed insulator bindings & anti-climbing device. | CKM | 7 |  | Included | 0 | 0 | 0
33 | 7000015649 | 1690 | 190 | 40 | 33KV New Line Work (DOG) with STP | 100005646 | 995468 |  | 18 |  | Stringing of S/C 3- ph, 3-wire, 33 kV line With ACSR Dog conductor including guarding & lacing. This includes all activities i.e.fixing of MS galvanised fabricated items, installation of insulators, stringing of conductor, binding of conductor with pininsulator using preformed insulator binding, mid span jointing, repairing of conductor using repair sleeve if unavoidable, fixingof anti climbing device & danger plate on all 2/3/4 Pole structures & road crossing poles, jumpering etc. complete in allrespect. This includes supply and installation of repair sleeves/jointing sleeves, mid span joint, danger plate, preformedinsulator bindings & anti-climbing device. | CKM | 3 |  | Included | 0 | 0 | 0
34 | 7000015649 | 1690 | 190 | 50 | 33KV New Line Work (DOG) with STP | 100003884 | 995428 |  | 18 |  | Erection of 33 kV /11 kV /LT Stay set with concreting (1:2:4) including supply complete in all respect as per approveddrawings. | SET | 100 |  | Included | 0 | 0 | 0
35 | 7000015649 | 1690 | 190 | 60 | 33KV New Line Work (DOG) with STP | 100003306 | 995468 |  | 18 |  | Earthing of poles using 2.5 meter spike type earthing as per approved drawings. | EA | 160 |  | Included | 0 | 0 | 0
36 | 7000015649 | 1700 | 200 | 10 | Renovation of DTR S/Stn Earthing | 100017942 | 998731 |  | 18 |  | Pipe earthing using 40 mm dia, 2.5m long GI pipe treated with charcoal & salt including supply of Charcoal and salt (AlternativelyCalcium Bentonite clay & black soil as per TS) as required as per approved drawing. (earth pit chamber not to be constructed) | EA | 9 |  | Included | 0 | 0 | 0
37 | 7000015649 | 1710 | 210 | 10 | 33KV New Substaiton Work | 100003344 | 998736 |  | 18 |  | Erection, commissioning and testing of 33/11 kV, 3 ph, 50 Hz, ONAN, Cu Wound, Outdoor Conventional type Power Transformer alongwith transformer oil & all accessories as per TS - 3.15 MVA | EA | 2 |  | Included | 0 | 0 | 0
38 | 7000015649 | 1710 | 210 | 20 | 33KV New Substaiton Work | 150000020 | 998736 |  | 18 |  | Erection, testing & commissioning of100 kVA, 33/0.415 kV, 3 ph, 50 Hz,ONAN, Outdoor Station Transformer ondouble pole steel tubular poleincluding PCC (1:2:4) foundation withfor pole,erection poles and all steelfabricated structures, installationof transformer and all accessories vizAB switch, HG fuse,LA etc complete inall respect | EA | 2 |  | Included | 0 | 0 | 0
39 | 7000015649 | 1710 | 210 | 30 | 33KV New Substaiton Work | 150000005 | 998736 |  | 18 |  | Erection with structure, testing & commissioning of new 33 kV , 1250 Amp VCBs | EA | 4 |  | Included | 0 | 0 | 0
40 | 7000015649 | 1710 | 210 | 40 | 33KV New Substaiton Work | 100003351 | 998736 |  | 18 |  | 33kV Control & Relay panel alongwith E/F & O/C relays, Mimic Diagram, Voltmeter, Ammeter, Annunciation Windows with annunciationrelays and other components etc as per TS for controlling Power transformer VCB. | SET | 4 |  | Included | 0 | 0 | 0
41 | 7000015649 | 1710 | 210 | 50 | 33KV New Substaiton Work | 100005735 | 998736 |  | 18 |  | 33kV, 3 phase HG Fuse as per Technical Specification for feeder | SET | 2 |  | Included | 0 | 0 | 0
42 | 7000015649 | 1710 | 210 | 60 | 33KV New Substaiton Work | 150000007 | 998736 |  | 18 |  | Erection alongwith structure , testing & commissioning of new 33 kV , 630 Amp DBCR Isolator with earth switch | EA | 2 |  | Included | 0 | 0 | 0
43 | 7000015649 | 1710 | 210 | 70 | 33KV New Substaiton Work | 150000009 | 998736 |  | 18 |  | Erection alongwith structure , testing & commissioning of new 33 kV , 630 Amp DBCR Isolator without earth switch | EA | 4 |  | Included | 0 | 0 | 0
44 | 7000015649 | 1710 | 210 | 80 | 33KV New Substaiton Work | 100005665 | 998736 |  | 18 |  | Installation of 200-100/5-5 A , 36kV, 3-Phase, 25kA outdor type Current Transformer having along with junction box etc.and shallbe mounted on combined structure of Breaker and CT complete as per Technical Specifications. | SET | 12 |  | Included | 0 | 0 | 0
45 | 7000015649 | 1710 | 210 | 90 | 33KV New Substaiton Work | 150000168 | 998736 |  | 18 |  | Erection 33 kV, 1 phase, 10 KA porcelain LA on four pole including testing & commissioning. | EA | 18 |  | Included | 0 | 0 | 0
46 | 7000015649 | 1710 | 210 | 100 | 33KV New Substaiton Work | 150000523 | 998736 |  | 18 |  | Installation of 9kV, 10kA, 1-ph LA with porcelain bushing on Gantry/DP structure complete with terminal connectors etc. | EA | 18 |  | Included | 0 | 0 | 0
47 | 7000015649 | 1710 | 210 | 110 | 33KV New Substaiton Work | 150000168 | 998736 |  | 18 |  | Erection 33 kV, 1 phase, 10 KA porcelain LA on four pole including testing & commissioning. | EA | 6 |  | Included | 0 | 0 | 0
48 | 7000015649 | 1710 | 210 | 120 | 33KV New Substaiton Work | 150000525 | 998736 |  | 18 |  | Installation of 9kV, 10kA, 1-ph LA with porcelain bushing on Pedestal structure including installation of structure complete withterminal connectors etc. | EA | 6 |  | Included | 0 | 0 | 0
49 | 7000015649 | 1710 | 210 | 130 | 33KV New Substaiton Work | 150000016 | 998736 |  | 18 |  | Installation [33/Sqrt(3)] kV/[110 /sqrt(3)] Volts, 1 phase PT including testing & commissioning (To be mounted on Bus Gantry) | EA | 6 |  | Included | 0 | 0 | 0
50 | 7000015649 | 1710 | 210 | 140 | 33KV New Substaiton Work | 100003869 | 998736 |  | 18 |  | Erection & Commissioning of 11 kV Indoor VCB Panel-11kV,3phase ,1250A,indoor type control and relay panel consisting of 12kV,VCB,CTs,PTs,A-meter,volt-meter,Relay & accessories complete as per TS. | EA | 2 |  | Included | 0 | 0 | 0
51 | 7000015649 | 1710 | 210 | 150 | 33KV New Substaiton Work | 100003870 | 998736 |  | 18 |  | Erection & Commissioning of 11 kV Indoor VCB Panel-11kV,3phase ,1250A,indoor type control and relay panel consisting of 12kV,VCB,CTs,A-meter,volt-meter,Relay,energy meter (TVM) & accessories complete as per TS. | EA | 6 |  | Included | 0 | 0 | 0
52 | 7000015649 | 1710 | 210 | 160 | 33KV New Substaiton Work | 150000121 | 998736 |  | 18 |  | Erection, testing & commissioning of 11 kV , 400 Amp,3 phase , vertical mounted AB switch on Poles structure for Outgoingfeeders/transformers as per approved drawing including testing & commissioning.. | EA | 6 |  | Included | 0 | 0 | 0
53 | 7000015649 | 1710 | 210 | 170 | 33KV New Substaiton Work | 100005678 | 998736 |  | 18 |  | 30V, 80 AH (at 10 Hrs discharge rate) Ni-Cd battery & all other accessories and connectors as per Technical Specifications. | SET | 2 |  | Included | 0 | 0 | 0
54 | 7000015649 | 1710 | 210 | 180 | 33KV New Substaiton Work | 100005679 | 998736 |  | 18 |  | 30V, 40 Amp. Float-Cum-Boost Battery Charger with full wave rectification for 220 V, 1 phase, 50 Hz AC Input Supply aling withinbuilt DC Distribution board as per Technical Specification. | SET | 2 |  | Included | 0 | 0 | 0
55 | 7000015649 | 1710 | 210 | 190 | 33KV New Substaiton Work | 150000051 | 998739 |  | 18 |  | Installation of (floor/wall mounted including supply of all material required for installation), testing & commissioning of 415Volts AC Distribution board/panel alongwith supply & installation of all accessories to complete auxiliary AC power supply systemas per TS. | EA | 2 |  | Included | 0 | 0 | 0
56 | 7000015649 | 1710 | 210 | 200 | 33KV New Substaiton Work | 150000035 | 998739 |  | 18 |  | LAYING OF 11 KV HT, XLPE CABLE IN GROUND INCLUDING TERMINATION IN CABLE BOX ON POWER TRANSFORMER ,INDOOR 11KV VCB PANEL AND 11KVOUTDOOR DP STRUCTURE- 3 CORE X 400 MM2 SINGLE RUN | M | 100 |  | Included | 0 | 0 | 0
57 | 7000015649 | 1710 | 210 | 210 | 33KV New Substaiton Work | 150000139 | 998739 |  | 18 |  | laying of 11 kV HT, XLPE Cable in ground including termination in indoor 11kv VCB panel and 11kV outdoor DP structure- 3 Core x 185mm2 single run | M | 300 |  | Included | 0 | 0 | 0
58 | 7000015649 | 1710 | 210 | 220 | 33KV New Substaiton Work | 100003426 | 998731 |  | 18 |  | Erection of 9 mtr. Steel Tubular pole including excavation of pits in all type of soil, Concrete foundation complete and Coupingof Support upto 450 mm as per TS | EA | 16 |  | Included | 0 | 0 | 0
59 | 7000015649 | 1710 | 210 | 230 | 33KV New Substaiton Work | 100003910 | 998736 |  | 18 |  | 1.1kV grade PVC armoured Power Cable (Aluminium Conductor) 3.5Cx95 sqmm | M | 140 |  | Included | 0 | 0 | 0
60 | 7000015649 | 1710 | 210 | 240 | 33KV New Substaiton Work | 100017943 | 998739 |  | 18 |  | LAYING OF 1.1 KV GRADE PVC INSULATED, ARMORED 4C X 10 MM2 ALUMINUM CABLE INCLUDING ITS TERMINATION ALONG WITH SUPPLY &INSTALLATION OF ALL ACCESSORIES LIKE DOUBLE COMPRESSION TYPE CABLE GLANDS, FERULES, LUGGING ETC. AS PER APPROVED CABLE SCHEDULE | M | 80 |  | Included | 0 | 0 | 0
61 | 7000015649 | 1710 | 210 | 250 | 33KV New Substaiton Work | 100003911 | 998736 |  | 18 |  | 1.1kV grade PVC armoured Power Cable (Cu Conductor) 2Cx10 sqmm | M | 40 |  | Included | 0 | 0 | 0
62 | 7000015649 | 1710 | 210 | 260 | 33KV New Substaiton Work | 150000040 | 998739 |  | 18 |  | LAYING OF 1.1 KV GRADE PVC INSULATED, ARMORED 2C X 2.5 MM2 COPPER CABLE INCLUDING ITS TERMINATION ALONG WITH SUPPLY &INSTALLATION OF ALL ACCESSORIES LIKE DOUBLE COMPRESSION TYPE CABLE GLANDS, FERULES, LUGGING ETC. AS PER APPROVED CABLE SCHEDULE. | M | 530 |  | Included | 0 | 0 | 0
63 | 7000015649 | 1710 | 210 | 270 | 33KV New Substaiton Work | 150000041 | 998739 |  | 18 |  | LAYING OF 1.1 KV GRADE PVC INSULATED, ARMORED 5C X 2.5 MM2 COPPER CABLE INCLUDING ITS TERMINATION ALONG WITH SUPPLY &INSTALLATION OF ALL ACCESSORIES LIKE DOUBLE COMPRESSION TYPE CABLE GLANDS, FERULES, LUGGING ETC. AS PER APPROVED CABLE SCHEDULE. | M | 570 |  | Included | 0 | 0 | 0
64 | 7000015649 | 1710 | 210 | 280 | 33KV New Substaiton Work | 150000042 | 998739 |  | 18 |  | LAYING OF 1.1 KV GRADE PVC INSULATED, ARMORED 10C X 2.5 MM2 COPPER CABLE INCLUDING ITS TERMINATION ALONG WITH SUPPLY &INSTALLATION OF ALL ACCESSORIES LIKE DOUBLE COMPRESSION TYPE CABLE GLANDS, FERULES, LUGGING ETC. AS PER APPROVED CABLE SCHEDULE. | M | 900 |  | Included | 0 | 0 | 0
65 | 7000015649 | 1710 | 210 | 300 | 33KV New Substaiton Work | 150000023 | 995455 |  | 18 |  | Erection of 33 kV line gantry (consisting of 2 towers & 1 beam) as per approved drawing. This also includes the erection of onespike per gantry for lightning protection and its earthing | EA | 2 |  | Included | 0 | 0 | 0
66 | 7000015649 | 1710 | 210 | 320 | 33KV New Substaiton Work | 150000021 | 995455 |  | 18 |  | Erection of 33 kV bus gantry (consisting of 2 towers & 1 beam) as per approved drawing. This also includes the erection of onespike per gantry for lightning protection and its earthing | EA | 4 |  | Included | 0 | 0 | 0
67 | 7000015649 | 1710 | 210 | 330 | 33KV New Substaiton Work | 100003900 | 995468 |  | 18 |  | T-Clamps, Through Clamp, Connectors, P.G.Clamps, Spacers, etc. suitable for connection to 2"/1.5" IPS Al pipe, Pad typecompression clamp, ACSR Wolf Conductor, various 33 KV Equipment such as Power Transformer etc complete- 33 kV line Bay with VCB | LOT | 2 |  | Included | 0 | 0 | 0
68 | 7000015649 | 1710 | 210 | 340 | 33KV New Substaiton Work | 100003269 | 998736 |  | 18 |  | Clamps & Connectors suitable for connection to ACSR Wolf for following bay equipments- 33kV transformer bay | LOT | 2 |  | Included | 0 | 0 | 0
69 | 7000015649 | 1710 | 210 | 350 | 33KV New Substaiton Work | 100003902 | 995468 |  | 18 |  | T-Clamps, Through Clamp, Connectors, P.G.Clamps, Spacers, etc. suitable for connection to 2"/1.5" IPS Al pipe, Pad typecompression clamp, ACSR Wolf Conductor, various 33 KV Equipment such as Power Transformer etc complete- 33kV line Bay with HG Fuse | LOT | 2 |  | Included | 0 | 0 | 0
70 | 7000015649 | 1710 | 210 | 360 | 33KV New Substaiton Work | 100003866 | 998736 |  | 18 |  | T-Clamps, Through Clamp, Connectors, P.G.Clamps, Spacers, etc. suitable for connection to 2"/1.5" IPS Al pipe, Pad typecompression clamp, ACSR Wolf Conductor, various 33 KV Equipment such as Power Transformer etc complete-33kV PT Bay | LOT | 4 |  | Included | 0 | 0 | 0
71 | 7000015649 | 1710 | 210 | 380 | 33KV New Substaiton Work | 100005647 | 995468 |  | 18 |  | 33KV, 70 KN Disc Insulator along with Hardwares & Accessories all complete (one set consisting of 3 nos. of Disc Insulator) as perTechnical Specification. | SET | 24 |  | Included | 0 | 0 | 0
72 | 7000015649 | 1710 | 210 | 390 | 33KV New Substaiton Work | 150000019 | 998736 |  | 18 |  | Erection alongwith structure 33 kV post insulators assembly comprises 2 nos. of insulators along with all fittings and accessories | EA | 16 |  | Included | 0 | 0 | 0
73 | 7000015649 | 1710 | 210 | 400 | 33KV New Substaiton Work | 100003888 | 995428 |  | 18 |  | Earthing & Grounding conductor as per Approved Electrical Layout for each sub-station --32 mm dia MS Rod | MT | 7.6 |  | Included | 0 | 0 | 0
74 | 7000015649 | 1710 | 210 | 410 | 33KV New Substaiton Work | 100003291 | 998731 |  | 18 |  | 50x 6 mm Galvanised GI flat (risers) | KG | 2800 |  | Included | 0 | 0 | 0
75 | 7000015649 | 1710 | 210 | 420 | 33KV New Substaiton Work | 100003877 | 998731 |  | 18 |  | Earthing & Grounding conductor as per Approved Electrical Layout for each sub-station --25 x 3 mm Galvanised GI flat (risers) | MT | 1.4 |  | Included | 0 | 0 | 0
76 | 7000015649 | 1710 | 210 | 430 | 33KV New Substaiton Work | 100003292 | 998731 |  | 18 |  | 40 mm dia., 3000 mm long GI pipe earth electrode with test link, RCC pit, RCC cover, placed on GI frame, Charcol, Salt and otheraccessories complete as per technical specification. | SET | 60 |  | Included | 0 | 0 | 0
77 | 7000015649 | 1710 | 210 | 440 | 33KV New Substaiton Work | 100003878 | 998731 |  | 18 |  | GI pipe earth electrode-- 20 mm dia., 3000 mm long GI rod and other accessories as per technical specification. | SET | 40 |  | Included | 0 | 0 | 0
78 | 7000015649 | 1710 | 210 | 450 | 33KV New Substaiton Work | 100003250 | 995468 |  | 18 |  | Stringing ACSR Wolf Conductor for 33 & 11 kV Bus-Bars, bays & Jumpers/Droppers/Terminations. | M | 300 |  | Included | 0 | 0 | 0
79 | 7000015649 | 1710 | 210 | 460 | 33KV New Substaiton Work | 100005742 | 998739 |  | 18 |  | Lighting System complete for switchyard, control room building, maingate & sub-station boundary as per TS (For New Sub-station) | SET | 2 |  | Included | 0 | 0 | 0
80 | 7000015649 | 1710 | 210 | 470 | 33KV New Substaiton Work | 150000083 | 995451 |  | 18 |  | Foundation for 3.15 MVA, 33/11 kV transformer as per approved drawing | EA | 2 |  | Included | 0 | 0 | 0
81 | 7000015649 | 1710 | 210 | 480 | 33KV New Substaiton Work | 150000004 | 995429 |  | 18 |  | Foundation of new 33 kV , 1250 Amp VCBs as per approved drawing | EA | 4 |  | Included | 0 | 0 | 0
82 | 7000015649 | 1710 | 210 | 490 | 33KV New Substaiton Work | 150000008 | 995451 |  | 18 |  | Foundation of new 33 kV , 630 Amp DBCR Isolator without earth switch as per approved drawing | EA | 6 |  | Included | 0 | 0 | 0
83 | 7000015649 | 1710 | 210 | 500 | 33KV New Substaiton Work | 150000018 | 995451 |  | 18 |  | Foundation for 33 kV post insulator as per approved drawing | EA | 16 |  | Included | 0 | 0 | 0
84 | 7000015649 | 1710 | 210 | 510 | 33KV New Substaiton Work | 150000210 | 995451 |  | 18 |  | Foundation of line gantry tower as per approved drawing | EA | 16 |  | Included | 0 | 0 | 0
85 | 7000015649 | 1710 | 210 | 520 | 33KV New Substaiton Work | 150000011 | 995429 |  | 18 |  | Foundation for 33 kV, 1 phase, 10 KA porcelain LA s per approved drawing (One combined foundation for 3 LA) for transformer | EA | 2 |  | Included | 0 | 0 | 0
86 | 7000015649 | 1710 | 210 | 530 | 33KV New Substaiton Work | 150000013 | 995429 |  | 18 |  | Foundation for 11 kV, 1 phase, 10 KA porcelain LA s per approved drawing (One combined foundation for 3 LA) for transformer | EA | 2 |  | Included | 0 | 0 | 0
87 | 7000015649 | 1710 | 210 | 540 | 33KV New Substaiton Work | 150000055 | 995432 |  | 18 |  | Soil Investigation & Contour Survey of Substation area (New Sub-station) | EA | 2 |  | Included | 0 | 0 | 0
88 | 7000015649 | 1710 | 210 | 550 | 33KV New Substaiton Work | 150000056 | 995432 |  | 18 |  | Earth filling & Site Leveling: Earth work in PSS site with ordinary soil (vide classification of soil item - A) obtained fromborrow pits free from logs, stumps, roots, rubbish or any other ingredients likely to deteriorate or affect the stability of thesite surface including breaking the clods maximum to 60 mm cubes, placing the earth in layers not exceeding 225 mm in loosethickness, rough dressing including cost of cutting and removing shrubs , roots falling in borrow area all complete as per approveddesign ( Mode of measurement: sectional measurement after required compaction) | M3 | 1600 |  | Included | 0 | 0 | 0
89 | 7000015649 | 1710 | 210 | 560 | 33KV New Substaiton Work | 100003889 | 995428 |  | 18 |  | Gravel filling in switchyard area excluding road and footpath. | M2 | 800 |  | Included | 0 | 0 | 0
90 | 7000015649 | 1710 | 210 | 570 | 33KV New Substaiton Work | 150000174 | 995454 |  | 18 |  | Construction of Boundary Wall ( including supply of all material) with fixing of MS angle & Barbed Wire fencing all along theboundary wall including supply and fixing of main gate - complete with painting etc all as per approved drawing & TS (Measurementfor this purpose will include length of gate along boundary wall) | M | 320 |  | Included | 0 | 0 | 0
91 | 7000015649 | 1710 | 210 | 580 | 33KV New Substaiton Work | 150000061 | 995477 |  | 18 |  | CONSTRUCTION (INCLUDING SUPPLY OF ALL MATERIAL) ERECTION OF SECURITY FENCING WITH TOE WALL ALONGWITH ONE SWITCHYARD GATE AS PERAPPROVED DRAWINGS & TS. | M | 80 |  | Included | 0 | 0 | 0
92 | 7000015649 | 1710 | 210 | 590 | 33KV New Substaiton Work | 150000066 | 995414 |  | 18 |  | Design, engineering and construction of Control Room Building (including supply of all material) alongwith form work, excavation,cable trench alongwith 6 mm thick chequered plate cover,MS ladder etc. all complete as per approved Drawing & TS | M2 | 240 |  | Included | 0 | 0 | 0
93 | 7000015649 | 1710 | 210 | 600 | 33KV New Substaiton Work | 150000176 | 995454 |  | 18 |  | Construction (including supply of all material) of Cable Trench alongwith pre-cast RCC Trench Cover, Brick Work wherever requiredall complete as approved Drawing & TS outside the control room building. - 0.5 Meter wide Trench ( 500 mm deep) | M | 100 |  | Included | 0 | 0 | 0
94 | 7000015649 | 1710 | 210 | 610 | 33KV New Substaiton Work | 150000062 | 995462 |  | 18 |  | Construction of Drainage System in the Substation premises all complete as approved Drawing. | M | 320 |  | Included | 0 | 0 | 0
95 | 7000015649 | 1710 | 210 | 620 | 33KV New Substaiton Work | 150000175 | 995421 |  | 18 |  | Construction of 3.75 meter wide RCC Approach Road (including supply of all material) all complete as per approved drawing & TS. | M | 60 |  | Included | 0 | 0 | 0
96 | 7000015649 | 1710 | 210 | 630 | 33KV New Substaiton Work | 150000067 | 998739 |  | 18 |  | Sinking of Tubewell and installation of motor operated submersible pump of suitable capacity and reputed make (All items to besupplied by the contractor. Make of motor/pump to be approved by POWERGRID) | EA | 2 |  | Included | 0 | 0 | 0
97 | 7000015649 | 1720 | 220 | 10 | 33/11KV Substation Augmentation Work | 150000088 | 998736 |  | 18 |  | Installation, testing & commissioning of 10 MVA, 33/11 kV transformer along with all accessories complete as per TS | EA | 1 |  | Included | 0 | 0 | 0
98 | 7000015649 | 1720 | 220 | 20 | 33/11KV Substation Augmentation Work | 100003351 | 998736 |  | 18 |  | 33kV Control & Relay panel alongwith E/F & O/C relays, Mimic Diagram, Voltmeter, Ammeter, Annunciation Windows with annunciationrelays and other components etc as per TS for controlling Power transformer VCB. | SET | 1 |  | Included | 0 | 0 | 0
99 | 7000015649 | 1720 | 220 | 30 | 33/11KV Substation Augmentation Work | 100005726 | 998736 |  | 18 |  | 400-200/5-5-5 A, 36kV, 1-Phase, 25kA outdor type Current Transformer along with junction box (1 no junction box for 3 nos of1-phase CTs) etc., complete as per Technical Specifications. | EA | 3 |  | Included | 0 | 0 | 0
100 | 7000015649 | 1720 | 220 | 40 | 33/11KV Substation Augmentation Work | 150000525 | 998736 |  | 18 |  | Installation of 9kV, 10kA, 1-ph LA with porcelain bushing on Pedestal structure including installation of structure complete withterminal connectors etc. | EA | 9 |  | Included | 0 | 0 | 0
101 | 7000015649 | 1720 | 220 | 50 | 33/11KV Substation Augmentation Work | 150000168 | 998736 |  | 18 |  | Erection 33 kV, 1 phase, 10 KA porcelain LA on four pole including testing & commissioning. | EA | 3 |  | Included | 0 | 0 | 0
102 | 7000015649 | 1720 | 220 | 60 | 33/11KV Substation Augmentation Work | 100003870 | 998736 |  | 18 |  | Erection & Commissioning of 11 kV Indoor VCB Panel-11kV,3phase ,1250A,indoor type control and relay panel consisting of 12kV,VCB,CTs,A-meter,volt-meter,Relay,energy meter (TVM) & accessories complete as per TS. | EA | 2 |  | Included | 0 | 0 | 0
103 | 7000015649 | 1720 | 220 | 70 | 33/11KV Substation Augmentation Work | 150000121 | 998736 |  | 18 |  | Erection, testing & commissioning of 11 kV , 400 Amp,3 phase , vertical mounted AB switch on Poles structure for Outgoingfeeders/transformers as per approved drawing including testing & commissioning.. | EA | 2 |  | Included | 0 | 0 | 0
104 | 7000015649 | 1720 | 220 | 80 | 33/11KV Substation Augmentation Work | 150000035 | 998739 |  | 18 |  | LAYING OF 11 KV HT, XLPE CABLE IN GROUND INCLUDING TERMINATION IN CABLE BOX ON POWER TRANSFORMER ,INDOOR 11KV VCB PANEL AND 11KVOUTDOOR DP STRUCTURE- 3 CORE X 400 MM2 SINGLE RUN | M | 50 |  | Included | 0 | 0 | 0
105 | 7000015649 | 1720 | 220 | 90 | 33/11KV Substation Augmentation Work | 150000139 | 998739 |  | 18 |  | laying of 11 kV HT, XLPE Cable in ground including termination in indoor 11kv VCB panel and 11kV outdoor DP structure- 3 Core x 185mm2 single run | M | 100 |  | Included | 0 | 0 | 0
106 | 7000015649 | 1720 | 220 | 100 | 33/11KV Substation Augmentation Work | 100003426 | 998731 |  | 18 |  | Erection of 9 mtr. Steel Tubular pole including excavation of pits in all type of soil, Concrete foundation complete and Coupingof Support upto 450 mm as per TS | EA | 4 |  | Included | 0 | 0 | 0
107 | 7000015649 | 1720 | 220 | 110 | 33/11KV Substation Augmentation Work | 100003291 | 998731 |  | 18 |  | 50x 6 mm Galvanised GI flat (risers) | KG | 120 |  | Included | 0 | 0 | 0
108 | 7000015649 | 1720 | 220 | 120 | 33/11KV Substation Augmentation Work | 100003877 | 998731 |  | 18 |  | Earthing & Grounding conductor as per Approved Electrical Layout for each sub-station --25 x 3 mm Galvanised GI flat (risers) | MT | 0.03 |  | Included | 0 | 0 | 0
109 | 7000015649 | 1720 | 220 | 130 | 33/11KV Substation Augmentation Work | 150000085 | 995451 |  | 18 |  | Foundation for 10 MVA, 33/11 kV transformer as per approved drawing | EA | 1 |  | Included | 0 | 0 | 0
110 | 7000015649 | 1720 | 220 | 140 | 33/11KV Substation Augmentation Work | 150000011 | 995429 |  | 18 |  | Foundation for 33 kV, 1 phase, 10 KA porcelain LA s per approved drawing (One combined foundation for 3 LA) for transformer | EA | 1 |  | Included | 0 | 0 | 0
111 | 7000015649 | 1720 | 220 | 150 | 33/11KV Substation Augmentation Work | 150000013 | 995429 |  | 18 |  | Foundation for 11 kV, 1 phase, 10 KA porcelain LA s per approved drawing (One combined foundation for 3 LA) for transformer | EA | 1 |  | Included | 0 | 0 | 0
112 | 7000015649 | 1720 | 220 | 160 | 33/11KV Substation Augmentation Work | 100017859 | 998335 |  | 18 |  | DISMANTLING OF 5/6.3MVA TRANSFORMER ALONGWITH ALL ACCESSORIES ,if any, SUCH AS BUSHINGS, RADIATORS, CONSERVATORS, PIPE WORKS, MB,BUCCHOLZ, PRD, OTI, WTI, FANS, EXISTING PANELS, FIRE FIGHTING PIPE WORKS, PYLON SUPPORTS, JUMPERING, TERMINAL CONNECTOR, DRAINING OFINSULATING OIL IN TANK/DRUM ETC. THE SCOPE ALSO INCLUDES SHIFTING OF THE SAID TRANSFORMER TO THE DESIGNATED AREA AS PER TS. THEPROPER PACKING OF FITTING, ACCESSORIES AND INSULATING OIL AND STORAGE AT DESIGNATED AREA ARE INCLUDED IN SCOPE. | EA | 1 |  | Included | 0 | 0 | 0
113 | 7000015649 | 1720 | 220 | 170 | 33/11KV Substation Augmentation Work | 100003293 | 995429 |  | 18 |  | Dismantling and transporting of 33 kV & 11 kV bays equipments as per direction of Engineer in charge (one no of 33 kV and 11 kV bayswill be one set) | SET | 1 |  | Included | 0 | 0 | 0
II | Balance Fund PMDP Udhampur | [15 empty] | 0 | 0
1 | 7000015668 | 1600 | 100 | 10 | LT Line Works (1Ph- 2W) ACSR Weasel | 100003261 | 998349 |  | 18 |  | Route survey and pole spotting for LT lines | KM | 128 |  | Included | 0 | 0 | 0
2 | 7000015668 | 1600 | 100 | 20 | LT Line Works (1Ph- 2W) ACSR Weasel | 100007162 | 998739 |  | 18 |  | Erection of 8mtr 410Mpa ST pole including excavation of pits in all type of soil, concreting & backfilling with soil and compacitonincluding coupling of support upto 450mm. Cost of all material except pole is included in this item. This also includes painting ofST pole with Aluminium paint | EA | 2944 |  | Included | 0 | 0 | 0
3 | 7000015668 | 1600 | 100 | 30 | LT Line Works (1Ph- 2W) ACSR Weasel | 100007161 | 998739 |  | 18 |  | Erection of 9mtr 410Mpa ST pole including excavation of pits in all type of soil, concreting & backfilling with soil and compacitonincluding coupling of support upto 450mm. Cost of all material except pole is included in this item. This also includes painting ofST pole with Aluminium paint | EA | 384 |  | Included | 0 | 0 | 0
4 | 7000015668 | 1600 | 100 | 40 | LT Line Works (1Ph- 2W) ACSR Weasel | 100003303 | 995428 |  | 18 |  | Erection of LT Stay set with concreting (1:2:4) including supply of foundation material, complete in all respect as perapproved drawings. | SET | 512 |  | Included | 0 | 0 | 0
5 | 7000015668 | 1600 | 100 | 50 | LT Line Works (1Ph- 2W) ACSR Weasel | 100003306 | 995468 |  | 18 |  | Earthing of poles using 2.5 meter spike type earthing as per approved drawings. | EA | 1220 |  | Included | 0 | 0 | 0
6 | 7000015668 | 1600 | 100 | 60 | LT Line Works (1Ph- 2W) ACSR Weasel | 100005641 | 995468 |  | 18 |  | Stringing of S/C 1- ph, 2-wire, LT line . This includes all activities i.e. fixing of MS galvanised fabricated items, installationof insulators, stringing of conductor, binding of conductor with Shackle insulator, installing LT Spacers, mid span jointing,repairing of conductor using repair sleeve if unavoidable, fixing of anti climbing device & danger plate on all Pole structures &road crossing poles, jumpering etc. complete in all respect. This includes supply and installation of repair sleeves/jointingsleeves, mid span joint, danger plate, preformed insulator bindings & anti-climbing device. | CKM | 128 |  | Included | 0 | 0 | 0
7 | 7000015668 | 1610 | 110 | 10 | LT Line Works (3Ph- 4W) ACSR Weasal | 100003261 | 998349 |  | 18 |  | Route survey and pole spotting for LT lines | KM | 21.55 |  | Included | 0 | 0 | 0
8 | 7000015668 | 1610 | 110 | 20 | LT Line Works (3Ph- 4W) ACSR Weasal | 100007162 | 998739 |  | 18 |  | Erection of 8mtr 410Mpa ST pole including excavation of pits in all type of soil, concreting & backfilling with soil and compacitonincluding coupling of support upto 450mm. Cost of all material except pole is included in this item. This also includes painting ofST pole with Aluminium paint | EA | 496 |  | Included | 0 | 0 | 0
9 | 7000015668 | 1610 | 110 | 30 | LT Line Works (3Ph- 4W) ACSR Weasal | 100007161 | 998739 |  | 18 |  | Erection of 9mtr 410Mpa ST pole including excavation of pits in all type of soil, concreting & backfilling with soil and compacitonincluding coupling of support upto 450mm. Cost of all material except pole is included in this item. This also includes painting ofST pole with Aluminium paint | EA | 65 |  | Included | 0 | 0 | 0
10 | 7000015668 | 1610 | 110 | 40 | LT Line Works (3Ph- 4W) ACSR Weasal | 100003303 | 995428 |  | 18 |  | Erection of LT Stay set with concreting (1:2:4) including supply of foundation material, complete in all respect as perapproved drawings. | SET | 86 |  | Included | 0 | 0 | 0
11 | 7000015668 | 1610 | 110 | 50 | LT Line Works (3Ph- 4W) ACSR Weasal | 100003306 | 995468 |  | 18 |  | Earthing of poles using 2.5 meter spike type earthing as per approved drawings. | EA | 205 |  | Included | 0 | 0 | 0
12 | 7000015668 | 1610 | 110 | 60 | LT Line Works (3Ph- 4W) ACSR Weasal | 100005642 | 995468 |  | 18 |  | Stringing of S/C 3- ph, 4-wire, LT line . This includes all activities i.e. fixing of MS galvanised fabricated items, installationof insulators, stringing of conductor, binding of conductor with Shackle insulator, installing LT Spacers, mid span jointing,repairing of conductor using repair sleeve if unavoidable, fixing of anti climbing device & danger plate on all Pole structures &road crossing poles, jumpering etc. complete in all respect. This includes supply and installation of repair sleeves/jointingsleeves, mid span joint, danger plate, preformed insulator bindings & anti-climbing device. | CKM | 21.55 |  | Included | 0 | 0 | 0
13 | 7000015668 | 1620 | 120 | 10 | 11KV New Line Works | 100003258 | 998349 |  | 18 |  | Route survey and pole spotting for 11 kV lines | KM | 53.08 |  | Included | 0 | 0 | 0
14 | 7000015668 | 1620 | 120 | 20 | 11KV New Line Works | 100007161 | 998739 |  | 18 |  | Erection of 9mtr 410Mpa ST pole including excavation of pits in all type of soil, concreting & backfilling with soil and compacitonincluding coupling of support upto 450mm. Cost of all material except pole is included in this item. This also includes painting ofST pole with Aluminium paint | EA | 1115 |  | Included | 0 | 0 | 0
15 | 7000015668 | 1620 | 120 | 30 | 11KV New Line Works | 100003259 | 995468 |  | 18 |  | Stringing of S/C 3- ph, 3-wire, 11 kV line-With ACSR Weasel conductor | KM | 37.2 |  | Included | 0 | 0 | 0
16 | 7000015668 | 1620 | 120 | 40 | 11KV New Line Works | 100003260 | 995468 |  | 18 |  | Stringing of S/C 3- ph, 3-wire, 11 kV line-With ACSR Weasel conductor including guarding & lacing | KM | 15.9 |  | Included | 0 | 0 | 0
17 | 7000015668 | 1620 | 120 | 50 | 11KV New Line Works | 100003299 | 995428 |  | 18 |  | Erection of 11 kV Stay set with concreting (1:2:4) including supply of foundation material, complete in all respect as perapproved drawings. | SET | 531 |  | Included | 0 | 0 | 0
18 | 7000015668 | 1620 | 120 | 60 | 11KV New Line Works | 100003306 | 995468 |  | 18 |  | Earthing of poles using 2.5 meter spike type earthing as per approved drawings. | EA | 1115 |  | Included | 0 | 0 | 0
19 | 7000015668 | 1630 | 130 | 10 | DT Works [3-f, 25 kVA] | 100007161 | 998739 |  | 18 |  | Erection of 9mtr 410Mpa ST pole including excavation of pits in all type of soil, concreting & backfilling with soil and compacitonincluding coupling of support upto 450mm. Cost of all material except pole is included in this item. This also includes painting ofST pole with Aluminium paint | EA | 100 |  | Included | 0 | 0 | 0
20 | 7000015668 | 1630 | 130 | 20 | DT Works [3-f, 25 kVA] | 100003299 | 995428 |  | 18 |  | Erection of 11 kV Stay set with concreting (1:2:4) including supply of foundation material, complete in all respect as perapproved drawings. | SET | 200 |  | Included | 0 | 0 | 0
21 | 7000015668 | 1630 | 130 | 30 | DT Works [3-f, 25 kVA] | 100003274 | 998736 |  | 18 |  | Installation of 3-Phase 11/0.4 kV, 25 kVA Distribution Transformer alongwith all associated equipment & accessories. Thisincludes fixing of MS galavanised items, Insulators, LA, HG fuse, AB Switch, LT Distribution box , danger plate, anticlimbingdevice and making all connections to make the DT ready in all respect. This also includes supply of Danger plate, PreformedInsulator binding, anti-climbing device, supply of termination kits for connecting LT cable at LT bushing and LTDB. | EA | 50 |  | Included | 0 | 0 | 0
22 | 7000015668 | 1630 | 130 | 40 | DT Works [3-f, 25 kVA] | 100017942 | 998731 |  | 18 |  | Pipe earthing using 40 mm dia, 2.5m long GI pipe treated with charcoal & salt including supply of Charcoal and salt (AlternativelyCalcium Bentonite clay & black soil as per TS) as required as per approved drawing. (earth pit chamber not to be constructed) | EA | 150 |  | Included | 0 | 0 | 0
23 | 7000015668 | 1640 | 140 | 10 | DT Works [3-f, 63 kVA] | 100007161 | 998739 |  | 18 |  | Erection of 9mtr 410Mpa ST pole including excavation of pits in all type of soil, concreting & backfilling with soil and compacitonincluding coupling of support upto 450mm. Cost of all material except pole is included in this item. This also includes painting ofST pole with Aluminium paint | EA | 60 |  | Included | 0 | 0 | 0
24 | 7000015668 | 1640 | 140 | 20 | DT Works [3-f, 63 kVA] | 100003299 | 995428 |  | 18 |  | Erection of 11 kV Stay set with concreting (1:2:4) including supply of foundation material, complete in all respect as perapproved drawings. | SET | 120 |  | Included | 0 | 0 | 0
25 | 7000015668 | 1640 | 140 | 30 | DT Works [3-f, 63 kVA] | 100003323 | 998736 |  | 18 |  | Installation of 3-Phase 11/0.4 kV, 63 kVA Distribution Transformer alongwith all associated equipment & accessories. Thisincludes fixing of MS galavanised items, Insulators, LA, HG fuse, AB Switch, LT Distribution box , danger plate, anti climbingdevice and making all connections to make the DT ready in all respect. This also includes supply of Dangerplate, PreformedInsulator binding, anti-climbing device, supply of termination kits for connecting LT cable at LTbushing and LTDB | EA | 30 |  | Included | 0 | 0 | 0
26 | 7000015668 | 1640 | 140 | 40 | DT Works [3-f, 63 kVA] | 100017942 | 998731 |  | 18 |  | Pipe earthing using 40 mm dia, 2.5m long GI pipe treated with charcoal & salt including supply of Charcoal and salt (AlternativelyCalcium Bentonite clay & black soil as per TS) as required as per approved drawing. (earth pit chamber not to be constructed) | EA | 90 |  | Included | 0 | 0 | 0
27 | 7000015668 | 1650 | 150 | 10 | DT Works [3-f, 100 kVA] | 100007161 | 998739 |  | 18 |  | Erection of 9mtr 410Mpa ST pole including excavation of pits in all type of soil, concreting & backfilling with soil and compacitonincluding coupling of support upto 450mm. Cost of all material except pole is included in this item. This also includes painting ofST pole with Aluminium paint | EA | 6 |  | Included | 0 | 0 | 0
28 | 7000015668 | 1650 | 150 | 20 | DT Works [3-f, 100 kVA] | 100003299 | 995428 |  | 18 |  | Erection of 11 kV Stay set with concreting (1:2:4) including supply of foundation material, complete in all respect as perapproved drawings. | SET | 12 |  | Included | 0 | 0 | 0
29 | 7000015668 | 1650 | 150 | 30 | DT Works [3-f, 100 kVA] | 100003413 | 998736 |  | 18 |  | Installation of 3-Phase 11/0.4 kV, 100 kVA Distribution Transformer alongwith all associated equipment & accessories. Thisincludes fixing of MS galavanised items, Insulators, LA, HG fuse, AB Switch, LT Distribution box , danger plate, anti-climbingdevice and making all connections to make the DT ready in all respect. This also includes supply of Dangerplate, PreformedInsulator binding, anti-climbing device, supply of termination kits for connecting LT cable at LTbushing and LTDB | EA | 3 |  | Included | 0 | 0 | 0
30 | 7000015668 | 1650 | 150 | 40 | DT Works [3-f, 100 kVA] | 100017942 | 998731 |  | 18 |  | Pipe earthing using 40 mm dia, 2.5m long GI pipe treated with charcoal & salt including supply of Charcoal and salt (AlternativelyCalcium Bentonite clay & black soil as per TS) as required as per approved drawing. (earth pit chamber not to be constructed) | EA | 9 |  | Included | 0 | 0 | 0
31 | 7000015668 | 1660 | 160 | 10 | DT Augmentation Works | 100005733 | 995429 |  | 18 |  | Un Installation of existing DT & transportation of DT to store as per instruction of engineerin-in-charge. Installation of new3-Phase 11/0.4 kV, 63kVA Distribution Transformer and other existing accessories and making all connections to make the DT readyin all respect | EA | 1 |  | Included | 0 | 0 | 0
32 | 7000015668 | 1660 | 160 | 20 | DT Augmentation Works | 100005734 | 995429 |  | 18 |  | Un Installation of existing DT & transportation of DT to store as per instruction of engineerin-in-charge. Installation of new3-Phase 11/0.4 kV, 100kVA Distribution Transformer and other existing accessories and making all connections to make the DT readyin all respect | EA | 1 |  | Included | 0 | 0 | 0
33 | 7000015668 | 1670 | 170 | 10 | 33KV New Line Work (DOG) with STP | 150000069 | 998344 |  | 18 |  | Route survey and pole spotting of 33 KV line as perTS. | KM | 32 |  | Included | 0 | 0 | 0
34 | 7000015668 | 1670 | 170 | 20 | 33KV New Line Work (DOG) with STP | 100017101 | 998739 |  | 18 |  | Erection of 11mtr 410Mpa ST pole including excavation of pits in all type of soil, concreting & backfilling with soil and compacitonincluding coupling of support upto 450mm. Cost of all material except pole is included in this item. This also includespainting of ST pole with Aluminium paint | EA | 512 |  | Included | 0 | 0 | 0
35 | 7000015668 | 1670 | 170 | 30 | 33KV New Line Work (DOG) with STP | 100005645 | 995468 |  | 18 |  | Stringing of S/C 3- ph, 3-wire, 33 kV line With ACSR Dog conductor. This includes all activities i.e. fixing of MS galvanisedfabricated items, installation of insulators, stringing of conductor, binding of conductor with pin insulator using preformedinsulator binding, mid span jointing, repairing of conductor using repair sleeve if unavoidable, fixing of anti climbing device &danger plate on all 2/3/4 Pole structures & road crossing poles, jumpering etc. complete in all respect. This includes supply andinstallation of repair sleeves/jointing sleeves, mid span joint, danger plate, preformed insulator bindings & anti-climbing device. | CKM | 22 |  | Included | 0 | 0 | 0
36 | 7000015668 | 1670 | 170 | 40 | 33KV New Line Work (DOG) with STP | 100005646 | 995468 |  | 18 |  | Stringing of S/C 3- ph, 3-wire, 33 kV line With ACSR Dog conductor including guarding & lacing. This includes all activities i.e.fixing of MS galvanised fabricated items, installation of insulators, stringing of conductor, binding of conductor with pininsulator using preformed insulator binding, mid span jointing, repairing of conductor using repair sleeve if unavoidable, fixingof anti climbing device & danger plate on all 2/3/4 Pole structures & road crossing poles, jumpering etc. complete in allrespect. This includes supply and installation of repair sleeves/jointing sleeves, mid span joint, danger plate, preformedinsulator bindings & anti-climbing device. | CKM | 10 |  | Included | 0 | 0 | 0
37 | 7000015668 | 1670 | 170 | 50 | 33KV New Line Work (DOG) with STP | 100003884 | 995428 |  | 18 |  | Erection of 33 kV /11 kV /LT Stay set with concreting (1:2:4) including supply complete in all respect as per approveddrawings. | SET | 320 |  | Included | 0 | 0 | 0
38 | 7000015668 | 1670 | 170 | 60 | 33KV New Line Work (DOG) with STP | 100003306 | 995468 |  | 18 |  | Earthing of poles using 2.5 meter spike type earthing as per approved drawings. | EA | 512 |  | Included | 0 | 0 | 0
39 | 7000015668 | 1680 | 180 | 10 | 33KV New Substaiton Work | 100003344 | 998736 |  | 18 |  | Erection, commissioning and testing of 33/11 kV, 3 ph, 50 Hz, ONAN, Cu Wound, Outdoor Conventional type Power Transformer alongwith transformer oil & all accessories as per TS - 3.15 MVA | EA | 1 |  | Included | 0 | 0 | 0
40 | 7000015668 | 1680 | 180 | 20 | 33KV New Substaiton Work | 150000020 | 998736 |  | 18 |  | Erection, testing & commissioning of100 kVA, 33/0.415 kV, 3 ph, 50 Hz,ONAN, Outdoor Station Transformer ondouble pole steel tubular poleincluding PCC (1:2:4) foundation withfor pole,erection poles and all steelfabricated structures, installationof transformer and all accessories vizAB switch, HG fuse,LA etc complete inall respect | EA | 1 |  | Included | 0 | 0 | 0
41 | 7000015668 | 1680 | 180 | 30 | 33KV New Substaiton Work | 150000005 | 998736 |  | 18 |  | Erection with structure, testing & commissioning of new 33 kV , 1250 Amp VCBs | EA | 2 |  | Included | 0 | 0 | 0
42 | 7000015668 | 1680 | 180 | 40 | 33KV New Substaiton Work | 100003351 | 998736 |  | 18 |  | 33kV Control & Relay panel alongwith E/F & O/C relays, Mimic Diagram, Voltmeter, Ammeter, Annunciation Windows with annunciationrelays and other components etc as per TS for controlling Power transformer VCB. | SET | 2 |  | Included | 0 | 0 | 0
43 | 7000015668 | 1680 | 180 | 50 | 33KV New Substaiton Work | 100005735 | 998736 |  | 18 |  | 33kV, 3 phase HG Fuse as per Technical Specification for feeder | SET | 1 |  | Included | 0 | 0 | 0
44 | 7000015668 | 1680 | 180 | 60 | 33KV New Substaiton Work | 150000007 | 998736 |  | 18 |  | Erection alongwith structure , testing & commissioning of new 33 kV , 630 Amp DBCR Isolator with earth switch | EA | 1 |  | Included | 0 | 0 | 0
45 | 7000015668 | 1680 | 180 | 70 | 33KV New Substaiton Work | 150000009 | 998736 |  | 18 |  | Erection alongwith structure , testing & commissioning of new 33 kV , 630 Amp DBCR Isolator without earth switch | EA | 2 |  | Included | 0 | 0 | 0
46 | 7000015668 | 1680 | 180 | 80 | 33KV New Substaiton Work | 100005665 | 998736 |  | 18 |  | Installation of 200-100/5-5 A , 36kV, 3-Phase, 25kA outdor type Current Transformer having along with junction box etc.and shallbe mounted on combined structure of Breaker and CT complete as per Technical Specifications. | SET | 6 |  | Included | 0 | 0 | 0
47 | 7000015668 | 1680 | 180 | 90 | 33KV New Substaiton Work | 150000168 | 998736 |  | 18 |  | Erection 33 kV, 1 phase, 10 KA porcelain LA on four pole including testing & commissioning. | EA | 9 |  | Included | 0 | 0 | 0
48 | 7000015668 | 1680 | 180 | 100 | 33KV New Substaiton Work | 150000523 | 998736 |  | 18 |  | Installation of 9kV, 10kA, 1-ph LA with porcelain bushing on Gantry/DP structure complete with terminal connectors etc. | EA | 9 |  | Included | 0 | 0 | 0
49 | 7000015668 | 1680 | 180 | 110 | 33KV New Substaiton Work | 150000168 | 998736 |  | 18 |  | Erection 33 kV, 1 phase, 10 KA porcelain LA on four pole including testing & commissioning. | EA | 3 |  | Included | 0 | 0 | 0
50 | 7000015668 | 1680 | 180 | 120 | 33KV New Substaiton Work | 150000525 | 998736 |  | 18 |  | Installation of 9kV, 10kA, 1-ph LA with porcelain bushing on Pedestal structure including installation of structure complete withterminal connectors etc. | EA | 3 |  | Included | 0 | 0 | 0
51 | 7000015668 | 1680 | 180 | 130 | 33KV New Substaiton Work | 150000016 | 998736 |  | 18 |  | Installation [33/Sqrt(3)] kV/[110 /sqrt(3)] Volts, 1 phase PT including testing & commissioning (To be mounted on Bus Gantry) | EA | 3 |  | Included | 0 | 0 | 0
52 | 7000015668 | 1680 | 180 | 140 | 33KV New Substaiton Work | 100003869 | 998736 |  | 18 |  | Erection & Commissioning of 11 kV Indoor VCB Panel-11kV,3phase ,1250A,indoor type control and relay panel consisting of 12kV,VCB,CTs,PTs,A-meter,volt-meter,Relay & accessories complete as per TS. | EA | 1 |  | Included | 0 | 0 | 0
53 | 7000015668 | 1680 | 180 | 150 | 33KV New Substaiton Work | 100003870 | 998736 |  | 18 |  | Erection & Commissioning of 11 kV Indoor VCB Panel-11kV,3phase ,1250A,indoor type control and relay panel consisting of 12kV,VCB,CTs,A-meter,volt-meter,Relay,energy meter (TVM) & accessories complete as per TS. | EA | 3 |  | Included | 0 | 0 | 0
54 | 7000015668 | 1680 | 180 | 160 | 33KV New Substaiton Work | 150000121 | 998736 |  | 18 |  | Erection, testing & commissioning of 11 kV , 400 Amp,3 phase , vertical mounted AB switch on Poles structure for Outgoingfeeders/transformers as per approved drawing including testing & commissioning.. | EA | 3 |  | Included | 0 | 0 | 0
55 | 7000015668 | 1680 | 180 | 170 | 33KV New Substaiton Work | 100005678 | 998736 |  | 18 |  | 30V, 80 AH (at 10 Hrs discharge rate) Ni-Cd battery & all other accessories and connectors as per Technical Specifications. | SET | 1 |  | Included | 0 | 0 | 0
56 | 7000015668 | 1680 | 180 | 180 | 33KV New Substaiton Work | 100005679 | 998736 |  | 18 |  | 30V, 40 Amp. Float-Cum-Boost Battery Charger with full wave rectification for 220 V, 1 phase, 50 Hz AC Input Supply aling withinbuilt DC Distribution board as per Technical Specification. | SET | 1 |  | Included | 0 | 0 | 0
57 | 7000015668 | 1680 | 180 | 190 | 33KV New Substaiton Work | 150000051 | 998739 |  | 18 |  | Installation of (floor/wall mounted including supply of all material required for installation), testing & commissioning of 415Volts AC Distribution board/panel alongwith supply & installation of all accessories to complete auxiliary AC power supply systemas per TS. | EA | 1 |  | Included | 0 | 0 | 0
58 | 7000015668 | 1680 | 180 | 200 | 33KV New Substaiton Work | 150000035 | 998739 |  | 18 |  | LAYING OF 11 KV HT, XLPE CABLE IN GROUND INCLUDING TERMINATION IN CABLE BOX ON POWER TRANSFORMER ,INDOOR 11KV VCB PANEL AND 11KVOUTDOOR DP STRUCTURE- 3 CORE X 400 MM2 SINGLE RUN | M | 50 |  | Included | 0 | 0 | 0
59 | 7000015668 | 1680 | 180 | 210 | 33KV New Substaiton Work | 150000139 | 998739 |  | 18 |  | laying of 11 kV HT, XLPE Cable in ground including termination in indoor 11kv VCB panel and 11kV outdoor DP structure- 3 Core x 185mm2 single run | M | 150 |  | Included | 0 | 0 | 0
60 | 7000015668 | 1680 | 180 | 220 | 33KV New Substaiton Work | 100003426 | 998731 |  | 18 |  | Erection of 9 mtr. Steel Tubular pole including excavation of pits in all type of soil, Concrete foundation complete and Coupingof Support upto 450 mm as per TS | EA | 8 |  | Included | 0 | 0 | 0
61 | 7000015668 | 1680 | 180 | 230 | 33KV New Substaiton Work | 100003910 | 998736 |  | 18 |  | 1.1kV grade PVC armoured Power Cable (Aluminium Conductor) 3.5Cx95 sqmm | M | 70 |  | Included | 0 | 0 | 0
62 | 7000015668 | 1680 | 180 | 240 | 33KV New Substaiton Work | 100017943 | 998739 |  | 18 |  | LAYING OF 1.1 KV GRADE PVC INSULATED, ARMORED 4C X 10 MM2 ALUMINUM CABLE INCLUDING ITS TERMINATION ALONG WITH SUPPLY &INSTALLATION OF ALL ACCESSORIES LIKE DOUBLE COMPRESSION TYPE CABLE GLANDS, FERULES, LUGGING ETC. AS PER APPROVED CABLE SCHEDULE | M | 40 |  | Included | 0 | 0 | 0
63 | 7000015668 | 1680 | 180 | 250 | 33KV New Substaiton Work | 100003911 | 998736 |  | 18 |  | 1.1kV grade PVC armoured Power Cable (Cu Conductor) 2Cx10 sqmm | M | 20 |  | Included | 0 | 0 | 0
64 | 7000015668 | 1680 | 180 | 260 | 33KV New Substaiton Work | 150000040 | 998739 |  | 18 |  | LAYING OF 1.1 KV GRADE PVC INSULATED, ARMORED 2C X 2.5 MM2 COPPER CABLE INCLUDING ITS TERMINATION ALONG WITH SUPPLY &INSTALLATION OF ALL ACCESSORIES LIKE DOUBLE COMPRESSION TYPE CABLE GLANDS, FERULES, LUGGING ETC. AS PER APPROVED CABLE SCHEDULE. | M | 265 |  | Included | 0 | 0 | 0
65 | 7000015668 | 1680 | 180 | 270 | 33KV New Substaiton Work | 150000041 | 998739 |  | 18 |  | LAYING OF 1.1 KV GRADE PVC INSULATED, ARMORED 5C X 2.5 MM2 COPPER CABLE INCLUDING ITS TERMINATION ALONG WITH SUPPLY &INSTALLATION OF ALL ACCESSORIES LIKE DOUBLE COMPRESSION TYPE CABLE GLANDS, FERULES, LUGGING ETC. AS PER APPROVED CABLE SCHEDULE. | M | 285 |  | Included | 0 | 0 | 0
66 | 7000015668 | 1680 | 180 | 280 | 33KV New Substaiton Work | 150000042 | 998739 |  | 18 |  | LAYING OF 1.1 KV GRADE PVC INSULATED, ARMORED 10C X 2.5 MM2 COPPER CABLE INCLUDING ITS TERMINATION ALONG WITH SUPPLY &INSTALLATION OF ALL ACCESSORIES LIKE DOUBLE COMPRESSION TYPE CABLE GLANDS, FERULES, LUGGING ETC. AS PER APPROVED CABLE SCHEDULE. | M | 450 |  | Included | 0 | 0 | 0
67 | 7000015668 | 1680 | 180 | 300 | 33KV New Substaiton Work | 150000023 | 995455 |  | 18 |  | Erection of 33 kV line gantry (consisting of 2 towers & 1 beam) as per approved drawing. This also includes the erection of onespike per gantry for lightning protection and its earthing | EA | 1 |  | Included | 0 | 0 | 0
68 | 7000015668 | 1680 | 180 | 320 | 33KV New Substaiton Work | 150000021 | 995455 |  | 18 |  | Erection of 33 kV bus gantry (consisting of 2 towers & 1 beam) as per approved drawing. This also includes the erection of onespike per gantry for lightning protection and its earthing | EA | 2 |  | Included | 0 | 0 | 0
69 | 7000015668 | 1680 | 180 | 330 | 33KV New Substaiton Work | 100003900 | 995468 |  | 18 |  | T-Clamps, Through Clamp, Connectors, P.G.Clamps, Spacers, etc. suitable for connection to 2"/1.5" IPS Al pipe, Pad typecompression clamp, ACSR Wolf Conductor, various 33 KV Equipment such as Power Transformer etc complete- 33 kV line Bay with VCB | LOT | 1 |  | Included | 0 | 0 | 0
70 | 7000015668 | 1680 | 180 | 340 | 33KV New Substaiton Work | 100003269 | 998736 |  | 18 |  | Clamps & Connectors suitable for connection to ACSR Wolf for following bay equipments- 33kV transformer bay | LOT | 1 |  | Included | 0 | 0 | 0
71 | 7000015668 | 1680 | 180 | 350 | 33KV New Substaiton Work | 100003902 | 995468 |  | 18 |  | T-Clamps, Through Clamp, Connectors, P.G.Clamps, Spacers, etc. suitable for connection to 2"/1.5" IPS Al pipe, Pad typecompression clamp, ACSR Wolf Conductor, various 33 KV Equipment such as Power Transformer etc complete- 33kV line Bay with HG Fuse | LOT | 1 |  | Included | 0 | 0 | 0
72 | 7000015668 | 1680 | 180 | 360 | 33KV New Substaiton Work | 100003866 | 998736 |  | 18 |  | T-Clamps, Through Clamp, Connectors, P.G.Clamps, Spacers, etc. suitable for connection to 2"/1.5" IPS Al pipe, Pad typecompression clamp, ACSR Wolf Conductor, various 33 KV Equipment such as Power Transformer etc complete-33kV PT Bay | LOT | 2 |  | Included | 0 | 0 | 0
73 | 7000015668 | 1680 | 180 | 380 | 33KV New Substaiton Work | 100005647 | 995468 |  | 18 |  | 33KV, 70 KN Disc Insulator along with Hardwares & Accessories all complete (one set consisting of 3 nos. of Disc Insulator) as perTechnical Specification. | SET | 12 |  | Included | 0 | 0 | 0
74 | 7000015668 | 1680 | 180 | 390 | 33KV New Substaiton Work | 150000019 | 998736 |  | 18 |  | Erection alongwith structure 33 kV post insulators assembly comprises 2 nos. of insulators along with all fittings and accessories | EA | 8 |  | Included | 0 | 0 | 0
75 | 7000015668 | 1680 | 180 | 400 | 33KV New Substaiton Work | 100003888 | 995428 |  | 18 |  | Earthing & Grounding conductor as per Approved Electrical Layout for each sub-station --32 mm dia MS Rod | MT | 3.8 |  | Included | 0 | 0 | 0
76 | 7000015668 | 1680 | 180 | 410 | 33KV New Substaiton Work | 100003291 | 998731 |  | 18 |  | 50x 6 mm Galvanised GI flat (risers) | KG | 1400 |  | Included | 0 | 0 | 0
77 | 7000015668 | 1680 | 180 | 420 | 33KV New Substaiton Work | 100003877 | 998731 |  | 18 |  | Earthing & Grounding conductor as per Approved Electrical Layout for each sub-station --25 x 3 mm Galvanised GI flat (risers) | MT | 0.7 |  | Included | 0 | 0 | 0
78 | 7000015668 | 1680 | 180 | 430 | 33KV New Substaiton Work | 100003292 | 998731 |  | 18 |  | 40 mm dia., 3000 mm long GI pipe earth electrode with test link, RCC pit, RCC cover, placed on GI frame, Charcol, Salt and otheraccessories complete as per technical specification. | SET | 30 |  | Included | 0 | 0 | 0
79 | 7000015668 | 1680 | 180 | 440 | 33KV New Substaiton Work | 100003878 | 998731 |  | 18 |  | GI pipe earth electrode-- 20 mm dia., 3000 mm long GI rod and other accessories as per technical specification. | SET | 20 |  | Included | 0 | 0 | 0
80 | 7000015668 | 1680 | 180 | 450 | 33KV New Substaiton Work | 100003250 | 995468 |  | 18 |  | Stringing ACSR Wolf Conductor for 33 & 11 kV Bus-Bars, bays & Jumpers/Droppers/Terminations. | M | 150 |  | Included | 0 | 0 | 0
81 | 7000015668 | 1680 | 180 | 460 | 33KV New Substaiton Work | 100005742 | 998739 |  | 18 |  | Lighting System complete for switchyard, control room building, maingate & sub-station boundary as per TS (For New Sub-station) | SET | 1 |  | Included | 0 | 0 | 0
82 | 7000015668 | 1680 | 180 | 470 | 33KV New Substaiton Work | 150000083 | 995451 |  | 18 |  | Foundation for 3.15 MVA, 33/11 kV transformer as per approved drawing | EA | 1 |  | Included | 0 | 0 | 0
83 | 7000015668 | 1680 | 180 | 480 | 33KV New Substaiton Work | 150000004 | 995429 |  | 18 |  | Foundation of new 33 kV , 1250 Amp VCBs as per approved drawing | EA | 2 |  | Included | 0 | 0 | 0
84 | 7000015668 | 1680 | 180 | 490 | 33KV New Substaiton Work | 150000008 | 995451 |  | 18 |  | Foundation of new 33 kV , 630 Amp DBCR Isolator without earth switch as per approved drawing | EA | 3 |  | Included | 0 | 0 | 0
85 | 7000015668 | 1680 | 180 | 500 | 33KV New Substaiton Work | 150000018 | 995451 |  | 18 |  | Foundation for 33 kV post insulator as per approved drawing | EA | 8 |  | Included | 0 | 0 | 0
86 | 7000015668 | 1680 | 180 | 510 | 33KV New Substaiton Work | 150000210 | 995451 |  | 18 |  | Foundation of line gantry tower as per approved drawing | EA | 8 |  | Included | 0 | 0 | 0
87 | 7000015668 | 1680 | 180 | 520 | 33KV New Substaiton Work | 150000011 | 995429 |  | 18 |  | Foundation for 33 kV, 1 phase, 10 KA porcelain LA s per approved drawing (One combined foundation for 3 LA) for transformer | EA | 1 |  | Included | 0 | 0 | 0
88 | 7000015668 | 1680 | 180 | 530 | 33KV New Substaiton Work | 150000013 | 995429 |  | 18 |  | Foundation for 11 kV, 1 phase, 10 KA porcelain LA s per approved drawing (One combined foundation for 3 LA) for transformer | EA | 1 |  | Included | 0 | 0 | 0
89 | 7000015668 | 1680 | 180 | 540 | 33KV New Substaiton Work | 150000055 | 995432 |  | 18 |  | Soil Investigation & Contour Survey of Substation area (New Sub-station) | EA | 1 |  | Included | 0 | 0 | 0
90 | 7000015668 | 1680 | 180 | 550 | 33KV New Substaiton Work | 150000056 | 995432 |  | 18 |  | Earth filling & Site Leveling: Earth work in PSS site with ordinary soil (vide classification of soil item - A) obtained fromborrow pits free from logs, stumps, roots, rubbish or any other ingredients likely to deteriorate or affect the stability of thesite surface including breaking the clods maximum to 60 mm cubes, placing the earth in layers not exceeding 225 mm in loosethickness, rough dressing including cost of cutting and removing shrubs , roots falling in borrow area all complete as per approveddesign ( Mode of measurement: sectional measurement after required compaction) | M3 | 800 |  | Included | 0 | 0 | 0
91 | 7000015668 | 1680 | 180 | 560 | 33KV New Substaiton Work | 100003889 | 995428 |  | 18 |  | Gravel filling in switchyard area excluding road and footpath. | M2 | 400 |  | Included | 0 | 0 | 0
92 | 7000015668 | 1680 | 180 | 570 | 33KV New Substaiton Work | 150000174 | 995454 |  | 18 |  | Construction of Boundary Wall ( including supply of all material) with fixing of MS angle & Barbed Wire fencing all along theboundary wall including supply and fixing of main gate - complete with painting etc all as per approved drawing & TS (Measurementfor this purpose will include length of gate along boundary wall) | M | 160 |  | Included | 0 | 0 | 0
93 | 7000015668 | 1680 | 180 | 580 | 33KV New Substaiton Work | 150000061 | 995477 |  | 18 |  | CONSTRUCTION (INCLUDING SUPPLY OF ALL MATERIAL) ERECTION OF SECURITY FENCING WITH TOE WALL ALONGWITH ONE SWITCHYARD GATE AS PERAPPROVED DRAWINGS & TS. | M | 40 |  | Included | 0 | 0 | 0
94 | 7000015668 | 1680 | 180 | 590 | 33KV New Substaiton Work | 150000066 | 995414 |  | 18 |  | Design, engineering and construction of Control Room Building (including supply of all material) alongwith form work, excavation,cable trench alongwith 6 mm thick chequered plate cover,MS ladder etc. all complete as per approved Drawing & TS | M2 | 120 |  | Included | 0 | 0 | 0
95 | 7000015668 | 1680 | 180 | 600 | 33KV New Substaiton Work | 150000176 | 995454 |  | 18 |  | Construction (including supply of all material) of Cable Trench alongwith pre-cast RCC Trench Cover, Brick Work wherever requiredall complete as approved Drawing & TS outside the control room building. - 0.5 Meter wide Trench ( 500 mm deep) | M | 50 |  | Included | 0 | 0 | 0
96 | 7000015668 | 1680 | 180 | 610 | 33KV New Substaiton Work | 150000062 | 995462 |  | 18 |  | Construction of Drainage System in the Substation premises all complete as approved Drawing. | M | 160 |  | Included | 0 | 0 | 0
97 | 7000015668 | 1680 | 180 | 620 | 33KV New Substaiton Work | 150000175 | 995421 |  | 18 |  | Construction of 3.75 meter wide RCC Approach Road (including supply of all material) all complete as per approved drawing & TS. | M | 30 |  | Included | 0 | 0 | 0
98 | 7000015668 | 1680 | 180 | 630 | 33KV New Substaiton Work | 150000067 | 998739 |  | 18 |  | Sinking of Tubewell and installation of motor operated submersible pump of suitable capacity and reputed make (All items to besupplied by the contractor. Make of motor/pump to be approved by POWERGRID) | EA | 1 |  | Included | 0 | 0 | 0
III | Balance Fund PMDP Ramban | [15 empty] | 0 | 0
1 | 7000015667 | 1200 | 110 | 10 | LT Line Works (1Ph- 2W) ACSR Weasel | 100003261 | 998349 |  | 18 |  | Route survey and pole spotting for LT lines | KM | 20.15 |  | Included | 0 | 0 | 0
2 | 7000015667 | 1200 | 110 | 20 | LT Line Works (1Ph- 2W) ACSR Weasel | 100007162 | 998739 |  | 18 |  | Erection of 8mtr 410Mpa ST pole including excavation of pits in all type of soil, concreting & backfilling with soil and compacitonincluding coupling of support upto 450mm. Cost of all material except pole is included in this item. This also includes painting ofST pole with Aluminium paint | EA | 463 |  | Included | 0 | 0 | 0
3 | 7000015667 | 1200 | 110 | 30 | LT Line Works (1Ph- 2W) ACSR Weasel | 100007161 | 998739 |  | 18 |  | Erection of 9mtr 410Mpa ST pole including excavation of pits in all type of soil, concreting & backfilling with soil and compacitonincluding coupling of support upto 450mm. Cost of all material except pole is included in this item. This also includes painting ofST pole with Aluminium paint | EA | 60 |  | Included | 0 | 0 | 0
4 | 7000015667 | 1200 | 110 | 40 | LT Line Works (1Ph- 2W) ACSR Weasel | 100003303 | 995428 |  | 18 |  | Erection of LT Stay set with concreting (1:2:4) including supply of foundation material, complete in all respect as perapproved drawings. | SET | 81 |  | Included | 0 | 0 | 0
5 | 7000015667 | 1200 | 110 | 50 | LT Line Works (1Ph- 2W) ACSR Weasel | 100003306 | 995468 |  | 18 |  | Earthing of poles using 2.5 meter spike type earthing as per approved drawings. | EA | 192 |  | Included | 0 | 0 | 0
6 | 7000015667 | 1200 | 110 | 60 | LT Line Works (1Ph- 2W) ACSR Weasel | 100005641 | 995468 |  | 18 |  | Stringing of S/C 1- ph, 2-wire, LT line . This includes all activities i.e. fixing of MS galvanised fabricated items, installationof insulators, stringing of conductor, binding of conductor with Shackle insulator, installing LT Spacers, mid span jointing,repairing of conductor using repair sleeve if unavoidable, fixing of anti climbing device & danger plate on all Pole structures &road crossing poles, jumpering etc. complete in all respect. This includes supply and installation of repair sleeves/jointingsleeves, mid span joint, danger plate, preformed insulator bindings & anti-climbing device. | CKM | 20.2 |  | Included | 0 | 0 | 0
7 | 7000015667 | 1210 | 120 | 10 | LT Line Works (3Ph- 4W) ACSR Weasal | 100003261 | 998349 |  | 18 |  | Route survey and pole spotting for LT lines | KM | 4.7 |  | Included | 0 | 0 | 0
8 | 7000015667 | 1210 | 120 | 20 | LT Line Works (3Ph- 4W) ACSR Weasal | 100007162 | 998739 |  | 18 |  | Erection of 8mtr 410Mpa ST pole including excavation of pits in all type of soil, concreting & backfilling with soil and compacitonincluding coupling of support upto 450mm. Cost of all material except pole is included in this item. This also includes painting ofST pole with Aluminium paint | EA | 108 |  | Included | 0 | 0 | 0
9 | 7000015667 | 1210 | 120 | 30 | LT Line Works (3Ph- 4W) ACSR Weasal | 100007161 | 998739 |  | 18 |  | Erection of 9mtr 410Mpa ST pole including excavation of pits in all type of soil, concreting & backfilling with soil and compacitonincluding coupling of support upto 450mm. Cost of all material except pole is included in this item. This also includes painting ofST pole with Aluminium paint | EA | 14 |  | Included | 0 | 0 | 0
10 | 7000015667 | 1210 | 120 | 40 | LT Line Works (3Ph- 4W) ACSR Weasal | 100003303 | 995428 |  | 18 |  | Erection of LT Stay set with concreting (1:2:4) including supply of foundation material, complete in all respect as perapproved drawings. | SET | 19 |  | Included | 0 | 0 | 0
11 | 7000015667 | 1210 | 120 | 50 | LT Line Works (3Ph- 4W) ACSR Weasal | 100003306 | 995468 |  | 18 |  | Earthing of poles using 2.5 meter spike type earthing as per approved drawings. | EA | 45 |  | Included | 0 | 0 | 0
12 | 7000015667 | 1210 | 120 | 60 | LT Line Works (3Ph- 4W) ACSR Weasal | 100005642 | 995468 |  | 18 |  | Stringing of S/C 3- ph, 4-wire, LT line . This includes all activities i.e. fixing of MS galvanised fabricated items, installationof insulators, stringing of conductor, binding of conductor with Shackle insulator, installing LT Spacers, mid span jointing,repairing of conductor using repair sleeve if unavoidable, fixing of anti climbing device & danger plate on all Pole structures &road crossing poles, jumpering etc. complete in all respect. This includes supply and installation of repair sleeves/jointingsleeves, mid span joint, danger plate, preformed insulator bindings & anti-climbing device. | CKM | 4.7 |  | Included | 0 | 0 | 0
13 | 7000015667 | 1220 | 130 | 10 | 11KV New Line Works | 100003258 | 998349 |  | 18 |  | Route survey and pole spotting for 11 kV lines | KM | 29.6 |  | Included | 0 | 0 | 0
14 | 7000015667 | 1220 | 130 | 20 | 11KV New Line Works | 100007161 | 998739 |  | 18 |  | Erection of 9mtr 410Mpa ST pole including excavation of pits in all type of soil, concreting & backfilling with soil and compacitonincluding coupling of support upto 450mm. Cost of all material except pole is included in this item. This also includes painting ofST pole with Aluminium paint | EA | 622 |  | Included | 0 | 0 | 0
15 | 7000015667 | 1220 | 130 | 30 | 11KV New Line Works | 100003259 | 995468 |  | 18 |  | Stringing of S/C 3- ph, 3-wire, 11 kV line-With ACSR Weasel conductor | KM | 20.7 |  | Included | 0 | 0 | 0
16 | 7000015667 | 1220 | 130 | 40 | 11KV New Line Works | 100003260 | 995468 |  | 18 |  | Stringing of S/C 3- ph, 3-wire, 11 kV line-With ACSR Weasel conductor including guarding & lacing | KM | 8.9 |  | Included | 0 | 0 | 0
17 | 7000015667 | 1220 | 130 | 50 | 11KV New Line Works | 100003299 | 995428 |  | 18 |  | Erection of 11 kV Stay set with concreting (1:2:4) including supply of foundation material, complete in all respect as perapproved drawings. | SET | 296 |  | Included | 0 | 0 | 0
18 | 7000015667 | 1220 | 130 | 60 | 11KV New Line Works | 100003306 | 995468 |  | 18 |  | Earthing of poles using 2.5 meter spike type earthing as per approved drawings. | EA | 622 |  | Included | 0 | 0 | 0
19 | 7000015667 | 1230 | 140 | 10 | DT Works [3-f, 25 kVA] | 100007161 | 998739 |  | 18 |  | Erection of 9mtr 410Mpa ST pole including excavation of pits in all type of soil, concreting & backfilling with soil and compacitonincluding coupling of support upto 450mm. Cost of all material except pole is included in this item. This also includes painting ofST pole with Aluminium paint | EA | 32 |  | Included | 0 | 0 | 0
20 | 7000015667 | 1230 | 140 | 20 | DT Works [3-f, 25 kVA] | 100003299 | 995428 |  | 18 |  | Erection of 11 kV Stay set with concreting (1:2:4) including supply of foundation material, complete in all respect as perapproved drawings. | SET | 64 |  | Included | 0 | 0 | 0
21 | 7000015667 | 1230 | 140 | 30 | DT Works [3-f, 25 kVA] | 100003274 | 998736 |  | 18 |  | Installation of 3-Phase 11/0.4 kV, 25 kVA Distribution Transformer alongwith all associated equipment & accessories. Thisincludes fixing of MS galavanised items, Insulators, LA, HG fuse, AB Switch, LT Distribution box , danger plate, anticlimbingdevice and making all connections to make the DT ready in all respect. This also includes supply of Danger plate, PreformedInsulator binding, anti-climbing device, supply of termination kits for connecting LT cable at LT bushing and LTDB. | EA | 16 |  | Included | 0 | 0 | 0
22 | 7000015667 | 1230 | 140 | 40 | DT Works [3-f, 25 kVA] | 100017942 | 998731 |  | 18 |  | Pipe earthing using 40 mm dia, 2.5m long GI pipe treated with charcoal & salt including supply of Charcoal and salt (AlternativelyCalcium Bentonite clay & black soil as per TS) as required as per approved drawing. (earth pit chamber not to be constructed) | EA | 48 |  | Included | 0 | 0 | 0
23 | 7000015667 | 1240 | 150 | 10 | DT Augmentation Works | 100005733 | 995429 |  | 18 |  | Un Installation of existing DT & transportation of DT to store as per instruction of engineerin-in-charge. Installation of new3-Phase 11/0.4 kV, 63kVA Distribution Transformer and other existing accessories and making all connections to make the DT readyin all respect | EA | 1 |  | Included | 0 | 0 | 0
24 | 7000015667 | 1240 | 150 | 20 | DT Augmentation Works | 100005734 | 995429 |  | 18 |  | Un Installation of existing DT & transportation of DT to store as per instruction of engineerin-in-charge. Installation of new3-Phase 11/0.4 kV, 100kVA Distribution Transformer and other existing accessories and making all connections to make the DT readyin all respect | EA | 2 |  | Included | 0 | 0 | 0
25 | 7000015667 | 1250 | 160 | 10 | LT Line Reconductoring Works | 150000830 | 995468 |  | 18 |  | Reconductoring of of LT 3- ph, 4-wire line with ACSR Weasel Conductor. This includes dismantling of existing LT kV conductor anddamaged insulator & hardware. The dismantled material shall be transported to the DISCOM store as per the direction ofEngineer-in-charge. | CKM | 2.8 |  | Included | 0 | 0 | 0
26 | 7000015667 | 1260 | 170 | 10 | 11KV Line Augmentation Work | 150000831 | 995468 |  | 18 |  | Reconductoring of of S/C 3- ph, 3-wire, 11 kV line with ACSR Weasel Conductor. This includes dismantling of existing 11 kVconductor and dismantling & re-erection of damaged insulator & hardware. The dismantled material shall be transported to the DISCOMstore as per the direction of Engineer-in-charge. | CKM | 15.5 |  | Included | 0 | 0 | 0
27 | 7000015667 | 1260 | 170 | 20 | 11KV Line Augmentation Work | 100017944 | 995468 |  | 18 |  | Reconductoring of of S/C 3- ph, 3-wire, 11 kV line with ACSR Rabbit Conductor. This includes dismantling of existing 11 kVconductor and dismantling & re-erection of damaged insulator & hardware. The dismantled material shall be transported to the DISCOMstore as per the direction of Engineer-in-charge. | CKM | 2 |  | Included | 0 | 0 | 0
28 | 7000015667 | 1270 | 180 | 10 | 33/11KV Substation Capactiy Aug. Work | 150000088 | 998736 |  | 18 |  | Installation, testing & commissioning of 10 MVA, 33/11 kV transformer along with all accessories complete as per TS | EA | 1 |  | Included | 0 | 0 | 0
29 | 7000015667 | 1270 | 180 | 20 | 33/11KV Substation Capactiy Aug. Work | 100003351 | 998736 |  | 18 |  | 33kV Control & Relay panel alongwith E/F & O/C relays, Mimic Diagram, Voltmeter, Ammeter, Annunciation Windows with annunciationrelays and other components etc as per TS for controlling Power transformer VCB. | SET | 1 |  | Included | 0 | 0 | 0
30 | 7000015667 | 1270 | 180 | 30 | 33/11KV Substation Capactiy Aug. Work | 100005726 | 998736 |  | 18 |  | 400-200/5-5-5 A, 36kV, 1-Phase, 25kA outdor type Current Transformer along with junction box (1 no junction box for 3 nos of1-phase CTs) etc., complete as per Technical Specifications. | EA | 3 |  | Included | 0 | 0 | 0
31 | 7000015667 | 1270 | 180 | 40 | 33/11KV Substation Capactiy Aug. Work | 150000525 | 998736 |  | 18 |  | Installation of 9kV, 10kA, 1-ph LA with porcelain bushing on Pedestal structure including installation of structure complete withterminal connectors etc. | EA | 9 |  | Included | 0 | 0 | 0
32 | 7000015667 | 1270 | 180 | 50 | 33/11KV Substation Capactiy Aug. Work | 150000168 | 998736 |  | 18 |  | Erection 33 kV, 1 phase, 10 KA porcelain LA on four pole including testing & commissioning. | EA | 3 |  | Included | 0 | 0 | 0
33 | 7000015667 | 1270 | 180 | 60 | 33/11KV Substation Capactiy Aug. Work | 100003870 | 998736 |  | 18 |  | Erection & Commissioning of 11 kV Indoor VCB Panel-11kV,3phase ,1250A,indoor type control and relay panel consisting of 12kV,VCB,CTs,A-meter,volt-meter,Relay,energy meter (TVM) & accessories complete as per TS. | EA | 2 |  | Included | 0 | 0 | 0
34 | 7000015667 | 1270 | 180 | 70 | 33/11KV Substation Capactiy Aug. Work | 150000121 | 998736 |  | 18 |  | Erection, testing & commissioning of 11 kV , 400 Amp,3 phase , vertical mounted AB switch on Poles structure for Outgoingfeeders/transformers as per approved drawing including testing & commissioning.. | EA | 2 |  | Included | 0 | 0 | 0
35 | 7000015667 | 1270 | 180 | 80 | 33/11KV Substation Capactiy Aug. Work | 150000035 | 998739 |  | 18 |  | LAYING OF 11 KV HT, XLPE CABLE IN GROUND INCLUDING TERMINATION IN CABLE BOX ON POWER TRANSFORMER ,INDOOR 11KV VCB PANEL AND 11KVOUTDOOR DP STRUCTURE- 3 CORE X 400 MM2 SINGLE RUN | M | 50 |  | Included | 0 | 0 | 0
36 | 7000015667 | 1270 | 180 | 90 | 33/11KV Substation Capactiy Aug. Work | 150000139 | 998739 |  | 18 |  | laying of 11 kV HT, XLPE Cable in ground including termination in indoor 11kv VCB panel and 11kV outdoor DP structure- 3 Core x 185mm2 single run | M | 100 |  | Included | 0 | 0 | 0
37 | 7000015667 | 1270 | 180 | 100 | 33/11KV Substation Capactiy Aug. Work | 100007161 | 998739 |  | 18 |  | Erection of 9mtr 410Mpa ST pole including excavation of pits in all type of soil, concreting & backfilling with soil and compacitonincluding coupling of support upto 450mm. Cost of all material except pole is included in this item. This also includes painting ofST pole with Aluminium paint | EA | 4 |  | Included | 0 | 0 | 0
38 | 7000015667 | 1270 | 180 | 110 | 33/11KV Substation Capactiy Aug. Work | 100003291 | 998731 |  | 18 |  | 50x 6 mm Galvanised GI flat (risers) | KG | 120 |  | Included | 0 | 0 | 0
39 | 7000015667 | 1270 | 180 | 120 | 33/11KV Substation Capactiy Aug. Work | 100003877 | 998731 |  | 18 |  | Earthing & Grounding conductor as per Approved Electrical Layout for each sub-station --25 x 3 mm Galvanised GI flat (risers) | MT | 0.03 |  | Included | 0 | 0 | 0
40 | 7000015667 | 1270 | 180 | 130 | 33/11KV Substation Capactiy Aug. Work | 150000085 | 995451 |  | 18 |  | Foundation for 10 MVA, 33/11 kV transformer as per approved drawing | EA | 1 |  | Included | 0 | 0 | 0
41 | 7000015667 | 1270 | 180 | 140 | 33/11KV Substation Capactiy Aug. Work | 150000011 | 995429 |  | 18 |  | Foundation for 33 kV, 1 phase, 10 KA porcelain LA s per approved drawing (One combined foundation for 3 LA) for transformer | EA | 1 |  | Included | 0 | 0 | 0
42 | 7000015667 | 1270 | 180 | 150 | 33/11KV Substation Capactiy Aug. Work | 150000013 | 995429 |  | 18 |  | Foundation for 11 kV, 1 phase, 10 KA porcelain LA s per approved drawing (One combined foundation for 3 LA) for transformer | EA | 1 |  | Included | 0 | 0 | 0
43 | 7000015667 | 1270 | 180 | 160 | 33/11KV Substation Capactiy Aug. Work | 100017859 | 998335 |  | 18 |  | DISMANTLING OF 5/6.3MVA TRANSFORMER ALONGWITH ALL ACCESSORIES ,if any, SUCH AS BUSHINGS, RADIATORS, CONSERVATORS, PIPE WORKS, MB,BUCCHOLZ, PRD, OTI, WTI, FANS, EXISTING PANELS, FIRE FIGHTING PIPE WORKS, PYLON SUPPORTS, JUMPERING, TERMINAL CONNECTOR, DRAINING OFINSULATING OIL IN TANK/DRUM ETC. THE SCOPE ALSO INCLUDES SHIFTING OF THE SAID TRANSFORMER TO THE DESIGNATED AREA AS PER TS. THEPROPER PACKING OF FITTING, ACCESSORIES AND INSULATING OIL AND STORAGE AT DESIGNATED AREA ARE INCLUDED IN SCOPE. | EA | 1 |  | Included | 0 | 0 | 0
44 | 7000015667 | 1270 | 180 | 170 | 33/11KV Substation Capactiy Aug. Work | 100003293 | 995429 |  | 18 |  | Dismantling and transporting of 33 kV & 11 kV bays equipments as per direction of Engineer in charge (one no of 33 kV and 11 kV bayswill be one set) | SET | 1 |  | Included | 0 | 0 | 0
45 | 7000015667 | 1280 | 190 | 10 | 33/11KV Substation Aug. Work | 100003344 | 998736 |  | 18 |  | Erection, commissioning and testing of 33/11 kV, 3 ph, 50 Hz, ONAN, Cu Wound, Outdoor Conventional type Power Transformer alongwith transformer oil & all accessories as per TS - 3.15 MVA | EA | 1 |  | Included | 0 | 0 | 0
46 | 7000015667 | 1280 | 190 | 20 | 33/11KV Substation Aug. Work | 150000005 | 998736 |  | 18 |  | Erection with structure, testing & commissioning of new 33 kV , 1250 Amp VCBs | EA | 1 |  | Included | 0 | 0 | 0
47 | 7000015667 | 1280 | 190 | 30 | 33/11KV Substation Aug. Work | 100003351 | 998736 |  | 18 |  | 33kV Control & Relay panel alongwith E/F & O/C relays, Mimic Diagram, Voltmeter, Ammeter, Annunciation Windows with annunciationrelays and other components etc as per TS for controlling Power transformer VCB. | SET | 1 |  | Included | 0 | 0 | 0
48 | 7000015667 | 1280 | 190 | 40 | 33/11KV Substation Aug. Work | 100003349 | 998736 |  | 18 |  | 36kV, 630A, 25kA, 3-ph double break centre rotating type(DBCR), Gang Operated, isolator along with Support Insulators, OperatingMechanism, Base Channel down Pipe and all required accessories complete as per TS. | SET | 1 |  | Included | 0 | 0 | 0
49 | 7000015667 | 1280 | 190 | 50 | 33/11KV Substation Aug. Work | 100005665 | 998736 |  | 18 |  | Installation of 200-100/5-5 A , 36kV, 3-Phase, 25kA outdor type Current Transformer having along with junction box etc.and shallbe mounted on combined structure of Breaker and CT complete as per Technical Specifications. | SET | 3 |  | Included | 0 | 0 | 0
50 | 7000015667 | 1280 | 190 | 60 | 33/11KV Substation Aug. Work | 150000523 | 998736 |  | 18 |  | Installation of 9kV, 10kA, 1-ph LA with porcelain bushing on Gantry/DP structure complete with terminal connectors etc. | EA | 12 |  | Included | 0 | 0 | 0
51 | 7000015667 | 1280 | 190 | 70 | 33/11KV Substation Aug. Work | 150000168 | 998736 |  | 18 |  | Erection 33 kV, 1 phase, 10 KA porcelain LA on four pole including testing & commissioning. | EA | 3 |  | Included | 0 | 0 | 0
52 | 7000015667 | 1280 | 190 | 80 | 33/11KV Substation Aug. Work | 150000525 | 998736 |  | 18 |  | Installation of 9kV, 10kA, 1-ph LA with porcelain bushing on Pedestal structure including installation of structure complete withterminal connectors etc. | EA | 6 |  | Included | 0 | 0 | 0
53 | 7000015667 | 1280 | 190 | 90 | 33/11KV Substation Aug. Work | 100007161 | 998739 |  | 18 |  | Erection of 9mtr 410Mpa ST pole including excavation of pits in all type of soil, concreting & backfilling with soil and compacitonincluding coupling of support upto 450mm. Cost of all material except pole is included in this item. This also includes painting ofST pole with Aluminium paint | EA | 10 |  | Included | 0 | 0 | 0
54 | 7000015667 | 1280 | 190 | 100 | 33/11KV Substation Aug. Work | 100003869 | 998736 |  | 18 |  | Erection & Commissioning of 11 kV Indoor VCB Panel-11kV,3phase ,1250A,indoor type control and relay panel consisting of 12kV,VCB,CTs,PTs,A-meter,volt-meter,Relay & accessories complete as per TS. | EA | 1 |  | Included | 0 | 0 | 0
55 | 7000015667 | 1280 | 190 | 110 | 33/11KV Substation Aug. Work | 100003870 | 998736 |  | 18 |  | Erection & Commissioning of 11 kV Indoor VCB Panel-11kV,3phase ,1250A,indoor type control and relay panel consisting of 12kV,VCB,CTs,A-meter,volt-meter,Relay,energy meter (TVM) & accessories complete as per TS. | EA | 5 |  | Included | 0 | 0 | 0
56 | 7000015667 | 1280 | 190 | 120 | 33/11KV Substation Aug. Work | 150000121 | 998736 |  | 18 |  | Erection, testing & commissioning of 11 kV , 400 Amp,3 phase , vertical mounted AB switch on Poles structure for Outgoingfeeders/transformers as per approved drawing including testing & commissioning.. | EA | 5 |  | Included | 0 | 0 | 0
57 | 7000015667 | 1280 | 190 | 130 | 33/11KV Substation Aug. Work | 150000035 | 998739 |  | 18 |  | LAYING OF 11 KV HT, XLPE CABLE IN GROUND INCLUDING TERMINATION IN CABLE BOX ON POWER TRANSFORMER ,INDOOR 11KV VCB PANEL AND 11KVOUTDOOR DP STRUCTURE- 3 CORE X 400 MM2 SINGLE RUN | M | 50 |  | Included | 0 | 0 | 0
58 | 7000015667 | 1280 | 190 | 140 | 33/11KV Substation Aug. Work | 150000139 | 998739 |  | 18 |  | laying of 11 kV HT, XLPE Cable in ground including termination in indoor 11kv VCB panel and 11kV outdoor DP structure- 3 Core x 185mm2 single run | M | 250 |  | Included | 0 | 0 | 0
59 | 7000015667 | 1280 | 190 | 150 | 33/11KV Substation Aug. Work | 100017943 | 998739 |  | 18 |  | LAYING OF 1.1 KV GRADE PVC INSULATED, ARMORED 4C X 10 MM2 ALUMINUM CABLE INCLUDING ITS TERMINATION ALONG WITH SUPPLY &INSTALLATION OF ALL ACCESSORIES LIKE DOUBLE COMPRESSION TYPE CABLE GLANDS, FERULES, LUGGING ETC. AS PER APPROVED CABLE SCHEDULE | M | 40 |  | Included | 0 | 0 | 0
60 | 7000015667 | 1280 | 190 | 160 | 33/11KV Substation Aug. Work | 100003911 | 998736 |  | 18 |  | 1.1kV grade PVC armoured Power Cable (Cu Conductor) 2Cx10 sqmm | M | 40 |  | Included | 0 | 0 | 0
61 | 7000015667 | 1280 | 190 | 170 | 33/11KV Substation Aug. Work | 150000040 | 998739 |  | 18 |  | LAYING OF 1.1 KV GRADE PVC INSULATED, ARMORED 2C X 2.5 MM2 COPPER CABLE INCLUDING ITS TERMINATION ALONG WITH SUPPLY &INSTALLATION OF ALL ACCESSORIES LIKE DOUBLE COMPRESSION TYPE CABLE GLANDS, FERULES, LUGGING ETC. AS PER APPROVED CABLE SCHEDULE. | M | 50 |  | Included | 0 | 0 | 0
62 | 7000015667 | 1280 | 190 | 180 | 33/11KV Substation Aug. Work | 150000041 | 998739 |  | 18 |  | LAYING OF 1.1 KV GRADE PVC INSULATED, ARMORED 5C X 2.5 MM2 COPPER CABLE INCLUDING ITS TERMINATION ALONG WITH SUPPLY &INSTALLATION OF ALL ACCESSORIES LIKE DOUBLE COMPRESSION TYPE CABLE GLANDS, FERULES, LUGGING ETC. AS PER APPROVED CABLE SCHEDULE. | M | 50 |  | Included | 0 | 0 | 0
63 | 7000015667 | 1280 | 190 | 190 | 33/11KV Substation Aug. Work | 150000042 | 998739 |  | 18 |  | LAYING OF 1.1 KV GRADE PVC INSULATED, ARMORED 10C X 2.5 MM2 COPPER CABLE INCLUDING ITS TERMINATION ALONG WITH SUPPLY &INSTALLATION OF ALL ACCESSORIES LIKE DOUBLE COMPRESSION TYPE CABLE GLANDS, FERULES, LUGGING ETC. AS PER APPROVED CABLE SCHEDULE. | M | 100 |  | Included | 0 | 0 | 0
64 | 7000015667 | 1280 | 190 | 200 | 33/11KV Substation Aug. Work | 100003269 | 998736 |  | 18 |  | Clamps & Connectors suitable for connection to ACSR Wolf for following bay equipments- 33kV transformer bay | LOT | 1 |  | Included | 0 | 0 | 0
65 | 7000015667 | 1280 | 190 | 210 | 33/11KV Substation Aug. Work | 100003291 | 998731 |  | 18 |  | 50x 6 mm Galvanised GI flat (risers) | KG | 120 |  | Included | 0 | 0 | 0
66 | 7000015667 | 1280 | 190 | 220 | 33/11KV Substation Aug. Work | 100003877 | 998731 |  | 18 |  | Earthing & Grounding conductor as per Approved Electrical Layout for each sub-station --25 x 3 mm Galvanised GI flat (risers) | MT | 0.03 |  | Included | 0 | 0 | 0
67 | 7000015667 | 1280 | 190 | 230 | 33/11KV Substation Aug. Work | 100003292 | 998731 |  | 18 |  | 40 mm dia., 3000 mm long GI pipe earth electrode with test link, RCC pit, RCC cover, placed on GI frame, Charcol, Salt and otheraccessories complete as per technical specification. | SET | 3 |  | Included | 0 | 0 | 0
68 | 7000015667 | 1280 | 190 | 240 | 33/11KV Substation Aug. Work | 100003250 | 995468 |  | 18 |  | Stringing ACSR Wolf Conductor for 33 & 11 kV Bus-Bars, bays & Jumpers/Droppers/Terminations. | M | 50 |  | Included | 0 | 0 | 0
69 | 7000015667 | 1280 | 190 | 250 | 33/11KV Substation Aug. Work | 150000083 | 995451 |  | 18 |  | Foundation for 3.15 MVA, 33/11 kV transformer as per approved drawing | EA | 1 |  | Included | 0 | 0 | 0
70 | 7000015667 | 1280 | 190 | 260 | 33/11KV Substation Aug. Work | 150000004 | 995429 |  | 18 |  | Foundation of new 33 kV , 1250 Amp VCBs as per approved drawing | EA | 1 |  | Included | 0 | 0 | 0
71 | 7000015667 | 1280 | 190 | 270 | 33/11KV Substation Aug. Work | 150000008 | 995451 |  | 18 |  | Foundation of new 33 kV , 630 Amp DBCR Isolator without earth switch as per approved drawing | EA | 1 |  | Included | 0 | 0 | 0
72 | 7000015667 | 1280 | 190 | 280 | 33/11KV Substation Aug. Work | 150000018 | 995451 |  | 18 |  | Foundation for 33 kV post insulator as per approved drawing | EA | 3 |  | Included | 0 | 0 | 0
73 | 7000015667 | 1280 | 190 | 290 | 33/11KV Substation Aug. Work | 150000011 | 995429 |  | 18 |  | Foundation for 33 kV, 1 phase, 10 KA porcelain LA s per approved drawing (One combined foundation for 3 LA) for transformer | EA | 1 |  | Included | 0 | 0 | 0
74 | 7000015667 | 1280 | 190 | 300 | 33/11KV Substation Aug. Work | 150000013 | 995429 |  | 18 |  | Foundation for 11 kV, 1 phase, 10 KA porcelain LA s per approved drawing (One combined foundation for 3 LA) for transformer | EA | 1 |  | Included | 0 | 0 | 0
75 | 7000015667 | 1280 | 190 | 310 | 33/11KV Substation Aug. Work | 150000176 | 995454 |  | 18 |  | Construction (including supply of all material) of Cable Trench alongwith pre-cast RCC Trench Cover, Brick Work wherever requiredall complete as approved Drawing & TS outside the control room building. - 0.5 Meter wide Trench ( 500 mm deep) | M | 25 |  | Included | 0 | 0 | 0
76 | 7000015667 | 1290 | 200 | 10 | 33KV Bay Addition Work | 150000005 | 998736 |  | 18 |  | Erection with structure, testing & commissioning of new 33 kV , 1250 Amp VCBs | EA | 1 |  | Included | 0 | 0 | 0
77 | 7000015667 | 1290 | 200 | 20 | 33KV Bay Addition Work | 100003351 | 998736 |  | 18 |  | 33kV Control & Relay panel alongwith E/F & O/C relays, Mimic Diagram, Voltmeter, Ammeter, Annunciation Windows with annunciationrelays and other components etc as per TS for controlling Power transformer VCB. | SET | 1 |  | Included | 0 | 0 | 0
78 | 7000015667 | 1290 | 200 | 30 | 33KV Bay Addition Work | 100003349 | 998736 |  | 18 |  | 36kV, 630A, 25kA, 3-ph double break centre rotating type(DBCR), Gang Operated, isolator along with Support Insulators, OperatingMechanism, Base Channel down Pipe and all required accessories complete as per TS. | SET | 2 |  | Included | 0 | 0 | 0
79 | 7000015667 | 1290 | 200 | 40 | 33KV Bay Addition Work | 100005665 | 998736 |  | 18 |  | Installation of 200-100/5-5 A , 36kV, 3-Phase, 25kA outdor type Current Transformer having along with junction box etc.and shallbe mounted on combined structure of Breaker and CT complete as per Technical Specifications. | SET | 3 |  | Included | 0 | 0 | 0
80 | 7000015667 | 1290 | 200 | 50 | 33KV Bay Addition Work | 150000016 | 998736 |  | 18 |  | Installation [33/Sqrt(3)] kV/[110 /sqrt(3)] Volts, 1 phase PT including testing & commissioning (To be mounted on Bus Gantry) | EA | 3 |  | Included | 0 | 0 | 0
81 | 7000015667 | 1290 | 200 | 60 | 33KV Bay Addition Work | 150000168 | 998736 |  | 18 |  | Erection 33 kV, 1 phase, 10 KA porcelain LA on four pole including testing & commissioning. | EA | 3 |  | Included | 0 | 0 | 0
82 | 7000015667 | 1290 | 200 | 70 | 33KV Bay Addition Work | 150000040 | 998739 |  | 18 |  | LAYING OF 1.1 KV GRADE PVC INSULATED, ARMORED 2C X 2.5 MM2 COPPER CABLE INCLUDING ITS TERMINATION ALONG WITH SUPPLY &INSTALLATION OF ALL ACCESSORIES LIKE DOUBLE COMPRESSION TYPE CABLE GLANDS, FERULES, LUGGING ETC. AS PER APPROVED CABLE SCHEDULE. | M | 50 |  | Included | 0 | 0 | 0
83 | 7000015667 | 1290 | 200 | 80 | 33KV Bay Addition Work | 150000041 | 998739 |  | 18 |  | LAYING OF 1.1 KV GRADE PVC INSULATED, ARMORED 5C X 2.5 MM2 COPPER CABLE INCLUDING ITS TERMINATION ALONG WITH SUPPLY &INSTALLATION OF ALL ACCESSORIES LIKE DOUBLE COMPRESSION TYPE CABLE GLANDS, FERULES, LUGGING ETC. AS PER APPROVED CABLE SCHEDULE. | M | 50 |  | Included | 0 | 0 | 0
84 | 7000015667 | 1290 | 200 | 90 | 33KV Bay Addition Work | 150000042 | 998739 |  | 18 |  | LAYING OF 1.1 KV GRADE PVC INSULATED, ARMORED 10C X 2.5 MM2 COPPER CABLE INCLUDING ITS TERMINATION ALONG WITH SUPPLY &INSTALLATION OF ALL ACCESSORIES LIKE DOUBLE COMPRESSION TYPE CABLE GLANDS, FERULES, LUGGING ETC. AS PER APPROVED CABLE SCHEDULE. | M | 50 |  | Included | 0 | 0 | 0
85 | 7000015667 | 1290 | 200 | 100 | 33KV Bay Addition Work | 100003900 | 995468 |  | 18 |  | T-Clamps, Through Clamp, Connectors, P.G.Clamps, Spacers, etc. suitable for connection to 2"/1.5" IPS Al pipe, Pad typecompression clamp, ACSR Wolf Conductor, various 33 KV Equipment such as Power Transformer etc complete- 33 kV line Bay with VCB | LOT | 1 |  | Included | 0 | 0 | 0
86 | 7000015667 | 1290 | 200 | 110 | 33KV Bay Addition Work | 100003866 | 998736 |  | 18 |  | T-Clamps, Through Clamp, Connectors, P.G.Clamps, Spacers, etc. suitable for connection to 2"/1.5" IPS Al pipe, Pad typecompression clamp, ACSR Wolf Conductor, various 33 KV Equipment such as Power Transformer etc complete-33kV PT Bay | LOT | 1 |  | Included | 0 | 0 | 0
87 | 7000015667 | 1290 | 200 | 120 | 33KV Bay Addition Work | 100003291 | 998731 |  | 18 |  | 50x 6 mm Galvanised GI flat (risers) | KG | 120 |  | Included | 0 | 0 | 0
88 | 7000015667 | 1290 | 200 | 130 | 33KV Bay Addition Work | 100003877 | 998731 |  | 18 |  | Earthing & Grounding conductor as per Approved Electrical Layout for each sub-station --25 x 3 mm Galvanised GI flat (risers) | MT | 0.03 |  | Included | 0 | 0 | 0
89 | 7000015667 | 1290 | 200 | 140 | 33KV Bay Addition Work | 100003292 | 998731 |  | 18 |  | 40 mm dia., 3000 mm long GI pipe earth electrode with test link, RCC pit, RCC cover, placed on GI frame, Charcol, Salt and otheraccessories complete as per technical specification. | SET | 3 |  | Included | 0 | 0 | 0
90 | 7000015667 | 1290 | 200 | 150 | 33KV Bay Addition Work | 100003250 | 995468 |  | 18 |  | Stringing ACSR Wolf Conductor for 33 & 11 kV Bus-Bars, bays & Jumpers/Droppers/Terminations. | M | 50 |  | Included | 0 | 0 | 0
91 | 7000015667 | 1290 | 200 | 160 | 33KV Bay Addition Work | 150000004 | 995429 |  | 18 |  | Foundation of new 33 kV , 1250 Amp VCBs as per approved drawing | EA | 1 |  | Included | 0 | 0 | 0
92 | 7000015667 | 1290 | 200 | 170 | 33KV Bay Addition Work | 150000008 | 995451 |  | 18 |  | Foundation of new 33 kV , 630 Amp DBCR Isolator without earth switch as per approved drawing | EA | 2 |  | Included | 0 | 0 | 0
93 | 7000015667 | 1290 | 200 | 180 | 33KV Bay Addition Work | 150000011 | 995429 |  | 18 |  | Foundation for 33 kV, 1 phase, 10 KA porcelain LA s per approved drawing (One combined foundation for 3 LA) for transformer | EA | 1 |  | Included | 0 | 0 | 0
[11 empty] | Total Installation Charges |  |  |  | 0 |  |  | 0
[11 empty] | Total GST as confirmed by Bidder |  |  |  |  | 0
* | In case the bidder leaves the cell for confirmation of the SAC and/or GST rate “blank”, the SAC and corresponding GST rate indicated by the Employer shall be deemed to be the one confirmed by the Bidder.
Date : |  |  | --
Place : | [11 empty] | Printed Name :
Designation :
Click for Sch-4

## Sch-3 Dis (hidden)
Specification No.:5002001909/OTHERS/DOM/A04-CC CS -5 |  |  |  |  | Schedule - 3
Rural Electrification Work under Prime Minister’s Development Project (PMDP) in Reasi, Udhampur & Ramban districts of UT of J&K. | [7 empty] | As per Lum-sum |  | 0%
(SCHEDULE OF RATES AND PRICES : ERECTION CHARGES) | [7 empty] | AS per Percent |  | #REF!
[8 empty] | As per lum-sum on Sch-3 |  | 0%
Bidder’s Name and Address (Lead Partner) : |  |  |  | To: |  |  |  | As per Percent on Sch-3 |  | #REF!
|  |  |  | Contracts Services, 3rd Floor |  |  |  | Total Discount |  | #REF!
Name : | …….. …….. …….. …….. …….. …….. |  |  | Power Grid Corporation of India Ltd.,
Address : | …….. …….. …….. …….. …….. …….. |  |  | "Saudamini", Plot No.-2
| …….. …….. …….. …….. …….. …….. |  |  | Sector-29, |  |  |  | Multipackage lum-sum |  | 0%
| …….. …….. …….. …….. …….. …….. |  |  | Gurgaon (Haryana) - 122001
[5 empty] | All Prices are in Indian Rupees. |  |  |  | Amount after Discount (Rs.) |  | Dis Alert | Amount after MPD (Rs.)
SI. No. | Description | Unit | Quantity | Unit Erection Charges | Total Erection Charges |  |  |  | Unit Erection Charges | Total Erection Charges |  | Unit Erection Charges | Total Erection Charges
1 | 2 | 3 | 4 | 5 | 6 = 4 x 5 |  |  |  | 5 | 6 = 4 x 5 |  | 5 | 6 = 4 x 5
#REF! | #REF!
#REF! | #REF!
| #REF! | #REF! | #REF! | #REF! | #REF!
| #REF! | #REF! | #REF! | #REF! | #REF!
#REF! | #REF! |  |  |  |  | (a) | Detailed Soil Investigation
| #REF! | #REF! | #REF! | #REF! | #REF! | (b) | All kinds of soil except fissured rock & hard rock
| #REF! | #REF! | #REF! | #REF! | #REF! | (e) | River Crossing Location
| #REF! | #REF! | #REF! | #REF! | #REF! | (f)
#REF! | #REF!
| #REF! | #REF! | #REF! | #REF! | #REF!
| #REF! | #REF! | #REF! | #REF! | #REF!
| #REF! | #REF! | #REF! | #REF! | #REF!
#REF! | #REF!
#REF! | #REF!
| #REF! | #REF! | #REF! | #REF! | #REF!
| #REF! | #REF! | #REF! | #REF! | #REF!
| #REF! | #REF! | #REF! | #REF! | #REF!
| #REF! | #REF! | #REF! | #REF! | #REF!
| #REF! | #REF! | #REF! | #REF! | #REF!
#REF! | #REF!
| #REF! | #REF! | #REF! | #REF! | #REF!
| #REF! | #REF! | #REF! | #REF! | #REF!
#REF! | #REF! | #REF! | #REF! | #REF! | #REF!
#REF! | #REF! | #REF! | #REF! | #REF! | #REF!
#REF! | #REF!
| #REF! | #REF! | #REF! | #REF! | #REF!
#REF! | #REF!
| #REF! | #REF! | #REF! | #REF! | #REF!
| #REF! | #REF! | #REF! | #REF! | #REF!
#REF! | #REF!
| #REF! | #REF! | #REF! | #REF! | #REF!
| #REF! | #REF! | #REF! | #REF! | #REF!
| #REF! | #REF! | #REF! | #REF! | #REF!
| #REF! | #REF! | #REF! | #REF! | #REF!
| #REF! | #REF! | #REF! | #REF! | #REF!
| #REF! | #REF! | #REF! | #REF! | #REF!
#REF!
| #REF! | #REF! | #REF! | #REF! | #REF!
| #REF! | #REF! | #REF! | #REF! | #REF!
| #REF! | #REF! | #REF! | #REF! | #REF!
| #REF! | #REF! | #REF! | #REF! | #REF!
#REF! | #REF!
#REF!
| #REF! | #REF! | #REF! | #REF! | #REF!
#REF! | #REF!
#REF! | #REF! | #REF! | #REF! | #REF! | #REF!
#REF! | #REF!
#REF! | #REF! | #REF! | #REF! | #REF! | #REF!
#REF! | #REF! | #REF! | #REF! | #REF! | #REF!
#REF! | #REF!
| #REF! | #REF! | #REF! | #REF! | #REF!
| Total Erection Price (A+B) |  |  |  | #REF!
Date : | --
Place : |  |  | Printed Name :
Designation :
Click for Sch-4

## Sch-4
Specification No.:5002001909/OTHERS/DOM/A04-CC CS -5 | [15 empty] | Schedule - 4
Rural Electrification Work under Prime Minister’s Development Project (PMDP) in Reasi, Udhampur & Ramban districts of UT of J&K.
(SCHEDULE OF RATES AND PRICES )
Bidder’s Name and Address (Lead Partner) : | [14 empty] | To:
Contracts Services, 3rd Floor
Name : | …….. …….. …….. …….. …….. …….. | [13 empty] | Power Grid Corporation of India Ltd.,
Address : | …….. …….. …….. …….. …….. …….. | [13 empty] | "Saudamini", Plot No.-2
| …….. …….. …….. …….. …….. …….. | [13 empty] | Sector-29,
| …….. …….. …….. …….. …….. …….. | [13 empty] | Gurgaon (Haryana) - 122001
Training Charges for Training to be imparted
SI. No. | PR No | PR Line Item No | Activity Header | PR Activity No | Activity Description | Service Code | SAC (Service Accounting Codes) | Whether SAC in column '8’ is confirmed. If not indicate applicable the SAC * | Rate of GST applicable ( in %) | Whether rate of GST in column ‘4’ is confirmed. If not indicate applicable rate of GST * | Description | Unit | Quantity | Unit Training Charges excluding GST | Total Training Charges excluding GST | Total GST as confirmed by Bidder
1 | 2 | 3 | 4 | 5 | 6 | 7 | 8 | 9 | 10 | 11 | 12 | 13 | 14 | 15 | 16 = 14 x 15 | 17
[17 empty] | Revaluation of J column | Tax Calculation
NOT APPLICABLE | [16 empty] | Revaluation of J column | Tax Calculation
[15 empty] | Included | 0 | 0 | 0
[9 empty] | Total Training Charges | [5 empty] | 0 |  |  | 0
[9 empty] | Total GST as confirmed by Bidder | [6 empty] | 0
Date : | -- | [12 empty] | Printed Name :
Place : | [13 empty] | Designation :
Click for Sch-5

## Sch-4b (hidden)
Specification No.:5002001909/OTHERS/DOM/A04-CC CS -5 | [15 empty] | Schedule - 4b
Rural Electrification Work under Prime Minister’s Development Project (PMDP) in Reasi, Udhampur & Ramban districts of UT of J&K.
(SCHEDULE OF RATES AND PRICES )
Bidder’s Name and Address (Lead Partner) : | [14 empty] | To:
Contracts Services, 3rd Floor
Name : | …….. …….. …….. …….. …….. …….. | [13 empty] | Power Grid Corporation of India Ltd.,
Address : | …….. …….. …….. …….. …….. …….. | [13 empty] | "Saudamini", Plot No.-2
| …….. …….. …….. …….. …….. …….. | [13 empty] | Sector-29,
| …….. …….. …….. …….. …….. …….. | [13 empty] | Gurgaon (Haryana) - 122001
Maintenance Charges during & after Defect Laibility Period
SI. No. | PR No | PR Line Item No | Activity Header | PR Activity No | Activity Description | Service Code | SAC (Service Accounting Codes) | Whether SAC in column '8’ is confirmed. If not indicate applicable the SAC * | Rate of GST applicable ( in %) | Whether rate of GST in column ‘4’ is confirmed. If not indicate applicable rate of GST * | Description | Unit | Quantity | Unit Maintenance Charges excluding GST | Total Maintenance Charges excluding GST | Total GST as confirmed by Bidder
1 | 2 | 3 | 4 | 5 | 6 | 7 | 8 | 9 | 10 | 11 | 12 | 13 | 14 | 15 | 16 = 14 x 15 | 17
| 0 | [15 empty] | Revaluation of P column | Tax Calculation
A. | #REF! | [15 empty] | Revaluation of P column | Tax Calculation
1 | [14 empty] | Included | 0 | 0 | 0
2 | [14 empty] | Included | 0 | 0 | 0
3 | [14 empty] | Included | 0 | 0 | 0
4 | [14 empty] | Included | 0 | 0 | 0
B. | #REF! | [15 empty] | Revaluation of P column | Tax Calculation
1 | [14 empty] | Included | 0 | 0 | 0
2 | [14 empty] | Included | 0 | 0 | 0
3 | [14 empty] | Included | 0 | 0 | 0
4 | [14 empty] | Included | 0 | 0 | 0
[9 empty] | Total Maintenance Charges during and after Defect Liabilty Period | [5 empty] | 0 |  |  | 0
[9 empty] | Total GST as confirmed by Bidder | [6 empty] | 0
Date : | -- | [12 empty] | Printed Name :
Place : | [13 empty] | Designation :
Click for Sch-5

## Sch-5
Specification No.:5002001909/OTHERS/DOM/A04-CC CS -5 |  |  |  | Schedule - 5
Rural Electrification Work under Prime Minister’s Development Project (PMDP) in Reasi, Udhampur & Ramban districts of UT of J&K.
(SUMMARY OF TAXES & DUTIES APPLICABLE ON PLANT & EQUIPMENT)
Bidder’s Name and Address (Lead Partner) : |  |  | To:
Contracts Services, 3rd Floor
Name : | …….. …….. …….. …….. …….. …….. |  | Power Grid Corporation of India Ltd.,
Address : | …….. …….. …….. …….. …….. …….. |  | "Saudamini", Plot No.-2
| …….. …….. …….. …….. …….. …….. |  | Sector-29,
| …….. …….. …….. …….. …….. …….. |  | Gurgaon (Haryana) - 122001
Sl. No. | Item Nos. |  | Total Price (INR) |  | After Discount |  | After MPDiscount
1 | TOTAL GST ON GOODS |  |  |  | Excise Duty | #REF! | Excise Duty | #REF!
| Total GST for Supply of Goods (inter-alia including Type Test Charges) between the Contractor and the Employer (identified in Schedule 1') which are not included in the Ex-works price as per the provision of the Bidding Documents, as applicable. |  | 0
2 | TOTAL GST ON SERVICES |  |  |  | Sales Tax | 0 | Sales Tax | 0
| Total GST on Installation Services (Schedule-3), Training to be imparted in India (Schedule-4) |  | 0 |  | #REF! | 0 | #REF! | 0
| GRAND TOTAL [1+2] |  | 0 |  | Grand Total after Discount | #REF! | Grand Total after MPD | #REF!
Date : | -- | Printed Name :
Place : |  | Designation :
Click for Sch-6

## Sch-5 Dis (hidden)
Specification No.:5002001909/OTHERS/DOM/A04-CC CS -5 |  |  |  | Schedule - 5
Rural Electrification Work under Prime Minister’s Development Project (PMDP) in Reasi, Udhampur & Ramban districts of UT of J&K.
SUMMARY OF TAXES & DUTIES APPLICABLE ON GOODS
Bidder’s Name and Address (Lead Partner) : |  |  | To:
Contracts Services, 3rd Floor
Name : | …….. …….. …….. …….. …….. …….. |  | Power Grid Corporation of India Ltd.,
Address : | …….. …….. …….. …….. …….. …….. |  | "Saudamini", Plot No.-2
| …….. …….. …….. …….. …….. …….. |  | Sector-29,
| …….. …….. …….. …….. …….. …….. |  | Gurgaon (Haryana) - 122001
Sl. No. | Item Nos. |  | Total Price (INR)
1 | TOTAL GST ON GOODS |  | 0
Total GST for Supply of Goods (inter-alia including Type Test Charges) between the Contractor and the Employer (identified in Schedule 1') which are not included in the Ex-works price as per the provision of the Bidding Documents, as applicable.
2 | TOTAL GST ON SERVICES |  | 0
Total GST on Installation Services (Schedule-3), Training to be imparted in India (Schedule-4a) and Maintenance Charges during and after Defect Liabilty Period (Schedule-4b)
| GRAND TOTAL [1+2] |  | 0
Date : | -- | Printed Name :
Place : |  | Designation :
Click for Sch-6

## Sch-6
Specification No.:5002001909/OTHERS/DOM/A04-CC CS -5 |  |  | Schedule - 6
Rural Electrification Work under Prime Minister’s Development Project (PMDP) in Reasi, Udhampur & Ramban districts of UT of J&K.
(GRAND SUMMARY)
Bidder’s Name and Address (Lead Partner) : |  |  | To:
Contracts Services, 3rd Floor
Name : | …….. …….. …….. …….. …….. …….. |  | Power Grid Corporation of India Ltd.,
Address : | …….. …….. …….. …….. …….. …….. |  | "Saudamini", Plot No.-2
| …….. …….. …….. …….. …….. …….. |  | Sector-29,
| …….. …….. …….. …….. …….. …….. |  | Gurgaon (Haryana) - 122001
Sl. No. | Description |  | Total Price (INR)
1 | TOTAL SCHEDULE NO. 1 |  | 0
Ex-works price of Plant and Equipment including Type Test Charges
2 | TOTAL SCHEDULE NO. 2 |  | 0
Local Transportation, In-transit Insurance, loading & unloading
3 | TOTAL SCHEDULE NO. 3 |  | 0
Installation Charges
4 | TOTAL SCHEDULE NO. 4 |  | 0
Training Charges
4b | TOTAL SCHEDULE NO. 4b |  | 0
Maintenance Charges during & after Defect Laibility Period
5 | TOTAL SCHEDULE NO. 5 |  | 0
Taxes and Duties
6 | TOTAL SCHEDULE NO. 7 |  | 0
Type Test Charges [Total of this Schedule is included in Schedule - 1 above.]
| GRAND TOTAL [1+2+3+4+5] |  | 0
Date : | -- | Printed Name :
Place : |  | Designation :
Click for Sch-7

## Sch-6 After Discount
Specification No.:5002001909/OTHERS/DOM/A04-CC CS -5 |  |  | Schedule - 6 After Discount
Rural Electrification Work under Prime Minister’s Development Project (PMDP) in Reasi, Udhampur & Ramban districts of UT of J&K.
(GRAND SUMMARY)
Bidder’s Name and Address (Lead Partner) : |  |  | To:
Contracts Services, 3rd Floor
Name : | …….. …….. …….. …….. …….. …….. |  | Power Grid Corporation of India Ltd.,
Address : | …….. …….. …….. …….. …….. …….. |  | "Saudamini", Plot No.-2
| …….. …….. …….. …….. …….. …….. |  | Sector-29,
| …….. …….. …….. …….. …….. …….. |  | Gurgaon (Haryana) - 122001
Sl. No. | Description |  | Total Price (INR)
1 | TOTAL SCHEDULE NO. 1 |  | 0
Ex-works price of Plant and Equipment including Type Test Charges
2 | TOTAL SCHEDULE NO. 2 |  | 0
Local Transportation, In-transit Insurance, loading & unloading
3 | TOTAL SCHEDULE NO. 3 |  | 0
Installation Charges
4 | TOTAL SCHEDULE NO. 4 |  | 0
Training Charges
4b | TOTAL SCHEDULE NO. 4b |  | 0
Maintenance Charges during & after Defect Laibility Period
5 | TOTAL SCHEDULE NO. 5 |  | 0
Taxes and Duties
6 | TOTAL SCHEDULE NO. 7 |  | 0
Type Test Charges [Total of this Schedule is included in Schedule - 1 above.]
| GRAND TOTAL [1+2+3+4+5] |  | 0
Date : | -- | Printed Name :
Place : |  | Designation :
Click for Sch-7

## Sch-7
Specification No.:5002001909/OTHERS/DOM/A04-CC CS -5 | [11 empty] | Schedule 7
Rural Electrification Work under Prime Minister’s Development Project (PMDP) in Reasi, Udhampur & Ramban districts of UT of J&K. | [15 empty] | As per Lum-sum |  | 0%
(SCHEDULE OF RATES AND PRICES ) | [15 empty] | AS per Percent |  | #REF!
[16 empty] | As per lum-sum on Sch-7 |  | 0%
Bidder’s Name and Address (Lead Partner) : | [9 empty] | To: | [5 empty] | As per Percent on Sch-7 |  | #REF!
[10 empty] | Contracts Services, 3rd Floor | [5 empty] | Total Discount |  | #REF!
Name : | [7 empty] | …….. …….. …….. …….. …….. …….. |  | Power Grid Corporation of India Ltd.,
Address : | [7 empty] | …….. …….. …….. …….. …….. …….. |  | "Saudamini", Plot No.-2
[8 empty] | …….. …….. …….. …….. …….. …….. |  | Sector-29, | [5 empty] | Multipackage Discount |  | 0%
[8 empty] | …….. …….. …….. …….. …….. …….. |  | Gurgaon (Haryana) - 122001
Type tests on Earthwire, Hardwar Fittings & accessories of conductor & earthwire:
SL. NO. | PR No | Line Item No | Code | HSN Code | Whether HSN in column ‘2’ is confirmed. If not indicate applicable the HSN code * | Rate of GST applicable ( in %) | Whether rate of GST in column ‘4’ is confirmed. If not indicate applicable rate of GST * | Description of Test | Unit | Quantity | Unit Test Charge | Total Test Charges (Rs.) | Total GST as confirmed by Bidder | Revaluation of M column | Tax Calculation |  | Total Test Charges After Discount (Rs.) |  | Dis Alert | Total Test Charges After MPD (Rs.)
1 | 2 | 3 | 4 | 5 | 6 | 7 | 8 | 9 | 10 | 11 | 12 | 13 = 10 x 11 | 14
I
1 | [11 empty] | Included | 0 | 0 | 0
2 | [11 empty] | Included | 0 | 0 | 0
NOT APPLICABLE
[8 empty] | TOTAL TYPE TEST CHARGES |  |  |  | 0
[8 empty] | Total GST as confirmed by Bidder |  |  |  |  | 0
Date : |  |  |  | -- |  |  |  |  | Printed Name :
Place : | [8 empty] | Designation :
Note : |  |  |  | Bidder should indicate the name of test laboratories where type tests are proposed to be conducted
Specification No.:5002001909/OTHERS/DOM/A04-CC CS -5
Rural Electrification Work under Prime Minister’s Development Project (PMDP) in Reasi, Udhampur & Ramban districts of UT of J&K. | [7 empty] | 0 | 0
(SCHEDULE OF RATES AND PRICES ) | [7 empty] | 0 | 0
Bidder’s Name and Address (Lead Partner) :
[8 empty] | 0 | 0
Name : | [7 empty] | …….. …….. …….. …….. …….. …….. | 0
Address : | [7 empty] | …….. …….. …….. …….. …….. …….. | 0
[8 empty] | …….. …….. …….. …….. …….. …….. | 0
[8 empty] | …….. …….. …….. …….. …….. …….. | 0
SL. NO. | [7 empty] | Description of Test | #REF!
#REF! | [7 empty] | #REF! | #REF!
#REF! | [7 empty] | #REF!
#REF! | [7 empty] | #REF! | #REF!
#REF! | [7 empty] | #REF! | #REF!
[8 empty] | #REF! | #REF!
#REF! | [7 empty] | #REF!
#REF! | [7 empty] | #REF!
#REF! | [7 empty] | #REF!
#REF! | [7 empty] | #REF! | #REF!
#REF! | [7 empty] | #REF! | #REF!
#REF! | [7 empty] | #REF! | #REF!
#REF! | [7 empty] | #REF! | #REF!
[8 empty] | #REF! | #REF!
#REF! | [7 empty] | #REF!
#REF! | [7 empty] | #REF! | #REF!
#REF! | [7 empty] | #REF! | #REF!
#REF! | [7 empty] | #REF! | #REF!
#REF! | [7 empty] | #REF! | #REF!
[8 empty] | #REF! | #REF!
#REF! | [7 empty] | #REF!
#REF! | [7 empty] | #REF! | #REF!
#REF! | [7 empty] | #REF! | #REF!
#REF! | [7 empty] | #REF! | #REF!
[8 empty] | #REF! | #REF!
#REF! | [7 empty] | #REF!
#REF! | [7 empty] | #REF! | #REF!
#REF! | [7 empty] | #REF! | #REF!
#REF! | [7 empty] | #REF! | #REF!
[8 empty] | #REF! | #REF!
#REF! | [7 empty] | #REF!
#REF! | [7 empty] | #REF! | #REF!
#REF! | [7 empty] | #REF! | #REF!
#REF! | [7 empty] | #REF! | #REF!
#REF! | [7 empty] | #REF! | #REF!
[8 empty] | #REF! | #REF!
[8 empty] | #REF! | #REF!
#REF! | [7 empty] | #REF!
#REF! | [7 empty] | #REF!
#REF! | [7 empty] | #REF! | #REF!
#REF! | [7 empty] | #REF! | #REF!
#REF! | [7 empty] | #REF! | #REF!
[8 empty] | #REF! | #REF!
[8 empty] | #REF! | #REF!
#REF! | [7 empty] | #REF!
#REF! | [7 empty] | #REF!
#REF! | [7 empty] | #REF! | #REF!
#REF! | [7 empty] | #REF! | #REF!
#REF! | [7 empty] | #REF! | #REF!
#REF! | [7 empty] | #REF! | #REF!
#REF! | [7 empty] | #REF! | #REF!
[8 empty] | #REF! | #REF!
#REF! | [7 empty] | #REF!
#REF! | [7 empty] | #REF! | #REF!
#REF! | [7 empty] | #REF! | #REF!
#REF! | [7 empty] | #REF! | #REF!
#REF! | [7 empty] | #REF! | #REF!
#REF! | [7 empty] | #REF! | #REF!
#REF! | [7 empty] | #REF! | #REF!
[8 empty] | #REF! | #REF!
#REF! | [7 empty] | #REF!
#REF! | [7 empty] | #REF! | #REF!
#REF! | [7 empty] | #REF! | #REF!
#REF! | [7 empty] | #REF! | #REF!
#REF! | [7 empty] | #REF! | #REF!
#REF! | [7 empty] | #REF! | #REF!
#REF! | [7 empty] | #REF! | #REF!
#REF! | [7 empty] | #REF! | #REF!
#REF! | [7 empty] | #REF! | #REF!
#REF! | [7 empty] | #REF! | #REF!
[8 empty] | #REF! | #REF!
#REF! | [7 empty] | #REF!
#REF! | [7 empty] | #REF! | #REF!
#REF! | [7 empty] | #REF! | #REF!
#REF! | [7 empty] | #REF! | #REF!
[8 empty] | #REF! | #REF!
#REF! | [7 empty] | #REF!
#REF! | [7 empty] | #REF! | #REF!
#REF! | [7 empty] | #REF! | #REF!
#REF! | [7 empty] | #REF! | #REF!
[8 empty] | #REF! | #REF!
#REF! | [7 empty] | #REF!
#REF! | [7 empty] | #REF! | #REF!
#REF! | [7 empty] | #REF! | #REF!
[8 empty] | #REF! | #REF!
#REF! | [7 empty] | #REF!
#REF! | [7 empty] | #REF! | #REF!
#REF! | [7 empty] | #REF! | #REF!
#REF! | [7 empty] | #REF! | #REF!
#REF! | [7 empty] | #REF! | #REF!
#REF! | [7 empty] | #REF! | #REF!
#REF! | [7 empty] | #REF! | #REF!
[8 empty] | #REF! | #REF!
#REF! | [7 empty] | #REF!
#REF! | [7 empty] | #REF! | #REF!
#REF! | [7 empty] | #REF! | #REF!
#REF! | [7 empty] | #REF! | #REF!
#REF! | [7 empty] | #REF! | #REF!
#REF! | [7 empty] | #REF!
#REF! | [7 empty] | #REF! | #REF!
#REF! | [7 empty] | #REF! | #REF!
#REF! | [7 empty] | #REF! | #REF!
#REF! | [7 empty] | #REF! | #REF!
[8 empty] | #REF! | #REF!
[8 empty] | #REF! | #REF!
[8 empty] | #REF! | #REF!
Click for Bid Form 2nd Envelope

## Sch-7 Dis (hidden)
Specification No.:5002001909/OTHERS/DOM/A04-CC CS -5
Rural Electrification Work under Prime Minister’s Development Project (PMDP) in Reasi, Udhampur & Ramban districts of UT of J&K. | [6 empty] | As per Lum-sum |  | 0%
(SCHEDULE OF RATES AND PRICES : TYPE TEST CHARGES) | [6 empty] | AS per Percent |  | #REF!
[7 empty] | As per lum-sum on Sch-7 |  | 0%
Bidder’s Name and Address (Lead Partner) : |  |  |  | To: |  |  | As per Percent on Sch-7 |  | #REF!
|  |  |  | Contracts Services, 3rd Floor |  |  | Total Discount |  | #REF!
Name : | …….. …….. …….. …….. …….. …….. |  |  | Power Grid Corporation of India Ltd.,
Address : | …….. …….. …….. …….. …….. …….. |  |  | "Saudamini", Plot No.-2
| …….. …….. …….. …….. …….. …….. |  |  | Sector-29, |  |  | Multipackage Discount |  | 0%
| …….. …….. …….. …….. …….. …….. |  |  | Gurgaon (Haryana) - 122001
Type Tests on Earthwire
SL. NO. | Description of Test | Unit | Quantity | Unit Test Charge | Total Test Charges (Rs.) |  |  | Total Test Charges After Discount (Rs.) |  | Dis Alert | Total Test Charges After MPD (Rs.)
I | #REF!
(a) | #REF! | #REF! | #REF! | #REF! | #REF!
(b) | #REF! | #REF! | #REF! | #REF! | #REF!
| Sub-Total (I) |  |  |  | #REF!
| TOTAL TEST CHARGES (I) |  |  |  | #REF!
[7 empty] | Discount Sche-7 | #REF! |  | MPD Sche-7 | #REF!
[7 empty] | Dis Alert | #REF!
Signature :
Date : | -- | Printed Name :
Place : |  | Designation :
Common Seal :
Note : | Bidder should indicate the name of test laboratories where type tests are proposed to be conducted
Specification No.:5002001909/OTHERS/DOM/A04-CC CS -5
Rural Electrification Work under Prime Minister’s Development Project (PMDP) in Reasi, Udhampur & Ramban districts of UT of J&K. | 0 | 0 |  |  |  | 0
(SCHEDULE OF RATES AND PRICES : TYPE TEST CHARGES) | 0 | 0 |  |  |  | 0
Bidder’s Name and Address (Lead Partner) : | [5 empty] | 0
| 0 | 0 |  |  |  | 0
Name : | …….. …….. …….. …….. …….. …….. | 0 |  |  |  | 0
Address : | …….. …….. …….. …….. …….. …….. | 0 |  |  |  | 0
| …….. …….. …….. …….. …….. …….. | 0 |  |  |  | 0
| …….. …….. …….. …….. …….. …….. | 0 |  |  |  | 0
SL. NO. | Description of Test | 0
#REF! | #REF! | #REF!
#REF! | #REF!
#REF! | #REF! | #REF!
#REF! | #REF! | #REF!
| #REF! | #REF!
#REF! | #REF!
#REF! | #REF!
#REF! | #REF!
#REF! | #REF! | #REF!
#REF! | #REF! | #REF!
#REF! | #REF! | #REF!
#REF! | #REF! | #REF!
| #REF! | #REF!
#REF! | #REF!
#REF! | #REF! | #REF!
#REF! | #REF! | #REF!
#REF! | #REF! | #REF!
#REF! | #REF! | #REF!
| #REF! | #REF!
#REF! | #REF!
#REF! | #REF! | #REF!
#REF! | #REF! | #REF!
#REF! | #REF! | #REF!
| #REF! | #REF!
#REF! | #REF!
#REF! | #REF! | #REF!
#REF! | #REF! | #REF!
#REF! | #REF! | #REF!
| #REF! | #REF!
#REF! | #REF!
#REF! | #REF! | #REF!
#REF! | #REF! | #REF!
#REF! | #REF! | #REF!
#REF! | #REF! | #REF!
| #REF! | #REF!
| #REF! | #REF!
#REF! | #REF!
#REF! | #REF!
#REF! | #REF! | #REF!
#REF! | #REF! | #REF!
#REF! | #REF! | #REF!
| #REF! | #REF!
| #REF! | #REF!
#REF! | #REF!
#REF! | #REF!
#REF! | #REF! | #REF!
#REF! | #REF! | #REF!
#REF! | #REF! | #REF!
#REF! | #REF! | #REF!
#REF! | #REF! | #REF!
| #REF! | #REF!
#REF! | #REF!
#REF! | #REF! | #REF!
#REF! | #REF! | #REF!
#REF! | #REF! | #REF!
#REF! | #REF! | #REF!
#REF! | #REF! | #REF!
#REF! | #REF! | #REF!
| #REF! | #REF!
#REF! | #REF!
#REF! | #REF! | #REF!
#REF! | #REF! | #REF!
#REF! | #REF! | #REF!
#REF! | #REF! | #REF!
#REF! | #REF! | #REF!
#REF! | #REF! | #REF!
#REF! | #REF! | #REF!
#REF! | #REF! | #REF!
#REF! | #REF! | #REF!
| #REF! | #REF!
#REF! | #REF!
#REF! | #REF! | #REF!
#REF! | #REF! | #REF!
#REF! | #REF! | #REF!
| #REF! | #REF!
#REF! | #REF!
#REF! | #REF! | #REF!
#REF! | #REF! | #REF!
#REF! | #REF! | #REF!
| #REF! | #REF!
#REF! | #REF!
#REF! | #REF! | #REF!
#REF! | #REF! | #REF!
| #REF! | #REF!
#REF! | #REF!
#REF! | #REF! | #REF!
#REF! | #REF! | #REF!
#REF! | #REF! | #REF!
#REF! | #REF! | #REF!
#REF! | #REF! | #REF!
#REF! | #REF! | #REF!
| #REF! | #REF!
#REF! | #REF!
#REF! | #REF! | #REF!
#REF! | #REF! | #REF!
#REF! | #REF! | #REF!
#REF! | #REF! | #REF!
#REF! | #REF!
#REF! | #REF! | #REF!
#REF! | #REF! | #REF!
#REF! | #REF! | #REF!
#REF! | #REF! | #REF!
| #REF! | #REF!
| #REF! | #REF!
| #REF! | #REF!
Click for Bid Form 2nd Envelope

## Discount
AAABBAAAABBf
Specification No.:5002001909/OTHERS/DOM/A04-CC CS -5 |  |  |  |  | Letter of Discount
LETTER OF DISCOUNT
To:
Contract Services
Power Grid Corporation of India Ltd.,
"Saudamini", Plot No.-2
Sector-29, (near IFFCO Chowk)
Gurgaon (Haryana) - 122001
Subject : |  | Rural Electrification Work under Prime Minister’s Development Project (PMDP) in Reasi, Udhampur & Ramban districts of UT of J&K.
Dear Sir
With reference to the subject tender, we hereby offer unconditional discount on the prices quoted by us as per details given here below : | [6 empty] | Eq Weightage of Rs/ % | Final Discount Factor
| 1 | Discount on lum-sum basis on total price quoted by us without Taxes & Duties. [The discount shall be proportionately applicable on all the items of all the Schdules i.e. Sch-1 (without type test charges), Sch-2, Sch-3, Sch-4a, Sch-4b & Sch-7] In Rs. |  |  |  | 0 | 0%
| 2 | Discount on percent basis on total price quoted by us without Taxes & Duties. [The discount shall be applicable on all the items of all the Schdules i.e. Sch-1 (without type test charges), Sch-2 , Sch-3, Sch-4a, Sch-4b & Sch-7] In Percent (%) |  |  |  | 0 | 0%
| 3 | Discount on lum-sum basis on the Schedules as given below : [The discount shall be proportionately applicable on all the relevent items of the respective Schdules.] In Rs.
|  | Schedule-1 : Ex works prices |  | In Rs. |  | 0 | 0% | Schedule-1 : Ex-Works Price | 0%
|  | Schedule-2 : Freight & Insurance |  | In Rs. |  | 0 | 0% | Schedule-2 : Freight & Insurance | 0%
|  | Schedule-3 : Erection Charges |  | In Rs. |  | 0 | 0% | Schedule-3 : Erection Charges | 0%
|  | Schedule-4a : Training Charges |  | In Rs. |  | 0 | 0% | Schedule-4a : Training Charges | 0%
|  | Schedule-4b : Maintenance Charges during and after DLP |  | In Rs. |  | 0 | 0% | Schedule-4b : Maintenance Charges | 0%
|  | Schedule-7 : Type Test Charges |  | In Rs. |  | 0 | 0% | Schedule-7 : Type Test Charges | 0%
| 4 | Discount on percent basis on the Schedules as given below : [The discount shall be applicable on all the relevent items of the respective Schdules.] In Percent (%)
|  | Schedule-1 : Ex works prices |  | In Percent (%) |  | 0 | 0%
|  | Schedule-2 : Freight & Insurance |  | In Percent (%) |  | 0 | 0%
|  | Schedule-3 : Erection Charges |  | In Percent (%) |  | 0 | 0%
|  | Schedule-4a : Training Charges |  | In Percent (%) |  | 0 | 0%
|  | Schedule-4b : Maintenance Charges during and after DLP |  | In Percent (%) |  | 0 | 0%
|  | Schedule-7 : Type Test Charges |  | In Percent (%) |  | 0 | 0%
Discount(s) offered at sl. No. 1 to 4 will get displayed and accounted for automatically in the respective items of the Schedules.
| 5 | We hereby offer Multi-package discount as given below:
Multi-Package Discount(s) offered at sl. No. 5 will not get automatically accounted for in the respective items of the Schedules. The same shall be worked out saparately for evaluation.
Please consider this letter of discount as the integral part of our price bid.
Thanking you, we remain,
Yours faithfully,
For and on behalf of …….. …….. …….. …….. …….. ……..
Date : |  | -- | Printed Name :
Place : |  |  | Designation :
Click for Bid Form

## Octroi (hidden)
Details of Octroi
Sl No. | Description of Items | Amount on which Octroi is applicable | Rate of Octroi | Octroi
(1) | (2) | (3) | (4) | (5) =(3) x (4)
1 |  |  |  | 0
2 |  |  |  | 0
3 |  |  |  | 0
4 |  |  |  | 0
5 |  |  |  | 0
6 |  |  |  | 0
7 |  |  |  | 0
8 |  |  |  | 0
9 |  |  |  | 0
10 |  |  |  | 0
| Total |  |  | 0
Back to Sch 5

## Entry Tax (hidden)
Details of Entry Tax
Sl No. | Description of Items | Amount on which Entry Tax is applicable | Rate of Entry Tax | Entry Tax
(1) | (2) | (3) | (4) | (5) =(3) x (4)
1 |  |  |  | 0
2 |  |  |  | 0
3 |  |  |  | 0
4 |  |  |  | 0
5 |  |  |  | 0
6 |  |  |  | 0
7 |  |  |  | 0
8 |  |  |  | 0
9 |  |  |  | 0
10 |  |  |  | 0
| Total |  |  | 0
Back to Sch 5

## Other Taxes & Duties (hidden)
Details of Other Taxes & Duties
Sl No. | Description of Items | Amount on which Other Taxes & Duties are applicable | Description of Taxes & Duties | Rate of Taxes & Duties | Amount of Taxes & Duties
(1) | (2) | (3) | (4) | (5) | (6) =(3) x (4)
1 |  |  |  |  | 0
2 |  |  |  |  | 0
3 |  |  |  |  | 0
4 |  |  |  |  | 0
5 |  |  |  |  | 0
6 |  |  |  |  | 0
7 |  |  |  |  | 0
8 |  |  |  |  | 0
9 |  |  |  |  | 0
10 |  |  |  |  | 0
| Total |  |  |  | 0
Back to Sch 5

## Bid Form 2nd Envelope
Specification No.:5002001909/OTHERS/DOM/A04-CC CS -5 |  |  |  | Bid Form 2nd Envelope |  | 0 |  |  |  | 1 | st |  | 1 | January
[6 empty] | 0 |  |  |  | 2 | nd |  | 2 | February
BID FORM (Second Envelope) | [9 empty] | 3 | rd |  | 3 | March
[10 empty] | 4 | th |  | 4 | April
Bid Proposal Ref. No. | [9 empty] | 5 | th |  | 5 | May
Date : | -- | [8 empty] | 6 | th | #VALUE! | 6 | June
[10 empty] | 7 | th | #VALUE! | 7 | July
To: | [9 empty] | 8 | th | #VALUE! | 8 | August
Contracts Services, 3rd Floor | [9 empty] | 9 | th | #VALUE! | 9 | September
Power Grid Corporation of India Ltd., | [9 empty] | 10 | th |  | 10 | October
"Saudamini", Plot No.-2 | [9 empty] | 11 | th |  | 11 | November
Sector-29, | [9 empty] | 12 | th |  | 12 | December
Gurgaon (Haryana) - 122001 | [9 empty] | 13 | th
[10 empty] | 14 | th
Name of Contract : | Rural Electrification Work under Prime Minister’s Development Project (PMDP) in Reasi, Udhampur & Ramban districts of UT of J&K. | [8 empty] | 15 | th
Dear Ladies and/or Gentlemen, | [9 empty] | 16 | th
1 | In continuation of First Envelope of our Bid, we hereby submit the Second Envelope of the Bid, both of which shall be read together and in conjunction with each other, and shall be construed as an integral part of our Bid. Accordingly, we the undersigned, offer to design, manufacture, test, deliver, install and commission (including carrying out Trial Operation, Performance & Guarantee Test as per provision of Technical Specification) under the above-named package in full conformity with the said Bidding Documents for the sum of Rs. 0 (Rs. Zero Only ) or such other sums as may be determined in accordance with the terms and conditions of the Bidding Documents. |  |  |  |  | In continuation of First Envelope of our Bid, we hereby submit the Second Envelope of the Bid, both of which shall be read together and in conjunction with each other, and shall be construed as an integral part of our Bid. Accordingly, we the undersigned, offer to design, manufacture, test, deliver, install and commission (including carrying out Trial Operation, Performance & Guarantee Test as per provision of Technical Specification) under the above-named package in full conformity with the said Bidding Documents for the sum of Rs. | or such other sums as may be determined in accordance with the terms and conditions of the Bidding Documents. | 0 | (Rs. Zero Only ) | 17 | th
| The above amounts are in accordance with the price schedules attached herewith and are made part of this bid. | [8 empty] | 18 | th
2 | Price Schedules | [8 empty] | 19 | th
2.1 | In line with the requirements of the Bidding documents, we enclose herewith the following Price Schedules, duly filled - in as per your proforma: | [8 empty] | 20 | th
| Schedule 1 | Plant and Equipment (Including Mandatory Spare Parts) to be supplied, including Type Test Charges. | [7 empty] | 21 | st
| Schedule 2 | Local Transportation, In-transit Insurance, loading and unloading | [7 empty] | 22 | th
| Schedule 3 | Installation Charges. | [7 empty] | 23 | th
| Schedule 4 | Training charges for training to be imparted. | [7 empty] | 24 | th
| Schedule 4b | Maintenance Charges during & after Defect Laibility Period.
| Schedule 5 | Taxes and Duties not included in Schedule 1 | [7 empty] | 25 | th
| Schedule 6 | Grand Summary [Schedule 1to 5] | [7 empty] | 26 | th
| Schedule 7 | Break-up of Type Test Charges for Type Tests to be conducted | [7 empty] | 27 | th
2.2 | We are aware that the Price Schedules do not generally give a full description of the Work to be performed under each item and we shall be deemed to have read the Technical Specifications and other sections of the Bidding Documents and Drawings to ascertain the full scope of Work included in each item while filling-in the rates and prices. We agree that the entered rates and prices shall be deemed to include for the full scope as aforesaid, including overheads and profit. | [8 empty] | 28 | th
2.3 | We declare that as specified in Clause 11.5, Section –II:ITB, Vol.-I of the Bidding Documents, prices quoted by us in the Price Schedules shall be subject to Price Adjustment during the execution of Contract in accordance with Appendix-2 (Price Adjustment) to the Contract Agreement. | [8 empty] | 29 | th
2.4 | We understand that in the price schedules, where there are errors between the total of the amounts given under the column for the price Breakdown and the amount given under the Total Price, the former shall prevail and the latter will be corrected accordingly. We further understand that where there are discrepancies between amounts stated in figures and amounts stated in words, the amount stated in words shall prevail. Similarly, any discrepancy in the total bid price and that of the summation of Schedule price (price indicated in a Schedule indicating the total of that schedule), the total bid price shall be corrected to reflect the actual summation of the Schedule prices. | [8 empty] | 30 | th
2.5 | We declare that items left blank in the Schedules will be deemed to have been included in other items. The TOTAL for each Schedule and the TOTAL of Grand Summary shall be deemed to be the total price for executing the Facilities and sections thereof in complete accordance with the Contract, whether or not each individual item has been priced. | [8 empty] | 31 | st
3 | We confirm that except as otherwise specifically provided our Bid Prices in this Second Envelope include all taxes, duties, levies and charges as may be assessed on us/our Associate (applicable for Foreign Bidder), our Sub-Contractor/Sub-Vendor or their employees by all municipal, state or national government authorities in connection with the Facilities, in and outside of India.
3.1 | 100% of applicable Taxes and Duties i.e GST which are payable by the Employer under the Contract, shall be reimbursed by the Employer on production of satisfactory documentary evidence by the Contractor in accordance with the provisions of the Bidding Documents.
3.2 | We further understand that notwithstanding 3.0 above, in case of award on us, you shall also bear and pay/reimburse to us, GST applicable on supplies by us to you, imposed on the Plant & Equipment including Mandatory Spare Parts to be incorporated into the Facilities including Type Test charges for Type test to be conducted specified in Schedule No. 1, Installation Services specified in Schedule No. 3, Charges for Training to be imparted specified in Schedule No. 4a and Maintenance Charges during & after Defect Laibility Period specified in Schedule No. 4b of the Price Schedule in this Second Envelope by the Indian Laws.
3.3 | We confirm that we have also registered/we shall also get registered in the GST Network with a GSTIN, in all the states where the project is located and the states from which we shall make our supply of goods.
4 | # (For Joint Venture only) We, the partners of Joint Venture submitting this bid, do agree and confirm that in case of Award of Contract on the Joint Venture, we shall be jointly and severally liable and responsible for the execution of the Contract in accordance with Contract terms and conditions. |  |  |  | 2
5 | We, hereby, declare that only the persons or firms interested in this proposal as principals are named here and that no other persons or firms other than those mentioned herein have any interest in this proposal or in the Contract to be entered into, if the award is made on us, that this proposal is made without any connection with any other person, firm or party likewise submitting a proposal is in all respects for and in good faith, without collusion or fraud.
Thanking you, we remain,
Yours faithfully,
For and on behalf of …….. …….. …….. …….. …….. ……..
Signature :
Date : | -- |  | Printed Name :
Place : |  |  | Designation :
Common Seal :
In case of bid from a Joint Venture, name & designation of representative of JV partner is to be provided and Bid Form is also to be signed by him.
Printed Name :
Designation :
Please provide additional information of the Bidder
Business Address :
Country of Incorporation :
State/Province to be indicated :
Name of Principal Officer :
Address of Principal Officer :
Note: Bidders may note that no prescribed proforma has been enclosed for Attachment 2 : Power of Attorney. Bidders may use their own proforma for furnishing the required information with the bid.
* * *
Back to Cover Page

## Q & C (2) (hidden)
STATEMENT OF QUOTED / CORRECTED PRICES
All Figures are in Rupees
Bidder |  | 0
Sl. No. | Price Component | Quoted Price | Corrected Price
1 | TOTAL SCHEDULE NO. 1:Ex-Works Price of Plant and Equipment including Type Test Charges | 0 |  | 0
2 | TOTAL SCHEDULE NO.2: Local Transportation, Insurance and other Incidental Services. | 0 |  | 0
3 | TOTAL SCHEDULE NO.3: Installation Charges | 0 |  | 0
4 | TOTAL SCHEDULE NO.4: Training Charges | Not Applicable |  | Not Applicable
5 | TOTAL BID PRICE: (Excluding Taxes & Duties) | 0 |  | 0
6 | DISCOUNT | #REF! |  | #REF! | #REF!
7 | NET BID PRICE (Excluding Taxes & Duties) | #REF! |  | #REF!
8 | TAXES & DUTIES PAYABLE ADDITIONALLY
| A) EXCISE DUTY | 0 |  | 0
| B) CENTRAL SALES TAX | 0 |  | 0
| C) VAT | #REF! |  | 0
| D) ENTRY TAX / OCTROI | #REF! |  | 0
E) OTHERS
| F) TOTAL TAXES & DUTIES | #REF! |  | 0
8 | TOTAL BID PRICE (INCLUDING TAXES & DUTIES) | #REF! |  | 0
9 | TOTAL SCHEDULE NO.7: Type Test Charges [Total of this Schedule is included in Schedule-1 above] | 0 |  | 0
I) | Bidder has indicated the following taxes and duties additionally applicable for their bid:
| Excise Duty % as |  |  |  | Excise Duty
| CST % as |  |  |  | CST
| #REF! |  |  |  | VAT | #REF! | #REF!
| #REF! |  |  |  | Entry Tax/ Octroi | #REF! | #REF!
| Others as |  |  |  | Others
II) | With regard to Entry Tax, it may be mentioned that the substations covered under the subject pacakge falls in State of MP, where an entry tax @ 2% of Purchase Price is applicable. In view of the above, the taxes and duties inter-alia including entry tax applicable for the bids are calculated :
a) | Ex-Works Price of Direct Supplies (after discount, if any) |  | Rs. | 0
b) | Excise Duty, as applicable on (a) above at the rate : | 10% | Rs. | 0
c) | Amount on which Sales Tax is applicable | 0 |  | 0
d) | CST, as applicable on (a) + ED (b) above at the rate : | 2% | Rs. | 0
e) | VAT, as applicable on (a) + ED (b) above at the rate : | 1% |  | 0
f) | Others [……………………………………………] |  | Rs.
g) | Purchase Price for Entry Tax (Total Ex-Works+F&I+ED+CST+Others) |  | Rs. | 0
h) | Entry Tax, as applicable on (e) above at the rate : |  | Rs. | 0
Rural Electrification Work under Prime Minister’s Development Project (PMDP) in Reasi, Udhampur & Ramban districts of UT of J&K. |  | Statement of Quoted / Corrected Prices |  | Page
Spec. No. | Specification No.:5002001909/OTHERS/DOM/A04-CC CS -5

## Q & C (hidden)
STATEMENT OF QUOTED / CORRECTED PRICES
All Figures are in Rupees
Bidder |  | …….. …….. …….. …….. …….. ……..
Sl. No. | Price Component | Quoted Price | Corrected Price
1 | TOTAL SCHEDULE NO. 1:Ex-Works Price of Plant and Equipment including Type Test Charges | 0 |  | 0
2 | TOTAL SCHEDULE NO.2: Local Transportation, Insurance and other Incidental Services. | 0 |  | 0
3 | TOTAL SCHEDULE NO.3: Installation Charges | 0 |  | 0
4 | TOTAL SCHEDULE NO.4: Training Charges | Not Applicable |  | Not Applicable
5 | TOTAL BID PRICE: (Excluding Taxes & Duties) | 0 |  | 0
6 | DISCOUNT | #REF! |  | #REF!
7 | NET BID PRICE (Excluding Taxes & Duties) | #REF! |  | #REF!
8 | TAXES & DUTIES PAYABLE ADDITIONALLY
| A) EXCISE DUTY | #REF! |  | 0
| B) CENTRAL SALES TAX /VAT | #REF! |  | #REF!
| C) ENTRY TAX / OCTROI | #REF! |  | #REF!
| D) OTHERS | #REF! |  | 0
| E) TOTAL TAXES & DUTIES | #REF! |  | #REF!
8 | TOTAL BID PRICE (INCLUDING TAXES & DUTIES) | #REF! |  | #REF!
9 | TOTAL SCHEDULE NO.7: Type Test Charges [Total of this Schedule is included in Schedule-1 above] | 0 |  | 0
I) | Bidder has indicated the following taxes and duties additionally applicable for their bid:
a) | Excise Duty |  | Rs. | #REF!
b) | CST /VAT |  | Rs. | #REF!
c) | Entry Tax / Octroi |  | Rs. | #REF!
d) | Others |  | Rs. | #REF!
II) | Bidder has offered following discount(s)
III) | With regard to Entry Tax, it may be mentioned that the substations covered under the subject pacakge falls in State of MP, where an entry tax @ 1% of Purchase Price is applicable. In view of the above, the taxes and duties inter-alia including entry tax applicable for the bids are calculated : |  |  |  | Details of dicounts
a) | Ex-Works Price of Direct Supplies (after discount, if any) |  | Rs. | 0 | Gross LS | #REF! | #REF! | #REF! | Gross % | #REF! | #REF! | #REF!
b) | Excise Duty @ 10.3% of (a) above |  | Rs. | 0 |  |  |  | #REF! |  |  |  | #REF!
c) | CST / VAT @ 2% of Ex-Works of Direct Supplies (a) + ED (b) above |  | Rs. | #REF! | Sch-1 Direct LS | #REF! | #REF! | #REF! | Sch-1 Direct % | #REF! | #REF! | #REF!
d) | Others |  | Rs. |  | Sch-1 BO LS | #REF! | #REF! | #REF! | Sch-1 BO % | #REF! | #REF! | #REF!
e) | Purchase Price for Entry Tax (Total Ex-Works+F&I+ED+CST+Others) |  | Rs. | #REF! | Sch-2 LS | #REF! | #REF! | #REF! | Sch-2 % | #REF! | #REF! | #REF!
f) | Entry Tax @ 1% of (e) above |  | Rs. | #REF! | Sch-3 LS | #REF! | #REF! | #REF! | Sch-3 % | #REF! | #REF! | #REF!
[5 empty] | Sch-7 LS | #REF! | #REF! | #REF! | Sch-7 % | #REF! | #REF! | #REF!
Rural Electrification Work under Prime Minister’s Development Project (PMDP) in Reasi, Udhampur & Ramban districts of UT of J&K. |  | Statement of Quoted / Corrected Prices |  | Page | Different Manner | #REF!
[5 empty] | Text for Discount | #REF!
#REF!
#REF!

## N to W (hidden)
0
Rs. Zero Only
0
0
0
0
0
0
1 | One
2 | Two
3 | Three
4 | Four
5 | Five
6 | Six
7 | Seven
8 | Eight
9 | Nine
10 | Ten
11 | Eleven
12 | Twelve
13 | Thirteen
14 | Fourteen
15 | Fifteen
16 | Sixteen
17 | Seventeen
18 | Eighteen
19 | Nineteen
20 | Twenty
21 | Twenty One
22 | Twenty Two
23 | Twenty Three
24 | Twenty Four
25 | Twenty Five
26 | Twenty Six
27 | Twenty Seven
28 | Twenty Eight
29 | Twenty Nine
30 | Thirty
31 | Thirty One
32 | Thirty Two
33 | Thirty Three
34 | Thirty Four
35 | Thirty Five
36 | Thirty Six
37 | Thirty Seven
38 | Thirty Eight
39 | Thirty Nine
40 | Forty
41 | Forty One
42 | Forty Two
43 | Forty Three
44 | Forty Four
45 | Forty Five
46 | Forty Six
47 | Forty Seven
48 | Forty Eight
49 | Forty Nine
50 | Fifty
51 | Fifty One
52 | Fifty Two
53 | Fifty Three
54 | Fifty Four
55 | Fifty Five
56 | Fifty Six
57 | Fifty Seven
58 | Fifty Eight
59 | Fifty Nine
60 | Sixty
61 | Sixty One
62 | Sixty Two
63 | Sixty Three
64 | Sixty Four
65 | Sixty Five
66 | Sixty Six
67 | Sixty Seven
68 | Sixty Eight
69 | Sixty Nine
70 | Seventy
71 | Seventy One
72 | Seventy Two
73 | Seventy Three
74 | Seventy Four
75 | Seventy Five
76 | Seventy Six
77 | Seventy Seven
78 | Seventy Eight
79 | Seventy Nine
80 | Eighty
81 | Eighty One
82 | Eighty Two
83 | Eighty Three
84 | Eighty Four
85 | Eighty Five
86 | Eighty Six
87 | Eighty Seven
88 | Eighty Eight
89 | Eighty Nine
90 | Ninety
91 | Ninety One
92 | Ninety Two
93 | Ninety Three
94 | Ninety Four
95 | Ninety Five
96 | Ninety Six
97 | Ninety Seven
98 | Ninety Eight
99 | Ninety Nine
100 | One Hundred