## Basic (hidden)
Name of Package | Substation Package - SS-22 for i) 400kV Hosur S/s Extn., ii) 400kV Madhugiri S/s Extn., iii) 400kV Dharmapuri S/s Extn., iv) 400kV Hiriyur S/s Extn., v) 400kV Pugalur S/s (AIS) Extn., vi) 400kV Pugalur HVDC (GIS) S/s Extn., vii) 400/220kV Gazuwaka S/s Extn., viii) 1x 500MVA, 400/220kV ICT at Gazuwaka under SRSS-XXV and i) 220 kV Cochin S/s Extn., ii) 400kV Kozikode S/s Extn. under SRSS-XXVI
Package Code | Substation Package - SS-22
Specification No. | Spec. No. CC-CS/903-SR2/SS-3951/3/G7

## Cover
rev_01
Price Schedules | Substation Package - SS-22 for i) 400kV Hosur S/s Extn., ii) 400kV Madhugiri S/s Extn., iii) 400kV Dharmapuri S/s Extn., iv) 400kV Hiriyur S/s Extn., v) 400kV Pugalur S/s (AIS) Extn., vi) 400kV Pugalur HVDC (GIS) S/s Extn., vii) 400/220kV Gazuwaka S/s Extn., viii) 1x 500MVA, 400/220kV ICT at Gazuwaka under SRSS-XXV and i) 220 kV Cochin S/s Extn., ii) 400kV Kozikode S/s Extn. under SRSS-XXVI |  | Substation Package - SS-22
Spec. No. CC-CS/903-SR2/SS-3951/3/G7
| 1 | Fill up only green shaded cells in Sch-1, Sch-2, Sch-3, and Bid Form 2nd Envelope.
| 2 | All the cells in Sch-5, Sch-6 and Sch-6 (After Discount) are auto filled, therefore no cell is required to be filled up there.
| 3 | Instructions / error messages, if any, will be displayed automatically after selecting the cell.
| 4 | After filling up all the schedues, save the file, take print out of all the schedules and Bid form and sign & stamp and submit them as hard copy of the 2nd envelope (Price part) of the bid. Also ensure to submit the soft copy of the the same file on CD/ DVD.
पावर ग्रिड कारपोरेशन ऑफ इण्डिया लिमिटेड
(भारत सरकार का उद्यम)
Power Grid Corporation of India Limited
(A Government of India Enterprises)
Click to skip Instructions & Proceed
Click for Detailed General Instructions
General guidelines for filling up the Price Schedules, Sch-1 to Sch-7

## Instructions
General Instruction to the Bidders for filling up this workbook of price schedules for this package
I | While filling up the worksheets following may please be observed :
| (i) | Fill up only green shaded cells.
| (ii) | Certain data type entries have been restricted, such as Numeric values or limits of numeric values.
| (iii) | Select only the options provided in pull down menus.
| (iv) | Do not link any cell of this work book with any other work book.
| (v) | Do not use copy & paste or cut & paste options for filling up the data.
| (vi) | Do not reformat any of the cell of the work book.
II | This Workbook consists of following worksheets :
Cover :
Opening page of the workbook.
Names of Bidder :
| ● | Select Sole Bidder or JV (Joint Venture) from the pull down menu. Do not leave this cell blank.
| ● | Select nos. of the JV Partners other than the Lead Partner from drop down menu.
| ● | In case of JV partners more than 2, enter details of 3rd & more partners along with details of 2nd partner.
| ● | Fill up names and address of the Sole Bidder and /or Joint Venture.
| ● | Fill up date in dd-mm-yyyy format from drop down menu.
| ● | Click for Sch-1 given at the right top of the worksheet to go to Sch-1.
Sch-1 (Ex-works Prices) :
| ● | Fill up unit rates for all the items in numeric values greater than 0 (zero). If unit rate is left blank, the corresponding item shall be deemed to be included in the total price.
| ● | Corresponding cell for mode of transaction shall be come enable only after filling up the unit rate, therefore first fill up the unit rate and then mode of transaction for the corresponding item.
| ● | Select either Direct or Bought-out from the drop down menu. Do not leave the cell blank the same shall be deemed to be Bought-out if the cell is left blank.
| ● | Total amount shall get calculated automatically.
| ● | Type Test charges shall appear automatically in Sch-1, after filling up Sch-7 appropriately (if Applicable).
Sch-2 (Inland Transportation, In-transit Insurance, loading & unloading Charges) :
| ● | Fill up unit rates for all the items in numeric values greater than 0 (zero). If unit rate is left blank, the corresponding item shall be deemed to be included in the total price.
| ● | Total amount shall get calculated automatically.
Sch-3 (Installation Charges) :
| ● | Fill up unit rates for all the items in numeric values greater than 0 (zero). If unit rate is left blank, the corresponding item shall be deemed to be included in the total price.
| ● | Total amount shall get calculated automatically.
Sch-4 (Training Charges) : Not Applicable
| ● | Fill up unit rates for all the items in numeric values greater than 0 (zero). If unit rate is left blank, the corresponding item shall be deemed to be included in the total price. Total amount shall get calculated automatically.
Sch-5 (Summary of Taxes and Duties applicable on the Goods) :
| ● | Fill up applicable rate of Excise Duty. The amount of Excise Duty on the items mentioned as Direct in the mode of transaction in Schedule-1 shall be calculated automatically at the rate mentioned by the bidder here.
| ● | Segregate and fill up the amount on which Sales Tax shall be applicable out of Ex-works supply items mentioned as direct in the mode of transaction in Schedule-1. Applicable Excise Duty on this amount will be calculated automatically at the rate mentioned by the bidder. Further, fill up the rate of applicable Sales Tax. Amount of Sales Tax shall be automatically calculated on the amount mentioned by the bidder as subjected to Sales Tax plus applicable Excise Duty at the rate mentioned by the Bidder.
| ● | Difference of total amount quoted by the bidder as Direct Transaction and the amount mentioned by him subjected to Sales Tax shall be considered as the amount on which VAT shall become applicable and the same shall be calculated & displayed automatically. Applicable Excise Duty on this amount at the rate mentioned by the bidder shall also be calculated & displayed automatically. Fill up the rate of applicable VAT. The amount of VAT shall be calculated automatically on the amount considered to be subjected to VAT plus applicable Excise Duty at the rate mentioned by the bidder here.
| ● | Amount as per details filled up by the bidder in the work sheets Entry Tax, Octroi and other Taxes & Duties shall be displayed in this work sheet Sch-5 but will not be added to the grand total and shall be considered as applicable.
| ● | Click at the links to go to the work sheets Entry Tax, Octroi and other Taxes & Duties one by one.
Entry Tax :
| ● | Fill the description, amount and rate of applicable Entry Tax. Total of this worksheet shall be displayed in Sch -5 (Taxes & Duties)
| ● | Click at the link to go back to Sch-5.
OCTROI :
| ● | Fill the description, amount and rate of applicable Octroi. Total of this worksheet shall be displayed in Sch -5 (Taxes & Duties)
| ● | Click at the link to go back to Sch-5.
Other Taxes & Duties :
| ● | Fill the description, amount and rate of applicable Other Taxes & Duties. Total of this worksheet shall be displayed in Sch -5 (Taxes & Duties)
| ● | Click at the link to go back to Sch-5.
Sch -6 :
| ● | Summary of all the Schedules without considering discount (mentioned in the work sheet discount) shall be displayed automatically.
| ● | No cell is required to be filled in by the bidder in this worksheet.
Sch-7 (Type Test Charges) :
| ● | Fill up the rates & location where type tests are proposed.
| ● | Total of this Sch-7 shall automatically appear in Sch-1.
Guarantee Declariation (GD) :
| ● | Fill up the losees in kW only as proposed.
Bid from 2nd Envelope :
| ● | Fill up ref. no. as bidder's ref no. of this letter.
| ● | This letter shall consider the net price as per Sch-6 (After Discount).
| ● | Fill up names & Designation of the representatives of other JV partner(s) if the bidder is JV (Joint Venture) .
| ● | Fill up additional information as required.
* * *
Happy Bidding !
Click to Proceed

## Names of Bidder
Substation Package - SS-22 for i) 400kV Hosur S/s Extn., ii) 400kV Madhugiri S/s Extn., iii) 400kV Dharmapuri S/s Extn., iv) 400kV Hiriyur S/s Extn., v) 400kV Pugalur S/s (AIS) Extn., vi) 400kV Pugalur HVDC (GIS) S/s Extn., vii) 400/220kV Gazuwaka S/s Extn., viii) 1x 500MVA, 400/220kV ICT at Gazuwaka under SRSS-XXV and i) 220 kV Cochin S/s Extn., ii) 400kV Kozikode S/s Extn. under SRSS-XXVI
Spec. No. CC-CS/903-SR2/SS-3951/3/G7 |  |  |  | Sole Bidder | 1
|  |  |  | JV (Joint Venture) | 2 or More
Enter following details of the bidder |  |  |  | Micro and Small Enterprise (MSE)
Specify type of Bidder [Select from drop down menu] | Sole Bidder |  |  | 0
0
Name of Sole Bidder |  |  |  | 1
Address of Registered Office
Name of other Partner - 1
Address of other Partner - 1
Name of other Partner - 2 (more, if any)
Address of other Partner - 2 (more, if any)
Printed Name
Designation
Date |  | 31
Place
Click for Sch-1

## my rough Sheet (hidden)
Substation Package–S3 for a) 765/400kV Raipur Pooling Substation Extension under Installation of Bus Reactor and ICT in WR; b) 765kV Vindhyachal Pooling Station Extension (Part A )under Transmission System associated with Vindhyachal-V project of NTPC (Part A); c) 765kV Vindhyachal Pooling Station Extension (Part B), and 765kV Jabalpur Pooling Station Extension (Part B) under Transmission System associated with Vindhyachal-V project of NTPC (Part B)

## Sch-1
Spec. No. CC-CS/903-SR2/SS-3951/3/G7 | [17 empty] | Direct Total | #REF! | Sole Bidder | `
[18 empty] | BO Total | #REF! | 0
Substation Package - SS-22 for i) 400kV Hosur S/s Extn., ii) 400kV Madhugiri S/s Extn., iii) 400kV Dharmapuri S/s Extn., iv) 400kV Hiriyur S/s Extn., v) 400kV Pugalur S/s (AIS) Extn., vi) 400kV Pugalur HVDC (GIS) S/s Extn., vii) 400/220kV Gazuwaka S/s Extn., viii) 1x 500MVA, 400/220kV ICT at Gazuwaka under SRSS-XXV and i) 220 kV Cochin S/s Extn., ii) 400kV Kozikode S/s Extn. under SRSS-XXVI
(SCHEDULE OF RATES AND PRICES)
Bidder’s Name and Address (Sole Bidder) : | [9 empty] | To:
Contract Services
Name : | [9 empty] | Power Grid Corporation of India Ltd.,
Address : | [9 empty] | "Saudamini", Plot No.-2
Sector-29,
Gurgaon (Haryana) - 122001
PLANT AND EQUIPMENT (INCLUDING MANDATORY SPARES PARTS) TO BE SUPPLIED: | [18 empty] | Direct
[11 empty] | All Prices are in Indian Rupees. | [7 empty] | Bought-Out
SI. No. | PR No | PR Line Item No | Activity Description | Material Code | HSN Code | Whether HSN in column ‘5A’ is confirmed. If not, indicate applicable the HSN code # | Rate of GST applicable ( in %) | Whether rate of GST in column ‘5C’ is confirmed. If not, indicate applicable rate of GST # | Item Description | Unit | Qty. | Unit Ex-works price (excluding GST) | Total Ex-works price (excluding GST) | Total Value | Applicable GST Rate | GST on item | 0
1 | 2 | 3 | 4 | 5 | 5A | 5B | 5C | 5D | 6 | 7 | 8 | 9 | 10 = (8X9) |  |  |  | #REF!
I | 1x500 MVA, 400/220kV ICT at Gazuwaka
1 | 7000009236 | 10 | 500MVA AUTO TRANSFORMER | 1000013986 | 85049010 | Confirmed | 18 | Confirmed | Insulating Oil for 500MVA, 400KV/220/33 KV, 3-phase Autotransformer | SET | 1 |  | Included | 0 | 18 | 0
2 | 7000009236 | 20 | 500MVA AUTO TRANSFORMER | 1000016763 | 85049010 | Confirmed | 18 | Confirmed | On line dissolved gas (multi gas) and moisture analyser (As pertechnical specification) | EA | 1 |  | Included | 0 | 18 | 0
3 | 7000009236 | 30 | 500MVA AUTO TRANSFORMER | 1000025219 | 85049010 | Confirmed | 18 | Confirmed | On line insulating oil drying system (Cartridge type) (As per technicalspecification) | EA | 1 |  | Included | 0 | 18 | 0
4 | 7000009236 | 40 | 500MVA AUTO TRANSFORMER | 1000030470 | 85049010 | Confirmed | 18 | Confirmed | Digital RTCC Panel consist of digital RTCC relays as per technicalspecification | SET | 1 |  | Included | 0 | 18 | 0
5 | 7000009236 | 50 | 500MVA AUTO TRANSFORMER | 1000004798 | 85042340 | Confirmed | 18 | Confirmed | 500MVA, 400KV/220/33 KV, 3-phase Autotransformer excluding insulatingoil | EA | 1 |  | Included | 0 | 18 | 0
6 | 7000009236 | 60 | Mandatory Spares(TRANSFOMER) | 1000028279 | 85049010 | Confirmed | 18 | Confirmed | Local and Remote WTI with sensing device and contact | SET | 1 |  | Included | 0 | 18 | 0
7 | 7000009236 | 70 | Mandatory Spares(TRANSFOMER) | 1000004384 | 85049010 | Confirmed | 18 | Confirmed | 420kV, 1250A Bushing with metal partsand gaskets | EA | 1 |  | Included | 0 | 18 | 0
8 | 7000009236 | 80 | Mandatory Spares(TRANSFOMER) | 1000001643 | 85049010 | Confirmed | 18 | Confirmed | 245kV, 1250A Bushing with metal partsand gaskets | EA | 1 |  | Included | 0 | 18 | 0
9 | 7000009236 | 90 | Mandatory Spares(TRANSFOMER) | 1000004914 | 85049010 | Confirmed | 18 | Confirmed | 52kV, 2000A Bushing with metal parts andgaskets | EA | 1 |  | Included | 0 | 18 | 0
10 | 7000009236 | 100 | Mandatory Spares(TRANSFOMER) | 1000002051 | 85049010 | Confirmed | 18 | Confirmed | 36kV, 1000A Bushing with metal parts andgaskets for Transformer | EA | 1 |  | Included | 0 | 18 | 0
11 | 7000009236 | 110 | Mandatory Spares(TRANSFOMER) | 1000016676 | 85049010 | Confirmed | 18 | Confirmed | Oil cooler pump with motor for 400kV Transformer | SET | 1 |  | Included | 0 | 18 | 0
12 | 7000009236 | 120 | Mandatory Spares(TRANSFOMER) | 1000009731 | 85049010 | Confirmed | 18 | Confirmed | Cooler fan with motor for 400kV Transformer | EA | 1 |  | Included | 0 | 18 | 0
13 | 7000009236 | 130 | Mandatory Spares(TRANSFOMER) | 1000028280 | 85049010 | Confirmed | 18 | Confirmed | Magnetic Oil Level Gauge | EA | 1 |  | Included | 0 | 18 | 0
14 | 7000009236 | 140 | Mandatory Spares(TRANSFOMER) | 1000009586 | 85049010 | Confirmed | 18 | Confirmed | Starters, contactors, switches and relays for electrical controlpanels of 400kV T/F (one set of each type) | SET | 1 |  | Included | 0 | 18 | 0
15 | 7000009236 | 150 | Mandatory Spares(TRANSFOMER) | 1000016694 | 85049010 | Confirmed | 18 | Confirmed | Oil flow indicator for 400kV T/F with flow switch | SET | 1 |  | Included | 0 | 18 | 0
16 | 7000009236 | 160 | Mandatory Spares(TRANSFOMER) | 1000018407 | 85049010 | Confirmed | 18 | Confirmed | Remote tap position indicator for 400kV Transformer | EA | 1 |  | Included | 0 | 18 | 0
17 | 7000009236 | 170 | Mandatory Spares(TRANSFOMER) | 1000007922 | 85049010 | Confirmed | 18 | Confirmed | Buchholz Relay (Main Tank) complete with float and contacts forTransformer | SET | 1 |  | Included | 0 | 18 | 0
18 | 7000009236 | 180 | Mandatory Spares(TRANSFOMER) | 1000032089 | 85049010 | Confirmed | 18 | Confirmed | SPARES INSULATING OIL TO BE HANDED OVER TO OWNER AFTER COMMISSIONING | KL | 10 |  | Included | 0 | 18 | 0
II | 400kV & 220kV GAZUWAKA(AIS) S/s Extn.
19 | 7000009236 | 230 | 400 kV EQUIPMENT | 1000004459 | 85359090 | Confirmed | 18 | Confirmed | 420 kV, 3000A, 40KA, 1-Phase CurrentTransformer with 120% extended currentrating | EA | 3 |  | Included | 0 | 18 | 0
20 | 7000009236 | 220 | 400 kV EQUIPMENT | 1000004401 | 85462040 | Confirmed | 18 | Confirmed | 420 kV, 1 phase Bus Post Insulator (except for Line Traps) | EA | 6 |  | Included | 0 | 18 | 0
21 | 7000009236 | 200 | 400 kV EQUIPMENT | 1000009711 | 85389000 | Confirmed | 18 | Confirmed | Controlled switching device for 420 kV, 3 phase circuit breaker | SET | 2 |  | Included | 0 | 18 | 0
22 | 7000009236 | 210 | 400 kV EQUIPMENT | 1000020419 | 85354010 | Confirmed | 18 | Confirmed | 336kV Surge Arrester (1-phase) | EA | 3 |  | Included | 0 | 18 | 0
23 | 7000009236 | 240 | 400 kV EQUIPMENT | 1000004474 | 85352913 | Confirmed | 18 | Confirmed | 420kV, 3150A, 40kA Circuit Breaker(3-Phase) without closing resistor(with support structure) | EA | 1 |  | Included | 0 | 18 | 0
24 | 7000009236 | 250 | 400 kV EQUIPMENT | 1000004468 | 85353090 | Confirmed | 18 | Confirmed | 420kV, 3150A, 40KA, Isolator (3-phase)(Double Break) with one E/S | EA | 2 |  | Included | 0 | 18 | 0
25 | 7000009236 | 260 | 220 kV Equipment | 1000001671 | 85352912 | Confirmed | 18 | Confirmed | 245kV, 1600A, 40KA Circuit Breaker(3-Phase) with support structure | EA | 1 |  | Included | 0 | 18 | 0
26 | 7000009236 | 280 | 220 kV Equipment | 1000001674 | 85353090 | Confirmed | 18 | Confirmed | 245kV, 1600A, 40 KA, 3-phase DoubleBreak Isolator with two E/S | EA | 1 |  | Included | 0 | 18 | 0
27 | 7000009236 | 270 | 220 kV Equipment | 1000001681 | 85359090 | Confirmed | 18 | Confirmed | 245 kV, 1600A, 40KA, 1-Phase CurrentTransformer with 120% extended currentrating | EA | 3 |  | Included | 0 | 18 | 0
28 | 7000009236 | 290 | 220 kV Equipment | 1000001695 | 85462040 | Confirmed | 18 | Confirmed | 245 kV, 1 phase Bus Post Insulator (except for Line Traps) | EA | 6 |  | Included | 0 | 18 | 0
29 | 7000009236 | 300 | 220 kV Equipment | 1000020417 | 85354010 | Confirmed | 18 | Confirmed | 216kV Surge Arrester (1-phase) | EA | 3 |  | Included | 0 | 18 | 0
30 | 7000009236 | 310 | 220 kV Equipment | 1000001772 | 85359090 | Confirmed | 18 | Confirmed | 245 kV, 4400pf Capacitive Voltage Transformer (1- Phase) | EA | 3 |  | Included | 0 | 18 | 0
31 | 7000009236 | 320 | VENDOR ASSESED QUANTITY | 1000011264 | 72169990 | Confirmed | 18 | Confirmed | Erection Hardware for 220kV layout (Double Main and TransferScheme)-Transformer Bay as per technical specification | SET | 1 |  | Included | 0 | 18 | 0
32 | 7000009236 | 330 | VENDOR ASSESED QUANTITY | 1000011305 | 72169990 | Confirmed | 18 | Confirmed | Erection Hardware for 400kV D type layout-Transformer bay as pertechnical specification | SET | 1 |  | Included | 0 | 18 | 0
33 | 7000009236 | 340 | VENDOR ASSESED QUANTITY | 1000028483 | 85446020 | Confirmed | 18 | Confirmed | ERECTION H/W : INTERCONNECTION ARRANGEMENT OF 220KV SIDE OF 315MVAICT WITH 220KV CABLE TERMINATION YARD WITH PROVISION OF SPARE 220KVCABLE CONNECTIVITY | SET | 1 |  | Included | 0 | 18 | 0
34 | 7000009236 | 350 | VENDOR ASSESED QUANTITY | 1000011365 | 72169990 | Confirmed | 18 | Confirmed | Erection Hardware for 400kV D type layout-Any feeder Extn. On existinghalf dia. as per technical specification | SET | 1 |  | Included | 0 | 18 | 0
35 | 7000009236 | 360 | STRUCTURES | 1000020192 | 73045930 | Confirmed | 18 | Confirmed | Fabrication, galvanising and supply ofStandard Pipe Structure - 400 kV,1-Phase, CT including nuts, bolts, alltype of washers, packplates, step boltsand gusset plates excluding foundationbolts | EA | 3 |  | Included | 0 | 18 | 0
36 | 7000009236 | 370 | STRUCTURES | 1000020194 | 73045930 | Confirmed | 18 | Confirmed | Fabrication, galvanising and supply ofStandard Pipe Structure - 400 kV,3-Phase, ISOLATOR including nuts,bolts, all type of washers, packplates,step bolts and gusset plates excludingfoundation bolts | EA | 2 |  | Included | 0 | 18 | 0
37 | 7000009236 | 380 | STRUCTURES | 1000020195 | 73045930 | Confirmed | 18 | Confirmed | Fabrication, galvanising and supply ofStandard Pipe Structure - 400 kV,1-Phase, SA including nuts, bolts,all type of washers, packplates, stepbolts and gusset plates excludingfoundation bolts | EA | 3 |  | Included | 0 | 18 | 0
38 | 7000009236 | 390 | STRUCTURES | 1000017567 | 73045930 | Confirmed | 18 | Confirmed | Standard Pipe Structure for 400kV BPI (excluding wave trap) | EA | 6 |  | Included | 0 | 18 | 0
39 | 7000009236 | 400 | STRUCTURES | 1000020187 | 73045930 | Confirmed | 18 | Confirmed | Fabrication, galvanising and supply of Standard Pipe Structure - 220kV CT including nuts, bolts, all type of washers, packplates, stepbolts and gusset plates excluding foundation bolts | EA | 3 |  | Included | 0 | 18 | 0
40 | 7000009236 | 410 | STRUCTURES | 1000020189 | 73045930 | Confirmed | 18 | Confirmed | Fabrication, galvanising and supply of Standard Pipe Structure - 220kV ISOLATOR including nuts, bolts, all type of washers, packplates,step bolts and gusset plates excluding foundation bolts | EA | 1 |  | Included | 0 | 18 | 0
41 | 7000009236 | 420 | STRUCTURES | 1000020190 | 73045930 | Confirmed | 18 | Confirmed | Fabrication, galvanising and supply of Standard Pipe Structure - 220kV SA including nuts, bolts, all type of washers, packplates, stepbolts and gusset plates excluding foundation bolts | EA | 3 |  | Included | 0 | 18 | 0
42 | 7000009236 | 430 | STRUCTURES | 1000017562 | 73045930 | Confirmed | 18 | Confirmed | Standard Pipe Structure for 220kV BPI (excluding wave trap) | EA | 6 |  | Included | 0 | 18 | 0
43 | 7000009236 | 440 | STRUCTURES | 1000032510 | 85446020 | Confirmed | 18 | Confirmed | STRUCTURES FOR 220 CABLE END TERMINATION(S) (1-PH) AS PER TECHNICALSPECIFICATION | SET | 2 |  | Included | 0 | 18 | 0
44 | 7000009236 | 450 | STRUCTURES | 1000020097 | 73082011 | Confirmed | 18 | Confirmed | Fabrication, galvanising and supply of Standard 220 kV Tower CAincluding nuts, bolts, all type of washers, packplates, step bolts andgusset plates excluding foundation bolts | EA | 2 |  | Included | 0 | 18 | 0
45 | 7000009236 | 460 | STRUCTURES | 1000020086 | 73082011 | Confirmed | 18 | Confirmed | Fabrication, galvanising and supply of Standard 220 kV Gantry B1including nuts, bolts, all type of washers, packplates, step bolts andgusset plates excluding foundation bolts | EA | 1 |  | Included | 0 | 18 | 0
46 | 7000009236 | 470 | STRUCTURES | 1000020188 | 73045930 | Confirmed | 18 | Confirmed | Fabrication, galvanising and supply of Standard Pipe Structure - 220kV CVT including nuts, bolts, all type of washers, packplates, stepbolts and gusset plates excluding foundation bolts | EA | 3 |  | Included | 0 | 18 | 0
47 | 7000009236 | 480 | STRUCTURES | 1000012368 | 73082011 | Confirmed | 18 | Confirmed | Fabrication, galvanising and supply of 40mm dia foundation boltsincluding nuts, checknuts, washers and packplates. | EA | 32 |  | Included | 0 | 18 | 0
48 | 7000009236 | 490 | STRUCTURES | 1000012366 | 73082011 | Confirmed | 18 | Confirmed | Fabrication, galvanising and supply of 28mm dia foundation boltsincluding nuts, checknuts, washers and packplates. | EA | 180 |  | Included | 0 | 18 | 0
49 | 7000009236 | 500 | STRUCTURES | 1000015954 | 73082011 | Confirmed | 18 | Confirmed | Fabrication, galvanising and supply of Lattice Structures (MS Steel),to be designed during detailed engineering, for towers, beams andequipment support structure including pack plates / packwashers andgusset plates excluding fasteners and foundation bolts | MT | 4 |  | Included | 0 | 18 | 0
50 | 7000009236 | 510 | STRUCTURES | 1000011713 | 73082011 | Confirmed | 18 | Confirmed | Fabrication, galvanising and supply of fasteners ( nuts, bolts andwashers ) including step bolts for lattice and pipe structures to bedesigned during detailed engineering | MT | 1 |  | Included | 0 | 18 | 0
51 | 7000009236 | 520 | STRUCTURES | 1000012373 | 73082011 | Confirmed | 18 | Confirmed | Fabrication, galvanising and supply of foundation bolts including nuts,checknut and washers for lattice and pipe structures to be designedduring detailed engineering | MT | 1 |  | Included | 0 | 18 | 0
52 | 7000009236 | 530 | RELAY & PROTN SYSTEM(w/o AUTOMATION) | 1000001167 | 85371000 | Confirmed | 18 | Confirmed | Augmentation of existing 220kV bus bar protection scheme.(No. of baysas per specification)-(with Automation) | SET | 1 |  | Included | 0 | 18 | 0
53 | 7000009236 | 540 | RELAY & PROTN SYSTEM(w/o AUTOMATION) | 1000006843 | 85371000 | Confirmed | 18 | Confirmed | Augmentation of existing 400kV bus bar protection scheme | SET | 1 |  | Included | 0 | 18 | 0
54 | 7000009236 | 550 | RELAY & PROTN SYSTEM(w/o AUTOMATION) | 1000002164 | 85371000 | Confirmed | 18 | Confirmed | 400kV Circuit Breaker Relay Panel without Auto Reclose | EA | 1 |  | Included | 0 | 18 | 0
55 | 7000009236 | 560 | RELAY & PROTN SYSTEM(w/o AUTOMATION) | 1000004273 | 85371000 | Confirmed | 18 | Confirmed | 400kV Transformer Protection Panel (For both HV & MV side) | EA | 1 |  | Included | 0 | 18 | 0
56 | 7000009236 | 570 | RELAY & PROTN SYSTEM(w/o AUTOMATION) | 1000001169 | 85371000 | Confirmed | 18 | Confirmed | 220kV Circuit Breaker Relay Panel without Auto Reclose | EA | 1 |  | Included | 0 | 18 | 0
57 | 7000009236 | 580 | Mandatory Spares(AIS EQPMT) | 1000019918 | 85359090 | Confirmed | 18 | Confirmed | Spares for 420kV Circuit Breaker | LS | 1 |  | Included | 0 | 18 | 0
58 | 7000009236 | 590 | Mandatory Spares(AIS EQPMT) | 1000019919 | 85353090 | Confirmed | 18 | Confirmed | Spares for 420kV Double break Isolator | LS | 1 |  | Included | 0 | 18 | 0
59 | 7000009236 | 600 | Mandatory Spares(AIS EQPMT) | 1000025941 | 85389000 | Confirmed | 18 | Confirmed | Spare-420kV CT 1 | SET | 1 |  | Included | 0 | 18 | 0
60 | 7000009236 | 610 | Mandatory Spares(AIS EQPMT) | 1000024186 | 85354010 | Confirmed | 18 | Confirmed | SPARES FOR 336KV SURGE ARRESTER | LS | 1 |  | Included | 0 | 18 | 0
61 | 7000009236 | 620 | Mandatory Spares(AIS EQPMT) | 1000025935 | 85389000 | Confirmed | 18 | Confirmed | Spare-245kV Circuit Breaker | SET | 1 |  | Included | 0 | 18 | 0
62 | 7000009236 | 630 | Mandatory Spares(AIS EQPMT) | 1000025933 | 85389000 | Confirmed | 18 | Confirmed | Spare-245kV CT | SET | 1 |  | Included | 0 | 18 | 0
63 | 7000009236 | 640 | Mandatory Spares(AIS EQPMT) | 1000025936 | 85353090 | Confirmed | 18 | Confirmed | Spare-245kV Isolator | SET | 1 |  | Included | 0 | 18 | 0
64 | 7000009236 | 650 | Mandatory Spares(AIS EQPMT) | 1000025930 | 85354010 | Confirmed | 18 | Confirmed | Spare-216kV Surge Arrester | SET | 1 |  | Included | 0 | 18 | 0
65 | 7000009236 | 660 | Mandatory Spares(AIS EQPMT) | 1000025934 | 85359090 | Confirmed | 18 | Confirmed | Spare-245kV CVT | SET | 1 |  | Included | 0 | 18 | 0
66 | 7000009236 | 670 | Mandatory Spares(AIS EQPMT) | 1000032030 | 85446090 | Confirmed | 18 | Confirmed | 220KV HV POWER CABLE ALONG WITH ACCESSORIES | KM | 0.4 |  | Included | 0 | 18 | 0
67 | 7000009236 | 680 | Mandatory Spares(AIS EQPMT) | 1000028468 | 85446020 | Confirmed | 18 | Confirmed | 220 KV OUTDOOR TERMINATION KIT SUITABLE FOR 220 KV XLPECABLE | SET | 2 |  | Included | 0 | 18 | 0
68 | 7000009236 | 690 | Mechanical Auxiliaries | 1000012027 | 84241000 | Confirmed | 18 | Confirmed | 9litre water type Portable Fire extinguisher | EA | 1 |  | Included | 0 | 18 | 0
69 | 7000009236 | 700 | Mechanical Auxiliaries | 1000012022 | 84241000 | Confirmed | 18 | Confirmed | 4.5 kg CO2 type Portable Fire extinguisher | EA | 1 |  | Included | 0 | 18 | 0
70 | 7000009236 | 710 | Mechanical Auxiliaries | 1000012024 | 84241000 | Confirmed | 18 | Confirmed | Fire Extinguisher Dry Chemical Powder Type(5 Kg) for control room. | EA | 1 |  | Included | 0 | 18 | 0
71 | 7000009236 | 720 | Mechanical Auxiliaries | 1000012069 | 84248990 | Confirmed | 18 | Confirmed | HVW spray system, Hydrant system and complete U/G & O/G piping andaccessories etc. out side the pump house for 500MVA , 400KV/220/33kV, 3-phase Autotransformer | SET | 1 |  | Included | 0 | 18 | 0
72 | 7000009236 | 730 | Mechanical Auxiliaries | 1000012037 | 84819090 | Confirmed | 18 | Confirmed | Hydrant system, complete U/G piping and accessories etc. outside thePump House for Fire Protection of 400/220kV (Ext) Substation | SET | 1 |  | Included | 0 | 18 | 0
73 | 7000009236 | 810 | MANDATORY SPARES (CRP) | 1000018532 | 85371000 | Confirmed | 18 | Confirmed | Restricted earthfault relay type with non-linear resistor andassociated software in case of numerical relay | EA | 1 |  | Included | 0 | 18 | 0
74 | 7000009236 | 820 | MANDATORY SPARES (CRP) | 1000021791 | 85371000 | Confirmed | 18 | Confirmed | Transformer differential protection relay | EA | 1 |  | Included | 0 | 18 | 0
75 | 7000009236 | 830 | MANDATORY SPARES (CRP) | 1000007627 | 85389000 | Confirmed | 18 | Confirmed | Bay control unit (IED) of each type | EA | 1 |  | Included | 0 | 18 | 0
76 | 7000009236 | 840 | Main Earthmat | 1000032055 | 72159090 | Confirmed | 18 | Confirmed | 40 MM MS ROD FOR MAIN EARTHMAT | KM | 0.5 |  | Included | 0 | 18 | 0
77 | 7000009236 | 860 | POWER & CONTROL CABLES(LS) | 1000000443 | 85446020 | Confirmed | 18 | Confirmed | 1.1kV grade Power Cables (PVCinsulated)along withlugs,glands,straight joints &accessories,etc. | LS | 1 |  | Included | 0 | 18 | 0
78 | 7000009236 | 870 | POWER & CONTROL CABLES(LS) | 1000000442 | 85446020 | Confirmed | 18 | Confirmed | 1.1kV grade Control Cables (PVCinsulated) along withlugs,glands,straight joints &accessories,etc. | LS | 1 |  | Included | 0 | 18 | 0
79 | 7000009236 | 880 | POWER & CONTROL CABLES(LS) | 1000008835 | 85446020 | Confirmed | 18 | Confirmed | Cable glands,lugs & straight through joints for Power & Control Cables | LS | 1 |  | Included | 0 | 18 | 0
80 | 7000009236 | 890 | POWER & CONTROL CABLES(LS) | 1000032030 | 85446090 | Confirmed | 18 | Confirmed | 220KV HV POWER CABLE ALONG WITH ACCESSORIES | KM | 1.2 |  | Included | 0 | 18 | 0
81 | 7000009236 | 900 | POWER & CONTROL CABLES(LS) | 1000028468 | 85446020 | Confirmed | 18 | Confirmed | 220 KV OUTDOOR TERMINATION KIT SUITABLE FOR 220 KV XLPECABLE | SET | 6 |  | Included | 0 | 18 | 0
82 | 7000009236 | 920 | Illumination | 1000004952 | 94059900 | Confirmed | 18 | Confirmed | 63A, 415V : Interlocked switch socket outdoor Receptacle (type RP) asper technical specifications | EA | 2 |  | Included | 0 | 18 | 0
83 | 7000009236 | 930 | Illumination | 1000001050 | 94059900 | Confirmed | 18 | Confirmed | 15A, 240V: Outdoor Receptacle 2 pole, 3-pin modular (type RO) as pertechnical specifications | EA | 5 |  | Included | 0 | 18 | 0
84 | 7000009236 | 940 | Illumination | 1000014547 | 85371000 | Confirmed | 18 | Confirmed | Lighting Panel type ACP-2 as per technical specification | EA | 2 |  | Included | 0 | 18 | 0
85 | 7000009236 | 950 | Illumination | 1000020262 | 85371000 | Confirmed | 18 | Confirmed | Sub Lighting panel (outdoor) type SLP (Switchyard and Street Lighting) | EA | 1 |  | Included | 0 | 18 | 0
86 | 7000009236 | 960 | Illumination | 1000038039 | 94051090 | Confirmed | 18 | Confirmed | LIGHTING FIXTURE LED LUMINAIRES TYPE FL-1 AS PER TECH. SPECIFICATIONS | EA | 10 |  | Included | 0 | 18 | 0
87 | 7000009236 | 970 | Illumination | 1000038390 | 94059900 | Confirmed | 18 | Confirmed | PORTABLE FLOOD LIGHT PANEL WITH LED LUMINARIESTYPE FL-2 (250W) | EA | 1 |  | Included | 0 | 18 | 0
88 | 7000009236 | 980 | Illumination | 1000038325 | 94059900 | Confirmed | 18 | Confirmed | LIGHTING FIXTURE LED LUMINAIRES TYPE FL2 AS PER TECH. SPECIFICATIONS | EA | 10 |  | Included | 0 | 18 | 0
89 | 7000009236 | 990 | Illumination | 1000038394 | 94059900 | Confirmed | 18 | Confirmed | RQ-2 TYPE RECEPTACLE OF 400A AS PER TECHNICAL SPECIFICATION | EA | 1 |  | Included | 0 | 18 | 0
90 | 7000009236 | 1000 | Control Panel & BCU for NTMC Integration | 1000002167 | 85371000 | Confirmed | 18 | Confirmed | Augmentation of existing 400kV Control Panel (Bus Scheme as per SLD) | EA | 1 |  | Included | 0 | 18 | 0
91 | 7000009236 | 1010 | Control Panel & BCU for NTMC Integration | 1000032389 | 85371000 | Confirmed | 18 | Confirmed | BAY CONTROL UNIT INCLUDING INTERFACE ACCESSORIES INTEGRATION WITHNTAMC AS PER TECHNICAL SPECIFICATION. | EA | 2 |  | Included | 0 | 18 | 0
92 | 7000009236 | 1020 | Control Panel & BCU for NTMC Integration | 1000001342 | 85371000 | Confirmed | 18 | Confirmed | Augmentation of existing Simplex Control Panel for 220kV (Bus schemeas per SLD) | EA | 1 |  | Included | 0 | 18 | 0
93 | 7000009236 | 4570 | LT SWGR (DCDB EXTN) | 1000001145 | 85371000 | Confirmed | 18 | Confirmed | 220V DCDB (Extn.) | SET | 1 |  | Included | 0 | 18 | 0
III | 400kV Hosur S/s Extn.
94 | 7000009236 | 1080 | 400 kV EQUIPMENT | 1000004459 | 85359090 | Confirmed | 18 | Confirmed | 420 kV, 3000A, 40KA, 1-Phase CurrentTransformer with 120% extended currentrating | EA | 3 |  | Included | 0 | 18 | 0
95 | 7000009236 | 1070 | 400 kV EQUIPMENT | 1000004401 | 85462040 | Confirmed | 18 | Confirmed | 420 kV, 1 phase Bus Post Insulator (except for Line Traps) | EA | 6 |  | Included | 0 | 18 | 0
96 | 7000009236 | 1050 | 400 kV EQUIPMENT | 1000009711 | 85389000 | Confirmed | 18 | Confirmed | Controlled switching device for 420 kV, 3 phase circuit breaker | SET | 2 |  | Included | 0 | 18 | 0
97 | 7000009236 | 1060 | 400 kV EQUIPMENT | 1000020419 | 85354010 | Confirmed | 18 | Confirmed | 336kV Surge Arrester (1-phase) | EA | 3 |  | Included | 0 | 18 | 0
98 | 7000009236 | 1090 | 400 kV EQUIPMENT | 1000004474 | 85352913 | Confirmed | 18 | Confirmed | 420kV, 3150A, 40kA Circuit Breaker(3-Phase) without closing resistor(with support structure) | EA | 1 |  | Included | 0 | 18 | 0
99 | 7000009236 | 1100 | 400 kV EQUIPMENT | 1000004468 | 85353090 | Confirmed | 18 | Confirmed | 420kV, 3150A, 40KA, Isolator (3-phase)(Double Break) with one E/S | EA | 2 |  | Included | 0 | 18 | 0
100 | 7000009236 | 1110 | VENDOR ASSESED QUANTITY | 1000011326 | 72169990 | Confirmed | 18 | Confirmed | Erection Hardware for 400kV I type layout-Spare bay of half dia as pertechnical specification | SET | 1 |  | Included | 0 | 18 | 0
101 | 7000009236 | 1120 | VENDOR ASSESED QUANTITY | 1000011317 | 72169990 | Confirmed | 18 | Confirmed | Erection Hardware for 400kV I type layout-Bus Reactor bay as pertechnical specification | SET | 1 |  | Included | 0 | 18 | 0
102 | 7000009236 | 1130 | STRUCTURES | 1000020192 | 73045930 | Confirmed | 18 | Confirmed | Fabrication, galvanising and supply ofStandard Pipe Structure - 400 kV,1-Phase, CT including nuts, bolts, alltype of washers, packplates, step boltsand gusset plates excluding foundationbolts | EA | 3 |  | Included | 0 | 18 | 0
103 | 7000009236 | 1140 | STRUCTURES | 1000020194 | 73045930 | Confirmed | 18 | Confirmed | Fabrication, galvanising and supply ofStandard Pipe Structure - 400 kV,3-Phase, ISOLATOR including nuts,bolts, all type of washers, packplates,step bolts and gusset plates excludingfoundation bolts | EA | 2 |  | Included | 0 | 18 | 0
104 | 7000009236 | 1150 | STRUCTURES | 1000020195 | 73045930 | Confirmed | 18 | Confirmed | Fabrication, galvanising and supply ofStandard Pipe Structure - 400 kV,1-Phase, SA including nuts, bolts,all type of washers, packplates, stepbolts and gusset plates excludingfoundation bolts | EA | 3 |  | Included | 0 | 18 | 0
105 | 7000009236 | 1160 | STRUCTURES | 1000017567 | 73045930 | Confirmed | 18 | Confirmed | Standard Pipe Structure for 400kV BPI (excluding wave trap) | EA | 6 |  | Included | 0 | 18 | 0
106 | 7000009236 | 1170 | STRUCTURES | 1000012366 | 73082011 | Confirmed | 18 | Confirmed | Fabrication, galvanising and supply of 28mm dia foundation boltsincluding nuts, checknuts, washers and packplates. | EA | 96 |  | Included | 0 | 18 | 0
107 | 7000009236 | 4470 | STRUCTURES | 1000030005 | 73082011 | Confirmed | 18 | Confirmed | Lightening Mast(LM)-40m complete with foundation bolts/nuts platformsetc. | EA | 1 |  | Included | 0 | 18 | 0
108 | 7000009236 | 1180 | RELAY & PROTN SYSTEM | 1000003406 | 85371000 | Confirmed | 18 | Confirmed | 400kV Reactor Protection Panel | EA | 1 |  | Included | 0 | 18 | 0
109 | 7000009236 | 1190 | RELAY & PROTN SYSTEM | 1000006843 | 85371000 | Confirmed | 18 | Confirmed | Augmentation of existing 400kV bus bar protection scheme | SET | 1 |  | Included | 0 | 18 | 0
110 | 7000009236 | 1200 | RELAY & PROTN SYSTEM | 1000002164 | 85371000 | Confirmed | 18 | Confirmed | 400kV Circuit Breaker Relay Panel without Auto Reclose | EA | 1 |  | Included | 0 | 18 | 0
111 | 7000009236 | 1210 | RELAY & PROTN SYSTEM | 1000002167 | 85371000 | Confirmed | 18 | Confirmed | Augmentation of existing 400kV Control Panel (Bus Scheme as per SLD) | EA | 1 |  | Included | 0 | 18 | 0
112 | 7000009236 | 1220 | RELAY & PROTN SYSTEM | 1000032389 | 85371000 | Confirmed | 18 | Confirmed | BAY CONTROL UNIT INCLUDING INTERFACE ACCESSORIES INTEGRATION WITHNTAMC AS PER TECHNICAL SPECIFICATION. | EA | 1 |  | Included | 0 | 18 | 0
113 | 7000009236 | 1230 | Mandatory Spares(AIS EQPMT) | 1000019918 | 85359090 | Confirmed | 18 | Confirmed | Spares for 420kV Circuit Breaker | LS | 1 |  | Included | 0 | 18 | 0
114 | 7000009236 | 1240 | Mandatory Spares(AIS EQPMT) | 1000019919 | 85353090 | Confirmed | 18 | Confirmed | Spares for 420kV Double break Isolator | LS | 1 |  | Included | 0 | 18 | 0
115 | 7000009236 | 1250 | Mandatory Spares(AIS EQPMT) | 1000025941 | 85389000 | Confirmed | 18 | Confirmed | Spare-420kV CT 1 | SET | 1 |  | Included | 0 | 18 | 0
116 | 7000009236 | 1260 | Mandatory Spares(AIS EQPMT) | 1000024186 | 85354010 | Confirmed | 18 | Confirmed | SPARES FOR 336KV SURGE ARRESTER | LS | 1 |  | Included | 0 | 18 | 0
117 | 7000009236 | 1270 | Mechanical Auxiliaries | 1000012027 | 84241000 | Confirmed | 18 | Confirmed | 9litre water type Portable Fire extinguisher | EA | 1 |  | Included | 0 | 18 | 0
118 | 7000009236 | 1280 | Mechanical Auxiliaries | 1000012022 | 84241000 | Confirmed | 18 | Confirmed | 4.5 kg CO2 type Portable Fire extinguisher | EA | 2 |  | Included | 0 | 18 | 0
119 | 7000009236 | 1290 | Mechanical Auxiliaries | 1000012024 | 84241000 | Confirmed | 18 | Confirmed | Fire Extinguisher Dry Chemical Powder Type(5 Kg) for control room. | EA | 2 |  | Included | 0 | 18 | 0
120 | 7000009236 | 1310 | Mechanical Auxiliaries | 1000012017 | 85311020 | Confirmed | 18 | Confirmed | Fire Detection and Alarm System for Switchyard Panel Room of 3 mlength | SET | 1 |  | Included | 0 | 18 | 0
121 | 7000009236 | 1320 | Mechanical Auxiliaries | 1000012042 | 84248990 | Confirmed | 18 | Confirmed | HVW spray system, Hydrant system and complete U/G & O/G piping andaccessories etc. out side the pump house for 125 MVAR, 420kV, 3 phaseBus Reactor | SET | 1 |  | Included | 0 | 18 | 0
122 | 7000009236 | 1330 | Mechanical Auxiliaries | 1000012037 | 84819090 | Confirmed | 18 | Confirmed | Hydrant system, complete U/G piping and accessories etc. outside thePump House for Fire Protection of 400/220kV (Ext) Substation | SET | 1 |  | Included | 0 | 18 | 0
123 | 7000009236 | 1340 | Illumination | 1000004952 | 94059900 | Confirmed | 18 | Confirmed | 63A, 415V : Interlocked switch socket outdoor Receptacle (type RP) asper technical specifications | EA | 2 |  | Included | 0 | 18 | 0
124 | 7000009236 | 1350 | Illumination | 1000001050 | 94059900 | Confirmed | 18 | Confirmed | 15A, 240V: Outdoor Receptacle 2 pole, 3-pin modular (type RO) as pertechnical specifications | EA | 5 |  | Included | 0 | 18 | 0
125 | 7000009236 | 1370 | Illumination | 1000014547 | 85371000 | Confirmed | 18 | Confirmed | Lighting Panel type ACP-2 as per technical specification | EA | 2 |  | Included | 0 | 18 | 0
126 | 7000009236 | 1380 | Illumination | 1000020262 | 85371000 | Confirmed | 18 | Confirmed | Sub Lighting panel (outdoor) type SLP (Switchyard and Street Lighting) | EA | 1 |  | Included | 0 | 18 | 0
127 | 7000009236 | 1390 | Illumination | 1000038039 | 94051090 | Confirmed | 18 | Confirmed | LIGHTING FIXTURE LED LUMINAIRES TYPE FL-1 AS PER TECH. SPECIFICATIONS | EA | 10 |  | Included | 0 | 18 | 0
128 | 7000009236 | 1400 | Illumination | 1000038390 | 94059900 | Confirmed | 18 | Confirmed | PORTABLE FLOOD LIGHT PANEL WITH LED LUMINARIESTYPE FL-2 (250W) | EA | 1 |  | Included | 0 | 18 | 0
129 | 7000009236 | 1410 | Illumination | 1000038325 | 94059900 | Confirmed | 18 | Confirmed | LIGHTING FIXTURE LED LUMINAIRES TYPE FL2 AS PER TECH. SPECIFICATIONS | EA | 18 |  | Included | 0 | 18 | 0
130 | 7000009236 | 1420 | Illumination | 1000038394 | 94059900 | Confirmed | 18 | Confirmed | RQ-2 TYPE RECEPTACLE OF 400A AS PER TECHNICAL SPECIFICATION | EA | 1 |  | Included | 0 | 18 | 0
131 | 7000009236 | 1490 | MANDATORY SPARES (CRP) | 1000018532 | 85371000 | Confirmed | 18 | Confirmed | Restricted earthfault relay type with non-linear resistor andassociated software in case of numerical relay | EA | 1 |  | Included | 0 | 18 | 0
132 | 7000009236 | 1500 | MANDATORY SPARES (CRP) | 1000018309 | 85371000 | Confirmed | 18 | Confirmed | Reactor differential protection relay | SET | 1 |  | Included | 0 | 18 | 0
133 | 7000009236 | 1510 | MANDATORY SPARES (CRP) | 1000007627 | 85389000 | Confirmed | 18 | Confirmed | Bay control unit (IED) of each type | EA | 1 |  | Included | 0 | 18 | 0
134 | 7000009236 | 1520 | POWER & CONTROL CABLES(LS) | 1000000443 | 85446020 | Confirmed | 18 | Confirmed | 1.1kV grade Power Cables (PVCinsulated)along withlugs,glands,straight joints &accessories,etc. | LS | 1 |  | Included | 0 | 18 | 0
135 | 7000009236 | 1530 | POWER & CONTROL CABLES(LS) | 1000000442 | 85446020 | Confirmed | 18 | Confirmed | 1.1kV grade Control Cables (PVCinsulated) along withlugs,glands,straight joints &accessories,etc. | LS | 1 |  | Included | 0 | 18 | 0
136 | 7000009236 | 1540 | POWER & CONTROL CABLES(LS) | 1000008835 | 85446020 | Confirmed | 18 | Confirmed | Cable glands,lugs & straight through joints for Power & Control Cables | LS | 1 |  | Included | 0 | 18 | 0
IV | 400kV Madhugiri(AIS) S/s Extn.
137 | 7000009236 | 1590 | 400 kV EQUIPMENT | 1000004401 | 85462040 | Confirmed | 18 | Confirmed | 420 kV, 1 phase Bus Post Insulator (except for Line Traps) | EA | 9 |  | Included | 0 | 18 | 0
138 | 7000009236 | 1570 | 400 kV EQUIPMENT | 1000009711 | 85389000 | Confirmed | 18 | Confirmed | Controlled switching device for 420 kV, 3 phase circuit breaker | SET | 2 |  | Included | 0 | 18 | 0
139 | 7000009236 | 1580 | 400 kV EQUIPMENT | 1000020419 | 85354010 | Confirmed | 18 | Confirmed | 336kV Surge Arrester (1-phase) | EA | 3 |  | Included | 0 | 18 | 0
140 | 7000009236 | 1600 | 400 kV EQUIPMENT | 1000004461 | 85359090 | Confirmed | 18 | Confirmed | 420 kV, 3000A, 50KA, 1-Phase CurrentTransformer with 120% extended currentrating | EA | 3 |  | Included | 0 | 18 | 0
141 | 7000009236 | 1610 | 400 kV EQUIPMENT | 1000004489 | 85352913 | Confirmed | 18 | Confirmed | 420kV, 3150A, 50kA Circuit Breaker(3-Phase) without closing resistor | EA | 1 |  | Included | 0 | 18 | 0
142 | 7000009236 | 1620 | 400 kV EQUIPMENT | 1000004483 | 85353090 | Confirmed | 18 | Confirmed | 420kV, 3150A, 50KA, Isolator (3-phase)(Double Break) with one E/S | EA | 2 |  | Included | 0 | 18 | 0
143 | 7000009236 | 1630 | VENDOR ASSESED QUANTITY | 1000011326 | 72169990 | Confirmed | 18 | Confirmed | Erection Hardware for 400kV I type layout-Spare bay of half dia as pertechnical specification | SET | 1 |  | Included | 0 | 18 | 0
144 | 7000009236 | 1640 | VENDOR ASSESED QUANTITY | 1000011317 | 72169990 | Confirmed | 18 | Confirmed | Erection Hardware for 400kV I type layout-Bus Reactor bay as pertechnical specification | SET | 1 |  | Included | 0 | 18 | 0
145 | 7000009236 | 1650 | STRUCTURES | 1000020192 | 73045930 | Confirmed | 18 | Confirmed | Fabrication, galvanising and supply ofStandard Pipe Structure - 400 kV,1-Phase, CT including nuts, bolts, alltype of washers, packplates, step boltsand gusset plates excluding foundationbolts | EA | 3 |  | Included | 0 | 18 | 0
146 | 7000009236 | 1660 | STRUCTURES | 1000020194 | 73045930 | Confirmed | 18 | Confirmed | Fabrication, galvanising and supply ofStandard Pipe Structure - 400 kV,3-Phase, ISOLATOR including nuts,bolts, all type of washers, packplates,step bolts and gusset plates excludingfoundation bolts | EA | 2 |  | Included | 0 | 18 | 0
147 | 7000009236 | 1670 | STRUCTURES | 1000020195 | 73045930 | Confirmed | 18 | Confirmed | Fabrication, galvanising and supply ofStandard Pipe Structure - 400 kV,1-Phase, SA including nuts, bolts,all type of washers, packplates, stepbolts and gusset plates excludingfoundation bolts | EA | 3 |  | Included | 0 | 18 | 0
148 | 7000009236 | 1680 | STRUCTURES | 1000017567 | 73045930 | Confirmed | 18 | Confirmed | Standard Pipe Structure for 400kV BPI (excluding wave trap) | EA | 9 |  | Included | 0 | 18 | 0
149 | 7000009236 | 1690 | STRUCTURES | 1000012366 | 73082011 | Confirmed | 18 | Confirmed | Fabrication, galvanising and supply of 28mm dia foundation boltsincluding nuts, checknuts, washers and packplates. | EA | 108 |  | Included | 0 | 18 | 0
150 | 7000009236 | 4440 | STRUCTURES | 1000012369 | 73082011 | Confirmed | 18 | Confirmed | Fabrication, galvanising and supply of 56mm dia foundation boltsincluding nuts, checknuts, washers and packplates | EA | 16 |  | Included | 0 | 18 | 0
151 | 7000009236 | 4480 | STRUCTURES | 1000030005 | 73082011 | Confirmed | 18 | Confirmed | Lightening Mast(LM)-40m complete with foundation bolts/nuts platformsetc. | EA | 1 |  | Included | 0 | 18 | 0
152 | 7000009236 | 1700 | RELAY & PROTN SYSTEM(WITH AUTOMATION) | 1000003406 | 85371000 | Confirmed | 18 | Confirmed | 400kV Reactor Protection Panel | EA | 1 |  | Included | 0 | 18 | 0
153 | 7000009236 | 1710 | RELAY & PROTN SYSTEM(WITH AUTOMATION) | 1000006843 | 85371000 | Confirmed | 18 | Confirmed | Augmentation of existing 400kV bus bar protection scheme | SET | 1 |  | Included | 0 | 18 | 0
154 | 7000009236 | 1720 | RELAY & PROTN SYSTEM(WITH AUTOMATION) | 1000002164 | 85371000 | Confirmed | 18 | Confirmed | 400kV Circuit Breaker Relay Panel without Auto Reclose | EA | 1 |  | Included | 0 | 18 | 0
155 | 7000009236 | 1730 | Mandatory Spares(AIS EQPMT) | 1000019918 | 85359090 | Confirmed | 18 | Confirmed | Spares for 420kV Circuit Breaker | LS | 1 |  | Included | 0 | 18 | 0
156 | 7000009236 | 1740 | Mandatory Spares(AIS EQPMT) | 1000019919 | 85353090 | Confirmed | 18 | Confirmed | Spares for 420kV Double break Isolator | LS | 1 |  | Included | 0 | 18 | 0
157 | 7000009236 | 1750 | Mandatory Spares(AIS EQPMT) | 1000025941 | 85389000 | Confirmed | 18 | Confirmed | Spare-420kV CT 1 | SET | 1 |  | Included | 0 | 18 | 0
158 | 7000009236 | 1760 | Mandatory Spares(AIS EQPMT) | 1000024186 | 85354010 | Confirmed | 18 | Confirmed | SPARES FOR 336KV SURGE ARRESTER | LS | 1 |  | Included | 0 | 18 | 0
159 | 7000009236 | 1770 | Mechanical Auxiliaries | 1000012027 | 84241000 | Confirmed | 18 | Confirmed | 9litre water type Portable Fire extinguisher | EA | 1 |  | Included | 0 | 18 | 0
160 | 7000009236 | 1780 | Mechanical Auxiliaries | 1000012022 | 84241000 | Confirmed | 18 | Confirmed | 4.5 kg CO2 type Portable Fire extinguisher | EA | 2 |  | Included | 0 | 18 | 0
161 | 7000009236 | 1790 | Mechanical Auxiliaries | 1000012024 | 84241000 | Confirmed | 18 | Confirmed | Fire Extinguisher Dry Chemical Powder Type(5 Kg) for control room. | EA | 2 |  | Included | 0 | 18 | 0
162 | 7000009236 | 1800 | Mechanical Auxiliaries | 1000012042 | 84248990 | Confirmed | 18 | Confirmed | HVW spray system, Hydrant system and complete U/G & O/G piping andaccessories etc. out side the pump house for 125 MVAR, 420kV, 3 phaseBus Reactor | SET | 1 |  | Included | 0 | 18 | 0
163 | 7000009236 | 1810 | Mechanical Auxiliaries | 1000012037 | 84819090 | Confirmed | 18 | Confirmed | Hydrant system, complete U/G piping and accessories etc. outside thePump House for Fire Protection of 400/220kV (Ext) Substation | SET | 1 |  | Included | 0 | 18 | 0
164 | 7000009236 | 1820 | Illumination | 1000004952 | 94059900 | Confirmed | 18 | Confirmed | 63A, 415V : Interlocked switch socket outdoor Receptacle (type RP) asper technical specifications | EA | 2 |  | Included | 0 | 18 | 0
165 | 7000009236 | 1830 | Illumination | 1000001050 | 94059900 | Confirmed | 18 | Confirmed | 15A, 240V: Outdoor Receptacle 2 pole, 3-pin modular (type RO) as pertechnical specifications | EA | 5 |  | Included | 0 | 18 | 0
166 | 7000009236 | 1840 | Illumination | 1000014547 | 85371000 | Confirmed | 18 | Confirmed | Lighting Panel type ACP-2 as per technical specification | EA | 2 |  | Included | 0 | 18 | 0
167 | 7000009236 | 1850 | Illumination | 1000020262 | 85371000 | Confirmed | 18 | Confirmed | Sub Lighting panel (outdoor) type SLP (Switchyard and Street Lighting) | EA | 1 |  | Included | 0 | 18 | 0
168 | 7000009236 | 1860 | Illumination | 1000038039 | 94051090 | Confirmed | 18 | Confirmed | LIGHTING FIXTURE LED LUMINAIRES TYPE FL-1 AS PER TECH. SPECIFICATIONS | EA | 10 |  | Included | 0 | 18 | 0
169 | 7000009236 | 1870 | Illumination | 1000038390 | 94059900 | Confirmed | 18 | Confirmed | PORTABLE FLOOD LIGHT PANEL WITH LED LUMINARIESTYPE FL-2 (250W) | EA | 1 |  | Included | 0 | 18 | 0
170 | 7000009236 | 1880 | Illumination | 1000038325 | 94059900 | Confirmed | 18 | Confirmed | LIGHTING FIXTURE LED LUMINAIRES TYPE FL2 AS PER TECH. SPECIFICATIONS | EA | 18 |  | Included | 0 | 18 | 0
171 | 7000009236 | 1890 | Illumination | 1000038394 | 94059900 | Confirmed | 18 | Confirmed | RQ-2 TYPE RECEPTACLE OF 400A AS PER TECHNICAL SPECIFICATION | EA | 1 |  | Included | 0 | 18 | 0
172 | 7000009236 | 1960 | MANDATORY SPARES (CRP) | 1000018532 | 85371000 | Confirmed | 18 | Confirmed | Restricted earthfault relay type with non-linear resistor andassociated software in case of numerical relay | EA | 1 |  | Included | 0 | 18 | 0
173 | 7000009236 | 1970 | MANDATORY SPARES (CRP) | 1000018309 | 85371000 | Confirmed | 18 | Confirmed | Reactor differential protection relay | SET | 1 |  | Included | 0 | 18 | 0
174 | 7000009236 | 1980 | MANDATORY SPARES (CRP) | 1000007627 | 85389000 | Confirmed | 18 | Confirmed | Bay control unit (IED) of each type | EA | 1 |  | Included | 0 | 18 | 0
175 | 7000009236 | 1990 | POWER & CONTROL CABLES(LS) | 1000000443 | 85446020 | Confirmed | 18 | Confirmed | 1.1kV grade Power Cables (PVCinsulated)along withlugs,glands,straight joints &accessories,etc. | LS | 1 |  | Included | 0 | 18 | 0
176 | 7000009236 | 2000 | POWER & CONTROL CABLES(LS) | 1000000442 | 85446020 | Confirmed | 18 | Confirmed | 1.1kV grade Control Cables (PVCinsulated) along withlugs,glands,straight joints &accessories,etc. | LS | 1 |  | Included | 0 | 18 | 0
177 | 7000009236 | 2010 | POWER & CONTROL CABLES(LS) | 1000008835 | 85446020 | Confirmed | 18 | Confirmed | Cable glands,lugs & straight through joints for Power & Control Cables | LS | 1 |  | Included | 0 | 18 | 0
178 | 7000009236 | 4430 | Substation Automation system (Aug) | 1000003409 | 85371000 | Confirmed | 18 | Confirmed | Augmentation of Substation automation System for 400kV Main bay as perTechnical Specification | EA | 1 |  | Included | 0 | 18 | 0
V | 400kV Dharmapuri S/s Extn.
179 | 7000009236 | 2060 | 400 kV EQUIPMENT | 1000004401 | 85462040 | Confirmed | 18 | Confirmed | 420 kV, 1 phase Bus Post Insulator (except for Line Traps) | EA | 6 |  | Included | 0 | 18 | 0
180 | 7000009236 | 2040 | 400 kV EQUIPMENT | 1000009711 | 85389000 | Confirmed | 18 | Confirmed | Controlled switching device for 420 kV, 3 phase circuit breaker | SET | 2 |  | Included | 0 | 18 | 0
181 | 7000009236 | 2050 | 400 kV EQUIPMENT | 1000020419 | 85354010 | Confirmed | 18 | Confirmed | 336kV Surge Arrester (1-phase) | EA | 3 |  | Included | 0 | 18 | 0
182 | 7000009236 | 2070 | 400 kV EQUIPMENT | 1000004461 | 85359090 | Confirmed | 18 | Confirmed | 420 kV, 3000A, 50KA, 1-Phase CurrentTransformer with 120% extended currentrating | EA | 3 |  | Included | 0 | 18 | 0
183 | 7000009236 | 2080 | 400 kV EQUIPMENT | 1000004489 | 85352913 | Confirmed | 18 | Confirmed | 420kV, 3150A, 50kA Circuit Breaker(3-Phase) without closing resistor | EA | 1 |  | Included | 0 | 18 | 0
184 | 7000009236 | 2090 | 400 kV EQUIPMENT | 1000004483 | 85353090 | Confirmed | 18 | Confirmed | 420kV, 3150A, 50KA, Isolator (3-phase)(Double Break) with one E/S | EA | 2 |  | Included | 0 | 18 | 0
185 | 7000009236 | 2100 | VENDOR ASSESED QUANTITY | 1000011326 | 72169990 | Confirmed | 18 | Confirmed | Erection Hardware for 400kV I type layout-Spare bay of half dia as pertechnical specification | SET | 1 |  | Included | 0 | 18 | 0
186 | 7000009236 | 2110 | VENDOR ASSESED QUANTITY | 1000011317 | 72169990 | Confirmed | 18 | Confirmed | Erection Hardware for 400kV I type layout-Bus Reactor bay as pertechnical specification | SET | 1 |  | Included | 0 | 18 | 0
187 | 7000009236 | 2120 | STRUCTURES | 1000020192 | 73045930 | Confirmed | 18 | Confirmed | Fabrication, galvanising and supply ofStandard Pipe Structure - 400 kV,1-Phase, CT including nuts, bolts, alltype of washers, packplates, step boltsand gusset plates excluding foundationbolts | EA | 3 |  | Included | 0 | 18 | 0
188 | 7000009236 | 2130 | STRUCTURES | 1000020194 | 73045930 | Confirmed | 18 | Confirmed | Fabrication, galvanising and supply ofStandard Pipe Structure - 400 kV,3-Phase, ISOLATOR including nuts,bolts, all type of washers, packplates,step bolts and gusset plates excludingfoundation bolts | EA | 2 |  | Included | 0 | 18 | 0
189 | 7000009236 | 2140 | STRUCTURES | 1000020195 | 73045930 | Confirmed | 18 | Confirmed | Fabrication, galvanising and supply ofStandard Pipe Structure - 400 kV,1-Phase, SA including nuts, bolts,all type of washers, packplates, stepbolts and gusset plates excludingfoundation bolts | EA | 3 |  | Included | 0 | 18 | 0
190 | 7000009236 | 2150 | STRUCTURES | 1000017567 | 73045930 | Confirmed | 18 | Confirmed | Standard Pipe Structure for 400kV BPI (excluding wave trap) | EA | 6 |  | Included | 0 | 18 | 0
191 | 7000009236 | 2160 | STRUCTURES | 1000012366 | 73082011 | Confirmed | 18 | Confirmed | Fabrication, galvanising and supply of 28mm dia foundation boltsincluding nuts, checknuts, washers and packplates. | EA | 96 |  | Included | 0 | 18 | 0
192 | 7000009236 | 2170 | RELAY & PROTN SYSTEM(WITH AUTOMATION) | 1000003406 | 85371000 | Confirmed | 18 | Confirmed | 400kV Reactor Protection Panel | EA | 1 |  | Included | 0 | 18 | 0
193 | 7000009236 | 2180 | RELAY & PROTN SYSTEM(WITH AUTOMATION) | 1000006843 | 85371000 | Confirmed | 18 | Confirmed | Augmentation of existing 400kV bus bar protection scheme | SET | 1 |  | Included | 0 | 18 | 0
194 | 7000009236 | 2190 | RELAY & PROTN SYSTEM(WITH AUTOMATION) | 1000002164 | 85371000 | Confirmed | 18 | Confirmed | 400kV Circuit Breaker Relay Panel without Auto Reclose | EA | 1 |  | Included | 0 | 18 | 0
195 | 7000009236 | 2200 | Mandatory Spares(AIS EQPMT) | 1000019918 | 85359090 | Confirmed | 18 | Confirmed | Spares for 420kV Circuit Breaker | LS | 1 |  | Included | 0 | 18 | 0
196 | 7000009236 | 2210 | Mandatory Spares(AIS EQPMT) | 1000019919 | 85353090 | Confirmed | 18 | Confirmed | Spares for 420kV Double break Isolator | LS | 1 |  | Included | 0 | 18 | 0
197 | 7000009236 | 2220 | Mandatory Spares(AIS EQPMT) | 1000025941 | 85389000 | Confirmed | 18 | Confirmed | Spare-420kV CT 1 | SET | 1 |  | Included | 0 | 18 | 0
198 | 7000009236 | 2230 | Mandatory Spares(AIS EQPMT) | 1000024186 | 85354010 | Confirmed | 18 | Confirmed | SPARES FOR 336KV SURGE ARRESTER | LS | 1 |  | Included | 0 | 18 | 0
199 | 7000009236 | 2240 | Mechanical Auxiliaries | 1000012027 | 84241000 | Confirmed | 18 | Confirmed | 9litre water type Portable Fire extinguisher | EA | 1 |  | Included | 0 | 18 | 0
200 | 7000009236 | 2250 | Mechanical Auxiliaries | 1000012022 | 84241000 | Confirmed | 18 | Confirmed | 4.5 kg CO2 type Portable Fire extinguisher | EA | 2 |  | Included | 0 | 18 | 0
201 | 7000009236 | 2260 | Mechanical Auxiliaries | 1000012024 | 84241000 | Confirmed | 18 | Confirmed | Fire Extinguisher Dry Chemical Powder Type(5 Kg) for control room. | EA | 2 |  | Included | 0 | 18 | 0
202 | 7000009236 | 2270 | Mechanical Auxiliaries | 1000012042 | 84248990 | Confirmed | 18 | Confirmed | HVW spray system, Hydrant system and complete U/G & O/G piping andaccessories etc. out side the pump house for 125 MVAR, 420kV, 3 phaseBus Reactor | SET | 1 |  | Included | 0 | 18 | 0
203 | 7000009236 | 2280 | Mechanical Auxiliaries | 1000012037 | 84819090 | Confirmed | 18 | Confirmed | Hydrant system, complete U/G piping and accessories etc. outside thePump House for Fire Protection of 400/220kV (Ext) Substation | SET | 1 |  | Included | 0 | 18 | 0
204 | 7000009236 | 2290 | Illumination | 1000004952 | 94059900 | Confirmed | 18 | Confirmed | 63A, 415V : Interlocked switch socket outdoor Receptacle (type RP) asper technical specifications | EA | 2 |  | Included | 0 | 18 | 0
205 | 7000009236 | 2300 | Illumination | 1000001050 | 94059900 | Confirmed | 18 | Confirmed | 15A, 240V: Outdoor Receptacle 2 pole, 3-pin modular (type RO) as pertechnical specifications | EA | 5 |  | Included | 0 | 18 | 0
206 | 7000009236 | 2310 | Illumination | 1000014547 | 85371000 | Confirmed | 18 | Confirmed | Lighting Panel type ACP-2 as per technical specification | EA | 2 |  | Included | 0 | 18 | 0
207 | 7000009236 | 2320 | Illumination | 1000020262 | 85371000 | Confirmed | 18 | Confirmed | Sub Lighting panel (outdoor) type SLP (Switchyard and Street Lighting) | EA | 1 |  | Included | 0 | 18 | 0
208 | 7000009236 | 2330 | Illumination | 1000038039 | 94051090 | Confirmed | 18 | Confirmed | LIGHTING FIXTURE LED LUMINAIRES TYPE FL-1 AS PER TECH. SPECIFICATIONS | EA | 10 |  | Included | 0 | 18 | 0
209 | 7000009236 | 2340 | Illumination | 1000038390 | 94059900 | Confirmed | 18 | Confirmed | PORTABLE FLOOD LIGHT PANEL WITH LED LUMINARIESTYPE FL-2 (250W) | EA | 1 |  | Included | 0 | 18 | 0
210 | 7000009236 | 2350 | Illumination | 1000038325 | 94059900 | Confirmed | 18 | Confirmed | LIGHTING FIXTURE LED LUMINAIRES TYPE FL2 AS PER TECH. SPECIFICATIONS | EA | 18 |  | Included | 0 | 18 | 0
211 | 7000009236 | 2360 | Illumination | 1000038394 | 94059900 | Confirmed | 18 | Confirmed | RQ-2 TYPE RECEPTACLE OF 400A AS PER TECHNICAL SPECIFICATION | EA | 1 |  | Included | 0 | 18 | 0
212 | 7000009236 | 2430 | MANDATORY SPARES (CRP) | 1000018532 | 85371000 | Confirmed | 18 | Confirmed | Restricted earthfault relay type with non-linear resistor andassociated software in case of numerical relay | EA | 1 |  | Included | 0 | 18 | 0
213 | 7000009236 | 2440 | MANDATORY SPARES (CRP) | 1000018309 | 85371000 | Confirmed | 18 | Confirmed | Reactor differential protection relay | SET | 1 |  | Included | 0 | 18 | 0
214 | 7000009236 | 2450 | MANDATORY SPARES (CRP) | 1000007627 | 85389000 | Confirmed | 18 | Confirmed | Bay control unit (IED) of each type | EA | 1 |  | Included | 0 | 18 | 0
215 | 7000009236 | 2460 | POWER & CONTROL CABLES(LS) | 1000000443 | 85446020 | Confirmed | 18 | Confirmed | 1.1kV grade Power Cables (PVCinsulated)along withlugs,glands,straight joints &accessories,etc. | LS | 1 |  | Included | 0 | 18 | 0
216 | 7000009236 | 2470 | POWER & CONTROL CABLES(LS) | 1000000442 | 85446020 | Confirmed | 18 | Confirmed | 1.1kV grade Control Cables (PVCinsulated) along withlugs,glands,straight joints &accessories,etc. | LS | 1 |  | Included | 0 | 18 | 0
217 | 7000009236 | 2480 | POWER & CONTROL CABLES(LS) | 1000008835 | 85446020 | Confirmed | 18 | Confirmed | Cable glands,lugs & straight through joints for Power & Control Cables | LS | 1 |  | Included | 0 | 18 | 0
218 | 7000009236 | 4490 | Substation Automation System(Aug) | 1000003409 | 85371000 | Confirmed | 18 | Confirmed | Augmentation of Substation automation System for 400kV Main bay as perTechnical Specification | EA | 1 |  | Included | 0 | 18 | 0
VI | 400kV Hiriyur S/s Extn.
219 | 7000009236 | 2540 | 400 kV EQUIPMENT | 1000004459 | 85359090 | Confirmed | 18 | Confirmed | 420 kV, 3000A, 40KA, 1-Phase CurrentTransformer with 120% extended currentrating | EA | 3 |  | Included | 0 | 18 | 0
220 | 7000009236 | 2530 | 400 kV EQUIPMENT | 1000004401 | 85462040 | Confirmed | 18 | Confirmed | 420 kV, 1 phase Bus Post Insulator (except for Line Traps) | EA | 6 |  | Included | 0 | 18 | 0
221 | 7000009236 | 2510 | 400 kV EQUIPMENT | 1000009711 | 85389000 | Confirmed | 18 | Confirmed | Controlled switching device for 420 kV, 3 phase circuit breaker | SET | 2 |  | Included | 0 | 18 | 0
222 | 7000009236 | 2520 | 400 kV EQUIPMENT | 1000020419 | 85354010 | Confirmed | 18 | Confirmed | 336kV Surge Arrester (1-phase) | EA | 3 |  | Included | 0 | 18 | 0
223 | 7000009236 | 2550 | 400 kV EQUIPMENT | 1000004474 | 85352913 | Confirmed | 18 | Confirmed | 420kV, 3150A, 40kA Circuit Breaker(3-Phase) without closing resistor(with support structure) | EA | 1 |  | Included | 0 | 18 | 0
224 | 7000009236 | 2560 | 400 kV EQUIPMENT | 1000004468 | 85353090 | Confirmed | 18 | Confirmed | 420kV, 3150A, 40KA, Isolator (3-phase)(Double Break) with one E/S | EA | 2 |  | Included | 0 | 18 | 0
225 | 7000009236 | 2570 | VENDOR ASSESED QUANTITY | 1000011326 | 72169990 | Confirmed | 18 | Confirmed | Erection Hardware for 400kV I type layout-Spare bay of half dia as pertechnical specification | SET | 1 |  | Included | 0 | 18 | 0
226 | 7000009236 | 2580 | VENDOR ASSESED QUANTITY | 1000011317 | 72169990 | Confirmed | 18 | Confirmed | Erection Hardware for 400kV I type layout-Bus Reactor bay as pertechnical specification | SET | 1 |  | Included | 0 | 18 | 0
227 | 7000009236 | 2590 | STRUCTURES | 1000020192 | 73045930 | Confirmed | 18 | Confirmed | Fabrication, galvanising and supply ofStandard Pipe Structure - 400 kV,1-Phase, CT including nuts, bolts, alltype of washers, packplates, step boltsand gusset plates excluding foundationbolts | EA | 3 |  | Included | 0 | 18 | 0
228 | 7000009236 | 2600 | STRUCTURES | 1000020194 | 73045930 | Confirmed | 18 | Confirmed | Fabrication, galvanising and supply ofStandard Pipe Structure - 400 kV,3-Phase, ISOLATOR including nuts,bolts, all type of washers, packplates,step bolts and gusset plates excludingfoundation bolts | EA | 2 |  | Included | 0 | 18 | 0
229 | 7000009236 | 2610 | STRUCTURES | 1000020195 | 73045930 | Confirmed | 18 | Confirmed | Fabrication, galvanising and supply ofStandard Pipe Structure - 400 kV,1-Phase, SA including nuts, bolts,all type of washers, packplates, stepbolts and gusset plates excludingfoundation bolts | EA | 3 |  | Included | 0 | 18 | 0
230 | 7000009236 | 2620 | STRUCTURES | 1000017567 | 73045930 | Confirmed | 18 | Confirmed | Standard Pipe Structure for 400kV BPI (excluding wave trap) | EA | 6 |  | Included | 0 | 18 | 0
231 | 7000009236 | 2630 | STRUCTURES | 1000012366 | 73082011 | Confirmed | 18 | Confirmed | Fabrication, galvanising and supply of 28mm dia foundation boltsincluding nuts, checknuts, washers and packplates. | EA | 96 |  | Included | 0 | 18 | 0
232 | 7000009236 | 4450 | STRUCTURES | 1000012369 | 73082011 | Confirmed | 18 | Confirmed | Fabrication, galvanising and supply of 56mm dia foundation boltsincluding nuts, checknuts, washers and packplates | EA | 16 |  | Included | 0 | 18 | 0
233 | 7000009236 | 4500 | STRUCTURES | 1000030005 | 73082011 | Confirmed | 18 | Confirmed | Lightening Mast(LM)-40m complete with foundation bolts/nuts platformsetc. | EA | 1 |  | Included | 0 | 18 | 0
234 | 7000009236 | 2640 | RELAY & PROTN SYSTEM | 1000003406 | 85371000 | Confirmed | 18 | Confirmed | 400kV Reactor Protection Panel | EA | 1 |  | Included | 0 | 18 | 0
235 | 7000009236 | 2650 | RELAY & PROTN SYSTEM | 1000006843 | 85371000 | Confirmed | 18 | Confirmed | Augmentation of existing 400kV bus bar protection scheme | SET | 1 |  | Included | 0 | 18 | 0
236 | 7000009236 | 2660 | RELAY & PROTN SYSTEM | 1000002164 | 85371000 | Confirmed | 18 | Confirmed | 400kV Circuit Breaker Relay Panel without Auto Reclose | EA | 1 |  | Included | 0 | 18 | 0
237 | 7000009236 | 2670 | RELAY & PROTN SYSTEM | 1000032389 | 85371000 | Confirmed | 18 | Confirmed | BAY CONTROL UNIT INCLUDING INTERFACE ACCESSORIES INTEGRATION WITHNTAMC AS PER TECHNICAL SPECIFICATION. | EA | 1 |  | Included | 0 | 18 | 0
238 | 7000009236 | 2680 | RELAY & PROTN SYSTEM | 1000002167 | 85371000 | Confirmed | 18 | Confirmed | Augmentation of existing 400kV Control Panel (Bus Scheme as per SLD) | EA | 1 |  | Included | 0 | 18 | 0
239 | 7000009236 | 2690 | Mandatory Spares(AIS EQPMT) | 1000019918 | 85359090 | Confirmed | 18 | Confirmed | Spares for 420kV Circuit Breaker | LS | 1 |  | Included | 0 | 18 | 0
240 | 7000009236 | 2700 | Mandatory Spares(AIS EQPMT) | 1000019919 | 85353090 | Confirmed | 18 | Confirmed | Spares for 420kV Double break Isolator | LS | 1 |  | Included | 0 | 18 | 0
241 | 7000009236 | 2710 | Mandatory Spares(AIS EQPMT) | 1000025941 | 85389000 | Confirmed | 18 | Confirmed | Spare-420kV CT 1 | SET | 1 |  | Included | 0 | 18 | 0
242 | 7000009236 | 2720 | Mandatory Spares(AIS EQPMT) | 1000024186 | 85354010 | Confirmed | 18 | Confirmed | SPARES FOR 336KV SURGE ARRESTER | LS | 1 |  | Included | 0 | 18 | 0
243 | 7000009236 | 2730 | Mechanical Auxiliaries | 1000012027 | 84241000 | Confirmed | 18 | Confirmed | 9litre water type Portable Fire extinguisher | EA | 1 |  | Included | 0 | 18 | 0
244 | 7000009236 | 2740 | Mechanical Auxiliaries | 1000012022 | 84241000 | Confirmed | 18 | Confirmed | 4.5 kg CO2 type Portable Fire extinguisher | EA | 2 |  | Included | 0 | 18 | 0
245 | 7000009236 | 2750 | Mechanical Auxiliaries | 1000012024 | 84241000 | Confirmed | 18 | Confirmed | Fire Extinguisher Dry Chemical Powder Type(5 Kg) for control room. | EA | 2 |  | Included | 0 | 18 | 0
246 | 7000009236 | 2760 | Mechanical Auxiliaries | 1000012042 | 84248990 | Confirmed | 18 | Confirmed | HVW spray system, Hydrant system and complete U/G & O/G piping andaccessories etc. out side the pump house for 125 MVAR, 420kV, 3 phaseBus Reactor | SET | 1 |  | Included | 0 | 18 | 0
247 | 7000009236 | 2770 | Mechanical Auxiliaries | 1000012037 | 84819090 | Confirmed | 18 | Confirmed | Hydrant system, complete U/G piping and accessories etc. outside thePump House for Fire Protection of 400/220kV (Ext) Substation | SET | 1 |  | Included | 0 | 18 | 0
248 | 7000009236 | 2780 | Illumination | 1000004952 | 94059900 | Confirmed | 18 | Confirmed | 63A, 415V : Interlocked switch socket outdoor Receptacle (type RP) asper technical specifications | EA | 2 |  | Included | 0 | 18 | 0
249 | 7000009236 | 2790 | Illumination | 1000001050 | 94059900 | Confirmed | 18 | Confirmed | 15A, 240V: Outdoor Receptacle 2 pole, 3-pin modular (type RO) as pertechnical specifications | EA | 5 |  | Included | 0 | 18 | 0
250 | 7000009236 | 2800 | Illumination | 1000014547 | 85371000 | Confirmed | 18 | Confirmed | Lighting Panel type ACP-2 as per technical specification | EA | 2 |  | Included | 0 | 18 | 0
251 | 7000009236 | 2810 | Illumination | 1000020262 | 85371000 | Confirmed | 18 | Confirmed | Sub Lighting panel (outdoor) type SLP (Switchyard and Street Lighting) | EA | 1 |  | Included | 0 | 18 | 0
252 | 7000009236 | 2820 | Illumination | 1000038039 | 94051090 | Confirmed | 18 | Confirmed | LIGHTING FIXTURE LED LUMINAIRES TYPE FL-1 AS PER TECH. SPECIFICATIONS | EA | 10 |  | Included | 0 | 18 | 0
253 | 7000009236 | 2830 | Illumination | 1000038390 | 94059900 | Confirmed | 18 | Confirmed | PORTABLE FLOOD LIGHT PANEL WITH LED LUMINARIESTYPE FL-2 (250W) | EA | 1 |  | Included | 0 | 18 | 0
254 | 7000009236 | 2840 | Illumination | 1000038325 | 94059900 | Confirmed | 18 | Confirmed | LIGHTING FIXTURE LED LUMINAIRES TYPE FL2 AS PER TECH. SPECIFICATIONS | EA | 18 |  | Included | 0 | 18 | 0
255 | 7000009236 | 2850 | Illumination | 1000038394 | 94059900 | Confirmed | 18 | Confirmed | RQ-2 TYPE RECEPTACLE OF 400A AS PER TECHNICAL SPECIFICATION | EA | 1 |  | Included | 0 | 18 | 0
256 | 7000009236 | 2920 | MANDATORY SPARES (CRP) | 1000018532 | 85371000 | Confirmed | 18 | Confirmed | Restricted earthfault relay type with non-linear resistor andassociated software in case of numerical relay | EA | 1 |  | Included | 0 | 18 | 0
257 | 7000009236 | 2930 | MANDATORY SPARES (CRP) | 1000018309 | 85371000 | Confirmed | 18 | Confirmed | Reactor differential protection relay | SET | 1 |  | Included | 0 | 18 | 0
258 | 7000009236 | 2940 | MANDATORY SPARES (CRP) | 1000007627 | 85389000 | Confirmed | 18 | Confirmed | Bay control unit (IED) of each type | EA | 1 |  | Included | 0 | 18 | 0
259 | 7000009236 | 2950 | MandatorySpares (AISEQPMT) for Estimtn | 1000000372 | 85353090 | Confirmed | 18 | Confirmed | One Complete Pole of Double BreakIsolator including support Insulatorwith 1 E/s (excluding structure) withMotor Operating Mechanism for 420kV,3150A, 40kA main Isolator and E/S | EA | 1 |  | Included | 0 | 18 | 0
260 | 7000009236 | 2960 | POWER & CONTROL CABLES(LS) | 1000000443 | 85446020 | Confirmed | 18 | Confirmed | 1.1kV grade Power Cables (PVCinsulated)along withlugs,glands,straight joints &accessories,etc. | LS | 1 |  | Included | 0 | 18 | 0
261 | 7000009236 | 2970 | POWER & CONTROL CABLES(LS) | 1000000442 | 85446020 | Confirmed | 18 | Confirmed | 1.1kV grade Control Cables (PVCinsulated) along withlugs,glands,straight joints &accessories,etc. | LS | 1 |  | Included | 0 | 18 | 0
262 | 7000009236 | 2980 | POWER & CONTROL CABLES(LS) | 1000008835 | 85446020 | Confirmed | 18 | Confirmed | Cable glands,lugs & straight through joints for Power & Control Cables | LS | 1 |  | Included | 0 | 18 | 0
VII | 400kV Pugalur(AIS) S/s Extn
263 | 7000009236 | 3040 | 400 kV EQUIPMENT | 1000004459 | 85359090 | Confirmed | 18 | Confirmed | 420 kV, 3000A, 40KA, 1-Phase CurrentTransformer with 120% extended currentrating | EA | 3 |  | Included | 0 | 18 | 0
264 | 7000009236 | 3030 | 400 kV EQUIPMENT | 1000004401 | 85462040 | Confirmed | 18 | Confirmed | 420 kV, 1 phase Bus Post Insulator (except for Line Traps) | EA | 6 |  | Included | 0 | 18 | 0
265 | 7000009236 | 3010 | 400 kV EQUIPMENT | 1000009711 | 85389000 | Confirmed | 18 | Confirmed | Controlled switching device for 420 kV, 3 phase circuit breaker | SET | 2 |  | Included | 0 | 18 | 0
266 | 7000009236 | 3020 | 400 kV EQUIPMENT | 1000020419 | 85354010 | Confirmed | 18 | Confirmed | 336kV Surge Arrester (1-phase) | EA | 3 |  | Included | 0 | 18 | 0
267 | 7000009236 | 3050 | 400 kV EQUIPMENT | 1000004474 | 85352913 | Confirmed | 18 | Confirmed | 420kV, 3150A, 40kA Circuit Breaker(3-Phase) without closing resistor(with support structure) | EA | 1 |  | Included | 0 | 18 | 0
268 | 7000009236 | 3060 | 400 kV EQUIPMENT | 1000004468 | 85353090 | Confirmed | 18 | Confirmed | 420kV, 3150A, 40KA, Isolator (3-phase)(Double Break) with one E/S | EA | 2 |  | Included | 0 | 18 | 0
269 | 7000009236 | 3070 | VENDOR ASSESED QUANTITY | 1000011326 | 72169990 | Confirmed | 18 | Confirmed | Erection Hardware for 400kV I type layout-Spare bay of half dia as pertechnical specification | SET | 1 |  | Included | 0 | 18 | 0
270 | 7000009236 | 3080 | VENDOR ASSESED QUANTITY | 1000011317 | 72169990 | Confirmed | 18 | Confirmed | Erection Hardware for 400kV I type layout-Bus Reactor bay as pertechnical specification | SET | 1 |  | Included | 0 | 18 | 0
271 | 7000009236 | 3090 | STRUCTURES | 1000020192 | 73045930 | Confirmed | 18 | Confirmed | Fabrication, galvanising and supply ofStandard Pipe Structure - 400 kV,1-Phase, CT including nuts, bolts, alltype of washers, packplates, step boltsand gusset plates excluding foundationbolts | EA | 3 |  | Included | 0 | 18 | 0
272 | 7000009236 | 3100 | STRUCTURES | 1000020194 | 73045930 | Confirmed | 18 | Confirmed | Fabrication, galvanising and supply ofStandard Pipe Structure - 400 kV,3-Phase, ISOLATOR including nuts,bolts, all type of washers, packplates,step bolts and gusset plates excludingfoundation bolts | EA | 2 |  | Included | 0 | 18 | 0
273 | 7000009236 | 3110 | STRUCTURES | 1000020195 | 73045930 | Confirmed | 18 | Confirmed | Fabrication, galvanising and supply ofStandard Pipe Structure - 400 kV,1-Phase, SA including nuts, bolts,all type of washers, packplates, stepbolts and gusset plates excludingfoundation bolts | EA | 3 |  | Included | 0 | 18 | 0
274 | 7000009236 | 3120 | STRUCTURES | 1000017567 | 73045930 | Confirmed | 18 | Confirmed | Standard Pipe Structure for 400kV BPI (excluding wave trap) | EA | 6 |  | Included | 0 | 18 | 0
275 | 7000009236 | 3130 | STRUCTURES | 1000012366 | 73082011 | Confirmed | 18 | Confirmed | Fabrication, galvanising and supply of 28mm dia foundation boltsincluding nuts, checknuts, washers and packplates. | EA | 96 |  | Included | 0 | 18 | 0
276 | 7000009236 | 4460 | STRUCTURES | 1000012369 | 73082011 | Confirmed | 18 | Confirmed | Fabrication, galvanising and supply of 56mm dia foundation boltsincluding nuts, checknuts, washers and packplates | EA | 16 |  | Included | 0 | 18 | 0
277 | 7000009236 | 4510 | STRUCTURES | 1000030005 | 73082011 | Confirmed | 18 | Confirmed | Lightening Mast(LM)-40m complete with foundation bolts/nuts platformsetc. | EA | 1 |  | Included | 0 | 18 | 0
278 | 7000009236 | 3140 | RELAY & PROTN SYSTEM | 1000003406 | 85371000 | Confirmed | 18 | Confirmed | 400kV Reactor Protection Panel | EA | 1 |  | Included | 0 | 18 | 0
279 | 7000009236 | 3150 | RELAY & PROTN SYSTEM | 1000006843 | 85371000 | Confirmed | 18 | Confirmed | Augmentation of existing 400kV bus bar protection scheme | SET | 1 |  | Included | 0 | 18 | 0
280 | 7000009236 | 3160 | RELAY & PROTN SYSTEM | 1000002164 | 85371000 | Confirmed | 18 | Confirmed | 400kV Circuit Breaker Relay Panel without Auto Reclose | EA | 1 |  | Included | 0 | 18 | 0
281 | 7000009236 | 3170 | Mandatory Spares(AIS EQPMT) | 1000019918 | 85359090 | Confirmed | 18 | Confirmed | Spares for 420kV Circuit Breaker | LS | 1 |  | Included | 0 | 18 | 0
282 | 7000009236 | 3180 | Mandatory Spares(AIS EQPMT) | 1000019919 | 85353090 | Confirmed | 18 | Confirmed | Spares for 420kV Double break Isolator | LS | 1 |  | Included | 0 | 18 | 0
283 | 7000009236 | 3190 | Mandatory Spares(AIS EQPMT) | 1000025941 | 85389000 | Confirmed | 18 | Confirmed | Spare-420kV CT 1 | SET | 1 |  | Included | 0 | 18 | 0
284 | 7000009236 | 3200 | Mandatory Spares(AIS EQPMT) | 1000024186 | 85354010 | Confirmed | 18 | Confirmed | SPARES FOR 336KV SURGE ARRESTER | LS | 1 |  | Included | 0 | 18 | 0
285 | 7000009236 | 3210 | Mechanical Auxiliaries | 1000012027 | 84241000 | Confirmed | 18 | Confirmed | 9litre water type Portable Fire extinguisher | EA | 1 |  | Included | 0 | 18 | 0
286 | 7000009236 | 3220 | Mechanical Auxiliaries | 1000012022 | 84241000 | Confirmed | 18 | Confirmed | 4.5 kg CO2 type Portable Fire extinguisher | EA | 2 |  | Included | 0 | 18 | 0
287 | 7000009236 | 3230 | Mechanical Auxiliaries | 1000012024 | 84241000 | Confirmed | 18 | Confirmed | Fire Extinguisher Dry Chemical Powder Type(5 Kg) for control room. | EA | 2 |  | Included | 0 | 18 | 0
288 | 7000009236 | 3240 | Mechanical Auxiliaries | 1000012036 | 84819090 | Confirmed | 18 | Confirmed | Hydrant system, complete U/G piping and accessories etc. outside thePump House for Fire Protection of 400/220kV (New) Substation | SET | 1 |  | Included | 0 | 18 | 0
289 | 7000009236 | 3250 | Mechanical Auxiliaries | 1000012042 | 84248990 | Confirmed | 18 | Confirmed | HVW spray system, Hydrant system and complete U/G & O/G piping andaccessories etc. out side the pump house for 125 MVAR, 420kV, 3 phaseBus Reactor | SET | 1 |  | Included | 0 | 18 | 0
290 | 7000009236 | 3260 | Mechanical Auxiliaries | 1000012037 | 84819090 | Confirmed | 18 | Confirmed | Hydrant system, complete U/G piping and accessories etc. outside thePump House for Fire Protection of 400/220kV (Ext) Substation | SET | 1 |  | Included | 0 | 18 | 0
291 | 7000009236 | 3270 | Illumination | 1000004952 | 94059900 | Confirmed | 18 | Confirmed | 63A, 415V : Interlocked switch socket outdoor Receptacle (type RP) asper technical specifications | EA | 2 |  | Included | 0 | 18 | 0
292 | 7000009236 | 3280 | Illumination | 1000001050 | 94059900 | Confirmed | 18 | Confirmed | 15A, 240V: Outdoor Receptacle 2 pole, 3-pin modular (type RO) as pertechnical specifications | EA | 5 |  | Included | 0 | 18 | 0
293 | 7000009236 | 3290 | Illumination | 1000014547 | 85371000 | Confirmed | 18 | Confirmed | Lighting Panel type ACP-2 as per technical specification | EA | 2 |  | Included | 0 | 18 | 0
294 | 7000009236 | 3300 | Illumination | 1000020262 | 85371000 | Confirmed | 18 | Confirmed | Sub Lighting panel (outdoor) type SLP (Switchyard and Street Lighting) | EA | 1 |  | Included | 0 | 18 | 0
295 | 7000009236 | 3310 | Illumination | 1000038039 | 94051090 | Confirmed | 18 | Confirmed | LIGHTING FIXTURE LED LUMINAIRES TYPE FL-1 AS PER TECH. SPECIFICATIONS | EA | 10 |  | Included | 0 | 18 | 0
296 | 7000009236 | 3320 | Illumination | 1000038390 | 94059900 | Confirmed | 18 | Confirmed | PORTABLE FLOOD LIGHT PANEL WITH LED LUMINARIESTYPE FL-2 (250W) | EA | 1 |  | Included | 0 | 18 | 0
297 | 7000009236 | 3330 | Illumination | 1000038325 | 94059900 | Confirmed | 18 | Confirmed | LIGHTING FIXTURE LED LUMINAIRES TYPE FL2 AS PER TECH. SPECIFICATIONS | EA | 18 |  | Included | 0 | 18 | 0
298 | 7000009236 | 3340 | Illumination | 1000038394 | 94059900 | Confirmed | 18 | Confirmed | RQ-2 TYPE RECEPTACLE OF 400A AS PER TECHNICAL SPECIFICATION | EA | 1 |  | Included | 0 | 18 | 0
299 | 7000009236 | 3410 | MANDATORY SPARES (CRP) | 1000018532 | 85371000 | Confirmed | 18 | Confirmed | Restricted earthfault relay type with non-linear resistor andassociated software in case of numerical relay | EA | 1 |  | Included | 0 | 18 | 0
300 | 7000009236 | 3420 | MANDATORY SPARES (CRP) | 1000018309 | 85371000 | Confirmed | 18 | Confirmed | Reactor differential protection relay | SET | 1 |  | Included | 0 | 18 | 0
301 | 7000009236 | 3430 | MANDATORY SPARES (CRP) | 1000007627 | 85389000 | Confirmed | 18 | Confirmed | Bay control unit (IED) of each type | EA | 1 |  | Included | 0 | 18 | 0
302 | 7000009236 | 3440 | POWER & CONTROL CABLES(LS) | 1000000443 | 85446020 | Confirmed | 18 | Confirmed | 1.1kV grade Power Cables (PVCinsulated)along withlugs,glands,straight joints &accessories,etc. | LS | 1 |  | Included | 0 | 18 | 0
303 | 7000009236 | 3450 | POWER & CONTROL CABLES(LS) | 1000000442 | 85446020 | Confirmed | 18 | Confirmed | 1.1kV grade Control Cables (PVCinsulated) along withlugs,glands,straight joints &accessories,etc. | LS | 1 |  | Included | 0 | 18 | 0
304 | 7000009236 | 3460 | POWER & CONTROL CABLES(LS) | 1000008835 | 85446020 | Confirmed | 18 | Confirmed | Cable glands,lugs & straight through joints for Power & Control Cables | LS | 1 |  | Included | 0 | 18 | 0
305 | 7000009236 | 4540 | Substation Automation System(Aug) | 1000003409 | 85371000 | Confirmed | 18 | Confirmed | Augmentation of Substation automation System for 400kV Main bay as perTechnical Specification | EA | 1 |  | Included | 0 | 18 | 0
VIII | Pugalur HVDC (GIS) S/s Extn for B/R-1&2
306 | 7000009236 | 3490 | 420kV GIS Equipment | 1000032801 | 85359030 | Confirmed | 18 | Confirmed | 420KV, 4000A,50KA GIS BUSBAR MODULE EXTENSION | SET | 2 |  | Included | 0 | 18 | 0
307 | 7000009236 | 3500 | 420kV GIS Equipment | 1000004494 | 85359030 | Confirmed | 18 | Confirmed | 420kV, 3150 A, 50 kA, SF6 GIS Tie baymodule(without PIR) as perSection-Project, Technicalspecification | SET | 1 |  | Included | 0 | 18 | 0
308 | 7000009236 | 3510 | 420kV GIS Equipment | 1000029506 | 85389000 | Confirmed | 18 | Confirmed | 3150A, 50kA, 1sec Single phase 420kV SF6to Air Bushing | EA | 6 |  | Included | 0 | 18 | 0
309 | 7000009236 | 3520 | 420kV GIS Equipment | 1000004286 | 85389000 | Confirmed | 18 | Confirmed | 420kV, 3000A, 50kA, Single phase, SF6Gas Insulated Bus Duct (GIB) outsideGIS Hall alongwith associated supportstructure | M | 240 |  | Included | 0 | 18 | 0
310 | 7000009236 | 3530 | 420kV GIS Equipment | 1000004626 | 85359030 | Confirmed | 18 | Confirmed | 420kV, 3150 A, 50 kA, SF6 GIS BusReactor bay module as perSection-Project, Technicalspecification | SET | 2 |  | Included | 0 | 18 | 0
311 | 7000009236 | 3540 | 420kV Outdoor Equipments | 1000020419 | 85354010 | Confirmed | 18 | Confirmed | 336kV Surge Arrester (1-phase) | EA | 6 |  | Included | 0 | 18 | 0
312 | 7000009236 | 3550 | 420kV Outdoor Equipments | 1000004401 | 85462040 | Confirmed | 18 | Confirmed | 420 kV, 1 phase Bus Post Insulator (except for Line Traps) | EA | 12 |  | Included | 0 | 18 | 0
313 | 7000009236 | 3560 | 420kV Outdoor Equipments | 1000009711 | 85389000 | Confirmed | 18 | Confirmed | Controlled switching device for 420 kV, 3 phase circuit breaker | SET | 3 |  | Included | 0 | 18 | 0
314 | 7000009236 | 3570 | 420kV Relay and Protc. panel with Auto) | 1000003406 | 85371000 | Confirmed | 18 | Confirmed | 400kV Reactor Protection Panel | EA | 2 |  | Included | 0 | 18 | 0
315 | 7000009236 | 3580 | 420kV Relay and Protc. panel with Auto) | 1000002163 | 85371000 | Confirmed | 18 | Confirmed | 400kV Circuit Breaker Relay Panel without Auto Reclose (withAutomation) | EA | 2 |  | Included | 0 | 18 | 0
316 | 7000009236 | 3590 | 420kV Relay and Protc. panel with Auto) | 1000002146 | 85371000 | Confirmed | 18 | Confirmed | Augmentation of existing 400kV bus bar protection scheme.(No. of baysas per specification)-(with Automation) | SET | 1 |  | Included | 0 | 18 | 0
317 | 7000009236 | 3600 | Substation Automation System (Augment.) | 1000003409 | 85371000 | Confirmed | 18 | Confirmed | Augmentation of Substation automation System for 400kV Main bay as perTechnical Specification | EA | 2 |  | Included | 0 | 18 | 0
318 | 7000009236 | 3610 | Substation Automation System (Augment.) | 1000003411 | 85371000 | Confirmed | 18 | Confirmed | Augmentation of Substation automation System for 400kV Tie bay as perTechnical Specification | EA | 1 |  | Included | 0 | 18 | 0
319 | 7000009236 | 3620 | Fire Protection System | 1000012022 | 84241000 | Confirmed | 18 | Confirmed | 4.5 kg CO2 type Portable Fire extinguisher | EA | 2 |  | Included | 0 | 18 | 0
320 | 7000009236 | 3630 | Fire Protection System | 1000012027 | 84241000 | Confirmed | 18 | Confirmed | 9litre water type Portable Fire extinguisher | EA | 1 |  | Included | 0 | 18 | 0
321 | 7000009236 | 3640 | Fire Protection System | 1000012024 | 84241000 | Confirmed | 18 | Confirmed | Fire Extinguisher Dry Chemical Powder Type(5 Kg) for control room. | EA | 1 |  | Included | 0 | 18 | 0
322 | 7000009236 | 3650 | Fire Protection System | 1000012042 | 84248990 | Confirmed | 18 | Confirmed | HVW spray system, Hydrant system and complete U/G & O/G piping andaccessories etc. out side the pump house for 125 MVAR, 420kV, 3 phaseBus Reactor | SET | 2 |  | Included | 0 | 18 | 0
323 | 7000009236 | 3660 | Fire Protection System | 1000012037 | 84819090 | Confirmed | 18 | Confirmed | Hydrant system, complete U/G piping and accessories etc. outside thePump House for Fire Protection of 400/220kV (Ext) Substation | SET | 1 |  | Included | 0 | 18 | 0
324 | 7000009236 | 3670 | Illumination System | 1000020262 | 85371000 | Confirmed | 18 | Confirmed | Sub Lighting panel (outdoor) type SLP (Switchyard and Street Lighting) | EA | 4 |  | Included | 0 | 18 | 0
325 | 7000009236 | 3680 | Illumination System | 1000014547 | 85371000 | Confirmed | 18 | Confirmed | Lighting Panel type ACP-2 as per technical specification | EA | 2 |  | Included | 0 | 18 | 0
326 | 7000009236 | 3690 | Illumination System | 1000038325 | 94059900 | Confirmed | 18 | Confirmed | LIGHTING FIXTURE LED LUMINAIRES TYPE FL2 AS PER TECH. SPECIFICATIONS | EA | 20 |  | Included | 0 | 18 | 0
327 | 7000009236 | 3700 | Illumination System | 1000038390 | 94059900 | Confirmed | 18 | Confirmed | PORTABLE FLOOD LIGHT PANEL WITH LED LUMINARIESTYPE FL-2 (250W) | EA | 1 |  | Included | 0 | 18 | 0
328 | 7000009236 | 3710 | Illumination System | 1000004952 | 94059900 | Confirmed | 18 | Confirmed | 63A, 415V : Interlocked switch socket outdoor Receptacle (type RP) asper technical specifications | EA | 2 |  | Included | 0 | 18 | 0
329 | 7000009236 | 3720 | Illumination System | 1000001050 | 94059900 | Confirmed | 18 | Confirmed | 15A, 240V: Outdoor Receptacle 2 pole, 3-pin modular (type RO) as pertechnical specifications | EA | 6 |  | Included | 0 | 18 | 0
330 | 7000009236 | 3730 | Illumination System | 1000038039 | 94051090 | Confirmed | 18 | Confirmed | LIGHTING FIXTURE LED LUMINAIRES TYPE FL-1 AS PER TECH. SPECIFICATIONS | EA | 10 |  | Included | 0 | 18 | 0
331 | 7000009236 | 3740 | Illumination System | 1000038394 | 94059900 | Confirmed | 18 | Confirmed | RQ-2 TYPE RECEPTACLE OF 400A AS PER TECHNICAL SPECIFICATION | EA | 2 |  | Included | 0 | 18 | 0
332 | 7000009236 | 3750 | Steel Structure | 1000020195 | 73045930 | Confirmed | 18 | Confirmed | Fabrication, galvanising and supply ofStandard Pipe Structure - 400 kV,1-Phase, SA including nuts, bolts,all type of washers, packplates, stepbolts and gusset plates excludingfoundation bolts | EA | 6 |  | Included | 0 | 18 | 0
333 | 7000009236 | 3760 | Steel Structure | 1000020118 | 73082011 | Confirmed | 18 | Confirmed | Fabrication, galvanising and supply of Standard 400 kV Gantry G1including nuts, bolts, all type of washers, packplates, step bolts andgusset plates excluding foundation bolts | EA | 1 |  | Included | 0 | 18 | 0
334 | 7000009236 | 3770 | Steel Structure | 1000020130 | 73082011 | Confirmed | 18 | Confirmed | Fabrication, galvanising and supply of Standard 400 kV Tower THincluding nuts, bolts, all type of washers, packplates, step bolts andgusset plates excluding foundation bolts | EA | 1 |  | Included | 0 | 18 | 0
335 | 7000009236 | 3780 | Steel Structure | 1000017567 | 73045930 | Confirmed | 18 | Confirmed | Standard Pipe Structure for 400kV BPI (excluding wave trap) | EA | 12 |  | Included | 0 | 18 | 0
336 | 7000009236 | 3790 | Steel Structure | 1000012369 | 73082011 | Confirmed | 18 | Confirmed | Fabrication, galvanising and supply of 56mm dia foundation boltsincluding nuts, checknuts, washers and packplates | EA | 32 |  | Included | 0 | 18 | 0
337 | 7000009236 | 3800 | Steel Structure | 1000012366 | 73082011 | Confirmed | 18 | Confirmed | Fabrication, galvanising and supply of 28mm dia foundation boltsincluding nuts, checknuts, washers and packplates. | EA | 72 |  | Included | 0 | 18 | 0
338 | 7000009236 | 3810 | Steel Structure | 1000015954 | 73082011 | Confirmed | 18 | Confirmed | Fabrication, galvanising and supply of Lattice Structures (MS Steel),to be designed during detailed engineering, for towers, beams andequipment support structure including pack plates / packwashers andgusset plates excluding fasteners and foundation bolts | MT | 22 |  | Included | 0 | 18 | 0
339 | 7000009236 | 3820 | Steel Structure | 1000011713 | 73082011 | Confirmed | 18 | Confirmed | Fabrication, galvanising and supply of fasteners ( nuts, bolts andwashers ) including step bolts for lattice and pipe structures to bedesigned during detailed engineering | MT | 1.5 |  | Included | 0 | 18 | 0
340 | 7000009236 | 3830 | Steel Structure | 1000012373 | 73082011 | Confirmed | 18 | Confirmed | Fabrication, galvanising and supply of foundation bolts including nuts,checknut and washers for lattice and pipe structures to be designedduring detailed engineering | MT | 2 |  | Included | 0 | 18 | 0
341 | 7000009236 | 4520 | Steel Structure | 1000030005 | 73082011 | Confirmed | 18 | Confirmed | Lightening Mast(LM)-40m complete with foundation bolts/nuts platformsetc. | EA | 1 |  | Included | 0 | 18 | 0
342 | 7000009236 | 3840 | 1.1kV Power & Control Cable | 1000000442 | 85446020 | Confirmed | 18 | Confirmed | 1.1kV grade Control Cables (PVCinsulated) along withlugs,glands,straight joints &accessories,etc. | LS | 1 |  | Included | 0 | 18 | 0
343 | 7000009236 | 3850 | 1.1kV Power & Control Cable | 1000000443 | 85446020 | Confirmed | 18 | Confirmed | 1.1kV grade Power Cables (PVCinsulated)along withlugs,glands,straight joints &accessories,etc. | LS | 1 |  | Included | 0 | 18 | 0
344 | 7000009236 | 3860 | Erection H/W for 400kV | 1000011333 | 72169990 | Confirmed | 18 | Confirmed | Erection Hardware for 400kV I type layout for GIS terminationarrangement-Bus Reactor bay as per technical specification | SET | 2 |  | Included | 0 | 18 | 0
345 | 7000009236 | 4250 | Spares for 400kV Surger Arrestor | 1000020419 | 85354010 | Confirmed | 18 | Confirmed | 336kV Surge Arrester (1-phase) | EA | 1 |  | Included | 0 | 18 | 0
346 | 7000009236 | 4260 | Spares for 400kV Surger Arrestor | 1000020440 | 85359090 | Confirmed | 18 | Confirmed | Surge monitor (1-Phase) | EA | 5 |  | Included | 0 | 18 | 0
347 | 7000009236 | 4270 | Spares for CRP & SAS | 1000018532 | 85371000 | Confirmed | 18 | Confirmed | Restricted earthfault relay type with non-linear resistor andassociated software in case of numerical relay | EA | 1 |  | Included | 0 | 18 | 0
348 | 7000009236 | 4280 | Spares for CRP & SAS | 1000018309 | 85371000 | Confirmed | 18 | Confirmed | Reactor differential protection relay | SET | 1 |  | Included | 0 | 18 | 0
349 | 7000009236 | 4290 | Spares for CRP & SAS | 1000007627 | 85389000 | Confirmed | 18 | Confirmed | Bay control unit (IED) of each type | EA | 1 |  | Included | 0 | 18 | 0
350 | 7000009236 | 4300 | Spares for CRP & SAS | 1000014291 | 85389000 | Confirmed | 18 | Confirmed | LAN Switch of each type for SAS | SET | 1 |  | Included | 0 | 18 | 0
351 | 7000009236 | 4310 | Spares for CRP & SAS | 1000017773 | 85371000 | Confirmed | 18 | Confirmed | Power Supply module of each type for B/B Protection | SET | 1 |  | Included | 0 | 18 | 0
352 | 7000009236 | 4320 | Spares for CRP & SAS | 1000007634 | 85371000 | Confirmed | 18 | Confirmed | Bay Unit module for Bus Bar Protection | EA | 1 |  | Included | 0 | 18 | 0
353 | 7000009238 | 10 | Spares for 420 KV GIS | 1000040835 | 85359030 | Confirmed | 18 | Confirmed | MANDATORY SPARES FOR 420 KV GIS , AS PER | SET | 1 |  | Included | 0 | 18 | 0
IX | 220kV Cochin Extn
354 | 7000009249 | 30 | 220KV AIS EQUIPMENT | 1000001681 | 85359090 | Confirmed | 18 | Confirmed | 245 kV, 1600A, 40KA, 1-Phase CurrentTransformer with 120% extended currentrating | EA | 6 |  | Included | 0 | 18 | 0
355 | 7000009249 | 40 | 220KV AIS EQUIPMENT | 1000001794 | 85353090 | Confirmed | 18 | Confirmed | 245kV, 1600A, 40 KA, 3-phase DoubleBreak Tandem Isolator without E/S | EA | 4 |  | Included | 0 | 18 | 0
356 | 7000009249 | 50 | 220KV AIS EQUIPMENT | 1000001674 | 85353090 | Confirmed | 18 | Confirmed | 245kV, 1600A, 40 KA, 3-phase DoubleBreak Isolator with two E/S | EA | 2 |  | Included | 0 | 18 | 0
357 | 7000009249 | 60 | 220KV AIS EQUIPMENT | 1000001673 | 85353090 | Confirmed | 18 | Confirmed | 245kV, 1600A, 40 KA, 3-phase DoubleBreak Isolator with one E/S | EA | 2 |  | Included | 0 | 18 | 0
358 | 7000009249 | 70 | 220KV AIS EQUIPMENT | 1000001671 | 85352912 | Confirmed | 18 | Confirmed | 245kV, 1600A, 40KA Circuit Breaker(3-Phase) with support structure | EA | 2 |  | Included | 0 | 18 | 0
359 | 7000009249 | 80 | 220KV AIS EQUIPMENT | 1000001695 | 85462040 | Confirmed | 18 | Confirmed | 245 kV, 1 phase Bus Post Insulator (except for Line Traps) | EA | 26 |  | Included | 0 | 18 | 0
360 | 7000009249 | 90 | 220KV AIS EQUIPMENT | 1000020417 | 85354010 | Confirmed | 18 | Confirmed | 216kV Surge Arrester (1-phase) | EA | 6 |  | Included | 0 | 18 | 0
361 | 7000009249 | 100 | 220KV AIS EQUIPMENT | 1000001772 | 85359090 | Confirmed | 18 | Confirmed | 245 kV, 4400pf Capacitive Voltage Transformer (1- Phase) | EA | 6 |  | Included | 0 | 18 | 0
362 | 7000009249 | 110 | CRP | 1000001170 | 85371000 | Confirmed | 18 | Confirmed | 220kV Circuit Breaker Relay Panel with Auto Reclose (with Automation) | EA | 2 |  | Included | 0 | 18 | 0
363 | 7000009249 | 120 | CRP | 1000001167 | 85371000 | Confirmed | 18 | Confirmed | Augmentation of existing 220kV bus bar protection scheme.(No. of baysas per specification)-(with Automation) | SET | 1 |  | Included | 0 | 18 | 0
364 | 7000009249 | 130 | CRP | 1000001330 | 85371000 | Confirmed | 18 | Confirmed | 220kV Line Protection Panel (with Automation) | EA | 2 |  | Included | 0 | 18 | 0
365 | 7000009249 | 140 | CRP | 1000001333 | 85371000 | Confirmed | 18 | Confirmed | Augmentation of Substation automation System for 220kV bay as perTechnical Specification | EA | 2 |  | Included | 0 | 18 | 0
366 | 7000009249 | 150 | AC & FPS | 1000006284 | 84151090 | Confirmed | 28 | Confirmed | Air conditioning system for Switchyard Panel Room of 6m length | SET | 1 |  | Included | 0 | 28 | 0
367 | 7000009249 | 160 | AC & FPS | 1000012018 | 85311020 | Confirmed | 18 | Confirmed | Fire Detection and Alarm System for Switchyard Panel Room of 6 mlength | SET | 1 |  | Included | 0 | 18 | 0
368 | 7000009249 | 170 | AC & FPS | 1000013795 | 94059900 | Confirmed | 18 | Confirmed | Illumination System for switchyard panel room of 6 m length | LS | 1 |  | Included | 0 | 18 | 0
369 | 7000009249 | 180 | ILLUMINATION | 1000014547 | 85371000 | Confirmed | 18 | Confirmed | Lighting Panel type ACP-2 as per technical specification | EA | 1 |  | Included | 0 | 18 | 0
370 | 7000009249 | 190 | ILLUMINATION | 1000038039 | 94051090 | Confirmed | 18 | Confirmed | LIGHTING FIXTURE LED LUMINAIRES TYPE FL-1 AS PER TECH. SPECIFICATIONS | EA | 6 |  | Included | 0 | 18 | 0
371 | 7000009249 | 200 | STEEL STRUCTURE | 1000033706 | 73082011 | Confirmed | 18 | Confirmed | FABRICATION, GALVANISING AND SUPPLY OF 220 KV BEAM B1 INCLUDING NUTS,BOLTS, ALL TYPE OF WASHERS, PACKPLATES, STEP BOLTS AND GUSSET PLATES | EA | 3 |  | Included | 0 | 18 | 0
372 | 7000009249 | 210 | STEEL STRUCTURE | 1000020088 | 73082011 | Confirmed | 18 | Confirmed | Fabrication, galvanising and supply of Standard 220 kV Gantry BG1including nuts, bolts, all type of washers, packplates, step bolts andgusset plates excluding foundation bolts | EA | 2 |  | Included | 0 | 18 | 0
373 | 7000009249 | 220 | STEEL STRUCTURE | 1000020098 | 73082011 | Confirmed | 18 | Confirmed | Fabrication, galvanising and supply of Standard 220 kV Tower CBincluding nuts, bolts, all type of washers, packplates, step bolts andgusset plates excluding foundation bolts | EA | 1 |  | Included | 0 | 18 | 0
374 | 7000009249 | 230 | STEEL STRUCTURE | 1000020099 | 73082011 | Confirmed | 18 | Confirmed | Fabrication, galvanising and supply of Standard 220 kV Tower CCincluding nuts, bolts, all type of washers, packplates, step bolts andgusset plates excluding foundation bolts | EA | 1 |  | Included | 0 | 18 | 0
375 | 7000009249 | 240 | STEEL STRUCTURE | 1000020105 | 73082011 | Confirmed | 18 | Confirmed | Fabrication, galvanising and supply of Standard 220 kV Tower CTCincluding nuts, bolts, all type of washers, packplates, step bolts andgusset plates excluding foundation bolts | EA | 1 |  | Included | 0 | 18 | 0
376 | 7000009249 | 250 | STEEL STRUCTURE | 1000020109 | 73082011 | Confirmed | 18 | Confirmed | Fabrication, galvanising and supply of Standard 220 kV Tower CTGincluding nuts, bolts, all type of washers, packplates, step bolts andgusset plates excluding foundation bolts | EA | 2 |  | Included | 0 | 18 | 0
377 | 7000009249 | 260 | STEEL STRUCTURE | 1000020110 | 73082011 | Confirmed | 18 | Confirmed | Fabrication, galvanising and supply of Standard 220 kV Tower CTHincluding nuts, bolts, all type of washers, packplates, step bolts andgusset plates excluding foundation bolts | EA | 1 |  | Included | 0 | 18 | 0
378 | 7000009249 | 270 | STEEL STRUCTURE | 1000020187 | 73045930 | Confirmed | 18 | Confirmed | Fabrication, galvanising and supply of Standard Pipe Structure - 220kV CT including nuts, bolts, all type of washers, packplates, stepbolts and gusset plates excluding foundation bolts | EA | 6 |  | Included | 0 | 18 | 0
379 | 7000009249 | 280 | STEEL STRUCTURE | 1000020186 | 73045930 | Confirmed | 18 | Confirmed | Fabrication, galvanising and supply of Std Pipe Structure - 220 kVBPI including nuts, bolts, all type of washers, packplates, step boltsand gusset plates excluding foundation bolts | EA | 26 |  | Included | 0 | 18 | 0
380 | 7000009249 | 290 | STEEL STRUCTURE | 1000020188 | 73045930 | Confirmed | 18 | Confirmed | Fabrication, galvanising and supply of Standard Pipe Structure - 220kV CVT including nuts, bolts, all type of washers, packplates, stepbolts and gusset plates excluding foundation bolts | EA | 6 |  | Included | 0 | 18 | 0
381 | 7000009249 | 300 | STEEL STRUCTURE | 1000020189 | 73045930 | Confirmed | 18 | Confirmed | Fabrication, galvanising and supply of Standard Pipe Structure - 220kV ISOLATOR including nuts, bolts, all type of washers, packplates,step bolts and gusset plates excluding foundation bolts | EA | 8 |  | Included | 0 | 18 | 0
382 | 7000009249 | 310 | STEEL STRUCTURE | 1000020190 | 73045930 | Confirmed | 18 | Confirmed | Fabrication, galvanising and supply of Standard Pipe Structure - 220kV SA including nuts, bolts, all type of washers, packplates, stepbolts and gusset plates excluding foundation bolts | EA | 6 |  | Included | 0 | 18 | 0
383 | 7000009249 | 320 | STEEL STRUCTURE | 1000020191 | 73045930 | Confirmed | 18 | Confirmed | Fabrication, galvanising and supply of Std Pipe Structure - 220 kV WTincluding nuts, bolts, all type of washers, packplates, step bolts andgusset plates excluding foundation bolts | EA | 2 |  | Included | 0 | 18 | 0
384 | 7000009249 | 330 | VENDOR ASSESSED QTY | 1000011256 | 72169990 | Confirmed | 18 | Confirmed | Erection Hardware for 220kV layout (Double Main and TransferScheme)-Bus work (two Bay) as per technical specification | SET | 1 |  | Included | 0 | 18 | 0
385 | 7000009249 | 340 | VENDOR ASSESSED QTY | 1000011261 | 72169990 | Confirmed | 18 | Confirmed | Erection Hardware for 220kV layout (Double Main and TransferScheme)-Line Bay as per technical specification | SET | 2 |  | Included | 0 | 18 | 0
386 | 7000009249 | 350 | PLCC | 1000010638 | 85176210 | Confirmed | 18 | Confirmed | Digital Protection Coupler | EA | 2 |  | Included | 0 | 18 | 0
387 | 7000009249 | 360 | PLCC | 1000010014 | 85176210 | Confirmed | 18 | Confirmed | Coupling device for PLCC | SET | 2 |  | Included | 0 | 18 | 0
388 | 7000009249 | 370 | PLCC | 1000000046 | 85176210 | Confirmed | 18 | Confirmed | Carrier Equipment Analog type (for Speech+Data & Speech+Protection) | EA | 2 |  | Included | 0 | 18 | 0
389 | 7000009249 | 380 | PLCC | 1000017887 | 85176210 | Confirmed | 18 | Confirmed | Protection Coupler for PLCC | EA | 2 |  | Included | 0 | 18 | 0
390 | 7000009249 | 390 | PLCC | 1000009250 | 85176210 | Confirmed | 18 | Confirmed | HF Cable 75 ohms for PLCC | M | 1000 |  | Included | 0 | 18 | 0
391 | 7000009249 | 400 | PLCC | 1000001567 | 85176210 | Confirmed | 18 | Confirmed | 220kV, 1600A, 0.5mH, 40 kA Line Trap | EA | 2 |  | Included | 0 | 18 | 0
392 | 7000009249 | 410 | PLCC | 1000001695 | 85462040 | Confirmed | 18 | Confirmed | 245 kV, 1 phase Bus Post Insulator (except for Line Traps) | EA | 6 |  | Included | 0 | 18 | 0
393 | 7000009249 | 490 | MANDATORY SPARES | 1000025950 | 85176210 | Confirmed | 18 | Confirmed | Spare-PLCC | SET | 1 |  | Included | 0 | 18 | 0
394 | 7000009249 | 500 | MANDATORY SPARES | 1000019927 | 85389000 | Confirmed | 18 | Confirmed | Spares-Substation Automation System | LS | 1 |  | Included | 0 | 18 | 0
395 | 7000009249 | 510 | MANDATORY SPARES | 1000031083 | 85371000 | Confirmed | 18 | Confirmed | SPARE- LINE PROTECTION PANEL | LS | 1 |  | Included | 0 | 18 | 0
396 | 7000009249 | 520 | MANDATORY SPARES | 1000025933 | 85389000 | Confirmed | 18 | Confirmed | Spare-245kV CT | SET | 1 |  | Included | 0 | 18 | 0
397 | 7000009249 | 530 | MANDATORY SPARES | 1000025934 | 85359090 | Confirmed | 18 | Confirmed | Spare-245kV CVT | SET | 1 |  | Included | 0 | 18 | 0
398 | 7000009249 | 540 | MANDATORY SPARES | 1000025935 | 85389000 | Confirmed | 18 | Confirmed | Spare-245kV Circuit Breaker | SET | 1 |  | Included | 0 | 18 | 0
399 | 7000009249 | 550 | MANDATORY SPARES | 1000025936 | 85353090 | Confirmed | 18 | Confirmed | Spare-245kV Isolator | SET | 1 |  | Included | 0 | 18 | 0
400 | 7000009249 | 560 | MANDATORY SPARES | 1000025930 | 85354010 | Confirmed | 18 | Confirmed | Spare-216kV Surge Arrester | SET | 1 |  | Included | 0 | 18 | 0
401 | 7000009249 | 600 | Foundation Bolts | 1000012366 | 73082011 | Confirmed | 18 | Confirmed | Fabrication, galvanising and supply of 28mm dia foundation boltsincluding nuts, checknuts, washers and packplates. | EA | 452 |  | Included | 0 | 18 | 0
402 | 7000009249 | 610 | Foundation Bolts | 1000012368 | 73082011 | Confirmed | 18 | Confirmed | Fabrication, galvanising and supply of 40mm dia foundation boltsincluding nuts, checknuts, washers and packplates. | EA | 16 |  | Included | 0 | 18 | 0
403 | 7000009249 | 620 | Foundation Bolts | 1000012369 | 73082011 | Confirmed | 18 | Confirmed | Fabrication, galvanising and supply of 56mm dia foundation boltsincluding nuts, checknuts, washers and packplates | EA | 32 |  | Included | 0 | 18 | 0
404 | 7000009249 | 630 | Telecommunication equipment at Cochin | 1000031367 | 85176260 | Confirmed | 18 | Confirmed | SDH EQUIPMENT (STM-16 MADM UPTO 5 MSP PROTECTED DIRECTIONS)-BASEEQUIPMENT (COMMON CARDS, CROSS CONNECT/CONTROL CARDS, OPTICAL BASECARDS, POWER SUPPLY CARDS, POWER CABLING, OTHER HARDWARE ANDACCESSORIES INCLUDING SUB RACKS, PATCH CORD, DDF ETC FULLY EQUIPEDEXCLUDING OPTICAL INTERFACE & TRIBUTARY CARDS | EA | 1 |  | Included | 0 | 18 | 0
405 | 7000009249 | 640 | Telecommunication equipment at Cochin | 1000018706 | 85176990 | Confirmed | 18 | Confirmed | S16.1 SFP | EA | 6 |  | Included | 0 | 18 | 0
406 | 7000009249 | 650 | Telecommunication equipment at Cochin | 1000031374 | 85176290 | Confirmed | 18 | Confirmed | TRIBUTARY INTERFACE- E1 INTERFACE (MINIMUM 16 NOS.) | SET | 2 |  | Included | 0 | 18 | 0
407 | 7000009249 | 660 | Telecommunication equipment at Cochin | 1000034950 | 85176990 | Confirmed | 18 | Confirmed | ETHERNET INTERFACE 10/100 BASE T WITH LAYER-2 SWITCHING (MIN 8INTERFACES PER CARD) | EA | 2 |  | Included | 0 | 18 | 0
408 | 7000009249 | 670 | Telecommunication equipment at Cochin | 1000031381 | 85176290 | Confirmed | 18 | Confirmed | TRIBUTARY INTERFACE-GIGABIT ETHERNET INTERFACES 10/100 MBPS WITH LAYER-2 SWITCHING (MINIMUM 2 NOS.) | SET | 1 |  | Included | 0 | 18 | 0
409 | 7000009249 | 680 | Telecommunication equipment at Cochin | 1000026228 | 85176290 | Confirmed | 18 | Confirmed | Equipment Cabinets For SDH | EA | 1 |  | Included | 0 | 18 | 0
410 | 7000009249 | 690 | Telecommunication equipment at Cochin | 1000028495 | 84715000 | Confirmed | 18 | Confirmed | NMS- CRAFT TERMINAL-HARDWARE | EA | 1 |  | Included | 0 | 18 | 0
411 | 7000009249 | 700 | Telecommunication equipment at Cochin | 1000028265 | 85238020 | Confirmed | 18 | Confirmed | Software for Craft Terminal | EA | 1 |  | Included | 0 | 18 | 0
412 | 7000009249 | 710 | Telecommunication equipment at Cochin | 1000034998 | 85171890 | Confirmed | 18 | Confirmed | VOIP TELEPHONE INSTRUMENT WITH ONE COMMON SWITCH (MIN. 8 PORT) | EA | 4 |  | Included | 0 | 18 | 0
413 | 7000009249 | 720 | spares of tele eqpt at Cochin | 1000031369 | 85176260 | Confirmed | 18 | Confirmed | SDH EQUIPMENT (STM-16 MADM UPTO 5 MSP PROTECTED DIRECTIONS)-COMMONCARDS, CROSS-CONNECT/CONTROL CARDS, OPTICAL BASE CARD, POWER SUPPLYCARDS, POWER CABLING, OTHER HARDWARE & ACCESSORIES (EACH). | SET | 1 |  | Included | 0 | 18 | 0
414 | 7000009249 | 730 | spares of tele eqpt at Cochin | 1000018706 | 85176990 | Confirmed | 18 | Confirmed | S16.1 SFP | EA | 1 |  | Included | 0 | 18 | 0
415 | 7000009249 | 740 | spares of tele eqpt at Cochin | 1000031374 | 85176290 | Confirmed | 18 | Confirmed | TRIBUTARY INTERFACE- E1 INTERFACE (MINIMUM 16 NOS.) | SET | 1 |  | Included | 0 | 18 | 0
416 | 7000009249 | 750 | spares of tele eqpt at Cochin | 1000034950 | 85176990 | Confirmed | 18 | Confirmed | ETHERNET INTERFACE 10/100 BASE T WITH LAYER-2 SWITCHING (MIN 8INTERFACES PER CARD) | EA | 1 |  | Included | 0 | 18 | 0
417 | 7000009249 | 760 | spares of tele eqpt at Cochin | 1000031381 | 85176290 | Confirmed | 18 | Confirmed | TRIBUTARY INTERFACE-GIGABIT ETHERNET INTERFACES 10/100 MBPS WITH LAYER-2 SWITCHING (MINIMUM 2 NOS.) | SET | 1 |  | Included | 0 | 18 | 0
418 | 7000009249 | 770 | spares of tele eqpt at Cochin | 1000031398 | 85171890 | Confirmed | 18 | Confirmed | PRE CONNECTORIZED OPTICAL FIBER PATCH CORDS(10 MTRS) â€“ PACK OF SIXPATCH CORDS | SET | 1 |  | Included | 0 | 18 | 0
419 | 7000009249 | 780 | spares of tele eqpt at Cochin | 1000034998 | 85171890 | Confirmed | 18 | Confirmed | VOIP TELEPHONE INSTRUMENT WITH ONE COMMON SWITCH (MIN. 8 PORT) | EA | 1 |  | Included | 0 | 18 | 0
420 | 7000008939 | 100 | POWER & CONTROL CABLE | 1000000442 | 85446020 | Confirmed | 18 | Confirmed | 1.1kV grade Control Cables (PVCinsulated) along withlugs,glands,straight joints &accessories,etc. | LS | 1 |  | Included | 0 | 18 | 0
421 | 7000008939 | 110 | POWER & CONTROL CABLE | 1000000443 | 85446020 | Confirmed | 18 | Confirmed | 1.1kV grade Power Cables (PVCinsulated)along withlugs,glands,straight joints &accessories,etc. | LS | 1 |  | Included | 0 | 18 | 0
422 | 7000008939 | 130 | PLCC at other end | 1000010638 | 85176210 | Confirmed | 18 | Confirmed | Digital Protection Coupler | EA | 2 |  | Included | 0 | 18 | 0
423 | 7000008939 | 140 | PLCC at other end | 1000010014 | 85176210 | Confirmed | 18 | Confirmed | Coupling device for PLCC | SET | 2 |  | Included | 0 | 18 | 0
424 | 7000008939 | 150 | PLCC at other end | 1000000046 | 85176210 | Confirmed | 18 | Confirmed | Carrier Equipment Analog type (for Speech+Data & Speech+Protection) | EA | 2 |  | Included | 0 | 18 | 0
425 | 7000008939 | 160 | PLCC at other end | 1000017887 | 85176210 | Confirmed | 18 | Confirmed | Protection Coupler for PLCC | EA | 2 |  | Included | 0 | 18 | 0
426 | 7000008939 | 170 | PLCC at other end | 1000009250 | 85176210 | Confirmed | 18 | Confirmed | HF Cable 75 ohms for PLCC | M | 500 |  | Included | 0 | 18 | 0
X | 400kV Kozhikode Extn
427 | 7000009249 | 800 | 400KV AIS EQUIPMENT | 1000004459 | 85359090 | Confirmed | 18 | Confirmed | 420 kV, 3000A, 40KA, 1-Phase CurrentTransformer with 120% extended currentrating | EA | 9 |  | Included | 0 | 18 | 0
428 | 7000009249 | 810 | 400KV AIS EQUIPMENT | 1000004468 | 85353090 | Confirmed | 18 | Confirmed | 420kV, 3150A, 40KA, Isolator (3-phase)(Double Break) with one E/S | EA | 8 |  | Included | 0 | 18 | 0
429 | 7000009249 | 820 | 400KV AIS EQUIPMENT | 1000004535 | 85359090 | Confirmed | 18 | Confirmed | 420 kV, 4400 pF Capacitive Voltage Transformer (1-Phase) | EA | 6 |  | Included | 0 | 18 | 0
430 | 7000009249 | 830 | 400KV AIS EQUIPMENT | 1000020419 | 85354010 | Confirmed | 18 | Confirmed | 336kV Surge Arrester (1-phase) | EA | 6 |  | Included | 0 | 18 | 0
431 | 7000009249 | 840 | 400KV AIS EQUIPMENT | 1000004401 | 85462040 | Confirmed | 18 | Confirmed | 420 kV, 1 phase Bus Post Insulator (except for Line Traps) | EA | 10 |  | Included | 0 | 18 | 0
432 | 7000009249 | 850 | 400KV AIS EQUIPMENT | 1000004474 | 85352913 | Confirmed | 18 | Confirmed | 420kV, 3150A, 40kA Circuit Breaker(3-Phase) without closing resistor(with support structure) | EA | 2 |  | Included | 0 | 18 | 0
433 | 7000009249 | 860 | 400KV AIS EQUIPMENT | 1000004475 | 85352913 | Confirmed | 18 | Confirmed | 420kV, 3150A, 40kA Circuit Breaker(3-Phase) with closing resistor (withsupport structure) | EA | 1 |  | Included | 0 | 18 | 0
434 | 7000009249 | 870 | CRP & SAS | 1000003398 | 85371000 | Confirmed | 18 | Confirmed | 400kV Line Protection Panel (with Automation) | EA | 2 |  | Included | 0 | 18 | 0
435 | 7000009249 | 880 | CRP & SAS | 1000003409 | 85371000 | Confirmed | 18 | Confirmed | Augmentation of Substation automation System for 400kV Main bay as perTechnical Specification | EA | 2 |  | Included | 0 | 18 | 0
436 | 7000009249 | 890 | CRP & SAS | 1000003411 | 85371000 | Confirmed | 18 | Confirmed | Augmentation of Substation automation System for 400kV Tie bay as perTechnical Specification | EA | 1 |  | Included | 0 | 18 | 0
437 | 7000009249 | 900 | CRP & SAS | 1000002165 | 85371000 | Confirmed | 18 | Confirmed | 400kV Circuit Breaker Relay Panel with Auto Reclose (with Automation) | EA | 3 |  | Included | 0 | 18 | 0
438 | 7000009249 | 910 | CRP & SAS | 1000002146 | 85371000 | Confirmed | 18 | Confirmed | Augmentation of existing 400kV bus bar protection scheme.(No. of baysas per specification)-(with Automation) | SET | 1 |  | Included | 0 | 18 | 0
439 | 7000009249 | 920 | PLCC | 1000010638 | 85176210 | Confirmed | 18 | Confirmed | Digital Protection Coupler | EA | 2 |  | Included | 0 | 18 | 0
440 | 7000009249 | 930 | PLCC | 1000004288 | 85176210 | Confirmed | 18 | Confirmed | 400kV,3150A,0.5mH , 40kA Line Trap | EA | 4 |  | Included | 0 | 18 | 0
441 | 7000009249 | 940 | PLCC | 1000004400 | 85462040 | Confirmed | 18 | Confirmed | 420 kV ,1 phase Bus Post Insulators for Line Traps | EA | 12 |  | Included | 0 | 18 | 0
442 | 7000009249 | 950 | PLCC | 1000010014 | 85176210 | Confirmed | 18 | Confirmed | Coupling device for PLCC | SET | 2 |  | Included | 0 | 18 | 0
443 | 7000009249 | 960 | PLCC | 1000000046 | 85176210 | Confirmed | 18 | Confirmed | Carrier Equipment Analog type (for Speech+Data & Speech+Protection) | EA | 2 |  | Included | 0 | 18 | 0
444 | 7000009249 | 970 | PLCC | 1000017887 | 85176210 | Confirmed | 18 | Confirmed | Protection Coupler for PLCC | EA | 2 |  | Included | 0 | 18 | 0
445 | 7000009249 | 980 | PLCC | 1000009250 | 85176210 | Confirmed | 18 | Confirmed | HF Cable 75 ohms for PLCC | M | 1000 |  | Included | 0 | 18 | 0
446 | 7000009249 | 990 | PLCC AT OTHER END | 1000010638 | 85176210 | Confirmed | 18 | Confirmed | Digital Protection Coupler | EA | 2 |  | Included | 0 | 18 | 0
447 | 7000009249 | 1000 | PLCC AT OTHER END | 1000010014 | 85176210 | Confirmed | 18 | Confirmed | Coupling device for PLCC | SET | 2 |  | Included | 0 | 18 | 0
448 | 7000009249 | 1010 | PLCC AT OTHER END | 1000000046 | 85176210 | Confirmed | 18 | Confirmed | Carrier Equipment Analog type (for Speech+Data & Speech+Protection) | EA | 2 |  | Included | 0 | 18 | 0
449 | 7000009249 | 1020 | PLCC AT OTHER END | 1000017887 | 85176210 | Confirmed | 18 | Confirmed | Protection Coupler for PLCC | EA | 2 |  | Included | 0 | 18 | 0
450 | 7000009249 | 1030 | PLCC AT OTHER END | 1000009250 | 85176210 | Confirmed | 18 | Confirmed | HF Cable 75 ohms for PLCC | M | 1000 |  | Included | 0 | 18 | 0
451 | 7000009249 | 1040 | AC & FPS | 1000006284 | 84151090 | Confirmed | 28 | Confirmed | Air conditioning system for Switchyard Panel Room of 6m length | SET | 1 |  | Included | 0 | 28 | 0
452 | 7000009249 | 1050 | AC & FPS | 1000012022 | 84241000 | Confirmed | 18 | Confirmed | 4.5 kg CO2 type Portable Fire extinguisher | EA | 1 |  | Included | 0 | 18 | 0
453 | 7000009249 | 1060 | AC & FPS | 1000012018 | 85311020 | Confirmed | 18 | Confirmed | Fire Detection and Alarm System for Switchyard Panel Room of 6 mlength | SET | 1 |  | Included | 0 | 18 | 0
454 | 7000009249 | 1070 | ILLUMINATION | 1000014547 | 85371000 | Confirmed | 18 | Confirmed | Lighting Panel type ACP-2 as per technical specification | EA | 1 |  | Included | 0 | 18 | 0
455 | 7000009249 | 1080 | ILLUMINATION | 1000013795 | 94059900 | Confirmed | 18 | Confirmed | Illumination System for switchyard panel room of 6 m length | LS | 1 |  | Included | 0 | 18 | 0
456 | 7000009249 | 1090 | ILLUMINATION | 1000038039 | 94051090 | Confirmed | 18 | Confirmed | LIGHTING FIXTURE LED LUMINAIRES TYPE FL-1 AS PER TECH. SPECIFICATIONS | EA | 10 |  | Included | 0 | 18 | 0
457 | 7000009249 | 1100 | STEEL STRUCTURE | 1000020193 | 73045930 | Confirmed | 18 | Confirmed | Fabrication, galvanising and supply of Standard Pipe Structure - 400kV CVT including nuts, bolts, all type of washers, packplates, stepbolts and gusset plates excluding foundation bolts | EA | 6 |  | Included | 0 | 18 | 0
458 | 7000009249 | 1110 | STEEL STRUCTURE | 1000020192 | 73045930 | Confirmed | 18 | Confirmed | Fabrication, galvanising and supply ofStandard Pipe Structure - 400 kV,1-Phase, CT including nuts, bolts, alltype of washers, packplates, step boltsand gusset plates excluding foundationbolts | EA | 9 |  | Included | 0 | 18 | 0
459 | 7000009249 | 1120 | STEEL STRUCTURE | 1000020196 | 73045930 | Confirmed | 18 | Confirmed | Fabrication, galvanising and supply ofStd Pipe Structure - 400 kV, 1-Phase,BPI, (Excluding Wave Trap), includingnuts, bolts, all type of washers,packplates, step bolts and gussetplates excluding foundation bolts | EA | 22 |  | Included | 0 | 18 | 0
460 | 7000009249 | 1130 | STEEL STRUCTURE | 1000020195 | 73045930 | Confirmed | 18 | Confirmed | Fabrication, galvanising and supply ofStandard Pipe Structure - 400 kV,1-Phase, SA including nuts, bolts,all type of washers, packplates, stepbolts and gusset plates excludingfoundation bolts | EA | 6 |  | Included | 0 | 18 | 0
461 | 7000009249 | 1140 | STEEL STRUCTURE | 1000020194 | 73045930 | Confirmed | 18 | Confirmed | Fabrication, galvanising and supply ofStandard Pipe Structure - 400 kV,3-Phase, ISOLATOR including nuts,bolts, all type of washers, packplates,step bolts and gusset plates excludingfoundation bolts | EA | 8 |  | Included | 0 | 18 | 0
462 | 7000009249 | 1150 | STEEL STRUCTURE | 1000012366 | 73082011 | Confirmed | 18 | Confirmed | Fabrication, galvanising and supply of 28mm dia foundation boltsincluding nuts, checknuts, washers and packplates. | EA | 424 |  | Included | 0 | 18 | 0
463 | 7000008970 | 70 | POWER & CONTROL CABLE | 1000000442 | 85446020 | Confirmed | 18 | Confirmed | 1.1kV grade Control Cables (PVCinsulated) along withlugs,glands,straight joints &accessories,etc. | LS | 1 |  | Included | 0 | 18 | 0
464 | 7000008970 | 80 | POWER & CONTROL CABLE | 1000000443 | 85446020 | Confirmed | 18 | Confirmed | 1.1kV grade Power Cables (PVCinsulated)along withlugs,glands,straight joints &accessories,etc. | LS | 1 |  | Included | 0 | 18 | 0
465 | 7000009249 | 1160 | VENDOR ASSESSED QTY | 1000011326 | 72169990 | Confirmed | 18 | Confirmed | Erection Hardware for 400kV I type layout-Spare bay of half dia as pertechnical specification | SET | 1 |  | Included | 0 | 18 | 0
466 | 7000009249 | 1170 | VENDOR ASSESSED QTY | 1000011322 | 72169990 | Confirmed | 18 | Confirmed | Erection Hardware for 400kV I type layout-Line bay as per technicalspecification | SET | 1 |  | Included | 0 | 18 | 0
467 | 7000008970 | 90 | VENDOR ASSESSED QTY | 1000011320 | 72169990 | Confirmed | 18 | Confirmed | Erection Hardware for 400kV I type layout-Any feeder Extn. on existinghalf dia. as per technical specification | SET | 1 |  | Included | 0 | 18 | 0
468 | 7000009249 | 1260 | MANDATORY SPARES | 1000019918 | 85359090 | Confirmed | 18 | Confirmed | Spares for 420kV Circuit Breaker | LS | 1 |  | Included | 0 | 18 | 0
469 | 7000009249 | 1270 | MANDATORY SPARES | 1000019919 | 85353090 | Confirmed | 18 | Confirmed | Spares for 420kV Double break Isolator | LS | 1 |  | Included | 0 | 18 | 0
470 | 7000009249 | 1280 | MANDATORY SPARES | 1000025941 | 85389000 | Confirmed | 18 | Confirmed | Spare-420kV CT 1 | SET | 1 |  | Included | 0 | 18 | 0
471 | 7000009249 | 1290 | MANDATORY SPARES | 1000025943 | 85359090 | Confirmed | 18 | Confirmed | Spare-420kV CVT 1 | SET | 1 |  | Included | 0 | 18 | 0
472 | 7000009249 | 1300 | MANDATORY SPARES | 1000024186 | 85354010 | Confirmed | 18 | Confirmed | SPARES FOR 336KV SURGE ARRESTER | LS | 1 |  | Included | 0 | 18 | 0
473 | 7000009249 | 1310 | MANDATORY SPARES | 1000025950 | 85176210 | Confirmed | 18 | Confirmed | Spare-PLCC | SET | 1 |  | Included | 0 | 18 | 0
474 | 7000009249 | 1320 | MANDATORY SPARES | 1000019927 | 85389000 | Confirmed | 18 | Confirmed | Spares-Substation Automation System | LS | 1 |  | Included | 0 | 18 | 0
475 | 7000009249 | 1330 | MANDATORY SPARES | 1000031083 | 85371000 | Confirmed | 18 | Confirmed | SPARE- LINE PROTECTION PANEL | LS | 1 |  | Included | 0 | 18 | 0
476 | 7000009249 | 1360 | Foundation Bolts | 1000012366 | 73082011 | Confirmed | 18 | Confirmed | Fabrication, galvanising and supply of 28mm dia foundation boltsincluding nuts, checknuts, washers and packplates. | EA | 388 |  | Included | 0 | 18 | 0
477 | 7000009249 | 1370 | Telecommunication equipment at Kozhikode | 1000031367 | 85176260 | Confirmed | 18 | Confirmed | SDH EQUIPMENT (STM-16 MADM UPTO 5 MSP PROTECTED DIRECTIONS)-BASEEQUIPMENT (COMMON CARDS, CROSS CONNECT/CONTROL CARDS, OPTICAL BASECARDS, POWER SUPPLY CARDS, POWER CABLING, OTHER HARDWARE ANDACCESSORIES INCLUDING SUB RACKS, PATCH CORD, DDF ETC FULLY EQUIPEDEXCLUDING OPTICAL INTERFACE & TRIBUTARY CARDS | EA | 1 |  | Included | 0 | 18 | 0
478 | 7000009249 | 1380 | Telecommunication equipment at Kozhikode | 1000018706 | 85176990 | Confirmed | 18 | Confirmed | S16.1 SFP | EA | 4 |  | Included | 0 | 18 | 0
479 | 7000009249 | 1430 | Telecommunication equipment at Kozhikode | 1000031413 | 85176290 | Confirmed | 18 | Confirmed | OPTICAL INTERFACE/SFP-V16.2 | EA | 2 |  | Included | 0 | 18 | 0
480 | 7000009249 | 1440 | Telecommunication equipment at Kozhikode | 1000019315 | 85176290 | Confirmed | 18 | Confirmed | Optical Line Interface card (to support minimum 150 kms) | EA | 2 |  | Included | 0 | 18 | 0
481 | 7000009249 | 1390 | Telecommunication equipment at Kozhikode | 1000031374 | 85176290 | Confirmed | 18 | Confirmed | TRIBUTARY INTERFACE- E1 INTERFACE (MINIMUM 16 NOS.) | SET | 2 |  | Included | 0 | 18 | 0
482 | 7000009249 | 1400 | Telecommunication equipment at Kozhikode | 1000034950 | 85176990 | Confirmed | 18 | Confirmed | ETHERNET INTERFACE 10/100 BASE T WITH LAYER-2 SWITCHING (MIN 8INTERFACES PER CARD) | EA | 2 |  | Included | 0 | 18 | 0
483 | 7000009249 | 1410 | Telecommunication equipment at Kozhikode | 1000031381 | 85176290 | Confirmed | 18 | Confirmed | TRIBUTARY INTERFACE-GIGABIT ETHERNET INTERFACES 10/100 MBPS WITH LAYER-2 SWITCHING (MINIMUM 2 NOS.) | SET | 1 |  | Included | 0 | 18 | 0
484 | 7000009249 | 1420 | Telecommunication equipment at Kozhikode | 1000026228 | 85176290 | Confirmed | 18 | Confirmed | Equipment Cabinets For SDH | EA | 1 |  | Included | 0 | 18 | 0
485 | 7000009249 | 1450 | Telecommunication equipment at Kozhikode | 1000028495 | 84715000 | Confirmed | 18 | Confirmed | NMS- CRAFT TERMINAL-HARDWARE | EA | 1 |  | Included | 0 | 18 | 0
486 | 7000009249 | 1460 | Telecommunication equipment at Kozhikode | 1000028265 | 85238020 | Confirmed | 18 | Confirmed | Software for Craft Terminal | EA | 1 |  | Included | 0 | 18 | 0
487 | 7000009249 | 1470 | Telecommunication equipment at Kozhikode | 1000034998 | 85171890 | Confirmed | 18 | Confirmed | VOIP TELEPHONE INSTRUMENT WITH ONE COMMON SWITCH (MIN. 8 PORT) | EA | 4 |  | Included | 0 | 18 | 0
488 | 7000009249 | 1480 | spares of tele eqpt at Kozhikode | 1000031369 | 85176260 | Confirmed | 18 | Confirmed | SDH EQUIPMENT (STM-16 MADM UPTO 5 MSP PROTECTED DIRECTIONS)-COMMONCARDS, CROSS-CONNECT/CONTROL CARDS, OPTICAL BASE CARD, POWER SUPPLYCARDS, POWER CABLING, OTHER HARDWARE & ACCESSORIES (EACH). | SET | 1 |  | Included | 0 | 18 | 0
489 | 7000009249 | 1490 | spares of tele eqpt at Kozhikode | 1000018706 | 85176990 | Confirmed | 18 | Confirmed | S16.1 SFP | EA | 1 |  | Included | 0 | 18 | 0
490 | 7000009249 | 1540 | spares of tele eqpt at Kozhikode | 1000031413 | 85176290 | Confirmed | 18 | Confirmed | OPTICAL INTERFACE/SFP-V16.2 | EA | 1 |  | Included | 0 | 18 | 0
491 | 7000009249 | 1550 | spares of tele eqpt at Kozhikode | 1000019315 | 85176290 | Confirmed | 18 | Confirmed | Optical Line Interface card (to support minimum 150 kms) | EA | 1 |  | Included | 0 | 18 | 0
492 | 7000009249 | 1500 | spares of tele eqpt at Kozhikode | 1000031374 | 85176290 | Confirmed | 18 | Confirmed | TRIBUTARY INTERFACE- E1 INTERFACE (MINIMUM 16 NOS.) | SET | 1 |  | Included | 0 | 18 | 0
493 | 7000009249 | 1510 | spares of tele eqpt at Kozhikode | 1000034950 | 85176990 | Confirmed | 18 | Confirmed | ETHERNET INTERFACE 10/100 BASE T WITH LAYER-2 SWITCHING (MIN 8INTERFACES PER CARD) | EA | 1 |  | Included | 0 | 18 | 0
494 | 7000009249 | 1520 | spares of tele eqpt at Kozhikode | 1000031381 | 85176290 | Confirmed | 18 | Confirmed | TRIBUTARY INTERFACE-GIGABIT ETHERNET INTERFACES 10/100 MBPS WITH LAYER-2 SWITCHING (MINIMUM 2 NOS.) | SET | 1 |  | Included | 0 | 18 | 0
495 | 7000009249 | 1530 | spares of tele eqpt at Kozhikode | 1000031398 | 85171890 | Confirmed | 18 | Confirmed | PRE CONNECTORIZED OPTICAL FIBER PATCH CORDS(10 MTRS) â€“ PACK OF SIXPATCH CORDS | SET | 1 |  | Included | 0 | 18 | 0
496 | 7000009249 | 1560 | spares of tele eqpt at Kozhikode | 1000034998 | 85171890 | Confirmed | 18 | Confirmed | VOIP TELEPHONE INSTRUMENT WITH ONE COMMON SWITCH (MIN. 8 PORT) | EA | 1 |  | Included | 0 | 18 | 0
497 | 7000009249 | 1580 | WAMs BoQ | 1000017518 | 85364900 | Confirmed | 18 | Confirmed | PMU with GPS Clock (clock can be either internal or external) | EA | 2 |  | Included | 0 | 18 | 0
498 | 7000009249 | 1590 | WAMs BoQ | 1000022512 | 90311000 | Confirmed | 18 | Confirmed | WAMS Hardware - Time System (GPS receiver) | EA | 2 |  | Included | 0 | 18 | 0
499 | 7000009249 | 1600 | WAMs BoQ | 1000022510 | 85176290 | Confirmed | 18 | Confirmed | WAMS Hardware - Substation Grade Layer-3 LAN Switches with minimum 4 x10/100 Mbps Ethernet ports and 2 x 1 Gbps Ethernet ports | EA | 3 |  | Included | 0 | 18 | 0
500 | 7000009249 | 1610 | WAMs BoQ | 1000022487 | 85447090 | Confirmed | 18 | Confirmed | WAMS Miscellaneous - Armored Fibre Optic Cable and associatedtermination (e.g. L2 Switch) for connecting PMU panels located indifferent control room of a station | EA | 1 |  | Included | 0 | 18 | 0
[9 empty] | TOTAL EX-WORKS PRICE (I) |  |  |  | 0 |  |  | 0
[9 empty] | TOTAL TYPE TEST CHARGES AS PER SCHEDULE-7 (II) |  |  |  | Not Applicable
[9 empty] | TOTAL EX-WORKS PRICE (I+II) |  |  |  | 0
Note : | Specify amount of GST on the transaction between the Contractor and the Employer. | [13 empty] | 65436 | 11778.48
# | In case the bidder leaves the cell for confirmation of the HSN code and/or GST rate “blank”, the HSN code and corresponding GST rate indicated by the Employer shall be deemed to be the one confirmed by the Bidder. | [13 empty] | 40 | 11.2
Date : | -- | [10 empty] | Printed Name :
Place : | [11 empty] | Designation :

## Sch-1 dis (hidden)
Spec. No. CC-CS/903-SR2/SS-3951/3/G7 | [5 empty] | Schedule - 1 |  |  |  | Direct Total | 0 | Sole Bidder | `
[10 empty] | BO Total | #REF! | 0
Substation Package - SS-22 for i) 400kV Hosur S/s Extn., ii) 400kV Madhugiri S/s Extn., iii) 400kV Dharmapuri S/s Extn., iv) 400kV Hiriyur S/s Extn., v) 400kV Pugalur S/s (AIS) Extn., vi) 400kV Pugalur HVDC (GIS) S/s Extn., vii) 400/220kV Gazuwaka S/s Extn., viii) 1x 500MVA, 400/220kV ICT at Gazuwaka under SRSS-XXV and i) 220 kV Cochin S/s Extn., ii) 400kV Kozikode S/s Extn. under SRSS-XXVI
(SCHEDULE OF RATES AND PRICES : EX-WORKS PRICES)
Bidder’s Name and Address (Sole Bidder) : |  |  |  | To:
Contract Services
Name : |  |  |  | Power Grid Corporation of India Ltd.,
Address : |  |  |  | "Saudamini", Plot No.-2
Sector-29,
Gurgaon (Haryana) - 122001
Plant and Equipment (including Mandatory Spares Parts) to be supplied, including Type Test Charges for Tests to be conducted. | [10 empty] | Direct
[6 empty] | All Prices are in Indian Rupees. |  |  |  |  | Bought-Out
SI. No. | Item Description | Unit | Qty. | Unit Ex-works price | Total Ex-works price | Mode of Transaction (Direct / Bought-out)
1 | 2 | 3 | 4 | 5 | 6 = 4 x 5 | 7
1.1 | #REF! |  |  |  |  | Bought-Out
(a) | #REF! | #REF! | #REF! | #REF! | #REF! | #REF!
(b) | #REF! | #REF! | #REF! | #REF! | #REF! | #REF!
#REF!
1.2 | #REF! |  |  |  |  | #REF!
(a) | #REF! | #REF! | #REF! | #REF! | #REF! | #REF!
(b) | #REF! | #REF! | #REF! | #REF! | #REF! | #REF!
#REF!
1.3 | #REF! |  |  |  |  | #REF!
(a) | #REF! | #REF! | #REF! | #REF! | #REF! | #REF!
(b) | #REF! | #REF! | #REF! | #REF! | #REF! | #REF!
#REF!
2 | #REF! |  |  |  |  | #REF!
2.1 | #REF! |  |  |  |  | #REF!
(a) | #REF! | #REF! | #REF! | #REF! | #REF! | #REF!
| #REF! | #REF! | #REF! | #REF! | #REF! | #REF!
(b) | #REF! | #REF! | #REF! | #REF! | #REF! | #REF!
#REF!
3 | #REF! |  |  |  |  | #REF!
3.1 | #REF! |  |  |  |  | #REF!
(a) | #REF! | #REF! | #REF! | #REF! | #REF! | #REF!
(b) | #REF! | #REF! | #REF! | #REF! | #REF! | #REF!
(c) | #REF! | #REF! | #REF! | #REF! | #REF! | #REF!
(d) | #REF! | #REF! | #REF! | #REF! | #REF! | #REF!
(e) | #REF! | #REF! | #REF! | #REF! | #REF! | #REF!
(f) | #REF! | #REF! | #REF! | #REF! | #REF! | #REF!
#REF!
4 | #REF! |  |  |  |  | #REF!
4.1 | #REF!
(a) | #REF! | #REF! | #REF! | #REF! | #REF! | #REF!
4.2 | #REF!
(a) | #REF! | #REF! | #REF! | #REF! | #REF! | #REF!
(b) | #REF! | #REF! | #REF! | #REF! | #REF! | #REF!
(c ) | #REF! | #REF! | #REF! | #REF! | #REF! | #REF!
(d) | #REF! | #REF! | #REF! | #REF! | #REF! | #REF!
4.3 | #REF!
(a) | #REF! | #REF! | #REF! | #REF! | #REF! | #REF!
(b) | #REF! | #REF! | #REF! | #REF! | #REF! | #REF!
(c ) | #REF! | #REF! | #REF! | #REF! | #REF! | #REF!
(d) | #REF! | #REF! | #REF! | #REF! | #REF! | #REF!
(e ) | #REF! | #REF! | #REF! | #REF! | #REF! | #REF!
(f) | #REF! | #REF! | #REF! | #REF! | #REF! | #REF!
4.4 | #REF!
(a) | #REF! | #REF! | #REF! | #REF! | #REF! | #REF!
(b) | #REF! | #REF! | #REF! | #REF! | #REF! | #REF!
(c ) | #REF! | #REF! | #REF! | #REF! | #REF! | #REF!
(d) | #REF! | #REF! | #REF! | #REF! | #REF! | #REF!
(e ) | #REF! | #REF! | #REF! | #REF! | #REF! | #REF!
5 | #REF!
(a) | #REF! | #REF! | #REF! | #REF! | #REF! | #REF!
(b) | #REF!
(i) | #REF! | #REF! | #REF! | #REF! | #REF! | #REF!
(ii) | #REF! | #REF! | #REF! | #REF! | #REF! | #REF!
| Total Ex-Works Price C) Direct |  |  |  | #REF! | Direct
| Total Ex-Works Price C) Bought Out |  |  |  | #REF!
| Total Ex-Works Price C) |  |  |  | #REF!
| Total Type Test charges as per Schedule-7 (D) |  |  |  | 0 |  |  | #REF! |  | #REF!
| Total Ex-works Price including Type Test charges |  |  |  | #REF! |  |  | #REF! |  | #REF!
[7 empty] | Discount Sch-1 | #REF! | MPD Sch-1 | #REF!
[7 empty] | Dis Alert | #REF!
Note : | Specify amount of Excise Duty, Sales Tax/'VAT and other taxes payable on the transaction between the Contractor and the Employer and octroi/entry tax as applicable for destination site/state on all items of supply including bought-out finished items (to be identified in the Contract), which shall be dispatched directly from the sub-vendor’s works to the Employer’s site (sale-in-transit), separately in Schedule-5. Excise Duty, Sales tax and other levies for all the bought-out items are to be included in the EXW Price (Col. No. 5) only and not to be indicated in Schedule-5.
Date : | --
Place : |  |  | Printed Name :
Designation :
Click for Sch-2

## Sch-2
Spec. No. CC-CS/903-SR2/SS-3951/3/G7 | [8 empty] | Schedule - 2
Substation Package - SS-22 for i) 400kV Hosur S/s Extn., ii) 400kV Madhugiri S/s Extn., iii) 400kV Dharmapuri S/s Extn., iv) 400kV Hiriyur S/s Extn., v) 400kV Pugalur S/s (AIS) Extn., vi) 400kV Pugalur HVDC (GIS) S/s Extn., vii) 400/220kV Gazuwaka S/s Extn., viii) 1x 500MVA, 400/220kV ICT at Gazuwaka under SRSS-XXV and i) 220 kV Cochin S/s Extn., ii) 400kV Kozikode S/s Extn. under SRSS-XXVI | [10 empty] | As per Lum-sum |  | 0
(SCHEDULE OF RATES AND PRICES ) | [10 empty] | AS per Percent |  | #REF!
[11 empty] | As per lum-sum on Sch-2 |  | 0%
Bidder’s Name and Address (Sole Bidder) : | [7 empty] | To: |  |  | As per Percent on Sch-2 |  | #REF!
[8 empty] | Contract Services |  |  | Total Discount |  | #REF!
Name : | [7 empty] | Power Grid Corporation of India Ltd.,
Address : | [7 empty] | "Saudamini", Plot No.-2
[8 empty] | Sector-29, |  |  | Multipackage Discount |  | 0%
Gurgaon (Haryana) - 122001
Local Transportation, In-transit Insurance, loading and unloading
[8 empty] | All Prices are in Indian Rupees. |  |  |  | Amount after Discount (Rs.) |  | Dis Alert | Amount after MPD (Rs.)
SI. No. | PR No | PR Line Item No | Activity Description | Material Code | Description | Unit | Quantity | Unit Freight, In-transit Insurance, loading & unloading Charges | Total Freight, In-transit Insurance, loading & unloading Charges |  |  | Unit Freight & Insurance Charges | Total Freight & Insurance Charges |  | Unit Freight & Insurance Charges | Total Freight & Insurance Charges
1 | 2 | 3 | 4 | 5 | 6 | 7 | 8 | 9 | 10 = 8 x 9 | 0 |  | 5 | 6 = 4 x 5 |  | 5 | 6 = 4 x 5
I | 1x500 MVA, 400/220kV ICT at Gazuwaka | [8 empty] | 0
1 | 7000009236 | 10 | 500MVA AUTO TRANSFORMER | 1000013986 | Insulating Oil for 500MVA, 400KV/220/33 KV, 3-phase Autotransformer | SET | 1 |  | Included | 0
2 | 7000009236 | 20 | 500MVA AUTO TRANSFORMER | 1000016763 | On line dissolved gas (multi gas) and moisture analyser (As pertechnical specification) | EA | 1 |  | Included | 0
3 | 7000009236 | 30 | 500MVA AUTO TRANSFORMER | 1000025219 | On line insulating oil drying system (Cartridge type) (As per technicalspecification) | EA | 1 |  | Included | 0
4 | 7000009236 | 40 | 500MVA AUTO TRANSFORMER | 1000030470 | Digital RTCC Panel consist of digital RTCC relays as per technicalspecification | SET | 1 |  | Included | 0
5 | 7000009236 | 50 | 500MVA AUTO TRANSFORMER | 1000004798 | 500MVA, 400KV/220/33 KV, 3-phase Autotransformer excluding insulatingoil | EA | 1 |  | Included | 0
6 | 7000009236 | 60 | Mandatory Spares(TRANSFOMER) | 1000028279 | Local and Remote WTI with sensing device and contact | SET | 1 |  | Included | 0
7 | 7000009236 | 70 | Mandatory Spares(TRANSFOMER) | 1000004384 | 420kV, 1250A Bushing with metal partsand gaskets | EA | 1 |  | Included | 0
8 | 7000009236 | 80 | Mandatory Spares(TRANSFOMER) | 1000001643 | 245kV, 1250A Bushing with metal partsand gaskets | EA | 1 |  | Included | 0
9 | 7000009236 | 90 | Mandatory Spares(TRANSFOMER) | 1000004914 | 52kV, 2000A Bushing with metal parts andgaskets | EA | 1 |  | Included | 0
10 | 7000009236 | 100 | Mandatory Spares(TRANSFOMER) | 1000002051 | 36kV, 1000A Bushing with metal parts andgaskets for Transformer | EA | 1 |  | Included | 0
11 | 7000009236 | 110 | Mandatory Spares(TRANSFOMER) | 1000016676 | Oil cooler pump with motor for 400kV Transformer | SET | 1 |  | Included | 0
12 | 7000009236 | 120 | Mandatory Spares(TRANSFOMER) | 1000009731 | Cooler fan with motor for 400kV Transformer | EA | 1 |  | Included | 0
13 | 7000009236 | 130 | Mandatory Spares(TRANSFOMER) | 1000028280 | Magnetic Oil Level Gauge | EA | 1 |  | Included | 0
14 | 7000009236 | 140 | Mandatory Spares(TRANSFOMER) | 1000009586 | Starters, contactors, switches and relays for electrical controlpanels of 400kV T/F (one set of each type) | SET | 1 |  | Included | 0
15 | 7000009236 | 150 | Mandatory Spares(TRANSFOMER) | 1000016694 | Oil flow indicator for 400kV T/F with flow switch | SET | 1 |  | Included | 0
16 | 7000009236 | 160 | Mandatory Spares(TRANSFOMER) | 1000018407 | Remote tap position indicator for 400kV Transformer | EA | 1 |  | Included | 0
17 | 7000009236 | 170 | Mandatory Spares(TRANSFOMER) | 1000007922 | Buchholz Relay (Main Tank) complete with float and contacts forTransformer | SET | 1 |  | Included | 0
18 | 7000009236 | 180 | Mandatory Spares(TRANSFOMER) | 1000032089 | SPARES INSULATING OIL TO BE HANDED OVER TO OWNER AFTER COMMISSIONING | KL | 10 |  | Included | 0
II | 400kV & 220kV GAZUWAKA(AIS) S/s Extn. | [8 empty] | 0
19 | 7000009236 | 230 | 400 kV EQUIPMENT | 1000004459 | 420 kV, 3000A, 40KA, 1-Phase CurrentTransformer with 120% extended currentrating | EA | 3 |  | Included | 0
20 | 7000009236 | 220 | 400 kV EQUIPMENT | 1000004401 | 420 kV, 1 phase Bus Post Insulator (except for Line Traps) | EA | 6 |  | Included | 0
21 | 7000009236 | 200 | 400 kV EQUIPMENT | 1000009711 | Controlled switching device for 420 kV, 3 phase circuit breaker | SET | 2 |  | Included | 0
22 | 7000009236 | 210 | 400 kV EQUIPMENT | 1000020419 | 336kV Surge Arrester (1-phase) | EA | 3 |  | Included | 0
23 | 7000009236 | 240 | 400 kV EQUIPMENT | 1000004474 | 420kV, 3150A, 40kA Circuit Breaker(3-Phase) without closing resistor(with support structure) | EA | 1 |  | Included | 0
24 | 7000009236 | 250 | 400 kV EQUIPMENT | 1000004468 | 420kV, 3150A, 40KA, Isolator (3-phase)(Double Break) with one E/S | EA | 2 |  | Included | 0
25 | 7000009236 | 260 | 220 kV Equipment | 1000001671 | 245kV, 1600A, 40KA Circuit Breaker(3-Phase) with support structure | EA | 1 |  | Included | 0
26 | 7000009236 | 280 | 220 kV Equipment | 1000001674 | 245kV, 1600A, 40 KA, 3-phase DoubleBreak Isolator with two E/S | EA | 1 |  | Included | 0
27 | 7000009236 | 270 | 220 kV Equipment | 1000001681 | 245 kV, 1600A, 40KA, 1-Phase CurrentTransformer with 120% extended currentrating | EA | 3 |  | Included | 0
28 | 7000009236 | 290 | 220 kV Equipment | 1000001695 | 245 kV, 1 phase Bus Post Insulator (except for Line Traps) | EA | 6 |  | Included | 0
29 | 7000009236 | 300 | 220 kV Equipment | 1000020417 | 216kV Surge Arrester (1-phase) | EA | 3 |  | Included | 0
30 | 7000009236 | 310 | 220 kV Equipment | 1000001772 | 245 kV, 4400pf Capacitive Voltage Transformer (1- Phase) | EA | 3 |  | Included | 0
31 | 7000009236 | 320 | VENDOR ASSESED QUANTITY | 1000011264 | Erection Hardware for 220kV layout (Double Main and TransferScheme)-Transformer Bay as per technical specification | SET | 1 |  | Included | 0
32 | 7000009236 | 330 | VENDOR ASSESED QUANTITY | 1000011305 | Erection Hardware for 400kV D type layout-Transformer bay as pertechnical specification | SET | 1 |  | Included | 0
33 | 7000009236 | 340 | VENDOR ASSESED QUANTITY | 1000028483 | ERECTION H/W : INTERCONNECTION ARRANGEMENT OF 220KV SIDE OF 315MVAICT WITH 220KV CABLE TERMINATION YARD WITH PROVISION OF SPARE 220KVCABLE CONNECTIVITY | SET | 1 |  | Included | 0
34 | 7000009236 | 350 | VENDOR ASSESED QUANTITY | 1000011365 | Erection Hardware for 400kV D type layout-Any feeder Extn. On existinghalf dia. as per technical specification | SET | 1 |  | Included | 0
35 | 7000009236 | 360 | STRUCTURES | 1000020192 | Fabrication, galvanising and supply ofStandard Pipe Structure - 400 kV,1-Phase, CT including nuts, bolts, alltype of washers, packplates, step boltsand gusset plates excluding foundationbolts | EA | 3 |  | Included | 0
36 | 7000009236 | 370 | STRUCTURES | 1000020194 | Fabrication, galvanising and supply ofStandard Pipe Structure - 400 kV,3-Phase, ISOLATOR including nuts,bolts, all type of washers, packplates,step bolts and gusset plates excludingfoundation bolts | EA | 2 |  | Included | 0
37 | 7000009236 | 380 | STRUCTURES | 1000020195 | Fabrication, galvanising and supply ofStandard Pipe Structure - 400 kV,1-Phase, SA including nuts, bolts,all type of washers, packplates, stepbolts and gusset plates excludingfoundation bolts | EA | 3 |  | Included | 0
38 | 7000009236 | 390 | STRUCTURES | 1000017567 | Standard Pipe Structure for 400kV BPI (excluding wave trap) | EA | 6 |  | Included | 0
39 | 7000009236 | 400 | STRUCTURES | 1000020187 | Fabrication, galvanising and supply of Standard Pipe Structure - 220kV CT including nuts, bolts, all type of washers, packplates, stepbolts and gusset plates excluding foundation bolts | EA | 3 |  | Included | 0
40 | 7000009236 | 410 | STRUCTURES | 1000020189 | Fabrication, galvanising and supply of Standard Pipe Structure - 220kV ISOLATOR including nuts, bolts, all type of washers, packplates,step bolts and gusset plates excluding foundation bolts | EA | 1 |  | Included | 0
41 | 7000009236 | 420 | STRUCTURES | 1000020190 | Fabrication, galvanising and supply of Standard Pipe Structure - 220kV SA including nuts, bolts, all type of washers, packplates, stepbolts and gusset plates excluding foundation bolts | EA | 3 |  | Included | 0
42 | 7000009236 | 430 | STRUCTURES | 1000017562 | Standard Pipe Structure for 220kV BPI (excluding wave trap) | EA | 6 |  | Included | 0
43 | 7000009236 | 440 | STRUCTURES | 1000032510 | STRUCTURES FOR 220 CABLE END TERMINATION(S) (1-PH) AS PER TECHNICALSPECIFICATION | SET | 2 |  | Included | 0
44 | 7000009236 | 450 | STRUCTURES | 1000020097 | Fabrication, galvanising and supply of Standard 220 kV Tower CAincluding nuts, bolts, all type of washers, packplates, step bolts andgusset plates excluding foundation bolts | EA | 2 |  | Included | 0
45 | 7000009236 | 460 | STRUCTURES | 1000020086 | Fabrication, galvanising and supply of Standard 220 kV Gantry B1including nuts, bolts, all type of washers, packplates, step bolts andgusset plates excluding foundation bolts | EA | 1 |  | Included | 0
46 | 7000009236 | 470 | STRUCTURES | 1000020188 | Fabrication, galvanising and supply of Standard Pipe Structure - 220kV CVT including nuts, bolts, all type of washers, packplates, stepbolts and gusset plates excluding foundation bolts | EA | 3 |  | Included | 0
47 | 7000009236 | 480 | STRUCTURES | 1000012368 | Fabrication, galvanising and supply of 40mm dia foundation boltsincluding nuts, checknuts, washers and packplates. | EA | 32 |  | Included | 0
48 | 7000009236 | 490 | STRUCTURES | 1000012366 | Fabrication, galvanising and supply of 28mm dia foundation boltsincluding nuts, checknuts, washers and packplates. | EA | 180 |  | Included | 0
49 | 7000009236 | 500 | STRUCTURES | 1000015954 | Fabrication, galvanising and supply of Lattice Structures (MS Steel),to be designed during detailed engineering, for towers, beams andequipment support structure including pack plates / packwashers andgusset plates excluding fasteners and foundation bolts | MT | 4 |  | Included | 0
50 | 7000009236 | 510 | STRUCTURES | 1000011713 | Fabrication, galvanising and supply of fasteners ( nuts, bolts andwashers ) including step bolts for lattice and pipe structures to bedesigned during detailed engineering | MT | 1 |  | Included | 0
51 | 7000009236 | 520 | STRUCTURES | 1000012373 | Fabrication, galvanising and supply of foundation bolts including nuts,checknut and washers for lattice and pipe structures to be designedduring detailed engineering | MT | 1 |  | Included | 0
52 | 7000009236 | 530 | RELAY & PROTN SYSTEM(w/o AUTOMATION) | 1000001167 | Augmentation of existing 220kV bus bar protection scheme.(No. of baysas per specification)-(with Automation) | SET | 1 |  | Included | 0
53 | 7000009236 | 540 | RELAY & PROTN SYSTEM(w/o AUTOMATION) | 1000006843 | Augmentation of existing 400kV bus bar protection scheme | SET | 1 |  | Included | 0
54 | 7000009236 | 550 | RELAY & PROTN SYSTEM(w/o AUTOMATION) | 1000002164 | 400kV Circuit Breaker Relay Panel without Auto Reclose | EA | 1 |  | Included | 0
55 | 7000009236 | 560 | RELAY & PROTN SYSTEM(w/o AUTOMATION) | 1000004273 | 400kV Transformer Protection Panel (For both HV & MV side) | EA | 1 |  | Included | 0
56 | 7000009236 | 570 | RELAY & PROTN SYSTEM(w/o AUTOMATION) | 1000001169 | 220kV Circuit Breaker Relay Panel without Auto Reclose | EA | 1 |  | Included | 0
57 | 7000009236 | 580 | Mandatory Spares(AIS EQPMT) | 1000019918 | Spares for 420kV Circuit Breaker | LS | 1 |  | Included | 0
58 | 7000009236 | 590 | Mandatory Spares(AIS EQPMT) | 1000019919 | Spares for 420kV Double break Isolator | LS | 1 |  | Included | 0
59 | 7000009236 | 600 | Mandatory Spares(AIS EQPMT) | 1000025941 | Spare-420kV CT 1 | SET | 1 |  | Included | 0
60 | 7000009236 | 610 | Mandatory Spares(AIS EQPMT) | 1000024186 | SPARES FOR 336KV SURGE ARRESTER | LS | 1 |  | Included | 0
61 | 7000009236 | 620 | Mandatory Spares(AIS EQPMT) | 1000025935 | Spare-245kV Circuit Breaker | SET | 1 |  | Included | 0
62 | 7000009236 | 630 | Mandatory Spares(AIS EQPMT) | 1000025933 | Spare-245kV CT | SET | 1 |  | Included | 0
63 | 7000009236 | 640 | Mandatory Spares(AIS EQPMT) | 1000025936 | Spare-245kV Isolator | SET | 1 |  | Included | 0
64 | 7000009236 | 650 | Mandatory Spares(AIS EQPMT) | 1000025930 | Spare-216kV Surge Arrester | SET | 1 |  | Included | 0
65 | 7000009236 | 660 | Mandatory Spares(AIS EQPMT) | 1000025934 | Spare-245kV CVT | SET | 1 |  | Included | 0
66 | 7000009236 | 670 | Mandatory Spares(AIS EQPMT) | 1000032030 | 220KV HV POWER CABLE ALONG WITH ACCESSORIES | KM | 0.4 |  | Included | 0
67 | 7000009236 | 680 | Mandatory Spares(AIS EQPMT) | 1000028468 | 220 KV OUTDOOR TERMINATION KIT SUITABLE FOR 220 KV XLPECABLE | SET | 2 |  | Included | 0
68 | 7000009236 | 690 | Mechanical Auxiliaries | 1000012027 | 9litre water type Portable Fire extinguisher | EA | 1 |  | Included | 0
69 | 7000009236 | 700 | Mechanical Auxiliaries | 1000012022 | 4.5 kg CO2 type Portable Fire extinguisher | EA | 1 |  | Included | 0
70 | 7000009236 | 710 | Mechanical Auxiliaries | 1000012024 | Fire Extinguisher Dry Chemical Powder Type(5 Kg) for control room. | EA | 1 |  | Included | 0
71 | 7000009236 | 720 | Mechanical Auxiliaries | 1000012069 | HVW spray system, Hydrant system and complete U/G & O/G piping andaccessories etc. out side the pump house for 500MVA , 400KV/220/33kV, 3-phase Autotransformer | SET | 1 |  | Included | 0
72 | 7000009236 | 730 | Mechanical Auxiliaries | 1000012037 | Hydrant system, complete U/G piping and accessories etc. outside thePump House for Fire Protection of 400/220kV (Ext) Substation | SET | 1 |  | Included | 0
73 | 7000009236 | 810 | MANDATORY SPARES (CRP) | 1000018532 | Restricted earthfault relay type with non-linear resistor andassociated software in case of numerical relay | EA | 1 |  | Included | 0
74 | 7000009236 | 820 | MANDATORY SPARES (CRP) | 1000021791 | Transformer differential protection relay | EA | 1 |  | Included | 0
75 | 7000009236 | 830 | MANDATORY SPARES (CRP) | 1000007627 | Bay control unit (IED) of each type | EA | 1 |  | Included | 0
76 | 7000009236 | 840 | Main Earthmat | 1000032055 | 40 MM MS ROD FOR MAIN EARTHMAT | KM | 0.5 |  | Included | 0
77 | 7000009236 | 860 | POWER & CONTROL CABLES(LS) | 1000000443 | 1.1kV grade Power Cables (PVCinsulated)along withlugs,glands,straight joints &accessories,etc. | LS | 1 |  | Included | 0
78 | 7000009236 | 870 | POWER & CONTROL CABLES(LS) | 1000000442 | 1.1kV grade Control Cables (PVCinsulated) along withlugs,glands,straight joints &accessories,etc. | LS | 1 |  | Included | 0
79 | 7000009236 | 880 | POWER & CONTROL CABLES(LS) | 1000008835 | Cable glands,lugs & straight through joints for Power & Control Cables | LS | 1 |  | Included | 0
80 | 7000009236 | 890 | POWER & CONTROL CABLES(LS) | 1000032030 | 220KV HV POWER CABLE ALONG WITH ACCESSORIES | KM | 1.2 |  | Included | 0
81 | 7000009236 | 900 | POWER & CONTROL CABLES(LS) | 1000028468 | 220 KV OUTDOOR TERMINATION KIT SUITABLE FOR 220 KV XLPECABLE | SET | 6 |  | Included | 0
82 | 7000009236 | 920 | Illumination | 1000004952 | 63A, 415V : Interlocked switch socket outdoor Receptacle (type RP) asper technical specifications | EA | 2 |  | Included | 0
83 | 7000009236 | 930 | Illumination | 1000001050 | 15A, 240V: Outdoor Receptacle 2 pole, 3-pin modular (type RO) as pertechnical specifications | EA | 5 |  | Included | 0
84 | 7000009236 | 940 | Illumination | 1000014547 | Lighting Panel type ACP-2 as per technical specification | EA | 2 |  | Included | 0
85 | 7000009236 | 950 | Illumination | 1000020262 | Sub Lighting panel (outdoor) type SLP (Switchyard and Street Lighting) | EA | 1 |  | Included | 0
86 | 7000009236 | 960 | Illumination | 1000038039 | LIGHTING FIXTURE LED LUMINAIRES TYPE FL-1 AS PER TECH. SPECIFICATIONS | EA | 10 |  | Included | 0
87 | 7000009236 | 970 | Illumination | 1000038390 | PORTABLE FLOOD LIGHT PANEL WITH LED LUMINARIESTYPE FL-2 (250W) | EA | 1 |  | Included | 0
88 | 7000009236 | 980 | Illumination | 1000038325 | LIGHTING FIXTURE LED LUMINAIRES TYPE FL2 AS PER TECH. SPECIFICATIONS | EA | 10 |  | Included | 0
89 | 7000009236 | 990 | Illumination | 1000038394 | RQ-2 TYPE RECEPTACLE OF 400A AS PER TECHNICAL SPECIFICATION | EA | 1 |  | Included | 0
90 | 7000009236 | 1000 | Control Panel & BCU for NTMC Integration | 1000002167 | Augmentation of existing 400kV Control Panel (Bus Scheme as per SLD) | EA | 1 |  | Included | 0
91 | 7000009236 | 1010 | Control Panel & BCU for NTMC Integration | 1000032389 | BAY CONTROL UNIT INCLUDING INTERFACE ACCESSORIES INTEGRATION WITHNTAMC AS PER TECHNICAL SPECIFICATION. | EA | 2 |  | Included | 0
92 | 7000009236 | 1020 | Control Panel & BCU for NTMC Integration | 1000001342 | Augmentation of existing Simplex Control Panel for 220kV (Bus schemeas per SLD) | EA | 1 |  | Included | 0
93 | 7000009236 | 4570 | LT SWGR (DCDB EXTN) | 1000001145 | 220V DCDB (Extn.) | SET | 1 |  | Included | 0
III | 400kV Hosur S/s Extn. | [8 empty] | 0
94 | 7000009236 | 1080 | 400 kV EQUIPMENT | 1000004459 | 420 kV, 3000A, 40KA, 1-Phase CurrentTransformer with 120% extended currentrating | EA | 3 |  | Included | 0
95 | 7000009236 | 1070 | 400 kV EQUIPMENT | 1000004401 | 420 kV, 1 phase Bus Post Insulator (except for Line Traps) | EA | 6 |  | Included | 0
96 | 7000009236 | 1050 | 400 kV EQUIPMENT | 1000009711 | Controlled switching device for 420 kV, 3 phase circuit breaker | SET | 2 |  | Included | 0
97 | 7000009236 | 1060 | 400 kV EQUIPMENT | 1000020419 | 336kV Surge Arrester (1-phase) | EA | 3 |  | Included | 0
98 | 7000009236 | 1090 | 400 kV EQUIPMENT | 1000004474 | 420kV, 3150A, 40kA Circuit Breaker(3-Phase) without closing resistor(with support structure) | EA | 1 |  | Included | 0
99 | 7000009236 | 1100 | 400 kV EQUIPMENT | 1000004468 | 420kV, 3150A, 40KA, Isolator (3-phase)(Double Break) with one E/S | EA | 2 |  | Included | 0
100 | 7000009236 | 1110 | VENDOR ASSESED QUANTITY | 1000011326 | Erection Hardware for 400kV I type layout-Spare bay of half dia as pertechnical specification | SET | 1 |  | Included | 0
101 | 7000009236 | 1120 | VENDOR ASSESED QUANTITY | 1000011317 | Erection Hardware for 400kV I type layout-Bus Reactor bay as pertechnical specification | SET | 1 |  | Included | 0
102 | 7000009236 | 1130 | STRUCTURES | 1000020192 | Fabrication, galvanising and supply ofStandard Pipe Structure - 400 kV,1-Phase, CT including nuts, bolts, alltype of washers, packplates, step boltsand gusset plates excluding foundationbolts | EA | 3 |  | Included | 0
103 | 7000009236 | 1140 | STRUCTURES | 1000020194 | Fabrication, galvanising and supply ofStandard Pipe Structure - 400 kV,3-Phase, ISOLATOR including nuts,bolts, all type of washers, packplates,step bolts and gusset plates excludingfoundation bolts | EA | 2 |  | Included | 0
104 | 7000009236 | 1150 | STRUCTURES | 1000020195 | Fabrication, galvanising and supply ofStandard Pipe Structure - 400 kV,1-Phase, SA including nuts, bolts,all type of washers, packplates, stepbolts and gusset plates excludingfoundation bolts | EA | 3 |  | Included | 0
105 | 7000009236 | 1160 | STRUCTURES | 1000017567 | Standard Pipe Structure for 400kV BPI (excluding wave trap) | EA | 6 |  | Included | 0
106 | 7000009236 | 1170 | STRUCTURES | 1000012366 | Fabrication, galvanising and supply of 28mm dia foundation boltsincluding nuts, checknuts, washers and packplates. | EA | 96 |  | Included | 0
107 | 7000009236 | 4470 | STRUCTURES | 1000030005 | Lightening Mast(LM)-40m complete with foundation bolts/nuts platformsetc. | EA | 1 |  | Included | 0
108 | 7000009236 | 1180 | RELAY & PROTN SYSTEM | 1000003406 | 400kV Reactor Protection Panel | EA | 1 |  | Included | 0
109 | 7000009236 | 1190 | RELAY & PROTN SYSTEM | 1000006843 | Augmentation of existing 400kV bus bar protection scheme | SET | 1 |  | Included | 0
110 | 7000009236 | 1200 | RELAY & PROTN SYSTEM | 1000002164 | 400kV Circuit Breaker Relay Panel without Auto Reclose | EA | 1 |  | Included | 0
111 | 7000009236 | 1210 | RELAY & PROTN SYSTEM | 1000002167 | Augmentation of existing 400kV Control Panel (Bus Scheme as per SLD) | EA | 1 |  | Included | 0
112 | 7000009236 | 1220 | RELAY & PROTN SYSTEM | 1000032389 | BAY CONTROL UNIT INCLUDING INTERFACE ACCESSORIES INTEGRATION WITHNTAMC AS PER TECHNICAL SPECIFICATION. | EA | 1 |  | Included | 0
113 | 7000009236 | 1230 | Mandatory Spares(AIS EQPMT) | 1000019918 | Spares for 420kV Circuit Breaker | LS | 1 |  | Included | 0
114 | 7000009236 | 1240 | Mandatory Spares(AIS EQPMT) | 1000019919 | Spares for 420kV Double break Isolator | LS | 1 |  | Included | 0
115 | 7000009236 | 1250 | Mandatory Spares(AIS EQPMT) | 1000025941 | Spare-420kV CT 1 | SET | 1 |  | Included | 0
116 | 7000009236 | 1260 | Mandatory Spares(AIS EQPMT) | 1000024186 | SPARES FOR 336KV SURGE ARRESTER | LS | 1 |  | Included | 0
117 | 7000009236 | 1270 | Mechanical Auxiliaries | 1000012027 | 9litre water type Portable Fire extinguisher | EA | 1 |  | Included | 0
118 | 7000009236 | 1280 | Mechanical Auxiliaries | 1000012022 | 4.5 kg CO2 type Portable Fire extinguisher | EA | 2 |  | Included | 0
119 | 7000009236 | 1290 | Mechanical Auxiliaries | 1000012024 | Fire Extinguisher Dry Chemical Powder Type(5 Kg) for control room. | EA | 2 |  | Included | 0
120 | 7000009236 | 1310 | Mechanical Auxiliaries | 1000012017 | Fire Detection and Alarm System for Switchyard Panel Room of 3 mlength | SET | 1 |  | Included | 0
121 | 7000009236 | 1320 | Mechanical Auxiliaries | 1000012042 | HVW spray system, Hydrant system and complete U/G & O/G piping andaccessories etc. out side the pump house for 125 MVAR, 420kV, 3 phaseBus Reactor | SET | 1 |  | Included | 0
122 | 7000009236 | 1330 | Mechanical Auxiliaries | 1000012037 | Hydrant system, complete U/G piping and accessories etc. outside thePump House for Fire Protection of 400/220kV (Ext) Substation | SET | 1 |  | Included | 0
123 | 7000009236 | 1340 | Illumination | 1000004952 | 63A, 415V : Interlocked switch socket outdoor Receptacle (type RP) asper technical specifications | EA | 2 |  | Included | 0
124 | 7000009236 | 1350 | Illumination | 1000001050 | 15A, 240V: Outdoor Receptacle 2 pole, 3-pin modular (type RO) as pertechnical specifications | EA | 5 |  | Included | 0
125 | 7000009236 | 1370 | Illumination | 1000014547 | Lighting Panel type ACP-2 as per technical specification | EA | 2 |  | Included | 0
126 | 7000009236 | 1380 | Illumination | 1000020262 | Sub Lighting panel (outdoor) type SLP (Switchyard and Street Lighting) | EA | 1 |  | Included | 0
127 | 7000009236 | 1390 | Illumination | 1000038039 | LIGHTING FIXTURE LED LUMINAIRES TYPE FL-1 AS PER TECH. SPECIFICATIONS | EA | 10 |  | Included | 0
128 | 7000009236 | 1400 | Illumination | 1000038390 | PORTABLE FLOOD LIGHT PANEL WITH LED LUMINARIESTYPE FL-2 (250W) | EA | 1 |  | Included | 0
129 | 7000009236 | 1410 | Illumination | 1000038325 | LIGHTING FIXTURE LED LUMINAIRES TYPE FL2 AS PER TECH. SPECIFICATIONS | EA | 18 |  | Included | 0
130 | 7000009236 | 1420 | Illumination | 1000038394 | RQ-2 TYPE RECEPTACLE OF 400A AS PER TECHNICAL SPECIFICATION | EA | 1 |  | Included | 0
131 | 7000009236 | 1490 | MANDATORY SPARES (CRP) | 1000018532 | Restricted earthfault relay type with non-linear resistor andassociated software in case of numerical relay | EA | 1 |  | Included | 0
132 | 7000009236 | 1500 | MANDATORY SPARES (CRP) | 1000018309 | Reactor differential protection relay | SET | 1 |  | Included | 0
133 | 7000009236 | 1510 | MANDATORY SPARES (CRP) | 1000007627 | Bay control unit (IED) of each type | EA | 1 |  | Included | 0
134 | 7000009236 | 1520 | POWER & CONTROL CABLES(LS) | 1000000443 | 1.1kV grade Power Cables (PVCinsulated)along withlugs,glands,straight joints &accessories,etc. | LS | 1 |  | Included | 0
135 | 7000009236 | 1530 | POWER & CONTROL CABLES(LS) | 1000000442 | 1.1kV grade Control Cables (PVCinsulated) along withlugs,glands,straight joints &accessories,etc. | LS | 1 |  | Included | 0
136 | 7000009236 | 1540 | POWER & CONTROL CABLES(LS) | 1000008835 | Cable glands,lugs & straight through joints for Power & Control Cables | LS | 1 |  | Included | 0
IV | 400kV Madhugiri(AIS) S/s Extn. | [8 empty] | 0
137 | 7000009236 | 1590 | 400 kV EQUIPMENT | 1000004401 | 420 kV, 1 phase Bus Post Insulator (except for Line Traps) | EA | 9 |  | Included | 0
138 | 7000009236 | 1570 | 400 kV EQUIPMENT | 1000009711 | Controlled switching device for 420 kV, 3 phase circuit breaker | SET | 2 |  | Included | 0
139 | 7000009236 | 1580 | 400 kV EQUIPMENT | 1000020419 | 336kV Surge Arrester (1-phase) | EA | 3 |  | Included | 0
140 | 7000009236 | 1600 | 400 kV EQUIPMENT | 1000004461 | 420 kV, 3000A, 50KA, 1-Phase CurrentTransformer with 120% extended currentrating | EA | 3 |  | Included | 0
141 | 7000009236 | 1610 | 400 kV EQUIPMENT | 1000004489 | 420kV, 3150A, 50kA Circuit Breaker(3-Phase) without closing resistor | EA | 1 |  | Included | 0
142 | 7000009236 | 1620 | 400 kV EQUIPMENT | 1000004483 | 420kV, 3150A, 50KA, Isolator (3-phase)(Double Break) with one E/S | EA | 2 |  | Included | 0
143 | 7000009236 | 1630 | VENDOR ASSESED QUANTITY | 1000011326 | Erection Hardware for 400kV I type layout-Spare bay of half dia as pertechnical specification | SET | 1 |  | Included | 0
144 | 7000009236 | 1640 | VENDOR ASSESED QUANTITY | 1000011317 | Erection Hardware for 400kV I type layout-Bus Reactor bay as pertechnical specification | SET | 1 |  | Included | 0
145 | 7000009236 | 1650 | STRUCTURES | 1000020192 | Fabrication, galvanising and supply ofStandard Pipe Structure - 400 kV,1-Phase, CT including nuts, bolts, alltype of washers, packplates, step boltsand gusset plates excluding foundationbolts | EA | 3 |  | Included | 0
146 | 7000009236 | 1660 | STRUCTURES | 1000020194 | Fabrication, galvanising and supply ofStandard Pipe Structure - 400 kV,3-Phase, ISOLATOR including nuts,bolts, all type of washers, packplates,step bolts and gusset plates excludingfoundation bolts | EA | 2 |  | Included | 0
147 | 7000009236 | 1670 | STRUCTURES | 1000020195 | Fabrication, galvanising and supply ofStandard Pipe Structure - 400 kV,1-Phase, SA including nuts, bolts,all type of washers, packplates, stepbolts and gusset plates excludingfoundation bolts | EA | 3 |  | Included | 0
148 | 7000009236 | 1680 | STRUCTURES | 1000017567 | Standard Pipe Structure for 400kV BPI (excluding wave trap) | EA | 9 |  | Included | 0
149 | 7000009236 | 1690 | STRUCTURES | 1000012366 | Fabrication, galvanising and supply of 28mm dia foundation boltsincluding nuts, checknuts, washers and packplates. | EA | 108 |  | Included | 0
150 | 7000009236 | 4440 | STRUCTURES | 1000012369 | Fabrication, galvanising and supply of 56mm dia foundation boltsincluding nuts, checknuts, washers and packplates | EA | 16 |  | Included | 0
151 | 7000009236 | 4480 | STRUCTURES | 1000030005 | Lightening Mast(LM)-40m complete with foundation bolts/nuts platformsetc. | EA | 1 |  | Included | 0
152 | 7000009236 | 1700 | RELAY & PROTN SYSTEM(WITH AUTOMATION) | 1000003406 | 400kV Reactor Protection Panel | EA | 1 |  | Included | 0
153 | 7000009236 | 1710 | RELAY & PROTN SYSTEM(WITH AUTOMATION) | 1000006843 | Augmentation of existing 400kV bus bar protection scheme | SET | 1 |  | Included | 0
154 | 7000009236 | 1720 | RELAY & PROTN SYSTEM(WITH AUTOMATION) | 1000002164 | 400kV Circuit Breaker Relay Panel without Auto Reclose | EA | 1 |  | Included | 0
155 | 7000009236 | 1730 | Mandatory Spares(AIS EQPMT) | 1000019918 | Spares for 420kV Circuit Breaker | LS | 1 |  | Included | 0
156 | 7000009236 | 1740 | Mandatory Spares(AIS EQPMT) | 1000019919 | Spares for 420kV Double break Isolator | LS | 1 |  | Included | 0
157 | 7000009236 | 1750 | Mandatory Spares(AIS EQPMT) | 1000025941 | Spare-420kV CT 1 | SET | 1 |  | Included | 0
158 | 7000009236 | 1760 | Mandatory Spares(AIS EQPMT) | 1000024186 | SPARES FOR 336KV SURGE ARRESTER | LS | 1 |  | Included | 0
159 | 7000009236 | 1770 | Mechanical Auxiliaries | 1000012027 | 9litre water type Portable Fire extinguisher | EA | 1 |  | Included | 0
160 | 7000009236 | 1780 | Mechanical Auxiliaries | 1000012022 | 4.5 kg CO2 type Portable Fire extinguisher | EA | 2 |  | Included | 0
161 | 7000009236 | 1790 | Mechanical Auxiliaries | 1000012024 | Fire Extinguisher Dry Chemical Powder Type(5 Kg) for control room. | EA | 2 |  | Included | 0
162 | 7000009236 | 1800 | Mechanical Auxiliaries | 1000012042 | HVW spray system, Hydrant system and complete U/G & O/G piping andaccessories etc. out side the pump house for 125 MVAR, 420kV, 3 phaseBus Reactor | SET | 1 |  | Included | 0
163 | 7000009236 | 1810 | Mechanical Auxiliaries | 1000012037 | Hydrant system, complete U/G piping and accessories etc. outside thePump House for Fire Protection of 400/220kV (Ext) Substation | SET | 1 |  | Included | 0
164 | 7000009236 | 1820 | Illumination | 1000004952 | 63A, 415V : Interlocked switch socket outdoor Receptacle (type RP) asper technical specifications | EA | 2 |  | Included | 0
165 | 7000009236 | 1830 | Illumination | 1000001050 | 15A, 240V: Outdoor Receptacle 2 pole, 3-pin modular (type RO) as pertechnical specifications | EA | 5 |  | Included | 0
166 | 7000009236 | 1840 | Illumination | 1000014547 | Lighting Panel type ACP-2 as per technical specification | EA | 2 |  | Included | 0
167 | 7000009236 | 1850 | Illumination | 1000020262 | Sub Lighting panel (outdoor) type SLP (Switchyard and Street Lighting) | EA | 1 |  | Included | 0
168 | 7000009236 | 1860 | Illumination | 1000038039 | LIGHTING FIXTURE LED LUMINAIRES TYPE FL-1 AS PER TECH. SPECIFICATIONS | EA | 10 |  | Included | 0
169 | 7000009236 | 1870 | Illumination | 1000038390 | PORTABLE FLOOD LIGHT PANEL WITH LED LUMINARIESTYPE FL-2 (250W) | EA | 1 |  | Included | 0
170 | 7000009236 | 1880 | Illumination | 1000038325 | LIGHTING FIXTURE LED LUMINAIRES TYPE FL2 AS PER TECH. SPECIFICATIONS | EA | 18 |  | Included | 0
171 | 7000009236 | 1890 | Illumination | 1000038394 | RQ-2 TYPE RECEPTACLE OF 400A AS PER TECHNICAL SPECIFICATION | EA | 1 |  | Included | 0
172 | 7000009236 | 1960 | MANDATORY SPARES (CRP) | 1000018532 | Restricted earthfault relay type with non-linear resistor andassociated software in case of numerical relay | EA | 1 |  | Included | 0
173 | 7000009236 | 1970 | MANDATORY SPARES (CRP) | 1000018309 | Reactor differential protection relay | SET | 1 |  | Included | 0
174 | 7000009236 | 1980 | MANDATORY SPARES (CRP) | 1000007627 | Bay control unit (IED) of each type | EA | 1 |  | Included | 0
175 | 7000009236 | 1990 | POWER & CONTROL CABLES(LS) | 1000000443 | 1.1kV grade Power Cables (PVCinsulated)along withlugs,glands,straight joints &accessories,etc. | LS | 1 |  | Included | 0
176 | 7000009236 | 2000 | POWER & CONTROL CABLES(LS) | 1000000442 | 1.1kV grade Control Cables (PVCinsulated) along withlugs,glands,straight joints &accessories,etc. | LS | 1 |  | Included | 0
177 | 7000009236 | 2010 | POWER & CONTROL CABLES(LS) | 1000008835 | Cable glands,lugs & straight through joints for Power & Control Cables | LS | 1 |  | Included | 0
178 | 7000009236 | 4430 | Substation Automation system (Aug) | 1000003409 | Augmentation of Substation automation System for 400kV Main bay as perTechnical Specification | EA | 1 |  | Included | 0
V | 400kV Dharmapuri S/s Extn. | [8 empty] | 0
179 | 7000009236 | 2060 | 400 kV EQUIPMENT | 1000004401 | 420 kV, 1 phase Bus Post Insulator (except for Line Traps) | EA | 6 |  | Included | 0
180 | 7000009236 | 2040 | 400 kV EQUIPMENT | 1000009711 | Controlled switching device for 420 kV, 3 phase circuit breaker | SET | 2 |  | Included | 0
181 | 7000009236 | 2050 | 400 kV EQUIPMENT | 1000020419 | 336kV Surge Arrester (1-phase) | EA | 3 |  | Included | 0
182 | 7000009236 | 2070 | 400 kV EQUIPMENT | 1000004461 | 420 kV, 3000A, 50KA, 1-Phase CurrentTransformer with 120% extended currentrating | EA | 3 |  | Included | 0
183 | 7000009236 | 2080 | 400 kV EQUIPMENT | 1000004489 | 420kV, 3150A, 50kA Circuit Breaker(3-Phase) without closing resistor | EA | 1 |  | Included | 0
184 | 7000009236 | 2090 | 400 kV EQUIPMENT | 1000004483 | 420kV, 3150A, 50KA, Isolator (3-phase)(Double Break) with one E/S | EA | 2 |  | Included | 0
185 | 7000009236 | 2100 | VENDOR ASSESED QUANTITY | 1000011326 | Erection Hardware for 400kV I type layout-Spare bay of half dia as pertechnical specification | SET | 1 |  | Included | 0
186 | 7000009236 | 2110 | VENDOR ASSESED QUANTITY | 1000011317 | Erection Hardware for 400kV I type layout-Bus Reactor bay as pertechnical specification | SET | 1 |  | Included | 0
187 | 7000009236 | 2120 | STRUCTURES | 1000020192 | Fabrication, galvanising and supply ofStandard Pipe Structure - 400 kV,1-Phase, CT including nuts, bolts, alltype of washers, packplates, step boltsand gusset plates excluding foundationbolts | EA | 3 |  | Included | 0
188 | 7000009236 | 2130 | STRUCTURES | 1000020194 | Fabrication, galvanising and supply ofStandard Pipe Structure - 400 kV,3-Phase, ISOLATOR including nuts,bolts, all type of washers, packplates,step bolts and gusset plates excludingfoundation bolts | EA | 2 |  | Included | 0
189 | 7000009236 | 2140 | STRUCTURES | 1000020195 | Fabrication, galvanising and supply ofStandard Pipe Structure - 400 kV,1-Phase, SA including nuts, bolts,all type of washers, packplates, stepbolts and gusset plates excludingfoundation bolts | EA | 3 |  | Included | 0
190 | 7000009236 | 2150 | STRUCTURES | 1000017567 | Standard Pipe Structure for 400kV BPI (excluding wave trap) | EA | 6 |  | Included | 0
191 | 7000009236 | 2160 | STRUCTURES | 1000012366 | Fabrication, galvanising and supply of 28mm dia foundation boltsincluding nuts, checknuts, washers and packplates. | EA | 96 |  | Included | 0
192 | 7000009236 | 2170 | RELAY & PROTN SYSTEM(WITH AUTOMATION) | 1000003406 | 400kV Reactor Protection Panel | EA | 1 |  | Included | 0
193 | 7000009236 | 2180 | RELAY & PROTN SYSTEM(WITH AUTOMATION) | 1000006843 | Augmentation of existing 400kV bus bar protection scheme | SET | 1 |  | Included | 0
194 | 7000009236 | 2190 | RELAY & PROTN SYSTEM(WITH AUTOMATION) | 1000002164 | 400kV Circuit Breaker Relay Panel without Auto Reclose | EA | 1 |  | Included | 0
195 | 7000009236 | 2200 | Mandatory Spares(AIS EQPMT) | 1000019918 | Spares for 420kV Circuit Breaker | LS | 1 |  | Included | 0
196 | 7000009236 | 2210 | Mandatory Spares(AIS EQPMT) | 1000019919 | Spares for 420kV Double break Isolator | LS | 1 |  | Included | 0
197 | 7000009236 | 2220 | Mandatory Spares(AIS EQPMT) | 1000025941 | Spare-420kV CT 1 | SET | 1 |  | Included | 0
198 | 7000009236 | 2230 | Mandatory Spares(AIS EQPMT) | 1000024186 | SPARES FOR 336KV SURGE ARRESTER | LS | 1 |  | Included | 0
199 | 7000009236 | 2240 | Mechanical Auxiliaries | 1000012027 | 9litre water type Portable Fire extinguisher | EA | 1 |  | Included | 0
200 | 7000009236 | 2250 | Mechanical Auxiliaries | 1000012022 | 4.5 kg CO2 type Portable Fire extinguisher | EA | 2 |  | Included | 0
201 | 7000009236 | 2260 | Mechanical Auxiliaries | 1000012024 | Fire Extinguisher Dry Chemical Powder Type(5 Kg) for control room. | EA | 2 |  | Included | 0
202 | 7000009236 | 2270 | Mechanical Auxiliaries | 1000012042 | HVW spray system, Hydrant system and complete U/G & O/G piping andaccessories etc. out side the pump house for 125 MVAR, 420kV, 3 phaseBus Reactor | SET | 1 |  | Included | 0
203 | 7000009236 | 2280 | Mechanical Auxiliaries | 1000012037 | Hydrant system, complete U/G piping and accessories etc. outside thePump House for Fire Protection of 400/220kV (Ext) Substation | SET | 1 |  | Included | 0
204 | 7000009236 | 2290 | Illumination | 1000004952 | 63A, 415V : Interlocked switch socket outdoor Receptacle (type RP) asper technical specifications | EA | 2 |  | Included | 0
205 | 7000009236 | 2300 | Illumination | 1000001050 | 15A, 240V: Outdoor Receptacle 2 pole, 3-pin modular (type RO) as pertechnical specifications | EA | 5 |  | Included | 0
206 | 7000009236 | 2310 | Illumination | 1000014547 | Lighting Panel type ACP-2 as per technical specification | EA | 2 |  | Included | 0
207 | 7000009236 | 2320 | Illumination | 1000020262 | Sub Lighting panel (outdoor) type SLP (Switchyard and Street Lighting) | EA | 1 |  | Included | 0
208 | 7000009236 | 2330 | Illumination | 1000038039 | LIGHTING FIXTURE LED LUMINAIRES TYPE FL-1 AS PER TECH. SPECIFICATIONS | EA | 10 |  | Included | 0
209 | 7000009236 | 2340 | Illumination | 1000038390 | PORTABLE FLOOD LIGHT PANEL WITH LED LUMINARIESTYPE FL-2 (250W) | EA | 1 |  | Included | 0
210 | 7000009236 | 2350 | Illumination | 1000038325 | LIGHTING FIXTURE LED LUMINAIRES TYPE FL2 AS PER TECH. SPECIFICATIONS | EA | 18 |  | Included | 0
211 | 7000009236 | 2360 | Illumination | 1000038394 | RQ-2 TYPE RECEPTACLE OF 400A AS PER TECHNICAL SPECIFICATION | EA | 1 |  | Included | 0
212 | 7000009236 | 2430 | MANDATORY SPARES (CRP) | 1000018532 | Restricted earthfault relay type with non-linear resistor andassociated software in case of numerical relay | EA | 1 |  | Included | 0
213 | 7000009236 | 2440 | MANDATORY SPARES (CRP) | 1000018309 | Reactor differential protection relay | SET | 1 |  | Included | 0
214 | 7000009236 | 2450 | MANDATORY SPARES (CRP) | 1000007627 | Bay control unit (IED) of each type | EA | 1 |  | Included | 0
215 | 7000009236 | 2460 | POWER & CONTROL CABLES(LS) | 1000000443 | 1.1kV grade Power Cables (PVCinsulated)along withlugs,glands,straight joints &accessories,etc. | LS | 1 |  | Included | 0
216 | 7000009236 | 2470 | POWER & CONTROL CABLES(LS) | 1000000442 | 1.1kV grade Control Cables (PVCinsulated) along withlugs,glands,straight joints &accessories,etc. | LS | 1 |  | Included | 0
217 | 7000009236 | 2480 | POWER & CONTROL CABLES(LS) | 1000008835 | Cable glands,lugs & straight through joints for Power & Control Cables | LS | 1 |  | Included | 0
218 | 7000009236 | 4490 | Substation Automation System(Aug) | 1000003409 | Augmentation of Substation automation System for 400kV Main bay as perTechnical Specification | EA | 1 |  | Included | 0
VI | 400kV Hiriyur S/s Extn. | [8 empty] | 0
219 | 7000009236 | 2540 | 400 kV EQUIPMENT | 1000004459 | 420 kV, 3000A, 40KA, 1-Phase CurrentTransformer with 120% extended currentrating | EA | 3 |  | Included | 0
220 | 7000009236 | 2530 | 400 kV EQUIPMENT | 1000004401 | 420 kV, 1 phase Bus Post Insulator (except for Line Traps) | EA | 6 |  | Included | 0
221 | 7000009236 | 2510 | 400 kV EQUIPMENT | 1000009711 | Controlled switching device for 420 kV, 3 phase circuit breaker | SET | 2 |  | Included | 0
222 | 7000009236 | 2520 | 400 kV EQUIPMENT | 1000020419 | 336kV Surge Arrester (1-phase) | EA | 3 |  | Included | 0
223 | 7000009236 | 2550 | 400 kV EQUIPMENT | 1000004474 | 420kV, 3150A, 40kA Circuit Breaker(3-Phase) without closing resistor(with support structure) | EA | 1 |  | Included | 0
224 | 7000009236 | 2560 | 400 kV EQUIPMENT | 1000004468 | 420kV, 3150A, 40KA, Isolator (3-phase)(Double Break) with one E/S | EA | 2 |  | Included | 0
225 | 7000009236 | 2570 | VENDOR ASSESED QUANTITY | 1000011326 | Erection Hardware for 400kV I type layout-Spare bay of half dia as pertechnical specification | SET | 1 |  | Included | 0
226 | 7000009236 | 2580 | VENDOR ASSESED QUANTITY | 1000011317 | Erection Hardware for 400kV I type layout-Bus Reactor bay as pertechnical specification | SET | 1 |  | Included | 0
227 | 7000009236 | 2590 | STRUCTURES | 1000020192 | Fabrication, galvanising and supply ofStandard Pipe Structure - 400 kV,1-Phase, CT including nuts, bolts, alltype of washers, packplates, step boltsand gusset plates excluding foundationbolts | EA | 3 |  | Included | 0
228 | 7000009236 | 2600 | STRUCTURES | 1000020194 | Fabrication, galvanising and supply ofStandard Pipe Structure - 400 kV,3-Phase, ISOLATOR including nuts,bolts, all type of washers, packplates,step bolts and gusset plates excludingfoundation bolts | EA | 2 |  | Included | 0
229 | 7000009236 | 2610 | STRUCTURES | 1000020195 | Fabrication, galvanising and supply ofStandard Pipe Structure - 400 kV,1-Phase, SA including nuts, bolts,all type of washers, packplates, stepbolts and gusset plates excludingfoundation bolts | EA | 3 |  | Included | 0
230 | 7000009236 | 2620 | STRUCTURES | 1000017567 | Standard Pipe Structure for 400kV BPI (excluding wave trap) | EA | 6 |  | Included | 0
231 | 7000009236 | 2630 | STRUCTURES | 1000012366 | Fabrication, galvanising and supply of 28mm dia foundation boltsincluding nuts, checknuts, washers and packplates. | EA | 96 |  | Included | 0
232 | 7000009236 | 4450 | STRUCTURES | 1000012369 | Fabrication, galvanising and supply of 56mm dia foundation boltsincluding nuts, checknuts, washers and packplates | EA | 16 |  | Included | 0
233 | 7000009236 | 4500 | STRUCTURES | 1000030005 | Lightening Mast(LM)-40m complete with foundation bolts/nuts platformsetc. | EA | 1 |  | Included | 0
234 | 7000009236 | 2640 | RELAY & PROTN SYSTEM | 1000003406 | 400kV Reactor Protection Panel | EA | 1 |  | Included | 0
235 | 7000009236 | 2650 | RELAY & PROTN SYSTEM | 1000006843 | Augmentation of existing 400kV bus bar protection scheme | SET | 1 |  | Included | 0
236 | 7000009236 | 2660 | RELAY & PROTN SYSTEM | 1000002164 | 400kV Circuit Breaker Relay Panel without Auto Reclose | EA | 1 |  | Included | 0
237 | 7000009236 | 2670 | RELAY & PROTN SYSTEM | 1000032389 | BAY CONTROL UNIT INCLUDING INTERFACE ACCESSORIES INTEGRATION WITHNTAMC AS PER TECHNICAL SPECIFICATION. | EA | 1 |  | Included | 0
238 | 7000009236 | 2680 | RELAY & PROTN SYSTEM | 1000002167 | Augmentation of existing 400kV Control Panel (Bus Scheme as per SLD) | EA | 1 |  | Included | 0
239 | 7000009236 | 2690 | Mandatory Spares(AIS EQPMT) | 1000019918 | Spares for 420kV Circuit Breaker | LS | 1 |  | Included | 0
240 | 7000009236 | 2700 | Mandatory Spares(AIS EQPMT) | 1000019919 | Spares for 420kV Double break Isolator | LS | 1 |  | Included | 0
241 | 7000009236 | 2710 | Mandatory Spares(AIS EQPMT) | 1000025941 | Spare-420kV CT 1 | SET | 1 |  | Included | 0
242 | 7000009236 | 2720 | Mandatory Spares(AIS EQPMT) | 1000024186 | SPARES FOR 336KV SURGE ARRESTER | LS | 1 |  | Included | 0
243 | 7000009236 | 2730 | Mechanical Auxiliaries | 1000012027 | 9litre water type Portable Fire extinguisher | EA | 1 |  | Included | 0
244 | 7000009236 | 2740 | Mechanical Auxiliaries | 1000012022 | 4.5 kg CO2 type Portable Fire extinguisher | EA | 2 |  | Included | 0
245 | 7000009236 | 2750 | Mechanical Auxiliaries | 1000012024 | Fire Extinguisher Dry Chemical Powder Type(5 Kg) for control room. | EA | 2 |  | Included | 0
246 | 7000009236 | 2760 | Mechanical Auxiliaries | 1000012042 | HVW spray system, Hydrant system and complete U/G & O/G piping andaccessories etc. out side the pump house for 125 MVAR, 420kV, 3 phaseBus Reactor | SET | 1 |  | Included | 0
247 | 7000009236 | 2770 | Mechanical Auxiliaries | 1000012037 | Hydrant system, complete U/G piping and accessories etc. outside thePump House for Fire Protection of 400/220kV (Ext) Substation | SET | 1 |  | Included | 0
248 | 7000009236 | 2780 | Illumination | 1000004952 | 63A, 415V : Interlocked switch socket outdoor Receptacle (type RP) asper technical specifications | EA | 2 |  | Included | 0
249 | 7000009236 | 2790 | Illumination | 1000001050 | 15A, 240V: Outdoor Receptacle 2 pole, 3-pin modular (type RO) as pertechnical specifications | EA | 5 |  | Included | 0
250 | 7000009236 | 2800 | Illumination | 1000014547 | Lighting Panel type ACP-2 as per technical specification | EA | 2 |  | Included | 0
251 | 7000009236 | 2810 | Illumination | 1000020262 | Sub Lighting panel (outdoor) type SLP (Switchyard and Street Lighting) | EA | 1 |  | Included | 0
252 | 7000009236 | 2820 | Illumination | 1000038039 | LIGHTING FIXTURE LED LUMINAIRES TYPE FL-1 AS PER TECH. SPECIFICATIONS | EA | 10 |  | Included | 0
253 | 7000009236 | 2830 | Illumination | 1000038390 | PORTABLE FLOOD LIGHT PANEL WITH LED LUMINARIESTYPE FL-2 (250W) | EA | 1 |  | Included | 0
254 | 7000009236 | 2840 | Illumination | 1000038325 | LIGHTING FIXTURE LED LUMINAIRES TYPE FL2 AS PER TECH. SPECIFICATIONS | EA | 18 |  | Included | 0
255 | 7000009236 | 2850 | Illumination | 1000038394 | RQ-2 TYPE RECEPTACLE OF 400A AS PER TECHNICAL SPECIFICATION | EA | 1 |  | Included | 0
256 | 7000009236 | 2920 | MANDATORY SPARES (CRP) | 1000018532 | Restricted earthfault relay type with non-linear resistor andassociated software in case of numerical relay | EA | 1 |  | Included | 0
257 | 7000009236 | 2930 | MANDATORY SPARES (CRP) | 1000018309 | Reactor differential protection relay | SET | 1 |  | Included | 0
258 | 7000009236 | 2940 | MANDATORY SPARES (CRP) | 1000007627 | Bay control unit (IED) of each type | EA | 1 |  | Included | 0
259 | 7000009236 | 2950 | MandatorySpares (AISEQPMT) for Estimtn | 1000000372 | One Complete Pole of Double BreakIsolator including support Insulatorwith 1 E/s (excluding structure) withMotor Operating Mechanism for 420kV,3150A, 40kA main Isolator and E/S | EA | 1 |  | Included | 0
260 | 7000009236 | 2960 | POWER & CONTROL CABLES(LS) | 1000000443 | 1.1kV grade Power Cables (PVCinsulated)along withlugs,glands,straight joints &accessories,etc. | LS | 1 |  | Included | 0
261 | 7000009236 | 2970 | POWER & CONTROL CABLES(LS) | 1000000442 | 1.1kV grade Control Cables (PVCinsulated) along withlugs,glands,straight joints &accessories,etc. | LS | 1 |  | Included | 0
262 | 7000009236 | 2980 | POWER & CONTROL CABLES(LS) | 1000008835 | Cable glands,lugs & straight through joints for Power & Control Cables | LS | 1 |  | Included | 0
VII | 400kV Pugalur(AIS) S/s Extn | [8 empty] | 0
263 | 7000009236 | 3040 | 400 kV EQUIPMENT | 1000004459 | 420 kV, 3000A, 40KA, 1-Phase CurrentTransformer with 120% extended currentrating | EA | 3 |  | Included | 0
264 | 7000009236 | 3030 | 400 kV EQUIPMENT | 1000004401 | 420 kV, 1 phase Bus Post Insulator (except for Line Traps) | EA | 6 |  | Included | 0
265 | 7000009236 | 3010 | 400 kV EQUIPMENT | 1000009711 | Controlled switching device for 420 kV, 3 phase circuit breaker | SET | 2 |  | Included | 0
266 | 7000009236 | 3020 | 400 kV EQUIPMENT | 1000020419 | 336kV Surge Arrester (1-phase) | EA | 3 |  | Included | 0
267 | 7000009236 | 3050 | 400 kV EQUIPMENT | 1000004474 | 420kV, 3150A, 40kA Circuit Breaker(3-Phase) without closing resistor(with support structure) | EA | 1 |  | Included | 0
268 | 7000009236 | 3060 | 400 kV EQUIPMENT | 1000004468 | 420kV, 3150A, 40KA, Isolator (3-phase)(Double Break) with one E/S | EA | 2 |  | Included | 0
269 | 7000009236 | 3070 | VENDOR ASSESED QUANTITY | 1000011326 | Erection Hardware for 400kV I type layout-Spare bay of half dia as pertechnical specification | SET | 1 |  | Included | 0
270 | 7000009236 | 3080 | VENDOR ASSESED QUANTITY | 1000011317 | Erection Hardware for 400kV I type layout-Bus Reactor bay as pertechnical specification | SET | 1 |  | Included | 0
271 | 7000009236 | 3090 | STRUCTURES | 1000020192 | Fabrication, galvanising and supply ofStandard Pipe Structure - 400 kV,1-Phase, CT including nuts, bolts, alltype of washers, packplates, step boltsand gusset plates excluding foundationbolts | EA | 3 |  | Included | 0
272 | 7000009236 | 3100 | STRUCTURES | 1000020194 | Fabrication, galvanising and supply ofStandard Pipe Structure - 400 kV,3-Phase, ISOLATOR including nuts,bolts, all type of washers, packplates,step bolts and gusset plates excludingfoundation bolts | EA | 2 |  | Included | 0
273 | 7000009236 | 3110 | STRUCTURES | 1000020195 | Fabrication, galvanising and supply ofStandard Pipe Structure - 400 kV,1-Phase, SA including nuts, bolts,all type of washers, packplates, stepbolts and gusset plates excludingfoundation bolts | EA | 3 |  | Included | 0
274 | 7000009236 | 3120 | STRUCTURES | 1000017567 | Standard Pipe Structure for 400kV BPI (excluding wave trap) | EA | 6 |  | Included | 0
275 | 7000009236 | 3130 | STRUCTURES | 1000012366 | Fabrication, galvanising and supply of 28mm dia foundation boltsincluding nuts, checknuts, washers and packplates. | EA | 96 |  | Included | 0
276 | 7000009236 | 4460 | STRUCTURES | 1000012369 | Fabrication, galvanising and supply of 56mm dia foundation boltsincluding nuts, checknuts, washers and packplates | EA | 16 |  | Included | 0
277 | 7000009236 | 4510 | STRUCTURES | 1000030005 | Lightening Mast(LM)-40m complete with foundation bolts/nuts platformsetc. | EA | 1 |  | Included | 0
278 | 7000009236 | 3140 | RELAY & PROTN SYSTEM | 1000003406 | 400kV Reactor Protection Panel | EA | 1 |  | Included | 0
279 | 7000009236 | 3150 | RELAY & PROTN SYSTEM | 1000006843 | Augmentation of existing 400kV bus bar protection scheme | SET | 1 |  | Included | 0
280 | 7000009236 | 3160 | RELAY & PROTN SYSTEM | 1000002164 | 400kV Circuit Breaker Relay Panel without Auto Reclose | EA | 1 |  | Included | 0
281 | 7000009236 | 3170 | Mandatory Spares(AIS EQPMT) | 1000019918 | Spares for 420kV Circuit Breaker | LS | 1 |  | Included | 0
282 | 7000009236 | 3180 | Mandatory Spares(AIS EQPMT) | 1000019919 | Spares for 420kV Double break Isolator | LS | 1 |  | Included | 0
283 | 7000009236 | 3190 | Mandatory Spares(AIS EQPMT) | 1000025941 | Spare-420kV CT 1 | SET | 1 |  | Included | 0
284 | 7000009236 | 3200 | Mandatory Spares(AIS EQPMT) | 1000024186 | SPARES FOR 336KV SURGE ARRESTER | LS | 1 |  | Included | 0
285 | 7000009236 | 3210 | Mechanical Auxiliaries | 1000012027 | 9litre water type Portable Fire extinguisher | EA | 1 |  | Included | 0
286 | 7000009236 | 3220 | Mechanical Auxiliaries | 1000012022 | 4.5 kg CO2 type Portable Fire extinguisher | EA | 2 |  | Included | 0
287 | 7000009236 | 3230 | Mechanical Auxiliaries | 1000012024 | Fire Extinguisher Dry Chemical Powder Type(5 Kg) for control room. | EA | 2 |  | Included | 0
288 | 7000009236 | 3240 | Mechanical Auxiliaries | 1000012036 | Hydrant system, complete U/G piping and accessories etc. outside thePump House for Fire Protection of 400/220kV (New) Substation | SET | 1 |  | Included | 0
289 | 7000009236 | 3250 | Mechanical Auxiliaries | 1000012042 | HVW spray system, Hydrant system and complete U/G & O/G piping andaccessories etc. out side the pump house for 125 MVAR, 420kV, 3 phaseBus Reactor | SET | 1 |  | Included | 0
290 | 7000009236 | 3260 | Mechanical Auxiliaries | 1000012037 | Hydrant system, complete U/G piping and accessories etc. outside thePump House for Fire Protection of 400/220kV (Ext) Substation | SET | 1 |  | Included | 0
291 | 7000009236 | 3270 | Illumination | 1000004952 | 63A, 415V : Interlocked switch socket outdoor Receptacle (type RP) asper technical specifications | EA | 2 |  | Included | 0
292 | 7000009236 | 3280 | Illumination | 1000001050 | 15A, 240V: Outdoor Receptacle 2 pole, 3-pin modular (type RO) as pertechnical specifications | EA | 5 |  | Included | 0
293 | 7000009236 | 3290 | Illumination | 1000014547 | Lighting Panel type ACP-2 as per technical specification | EA | 2 |  | Included | 0
294 | 7000009236 | 3300 | Illumination | 1000020262 | Sub Lighting panel (outdoor) type SLP (Switchyard and Street Lighting) | EA | 1 |  | Included | 0
295 | 7000009236 | 3310 | Illumination | 1000038039 | LIGHTING FIXTURE LED LUMINAIRES TYPE FL-1 AS PER TECH. SPECIFICATIONS | EA | 10 |  | Included | 0
296 | 7000009236 | 3320 | Illumination | 1000038390 | PORTABLE FLOOD LIGHT PANEL WITH LED LUMINARIESTYPE FL-2 (250W) | EA | 1 |  | Included | 0
297 | 7000009236 | 3330 | Illumination | 1000038325 | LIGHTING FIXTURE LED LUMINAIRES TYPE FL2 AS PER TECH. SPECIFICATIONS | EA | 18 |  | Included | 0
298 | 7000009236 | 3340 | Illumination | 1000038394 | RQ-2 TYPE RECEPTACLE OF 400A AS PER TECHNICAL SPECIFICATION | EA | 1 |  | Included | 0
299 | 7000009236 | 3410 | MANDATORY SPARES (CRP) | 1000018532 | Restricted earthfault relay type with non-linear resistor andassociated software in case of numerical relay | EA | 1 |  | Included | 0
300 | 7000009236 | 3420 | MANDATORY SPARES (CRP) | 1000018309 | Reactor differential protection relay | SET | 1 |  | Included | 0
301 | 7000009236 | 3430 | MANDATORY SPARES (CRP) | 1000007627 | Bay control unit (IED) of each type | EA | 1 |  | Included | 0
302 | 7000009236 | 3440 | POWER & CONTROL CABLES(LS) | 1000000443 | 1.1kV grade Power Cables (PVCinsulated)along withlugs,glands,straight joints &accessories,etc. | LS | 1 |  | Included | 0
303 | 7000009236 | 3450 | POWER & CONTROL CABLES(LS) | 1000000442 | 1.1kV grade Control Cables (PVCinsulated) along withlugs,glands,straight joints &accessories,etc. | LS | 1 |  | Included | 0
304 | 7000009236 | 3460 | POWER & CONTROL CABLES(LS) | 1000008835 | Cable glands,lugs & straight through joints for Power & Control Cables | LS | 1 |  | Included | 0
305 | 7000009236 | 4540 | Substation Automation System(Aug) | 1000003409 | Augmentation of Substation automation System for 400kV Main bay as perTechnical Specification | EA | 1 |  | Included | 0
VIII | Pugalur HVDC (GIS) S/s Extn for B/R-1&2 | [8 empty] | 0
306 | 7000009236 | 3490 | 420kV GIS Equipment | 1000032801 | 420KV, 4000A,50KA GIS BUSBAR MODULE EXTENSION | SET | 2 |  | Included | 0
307 | 7000009236 | 3500 | 420kV GIS Equipment | 1000004494 | 420kV, 3150 A, 50 kA, SF6 GIS Tie baymodule(without PIR) as perSection-Project, Technicalspecification | SET | 1 |  | Included | 0
308 | 7000009236 | 3510 | 420kV GIS Equipment | 1000029506 | 3150A, 50kA, 1sec Single phase 420kV SF6to Air Bushing | EA | 6 |  | Included | 0
309 | 7000009236 | 3520 | 420kV GIS Equipment | 1000004286 | 420kV, 3000A, 50kA, Single phase, SF6Gas Insulated Bus Duct (GIB) outsideGIS Hall alongwith associated supportstructure | M | 240 |  | Included | 0
310 | 7000009236 | 3530 | 420kV GIS Equipment | 1000004626 | 420kV, 3150 A, 50 kA, SF6 GIS BusReactor bay module as perSection-Project, Technicalspecification | SET | 2 |  | Included | 0
311 | 7000009236 | 3540 | 420kV Outdoor Equipments | 1000020419 | 336kV Surge Arrester (1-phase) | EA | 6 |  | Included | 0
312 | 7000009236 | 3550 | 420kV Outdoor Equipments | 1000004401 | 420 kV, 1 phase Bus Post Insulator (except for Line Traps) | EA | 12 |  | Included | 0
313 | 7000009236 | 3560 | 420kV Outdoor Equipments | 1000009711 | Controlled switching device for 420 kV, 3 phase circuit breaker | SET | 3 |  | Included | 0
314 | 7000009236 | 3570 | 420kV Relay and Protc. panel with Auto) | 1000003406 | 400kV Reactor Protection Panel | EA | 2 |  | Included | 0
315 | 7000009236 | 3580 | 420kV Relay and Protc. panel with Auto) | 1000002163 | 400kV Circuit Breaker Relay Panel without Auto Reclose (withAutomation) | EA | 2 |  | Included | 0
316 | 7000009236 | 3590 | 420kV Relay and Protc. panel with Auto) | 1000002146 | Augmentation of existing 400kV bus bar protection scheme.(No. of baysas per specification)-(with Automation) | SET | 1 |  | Included | 0
317 | 7000009236 | 3600 | Substation Automation System (Augment.) | 1000003409 | Augmentation of Substation automation System for 400kV Main bay as perTechnical Specification | EA | 2 |  | Included | 0
318 | 7000009236 | 3610 | Substation Automation System (Augment.) | 1000003411 | Augmentation of Substation automation System for 400kV Tie bay as perTechnical Specification | EA | 1 |  | Included | 0
319 | 7000009236 | 3620 | Fire Protection System | 1000012022 | 4.5 kg CO2 type Portable Fire extinguisher | EA | 2 |  | Included | 0
320 | 7000009236 | 3630 | Fire Protection System | 1000012027 | 9litre water type Portable Fire extinguisher | EA | 1 |  | Included | 0
321 | 7000009236 | 3640 | Fire Protection System | 1000012024 | Fire Extinguisher Dry Chemical Powder Type(5 Kg) for control room. | EA | 1 |  | Included | 0
322 | 7000009236 | 3650 | Fire Protection System | 1000012042 | HVW spray system, Hydrant system and complete U/G & O/G piping andaccessories etc. out side the pump house for 125 MVAR, 420kV, 3 phaseBus Reactor | SET | 2 |  | Included | 0
323 | 7000009236 | 3660 | Fire Protection System | 1000012037 | Hydrant system, complete U/G piping and accessories etc. outside thePump House for Fire Protection of 400/220kV (Ext) Substation | SET | 1 |  | Included | 0
324 | 7000009236 | 3670 | Illumination System | 1000020262 | Sub Lighting panel (outdoor) type SLP (Switchyard and Street Lighting) | EA | 4 |  | Included | 0
325 | 7000009236 | 3680 | Illumination System | 1000014547 | Lighting Panel type ACP-2 as per technical specification | EA | 2 |  | Included | 0
326 | 7000009236 | 3690 | Illumination System | 1000038325 | LIGHTING FIXTURE LED LUMINAIRES TYPE FL2 AS PER TECH. SPECIFICATIONS | EA | 20 |  | Included | 0
327 | 7000009236 | 3700 | Illumination System | 1000038390 | PORTABLE FLOOD LIGHT PANEL WITH LED LUMINARIESTYPE FL-2 (250W) | EA | 1 |  | Included | 0
328 | 7000009236 | 3710 | Illumination System | 1000004952 | 63A, 415V : Interlocked switch socket outdoor Receptacle (type RP) asper technical specifications | EA | 2 |  | Included | 0
329 | 7000009236 | 3720 | Illumination System | 1000001050 | 15A, 240V: Outdoor Receptacle 2 pole, 3-pin modular (type RO) as pertechnical specifications | EA | 6 |  | Included | 0
330 | 7000009236 | 3730 | Illumination System | 1000038039 | LIGHTING FIXTURE LED LUMINAIRES TYPE FL-1 AS PER TECH. SPECIFICATIONS | EA | 10 |  | Included | 0
331 | 7000009236 | 3740 | Illumination System | 1000038394 | RQ-2 TYPE RECEPTACLE OF 400A AS PER TECHNICAL SPECIFICATION | EA | 2 |  | Included | 0
332 | 7000009236 | 3750 | Steel Structure | 1000020195 | Fabrication, galvanising and supply ofStandard Pipe Structure - 400 kV,1-Phase, SA including nuts, bolts,all type of washers, packplates, stepbolts and gusset plates excludingfoundation bolts | EA | 6 |  | Included | 0
333 | 7000009236 | 3760 | Steel Structure | 1000020118 | Fabrication, galvanising and supply of Standard 400 kV Gantry G1including nuts, bolts, all type of washers, packplates, step bolts andgusset plates excluding foundation bolts | EA | 1 |  | Included | 0
334 | 7000009236 | 3770 | Steel Structure | 1000020130 | Fabrication, galvanising and supply of Standard 400 kV Tower THincluding nuts, bolts, all type of washers, packplates, step bolts andgusset plates excluding foundation bolts | EA | 1 |  | Included | 0
335 | 7000009236 | 3780 | Steel Structure | 1000017567 | Standard Pipe Structure for 400kV BPI (excluding wave trap) | EA | 12 |  | Included | 0
336 | 7000009236 | 3790 | Steel Structure | 1000012369 | Fabrication, galvanising and supply of 56mm dia foundation boltsincluding nuts, checknuts, washers and packplates | EA | 32 |  | Included | 0
337 | 7000009236 | 3800 | Steel Structure | 1000012366 | Fabrication, galvanising and supply of 28mm dia foundation boltsincluding nuts, checknuts, washers and packplates. | EA | 72 |  | Included | 0
338 | 7000009236 | 3810 | Steel Structure | 1000015954 | Fabrication, galvanising and supply of Lattice Structures (MS Steel),to be designed during detailed engineering, for towers, beams andequipment support structure including pack plates / packwashers andgusset plates excluding fasteners and foundation bolts | MT | 22 |  | Included | 0
339 | 7000009236 | 3820 | Steel Structure | 1000011713 | Fabrication, galvanising and supply of fasteners ( nuts, bolts andwashers ) including step bolts for lattice and pipe structures to bedesigned during detailed engineering | MT | 1.5 |  | Included | 0
340 | 7000009236 | 3830 | Steel Structure | 1000012373 | Fabrication, galvanising and supply of foundation bolts including nuts,checknut and washers for lattice and pipe structures to be designedduring detailed engineering | MT | 2 |  | Included | 0
341 | 7000009236 | 4520 | Steel Structure | 1000030005 | Lightening Mast(LM)-40m complete with foundation bolts/nuts platformsetc. | EA | 1 |  | Included | 0
342 | 7000009236 | 3840 | 1.1kV Power & Control Cable | 1000000442 | 1.1kV grade Control Cables (PVCinsulated) along withlugs,glands,straight joints &accessories,etc. | LS | 1 |  | Included | 0
343 | 7000009236 | 3850 | 1.1kV Power & Control Cable | 1000000443 | 1.1kV grade Power Cables (PVCinsulated)along withlugs,glands,straight joints &accessories,etc. | LS | 1 |  | Included | 0
344 | 7000009236 | 3860 | Erection H/W for 400kV | 1000011333 | Erection Hardware for 400kV I type layout for GIS terminationarrangement-Bus Reactor bay as per technical specification | SET | 2 |  | Included | 0
345 | 7000009236 | 4250 | Spares for 400kV Surger Arrestor | 1000020419 | 336kV Surge Arrester (1-phase) | EA | 1 |  | Included | 0
346 | 7000009236 | 4260 | Spares for 400kV Surger Arrestor | 1000020440 | Surge monitor (1-Phase) | EA | 5 |  | Included | 0
347 | 7000009236 | 4270 | Spares for CRP & SAS | 1000018532 | Restricted earthfault relay type with non-linear resistor andassociated software in case of numerical relay | EA | 1 |  | Included | 0
348 | 7000009236 | 4280 | Spares for CRP & SAS | 1000018309 | Reactor differential protection relay | SET | 1 |  | Included | 0
349 | 7000009236 | 4290 | Spares for CRP & SAS | 1000007627 | Bay control unit (IED) of each type | EA | 1 |  | Included | 0
350 | 7000009236 | 4300 | Spares for CRP & SAS | 1000014291 | LAN Switch of each type for SAS | SET | 1 |  | Included | 0
351 | 7000009236 | 4310 | Spares for CRP & SAS | 1000017773 | Power Supply module of each type for B/B Protection | SET | 1 |  | Included | 0
352 | 7000009236 | 4320 | Spares for CRP & SAS | 1000007634 | Bay Unit module for Bus Bar Protection | EA | 1 |  | Included | 0
353 | 7000009238 | 10 | Spares for 420 KV GIS | 1000040835 | MANDATORY SPARES FOR 420 KV GIS , AS PER | SET | 1 |  | Included | 0
IX | 220kV Cochin Extn | [8 empty] | 0
354 | 7000009249 | 30 | 220KV AIS EQUIPMENT | 1000001681 | 245 kV, 1600A, 40KA, 1-Phase CurrentTransformer with 120% extended currentrating | EA | 6 |  | Included | 0
355 | 7000009249 | 40 | 220KV AIS EQUIPMENT | 1000001794 | 245kV, 1600A, 40 KA, 3-phase DoubleBreak Tandem Isolator without E/S | EA | 4 |  | Included | 0
356 | 7000009249 | 50 | 220KV AIS EQUIPMENT | 1000001674 | 245kV, 1600A, 40 KA, 3-phase DoubleBreak Isolator with two E/S | EA | 2 |  | Included | 0
357 | 7000009249 | 60 | 220KV AIS EQUIPMENT | 1000001673 | 245kV, 1600A, 40 KA, 3-phase DoubleBreak Isolator with one E/S | EA | 2 |  | Included | 0
358 | 7000009249 | 70 | 220KV AIS EQUIPMENT | 1000001671 | 245kV, 1600A, 40KA Circuit Breaker(3-Phase) with support structure | EA | 2 |  | Included | 0
359 | 7000009249 | 80 | 220KV AIS EQUIPMENT | 1000001695 | 245 kV, 1 phase Bus Post Insulator (except for Line Traps) | EA | 26 |  | Included | 0
360 | 7000009249 | 90 | 220KV AIS EQUIPMENT | 1000020417 | 216kV Surge Arrester (1-phase) | EA | 6 |  | Included | 0
361 | 7000009249 | 100 | 220KV AIS EQUIPMENT | 1000001772 | 245 kV, 4400pf Capacitive Voltage Transformer (1- Phase) | EA | 6 |  | Included | 0
362 | 7000009249 | 110 | CRP | 1000001170 | 220kV Circuit Breaker Relay Panel with Auto Reclose (with Automation) | EA | 2 |  | Included | 0
363 | 7000009249 | 120 | CRP | 1000001167 | Augmentation of existing 220kV bus bar protection scheme.(No. of baysas per specification)-(with Automation) | SET | 1 |  | Included | 0
364 | 7000009249 | 130 | CRP | 1000001330 | 220kV Line Protection Panel (with Automation) | EA | 2 |  | Included | 0
365 | 7000009249 | 140 | CRP | 1000001333 | Augmentation of Substation automation System for 220kV bay as perTechnical Specification | EA | 2 |  | Included | 0
366 | 7000009249 | 150 | AC & FPS | 1000006284 | Air conditioning system for Switchyard Panel Room of 6m length | SET | 1 |  | Included | 0
367 | 7000009249 | 160 | AC & FPS | 1000012018 | Fire Detection and Alarm System for Switchyard Panel Room of 6 mlength | SET | 1 |  | Included | 0
368 | 7000009249 | 170 | AC & FPS | 1000013795 | Illumination System for switchyard panel room of 6 m length | LS | 1 |  | Included | 0
369 | 7000009249 | 180 | ILLUMINATION | 1000014547 | Lighting Panel type ACP-2 as per technical specification | EA | 1 |  | Included | 0
370 | 7000009249 | 190 | ILLUMINATION | 1000038039 | LIGHTING FIXTURE LED LUMINAIRES TYPE FL-1 AS PER TECH. SPECIFICATIONS | EA | 6 |  | Included | 0
371 | 7000009249 | 200 | STEEL STRUCTURE | 1000033706 | FABRICATION, GALVANISING AND SUPPLY OF 220 KV BEAM B1 INCLUDING NUTS,BOLTS, ALL TYPE OF WASHERS, PACKPLATES, STEP BOLTS AND GUSSET PLATES | EA | 3 |  | Included | 0
372 | 7000009249 | 210 | STEEL STRUCTURE | 1000020088 | Fabrication, galvanising and supply of Standard 220 kV Gantry BG1including nuts, bolts, all type of washers, packplates, step bolts andgusset plates excluding foundation bolts | EA | 2 |  | Included | 0
373 | 7000009249 | 220 | STEEL STRUCTURE | 1000020098 | Fabrication, galvanising and supply of Standard 220 kV Tower CBincluding nuts, bolts, all type of washers, packplates, step bolts andgusset plates excluding foundation bolts | EA | 1 |  | Included | 0
374 | 7000009249 | 230 | STEEL STRUCTURE | 1000020099 | Fabrication, galvanising and supply of Standard 220 kV Tower CCincluding nuts, bolts, all type of washers, packplates, step bolts andgusset plates excluding foundation bolts | EA | 1 |  | Included | 0
375 | 7000009249 | 240 | STEEL STRUCTURE | 1000020105 | Fabrication, galvanising and supply of Standard 220 kV Tower CTCincluding nuts, bolts, all type of washers, packplates, step bolts andgusset plates excluding foundation bolts | EA | 1 |  | Included | 0
376 | 7000009249 | 250 | STEEL STRUCTURE | 1000020109 | Fabrication, galvanising and supply of Standard 220 kV Tower CTGincluding nuts, bolts, all type of washers, packplates, step bolts andgusset plates excluding foundation bolts | EA | 2 |  | Included | 0
377 | 7000009249 | 260 | STEEL STRUCTURE | 1000020110 | Fabrication, galvanising and supply of Standard 220 kV Tower CTHincluding nuts, bolts, all type of washers, packplates, step bolts andgusset plates excluding foundation bolts | EA | 1 |  | Included | 0
378 | 7000009249 | 270 | STEEL STRUCTURE | 1000020187 | Fabrication, galvanising and supply of Standard Pipe Structure - 220kV CT including nuts, bolts, all type of washers, packplates, stepbolts and gusset plates excluding foundation bolts | EA | 6 |  | Included | 0
379 | 7000009249 | 280 | STEEL STRUCTURE | 1000020186 | Fabrication, galvanising and supply of Std Pipe Structure - 220 kVBPI including nuts, bolts, all type of washers, packplates, step boltsand gusset plates excluding foundation bolts | EA | 26 |  | Included | 0
380 | 7000009249 | 290 | STEEL STRUCTURE | 1000020188 | Fabrication, galvanising and supply of Standard Pipe Structure - 220kV CVT including nuts, bolts, all type of washers, packplates, stepbolts and gusset plates excluding foundation bolts | EA | 6 |  | Included | 0
381 | 7000009249 | 300 | STEEL STRUCTURE | 1000020189 | Fabrication, galvanising and supply of Standard Pipe Structure - 220kV ISOLATOR including nuts, bolts, all type of washers, packplates,step bolts and gusset plates excluding foundation bolts | EA | 8 |  | Included | 0
382 | 7000009249 | 310 | STEEL STRUCTURE | 1000020190 | Fabrication, galvanising and supply of Standard Pipe Structure - 220kV SA including nuts, bolts, all type of washers, packplates, stepbolts and gusset plates excluding foundation bolts | EA | 6 |  | Included | 0
383 | 7000009249 | 320 | STEEL STRUCTURE | 1000020191 | Fabrication, galvanising and supply of Std Pipe Structure - 220 kV WTincluding nuts, bolts, all type of washers, packplates, step bolts andgusset plates excluding foundation bolts | EA | 2 |  | Included | 0
384 | 7000009249 | 330 | VENDOR ASSESSED QTY | 1000011256 | Erection Hardware for 220kV layout (Double Main and TransferScheme)-Bus work (two Bay) as per technical specification | SET | 1 |  | Included | 0
385 | 7000009249 | 340 | VENDOR ASSESSED QTY | 1000011261 | Erection Hardware for 220kV layout (Double Main and TransferScheme)-Line Bay as per technical specification | SET | 2 |  | Included | 0
386 | 7000009249 | 350 | PLCC | 1000010638 | Digital Protection Coupler | EA | 2 |  | Included | 0
387 | 7000009249 | 360 | PLCC | 1000010014 | Coupling device for PLCC | SET | 2 |  | Included | 0
388 | 7000009249 | 370 | PLCC | 1000000046 | Carrier Equipment Analog type (for Speech+Data & Speech+Protection) | EA | 2 |  | Included | 0
389 | 7000009249 | 380 | PLCC | 1000017887 | Protection Coupler for PLCC | EA | 2 |  | Included | 0
390 | 7000009249 | 390 | PLCC | 1000009250 | HF Cable 75 ohms for PLCC | M | 1000 |  | Included | 0
391 | 7000009249 | 400 | PLCC | 1000001567 | 220kV, 1600A, 0.5mH, 40 kA Line Trap | EA | 2 |  | Included | 0
392 | 7000009249 | 410 | PLCC | 1000001695 | 245 kV, 1 phase Bus Post Insulator (except for Line Traps) | EA | 6 |  | Included | 0
393 | 7000009249 | 490 | MANDATORY SPARES | 1000025950 | Spare-PLCC | SET | 1 |  | Included | 0
394 | 7000009249 | 500 | MANDATORY SPARES | 1000019927 | Spares-Substation Automation System | LS | 1 |  | Included | 0
395 | 7000009249 | 510 | MANDATORY SPARES | 1000031083 | SPARE- LINE PROTECTION PANEL | LS | 1 |  | Included | 0
396 | 7000009249 | 520 | MANDATORY SPARES | 1000025933 | Spare-245kV CT | SET | 1 |  | Included | 0
397 | 7000009249 | 530 | MANDATORY SPARES | 1000025934 | Spare-245kV CVT | SET | 1 |  | Included | 0
398 | 7000009249 | 540 | MANDATORY SPARES | 1000025935 | Spare-245kV Circuit Breaker | SET | 1 |  | Included | 0
399 | 7000009249 | 550 | MANDATORY SPARES | 1000025936 | Spare-245kV Isolator | SET | 1 |  | Included | 0
400 | 7000009249 | 560 | MANDATORY SPARES | 1000025930 | Spare-216kV Surge Arrester | SET | 1 |  | Included | 0
401 | 7000009249 | 600 | Foundation Bolts | 1000012366 | Fabrication, galvanising and supply of 28mm dia foundation boltsincluding nuts, checknuts, washers and packplates. | EA | 452 |  | Included | 0
402 | 7000009249 | 610 | Foundation Bolts | 1000012368 | Fabrication, galvanising and supply of 40mm dia foundation boltsincluding nuts, checknuts, washers and packplates. | EA | 16 |  | Included | 0
403 | 7000009249 | 620 | Foundation Bolts | 1000012369 | Fabrication, galvanising and supply of 56mm dia foundation boltsincluding nuts, checknuts, washers and packplates | EA | 32 |  | Included | 0
404 | 7000009249 | 630 | Telecommunication equipment at Cochin | 1000031367 | SDH EQUIPMENT (STM-16 MADM UPTO 5 MSP PROTECTED DIRECTIONS)-BASEEQUIPMENT (COMMON CARDS, CROSS CONNECT/CONTROL CARDS, OPTICAL BASECARDS, POWER SUPPLY CARDS, POWER CABLING, OTHER HARDWARE ANDACCESSORIES INCLUDING SUB RACKS, PATCH CORD, DDF ETC FULLY EQUIPEDEXCLUDING OPTICAL INTERFACE & TRIBUTARY CARDS | EA | 1 |  | Included | 0
405 | 7000009249 | 640 | Telecommunication equipment at Cochin | 1000018706 | S16.1 SFP | EA | 6 |  | Included | 0
406 | 7000009249 | 650 | Telecommunication equipment at Cochin | 1000031374 | TRIBUTARY INTERFACE- E1 INTERFACE (MINIMUM 16 NOS.) | SET | 2 |  | Included | 0
407 | 7000009249 | 660 | Telecommunication equipment at Cochin | 1000034950 | ETHERNET INTERFACE 10/100 BASE T WITH LAYER-2 SWITCHING (MIN 8INTERFACES PER CARD) | EA | 2 |  | Included | 0
408 | 7000009249 | 670 | Telecommunication equipment at Cochin | 1000031381 | TRIBUTARY INTERFACE-GIGABIT ETHERNET INTERFACES 10/100 MBPS WITH LAYER-2 SWITCHING (MINIMUM 2 NOS.) | SET | 1 |  | Included | 0
409 | 7000009249 | 680 | Telecommunication equipment at Cochin | 1000026228 | Equipment Cabinets For SDH | EA | 1 |  | Included | 0
410 | 7000009249 | 690 | Telecommunication equipment at Cochin | 1000028495 | NMS- CRAFT TERMINAL-HARDWARE | EA | 1 |  | Included | 0
411 | 7000009249 | 700 | Telecommunication equipment at Cochin | 1000028265 | Software for Craft Terminal | EA | 1 |  | Included | 0
412 | 7000009249 | 710 | Telecommunication equipment at Cochin | 1000034998 | VOIP TELEPHONE INSTRUMENT WITH ONE COMMON SWITCH (MIN. 8 PORT) | EA | 4 |  | Included | 0
413 | 7000009249 | 720 | spares of tele eqpt at Cochin | 1000031369 | SDH EQUIPMENT (STM-16 MADM UPTO 5 MSP PROTECTED DIRECTIONS)-COMMONCARDS, CROSS-CONNECT/CONTROL CARDS, OPTICAL BASE CARD, POWER SUPPLYCARDS, POWER CABLING, OTHER HARDWARE & ACCESSORIES (EACH). | SET | 1 |  | Included | 0
414 | 7000009249 | 730 | spares of tele eqpt at Cochin | 1000018706 | S16.1 SFP | EA | 1 |  | Included | 0
415 | 7000009249 | 740 | spares of tele eqpt at Cochin | 1000031374 | TRIBUTARY INTERFACE- E1 INTERFACE (MINIMUM 16 NOS.) | SET | 1 |  | Included | 0
416 | 7000009249 | 750 | spares of tele eqpt at Cochin | 1000034950 | ETHERNET INTERFACE 10/100 BASE T WITH LAYER-2 SWITCHING (MIN 8INTERFACES PER CARD) | EA | 1 |  | Included | 0
417 | 7000009249 | 760 | spares of tele eqpt at Cochin | 1000031381 | TRIBUTARY INTERFACE-GIGABIT ETHERNET INTERFACES 10/100 MBPS WITH LAYER-2 SWITCHING (MINIMUM 2 NOS.) | SET | 1 |  | Included | 0
418 | 7000009249 | 770 | spares of tele eqpt at Cochin | 1000031398 | PRE CONNECTORIZED OPTICAL FIBER PATCH CORDS(10 MTRS) â€“ PACK OF SIXPATCH CORDS | SET | 1 |  | Included | 0
419 | 7000009249 | 780 | spares of tele eqpt at Cochin | 1000034998 | VOIP TELEPHONE INSTRUMENT WITH ONE COMMON SWITCH (MIN. 8 PORT) | EA | 1 |  | Included | 0
420 | 7000008939 | 100 | POWER & CONTROL CABLE | 1000000442 | 1.1kV grade Control Cables (PVCinsulated) along withlugs,glands,straight joints &accessories,etc. | LS | 1 |  | Included | 0
421 | 7000008939 | 110 | POWER & CONTROL CABLE | 1000000443 | 1.1kV grade Power Cables (PVCinsulated)along withlugs,glands,straight joints &accessories,etc. | LS | 1 |  | Included | 0
422 | 7000008939 | 130 | PLCC at other end | 1000010638 | Digital Protection Coupler | EA | 2 |  | Included | 0
423 | 7000008939 | 140 | PLCC at other end | 1000010014 | Coupling device for PLCC | SET | 2 |  | Included | 0
424 | 7000008939 | 150 | PLCC at other end | 1000000046 | Carrier Equipment Analog type (for Speech+Data & Speech+Protection) | EA | 2 |  | Included | 0
425 | 7000008939 | 160 | PLCC at other end | 1000017887 | Protection Coupler for PLCC | EA | 2 |  | Included | 0
426 | 7000008939 | 170 | PLCC at other end | 1000009250 | HF Cable 75 ohms for PLCC | M | 500 |  | Included | 0
X | 400kV Kozhikode Extn | [8 empty] | 0
427 | 7000009249 | 800 | 400KV AIS EQUIPMENT | 1000004459 | 420 kV, 3000A, 40KA, 1-Phase CurrentTransformer with 120% extended currentrating | EA | 9 |  | Included | 0
428 | 7000009249 | 810 | 400KV AIS EQUIPMENT | 1000004468 | 420kV, 3150A, 40KA, Isolator (3-phase)(Double Break) with one E/S | EA | 8 |  | Included | 0
429 | 7000009249 | 820 | 400KV AIS EQUIPMENT | 1000004535 | 420 kV, 4400 pF Capacitive Voltage Transformer (1-Phase) | EA | 6 |  | Included | 0
430 | 7000009249 | 830 | 400KV AIS EQUIPMENT | 1000020419 | 336kV Surge Arrester (1-phase) | EA | 6 |  | Included | 0
431 | 7000009249 | 840 | 400KV AIS EQUIPMENT | 1000004401 | 420 kV, 1 phase Bus Post Insulator (except for Line Traps) | EA | 10 |  | Included | 0
432 | 7000009249 | 850 | 400KV AIS EQUIPMENT | 1000004474 | 420kV, 3150A, 40kA Circuit Breaker(3-Phase) without closing resistor(with support structure) | EA | 2 |  | Included | 0
433 | 7000009249 | 860 | 400KV AIS EQUIPMENT | 1000004475 | 420kV, 3150A, 40kA Circuit Breaker(3-Phase) with closing resistor (withsupport structure) | EA | 1 |  | Included | 0
434 | 7000009249 | 870 | CRP & SAS | 1000003398 | 400kV Line Protection Panel (with Automation) | EA | 2 |  | Included | 0
435 | 7000009249 | 880 | CRP & SAS | 1000003409 | Augmentation of Substation automation System for 400kV Main bay as perTechnical Specification | EA | 2 |  | Included | 0
436 | 7000009249 | 890 | CRP & SAS | 1000003411 | Augmentation of Substation automation System for 400kV Tie bay as perTechnical Specification | EA | 1 |  | Included | 0
437 | 7000009249 | 900 | CRP & SAS | 1000002165 | 400kV Circuit Breaker Relay Panel with Auto Reclose (with Automation) | EA | 3 |  | Included | 0
438 | 7000009249 | 910 | CRP & SAS | 1000002146 | Augmentation of existing 400kV bus bar protection scheme.(No. of baysas per specification)-(with Automation) | SET | 1 |  | Included | 0
439 | 7000009249 | 920 | PLCC | 1000010638 | Digital Protection Coupler | EA | 2 |  | Included | 0
440 | 7000009249 | 930 | PLCC | 1000004288 | 400kV,3150A,0.5mH , 40kA Line Trap | EA | 4 |  | Included | 0
441 | 7000009249 | 940 | PLCC | 1000004400 | 420 kV ,1 phase Bus Post Insulators for Line Traps | EA | 12 |  | Included | 0
442 | 7000009249 | 950 | PLCC | 1000010014 | Coupling device for PLCC | SET | 2 |  | Included | 0
443 | 7000009249 | 960 | PLCC | 1000000046 | Carrier Equipment Analog type (for Speech+Data & Speech+Protection) | EA | 2 |  | Included | 0
444 | 7000009249 | 970 | PLCC | 1000017887 | Protection Coupler for PLCC | EA | 2 |  | Included | 0
445 | 7000009249 | 980 | PLCC | 1000009250 | HF Cable 75 ohms for PLCC | M | 1000 |  | Included | 0
446 | 7000009249 | 990 | PLCC AT OTHER END | 1000010638 | Digital Protection Coupler | EA | 2 |  | Included | 0
447 | 7000009249 | 1000 | PLCC AT OTHER END | 1000010014 | Coupling device for PLCC | SET | 2 |  | Included | 0
448 | 7000009249 | 1010 | PLCC AT OTHER END | 1000000046 | Carrier Equipment Analog type (for Speech+Data & Speech+Protection) | EA | 2 |  | Included | 0
449 | 7000009249 | 1020 | PLCC AT OTHER END | 1000017887 | Protection Coupler for PLCC | EA | 2 |  | Included | 0
450 | 7000009249 | 1030 | PLCC AT OTHER END | 1000009250 | HF Cable 75 ohms for PLCC | M | 1000 |  | Included | 0
451 | 7000009249 | 1040 | AC & FPS | 1000006284 | Air conditioning system for Switchyard Panel Room of 6m length | SET | 1 |  | Included | 0
452 | 7000009249 | 1050 | AC & FPS | 1000012022 | 4.5 kg CO2 type Portable Fire extinguisher | EA | 1 |  | Included | 0
453 | 7000009249 | 1060 | AC & FPS | 1000012018 | Fire Detection and Alarm System for Switchyard Panel Room of 6 mlength | SET | 1 |  | Included | 0
454 | 7000009249 | 1070 | ILLUMINATION | 1000014547 | Lighting Panel type ACP-2 as per technical specification | EA | 1 |  | Included | 0
455 | 7000009249 | 1080 | ILLUMINATION | 1000013795 | Illumination System for switchyard panel room of 6 m length | LS | 1 |  | Included | 0
456 | 7000009249 | 1090 | ILLUMINATION | 1000038039 | LIGHTING FIXTURE LED LUMINAIRES TYPE FL-1 AS PER TECH. SPECIFICATIONS | EA | 10 |  | Included | 0
457 | 7000009249 | 1100 | STEEL STRUCTURE | 1000020193 | Fabrication, galvanising and supply of Standard Pipe Structure - 400kV CVT including nuts, bolts, all type of washers, packplates, stepbolts and gusset plates excluding foundation bolts | EA | 6 |  | Included | 0
458 | 7000009249 | 1110 | STEEL STRUCTURE | 1000020192 | Fabrication, galvanising and supply ofStandard Pipe Structure - 400 kV,1-Phase, CT including nuts, bolts, alltype of washers, packplates, step boltsand gusset plates excluding foundationbolts | EA | 9 |  | Included | 0
459 | 7000009249 | 1120 | STEEL STRUCTURE | 1000020196 | Fabrication, galvanising and supply ofStd Pipe Structure - 400 kV, 1-Phase,BPI, (Excluding Wave Trap), includingnuts, bolts, all type of washers,packplates, step bolts and gussetplates excluding foundation bolts | EA | 22 |  | Included | 0
460 | 7000009249 | 1130 | STEEL STRUCTURE | 1000020195 | Fabrication, galvanising and supply ofStandard Pipe Structure - 400 kV,1-Phase, SA including nuts, bolts,all type of washers, packplates, stepbolts and gusset plates excludingfoundation bolts | EA | 6 |  | Included | 0
461 | 7000009249 | 1140 | STEEL STRUCTURE | 1000020194 | Fabrication, galvanising and supply ofStandard Pipe Structure - 400 kV,3-Phase, ISOLATOR including nuts,bolts, all type of washers, packplates,step bolts and gusset plates excludingfoundation bolts | EA | 8 |  | Included | 0
462 | 7000009249 | 1150 | STEEL STRUCTURE | 1000012366 | Fabrication, galvanising and supply of 28mm dia foundation boltsincluding nuts, checknuts, washers and packplates. | EA | 424 |  | Included | 0
463 | 7000008970 | 70 | POWER & CONTROL CABLE | 1000000442 | 1.1kV grade Control Cables (PVCinsulated) along withlugs,glands,straight joints &accessories,etc. | LS | 1 |  | Included | 0
464 | 7000008970 | 80 | POWER & CONTROL CABLE | 1000000443 | 1.1kV grade Power Cables (PVCinsulated)along withlugs,glands,straight joints &accessories,etc. | LS | 1 |  | Included | 0
465 | 7000009249 | 1160 | VENDOR ASSESSED QTY | 1000011326 | Erection Hardware for 400kV I type layout-Spare bay of half dia as pertechnical specification | SET | 1 |  | Included | 0
466 | 7000009249 | 1170 | VENDOR ASSESSED QTY | 1000011322 | Erection Hardware for 400kV I type layout-Line bay as per technicalspecification | SET | 1 |  | Included | 0
467 | 7000008970 | 90 | VENDOR ASSESSED QTY | 1000011320 | Erection Hardware for 400kV I type layout-Any feeder Extn. on existinghalf dia. as per technical specification | SET | 1 |  | Included | 0
468 | 7000009249 | 1260 | MANDATORY SPARES | 1000019918 | Spares for 420kV Circuit Breaker | LS | 1 |  | Included | 0
469 | 7000009249 | 1270 | MANDATORY SPARES | 1000019919 | Spares for 420kV Double break Isolator | LS | 1 |  | Included | 0
470 | 7000009249 | 1280 | MANDATORY SPARES | 1000025941 | Spare-420kV CT 1 | SET | 1 |  | Included | 0
471 | 7000009249 | 1290 | MANDATORY SPARES | 1000025943 | Spare-420kV CVT 1 | SET | 1 |  | Included | 0
472 | 7000009249 | 1300 | MANDATORY SPARES | 1000024186 | SPARES FOR 336KV SURGE ARRESTER | LS | 1 |  | Included | 0
473 | 7000009249 | 1310 | MANDATORY SPARES | 1000025950 | Spare-PLCC | SET | 1 |  | Included | 0
474 | 7000009249 | 1320 | MANDATORY SPARES | 1000019927 | Spares-Substation Automation System | LS | 1 |  | Included | 0
475 | 7000009249 | 1330 | MANDATORY SPARES | 1000031083 | SPARE- LINE PROTECTION PANEL | LS | 1 |  | Included | 0
476 | 7000009249 | 1360 | Foundation Bolts | 1000012366 | Fabrication, galvanising and supply of 28mm dia foundation boltsincluding nuts, checknuts, washers and packplates. | EA | 388 |  | Included | 0
477 | 7000009249 | 1370 | Telecommunication equipment at Kozhikode | 1000031367 | SDH EQUIPMENT (STM-16 MADM UPTO 5 MSP PROTECTED DIRECTIONS)-BASEEQUIPMENT (COMMON CARDS, CROSS CONNECT/CONTROL CARDS, OPTICAL BASECARDS, POWER SUPPLY CARDS, POWER CABLING, OTHER HARDWARE ANDACCESSORIES INCLUDING SUB RACKS, PATCH CORD, DDF ETC FULLY EQUIPEDEXCLUDING OPTICAL INTERFACE & TRIBUTARY CARDS | EA | 1 |  | Included | 0
478 | 7000009249 | 1380 | Telecommunication equipment at Kozhikode | 1000018706 | S16.1 SFP | EA | 4 |  | Included | 0
479 | 7000009249 | 1430 | Telecommunication equipment at Kozhikode | 1000031413 | OPTICAL INTERFACE/SFP-V16.2 | EA | 2 |  | Included | 0
480 | 7000009249 | 1440 | Telecommunication equipment at Kozhikode | 1000019315 | Optical Line Interface card (to support minimum 150 kms) | EA | 2 |  | Included | 0
481 | 7000009249 | 1390 | Telecommunication equipment at Kozhikode | 1000031374 | TRIBUTARY INTERFACE- E1 INTERFACE (MINIMUM 16 NOS.) | SET | 2 |  | Included | 0
482 | 7000009249 | 1400 | Telecommunication equipment at Kozhikode | 1000034950 | ETHERNET INTERFACE 10/100 BASE T WITH LAYER-2 SWITCHING (MIN 8INTERFACES PER CARD) | EA | 2 |  | Included | 0
483 | 7000009249 | 1410 | Telecommunication equipment at Kozhikode | 1000031381 | TRIBUTARY INTERFACE-GIGABIT ETHERNET INTERFACES 10/100 MBPS WITH LAYER-2 SWITCHING (MINIMUM 2 NOS.) | SET | 1 |  | Included | 0
484 | 7000009249 | 1420 | Telecommunication equipment at Kozhikode | 1000026228 | Equipment Cabinets For SDH | EA | 1 |  | Included | 0
485 | 7000009249 | 1450 | Telecommunication equipment at Kozhikode | 1000028495 | NMS- CRAFT TERMINAL-HARDWARE | EA | 1 |  | Included | 0
486 | 7000009249 | 1460 | Telecommunication equipment at Kozhikode | 1000028265 | Software for Craft Terminal | EA | 1 |  | Included | 0
487 | 7000009249 | 1470 | Telecommunication equipment at Kozhikode | 1000034998 | VOIP TELEPHONE INSTRUMENT WITH ONE COMMON SWITCH (MIN. 8 PORT) | EA | 4 |  | Included | 0
488 | 7000009249 | 1480 | spares of tele eqpt at Kozhikode | 1000031369 | SDH EQUIPMENT (STM-16 MADM UPTO 5 MSP PROTECTED DIRECTIONS)-COMMONCARDS, CROSS-CONNECT/CONTROL CARDS, OPTICAL BASE CARD, POWER SUPPLYCARDS, POWER CABLING, OTHER HARDWARE & ACCESSORIES (EACH). | SET | 1 |  | Included | 0
489 | 7000009249 | 1490 | spares of tele eqpt at Kozhikode | 1000018706 | S16.1 SFP | EA | 1 |  | Included | 0
490 | 7000009249 | 1540 | spares of tele eqpt at Kozhikode | 1000031413 | OPTICAL INTERFACE/SFP-V16.2 | EA | 1 |  | Included | 0
491 | 7000009249 | 1550 | spares of tele eqpt at Kozhikode | 1000019315 | Optical Line Interface card (to support minimum 150 kms) | EA | 1 |  | Included | 0
492 | 7000009249 | 1500 | spares of tele eqpt at Kozhikode | 1000031374 | TRIBUTARY INTERFACE- E1 INTERFACE (MINIMUM 16 NOS.) | SET | 1 |  | Included | 0
493 | 7000009249 | 1510 | spares of tele eqpt at Kozhikode | 1000034950 | ETHERNET INTERFACE 10/100 BASE T WITH LAYER-2 SWITCHING (MIN 8INTERFACES PER CARD) | EA | 1 |  | Included | 0
494 | 7000009249 | 1520 | spares of tele eqpt at Kozhikode | 1000031381 | TRIBUTARY INTERFACE-GIGABIT ETHERNET INTERFACES 10/100 MBPS WITH LAYER-2 SWITCHING (MINIMUM 2 NOS.) | SET | 1 |  | Included | 0
495 | 7000009249 | 1530 | spares of tele eqpt at Kozhikode | 1000031398 | PRE CONNECTORIZED OPTICAL FIBER PATCH CORDS(10 MTRS) â€“ PACK OF SIXPATCH CORDS | SET | 1 |  | Included | 0
496 | 7000009249 | 1560 | spares of tele eqpt at Kozhikode | 1000034998 | VOIP TELEPHONE INSTRUMENT WITH ONE COMMON SWITCH (MIN. 8 PORT) | EA | 1 |  | Included | 0
497 | 7000009249 | 1580 | WAMs BoQ | 1000017518 | PMU with GPS Clock (clock can be either internal or external) | EA | 2 |  | Included | 0
498 | 7000009249 | 1590 | WAMs BoQ | 1000022512 | WAMS Hardware - Time System (GPS receiver) | EA | 2 |  | Included | 0
499 | 7000009249 | 1600 | WAMs BoQ | 1000022510 | WAMS Hardware - Substation Grade Layer-3 LAN Switches with minimum 4 x10/100 Mbps Ethernet ports and 2 x 1 Gbps Ethernet ports | EA | 3 |  | Included | 0
500 | 7000009249 | 1610 | WAMs BoQ | 1000022487 | WAMS Miscellaneous - Armored Fibre Optic Cable and associatedtermination (e.g. L2 Switch) for connecting PMU panels located indifferent control room of a station | EA | 1 |  | Included | 0
[5 empty] | Grand Total for Schedule-2 |  |  |  | 0
Note : | Bidders to note that the item description under various schedules are through unique material ID for respective items under SAP ERP System and therefore, identical item description appears in schedule-1(Ex-works) & schedule-2(F&I). However, the prices to be quoted in Price Schedule-2(F&I) shall be towards Local Transportation, In-transit Insurance, loading and unloading Services only in line with clause ITB 11.4(b).
Date : | -- | [6 empty] | Printed Name :
Place : | [7 empty] | Designation :
Click for Sch-3

## Sch-2 Dis (hidden)
Spec. No. CC-CS/903-SR2/SS-3951/3/G7 |  |  |  |  | Schedule - 2 Dis
Substation Package - SS-22 for i) 400kV Hosur S/s Extn., ii) 400kV Madhugiri S/s Extn., iii) 400kV Dharmapuri S/s Extn., iv) 400kV Hiriyur S/s Extn., v) 400kV Pugalur S/s (AIS) Extn., vi) 400kV Pugalur HVDC (GIS) S/s Extn., vii) 400/220kV Gazuwaka S/s Extn., viii) 1x 500MVA, 400/220kV ICT at Gazuwaka under SRSS-XXV and i) 220 kV Cochin S/s Extn., ii) 400kV Kozikode S/s Extn. under SRSS-XXVI | [5 empty] | As per Lum-sum |  | 0
(SCHEDULE OF RATES AND PRICES : FREIGHT & INSURANCE CHARGES) | [5 empty] | AS per Percent |  | #REF!
[6 empty] | As per lum-sum on Sch-2 |  | 0%
Bidder’s Name and Address (Sole Bidder) : |  |  |  | To: |  | As per Percent on Sch-2 |  | #REF!
|  |  |  | Contract Services |  | Total Discount |  | #REF!
Name : |  |  |  | Power Grid Corporation of India Ltd.,
Address : |  |  |  | "Saudamini", Plot No.-2
|  |  |  | Sector-29, |  | Multipackage Discount |  | 0%
Gurgaon (Haryana) - 122001
[5 empty] | All Prices are in Indian Rupees. |  | Amount after Discount (Rs.) |  | Dis Alert | Amount after MPD (Rs.)
SI. No. | Description | Unit | Quantity | Unit Freight & Insurance Charges | Total Freight & Insurance Charges |  | Unit Freight & Insurance Charges | Total Freight & Insurance Charges |  | Unit Freight & Insurance Charges | Total Freight & Insurance Charges
1 | 2 | 3 | 4 | 5 | 6 = 4 x 5 |  | 5 | 6 = 4 x 5 |  | 5 | 6 = 4 x 5
1 | #REF!
(a) | #REF! | #REF! | #REF! | #REF! | #REF!
2 | #REF!
(a) | #REF! | #REF! | #REF! | #REF! | #REF!
3 | #REF!
(a) | #REF! | #REF! | #REF! | #REF! | #REF!
(b) | #REF! | #REF! | #REF! | #REF! | #REF!
(c ) | #REF! | #REF! | #REF! | #REF! | #REF!
4 | #REF!
(a) | #REF! | #REF! | #REF! | #REF! | #REF!
(b) | #REF! | #REF! | #REF! | #REF! | #REF!
(c) | #REF! | #REF! | #REF! | #REF! | #REF!
(d) | #REF! | #REF! | #REF! | #REF! | #REF!
(e) | #REF! | #REF! | #REF! | #REF! | #REF!
(f) | #REF! | #REF! | #REF! | #REF! | #REF!
5 | #REF!
5.1 | #REF!
(a) | #REF! | #REF! | #REF! | #REF! | #REF!
5.2 | #REF!
(a) | #REF! | #REF! | #REF! | #REF! | #REF!
(b) | #REF! | #REF! | #REF! | #REF! | #REF!
(c) | #REF! | #REF! | #REF! | #REF! | #REF!
(d) | #REF! | #REF! | #REF! | #REF! | #REF!
5.3 | #REF!
(a) | #REF! | #REF! | #REF! | #REF! | #REF!
(b) | #REF! | #REF! | #REF! | #REF! | #REF!
(c) | #REF! | #REF! | #REF! | #REF! | #REF!
(d) | #REF! | #REF! | #REF! | #REF! | #REF!
(e) | #REF! | #REF! | #REF! | #REF! | #REF!
(f) | #REF! | #REF! | #REF! | #REF! | #REF!
5.4 | #REF!
(a) | #REF! | #REF! | #REF! | #REF! | #REF!
(b) | #REF! | #REF! | #REF! | #REF! | #REF!
(c) | #REF! | #REF! | #REF! | #REF! | #REF!
(d) | #REF! | #REF! | #REF! | #REF! | #REF!
(e) | #REF! | #REF! | #REF! | #REF! | #REF!
6 | #REF!
(a) | #REF! | #REF! | #REF! | #REF! | #REF!
(b) | #REF!
(i) | #REF! | #REF! | #REF! | #REF! | #REF!
(ii) | #REF! | #REF! | #REF! | #REF! | #REF!
| Total F&I Price |  |  |  | 0
Date : | --
Place : |  |  | Printed Name : | #REF!
|  |  | Designation : | #REF!
Click for Sch-3

## Sch-3
Spec. No. CC-CS/903-SR2/SS-3951/3/G7 | [14 empty] | Schedule - 3
Substation Package - SS-22 for i) 400kV Hosur S/s Extn., ii) 400kV Madhugiri S/s Extn., iii) 400kV Dharmapuri S/s Extn., iv) 400kV Hiriyur S/s Extn., v) 400kV Pugalur S/s (AIS) Extn., vi) 400kV Pugalur HVDC (GIS) S/s Extn., vii) 400/220kV Gazuwaka S/s Extn., viii) 1x 500MVA, 400/220kV ICT at Gazuwaka under SRSS-XXV and i) 220 kV Cochin S/s Extn., ii) 400kV Kozikode S/s Extn. under SRSS-XXVI | [20 empty] | As per Lum-sum |  | 0%
(SCHEDULE OF RATES AND PRICES) | [20 empty] | AS per Percent |  | #REF!
[21 empty] | As per lum-sum on Sch-3 |  | 0%
Bidder’s Name and Address (Sole Bidder) : | [13 empty] | To: | [6 empty] | As per Percent on Sch-3 |  | #REF!
[14 empty] | Contract Services | [6 empty] | Total Discount |  | #REF!
Name : | [13 empty] | Power Grid Corporation of India Ltd.,
Address : | [13 empty] | "Saudamini", Plot No.-2
[14 empty] | Sector-29, | [6 empty] | Multipackage lum-sum |  | 0%
Gurgaon (Haryana) - 122001
INSTALLATION CHARGES
[14 empty] | All Prices are in Indian Rupees. | [7 empty] | Amount after Discount (Rs.) |  | Dis Alert | Amount after MPD (Rs.)
Sl. No. | PR No | PR Line Item No | Activity Header | PR Activity No | Activity Description | Service Code | SAC (Service Accounting Codes) | Whether SAC in column ‘7A’ is confirmed. If not indicate applicable the SAC # | Rate of GST applicable (in %) | Whether rate of GST in column ‘7C’ is confirmed. If not indicate applicable rate of GST # | Description | Unit | Quantity | Unit Charges | Total Erection Charges |  |  | Total | Applicable GST | GST on ITEM |  | Unit Erection Charges | Total Erection Charges |  | Unit Erection Charges | Total Erection Charges
1 | 2 | 3 | 4 | 5 | 6 | 7 | 7A | 7B | 7C | 7D | 8 | 9 | 10 | 11 | 12 = 10 x 11 | [6 empty] | 5 | 6 = 4 x 5 |  | 5 | 6 = 4 x 5
I | 220kV Cochin Extn
1 | 7000009249 | 420 | 120 | 10 | 220 KV AIS EQUIPMENT | 100000435 | 998736 | Confirmed | 18% | Confirmed | 245kV, 1600A, 40KA Circuit Breaker(3-Phase) with support structure | EA | 2 |  | Included |  | 0 | 0 | 18% | 0
2 | 7000009249 | 420 | 120 | 20 | 220 KV AIS EQUIPMENT | 100000443 | 998736 | Confirmed | 18% | Confirmed | 245 kV, 1600A, 40KA, 1-Phase CurrentTransformer with 120% extended currentrating | EA | 6 |  | Included |  | 0 | 0 | 18% | 0
3 | 7000009249 | 420 | 120 | 30 | 220 KV AIS EQUIPMENT | 100000464 | 998736 | Confirmed | 18% | Confirmed | 245kV, 1600A, 40 KA, 3-phase DoubleBreak Tandem Isolator without E/S | EA | 4 |  | Included |  | 0 | 0 | 18% | 0
4 | 7000009249 | 420 | 120 | 40 | 220 KV AIS EQUIPMENT | 100000461 | 998736 | Confirmed | 18% | Confirmed | 245kV, 1600A, 40 KA, 3-phase DoubleBreak Isolator with one E/S | EA | 2 |  | Included |  | 0 | 0 | 18% | 0
5 | 7000009249 | 420 | 120 | 50 | 220 KV AIS EQUIPMENT | 100000462 | 998736 | Confirmed | 18% | Confirmed | 245kV, 1600A, 40 KA, 3-phase DoubleBreak Isolator with two E/S | EA | 2 |  | Included |  | 0 | 0 | 18% | 0
6 | 7000009249 | 420 | 120 | 60 | 220 KV AIS EQUIPMENT | 100000484 | 998736 | Confirmed | 18% | Confirmed | 216kV Surge Arrester (1-phase) | EA | 6 |  | Included |  | 0 | 0 | 18% | 0
7 | 7000009249 | 420 | 120 | 70 | 220 KV AIS EQUIPMENT | 100000448 | 998736 | Confirmed | 18% | Confirmed | 245 kV, 4400pf Capacitive Voltage Transformer (1- Phase) | EA | 6 |  | Included |  | 0 | 0 | 18% | 0
8 | 7000009249 | 420 | 120 | 80 | 220 KV AIS EQUIPMENT | 100000884 | 998734 | Confirmed | 18% | Confirmed | 245 kV ,1 phase Bus Post Insulators for Line Traps | EA | 6 |  | Included |  | 0 | 0 | 18% | 0
9 | 7000009249 | 420 | 120 | 90 | 220 KV AIS EQUIPMENT | 100001907 | 998736 | Confirmed | 18% | Confirmed | 245 kV,1 phase Bus Post Insulator (except for Line Traps) | EA | 26 |  | Included |  | 0 | 0 | 18% | 0
10 | 7000009249 | 430 | 130 | 50 | CRP & SAS | 100000738 | 998736 | Confirmed | 18% | Confirmed | 220kV Line Protection Panel (with Automation) | EA | 2 |  | Included |  | 0 | 0 | 18% | 0
11 | 7000009249 | 430 | 130 | 60 | CRP & SAS | 100000736 | 998736 | Confirmed | 18% | Confirmed | 220kV Circuit Breaker Relay Panel with Auto Reclose (with Automation) | EA | 2 |  | Included |  | 0 | 0 | 18% | 0
12 | 7000009249 | 430 | 130 | 70 | CRP & SAS | 100000772 | 998736 | Confirmed | 18% | Confirmed | Complete Substation automation System for 220kV bay as per Technical Specification | EA | 2 |  | Included |  | 0 | 0 | 18% | 0
13 | 7000009249 | 430 | 130 | 80 | CRP & SAS | 100000743 | 998736 | Confirmed | 18% | Confirmed | Augmentation of existing 220kV bus bar protection scheme.(No. of bays as per specification)-(with Automation) | SET | 1 |  | Included |  | 0 | 0 | 18% | 0
14 | 7000009249 | 440 | 140 | 30 | PLCC | 100000886 | 998734 | Confirmed | 18% | Confirmed | Coupling device for PLCC | EA | 2 |  | Included |  | 0 | 0 | 18% | 0
15 | 7000009249 | 440 | 140 | 40 | PLCC | 100000888 | 998734 | Confirmed | 18% | Confirmed | Carrier Equipment Analog type (for Speech+Data & Speech+Protection) | EA | 2 |  | Included |  | 0 | 0 | 18% | 0
16 | 7000009249 | 440 | 140 | 50 | PLCC | 100000890 | 998734 | Confirmed | 18% | Confirmed | Protection Coupler (Analog) | EA | 2 |  | Included |  | 0 | 0 | 18% | 0
17 | 7000009249 | 440 | 140 | 60 | PLCC | 100000887 | 998734 | Confirmed | 18% | Confirmed | HF CABLE FOR PLCC-75 OHM | M | 1000 |  | Included |  | 0 | 0 | 18% | 0
18 | 7000009249 | 440 | 140 | 70 | PLCC | 100000891 | 998734 | Confirmed | 18% | Confirmed | Digital Protection Coupler | EA | 2 |  | Included |  | 0 | 0 | 18% | 0
19 | 7000009249 | 440 | 140 | 90 | PLCC | 100001907 | 998736 | Confirmed | 18% | Confirmed | 245 kV,1 phase Bus Post Insulator (except for Line Traps) | EA | 6 |  | Included |  | 0 | 0 | 18% | 0
20 | 7000009249 | 440 | 140 | 100 | PLCC | 100000878 | 998734 | Confirmed | 18% | Confirmed | 220kV, 1600A, 0.5mH, 40 kA Line Trap | EA | 2 |  | Included |  | 0 | 0 | 18% | 0
21 | 7000009249 | 450 | 150 | 10 | PLCC AT OTHER END | 100000886 | 998734 | Confirmed | 18% | Confirmed | Coupling device for PLCC | EA | 2 |  | Included |  | 0 | 0 | 18% | 0
22 | 7000009249 | 450 | 150 | 20 | PLCC AT OTHER END | 100000888 | 998734 | Confirmed | 18% | Confirmed | Carrier Equipment Analog type (for Speech+Data & Speech+Protection) | EA | 2 |  | Included |  | 0 | 0 | 18% | 0
23 | 7000009249 | 450 | 150 | 30 | PLCC AT OTHER END | 100000890 | 998734 | Confirmed | 18% | Confirmed | Protection Coupler (Analog) | EA | 2 |  | Included |  | 0 | 0 | 18% | 0
24 | 7000009249 | 450 | 150 | 40 | PLCC AT OTHER END | 100000887 | 998734 | Confirmed | 18% | Confirmed | HF CABLE FOR PLCC-75 OHM | M | 500 |  | Included |  | 0 | 0 | 18% | 0
25 | 7000009249 | 450 | 150 | 50 | PLCC AT OTHER END | 100000891 | 998734 | Confirmed | 18% | Confirmed | Digital Protection Coupler | EA | 2 |  | Included |  | 0 | 0 | 18% | 0
26 | 7000009249 | 460 | 160 | 10 | AC & FPS | 100002338 | 995463 | Confirmed | 18% | Confirmed | Air Conditioning System as per technical specification for switchyard panel rooms for 400 kv | EA | 1 |  | Included |  | 0 | 0 | 18% | 0
27 | 7000009249 | 460 | 160 | 20 | AC & FPS | 100000975 | 995461 | Confirmed | 18% | Confirmed | 4.5 kg CO2 type Portable Fire extinguisher | EA | 1 |  | Included |  | 0 | 0 | 18% | 0
28 | 7000009249 | 460 | 160 | 30 | AC & FPS | 100002062 | 995461 | Confirmed | 18% | Confirmed | Fire Detection and Alarm System for Switchyard Panel Room of 6 m length | SET | 1 |  | Included |  | 0 | 0 | 18% | 0
29 | 7000009249 | 470 | 170 | 10 | ILLUMINATION | 100001021 | 995461 | Confirmed | 18% | Confirmed | Lighting Panel type ACP-2 as per technical specification | EA | 1 |  | Included |  | 0 | 0 | 18% | 0
30 | 7000009249 | 470 | 170 | 20 | ILLUMINATION | 100004852 | 998731 | Confirmed | 18% | Confirmed | Lighting Fixture LED Luminaires type FL-1 as per tech. specifications | EA | 10 |  | Included |  | 0 | 0 | 18% | 0
31 | 7000009249 | 470 | 170 | 30 | ILLUMINATION | 100001116 | 998739 | Confirmed | 18% | Confirmed | Illumination System for switchyard panel room of 6 m length | SET | 1 |  | Included |  | 0 | 0 | 18% | 0
32 | 7000009249 | 480 | 190 | 30 | VENDOR ASSESSED QTY | 100000490 | 998731 | Confirmed | 18% | Confirmed | Erection Hardware for 220kV layout (Double Main and Transfer Scheme as per SLD)-Bus work (two Bay) as per specification | SET | 1 |  | Included |  | 0 | 0 | 18% | 0
33 | 7000009249 | 480 | 190 | 40 | VENDOR ASSESSED QTY | 100000485 | 998731 | Confirmed | 18% | Confirmed | Erection Hardware for 220kV layout (Double Main and Transfer Scheme as per SLD)-Line Bay as per specification | SET | 2 |  | Included |  | 0 | 0 | 18% | 0
34 | 7000009249 | 570 | 210 | 60 | STEEL STRUCTURE | 100001220 | 995455 | Confirmed | 18% | Confirmed | Erection of Pipe Structure - 220 kV 1-Phase CT including nuts, bolts, all type of washers, packplates, step bolts and gusset platesexcluding foundation bolts | EA | 6 |  | Included |  | 0 | 0 | 18% | 0
35 | 7000009249 | 570 | 210 | 70 | STEEL STRUCTURE | 100001221 | 995455 | Confirmed | 18% | Confirmed | Erection of Pipe Structure - 220 kV 1-Phase CVT including nuts, bolts, all type of washers, packplates, step bolts and gusset platesexcluding foundation bolts | EA | 6 |  | Included |  | 0 | 0 | 18% | 0
36 | 7000009249 | 570 | 210 | 80 | STEEL STRUCTURE | 100001222 | 995455 | Confirmed | 18% | Confirmed | Erection of Pipe Structure - 220 kV 3-Phase ISOLATOR including nuts, bolts, all type of washers, packplates, step bolts and gussetplates excluding foundation bolts | EA | 8 |  | Included |  | 0 | 0 | 18% | 0
37 | 7000009249 | 570 | 210 | 100 | STEEL STRUCTURE | 100001224 | 995455 | Confirmed | 18% | Confirmed | Erection of Pipe Structure - 220 kV 1-Phase SA including nuts, bolts, all type of washers, packplates, step bolts and gusset platesexcluding foundation bolts | EA | 6 |  | Included |  | 0 | 0 | 18% | 0
38 | 7000009249 | 570 | 210 | 110 | STEEL STRUCTURE | 100001225 | 995455 | Confirmed | 18% | Confirmed | Erection of Pipe Structure - 220 kV 1-Phase BPI including nuts, bolts, all type of washers, packplates, step bolts and gusset platesexcluding foundation bolts | EA | 32 |  | Included |  | 0 | 0 | 18% | 0
39 | 7000009249 | 570 | 210 | 120 | STEEL STRUCTURE | 100001185 | 995455 | Confirmed | 18% | Confirmed | Erection of Std 220 kV Tower CB including nuts, bolts, all type of washers, packplates, step bolts and gusset plates excludingfoundation bolts | EA | 1 |  | Included |  | 0 | 0 | 18% | 0
40 | 7000009249 | 570 | 210 | 130 | STEEL STRUCTURE | 100001187 | 995455 | Confirmed | 18% | Confirmed | Erection of Std 220 kV Tower CC including nuts, bolts, all type of washers, packplates, step bolts and gusset plates excludingfoundation bolts | EA | 1 |  | Included |  | 0 | 0 | 18% | 0
41 | 7000009249 | 570 | 210 | 140 | STEEL STRUCTURE | 100001193 | 995455 | Confirmed | 18% | Confirmed | Erection of Std 220 kV Tower CTC including nuts, bolts, all type of washers, packplates, step bolts and gusset plates excludingfoundation bolts | EA | 1 |  | Included |  | 0 | 0 | 18% | 0
42 | 7000009249 | 570 | 210 | 150 | STEEL STRUCTURE | 100001198 | 995455 | Confirmed | 18% | Confirmed | Erection of Std 220 kV Tower CTG including nuts, bolts, all type of washers, packplates, step bolts and gusset plates excludingfoundation bolts | EA | 2 |  | Included |  | 0 | 0 | 18% | 0
43 | 7000009249 | 570 | 210 | 160 | STEEL STRUCTURE | 100001199 | 995455 | Confirmed | 18% | Confirmed | Erection of Std 220 kV Tower CTH including nuts, bolts, all type of washers, packplates, step bolts and gusset plates excludingfoundation bolts | EA | 1 |  | Included |  | 0 | 0 | 18% | 0
44 | 7000009249 | 570 | 210 | 170 | STEEL STRUCTURE | 100001204 | 995455 | Confirmed | 18% | Confirmed | Erection of Std 220 kV Gantry B1 including nuts, bolts, all type of washers, packplates, step bolts and gusset plates excludingfoundation bolts | EA | 3 |  | Included |  | 0 | 0 | 18% | 0
45 | 7000009249 | 570 | 210 | 180 | STEEL STRUCTURE | 100001205 | 995455 | Confirmed | 18% | Confirmed | Erection of Std 220 kV Gantry BG1 including nuts, bolts, all type of washers, packplates, step bolts and gusset plates excludingfoundation bolts | EA | 2 |  | Included |  | 0 | 0 | 18% | 0
46 | 7000009249 | 580 | 220 | 10 | Civil Works | 100001324 | 995433 | Confirmed | 18% | Confirmed | Excavation in all types of soil and rock including backfilling disposal etc. for all leads and lifts | M3 | 1739 |  | Included |  | 0 | 0 | 18% | 0
47 | 7000009249 | 580 | 220 | 20 | Civil Works | 100001325 | 995454 | Confirmed | 18% | Confirmed | Providing and laying of Plain Cement Concrete (PCC) (1:4:8) | M3 | 41 |  | Included |  | 0 | 0 | 18% | 0
48 | 7000009249 | 580 | 220 | 30 | Civil Works | 100001326 | 995454 | Confirmed | 18% | Confirmed | Providing and laying of Plain Cement Concrete (PCC) (1:2:4) | M3 | 15 |  | Included |  | 0 | 0 | 18% | 0
49 | 7000009249 | 580 | 220 | 40 | Civil Works | 100001327 | 995454 | Confirmed | 18% | Confirmed | Providing and laying of Reinforced Cement Concrete M25 mix including pre cast, shuttering, Grouting of pockets & underpinning butexcluding steel reinforcement | M3 | 290 |  | Included |  | 0 | 0 | 18% | 0
50 | 7000009249 | 580 | 220 | 50 | Civil Works | 100001328 | 995454 | Confirmed | 18% | Confirmed | Providing and laying Plain Cement Concrete 1:5:10 (1 cement : 5 sand : 10 brick aggregate) | M3 | 188 |  | Included |  | 0 | 0 | 18% | 0
51 | 7000009249 | 580 | 220 | 60 | Civil Works | 100001329 | 995454 | Confirmed | 18% | Confirmed | Steel Reinforcement | MT | 67 |  | Included |  | 0 | 0 | 18% | 0
52 | 7000009249 | 580 | 220 | 70 | Civil Works | 100001331 | 995455 | Confirmed | 18% | Confirmed | Misc. Structural steel including rails, embedments, edge protection angles, gratings etc. but excluding the reinforcement steel andsteel for lattice and pipe structures. | MT | 4 |  | Included |  | 0 | 0 | 18% | 0
53 | 7000009249 | 580 | 220 | 80 | Civil Works | 100001714 | 995428 | Confirmed | 18% | Confirmed | Stone spreading in switchyard excluding PCC | M2 | 2500 |  | Included |  | 0 | 0 | 18% | 0
54 | 7000009249 | 580 | 220 | 90 | Civil Works | 100001713 | 995424 | Confirmed | 18% | Confirmed | Antiweed treatment | M2 | 2500 |  | Included |  | 0 | 0 | 18% | 0
55 | 7000009249 | 580 | 220 | 100 | Civil Works | 100001735 | 995462 | Confirmed | 18% | Confirmed | RCC culverts and cable trench crossings including supplying and laying hume pipe 250mm dia of grade (NP-3) excluding concrete as perspecification. | M | 16 |  | Included |  | 0 | 0 | 18% | 0
56 | 7000009249 | 580 | 220 | 110 | Civil Works | 100001736 | 995462 | Confirmed | 18% | Confirmed | RCC culverts and cable trench crossings including supplying and laying hume pipe 300mm dia of grade (NP-3) excluding concrete as perspecification. | M | 8 |  | Included |  | 0 | 0 | 18% | 0
57 | 7000009249 | 580 | 220 | 120 | Civil Works | 100001737 | 995462 | Confirmed | 18% | Confirmed | RCC culverts and cable trench crossings including supplying and laying hume pipe 450mm dia of grade (NP-3) excluding concrete as perspecification. | M | 8 |  | Included |  | 0 | 0 | 18% | 0
58 | 7000009249 | 580 | 220 | 130 | Civil Works | 100003437 | 995454 | Confirmed | 18% | Confirmed | Switchyard Panel Room - Civil Works. All civil works as per drawing and specifications complete, including - brickwork, finishing(external and internal), windows etc. However, excavation, PCC, RCC and reinforcement shall be paid separately as per BPS. | M2 | 29 |  | Included |  | 0 | 0 | 18% | 0
59 | 7000009249 | 580 | 220 | 49 | Civil Works | 100001436 | 995451 | Confirmed | 18% | Confirmed | Boring, providing and installing bore cast-in-situ reinforced cement concrete pile of specified diameter and length below the pilecap, M25 grade in cement concrete, to carry a safe working load not less than specified excluding the cost of reinforcement steeland cement concrete which shall be paid separately but including the cost of boring with casing and/or bentonite solution and thelength of pile to be embedded in the pile cap (length of pile boring for payment shall be measured up to bottom of pile cap)-500 mmdia | M | 1638 |  | Included |  | 0 | 0 | 18% | 0
60 | 7000009249 | 580 | 220 | 48 | Civil Works | 100003768 | 995451 | Confirmed | 18% | Confirmed | Providing and laying of reinforced cement concrete for piling work of Grade M-25 ( Minimum cement content of 400Kg/cu.m.) ofspecified diameter & length below the pile cap | M3 | 322 |  | Included |  | 0 | 0 | 18% | 0
61 | 7000009249 | 590 | 230 | 10 | Foundation Bolts | 100001674 | 995455 | Confirmed | 18% | Confirmed | Erection of 28mm dia foundation bolts including nuts, checknuts, washers and packplates. | EA | 452 |  | Included |  | 0 | 0 | 18% | 0
62 | 7000009249 | 590 | 230 | 20 | Foundation Bolts | 100001676 | 995455 | Confirmed | 18% | Confirmed | Erection of 40mm dia foundation bolts including nuts, checknuts, washers and packplates. | EA | 16 |  | Included |  | 0 | 0 | 18% | 0
63 | 7000009249 | 590 | 230 | 30 | Foundation Bolts | 100001677 | 995455 | Confirmed | 18% | Confirmed | Erection of 56mm dia foundation bolts including nuts, checknuts, washers and packplates | EA | 32 |  | Included |  | 0 | 0 | 18% | 0
64 | 7000009249 | 790 | 300 | 10 | Ser tele eqp at Cochin | 100002812 | 998734 | Confirmed | 18% | Confirmed | SDH Equipment (STM-16 MADM upto 5 MSP protected directions)-Base Equipment (Common cards, Cross Connect/control cards, optical basecards, power supply cards, power cabling, other hardware and accessories including sub racks, patch cord, DDF etc fully equipedexcluding optical interface & Tributary cards | EA | 1 |  | Included |  | 0 | 0 | 18% | 0
65 | 7000009249 | 790 | 300 | 20 | Ser tele eqp at Cochin | 170000433 | 998734 | Confirmed | 18% | Confirmed | Optical Interface Cards/SFP# -S16.1 for SDH Equipment-STM-16 | EA | 6 |  | Included |  | 0 | 0 | 18% | 0
66 | 7000009249 | 790 | 300 | 60 | Ser tele eqp at Cochin | 100002825 | 998734 | Confirmed | 18% | Confirmed | Tributary interface- E1 interface (Minimum 16 nos.) | SET | 2 |  | Included |  | 0 | 0 | 18% | 0
67 | 7000009249 | 790 | 300 | 70 | Ser tele eqp at Cochin | 170000550 | 998336 | Confirmed | 18% | Confirmed | Ethernet Interface 10/100 Base T with Layer-2 switching (Min 8 Interfaces per card) | EA | 2 |  | Included |  | 0 | 0 | 18% | 0
68 | 7000009249 | 790 | 300 | 80 | Ser tele eqp at Cochin | 100002829 | 998734 | Confirmed | 18% | Confirmed | Tributary interface-Gigabit Ethernet Interfaces 10/100 Mbps with Layer -2 Switching (minimum 2 nos.) | SET | 1 |  | Included |  | 0 | 0 | 18% | 0
69 | 7000009249 | 790 | 300 | 90 | Ser tele eqp at Cochin | 170000375 | 998734 | Confirmed | 18% | Confirmed | Equipment Cabinets-For SDH Equipments | EA | 1 |  | Included |  | 0 | 0 | 18% | 0
70 | 7000009249 | 790 | 300 | 120 | Ser tele eqp at Cochin | 170000376 | 998734 | Confirmed | 18% | Confirmed | NMS-Craft Terminal-Hardware | EA | 1 |  | Included |  | 0 | 0 | 18% | 0
71 | 7000009249 | 790 | 300 | 130 | Ser tele eqp at Cochin | 170000377 | 998734 | Confirmed | 18% | Confirmed | NMS-Craft Terminal-Software | EA | 1 |  | Included |  | 0 | 0 | 18% | 0
72 | 7000009249 | 790 | 300 | 140 | Ser tele eqp at Cochin | 170000551 | 998336 | Confirmed | 18% | Confirmed | VOIP telephone instrument with one common switch (min. 8 port) | EA | 4 |  | Included |  | 0 | 0 | 18% | 0
73 | 7000009249 | 20 | 320 | 140 | POWER & CONTROL CABLE LS | 100002182 | 998736 | Confirmed | 18% | Confirmed | 1.1kV grade Control Cables (PVCinsulated) along withlugs,glands,straight joints &accessories,etc. | LS | 1 |  | Included |  | 0 | 0 | 18% | 0
74 | 7000009249 | 20 | 320 | 150 | POWER & CONTROL CABLE LS | 100002181 | 998736 | Confirmed | 18% | Confirmed | 1.1kV grade Power Cables (PVCinsulated)along withlugs,glands,straight joints &accessories,etc. | LS | 1 |  | Included |  | 0 | 0 | 18% | 0
1: II; 2: 400kV Kozhikode Extn |  |  | 0
75 | 7000009249 | 1180 | 100 | 10 | 400KV AIS EQUIPMENT | 100000275 | 998736 | Confirmed | 18% | Confirmed | 420 kV, 4400 pF Capacitive Voltage Transformer (1-Phase) | EA | 6 |  | Included |  | 0 | 0 | 18% | 0
76 | 7000009249 | 1180 | 100 | 20 | 400KV AIS EQUIPMENT | 100000328 | 998736 | Confirmed | 18% | Confirmed | 336kV Surge Arrester (1-phase) | EA | 6 |  | Included |  | 0 | 0 | 18% | 0
77 | 7000009249 | 1180 | 100 | 30 | 400KV AIS EQUIPMENT | 100000340 | 998736 | Confirmed | 18% | Confirmed | 420 kV Bus Post Insulator (Except for wave traps) | EA | 10 |  | Included |  | 0 | 0 | 18% | 0
78 | 7000009249 | 1180 | 100 | 40 | 400KV AIS EQUIPMENT | 100000263 | 998736 | Confirmed | 18% | Confirmed | 420kV, 3150A, 40kA Circuit Breaker(3-Phase) without closing resistor(with support structure) | EA | 2 |  | Included |  | 0 | 0 | 18% | 0
79 | 7000009249 | 1180 | 100 | 50 | 400KV AIS EQUIPMENT | 100000271 | 998736 | Confirmed | 18% | Confirmed | 420 kV, 3000A, 40KA, 1-Phase CurrentTransformer with 120% extended currentrating | EA | 9 |  | Included |  | 0 | 0 | 18% | 0
80 | 7000009249 | 1180 | 100 | 60 | 400KV AIS EQUIPMENT | 100000281 | 998736 | Confirmed | 18% | Confirmed | 420kV, 3150A, 40KA, Isolator (3-phase)(Double Break) with one E/S | EA | 8 |  | Included |  | 0 | 0 | 18% | 0
81 | 7000009249 | 1180 | 100 | 70 | 400KV AIS EQUIPMENT | 100000262 | 998736 | Confirmed | 18% | Confirmed | 420kV, 3150A, 40kA Circuit Breaker(3-Phase) with closing resistor (withsupport structure) | EA | 1 |  | Included |  | 0 | 0 | 18% | 0
82 | 7000009249 | 1190 | 110 | 10 | CRP & SAS | 100000730 | 998736 | Confirmed | 18% | Confirmed | 400kV Line Protection Panel (with Automation) | EA | 2 |  | Included |  | 0 | 0 | 18% | 0
83 | 7000009249 | 1190 | 110 | 20 | CRP & SAS | 100000728 | 998736 | Confirmed | 18% | Confirmed | 400kV Circuit Breaker Relay Panel with Auto Reclose (with Automation) | EA | 3 |  | Included |  | 0 | 0 | 18% | 0
84 | 7000009249 | 1190 | 110 | 30 | CRP & SAS | 100002069 | 998736 | Confirmed | 18% | Confirmed | Augmentation of Substation automation System for 400kV Main bay as per Technical Specification | EA | 2 |  | Included |  | 0 | 0 | 18% | 0
85 | 7000009249 | 1190 | 110 | 40 | CRP & SAS | 100002075 | 998736 | Confirmed | 18% | Confirmed | Augmentation of Substation automation System for 400kV Tie bay as per Technical Specification | EA | 1 |  | Included |  | 0 | 0 | 18% | 0
86 | 7000009249 | 1190 | 110 | 50 | CRP & SAS | 100000796 | 998736 | Confirmed | 18% | Confirmed | Augmentation of existing 400kV bus bar protection scheme | SET | 1 |  | Included |  | 0 | 0 | 18% | 0
87 | 7000009249 | 1200 | 120 | 10 | PLCC | 100000871 | 998734 | Confirmed | 18% | Confirmed | 400kV,3150A,0.5mH , 40kA Line Trap | EA | 4 |  | Included |  | 0 | 0 | 18% | 0
88 | 7000009249 | 1200 | 120 | 20 | PLCC | 100000883 | 998734 | Confirmed | 18% | Confirmed | 420 kV ,1 phase Bus Post Insulators for Line Traps | EA | 12 |  | Included |  | 0 | 0 | 18% | 0
89 | 7000009249 | 1200 | 120 | 30 | PLCC | 100000886 | 998734 | Confirmed | 18% | Confirmed | Coupling device for PLCC | EA | 2 |  | Included |  | 0 | 0 | 18% | 0
90 | 7000009249 | 1200 | 120 | 40 | PLCC | 100000888 | 998734 | Confirmed | 18% | Confirmed | Carrier Equipment Analog type (for Speech+Data & Speech+Protection) | EA | 2 |  | Included |  | 0 | 0 | 18% | 0
91 | 7000009249 | 1200 | 120 | 50 | PLCC | 100000890 | 998734 | Confirmed | 18% | Confirmed | Protection Coupler (Analog) | EA | 2 |  | Included |  | 0 | 0 | 18% | 0
92 | 7000009249 | 1200 | 120 | 60 | PLCC | 100000887 | 998734 | Confirmed | 18% | Confirmed | HF CABLE FOR PLCC-75 OHM | M | 1000 |  | Included |  | 0 | 0 | 18% | 0
93 | 7000009249 | 1200 | 120 | 70 | PLCC | 100000891 | 998734 | Confirmed | 18% | Confirmed | Digital Protection Coupler | EA | 2 |  | Included |  | 0 | 0 | 18% | 0
94 | 7000009249 | 1210 | 130 | 10 | PLCC AT OTHER END | 100000886 | 998734 | Confirmed | 18% | Confirmed | Coupling device for PLCC | EA | 2 |  | Included |  | 0 | 0 | 18% | 0
95 | 7000009249 | 1210 | 130 | 20 | PLCC AT OTHER END | 100000888 | 998734 | Confirmed | 18% | Confirmed | Carrier Equipment Analog type (for Speech+Data & Speech+Protection) | EA | 2 |  | Included |  | 0 | 0 | 18% | 0
96 | 7000009249 | 1210 | 130 | 30 | PLCC AT OTHER END | 100000890 | 998734 | Confirmed | 18% | Confirmed | Protection Coupler (Analog) | EA | 2 |  | Included |  | 0 | 0 | 18% | 0
97 | 7000009249 | 1210 | 130 | 40 | PLCC AT OTHER END | 100000887 | 998734 | Confirmed | 18% | Confirmed | HF CABLE FOR PLCC-75 OHM | M | 1000 |  | Included |  | 0 | 0 | 18% | 0
98 | 7000009249 | 1210 | 130 | 50 | PLCC AT OTHER END | 100000891 | 998734 | Confirmed | 18% | Confirmed | Digital Protection Coupler | EA | 2 |  | Included |  | 0 | 0 | 18% | 0
99 | 7000009249 | 1220 | 140 | 10 | AC & FPS | 100002338 | 995463 | Confirmed | 18% | Confirmed | Air Conditioning System as per technical specification for switchyard panel rooms for 400 kv | EA | 1 |  | Included |  | 0 | 0 | 18% | 0
100 | 7000009249 | 1220 | 140 | 20 | AC & FPS | 100000975 | 995461 | Confirmed | 18% | Confirmed | 4.5 kg CO2 type Portable Fire extinguisher | EA | 1 |  | Included |  | 0 | 0 | 18% | 0
101 | 7000009249 | 1220 | 140 | 30 | AC & FPS | 100002062 | 995461 | Confirmed | 18% | Confirmed | Fire Detection and Alarm System for Switchyard Panel Room of 6 m length | SET | 1 |  | Included |  | 0 | 0 | 18% | 0
102 | 7000009249 | 1230 | 150 | 10 | ILLUMINATION | 100001021 | 995461 | Confirmed | 18% | Confirmed | Lighting Panel type ACP-2 as per technical specification | EA | 1 |  | Included |  | 0 | 0 | 18% | 0
103 | 7000009249 | 1230 | 150 | 20 | ILLUMINATION | 100004852 | 998731 | Confirmed | 18% | Confirmed | Lighting Fixture LED Luminaires type FL-1 as per tech. specifications | EA | 10 |  | Included |  | 0 | 0 | 18% | 0
104 | 7000009249 | 1230 | 150 | 30 | ILLUMINATION | 100001116 | 998739 | Confirmed | 18% | Confirmed | Illumination System for switchyard panel room of 6 m length | SET | 1 |  | Included |  | 0 | 0 | 18% | 0
105 | 7000009249 | 1240 | 160 | 10 | STEEL STRUCTURE | 100001212 | 995455 | Confirmed | 18% | Confirmed | Erection of Pipe Structure - 400 kV 1-Phase CT including nuts, bolts, all type of washers, packplates, step bolts and gusset platesexcluding foundation bolts | EA | 9 |  | Included |  | 0 | 0 | 18% | 0
106 | 7000009249 | 1240 | 160 | 20 | STEEL STRUCTURE | 100001217 | 995455 | Confirmed | 18% | Confirmed | Erection of Pipe Structure - 400 kV, 1-Phase, BPI, (Excluding Wave Trap), including nuts, bolts, all type of washers,packplates, step bolts and gusset plates excluding foundation bolts | EA | 10 |  | Included |  | 0 | 0 | 18% | 0
107 | 7000009249 | 1240 | 160 | 30 | STEEL STRUCTURE | 100001213 | 995455 | Confirmed | 18% | Confirmed | Erection of Pipe Structure - 400 kV 1-Phase CVT including nuts, bolts, all type of washers, packplates, step bolts and gusset platesexcluding foundation bolts | EA | 6 |  | Included |  | 0 | 0 | 18% | 0
108 | 7000009249 | 1240 | 160 | 40 | STEEL STRUCTURE | 100001216 | 995455 | Confirmed | 18% | Confirmed | Erection of Pipe Structure - 400 kV 1-Phase SA including nuts, bolts, all type of washers, packplates, step bolts and gusset platesexcluding foundation bolts | EA | 6 |  | Included |  | 0 | 0 | 18% | 0
109 | 7000009249 | 1240 | 160 | 50 | STEEL STRUCTURE | 100001214 | 995455 | Confirmed | 18% | Confirmed | Erection of Pipe Structure - 400 kV 3-Phase ISOLATOR including nuts, bolts, all type of washers, packplates, step bolts and gussetplates excluding foundation bolts | EA | 8 |  | Included |  | 0 | 0 | 18% | 0
110 | 7000009249 | 1250 | 180 | 10 | VENDOR ASSESSED QTY | 100000329 | 998731 | Confirmed | 18% | Confirmed | Erection Hardware for 400kV I type layout-Line bay as per specification | SET | 1 |  | Included |  | 0 | 0 | 18% | 0
111 | 7000009249 | 1250 | 180 | 20 | VENDOR ASSESSED QTY | 100000335 | 998731 | Confirmed | 18% | Confirmed | Erection Hardware for 400kV I type layout-Spare bay of half dia as per specification | SET | 1 |  | Included |  | 0 | 0 | 18% | 0
112 | 7000009249 | 1250 | 180 | 30 | VENDOR ASSESSED QTY | 100000339 | 998731 | Confirmed | 18% | Confirmed | Erection Hardware for 400kV I type layout-Any feeder Extn. on existing half dia. as per specification | SET | 1 |  | Included |  | 0 | 0 | 18% | 0
113 | 7000009249 | 1340 | 200 | 10 | Civil Works | 100001324 | 995433 | Confirmed | 18% | Confirmed | Excavation in all types of soil and rock including backfilling disposal etc. for all leads and lifts | M3 | 1118 |  | Included |  | 0 | 0 | 18% | 0
114 | 7000009249 | 1340 | 200 | 20 | Civil Works | 100001325 | 995454 | Confirmed | 18% | Confirmed | Providing and laying of Plain Cement Concrete (PCC) (1:4:8) | M3 | 49 |  | Included |  | 0 | 0 | 18% | 0
115 | 7000009249 | 1340 | 200 | 30 | Civil Works | 100001326 | 995454 | Confirmed | 18% | Confirmed | Providing and laying of Plain Cement Concrete (PCC) (1:2:4) | M3 | 26 |  | Included |  | 0 | 0 | 18% | 0
116 | 7000009249 | 1340 | 200 | 40 | Civil Works | 100001327 | 995454 | Confirmed | 18% | Confirmed | Providing and laying of Reinforced Cement Concrete M25 mix including pre cast, shuttering, Grouting of pockets & underpinning butexcluding steel reinforcement | M3 | 259 |  | Included |  | 0 | 0 | 18% | 0
117 | 7000009249 | 1340 | 200 | 50 | Civil Works | 100001328 | 995454 | Confirmed | 18% | Confirmed | Providing and laying Plain Cement Concrete 1:5:10 (1 cement : 5 sand : 10 brick aggregate) | M3 | 225 |  | Included |  | 0 | 0 | 18% | 0
118 | 7000009249 | 1340 | 200 | 60 | Civil Works | 100001329 | 995454 | Confirmed | 18% | Confirmed | Steel Reinforcement | MT | 9 |  | Included |  | 0 | 0 | 18% | 0
119 | 7000009249 | 1340 | 200 | 70 | Civil Works | 100001331 | 995455 | Confirmed | 18% | Confirmed | Misc. Structural steel including rails, embedments, edge protection angles, gratings etc. but excluding the reinforcement steel andsteel for lattice and pipe structures. | MT | 9 |  | Included |  | 0 | 0 | 18% | 0
120 | 7000009249 | 1340 | 200 | 80 | Civil Works | 100001714 | 995428 | Confirmed | 18% | Confirmed | Stone spreading in switchyard excluding PCC | M2 | 3000 |  | Included |  | 0 | 0 | 18% | 0
121 | 7000009249 | 1340 | 200 | 90 | Civil Works | 100001713 | 995424 | Confirmed | 18% | Confirmed | Antiweed treatment | M2 | 3000 |  | Included |  | 0 | 0 | 18% | 0
122 | 7000009249 | 1340 | 200 | 100 | Civil Works | 100001735 | 995462 | Confirmed | 18% | Confirmed | RCC culverts and cable trench crossings including supplying and laying hume pipe 250mm dia of grade (NP-3) excluding concrete as perspecification. | M | 32 |  | Included |  | 0 | 0 | 18% | 0
123 | 7000009249 | 1340 | 200 | 110 | Civil Works | 100001736 | 995462 | Confirmed | 18% | Confirmed | RCC culverts and cable trench crossings including supplying and laying hume pipe 300mm dia of grade (NP-3) excluding concrete as perspecification. | M | 16 |  | Included |  | 0 | 0 | 18% | 0
124 | 7000009249 | 1340 | 200 | 120 | Civil Works | 100001737 | 995462 | Confirmed | 18% | Confirmed | RCC culverts and cable trench crossings including supplying and laying hume pipe 450mm dia of grade (NP-3) excluding concrete as perspecification. | M | 16 |  | Included |  | 0 | 0 | 18% | 0
125 | 7000009249 | 1340 | 200 | 130 | Civil Works | 100001712 | 995428 | Confirmed | 18% | Confirmed | Removing,cleaning and washing of existing stones and respreading of stones in switchyard excluding PCC | M2 | 1000 |  | Included |  | 0 | 0 | 18% | 0
126 | 7000009249 | 1340 | 200 | 140 | Civil Works | 100003437 | 995454 | Confirmed | 18% | Confirmed | Switchyard Panel Room - Civil Works. All civil works as per drawing and specifications complete, including - brickwork, finishing(external and internal), windows etc. However, excavation, PCC, RCC and reinforcement shall be paid separately as per BPS. | M2 | 29 |  | Included |  | 0 | 0 | 18% | 0
127 | 7000009249 | 1350 | 210 | 10 | Foundation Bolts | 100001674 | 995455 | Confirmed | 18% | Confirmed | Erection of 28mm dia foundation bolts including nuts, checknuts, washers and packplates. | EA | 388 |  | Included |  | 0 | 0 | 18% | 0
128 | 7000009249 | 1570 | 250 | 10 | Ser tele eqp at Kozhikode | 100002812 | 998734 | Confirmed | 18% | Confirmed | SDH Equipment (STM-16 MADM upto 5 MSP protected directions)-Base Equipment (Common cards, Cross Connect/control cards, optical basecards, power supply cards, power cabling, other hardware and accessories including sub racks, patch cord, DDF etc fully equipedexcluding optical interface & Tributary cards | EA | 1 |  | Included |  | 0 | 0 | 18% | 0
129 | 7000009249 | 1570 | 250 | 20 | Ser tele eqp at Kozhikode | 170000433 | 998734 | Confirmed | 18% | Confirmed | Optical Interface Cards/SFP# -S16.1 for SDH Equipment-STM-16 | EA | 4 |  | Included |  | 0 | 0 | 18% | 0
130 | 7000009249 | 1570 | 250 | 50 | Ser tele eqp at Kozhikode | 100002825 | 998734 | Confirmed | 18% | Confirmed | Tributary interface- E1 interface (Minimum 16 nos.) | SET | 2 |  | Included |  | 0 | 0 | 18% | 0
131 | 7000009249 | 1570 | 250 | 60 | Ser tele eqp at Kozhikode | 170000550 | 998336 | Confirmed | 18% | Confirmed | Ethernet Interface 10/100 Base T with Layer-2 switching (Min 8 Interfaces per card) | EA | 2 |  | Included |  | 0 | 0 | 18% | 0
132 | 7000009249 | 1570 | 250 | 70 | Ser tele eqp at Kozhikode | 100002829 | 998734 | Confirmed | 18% | Confirmed | Tributary interface-Gigabit Ethernet Interfaces 10/100 Mbps with Layer -2 Switching (minimum 2 nos.) | SET | 1 |  | Included |  | 0 | 0 | 18% | 0
133 | 7000009249 | 1570 | 250 | 80 | Ser tele eqp at Kozhikode | 170000375 | 998734 | Confirmed | 18% | Confirmed | Equipment Cabinets-For SDH Equipments | EA | 1 |  | Included |  | 0 | 0 | 18% | 0
134 | 7000009249 | 1570 | 250 | 41 | Ser tele eqp at Kozhikode | 100002813 | 998734 | Confirmed | 18% | Confirmed | Optical Interface/SFP-V16.2 | EA | 1 |  | Included |  | 0 | 0 | 18% | 0
135 | 7000009249 | 1570 | 250 | 110 | Ser tele eqp at Kozhikode | 170000374 | 998734 | Confirmed | 18% | Confirmed | Optical Interface Card (to support minimum 150 kms) for STM-16 | EA | 2 |  | Included |  | 0 | 0 | 18% | 0
136 | 7000009249 | 1570 | 250 | 120 | Ser tele eqp at Kozhikode | 170000376 | 998734 | Confirmed | 18% | Confirmed | NMS-Craft Terminal-Hardware | EA | 1 |  | Included |  | 0 | 0 | 18% | 0
137 | 7000009249 | 1570 | 250 | 130 | Ser tele eqp at Kozhikode | 170000377 | 998734 | Confirmed | 18% | Confirmed | NMS-Craft Terminal-Software | EA | 1 |  | Included |  | 0 | 0 | 18% | 0
138 | 7000009249 | 1570 | 250 | 140 | Ser tele eqp at Kozhikode | 170000551 | 998336 | Confirmed | 18% | Confirmed | VOIP telephone instrument with one common switch (min. 8 port) | EA | 4 |  | Included |  | 0 | 0 | 18% | 0
139 | 7000009249 | 1620 | 270 | 10 | Wams Service | 170000502 | 998713 | Confirmed | 18% | Confirmed | Service:- Phasor Measurement Unit (PMU) | EA | 2 |  | Included |  | 0 | 0 | 18% | 0
140 | 7000009249 | 1620 | 270 | 20 | Wams Service | 170000503 | 998713 | Confirmed | 18% | Confirmed | Installation of Substation Grade Layer-3 LAN Switches as per Technical Specification | EA | 3 |  | Included |  | 0 | 0 | 18% | 0
141 | 7000009249 | 1620 | 270 | 30 | Wams Service | 170000530 | 998734 | Confirmed | 18% | Confirmed | WAMS TIME SYSTEM(GPS RECEIVER) | EA | 2 |  | Included |  | 0 | 0 | 18% | 0
142 | 7000009249 | 1620 | 270 | 40 | Wams Service | 170000504 | 998713 | Confirmed | 18% | Confirmed | Services:- Armored Fibre Optic Cable and associated termination equipment | LOT | 1 |  | Included |  | 0 | 0 | 18% | 0
143 | 7000009249 | 1620 | 270 | 50 | Wams Service | 170000501 | 998734 | Confirmed | 18% | Confirmed | Integration of PMU with the PDC (Phasor Data Concentrator) of RLDCs and respective SLDCs as required. | LOT | 1 |  | Included |  | 0 | 0 | 18% | 0
144 | 7000009249 | 10 | 300 | 140 | POWER & CONTROL CABLE LS | 100002182 | 998736 | Confirmed | 18% | Confirmed | 1.1kV grade Control Cables (PVCinsulated) along withlugs,glands,straight joints &accessories,etc. | LS | 1 |  | Included |  | 0 | 0 | 18% | 0
145 | 7000009249 | 10 | 300 | 150 | POWER & CONTROL CABLE LS | 100002181 | 998736 | Confirmed | 18% | Confirmed | 1.1kV grade Power Cables (PVCinsulated)along withlugs,glands,straight joints &accessories,etc. | LS | 1 |  | Included |  | 0 | 0 | 18% | 0
1: III; 2: 400kV Hosur S/s Extn. |  |  | 0
146 | 7000009236 | 1430 | 180 | 10 | Installation of 400 kVEquipment | 100000268 | 998736 | Confirmed | 18% | Confirmed | Controlled Switching Device for 420 kV, 3-ph Circuit Breaker | EA | 2 |  | Included |  | 0 | 0 | 18% | 0
147 | 7000009236 | 1430 | 180 | 30 | Installation of 400 kVEquipment | 100000328 | 998736 | Confirmed | 18% | Confirmed | 336kV Surge Arrester (1-phase) | EA | 3 |  | Included |  | 0 | 0 | 18% | 0
148 | 7000009236 | 1430 | 180 | 40 | Installation of 400 kVEquipment | 100000340 | 998736 | Confirmed | 18% | Confirmed | 420 kV Bus Post Insulator (Except for wave traps) | EA | 6 |  | Included |  | 0 | 0 | 18% | 0
149 | 7000009236 | 1430 | 180 | 90 | Installation of 400 kVEquipment | 100000281 | 998736 | Confirmed | 18% | Confirmed | 420kV, 3150A, 40KA, Isolator (3-phase)(Double Break) with one E/S | EA | 2 |  | Included |  | 0 | 0 | 18% | 0
150 | 7000009236 | 1430 | 180 | 100 | Installation of 400 kVEquipment | 100000271 | 998736 | Confirmed | 18% | Confirmed | 420 kV, 3000A, 40KA, 1-Phase CurrentTransformer with 120% extended currentrating | EA | 3 |  | Included |  | 0 | 0 | 18% | 0
151 | 7000009236 | 1430 | 180 | 110 | Installation of 400 kVEquipment | 100000263 | 998736 | Confirmed | 18% | Confirmed | 420kV, 3150A, 40kA Circuit Breaker(3-Phase) without closing resistor(with support structure) | EA | 1 |  | Included |  | 0 | 0 | 18% | 0
152 | 7000009236 | 1440 | 230 | 70 | Installation of Relay & Protection Panel | 100000788 | 998736 | Confirmed | 18% | Confirmed | Augmentation of existing 400kV Control Panel (Bus Scheme as per SLD) | EA | 1 |  | Included |  | 0 | 0 | 18% | 0
153 | 7000009236 | 1440 | 230 | 80 | Installation of Relay & Protection Panel | 100000794 | 998736 | Confirmed | 18% | Confirmed | 400kV Reactor Protection Panel | EA | 1 |  | Included |  | 0 | 0 | 18% | 0
154 | 7000009236 | 1440 | 230 | 90 | Installation of Relay & Protection Panel | 100000796 | 998736 | Confirmed | 18% | Confirmed | Augmentation of existing 400kV bus bar protection scheme | SET | 1 |  | Included |  | 0 | 0 | 18% | 0
155 | 7000009236 | 1440 | 230 | 100 | Installation of Relay & Protection Panel | 100003228 | 998736 | Confirmed | 18% | Confirmed | Bay Control Unit including interface accessories integration with NTAMC as per technical specification. | EA | 1 |  | Included |  | 0 | 0 | 18% | 0
156 | 7000009236 | 1440 | 230 | 110 | Installation of Relay & Protection Panel | 100000790 | 998736 | Confirmed | 18% | Confirmed | 400kV Circuit Breaker Relay Panel without Auto Reclose | EA | 1 |  | Included |  | 0 | 0 | 18% | 0
157 | 7000009236 | 1450 | 270 | 10 | Installation of Mechanical Auxiliaries | 100000972 | 998736 | Confirmed | 18% | Confirmed | 9litre water type Portable Fire extinguisher | EA | 1 |  | Included |  | 0 | 0 | 18% | 0
158 | 7000009236 | 1450 | 270 | 20 | Installation of Mechanical Auxiliaries | 100000975 | 995461 | Confirmed | 18% | Confirmed | 4.5 kg CO2 type Portable Fire extinguisher | EA | 2 |  | Included |  | 0 | 0 | 18% | 0
159 | 7000009236 | 1450 | 270 | 80 | Installation of Mechanical Auxiliaries | 100002752 | 998736 | Confirmed | 18% | Confirmed | 5Kg dry chemical powered type Portable Fire extinguisher | EA | 2 |  | Included |  | 0 | 0 | 18% | 0
160 | 7000009236 | 1450 | 270 | 100 | Installation of Mechanical Auxiliaries | 100002063 | 995461 | Confirmed | 18% | Confirmed | Fire Detection and Alarm System for Switchyard Panel Room of 3 m length | SET | 1 |  | Included |  | 0 | 0 | 18% | 0
161 | 7000009236 | 1450 | 270 | 110 | Installation of Mechanical Auxiliaries | 100001010 | 998736 | Confirmed | 18% | Confirmed | HVW spray system, Hydrant system and complete U/G & O/G piping and accessories etc. out side the pump house for 125 MVAR, 420kV, 3phase Bus Reactor | SET | 1 |  | Included |  | 0 | 0 | 18% | 0
162 | 7000009236 | 1450 | 270 | 120 | Installation of Mechanical Auxiliaries | 100001868 | 998736 | Confirmed | 18% | Confirmed | Hydrant system, complete U/G piping and accessories etc. outside the Pump House for Fire Protection of 400/220kV (Ext) Substation | SET | 1 |  | Included |  | 0 | 0 | 18% | 0
163 | 7000009236 | 1460 | 280 | 10 | Installation of Illumination | 100001021 | 995461 | Confirmed | 18% | Confirmed | Lighting Panel type ACP-2 as per technical specification | EA | 2 |  | Included |  | 0 | 0 | 18% | 0
164 | 7000009236 | 1460 | 280 | 20 | Installation of Illumination | 100001024 | 998731 | Confirmed | 18% | Confirmed | Sub Lighting panel (outdoor) type SLP (Switchyard and Street Lighting) | EA | 1 |  | Included |  | 0 | 0 | 18% | 0
165 | 7000009236 | 1460 | 280 | 50 | Installation of Illumination | 100001052 | 998731 | Confirmed | 18% | Confirmed | 63A, 415V : Interlocked switch socket outdoor Receptacle (type RP) as per technical specifications | EA | 2 |  | Included |  | 0 | 0 | 18% | 0
166 | 7000009236 | 1460 | 280 | 60 | Installation of Illumination | 100001051 | 998731 | Confirmed | 18% | Confirmed | 15A, 240V: Outdoor Receptacle 2 pole, 3-pin modular (type RO) as per technical specifications | EA | 5 |  | Included |  | 0 | 0 | 18% | 0
167 | 7000009236 | 1460 | 280 | 100 | Installation of Illumination | 100004930 | 998731 | Confirmed | 18% | Confirmed | LED Flood Light LuminariesType as per technical specification | EA | 10 |  | Included |  | 0 | 0 | 18% | 0
168 | 7000009236 | 1460 | 280 | 110 | Installation of Illumination | 100004931 | 998731 | Confirmed | 18% | Confirmed | LED Flood Light Luminaries Type FL-2 (250W) as per technical specification | EA | 18 |  | Included |  | 0 | 0 | 18% | 0
169 | 7000009236 | 1460 | 280 | 120 | Installation of Illumination | 100004936 | 998731 | Confirmed | 18% | Confirmed | Portable Flood Light Panel with LED LuminariesType FL-2 (250W) | EA | 1 |  | Included |  | 0 | 0 | 18% | 0
170 | 7000009236 | 1460 | 280 | 130 | Installation of Illumination | 100004943 | 998731 | Confirmed | 18% | Confirmed | RQ-2 Type Receptacle of 400A as per technical specification | EA | 1 |  | Included |  | 0 | 0 | 18% | 0
171 | 7000009236 | 1470 | 290 | 60 | Installation of Vendor Assesed Quantity | 100000331 | 998731 | Confirmed | 18% | Confirmed | Erection Hardware for 400kV I type layout-Bus Reactor bay as per specification as per specification | SET | 1 |  | Included |  | 0 | 0 | 18% | 0
172 | 7000009236 | 1470 | 290 | 70 | Installation of Vendor Assesed Quantity | 100000335 | 998731 | Confirmed | 18% | Confirmed | Erection Hardware for 400kV I type layout-Spare bay of half dia as per specification | SET | 1 |  | Included |  | 0 | 0 | 18% | 0
173 | 7000009236 | 1480 | 300 | 40 | Installation of Structures | 100001212 | 995455 | Confirmed | 18% | Confirmed | Erection of Pipe Structure - 400 kV 1-Phase CT including nuts, bolts, all type of washers, packplates, step bolts and gusset platesexcluding foundation bolts | EA | 3 |  | Included |  | 0 | 0 | 18% | 0
174 | 7000009236 | 1480 | 300 | 50 | Installation of Structures | 100001214 | 995455 | Confirmed | 18% | Confirmed | Erection of Pipe Structure - 400 kV 3-Phase ISOLATOR including nuts, bolts, all type of washers, packplates, step bolts and gussetplates excluding foundation bolts | EA | 2 |  | Included |  | 0 | 0 | 18% | 0
175 | 7000009236 | 1480 | 300 | 60 | Installation of Structures | 100001216 | 995455 | Confirmed | 18% | Confirmed | Erection of Pipe Structure - 400 kV 1-Phase SA including nuts, bolts, all type of washers, packplates, step bolts and gusset platesexcluding foundation bolts | EA | 3 |  | Included |  | 0 | 0 | 18% | 0
176 | 7000009236 | 1480 | 300 | 70 | Installation of Structures | 100001217 | 995455 | Confirmed | 18% | Confirmed | Erection of Pipe Structure - 400 kV, 1-Phase, BPI, (Excluding Wave Trap), including nuts, bolts, all type of washers,packplates, step bolts and gusset plates excluding foundation bolts | EA | 6 |  | Included |  | 0 | 0 | 18% | 0
177 | 7000009236 | 1480 | 300 | 80 | Installation of Structures | 100001674 | 995455 | Confirmed | 18% | Confirmed | Erection of 28mm dia foundation bolts including nuts, checknuts, washers and packplates. | EA | 96 |  | Included |  | 0 | 0 | 18% | 0
178 | 7000009236 | 1480 | 300 | 90 | Installation of Structures | 100001677 | 995455 | Confirmed | 18% | Confirmed | Erection of 56mm dia foundation bolts including nuts, checknuts, washers and packplates | EA | 16 |  | Included |  | 0 | 0 | 18% | 0
179 | 7000009236 | 1480 | 300 | 100 | Installation of Structures | 100002452 | 995455 | Confirmed | 18% | Confirmed | Lightening Mast(LM)-40m complete with foundation bolts/nuts platforms etc. | EA | 1 |  | Included |  | 0 | 0 | 18% | 0
180 | 7000009236 | 1550 | 560 | 10 | Installation of Power&Control Cable(LS) | 100002181 | 998736 | Confirmed | 18% | Confirmed | 1.1kV grade Power Cables (PVCinsulated)along withlugs,glands,straight joints &accessories,etc. | LS | 1 |  | Included |  | 0 | 0 | 18% | 0
181 | 7000009236 | 1550 | 560 | 20 | Installation of Power&Control Cable(LS) | 100002182 | 998736 | Confirmed | 18% | Confirmed | 1.1kV grade Control Cables (PVCinsulated) along withlugs,glands,straight joints &accessories,etc. | LS | 1 |  | Included |  | 0 | 0 | 18% | 0
182 | 7000009236 | 1550 | 560 | 30 | Installation of Power&Control Cable(LS) | 100002183 | 995461 | Confirmed | 18% | Confirmed | Cable glands, lugs & straight through joints for Power & Control cables | LS | 1 |  | Included |  | 0 | 0 | 18% | 0
183 | 7000009236 | 1560 | 580 | 10 | Civil works | 100004464 | 995433 | Confirmed | 18% | Confirmed | Earthwork in Excavation in all types of soils and soft/disintegrated rocks including disposal and rough grading of excavatedmaterial within a lead of 1000 meters beyond the levelling boundary as per TS | M3 | 1360 |  | Included |  | 0 | 0 | 18% | 0
184 | 7000009236 | 1560 | 580 | 20 | Civil works | 100001325 | 995454 | Confirmed | 18% | Confirmed | Providing and laying of Plain Cement Concrete (PCC) (1:4:8) | M3 | 67 |  | Included |  | 0 | 0 | 18% | 0
185 | 7000009236 | 1560 | 580 | 30 | Civil works | 100001326 | 995454 | Confirmed | 18% | Confirmed | Providing and laying of Plain Cement Concrete (PCC) (1:2:4) | M3 | 13 |  | Included |  | 0 | 0 | 18% | 0
186 | 7000009236 | 1560 | 580 | 40 | Civil works | 100001327 | 995454 | Confirmed | 18% | Confirmed | Providing and laying of Reinforced Cement Concrete M25 mix including pre cast, shuttering, Grouting of pockets & underpinning butexcluding steel reinforcement | M3 | 308 |  | Included |  | 0 | 0 | 18% | 0
187 | 7000009236 | 1560 | 580 | 50 | Civil works | 100001328 | 995454 | Confirmed | 18% | Confirmed | Providing and laying Plain Cement Concrete 1:5:10 (1 cement : 5 sand : 10 brick aggregate) | M3 | 104 |  | Included |  | 0 | 0 | 18% | 0
188 | 7000009236 | 1560 | 580 | 60 | Civil works | 100001329 | 995454 | Confirmed | 18% | Confirmed | Steel Reinforcement | MT | 24 |  | Included |  | 0 | 0 | 18% | 0
189 | 7000009236 | 1560 | 580 | 70 | Civil works | 100001331 | 995455 | Confirmed | 18% | Confirmed | Misc. Structural steel including rails, embedments, edge protection angles, gratings etc. but excluding the reinforcement steel andsteel for lattice and pipe structures. | MT | 11 |  | Included |  | 0 | 0 | 18% | 0
190 | 7000009236 | 1560 | 580 | 100 | Civil works | 100001330 | 995428 | Confirmed | 18% | Confirmed | Stone filling (40 mm size) for transformer/Reactor foundation | M3 | 15 |  | Included |  | 0 | 0 | 18% | 0
191 | 7000009236 | 1560 | 580 | 110 | Civil works | 100002581 | 995421 | Confirmed | 18% | Confirmed | Construction of rail cum road as per drawing including all item such as excavation,compactions, rolling watering, WBM etc. butexcluding concrete reinforcement and structural steel-Section having two rails | M2 | 150 |  | Included |  | 0 | 0 | 18% | 0
192 | 7000009236 | 1560 | 580 | 120 | Civil works | 100001376 | 995428 | Confirmed | 18% | Confirmed | Removing,cleaning and washing of existing stones and respreading of stones in switchyard after doing anti-weed treatment excludingPCC | M2 | 1350 |  | Included |  | 0 | 0 | 18% | 0
193 | 7000009236 | 1560 | 580 | 130 | Civil works | 100001735 | 995462 | Confirmed | 18% | Confirmed | RCC culverts and cable trench crossings including supplying and laying hume pipe 250mm dia of grade (NP-3) excluding concrete as perspecification. | M | 12 |  | Included |  | 0 | 0 | 18% | 0
194 | 7000009236 | 1560 | 580 | 140 | Civil works | 100001736 | 995462 | Confirmed | 18% | Confirmed | RCC culverts and cable trench crossings including supplying and laying hume pipe 300mm dia of grade (NP-3) excluding concrete as perspecification. | M | 12 |  | Included |  | 0 | 0 | 18% | 0
195 | 7000009236 | 1560 | 580 | 150 | Civil works | 100001737 | 995462 | Confirmed | 18% | Confirmed | RCC culverts and cable trench crossings including supplying and laying hume pipe 450mm dia of grade (NP-3) excluding concrete as perspecification. | M | 12 |  | Included |  | 0 | 0 | 18% | 0
196 | 7000009236 | 1560 | 580 | 160 | Civil works | 100001761 | 995462 | Confirmed | 18% | Confirmed | Drains section A-A including culverts but excluding concrete & reinforcement steel | M | 25 |  | Included |  | 0 | 0 | 18% | 0
197 | 7000009236 | 1560 | 580 | 170 | Civil works | 100001762 | 995462 | Confirmed | 18% | Confirmed | Drains Section B-B including culverts but excluding concrete & reinforcement steel | M | 25 |  | Included |  | 0 | 0 | 18% | 0
198 | 7000009236 | 1560 | 580 | 180 | Civil works | 100001721 | 995428 | Confirmed | 18% | Confirmed | Supplying, filling and compacting stone boulders mixed with sand under foundations, roads, cable trenches, drains etc in layers notexceeding 250mm thickness including ramming, watering compacting | M3 | 200 |  | Included |  | 0 | 0 | 18% | 0
1: IV; 2: 400kV Madhugiri(AIS) S/s Extn. |  |  | 0
199 | 7000009236 | 1900 | 180 | 10 | Installation of 400 kVEquipment | 100000268 | 998736 | Confirmed | 18% | Confirmed | Controlled Switching Device for 420 kV, 3-ph Circuit Breaker | EA | 2 |  | Included |  | 0 | 0 | 18% | 0
200 | 7000009236 | 1900 | 180 | 20 | Installation of 400 kVEquipment | 100000270 | 998736 | Confirmed | 18% | Confirmed | 420 kV, 3000A, 50KA, 1-Phase CurrentTransformer with 120% extended currentrating | EA | 3 |  | Included |  | 0 | 0 | 18% | 0
201 | 7000009236 | 1900 | 180 | 30 | Installation of 400 kVEquipment | 100000328 | 998736 | Confirmed | 18% | Confirmed | 336kV Surge Arrester (1-phase) | EA | 3 |  | Included |  | 0 | 0 | 18% | 0
202 | 7000009236 | 1900 | 180 | 40 | Installation of 400 kVEquipment | 100000340 | 998736 | Confirmed | 18% | Confirmed | 420 kV Bus Post Insulator (Except for wave traps) | EA | 9 |  | Included |  | 0 | 0 | 18% | 0
203 | 7000009236 | 1900 | 180 | 50 | Installation of 400 kVEquipment | 100001898 | 998736 | Confirmed | 18% | Confirmed | 420kV, 3150A, 50kA Circuit Breaker(3-Phase) without closing resistor(withsupport structure) | EA | 1 |  | Included |  | 0 | 0 | 18% | 0
204 | 7000009236 | 1900 | 180 | 70 | Installation of 400 kVEquipment | 100000307 | 998736 | Confirmed | 18% | Confirmed | 420kV, 3150A, 50KA, Isolator (3-phase)(Double Break) with one E/S | EA | 2 |  | Included |  | 0 | 0 | 18% | 0
205 | 7000009236 | 1910 | 230 | 20 | Installation of Relay & Protection Panel | 100000794 | 998736 | Confirmed | 18% | Confirmed | 400kV Reactor Protection Panel | EA | 1 |  | Included |  | 0 | 0 | 18% | 0
206 | 7000009236 | 1910 | 230 | 30 | Installation of Relay & Protection Panel | 100000796 | 998736 | Confirmed | 18% | Confirmed | Augmentation of existing 400kV bus bar protection scheme | SET | 1 |  | Included |  | 0 | 0 | 18% | 0
207 | 7000009236 | 1910 | 230 | 50 | Installation of Relay & Protection Panel | 100000790 | 998736 | Confirmed | 18% | Confirmed | 400kV Circuit Breaker Relay Panel without Auto Reclose | EA | 1 |  | Included |  | 0 | 0 | 18% | 0
208 | 7000009236 | 1920 | 270 | 10 | Installation of Mechanical Auxiliaries | 100000972 | 998736 | Confirmed | 18% | Confirmed | 9litre water type Portable Fire extinguisher | EA | 1 |  | Included |  | 0 | 0 | 18% | 0
209 | 7000009236 | 1920 | 270 | 20 | Installation of Mechanical Auxiliaries | 100000975 | 995461 | Confirmed | 18% | Confirmed | 4.5 kg CO2 type Portable Fire extinguisher | EA | 2 |  | Included |  | 0 | 0 | 18% | 0
210 | 7000009236 | 1920 | 270 | 40 | Installation of Mechanical Auxiliaries | 100002752 | 998736 | Confirmed | 18% | Confirmed | 5Kg dry chemical powered type Portable Fire extinguisher | EA | 2 |  | Included |  | 0 | 0 | 18% | 0
211 | 7000009236 | 1920 | 270 | 70 | Installation of Mechanical Auxiliaries | 100001010 | 998736 | Confirmed | 18% | Confirmed | HVW spray system, Hydrant system and complete U/G & O/G piping and accessories etc. out side the pump house for 125 MVAR, 420kV, 3phase Bus Reactor | SET | 1 |  | Included |  | 0 | 0 | 18% | 0
212 | 7000009236 | 1920 | 270 | 80 | Installation of Mechanical Auxiliaries | 100001868 | 998736 | Confirmed | 18% | Confirmed | Hydrant system, complete U/G piping and accessories etc. outside the Pump House for Fire Protection of 400/220kV (Ext) Substation | SET | 1 |  | Included |  | 0 | 0 | 18% | 0
213 | 7000009236 | 1930 | 280 | 10 | Installation of Illumination | 100001021 | 995461 | Confirmed | 18% | Confirmed | Lighting Panel type ACP-2 as per technical specification | EA | 2 |  | Included |  | 0 | 0 | 18% | 0
214 | 7000009236 | 1930 | 280 | 20 | Installation of Illumination | 100001024 | 998731 | Confirmed | 18% | Confirmed | Sub Lighting panel (outdoor) type SLP (Switchyard and Street Lighting) | EA | 1 |  | Included |  | 0 | 0 | 18% | 0
215 | 7000009236 | 1930 | 280 | 30 | Installation of Illumination | 100001052 | 998731 | Confirmed | 18% | Confirmed | 63A, 415V : Interlocked switch socket outdoor Receptacle (type RP) as per technical specifications | EA | 2 |  | Included |  | 0 | 0 | 18% | 0
216 | 7000009236 | 1930 | 280 | 40 | Installation of Illumination | 100001051 | 998731 | Confirmed | 18% | Confirmed | 15A, 240V: Outdoor Receptacle 2 pole, 3-pin modular (type RO) as per technical specifications | EA | 5 |  | Included |  | 0 | 0 | 18% | 0
217 | 7000009236 | 1930 | 280 | 60 | Installation of Illumination | 100004930 | 998731 | Confirmed | 18% | Confirmed | LED Flood Light LuminariesType as per technical specification | EA | 10 |  | Included |  | 0 | 0 | 18% | 0
218 | 7000009236 | 1930 | 280 | 70 | Installation of Illumination | 100004931 | 998731 | Confirmed | 18% | Confirmed | LED Flood Light Luminaries Type FL-2 (250W) as per technical specification | EA | 18 |  | Included |  | 0 | 0 | 18% | 0
219 | 7000009236 | 1930 | 280 | 80 | Installation of Illumination | 100004936 | 998731 | Confirmed | 18% | Confirmed | Portable Flood Light Panel with LED LuminariesType FL-2 (250W) | EA | 1 |  | Included |  | 0 | 0 | 18% | 0
220 | 7000009236 | 1930 | 280 | 90 | Installation of Illumination | 100004943 | 998731 | Confirmed | 18% | Confirmed | RQ-2 Type Receptacle of 400A as per technical specification | EA | 1 |  | Included |  | 0 | 0 | 18% | 0
221 | 7000009236 | 1940 | 290 | 10 | Installation of Vendor Assesed Quantity | 100000331 | 998731 | Confirmed | 18% | Confirmed | Erection Hardware for 400kV I type layout-Bus Reactor bay as per specification as per specification | SET | 1 |  | Included |  | 0 | 0 | 18% | 0
222 | 7000009236 | 1940 | 290 | 20 | Installation of Vendor Assesed Quantity | 100000335 | 998731 | Confirmed | 18% | Confirmed | Erection Hardware for 400kV I type layout-Spare bay of half dia as per specification | SET | 1 |  | Included |  | 0 | 0 | 18% | 0
223 | 7000009236 | 1950 | 300 | 10 | Installation of Structures | 100001212 | 995455 | Confirmed | 18% | Confirmed | Erection of Pipe Structure - 400 kV 1-Phase CT including nuts, bolts, all type of washers, packplates, step bolts and gusset platesexcluding foundation bolts | EA | 3 |  | Included |  | 0 | 0 | 18% | 0
224 | 7000009236 | 1950 | 300 | 20 | Installation of Structures | 100001214 | 995455 | Confirmed | 18% | Confirmed | Erection of Pipe Structure - 400 kV 3-Phase ISOLATOR including nuts, bolts, all type of washers, packplates, step bolts and gussetplates excluding foundation bolts | EA | 2 |  | Included |  | 0 | 0 | 18% | 0
225 | 7000009236 | 1950 | 300 | 30 | Installation of Structures | 100001216 | 995455 | Confirmed | 18% | Confirmed | Erection of Pipe Structure - 400 kV 1-Phase SA including nuts, bolts, all type of washers, packplates, step bolts and gusset platesexcluding foundation bolts | EA | 3 |  | Included |  | 0 | 0 | 18% | 0
226 | 7000009236 | 1950 | 300 | 40 | Installation of Structures | 100001217 | 995455 | Confirmed | 18% | Confirmed | Erection of Pipe Structure - 400 kV, 1-Phase, BPI, (Excluding Wave Trap), including nuts, bolts, all type of washers,packplates, step bolts and gusset plates excluding foundation bolts | EA | 9 |  | Included |  | 0 | 0 | 18% | 0
227 | 7000009236 | 1950 | 300 | 50 | Installation of Structures | 100001674 | 995455 | Confirmed | 18% | Confirmed | Erection of 28mm dia foundation bolts including nuts, checknuts, washers and packplates. | EA | 108 |  | Included |  | 0 | 0 | 18% | 0
228 | 7000009236 | 1950 | 300 | 60 | Installation of Structures | 100001677 | 995455 | Confirmed | 18% | Confirmed | Erection of 56mm dia foundation bolts including nuts, checknuts, washers and packplates | EA | 16 |  | Included |  | 0 | 0 | 18% | 0
229 | 7000009236 | 1950 | 300 | 70 | Installation of Structures | 100002452 | 995455 | Confirmed | 18% | Confirmed | Lightening Mast(LM)-40m complete with foundation bolts/nuts platforms etc. | EA | 1 |  | Included |  | 0 | 0 | 18% | 0
230 | 7000009236 | 2020 | 560 | 10 | Installation of Power&Control Cable(LS) | 100002181 | 998736 | Confirmed | 18% | Confirmed | 1.1kV grade Power Cables (PVCinsulated)along withlugs,glands,straight joints &accessories,etc. | LS | 1 |  | Included |  | 0 | 0 | 18% | 0
231 | 7000009236 | 2020 | 560 | 20 | Installation of Power&Control Cable(LS) | 100002182 | 998736 | Confirmed | 18% | Confirmed | 1.1kV grade Control Cables (PVCinsulated) along withlugs,glands,straight joints &accessories,etc. | LS | 1 |  | Included |  | 0 | 0 | 18% | 0
232 | 7000009236 | 2020 | 560 | 30 | Installation of Power&Control Cable(LS) | 100002183 | 995461 | Confirmed | 18% | Confirmed | Cable glands, lugs & straight through joints for Power & Control cables | LS | 1 |  | Included |  | 0 | 0 | 18% | 0
233 | 7000009236 | 2030 | 580 | 10 | Civil works | 100004464 | 995433 | Confirmed | 18% | Confirmed | Earthwork in Excavation in all types of soils and soft/disintegrated rocks including disposal and rough grading of excavatedmaterial within a lead of 1000 meters beyond the levelling boundary as per TS | M3 | 1595 |  | Included |  | 0 | 0 | 18% | 0
234 | 7000009236 | 2030 | 580 | 20 | Civil works | 100001325 | 995454 | Confirmed | 18% | Confirmed | Providing and laying of Plain Cement Concrete (PCC) (1:4:8) | M3 | 60 |  | Included |  | 0 | 0 | 18% | 0
235 | 7000009236 | 2030 | 580 | 30 | Civil works | 100001326 | 995454 | Confirmed | 18% | Confirmed | Providing and laying of Plain Cement Concrete (PCC) (1:2:4) | M3 | 19 |  | Included |  | 0 | 0 | 18% | 0
236 | 7000009236 | 2030 | 580 | 40 | Civil works | 100001327 | 995454 | Confirmed | 18% | Confirmed | Providing and laying of Reinforced Cement Concrete M25 mix including pre cast, shuttering, Grouting of pockets & underpinning butexcluding steel reinforcement | M3 | 269 |  | Included |  | 0 | 0 | 18% | 0
237 | 7000009236 | 2030 | 580 | 50 | Civil works | 100001328 | 995454 | Confirmed | 18% | Confirmed | Providing and laying Plain Cement Concrete 1:5:10 (1 cement : 5 sand : 10 brick aggregate) | M3 | 153 |  | Included |  | 0 | 0 | 18% | 0
238 | 7000009236 | 2030 | 580 | 60 | Civil works | 100001329 | 995454 | Confirmed | 18% | Confirmed | Steel Reinforcement | MT | 24 |  | Included |  | 0 | 0 | 18% | 0
239 | 7000009236 | 2030 | 580 | 70 | Civil works | 100001331 | 995455 | Confirmed | 18% | Confirmed | Misc. Structural steel including rails, embedments, edge protection angles, gratings etc. but excluding the reinforcement steel andsteel for lattice and pipe structures. | MT | 5 |  | Included |  | 0 | 0 | 18% | 0
240 | 7000009236 | 2030 | 580 | 80 | Civil works | 100001714 | 995428 | Confirmed | 18% | Confirmed | Stone spreading in switchyard excluding PCC | M2 | 500 |  | Included |  | 0 | 0 | 18% | 0
241 | 7000009236 | 2030 | 580 | 90 | Civil works | 100001713 | 995424 | Confirmed | 18% | Confirmed | Antiweed treatment | M2 | 500 |  | Included |  | 0 | 0 | 18% | 0
242 | 7000009236 | 2030 | 580 | 100 | Civil works | 100001330 | 995428 | Confirmed | 18% | Confirmed | Stone filling (40 mm size) for transformer/Reactor foundation | M3 | 15 |  | Included |  | 0 | 0 | 18% | 0
243 | 7000009236 | 2030 | 580 | 110 | Civil works | 100002581 | 995421 | Confirmed | 18% | Confirmed | Construction of rail cum road as per drawing including all item such as excavation,compactions, rolling watering, WBM etc. butexcluding concrete reinforcement and structural steel-Section having two rails | M2 | 100 |  | Included |  | 0 | 0 | 18% | 0
244 | 7000009236 | 2030 | 580 | 120 | Civil works | 100001376 | 995428 | Confirmed | 18% | Confirmed | Removing,cleaning and washing of existing stones and respreading of stones in switchyard after doing anti-weed treatment excludingPCC | M2 | 1500 |  | Included |  | 0 | 0 | 18% | 0
245 | 7000009236 | 2030 | 580 | 130 | Civil works | 100001735 | 995462 | Confirmed | 18% | Confirmed | RCC culverts and cable trench crossings including supplying and laying hume pipe 250mm dia of grade (NP-3) excluding concrete as perspecification. | M | 12 |  | Included |  | 0 | 0 | 18% | 0
246 | 7000009236 | 2030 | 580 | 140 | Civil works | 100001736 | 995462 | Confirmed | 18% | Confirmed | RCC culverts and cable trench crossings including supplying and laying hume pipe 300mm dia of grade (NP-3) excluding concrete as perspecification. | M | 12 |  | Included |  | 0 | 0 | 18% | 0
247 | 7000009236 | 2030 | 580 | 150 | Civil works | 100001737 | 995462 | Confirmed | 18% | Confirmed | RCC culverts and cable trench crossings including supplying and laying hume pipe 450mm dia of grade (NP-3) excluding concrete as perspecification. | M | 24 |  | Included |  | 0 | 0 | 18% | 0
248 | 7000009236 | 2030 | 580 | 160 | Civil works | 100001761 | 995462 | Confirmed | 18% | Confirmed | Drains section A-A including culverts but excluding concrete & reinforcement steel | M | 25 |  | Included |  | 0 | 0 | 18% | 0
249 | 7000009236 | 2030 | 580 | 170 | Civil works | 100001762 | 995462 | Confirmed | 18% | Confirmed | Drains Section B-B including culverts but excluding concrete & reinforcement steel | M | 25 |  | Included |  | 0 | 0 | 18% | 0
250 | 7000009236 | 2030 | 580 | 180 | Civil works | 100001721 | 995428 | Confirmed | 18% | Confirmed | Supplying, filling and compacting stone boulders mixed with sand under foundations, roads, cable trenches, drains etc in layers notexceeding 250mm thickness including ramming, watering compacting | M3 | 200 |  | Included |  | 0 | 0 | 18% | 0
251 | 7000009236 | 2030 | 580 | 190 | Civil works | 100003114 | 995454 | Confirmed | 18% | Confirmed | External finishing / painting of fire wall (water proofing cement paint) (DSR 13.44.1) | M2 | 180 |  | Included |  | 0 | 0 | 18% | 0
252 | 7000009537 | 10 | 600 | 10 | Substation Automation system (Aug) | 100002069 | 998736 | Confirmed | 18% | Confirmed | Augmentation of Substation automation System for 400kV Main bay as per Technical Specification | EA | 1 |  | Included |  | 0 | 0 | 18% | 0
1: V; 2: 400kV Dharmapuri S/s Extn. |  |  | 0
253 | 7000009236 | 2370 | 180 | 10 | Installation of 400 kVEquipment | 100000268 | 998736 | Confirmed | 18% | Confirmed | Controlled Switching Device for 420 kV, 3-ph Circuit Breaker | EA | 2 |  | Included |  | 0 | 0 | 18% | 0
254 | 7000009236 | 2370 | 180 | 20 | Installation of 400 kVEquipment | 100000270 | 998736 | Confirmed | 18% | Confirmed | 420 kV, 3000A, 50KA, 1-Phase CurrentTransformer with 120% extended currentrating | EA | 3 |  | Included |  | 0 | 0 | 18% | 0
255 | 7000009236 | 2370 | 180 | 30 | Installation of 400 kVEquipment | 100000328 | 998736 | Confirmed | 18% | Confirmed | 336kV Surge Arrester (1-phase) | EA | 3 |  | Included |  | 0 | 0 | 18% | 0
256 | 7000009236 | 2370 | 180 | 40 | Installation of 400 kVEquipment | 100000340 | 998736 | Confirmed | 18% | Confirmed | 420 kV Bus Post Insulator (Except for wave traps) | EA | 6 |  | Included |  | 0 | 0 | 18% | 0
257 | 7000009236 | 2370 | 180 | 50 | Installation of 400 kVEquipment | 100001898 | 998736 | Confirmed | 18% | Confirmed | 420kV, 3150A, 50kA Circuit Breaker(3-Phase) without closing resistor(withsupport structure) | EA | 1 |  | Included |  | 0 | 0 | 18% | 0
258 | 7000009236 | 2370 | 180 | 60 | Installation of 400 kVEquipment | 100000307 | 998736 | Confirmed | 18% | Confirmed | 420kV, 3150A, 50KA, Isolator (3-phase)(Double Break) with one E/S | EA | 2 |  | Included |  | 0 | 0 | 18% | 0
259 | 7000009236 | 2380 | 230 | 10 | Installation of Relay & Protection Panel | 100000794 | 998736 | Confirmed | 18% | Confirmed | 400kV Reactor Protection Panel | EA | 1 |  | Included |  | 0 | 0 | 18% | 0
260 | 7000009236 | 2380 | 230 | 20 | Installation of Relay & Protection Panel | 100000796 | 998736 | Confirmed | 18% | Confirmed | Augmentation of existing 400kV bus bar protection scheme | SET | 1 |  | Included |  | 0 | 0 | 18% | 0
261 | 7000009236 | 2380 | 230 | 30 | Installation of Relay & Protection Panel | 100000790 | 998736 | Confirmed | 18% | Confirmed | 400kV Circuit Breaker Relay Panel without Auto Reclose | EA | 1 |  | Included |  | 0 | 0 | 18% | 0
262 | 7000009236 | 2390 | 270 | 10 | Installation of Mechanical Auxiliaries | 100000972 | 998736 | Confirmed | 18% | Confirmed | 9litre water type Portable Fire extinguisher | EA | 1 |  | Included |  | 0 | 0 | 18% | 0
263 | 7000009236 | 2390 | 270 | 20 | Installation of Mechanical Auxiliaries | 100000975 | 995461 | Confirmed | 18% | Confirmed | 4.5 kg CO2 type Portable Fire extinguisher | EA | 2 |  | Included |  | 0 | 0 | 18% | 0
264 | 7000009236 | 2390 | 270 | 40 | Installation of Mechanical Auxiliaries | 100002752 | 998736 | Confirmed | 18% | Confirmed | 5Kg dry chemical powered type Portable Fire extinguisher | EA | 2 |  | Included |  | 0 | 0 | 18% | 0
265 | 7000009236 | 2390 | 270 | 50 | Installation of Mechanical Auxiliaries | 100001010 | 998736 | Confirmed | 18% | Confirmed | HVW spray system, Hydrant system and complete U/G & O/G piping and accessories etc. out side the pump house for 125 MVAR, 420kV, 3phase Bus Reactor | SET | 1 |  | Included |  | 0 | 0 | 18% | 0
266 | 7000009236 | 2390 | 270 | 60 | Installation of Mechanical Auxiliaries | 100001868 | 998736 | Confirmed | 18% | Confirmed | Hydrant system, complete U/G piping and accessories etc. outside the Pump House for Fire Protection of 400/220kV (Ext) Substation | SET | 1 |  | Included |  | 0 | 0 | 18% | 0
267 | 7000009236 | 2400 | 280 | 10 | Installation of Illumination | 100001021 | 995461 | Confirmed | 18% | Confirmed | Lighting Panel type ACP-2 as per technical specification | EA | 2 |  | Included |  | 0 | 0 | 18% | 0
268 | 7000009236 | 2400 | 280 | 20 | Installation of Illumination | 100001024 | 998731 | Confirmed | 18% | Confirmed | Sub Lighting panel (outdoor) type SLP (Switchyard and Street Lighting) | EA | 1 |  | Included |  | 0 | 0 | 18% | 0
269 | 7000009236 | 2400 | 280 | 30 | Installation of Illumination | 100001052 | 998731 | Confirmed | 18% | Confirmed | 63A, 415V : Interlocked switch socket outdoor Receptacle (type RP) as per technical specifications | EA | 2 |  | Included |  | 0 | 0 | 18% | 0
270 | 7000009236 | 2400 | 280 | 40 | Installation of Illumination | 100001051 | 998731 | Confirmed | 18% | Confirmed | 15A, 240V: Outdoor Receptacle 2 pole, 3-pin modular (type RO) as per technical specifications | EA | 5 |  | Included |  | 0 | 0 | 18% | 0
271 | 7000009236 | 2400 | 280 | 50 | Installation of Illumination | 100004930 | 998731 | Confirmed | 18% | Confirmed | LED Flood Light LuminariesType as per technical specification | EA | 10 |  | Included |  | 0 | 0 | 18% | 0
272 | 7000009236 | 2400 | 280 | 60 | Installation of Illumination | 100004931 | 998731 | Confirmed | 18% | Confirmed | LED Flood Light Luminaries Type FL-2 (250W) as per technical specification | EA | 18 |  | Included |  | 0 | 0 | 18% | 0
273 | 7000009236 | 2400 | 280 | 70 | Installation of Illumination | 100004936 | 998731 | Confirmed | 18% | Confirmed | Portable Flood Light Panel with LED LuminariesType FL-2 (250W) | EA | 1 |  | Included |  | 0 | 0 | 18% | 0
274 | 7000009236 | 2400 | 280 | 80 | Installation of Illumination | 100004943 | 998731 | Confirmed | 18% | Confirmed | RQ-2 Type Receptacle of 400A as per technical specification | EA | 1 |  | Included |  | 0 | 0 | 18% | 0
275 | 7000009236 | 2410 | 290 | 10 | Installation of Vendor Assesed Quantity | 100000331 | 998731 | Confirmed | 18% | Confirmed | Erection Hardware for 400kV I type layout-Bus Reactor bay as per specification as per specification | SET | 1 |  | Included |  | 0 | 0 | 18% | 0
276 | 7000009236 | 2410 | 290 | 20 | Installation of Vendor Assesed Quantity | 100000335 | 998731 | Confirmed | 18% | Confirmed | Erection Hardware for 400kV I type layout-Spare bay of half dia as per specification | SET | 1 |  | Included |  | 0 | 0 | 18% | 0
277 | 7000009236 | 2420 | 300 | 10 | Installation of Structures | 100001212 | 995455 | Confirmed | 18% | Confirmed | Erection of Pipe Structure - 400 kV 1-Phase CT including nuts, bolts, all type of washers, packplates, step bolts and gusset platesexcluding foundation bolts | EA | 3 |  | Included |  | 0 | 0 | 18% | 0
278 | 7000009236 | 2420 | 300 | 20 | Installation of Structures | 100001214 | 995455 | Confirmed | 18% | Confirmed | Erection of Pipe Structure - 400 kV 3-Phase ISOLATOR including nuts, bolts, all type of washers, packplates, step bolts and gussetplates excluding foundation bolts | EA | 2 |  | Included |  | 0 | 0 | 18% | 0
279 | 7000009236 | 2420 | 300 | 30 | Installation of Structures | 100001216 | 995455 | Confirmed | 18% | Confirmed | Erection of Pipe Structure - 400 kV 1-Phase SA including nuts, bolts, all type of washers, packplates, step bolts and gusset platesexcluding foundation bolts | EA | 3 |  | Included |  | 0 | 0 | 18% | 0
280 | 7000009236 | 2420 | 300 | 40 | Installation of Structures | 100001217 | 995455 | Confirmed | 18% | Confirmed | Erection of Pipe Structure - 400 kV, 1-Phase, BPI, (Excluding Wave Trap), including nuts, bolts, all type of washers,packplates, step bolts and gusset plates excluding foundation bolts | EA | 6 |  | Included |  | 0 | 0 | 18% | 0
281 | 7000009236 | 2420 | 300 | 50 | Installation of Structures | 100001674 | 995455 | Confirmed | 18% | Confirmed | Erection of 28mm dia foundation bolts including nuts, checknuts, washers and packplates. | EA | 96 |  | Included |  | 0 | 0 | 18% | 0
282 | 7000009236 | 2490 | 560 | 10 | Installation of Power&Control Cable(LS) | 100002181 | 998736 | Confirmed | 18% | Confirmed | 1.1kV grade Power Cables (PVCinsulated)along withlugs,glands,straight joints &accessories,etc. | LS | 1 |  | Included |  | 0 | 0 | 18% | 0
283 | 7000009236 | 2490 | 560 | 20 | Installation of Power&Control Cable(LS) | 100002182 | 998736 | Confirmed | 18% | Confirmed | 1.1kV grade Control Cables (PVCinsulated) along withlugs,glands,straight joints &accessories,etc. | LS | 1 |  | Included |  | 0 | 0 | 18% | 0
284 | 7000009236 | 2490 | 560 | 30 | Installation of Power&Control Cable(LS) | 100002183 | 995461 | Confirmed | 18% | Confirmed | Cable glands, lugs & straight through joints for Power & Control cables | LS | 1 |  | Included |  | 0 | 0 | 18% | 0
285 | 7000009236 | 2500 | 580 | 10 | Civil works | 100004464 | 995433 | Confirmed | 18% | Confirmed | Earthwork in Excavation in all types of soils and soft/disintegrated rocks including disposal and rough grading of excavatedmaterial within a lead of 1000 meters beyond the levelling boundary as per TS | M3 | 1342 |  | Included |  | 0 | 0 | 18% | 0
286 | 7000009236 | 2500 | 580 | 20 | Civil works | 100001325 | 995454 | Confirmed | 18% | Confirmed | Providing and laying of Plain Cement Concrete (PCC) (1:4:8) | M3 | 55 |  | Included |  | 0 | 0 | 18% | 0
287 | 7000009236 | 2500 | 580 | 30 | Civil works | 100001326 | 995454 | Confirmed | 18% | Confirmed | Providing and laying of Plain Cement Concrete (PCC) (1:2:4) | M3 | 10 |  | Included |  | 0 | 0 | 18% | 0
288 | 7000009236 | 2500 | 580 | 40 | Civil works | 100001327 | 995454 | Confirmed | 18% | Confirmed | Providing and laying of Reinforced Cement Concrete M25 mix including pre cast, shuttering, Grouting of pockets & underpinning butexcluding steel reinforcement | M3 | 246 |  | Included |  | 0 | 0 | 18% | 0
289 | 7000009236 | 2500 | 580 | 50 | Civil works | 100001328 | 995454 | Confirmed | 18% | Confirmed | Providing and laying Plain Cement Concrete 1:5:10 (1 cement : 5 sand : 10 brick aggregate) | M3 | 125 |  | Included |  | 0 | 0 | 18% | 0
290 | 7000009236 | 2500 | 580 | 60 | Civil works | 100001329 | 995454 | Confirmed | 18% | Confirmed | Steel Reinforcement | MT | 19 |  | Included |  | 0 | 0 | 18% | 0
291 | 7000009236 | 2500 | 580 | 70 | Civil works | 100001331 | 995455 | Confirmed | 18% | Confirmed | Misc. Structural steel including rails, embedments, edge protection angles, gratings etc. but excluding the reinforcement steel andsteel for lattice and pipe structures. | MT | 6 |  | Included |  | 0 | 0 | 18% | 0
292 | 7000009236 | 2500 | 580 | 80 | Civil works | 100001714 | 995428 | Confirmed | 18% | Confirmed | Stone spreading in switchyard excluding PCC | M2 | 1530 |  | Included |  | 0 | 0 | 18% | 0
293 | 7000009236 | 2500 | 580 | 90 | Civil works | 100001713 | 995424 | Confirmed | 18% | Confirmed | Antiweed treatment | M2 | 1530 |  | Included |  | 0 | 0 | 18% | 0
294 | 7000009236 | 2500 | 580 | 100 | Civil works | 100001330 | 995428 | Confirmed | 18% | Confirmed | Stone filling (40 mm size) for transformer/Reactor foundation | M3 | 15 |  | Included |  | 0 | 0 | 18% | 0
295 | 7000009236 | 2500 | 580 | 110 | Civil works | 100002581 | 995421 | Confirmed | 18% | Confirmed | Construction of rail cum road as per drawing including all item such as excavation,compactions, rolling watering, WBM etc. butexcluding concrete reinforcement and structural steel-Section having two rails | M2 | 100 |  | Included |  | 0 | 0 | 18% | 0
296 | 7000009236 | 2500 | 580 | 120 | Civil works | 100001376 | 995428 | Confirmed | 18% | Confirmed | Removing,cleaning and washing of existing stones and respreading of stones in switchyard after doing anti-weed treatment excludingPCC | M2 | 100 |  | Included |  | 0 | 0 | 18% | 0
297 | 7000009236 | 2500 | 580 | 130 | Civil works | 100001735 | 995462 | Confirmed | 18% | Confirmed | RCC culverts and cable trench crossings including supplying and laying hume pipe 250mm dia of grade (NP-3) excluding concrete as perspecification. | M | 12 |  | Included |  | 0 | 0 | 18% | 0
298 | 7000009236 | 2500 | 580 | 140 | Civil works | 100001736 | 995462 | Confirmed | 18% | Confirmed | RCC culverts and cable trench crossings including supplying and laying hume pipe 300mm dia of grade (NP-3) excluding concrete as perspecification. | M | 12 |  | Included |  | 0 | 0 | 18% | 0
299 | 7000009236 | 2500 | 580 | 150 | Civil works | 100001737 | 995462 | Confirmed | 18% | Confirmed | RCC culverts and cable trench crossings including supplying and laying hume pipe 450mm dia of grade (NP-3) excluding concrete as perspecification. | M | 24 |  | Included |  | 0 | 0 | 18% | 0
300 | 7000009236 | 2500 | 580 | 160 | Civil works | 100001761 | 995462 | Confirmed | 18% | Confirmed | Drains section A-A including culverts but excluding concrete & reinforcement steel | M | 25 |  | Included |  | 0 | 0 | 18% | 0
301 | 7000009236 | 2500 | 580 | 170 | Civil works | 100001762 | 995462 | Confirmed | 18% | Confirmed | Drains Section B-B including culverts but excluding concrete & reinforcement steel | M | 25 |  | Included |  | 0 | 0 | 18% | 0
302 | 7000009236 | 2500 | 580 | 180 | Civil works | 100001721 | 995428 | Confirmed | 18% | Confirmed | Supplying, filling and compacting stone boulders mixed with sand under foundations, roads, cable trenches, drains etc in layers notexceeding 250mm thickness including ramming, watering compacting | M3 | 200 |  | Included |  | 0 | 0 | 18% | 0
303 | 7000009236 | 2500 | 580 | 190 | Civil works | 100003114 | 995454 | Confirmed | 18% | Confirmed | External finishing / painting of fire wall (water proofing cement paint) (DSR 13.44.1) | M2 | 180 |  | Included |  | 0 | 0 | 18% | 0
304 | 7000009236 | 4530 | 600 | 10 | Substation Automation System(Aug) | 100002069 | 998736 | Confirmed | 18% | Confirmed | Augmentation of Substation automation System for 400kV Main bay as per Technical Specification | EA | 1 |  | Included |  | 0 | 0 | 18% | 0
1: VI; 2: 400kV Hiriyur S/s Extn. |  |  | 0
305 | 7000009236 | 2860 | 180 | 10 | Installation of 400 kVEquipment | 100000268 | 998736 | Confirmed | 18% | Confirmed | Controlled Switching Device for 420 kV, 3-ph Circuit Breaker | EA | 2 |  | Included |  | 0 | 0 | 18% | 0
306 | 7000009236 | 2860 | 180 | 20 | Installation of 400 kVEquipment | 100000328 | 998736 | Confirmed | 18% | Confirmed | 336kV Surge Arrester (1-phase) | EA | 3 |  | Included |  | 0 | 0 | 18% | 0
307 | 7000009236 | 2860 | 180 | 30 | Installation of 400 kVEquipment | 100000340 | 998736 | Confirmed | 18% | Confirmed | 420 kV Bus Post Insulator (Except for wave traps) | EA | 6 |  | Included |  | 0 | 0 | 18% | 0
308 | 7000009236 | 2860 | 180 | 40 | Installation of 400 kVEquipment | 100000281 | 998736 | Confirmed | 18% | Confirmed | 420kV, 3150A, 40KA, Isolator (3-phase)(Double Break) with one E/S | EA | 2 |  | Included |  | 0 | 0 | 18% | 0
309 | 7000009236 | 2860 | 180 | 50 | Installation of 400 kVEquipment | 100000271 | 998736 | Confirmed | 18% | Confirmed | 420 kV, 3000A, 40KA, 1-Phase CurrentTransformer with 120% extended currentrating | EA | 3 |  | Included |  | 0 | 0 | 18% | 0
310 | 7000009236 | 2860 | 180 | 60 | Installation of 400 kVEquipment | 100000263 | 998736 | Confirmed | 18% | Confirmed | 420kV, 3150A, 40kA Circuit Breaker(3-Phase) without closing resistor(with support structure) | EA | 1 |  | Included |  | 0 | 0 | 18% | 0
311 | 7000009236 | 2870 | 230 | 20 | Installation of Relay & Protection Panel | 100000794 | 998736 | Confirmed | 18% | Confirmed | 400kV Reactor Protection Panel | EA | 1 |  | Included |  | 0 | 0 | 18% | 0
312 | 7000009236 | 2870 | 230 | 30 | Installation of Relay & Protection Panel | 100000796 | 998736 | Confirmed | 18% | Confirmed | Augmentation of existing 400kV bus bar protection scheme | SET | 1 |  | Included |  | 0 | 0 | 18% | 0
313 | 7000009236 | 2870 | 230 | 50 | Installation of Relay & Protection Panel | 100000790 | 998736 | Confirmed | 18% | Confirmed | 400kV Circuit Breaker Relay Panel without Auto Reclose | EA | 1 |  | Included |  | 0 | 0 | 18% | 0
314 | 7000009236 | 2870 | 230 | 60 | Installation of Relay & Protection Panel | 100003228 | 998736 | Confirmed | 18% | Confirmed | Bay Control Unit including interface accessories integration with NTAMC as per technical specification. | EA | 1 |  | Included |  | 0 | 0 | 18% | 0
315 | 7000009236 | 2870 | 230 | 70 | Installation of Relay & Protection Panel | 100000788 | 998736 | Confirmed | 18% | Confirmed | Augmentation of existing 400kV Control Panel (Bus Scheme as per SLD) | EA | 1 |  | Included |  | 0 | 0 | 18% | 0
316 | 7000009236 | 2880 | 270 | 10 | Installation of Mechanical Auxiliaries | 100000972 | 998736 | Confirmed | 18% | Confirmed | 9litre water type Portable Fire extinguisher | EA | 1 |  | Included |  | 0 | 0 | 18% | 0
317 | 7000009236 | 2880 | 270 | 20 | Installation of Mechanical Auxiliaries | 100000975 | 995461 | Confirmed | 18% | Confirmed | 4.5 kg CO2 type Portable Fire extinguisher | EA | 2 |  | Included |  | 0 | 0 | 18% | 0
318 | 7000009236 | 2880 | 270 | 40 | Installation of Mechanical Auxiliaries | 100002752 | 998736 | Confirmed | 18% | Confirmed | 5Kg dry chemical powered type Portable Fire extinguisher | EA | 2 |  | Included |  | 0 | 0 | 18% | 0
319 | 7000009236 | 2880 | 270 | 70 | Installation of Mechanical Auxiliaries | 100001010 | 998736 | Confirmed | 18% | Confirmed | HVW spray system, Hydrant system and complete U/G & O/G piping and accessories etc. out side the pump house for 125 MVAR, 420kV, 3phase Bus Reactor | SET | 1 |  | Included |  | 0 | 0 | 18% | 0
320 | 7000009236 | 2880 | 270 | 80 | Installation of Mechanical Auxiliaries | 100001868 | 998736 | Confirmed | 18% | Confirmed | Hydrant system, complete U/G piping and accessories etc. outside the Pump House for Fire Protection of 400/220kV (Ext) Substation | SET | 1 |  | Included |  | 0 | 0 | 18% | 0
321 | 7000009236 | 2890 | 280 | 10 | Installation of Illumination | 100001021 | 995461 | Confirmed | 18% | Confirmed | Lighting Panel type ACP-2 as per technical specification | EA | 2 |  | Included |  | 0 | 0 | 18% | 0
322 | 7000009236 | 2890 | 280 | 20 | Installation of Illumination | 100001024 | 998731 | Confirmed | 18% | Confirmed | Sub Lighting panel (outdoor) type SLP (Switchyard and Street Lighting) | EA | 1 |  | Included |  | 0 | 0 | 18% | 0
323 | 7000009236 | 2890 | 280 | 30 | Installation of Illumination | 100001052 | 998731 | Confirmed | 18% | Confirmed | 63A, 415V : Interlocked switch socket outdoor Receptacle (type RP) as per technical specifications | EA | 2 |  | Included |  | 0 | 0 | 18% | 0
324 | 7000009236 | 2890 | 280 | 40 | Installation of Illumination | 100001051 | 998731 | Confirmed | 18% | Confirmed | 15A, 240V: Outdoor Receptacle 2 pole, 3-pin modular (type RO) as per technical specifications | EA | 5 |  | Included |  | 0 | 0 | 18% | 0
325 | 7000009236 | 2890 | 280 | 60 | Installation of Illumination | 100004930 | 998731 | Confirmed | 18% | Confirmed | LED Flood Light LuminariesType as per technical specification | EA | 10 |  | Included |  | 0 | 0 | 18% | 0
326 | 7000009236 | 2890 | 280 | 70 | Installation of Illumination | 100004931 | 998731 | Confirmed | 18% | Confirmed | LED Flood Light Luminaries Type FL-2 (250W) as per technical specification | EA | 18 |  | Included |  | 0 | 0 | 18% | 0
327 | 7000009236 | 2890 | 280 | 80 | Installation of Illumination | 100004936 | 998731 | Confirmed | 18% | Confirmed | Portable Flood Light Panel with LED LuminariesType FL-2 (250W) | EA | 1 |  | Included |  | 0 | 0 | 18% | 0
328 | 7000009236 | 2890 | 280 | 90 | Installation of Illumination | 100004943 | 998731 | Confirmed | 18% | Confirmed | RQ-2 Type Receptacle of 400A as per technical specification | EA | 1 |  | Included |  | 0 | 0 | 18% | 0
329 | 7000009236 | 2900 | 290 | 10 | Installation of Vendor Assesed Quantity | 100000331 | 998731 | Confirmed | 18% | Confirmed | Erection Hardware for 400kV I type layout-Bus Reactor bay as per specification as per specification | SET | 1 |  | Included |  | 0 | 0 | 18% | 0
330 | 7000009236 | 2900 | 290 | 20 | Installation of Vendor Assesed Quantity | 100000335 | 998731 | Confirmed | 18% | Confirmed | Erection Hardware for 400kV I type layout-Spare bay of half dia as per specification | SET | 1 |  | Included |  | 0 | 0 | 18% | 0
331 | 7000009236 | 2910 | 300 | 10 | Installation of Structures | 100001212 | 995455 | Confirmed | 18% | Confirmed | Erection of Pipe Structure - 400 kV 1-Phase CT including nuts, bolts, all type of washers, packplates, step bolts and gusset platesexcluding foundation bolts | EA | 3 |  | Included |  | 0 | 0 | 18% | 0
332 | 7000009236 | 2910 | 300 | 20 | Installation of Structures | 100001214 | 995455 | Confirmed | 18% | Confirmed | Erection of Pipe Structure - 400 kV 3-Phase ISOLATOR including nuts, bolts, all type of washers, packplates, step bolts and gussetplates excluding foundation bolts | EA | 2 |  | Included |  | 0 | 0 | 18% | 0
333 | 7000009236 | 2910 | 300 | 30 | Installation of Structures | 100001216 | 995455 | Confirmed | 18% | Confirmed | Erection of Pipe Structure - 400 kV 1-Phase SA including nuts, bolts, all type of washers, packplates, step bolts and gusset platesexcluding foundation bolts | EA | 3 |  | Included |  | 0 | 0 | 18% | 0
334 | 7000009236 | 2910 | 300 | 40 | Installation of Structures | 100001217 | 995455 | Confirmed | 18% | Confirmed | Erection of Pipe Structure - 400 kV, 1-Phase, BPI, (Excluding Wave Trap), including nuts, bolts, all type of washers,packplates, step bolts and gusset plates excluding foundation bolts | EA | 6 |  | Included |  | 0 | 0 | 18% | 0
335 | 7000009236 | 2910 | 300 | 50 | Installation of Structures | 100001674 | 995455 | Confirmed | 18% | Confirmed | Erection of 28mm dia foundation bolts including nuts, checknuts, washers and packplates. | EA | 96 |  | Included |  | 0 | 0 | 18% | 0
336 | 7000009236 | 2910 | 300 | 60 | Installation of Structures | 100001677 | 995455 | Confirmed | 18% | Confirmed | Erection of 56mm dia foundation bolts including nuts, checknuts, washers and packplates | EA | 16 |  | Included |  | 0 | 0 | 18% | 0
337 | 7000009236 | 2910 | 300 | 70 | Installation of Structures | 100002452 | 995455 | Confirmed | 18% | Confirmed | Lightening Mast(LM)-40m complete with foundation bolts/nuts platforms etc. | EA | 1 |  | Included |  | 0 | 0 | 18% | 0
338 | 7000009236 | 2990 | 560 | 10 | Installation of Power&Control Cable(LS) | 100002181 | 998736 | Confirmed | 18% | Confirmed | 1.1kV grade Power Cables (PVCinsulated)along withlugs,glands,straight joints &accessories,etc. | LS | 1 |  | Included |  | 0 | 0 | 18% | 0
339 | 7000009236 | 2990 | 560 | 20 | Installation of Power&Control Cable(LS) | 100002182 | 998736 | Confirmed | 18% | Confirmed | 1.1kV grade Control Cables (PVCinsulated) along withlugs,glands,straight joints &accessories,etc. | LS | 1 |  | Included |  | 0 | 0 | 18% | 0
340 | 7000009236 | 2990 | 560 | 30 | Installation of Power&Control Cable(LS) | 100002183 | 995461 | Confirmed | 18% | Confirmed | Cable glands, lugs & straight through joints for Power & Control cables | LS | 1 |  | Included |  | 0 | 0 | 18% | 0
341 | 7000009236 | 3000 | 580 | 10 | Civil works | 100004464 | 995433 | Confirmed | 18% | Confirmed | Earthwork in Excavation in all types of soils and soft/disintegrated rocks including disposal and rough grading of excavatedmaterial within a lead of 1000 meters beyond the levelling boundary as per TS | M3 | 1729 |  | Included |  | 0 | 0 | 18% | 0
342 | 7000009236 | 3000 | 580 | 20 | Civil works | 100001325 | 995454 | Confirmed | 18% | Confirmed | Providing and laying of Plain Cement Concrete (PCC) (1:4:8) | M3 | 69 |  | Included |  | 0 | 0 | 18% | 0
343 | 7000009236 | 3000 | 580 | 30 | Civil works | 100001326 | 995454 | Confirmed | 18% | Confirmed | Providing and laying of Plain Cement Concrete (PCC) (1:2:4) | M3 | 30 |  | Included |  | 0 | 0 | 18% | 0
344 | 7000009236 | 3000 | 580 | 40 | Civil works | 100001327 | 995454 | Confirmed | 18% | Confirmed | Providing and laying of Reinforced Cement Concrete M25 mix including pre cast, shuttering, Grouting of pockets & underpinning butexcluding steel reinforcement | M3 | 296 |  | Included |  | 0 | 0 | 18% | 0
345 | 7000009236 | 3000 | 580 | 50 | Civil works | 100001328 | 995454 | Confirmed | 18% | Confirmed | Providing and laying Plain Cement Concrete 1:5:10 (1 cement : 5 sand : 10 brick aggregate) | M3 | 140 |  | Included |  | 0 | 0 | 18% | 0
346 | 7000009236 | 3000 | 580 | 60 | Civil works | 100001329 | 995454 | Confirmed | 18% | Confirmed | Steel Reinforcement | MT | 24 |  | Included |  | 0 | 0 | 18% | 0
347 | 7000009236 | 3000 | 580 | 70 | Civil works | 100001331 | 995455 | Confirmed | 18% | Confirmed | Misc. Structural steel including rails, embedments, edge protection angles, gratings etc. but excluding the reinforcement steel andsteel for lattice and pipe structures. | MT | 8 |  | Included |  | 0 | 0 | 18% | 0
348 | 7000009236 | 3000 | 580 | 80 | Civil works | 100001714 | 995428 | Confirmed | 18% | Confirmed | Stone spreading in switchyard excluding PCC | M2 | 1530 |  | Included |  | 0 | 0 | 18% | 0
349 | 7000009236 | 3000 | 580 | 90 | Civil works | 100001713 | 995424 | Confirmed | 18% | Confirmed | Antiweed treatment | M2 | 1530 |  | Included |  | 0 | 0 | 18% | 0
350 | 7000009236 | 3000 | 580 | 100 | Civil works | 100001330 | 995428 | Confirmed | 18% | Confirmed | Stone filling (40 mm size) for transformer/Reactor foundation | M3 | 15 |  | Included |  | 0 | 0 | 18% | 0
351 | 7000009236 | 3000 | 580 | 110 | Civil works | 100002581 | 995421 | Confirmed | 18% | Confirmed | Construction of rail cum road as per drawing including all item such as excavation,compactions, rolling watering, WBM etc. butexcluding concrete reinforcement and structural steel-Section having two rails | M2 | 100 |  | Included |  | 0 | 0 | 18% | 0
352 | 7000009236 | 3000 | 580 | 120 | Civil works | 100001376 | 995428 | Confirmed | 18% | Confirmed | Removing,cleaning and washing of existing stones and respreading of stones in switchyard after doing anti-weed treatment excludingPCC | M2 | 300 |  | Included |  | 0 | 0 | 18% | 0
353 | 7000009236 | 3000 | 580 | 130 | Civil works | 100001735 | 995462 | Confirmed | 18% | Confirmed | RCC culverts and cable trench crossings including supplying and laying hume pipe 250mm dia of grade (NP-3) excluding concrete as perspecification. | M | 42 |  | Included |  | 0 | 0 | 18% | 0
354 | 7000009236 | 3000 | 580 | 140 | Civil works | 100001736 | 995462 | Confirmed | 18% | Confirmed | RCC culverts and cable trench crossings including supplying and laying hume pipe 300mm dia of grade (NP-3) excluding concrete as perspecification. | M | 12 |  | Included |  | 0 | 0 | 18% | 0
355 | 7000009236 | 3000 | 580 | 150 | Civil works | 100001737 | 995462 | Confirmed | 18% | Confirmed | RCC culverts and cable trench crossings including supplying and laying hume pipe 450mm dia of grade (NP-3) excluding concrete as perspecification. | M | 30 |  | Included |  | 0 | 0 | 18% | 0
356 | 7000009236 | 3000 | 580 | 160 | Civil works | 100001761 | 995462 | Confirmed | 18% | Confirmed | Drains section A-A including culverts but excluding concrete & reinforcement steel | M | 25 |  | Included |  | 0 | 0 | 18% | 0
357 | 7000009236 | 3000 | 580 | 170 | Civil works | 100001762 | 995462 | Confirmed | 18% | Confirmed | Drains Section B-B including culverts but excluding concrete & reinforcement steel | M | 25 |  | Included |  | 0 | 0 | 18% | 0
358 | 7000009236 | 3000 | 580 | 180 | Civil works | 100001721 | 995428 | Confirmed | 18% | Confirmed | Supplying, filling and compacting stone boulders mixed with sand under foundations, roads, cable trenches, drains etc in layers notexceeding 250mm thickness including ramming, watering compacting | M3 | 250 |  | Included |  | 0 | 0 | 18% | 0
359 | 7000009236 | 3000 | 580 | 190 | Civil works | 100003114 | 995454 | Confirmed | 18% | Confirmed | External finishing / painting of fire wall (water proofing cement paint) (DSR 13.44.1) | M2 | 90 |  | Included |  | 0 | 0 | 18% | 0
1: VII; 2: 400kV Pugalur(AIS) S/s Extn |  |  | 0
360 | 7000009236 | 3350 | 180 | 10 | Installation of 400 kVEquipment | 100000268 | 998736 | Confirmed | 18% | Confirmed | Controlled Switching Device for 420 kV, 3-ph Circuit Breaker | EA | 2 |  | Included |  | 0 | 0 | 18% | 0
361 | 7000009236 | 3350 | 180 | 20 | Installation of 400 kVEquipment | 100000328 | 998736 | Confirmed | 18% | Confirmed | 336kV Surge Arrester (1-phase) | EA | 3 |  | Included |  | 0 | 0 | 18% | 0
362 | 7000009236 | 3350 | 180 | 30 | Installation of 400 kVEquipment | 100000340 | 998736 | Confirmed | 18% | Confirmed | 420 kV Bus Post Insulator (Except for wave traps) | EA | 6 |  | Included |  | 0 | 0 | 18% | 0
363 | 7000009236 | 3350 | 180 | 40 | Installation of 400 kVEquipment | 100000281 | 998736 | Confirmed | 18% | Confirmed | 420kV, 3150A, 40KA, Isolator (3-phase)(Double Break) with one E/S | EA | 2 |  | Included |  | 0 | 0 | 18% | 0
364 | 7000009236 | 3350 | 180 | 50 | Installation of 400 kVEquipment | 100000271 | 998736 | Confirmed | 18% | Confirmed | 420 kV, 3000A, 40KA, 1-Phase CurrentTransformer with 120% extended currentrating | EA | 3 |  | Included |  | 0 | 0 | 18% | 0
365 | 7000009236 | 3350 | 180 | 60 | Installation of 400 kVEquipment | 100000263 | 998736 | Confirmed | 18% | Confirmed | 420kV, 3150A, 40kA Circuit Breaker(3-Phase) without closing resistor(with support structure) | EA | 1 |  | Included |  | 0 | 0 | 18% | 0
366 | 7000009236 | 3360 | 230 | 20 | Installation of Relay & Protection Panel | 100000794 | 998736 | Confirmed | 18% | Confirmed | 400kV Reactor Protection Panel | EA | 1 |  | Included |  | 0 | 0 | 18% | 0
367 | 7000009236 | 3360 | 230 | 30 | Installation of Relay & Protection Panel | 100000796 | 998736 | Confirmed | 18% | Confirmed | Augmentation of existing 400kV bus bar protection scheme | SET | 1 |  | Included |  | 0 | 0 | 18% | 0
368 | 7000009236 | 3360 | 230 | 50 | Installation of Relay & Protection Panel | 100000790 | 998736 | Confirmed | 18% | Confirmed | 400kV Circuit Breaker Relay Panel without Auto Reclose | EA | 1 |  | Included |  | 0 | 0 | 18% | 0
369 | 7000009236 | 3370 | 270 | 10 | Installation of Mechanical Auxiliaries | 100000972 | 998736 | Confirmed | 18% | Confirmed | 9litre water type Portable Fire extinguisher | EA | 1 |  | Included |  | 0 | 0 | 18% | 0
370 | 7000009236 | 3370 | 270 | 20 | Installation of Mechanical Auxiliaries | 100000975 | 995461 | Confirmed | 18% | Confirmed | 4.5 kg CO2 type Portable Fire extinguisher | EA | 2 |  | Included |  | 0 | 0 | 18% | 0
371 | 7000009236 | 3370 | 270 | 40 | Installation of Mechanical Auxiliaries | 100002752 | 998736 | Confirmed | 18% | Confirmed | 5Kg dry chemical powered type Portable Fire extinguisher | EA | 2 |  | Included |  | 0 | 0 | 18% | 0
372 | 7000009236 | 3370 | 270 | 70 | Installation of Mechanical Auxiliaries | 100001010 | 998736 | Confirmed | 18% | Confirmed | HVW spray system, Hydrant system and complete U/G & O/G piping and accessories etc. out side the pump house for 125 MVAR, 420kV, 3phase Bus Reactor | SET | 1 |  | Included |  | 0 | 0 | 18% | 0
373 | 7000009236 | 3370 | 270 | 80 | Installation of Mechanical Auxiliaries | 100001868 | 998736 | Confirmed | 18% | Confirmed | Hydrant system, complete U/G piping and accessories etc. outside the Pump House for Fire Protection of 400/220kV (Ext) Substation | SET | 1 |  | Included |  | 0 | 0 | 18% | 0
374 | 7000009236 | 3380 | 280 | 10 | Installation of Illumination | 100001021 | 995461 | Confirmed | 18% | Confirmed | Lighting Panel type ACP-2 as per technical specification | EA | 2 |  | Included |  | 0 | 0 | 18% | 0
375 | 7000009236 | 3380 | 280 | 20 | Installation of Illumination | 100001024 | 998731 | Confirmed | 18% | Confirmed | Sub Lighting panel (outdoor) type SLP (Switchyard and Street Lighting) | EA | 1 |  | Included |  | 0 | 0 | 18% | 0
376 | 7000009236 | 3380 | 280 | 30 | Installation of Illumination | 100001052 | 998731 | Confirmed | 18% | Confirmed | 63A, 415V : Interlocked switch socket outdoor Receptacle (type RP) as per technical specifications | EA | 2 |  | Included |  | 0 | 0 | 18% | 0
377 | 7000009236 | 3380 | 280 | 40 | Installation of Illumination | 100001051 | 998731 | Confirmed | 18% | Confirmed | 15A, 240V: Outdoor Receptacle 2 pole, 3-pin modular (type RO) as per technical specifications | EA | 5 |  | Included |  | 0 | 0 | 18% | 0
378 | 7000009236 | 3380 | 280 | 60 | Installation of Illumination | 100004930 | 998731 | Confirmed | 18% | Confirmed | LED Flood Light LuminariesType as per technical specification | EA | 10 |  | Included |  | 0 | 0 | 18% | 0
379 | 7000009236 | 3380 | 280 | 70 | Installation of Illumination | 100004931 | 998731 | Confirmed | 18% | Confirmed | LED Flood Light Luminaries Type FL-2 (250W) as per technical specification | EA | 18 |  | Included |  | 0 | 0 | 18% | 0
380 | 7000009236 | 3380 | 280 | 80 | Installation of Illumination | 100004936 | 998731 | Confirmed | 18% | Confirmed | Portable Flood Light Panel with LED LuminariesType FL-2 (250W) | EA | 1 |  | Included |  | 0 | 0 | 18% | 0
381 | 7000009236 | 3380 | 280 | 90 | Installation of Illumination | 100004943 | 998731 | Confirmed | 18% | Confirmed | RQ-2 Type Receptacle of 400A as per technical specification | EA | 1 |  | Included |  | 0 | 0 | 18% | 0
382 | 7000009236 | 3390 | 290 | 10 | Installation of Vendor Assesed Quantity | 100000331 | 998731 | Confirmed | 18% | Confirmed | Erection Hardware for 400kV I type layout-Bus Reactor bay as per specification as per specification | SET | 1 |  | Included |  | 0 | 0 | 18% | 0
383 | 7000009236 | 3390 | 290 | 20 | Installation of Vendor Assesed Quantity | 100000335 | 998731 | Confirmed | 18% | Confirmed | Erection Hardware for 400kV I type layout-Spare bay of half dia as per specification | SET | 1 |  | Included |  | 0 | 0 | 18% | 0
384 | 7000009236 | 3400 | 300 | 10 | Installation of Structures | 100001212 | 995455 | Confirmed | 18% | Confirmed | Erection of Pipe Structure - 400 kV 1-Phase CT including nuts, bolts, all type of washers, packplates, step bolts and gusset platesexcluding foundation bolts | EA | 3 |  | Included |  | 0 | 0 | 18% | 0
385 | 7000009236 | 3400 | 300 | 20 | Installation of Structures | 100001214 | 995455 | Confirmed | 18% | Confirmed | Erection of Pipe Structure - 400 kV 3-Phase ISOLATOR including nuts, bolts, all type of washers, packplates, step bolts and gussetplates excluding foundation bolts | EA | 2 |  | Included |  | 0 | 0 | 18% | 0
386 | 7000009236 | 3400 | 300 | 30 | Installation of Structures | 100001216 | 995455 | Confirmed | 18% | Confirmed | Erection of Pipe Structure - 400 kV 1-Phase SA including nuts, bolts, all type of washers, packplates, step bolts and gusset platesexcluding foundation bolts | EA | 3 |  | Included |  | 0 | 0 | 18% | 0
387 | 7000009236 | 3400 | 300 | 40 | Installation of Structures | 100001217 | 995455 | Confirmed | 18% | Confirmed | Erection of Pipe Structure - 400 kV, 1-Phase, BPI, (Excluding Wave Trap), including nuts, bolts, all type of washers,packplates, step bolts and gusset plates excluding foundation bolts | EA | 6 |  | Included |  | 0 | 0 | 18% | 0
388 | 7000009236 | 3400 | 300 | 50 | Installation of Structures | 100001674 | 995455 | Confirmed | 18% | Confirmed | Erection of 28mm dia foundation bolts including nuts, checknuts, washers and packplates. | EA | 96 |  | Included |  | 0 | 0 | 18% | 0
389 | 7000009236 | 3400 | 300 | 60 | Installation of Structures | 100001677 | 995455 | Confirmed | 18% | Confirmed | Erection of 56mm dia foundation bolts including nuts, checknuts, washers and packplates | EA | 16 |  | Included |  | 0 | 0 | 18% | 0
390 | 7000009236 | 3400 | 300 | 70 | Installation of Structures | 100002452 | 995455 | Confirmed | 18% | Confirmed | Lightening Mast(LM)-40m complete with foundation bolts/nuts platforms etc. | EA | 1 |  | Included |  | 0 | 0 | 18% | 0
391 | 7000009236 | 3470 | 560 | 10 | Installation of Power&Control Cable(LS) | 100002181 | 998736 | Confirmed | 18% | Confirmed | 1.1kV grade Power Cables (PVCinsulated)along withlugs,glands,straight joints &accessories,etc. | LS | 1 |  | Included |  | 0 | 0 | 18% | 0
392 | 7000009236 | 3470 | 560 | 20 | Installation of Power&Control Cable(LS) | 100002182 | 998736 | Confirmed | 18% | Confirmed | 1.1kV grade Control Cables (PVCinsulated) along withlugs,glands,straight joints &accessories,etc. | LS | 1 |  | Included |  | 0 | 0 | 18% | 0
393 | 7000009236 | 3470 | 560 | 30 | Installation of Power&Control Cable(LS) | 100002183 | 995461 | Confirmed | 18% | Confirmed | Cable glands, lugs & straight through joints for Power & Control cables | LS | 1 |  | Included |  | 0 | 0 | 18% | 0
394 | 7000009236 | 3480 | 580 | 10 | Civil works | 100004464 | 995433 | Confirmed | 18% | Confirmed | Earthwork in Excavation in all types of soils and soft/disintegrated rocks including disposal and rough grading of excavatedmaterial within a lead of 1000 meters beyond the levelling boundary as per TS | M3 | 1596 |  | Included |  | 0 | 0 | 18% | 0
395 | 7000009236 | 3480 | 580 | 20 | Civil works | 100001325 | 995454 | Confirmed | 18% | Confirmed | Providing and laying of Plain Cement Concrete (PCC) (1:4:8) | M3 | 59 |  | Included |  | 0 | 0 | 18% | 0
396 | 7000009236 | 3480 | 580 | 30 | Civil works | 100001326 | 995454 | Confirmed | 18% | Confirmed | Providing and laying of Plain Cement Concrete (PCC) (1:2:4) | M3 | 10 |  | Included |  | 0 | 0 | 18% | 0
397 | 7000009236 | 3480 | 580 | 40 | Civil works | 100001327 | 995454 | Confirmed | 18% | Confirmed | Providing and laying of Reinforced Cement Concrete M25 mix including pre cast, shuttering, Grouting of pockets & underpinning butexcluding steel reinforcement | M3 | 277 |  | Included |  | 0 | 0 | 18% | 0
398 | 7000009236 | 3480 | 580 | 50 | Civil works | 100001328 | 995454 | Confirmed | 18% | Confirmed | Providing and laying Plain Cement Concrete 1:5:10 (1 cement : 5 sand : 10 brick aggregate) | M3 | 125 |  | Included |  | 0 | 0 | 18% | 0
399 | 7000009236 | 3480 | 580 | 60 | Civil works | 100001329 | 995454 | Confirmed | 18% | Confirmed | Steel Reinforcement | MT | 24 |  | Included |  | 0 | 0 | 18% | 0
400 | 7000009236 | 3480 | 580 | 70 | Civil works | 100001331 | 995455 | Confirmed | 18% | Confirmed | Misc. Structural steel including rails, embedments, edge protection angles, gratings etc. but excluding the reinforcement steel andsteel for lattice and pipe structures. | MT | 6 |  | Included |  | 0 | 0 | 18% | 0
401 | 7000009236 | 3480 | 580 | 80 | Civil works | 100001714 | 995428 | Confirmed | 18% | Confirmed | Stone spreading in switchyard excluding PCC | M2 | 1530 |  | Included |  | 0 | 0 | 18% | 0
402 | 7000009236 | 3480 | 580 | 90 | Civil works | 100001713 | 995424 | Confirmed | 18% | Confirmed | Antiweed treatment | M2 | 1530 |  | Included |  | 0 | 0 | 18% | 0
403 | 7000009236 | 3480 | 580 | 100 | Civil works | 100001330 | 995428 | Confirmed | 18% | Confirmed | Stone filling (40 mm size) for transformer/Reactor foundation | M3 | 15 |  | Included |  | 0 | 0 | 18% | 0
404 | 7000009236 | 3480 | 580 | 110 | Civil works | 100002581 | 995421 | Confirmed | 18% | Confirmed | Construction of rail cum road as per drawing including all item such as excavation,compactions, rolling watering, WBM etc. butexcluding concrete reinforcement and structural steel-Section having two rails | M2 | 100 |  | Included |  | 0 | 0 | 18% | 0
405 | 7000009236 | 3480 | 580 | 120 | Civil works | 100001376 | 995428 | Confirmed | 18% | Confirmed | Removing,cleaning and washing of existing stones and respreading of stones in switchyard after doing anti-weed treatment excludingPCC | M2 | 100 |  | Included |  | 0 | 0 | 18% | 0
406 | 7000009236 | 3480 | 580 | 130 | Civil works | 100001735 | 995462 | Confirmed | 18% | Confirmed | RCC culverts and cable trench crossings including supplying and laying hume pipe 250mm dia of grade (NP-3) excluding concrete as perspecification. | M | 12 |  | Included |  | 0 | 0 | 18% | 0
407 | 7000009236 | 3480 | 580 | 140 | Civil works | 100001736 | 995462 | Confirmed | 18% | Confirmed | RCC culverts and cable trench crossings including supplying and laying hume pipe 300mm dia of grade (NP-3) excluding concrete as perspecification. | M | 12 |  | Included |  | 0 | 0 | 18% | 0
408 | 7000009236 | 3480 | 580 | 150 | Civil works | 100001737 | 995462 | Confirmed | 18% | Confirmed | RCC culverts and cable trench crossings including supplying and laying hume pipe 450mm dia of grade (NP-3) excluding concrete as perspecification. | M | 30 |  | Included |  | 0 | 0 | 18% | 0
409 | 7000009236 | 3480 | 580 | 160 | Civil works | 100001761 | 995462 | Confirmed | 18% | Confirmed | Drains section A-A including culverts but excluding concrete & reinforcement steel | M | 25 |  | Included |  | 0 | 0 | 18% | 0
410 | 7000009236 | 3480 | 580 | 170 | Civil works | 100001762 | 995462 | Confirmed | 18% | Confirmed | Drains Section B-B including culverts but excluding concrete & reinforcement steel | M | 25 |  | Included |  | 0 | 0 | 18% | 0
411 | 7000009236 | 3480 | 580 | 180 | Civil works | 100001721 | 995428 | Confirmed | 18% | Confirmed | Supplying, filling and compacting stone boulders mixed with sand under foundations, roads, cable trenches, drains etc in layers notexceeding 250mm thickness including ramming, watering compacting | M3 | 200 |  | Included |  | 0 | 0 | 18% | 0
412 | 7000009236 | 3480 | 580 | 190 | Civil works | 100003114 | 995454 | Confirmed | 18% | Confirmed | External finishing / painting of fire wall (water proofing cement paint) (DSR 13.44.1) | M2 | 180 |  | Included |  | 0 | 0 | 18% | 0
413 | 7000009236 | 4550 | 600 | 10 | Substation Automation System(Aug) | 100002069 | 998736 | Confirmed | 18% | Confirmed | Augmentation of Substation automation System for 400kV Main bay as per Technical Specification | EA | 1 |  | Included |  | 0 | 0 | 18% | 0
1: VIII; 2: Pugalur HVDC (GIS) S/s Extn for B/R-1&2 |  |  | 0
414 | 7000009236 | 4330 | 270 | 10 | Substation Automation System (Augment.) | 100002069 | 998736 | Confirmed | 18% | Confirmed | Augmentation of Substation automation System for 400kV Main bay as per Technical Specification | EA | 2 |  | Included |  | 0 | 0 | 18% | 0
415 | 7000009236 | 4330 | 270 | 20 | Substation Automation System (Augment.) | 100002075 | 998736 | Confirmed | 18% | Confirmed | Augmentation of Substation automation System for 400kV Tie bay as per Technical Specification | EA | 1 |  | Included |  | 0 | 0 | 18% | 0
416 | 7000009236 | 4340 | 290 | 10 | Fire Protection System | 100000975 | 995461 | Confirmed | 18% | Confirmed | 4.5 kg CO2 type Portable Fire extinguisher | EA | 2 |  | Included |  | 0 | 0 | 18% | 0
417 | 7000009236 | 4340 | 290 | 20 | Fire Protection System | 100000972 | 998736 | Confirmed | 18% | Confirmed | 9litre water type Portable Fire extinguisher | EA | 1 |  | Included |  | 0 | 0 | 18% | 0
418 | 7000009236 | 4340 | 290 | 50 | Fire Protection System | 100002752 | 998736 | Confirmed | 18% | Confirmed | 5Kg dry chemical powered type Portable Fire extinguisher | EA | 1 |  | Included |  | 0 | 0 | 18% | 0
419 | 7000009236 | 4340 | 290 | 60 | Fire Protection System | 100001010 | 998736 | Confirmed | 18% | Confirmed | HVW spray system, Hydrant system and complete U/G & O/G piping and accessories etc. out side the pump house for 125 MVAR, 420kV, 3phase Bus Reactor | SET | 2 |  | Included |  | 0 | 0 | 18% | 0
420 | 7000009236 | 4340 | 290 | 70 | Fire Protection System | 100001868 | 998736 | Confirmed | 18% | Confirmed | Hydrant system, complete U/G piping and accessories etc. outside the Pump House for Fire Protection of 400/220kV (Ext) Substation | SET | 1 |  | Included |  | 0 | 0 | 18% | 0
421 | 7000009236 | 4350 | 350 | 20 | Erection H/W for 400kV | 100002189 | 998731 | Confirmed | 18% | Confirmed | Erection Hardware for 400kV I type layout for GIS termination arrangement-Bus Reactor bay as per technical specification | SET | 2 |  | Included |  | 0 | 0 | 18% | 0
422 | 7000009236 | 4360 | 420 | 10 | 1.1kV Power & Control Cable | 100002181 | 998736 | Confirmed | 18% | Confirmed | 1.1kV grade Power Cables (PVCinsulated)along withlugs,glands,straight joints &accessories,etc. | LS | 1 |  | Included |  | 0 | 0 | 18% | 0
423 | 7000009236 | 4360 | 420 | 20 | 1.1kV Power & Control Cable | 100002182 | 998736 | Confirmed | 18% | Confirmed | 1.1kV grade Control Cables (PVCinsulated) along withlugs,glands,straight joints &accessories,etc. | LS | 1 |  | Included |  | 0 | 0 | 18% | 0
424 | 7000009236 | 4370 | 510 | 10 | 420kV GIS Equipment | 100002137 | 998736 | Confirmed | 18% | Confirmed | 420kV, 3000A, 50kA, Single phase, SF6Gas Insulated Bus Duct (GIB) outsideGIS Hall alongwith associated supportstructure | M | 240 |  | Included |  | 0 | 0 | 18% | 0
425 | 7000009236 | 4370 | 510 | 30 | 420kV GIS Equipment | 100002129 | 998736 | Confirmed | 18% | Confirmed | 420kV, 3150 A, 50 kA, SF6 GIS Tie bay module(without PIR) as per Section-Project, Technical specification | SET | 1 |  | Included |  | 0 | 0 | 18% | 0
426 | 7000009236 | 4370 | 510 | 40 | 420kV GIS Equipment | 100002745 | 998736 | Confirmed | 18% | Confirmed | 420kV,3150A, 50kA, 1sec Single phase 420kV SF6 to Air | EA | 6 |  | Included |  | 0 | 0 | 18% | 0
427 | 7000009236 | 4370 | 510 | 50 | 420kV GIS Equipment | 100003559 | 998736 | Confirmed | 18% | Confirmed | Extension of 420kV , 4000 A, 50 kA 3 -phase SF6 GIS bus bar | SET | 2 |  | Included |  | 0 | 0 | 18% | 0
428 | 7000009236 | 4370 | 510 | 60 | 420kV GIS Equipment | 100001838 | 998736 | Confirmed | 18% | Confirmed | 420kV, 3150 A, 50 kA, SF6 GIS Bus Reactor bay module as per Section-Project, Technical specification | SET | 2 |  | Included |  | 0 | 0 | 18% | 0
429 | 7000009236 | 4380 | 520 | 30 | 420kV Relay and Protc. panel with Auto) | 100000732 | 998736 | Confirmed | 18% | Confirmed | 400kV Reactor Protection Panel (with Automation) | EA | 2 |  | Included |  | 0 | 0 | 18% | 0
430 | 7000009236 | 4380 | 520 | 40 | 420kV Relay and Protc. panel with Auto) | 100000735 | 998736 | Confirmed | 18% | Confirmed | Augmentation of existing 400kV bus bar protection scheme.(No. of bays as per specification)-(with Automation) | SET | 2 |  | Included |  | 0 | 0 | 18% | 0
431 | 7000009236 | 4380 | 520 | 50 | 420kV Relay and Protc. panel with Auto) | 100000729 | 998736 | Confirmed | 18% | Confirmed | 400kV Circuit Breaker Relay Panel without Auto Reclose (with Automation) | EA | 2 |  | Included |  | 0 | 0 | 18% | 0
432 | 7000009236 | 4390 | 530 | 50 | Illumination system | 100001021 | 995461 | Confirmed | 18% | Confirmed | Lighting Panel type ACP-2 as per technical specification | EA | 2 |  | Included |  | 0 | 0 | 18% | 0
433 | 7000009236 | 4390 | 530 | 60 | Illumination system | 100001024 | 998731 | Confirmed | 18% | Confirmed | Sub Lighting panel (outdoor) type SLP (Switchyard and Street Lighting) | EA | 4 |  | Included |  | 0 | 0 | 18% | 0
434 | 7000009236 | 4390 | 530 | 70 | Illumination system | 100001052 | 998731 | Confirmed | 18% | Confirmed | 63A, 415V : Interlocked switch socket outdoor Receptacle (type RP) as per technical specifications | EA | 2 |  | Included |  | 0 | 0 | 18% | 0
435 | 7000009236 | 4390 | 530 | 80 | Illumination system | 100001051 | 998731 | Confirmed | 18% | Confirmed | 15A, 240V: Outdoor Receptacle 2 pole, 3-pin modular (type RO) as per technical specifications | EA | 6 |  | Included |  | 0 | 0 | 18% | 0
436 | 7000009236 | 4390 | 530 | 90 | Illumination system | 100004930 | 998731 | Confirmed | 18% | Confirmed | LED Flood Light LuminariesType as per technical specification | EA | 10 |  | Included |  | 0 | 0 | 18% | 0
437 | 7000009236 | 4390 | 530 | 100 | Illumination system | 100004931 | 998731 | Confirmed | 18% | Confirmed | LED Flood Light Luminaries Type FL-2 (250W) as per technical specification | EA | 20 |  | Included |  | 0 | 0 | 18% | 0
438 | 7000009236 | 4390 | 530 | 110 | Illumination system | 100004936 | 998731 | Confirmed | 18% | Confirmed | Portable Flood Light Panel with LED LuminariesType FL-2 (250W) | EA | 1 |  | Included |  | 0 | 0 | 18% | 0
439 | 7000009236 | 4390 | 530 | 120 | Illumination system | 100004943 | 998731 | Confirmed | 18% | Confirmed | RQ-2 Type Receptacle of 400A as per technical specification | EA | 2 |  | Included |  | 0 | 0 | 18% | 0
440 | 7000009236 | 4400 | 540 | 10 | Steel Structure | 100001171 | 995455 | Confirmed | 18% | Confirmed | Erection of Std 400 kV Gantry G1 including nuts, bolts, all type of washers, packplates, step bolts and gusset plates excludingfoundation bolts | EA | 1 |  | Included |  | 0 | 0 | 18% | 0
441 | 7000009236 | 4400 | 540 | 40 | Steel Structure | 100001216 | 995455 | Confirmed | 18% | Confirmed | Erection of Pipe Structure - 400 kV 1-Phase SA including nuts, bolts, all type of washers, packplates, step bolts and gusset platesexcluding foundation bolts | EA | 6 |  | Included |  | 0 | 0 | 18% | 0
442 | 7000009236 | 4400 | 540 | 60 | Steel Structure | 100001158 | 995455 | Confirmed | 18% | Confirmed | Erection of Std 400 kV Tower TH including nuts, bolts, all type of washers, packplates, step bolts and gusset plates excludingfoundation bolts | EA | 1 |  | Included |  | 0 | 0 | 18% | 0
443 | 7000009236 | 4400 | 540 | 70 | Steel Structure | 100001172 | 995455 | Confirmed | 18% | Confirmed | Erection of Std 400 kV Gantry G2 including nuts, bolts, all type of washers, packplates, step bolts and gusset plates excludingfoundation bolts | EA | 1 |  | Included |  | 0 | 0 | 18% | 0
444 | 7000009236 | 4400 | 540 | 80 | Steel Structure | 100001218 | 995455 | Confirmed | 18% | Confirmed | Erection of Pipe Structure - 400 kV, 1-Phase, High BPI, (Excluding Wave Trap), including nuts, bolts, all type of washers,packplates, step bolts and gusset plates excluding foundation bolts | EA | 12 |  | Included |  | 0 | 0 | 18% | 0
445 | 7000009236 | 4400 | 540 | 90 | Steel Structure | 100001677 | 995455 | Confirmed | 18% | Confirmed | Erection of 56mm dia foundation bolts including nuts, checknuts, washers and packplates | EA | 32 |  | Included |  | 0 | 0 | 18% | 0
446 | 7000009236 | 4400 | 540 | 100 | Steel Structure | 100001674 | 995455 | Confirmed | 18% | Confirmed | Erection of 28mm dia foundation bolts including nuts, checknuts, washers and packplates. | EA | 72 |  | Included |  | 0 | 0 | 18% | 0
447 | 7000009236 | 4400 | 540 | 110 | Steel Structure | 100001210 | 995455 | Confirmed | 18% | Confirmed | Erection of Lattice Structures (MS Steel), to be designed during detailed engineering, for towers, beams and equipment supportstructure including pack plates / packwashers and gusset plates excluding fasteners and foundation bolts | MT | 22 |  | Included |  | 0 | 0 | 18% | 0
448 | 7000009236 | 4400 | 540 | 120 | Steel Structure | 100001680 | 995455 | Confirmed | 18% | Confirmed | Erection of fasteners ( nuts, bolts and washers ) including step bolts for lattice and pipe structures to be designed duringdetailed engineering | MT | 1.5 |  | Included |  | 0 | 0 | 18% | 0
449 | 7000009236 | 4400 | 540 | 130 | Steel Structure | 100001681 | 995455 | Confirmed | 18% | Confirmed | Erection of foundation bolts including nuts, checknut and washers for lattice and pipe structures to be designed during detailedengineering | MT | 2 |  | Included |  | 0 | 0 | 18% | 0
450 | 7000009236 | 4400 | 540 | 140 | Steel Structure | 100002452 | 995455 | Confirmed | 18% | Confirmed | Lightening Mast(LM)-40m complete with foundation bolts/nuts platforms etc. | EA | 1 |  | Included |  | 0 | 0 | 18% | 0
451 | 7000009236 | 4410 | 580 | 10 | 420kV Outdoor Equipments | 100000328 | 998736 | Confirmed | 18% | Confirmed | 336kV Surge Arrester (1-phase) | EA | 6 |  | Included |  | 0 | 0 | 18% | 0
452 | 7000009236 | 4410 | 580 | 40 | 420kV Outdoor Equipments | 100005443 | 998734 | Confirmed | 18% | Confirmed | 420KV, 1-PHASE BUS POST INSULATORS | EA | 12 |  | Included |  | 0 | 0 | 18% | 0
453 | 7000009236 | 4410 | 580 | 50 | 420kV Outdoor Equipments | 100000268 | 998736 | Confirmed | 18% | Confirmed | Controlled Switching Device for 420 kV, 3-ph Circuit Breaker | EA | 3 |  | Included |  | 0 | 0 | 18% | 0
454 | 7000009236 | 4420 | 590 | 10 | Civil works | 100004464 | 995433 | Confirmed | 18% | Confirmed | Earthwork in Excavation in all types of soils and soft/disintegrated rocks including disposal and rough grading of excavatedmaterial within a lead of 1000 meters beyond the levelling boundary as per TS | M3 | 4000 |  | Included |  | 0 | 0 | 18% | 0
455 | 7000009236 | 4420 | 590 | 20 | Civil works | 100001325 | 995454 | Confirmed | 18% | Confirmed | Providing and laying of Plain Cement Concrete (PCC) (1:4:8) | M3 | 162 |  | Included |  | 0 | 0 | 18% | 0
456 | 7000009236 | 4420 | 590 | 30 | Civil works | 100001326 | 995454 | Confirmed | 18% | Confirmed | Providing and laying of Plain Cement Concrete (PCC) (1:2:4) | M3 | 11 |  | Included |  | 0 | 0 | 18% | 0
457 | 7000009236 | 4420 | 590 | 40 | Civil works | 100001327 | 995454 | Confirmed | 18% | Confirmed | Providing and laying of Reinforced Cement Concrete M25 mix including pre cast, shuttering, Grouting of pockets & underpinning butexcluding steel reinforcement | M3 | 730 |  | Included |  | 0 | 0 | 18% | 0
458 | 7000009236 | 4420 | 590 | 50 | Civil works | 100001328 | 995454 | Confirmed | 18% | Confirmed | Providing and laying Plain Cement Concrete 1:5:10 (1 cement : 5 sand : 10 brick aggregate) | M3 | 92 |  | Included |  | 0 | 0 | 18% | 0
459 | 7000009236 | 4420 | 590 | 60 | Civil works | 100001329 | 995454 | Confirmed | 18% | Confirmed | Steel Reinforcement | MT | 56 |  | Included |  | 0 | 0 | 18% | 0
460 | 7000009236 | 4420 | 590 | 70 | Civil works | 100001331 | 995455 | Confirmed | 18% | Confirmed | Misc. Structural steel including rails, embedments, edge protection angles, gratings etc. but excluding the reinforcement steel andsteel for lattice and pipe structures. | MT | 14 |  | Included |  | 0 | 0 | 18% | 0
461 | 7000009236 | 4420 | 590 | 80 | Civil works | 100001714 | 995428 | Confirmed | 18% | Confirmed | Stone spreading in switchyard excluding PCC | M2 | 1100 |  | Included |  | 0 | 0 | 18% | 0
462 | 7000009236 | 4420 | 590 | 90 | Civil works | 100001713 | 995424 | Confirmed | 18% | Confirmed | Antiweed treatment | M2 | 1100 |  | Included |  | 0 | 0 | 18% | 0
463 | 7000009236 | 4420 | 590 | 100 | Civil works | 100001330 | 995428 | Confirmed | 18% | Confirmed | Stone filling (40 mm size) for transformer/Reactor foundation | M3 | 29 |  | Included |  | 0 | 0 | 18% | 0
464 | 7000009236 | 4420 | 590 | 110 | Civil works | 100001376 | 995428 | Confirmed | 18% | Confirmed | Removing,cleaning and washing of existing stones and respreading of stones in switchyard after doing anti-weed treatment excludingPCC | M2 | 100 |  | Included |  | 0 | 0 | 18% | 0
465 | 7000009236 | 4420 | 590 | 120 | Civil works | 100002581 | 995421 | Confirmed | 18% | Confirmed | Construction of rail cum road as per drawing including all item such as excavation,compactions, rolling watering, WBM etc. butexcluding concrete reinforcement and structural steel-Section having two rails | M2 | 200 |  | Included |  | 0 | 0 | 18% | 0
466 | 7000009236 | 4420 | 590 | 130 | Civil works | 100001735 | 995462 | Confirmed | 18% | Confirmed | RCC culverts and cable trench crossings including supplying and laying hume pipe 250mm dia of grade (NP-3) excluding concrete as perspecification. | M | 12 |  | Included |  | 0 | 0 | 18% | 0
467 | 7000009236 | 4420 | 590 | 140 | Civil works | 100001736 | 995462 | Confirmed | 18% | Confirmed | RCC culverts and cable trench crossings including supplying and laying hume pipe 300mm dia of grade (NP-3) excluding concrete as perspecification. | M | 12 |  | Included |  | 0 | 0 | 18% | 0
468 | 7000009236 | 4420 | 590 | 150 | Civil works | 100001737 | 995462 | Confirmed | 18% | Confirmed | RCC culverts and cable trench crossings including supplying and laying hume pipe 450mm dia of grade (NP-3) excluding concrete as perspecification. | M | 12 |  | Included |  | 0 | 0 | 18% | 0
469 | 7000009236 | 4420 | 590 | 160 | Civil works | 100001761 | 995462 | Confirmed | 18% | Confirmed | Drains section A-A including culverts but excluding concrete & reinforcement steel | M | 25 |  | Included |  | 0 | 0 | 18% | 0
470 | 7000009236 | 4420 | 590 | 170 | Civil works | 100001762 | 995462 | Confirmed | 18% | Confirmed | Drains Section B-B including culverts but excluding concrete & reinforcement steel | M | 25 |  | Included |  | 0 | 0 | 18% | 0
471 | 7000009236 | 4420 | 590 | 180 | Civil works | 100003114 | 995454 | Confirmed | 18% | Confirmed | External finishing / painting of fire wall (water proofing cement paint) (DSR 13.44.1) | M2 | 180 |  | Included |  | 0 | 0 | 18% | 0
472 | 7000009236 | 4420 | 590 | 190 | Civil works | 100001454 | 995429 | Confirmed | 18% | Confirmed | Demolishing RCC work including stacking of steel bars and disposal of unserviceable material. | M3 | 100 |  | Included |  | 0 | 0 | 18% | 0
1: IX; 2: 1x500 MVA, 400/220kV ICT at Gazuwaka |  |  | 0
473 | 7000009236 | 190 | 370 | 10 | Installation of 500MVA AUTO transformer | 100000015 | 998736 | Confirmed | 18% | Confirmed | 500MVA, 400KV/220/33 KV, 3-phase Autotransformer excluding insulating oil | EA | 1 |  | Included |  | 0 | 0 | 18% | 0
474 | 7000009236 | 190 | 370 | 20 | Installation of 500MVA AUTO transformer | 100001910 | 998736 | Confirmed | 18% | Confirmed | Insulating Oil for 500MVA, 400KV/220/33 KV, 3-phase Autotransformer | SET | 1 |  | Included |  | 0 | 0 | 18% | 0
475 | 7000009236 | 190 | 370 | 30 | Installation of 500MVA AUTO transformer | 100000003 | 998736 | Confirmed | 18% | Confirmed | On line dissolved gas (multi gas) and moisture analyser (As per technical specification) | EA | 1 |  | Included |  | 0 | 0 | 18% | 0
476 | 7000009236 | 190 | 370 | 40 | Installation of 500MVA AUTO transformer | 100000004 | 998736 | Confirmed | 18% | Confirmed | On line insulating oil drying system (Cartridge type) (As per technical specification) | EA | 1 |  | Included |  | 0 | 0 | 18% | 0
477 | 7000009236 | 190 | 370 | 50 | Installation of 500MVA AUTO transformer | 100002238 | 998736 | Confirmed | 18% | Confirmed | Digital RTCC Panel consist of digital RTCC relays as per technical specification | SET | 1 |  | Included |  | 0 | 0 | 18% | 0
1: X; 2: 400kV & 220kV GAZUWAKA(AIS) S/s Extn. |  |  | 0
478 | 7000009236 | 740 | 180 | 10 | Installation of 400 kVEquipment | 100000268 | 998736 | Confirmed | 18% | Confirmed | Controlled Switching Device for 420 kV, 3-ph Circuit Breaker | EA | 2 |  | Included |  | 0 | 0 | 18% | 0
479 | 7000009236 | 740 | 180 | 30 | Installation of 400 kVEquipment | 100000328 | 998736 | Confirmed | 18% | Confirmed | 336kV Surge Arrester (1-phase) | EA | 3 |  | Included |  | 0 | 0 | 18% | 0
480 | 7000009236 | 740 | 180 | 40 | Installation of 400 kVEquipment | 100000340 | 998736 | Confirmed | 18% | Confirmed | 420 kV Bus Post Insulator (Except for wave traps) | EA | 6 |  | Included |  | 0 | 0 | 18% | 0
481 | 7000009236 | 740 | 180 | 70 | Installation of 400 kVEquipment | 100000281 | 998736 | Confirmed | 18% | Confirmed | 420kV, 3150A, 40KA, Isolator (3-phase)(Double Break) with one E/S | EA | 2 |  | Included |  | 0 | 0 | 18% | 0
482 | 7000009236 | 740 | 180 | 80 | Installation of 400 kVEquipment | 100000263 | 998736 | Confirmed | 18% | Confirmed | 420kV, 3150A, 40kA Circuit Breaker(3-Phase) without closing resistor(with support structure) | EA | 1 |  | Included |  | 0 | 0 | 18% | 0
483 | 7000009236 | 740 | 180 | 90 | Installation of 400 kVEquipment | 100000271 | 998736 | Confirmed | 18% | Confirmed | 420 kV, 3000A, 40KA, 1-Phase CurrentTransformer with 120% extended currentrating | EA | 3 |  | Included |  | 0 | 0 | 18% | 0
484 | 7000009236 | 750 | 200 | 10 | Installation of 220 kVEquipment | 100000435 | 998736 | Confirmed | 18% | Confirmed | 245kV, 1600A, 40KA Circuit Breaker(3-Phase) with support structure | EA | 1 |  | Included |  | 0 | 0 | 18% | 0
485 | 7000009236 | 750 | 200 | 20 | Installation of 220 kVEquipment | 100000443 | 998736 | Confirmed | 18% | Confirmed | 245 kV, 1600A, 40KA, 1-Phase CurrentTransformer with 120% extended currentrating | EA | 3 |  | Included |  | 0 | 0 | 18% | 0
486 | 7000009236 | 750 | 200 | 40 | Installation of 220 kVEquipment | 100000462 | 998736 | Confirmed | 18% | Confirmed | 245kV, 1600A, 40 KA, 3-phase DoubleBreak Isolator with two E/S | EA | 1 |  | Included |  | 0 | 0 | 18% | 0
487 | 7000009236 | 750 | 200 | 60 | Installation of 220 kVEquipment | 100000484 | 998736 | Confirmed | 18% | Confirmed | 216kV Surge Arrester (1-phase) | EA | 3 |  | Included |  | 0 | 0 | 18% | 0
488 | 7000009236 | 750 | 200 | 70 | Installation of 220 kVEquipment | 100001907 | 998736 | Confirmed | 18% | Confirmed | 245 kV,1 phase Bus Post Insulator (except for Line Traps) | EA | 6 |  | Included |  | 0 | 0 | 18% | 0
489 | 7000009236 | 750 | 200 | 80 | Installation of 220 kVEquipment | 100000448 | 998736 | Confirmed | 18% | Confirmed | 245 kV, 4400pf Capacitive Voltage Transformer (1- Phase) | EA | 3 |  | Included |  | 0 | 0 | 18% | 0
490 | 7000009236 | 760 | 230 | 60 | Installation of Relay & Protection Panel | 100000743 | 998736 | Confirmed | 18% | Confirmed | Augmentation of existing 220kV bus bar protection scheme.(No. of bays as per specification)-(with Automation) | SET | 1 |  | Included |  | 0 | 0 | 18% | 0
491 | 7000009236 | 760 | 230 | 70 | Installation of Relay & Protection Panel | 100000796 | 998736 | Confirmed | 18% | Confirmed | Augmentation of existing 400kV bus bar protection scheme | SET | 1 |  | Included |  | 0 | 0 | 18% | 0
492 | 7000009236 | 760 | 230 | 80 | Installation of Relay & Protection Panel | 100000790 | 998736 | Confirmed | 18% | Confirmed | 400kV Circuit Breaker Relay Panel without Auto Reclose | EA | 1 |  | Included |  | 0 | 0 | 18% | 0
493 | 7000009236 | 760 | 230 | 90 | Installation of Relay & Protection Panel | 100000793 | 998736 | Confirmed | 18% | Confirmed | 400kV Transformer Protection Panel (For both HV & MV side) | EA | 1 |  | Included |  | 0 | 0 | 18% | 0
494 | 7000009236 | 760 | 230 | 100 | Installation of Relay & Protection Panel | 100000803 | 998736 | Confirmed | 18% | Confirmed | 220kV Circuit Breaker Relay Panel without Auto Reclose | EA | 1 |  | Included |  | 0 | 0 | 18% | 0
495 | 7000009236 | 770 | 270 | 10 | Installation of Mechanical Auxiliaries | 100000972 | 998736 | Confirmed | 18% | Confirmed | 9litre water type Portable Fire extinguisher | EA | 1 |  | Included |  | 0 | 0 | 18% | 0
496 | 7000009236 | 770 | 270 | 20 | Installation of Mechanical Auxiliaries | 100000975 | 995461 | Confirmed | 18% | Confirmed | 4.5 kg CO2 type Portable Fire extinguisher | EA | 1 |  | Included |  | 0 | 0 | 18% | 0
497 | 7000009236 | 770 | 270 | 50 | Installation of Mechanical Auxiliaries | 100000983 | 998736 | Confirmed | 18% | Confirmed | HVW spray system, Hydrant system and complete U/G & O/G piping and accessories etc. out side the pump house for 500MVA ,400KV/220/33 kV, 3-phase Autotransformer | SET | 1 |  | Included |  | 0 | 0 | 18% | 0
498 | 7000009236 | 770 | 270 | 80 | Installation of Mechanical Auxiliaries | 100002752 | 998736 | Confirmed | 18% | Confirmed | 5Kg dry chemical powered type Portable Fire extinguisher | EA | 1 |  | Included |  | 0 | 0 | 18% | 0
499 | 7000009236 | 770 | 270 | 90 | Installation of Mechanical Auxiliaries | 100001868 | 998736 | Confirmed | 18% | Confirmed | Hydrant system, complete U/G piping and accessories etc. outside the Pump House for Fire Protection of 400/220kV (Ext) Substation | SET | 1 |  | Included |  | 0 | 0 | 18% | 0
500 | 7000009236 | 780 | 280 | 20 | Installation of Illumination | 100001024 | 998731 | Confirmed | 18% | Confirmed | Sub Lighting panel (outdoor) type SLP (Switchyard and Street Lighting) | EA | 1 |  | Included |  | 0 | 0 | 18% | 0
501 | 7000009236 | 780 | 280 | 50 | Installation of Illumination | 100001052 | 998731 | Confirmed | 18% | Confirmed | 63A, 415V : Interlocked switch socket outdoor Receptacle (type RP) as per technical specifications | EA | 2 |  | Included |  | 0 | 0 | 18% | 0
502 | 7000009236 | 780 | 280 | 60 | Installation of Illumination | 100001051 | 998731 | Confirmed | 18% | Confirmed | 15A, 240V: Outdoor Receptacle 2 pole, 3-pin modular (type RO) as per technical specifications | EA | 5 |  | Included |  | 0 | 0 | 18% | 0
503 | 7000009236 | 780 | 280 | 100 | Installation of Illumination | 100001021 | 995461 | Confirmed | 18% | Confirmed | Lighting Panel type ACP-2 as per technical specification | EA | 2 |  | Included |  | 0 | 0 | 18% | 0
504 | 7000009236 | 780 | 280 | 110 | Installation of Illumination | 100004852 | 998731 | Confirmed | 18% | Confirmed | Lighting Fixture LED Luminaires type FL-1 as per tech. specifications | EA | 10 |  | Included |  | 0 | 0 | 18% | 0
505 | 7000009236 | 780 | 280 | 120 | Installation of Illumination | 100004931 | 998731 | Confirmed | 18% | Confirmed | LED Flood Light Luminaries Type FL-2 (250W) as per technical specification | EA | 18 |  | Included |  | 0 | 0 | 18% | 0
506 | 7000009236 | 780 | 280 | 130 | Installation of Illumination | 100004936 | 998731 | Confirmed | 18% | Confirmed | Portable Flood Light Panel with LED LuminariesType FL-2 (250W) | EA | 1 |  | Included |  | 0 | 0 | 18% | 0
507 | 7000009236 | 780 | 280 | 140 | Installation of Illumination | 100004943 | 998731 | Confirmed | 18% | Confirmed | RQ-2 Type Receptacle of 400A as per technical specification | EA | 1 |  | Included |  | 0 | 0 | 18% | 0
508 | 7000009236 | 790 | 290 | 10 | Installation of Vendor Assesed Quantity | 100000486 | 998731 | Confirmed | 18% | Confirmed | Erection Hardware for 220kV layout (Double Main and Transfer Scheme as per SLD)-Transformer Bay as per specification | SET | 1 |  | Included |  | 0 | 0 | 18% | 0
509 | 7000009236 | 790 | 290 | 50 | Installation of Vendor Assesed Quantity | 100005436 | 998731 | Confirmed | 18% | Confirmed | ERECTION H/W 400KV D-TYPE TIE BAY | SET | 1 |  | Included |  | 0 | 0 | 18% | 0
510 | 7000009236 | 790 | 290 | 60 | Installation of Vendor Assesed Quantity | 100000350 | 998731 | Confirmed | 18% | Confirmed | Erection Hardware for 400kV D type layout-Any feeder Extn. On existing half dia. as per specification | SET | 1 |  | Included |  | 0 | 0 | 18% | 0
511 | 7000009236 | 790 | 290 | 70 | Installation of Vendor Assesed Quantity | 100003844 | 998731 | Confirmed | 18% | Confirmed | ERECTION H/W : INTERCONNECTION ARRANGEMENT OF 220KV SIDE OF ICT WITH 220KV CABLE TERMINATION YARD | SET | 1 |  | Included |  | 0 | 0 | 18% | 0
512 | 7000009236 | 800 | 300 | 10 | Installation of Structures | 100001183 | 995455 | Confirmed | 18% | Confirmed | Erection of Std 220 kV Tower CA including nuts, bolts, all type of washers, packplates, step bolts and gusset plates excludingfoundation bolts | EA | 2 |  | Included |  | 0 | 0 | 18% | 0
513 | 7000009236 | 800 | 300 | 20 | Installation of Structures | 100001204 | 995455 | Confirmed | 18% | Confirmed | Erection of Std 220 kV Gantry B1 including nuts, bolts, all type of washers, packplates, step bolts and gusset plates excludingfoundation bolts | EA | 1 |  | Included |  | 0 | 0 | 18% | 0
514 | 7000009236 | 800 | 300 | 40 | Installation of Structures | 100001212 | 995455 | Confirmed | 18% | Confirmed | Erection of Pipe Structure - 400 kV 1-Phase CT including nuts, bolts, all type of washers, packplates, step bolts and gusset platesexcluding foundation bolts | EA | 3 |  | Included |  | 0 | 0 | 18% | 0
515 | 7000009236 | 800 | 300 | 50 | Installation of Structures | 100001214 | 995455 | Confirmed | 18% | Confirmed | Erection of Pipe Structure - 400 kV 3-Phase ISOLATOR including nuts, bolts, all type of washers, packplates, step bolts and gussetplates excluding foundation bolts | EA | 2 |  | Included |  | 0 | 0 | 18% | 0
516 | 7000009236 | 800 | 300 | 60 | Installation of Structures | 100001216 | 995455 | Confirmed | 18% | Confirmed | Erection of Pipe Structure - 400 kV 1-Phase SA including nuts, bolts, all type of washers, packplates, step bolts and gusset platesexcluding foundation bolts | EA | 3 |  | Included |  | 0 | 0 | 18% | 0
517 | 7000009236 | 800 | 300 | 70 | Installation of Structures | 100001217 | 995455 | Confirmed | 18% | Confirmed | Erection of Pipe Structure - 400 kV, 1-Phase, BPI, (Excluding Wave Trap), including nuts, bolts, all type of washers,packplates, step bolts and gusset plates excluding foundation bolts | EA | 6 |  | Included |  | 0 | 0 | 18% | 0
518 | 7000009236 | 800 | 300 | 80 | Installation of Structures | 100001220 | 995455 | Confirmed | 18% | Confirmed | Erection of Pipe Structure - 220 kV 1-Phase CT including nuts, bolts, all type of washers, packplates, step bolts and gusset platesexcluding foundation bolts | EA | 3 |  | Included |  | 0 | 0 | 18% | 0
519 | 7000009236 | 800 | 300 | 90 | Installation of Structures | 100001222 | 995455 | Confirmed | 18% | Confirmed | Erection of Pipe Structure - 220 kV 3-Phase ISOLATOR including nuts, bolts, all type of washers, packplates, step bolts and gussetplates excluding foundation bolts | EA | 1 |  | Included |  | 0 | 0 | 18% | 0
520 | 7000009236 | 800 | 300 | 100 | Installation of Structures | 100001224 | 995455 | Confirmed | 18% | Confirmed | Erection of Pipe Structure - 220 kV 1-Phase SA including nuts, bolts, all type of washers, packplates, step bolts and gusset platesexcluding foundation bolts | EA | 3 |  | Included |  | 0 | 0 | 18% | 0
521 | 7000009236 | 800 | 300 | 120 | Installation of Structures | 100001225 | 995455 | Confirmed | 18% | Confirmed | Erection of Pipe Structure - 220 kV 1-Phase BPI including nuts, bolts, all type of washers, packplates, step bolts and gusset platesexcluding foundation bolts | EA | 6 |  | Included |  | 0 | 0 | 18% | 0
522 | 7000009236 | 800 | 300 | 130 | Installation of Structures | 100001676 | 995455 | Confirmed | 18% | Confirmed | Erection of 40mm dia foundation bolts including nuts, checknuts, washers and packplates. | EA | 32 |  | Included |  | 0 | 0 | 18% | 0
523 | 7000009236 | 800 | 300 | 140 | Installation of Structures | 100001674 | 995455 | Confirmed | 18% | Confirmed | Erection of 28mm dia foundation bolts including nuts, checknuts, washers and packplates. | EA | 180 |  | Included |  | 0 | 0 | 18% | 0
524 | 7000009236 | 800 | 300 | 150 | Installation of Structures | 100001210 | 995455 | Confirmed | 18% | Confirmed | Erection of Lattice Structures (MS Steel), to be designed during detailed engineering, for towers, beams and equipment supportstructure including pack plates / packwashers and gusset plates excluding fasteners and foundation bolts | MT | 4 |  | Included |  | 0 | 0 | 18% | 0
525 | 7000009236 | 800 | 300 | 160 | Installation of Structures | 100001680 | 995455 | Confirmed | 18% | Confirmed | Erection of fasteners ( nuts, bolts and washers ) including step bolts for lattice and pipe structures to be designed duringdetailed engineering | MT | 1 |  | Included |  | 0 | 0 | 18% | 0
526 | 7000009236 | 800 | 300 | 170 | Installation of Structures | 100001681 | 995455 | Confirmed | 18% | Confirmed | Erection of foundation bolts including nuts, checknut and washers for lattice and pipe structures to be designed during detailedengineering | MT | 1 |  | Included |  | 0 | 0 | 18% | 0
527 | 7000009236 | 850 | 490 | 10 | Installation of Main Earthmat | 100003103 | 998731 | Confirmed | 18% | Confirmed | 40 mm MS rod for Main Earthmat | KM | 0.5 |  | Included |  | 0 | 0 | 18% | 0
528 | 7000009236 | 910 | 560 | 10 | Installation of Power&Control Cable(LS) | 100002181 | 998736 | Confirmed | 18% | Confirmed | 1.1kV grade Power Cables (PVCinsulated)along withlugs,glands,straight joints &accessories,etc. | LS | 1 |  | Included |  | 0 | 0 | 18% | 0
529 | 7000009236 | 910 | 560 | 20 | Installation of Power&Control Cable(LS) | 100002182 | 998736 | Confirmed | 18% | Confirmed | 1.1kV grade Control Cables (PVCinsulated) along withlugs,glands,straight joints &accessories,etc. | LS | 1 |  | Included |  | 0 | 0 | 18% | 0
530 | 7000009236 | 910 | 560 | 30 | Installation of Power&Control Cable(LS) | 100002183 | 995461 | Confirmed | 18% | Confirmed | Cable glands, lugs & straight through joints for Power & Control cables | LS | 1 |  | Included |  | 0 | 0 | 18% | 0
531 | 7000009236 | 910 | 560 | 40 | Installation of Power&Control Cable(LS) | 100003359 | 998736 | Confirmed | 18% | Confirmed | 220 KV Cable end termination(s) (AIS TYPE) at substation as per technical specification | EA | 6 |  | Included |  | 0 | 0 | 18% | 0
532 | 7000009236 | 910 | 560 | 50 | Installation of Power&Control Cable(LS) | 100003013 | 998736 | Confirmed | 18% | Confirmed | 220kV HV Power Cable along with accessories | KM | 1.2 |  | Included |  | 0 | 0 | 18% | 0
533 | 7000009236 | 910 | 560 | 60 | Installation of Power&Control Cable(LS) | 100003969 | 995423 | Confirmed | 18% | Confirmed | Construction of buried cable trench along with excavation, PCC, back filling, restoration and construction of jointing bays (asper requirement) etc. as per technical specification | KM | 0.4 |  | Included |  | 0 | 0 | 18% | 0
534 | 7000009236 | 1030 | 600 | 10 | Install CPanel &BCU For NTAMC Integrati | 100000788 | 998736 | Confirmed | 18% | Confirmed | Augmentation of existing 400kV Control Panel (Bus Scheme as per SLD) | EA | 1 |  | Included |  | 0 | 0 | 18% | 0
535 | 7000009236 | 1030 | 600 | 20 | Install CPanel &BCU For NTAMC Integrati | 100003228 | 998736 | Confirmed | 18% | Confirmed | Bay Control Unit including interface accessories integration with NTAMC as per technical specification. | EA | 2 |  | Included |  | 0 | 0 | 18% | 0
536 | 7000009236 | 1030 | 600 | 30 | Install CPanel &BCU For NTAMC Integrati | 100000801 | 998736 | Confirmed | 18% | Confirmed | Augmentation of existing Simplex Control Panel for 220kV (Bus scheme as per SLD) | EA | 1 |  | Included |  | 0 | 0 | 18% | 0
537 | 7000009236 | 1040 | 610 | 10 | Civil works | 100004464 | 995433 | Confirmed | 18% | Confirmed | Earthwork in Excavation in all types of soils and soft/disintegrated rocks including disposal and rough grading of excavatedmaterial within a lead of 1000 meters beyond the levelling boundary as per TS | M3 | 2030 |  | Included |  | 0 | 0 | 18% | 0
538 | 7000009236 | 1040 | 610 | 20 | Civil works | 100001325 | 995454 | Confirmed | 18% | Confirmed | Providing and laying of Plain Cement Concrete (PCC) (1:4:8) | M3 | 96 |  | Included |  | 0 | 0 | 18% | 0
539 | 7000009236 | 1040 | 610 | 30 | Civil works | 100001326 | 995454 | Confirmed | 18% | Confirmed | Providing and laying of Plain Cement Concrete (PCC) (1:2:4) | M3 | 10 |  | Included |  | 0 | 0 | 18% | 0
540 | 7000009236 | 1040 | 610 | 40 | Civil works | 100001327 | 995454 | Confirmed | 18% | Confirmed | Providing and laying of Reinforced Cement Concrete M25 mix including pre cast, shuttering, Grouting of pockets & underpinning butexcluding steel reinforcement | M3 | 589 |  | Included |  | 0 | 0 | 18% | 0
541 | 7000009236 | 1040 | 610 | 50 | Civil works | 100001328 | 995454 | Confirmed | 18% | Confirmed | Providing and laying Plain Cement Concrete 1:5:10 (1 cement : 5 sand : 10 brick aggregate) | M3 | 238 |  | Included |  | 0 | 0 | 18% | 0
542 | 7000009236 | 1040 | 610 | 60 | Civil works | 100001329 | 995454 | Confirmed | 18% | Confirmed | Steel Reinforcement | MT | 45 |  | Included |  | 0 | 0 | 18% | 0
543 | 7000009236 | 1040 | 610 | 70 | Civil works | 100001331 | 995455 | Confirmed | 18% | Confirmed | Misc. Structural steel including rails, embedments, edge protection angles, gratings etc. but excluding the reinforcement steel andsteel for lattice and pipe structures. | MT | 29 |  | Included |  | 0 | 0 | 18% | 0
544 | 7000009236 | 1040 | 610 | 80 | Civil works | 100001714 | 995428 | Confirmed | 18% | Confirmed | Stone spreading in switchyard excluding PCC | M2 | 3000 |  | Included |  | 0 | 0 | 18% | 0
545 | 7000009236 | 1040 | 610 | 90 | Civil works | 100001713 | 995424 | Confirmed | 18% | Confirmed | Antiweed treatment | M2 | 3000 |  | Included |  | 0 | 0 | 18% | 0
546 | 7000009236 | 1040 | 610 | 100 | Civil works | 100001330 | 995428 | Confirmed | 18% | Confirmed | Stone filling (40 mm size) for transformer/Reactor foundation | M3 | 21 |  | Included |  | 0 | 0 | 18% | 0
547 | 7000009236 | 1040 | 610 | 110 | Civil works | 100002580 | 995421 | Confirmed | 18% | Confirmed | Construction of rail cum road as per drawing including all item such as excavation,compactions, rolling watering, WBM etc. butexcluding concrete reinforcement and structural steel-Section having four rails | M2 | 135 |  | Included |  | 0 | 0 | 18% | 0
548 | 7000009236 | 1040 | 610 | 120 | Civil works | 100001376 | 995428 | Confirmed | 18% | Confirmed | Removing,cleaning and washing of existing stones and respreading of stones in switchyard after doing anti-weed treatment excludingPCC | M2 | 100 |  | Included |  | 0 | 0 | 18% | 0
549 | 7000009236 | 1040 | 610 | 130 | Civil works | 100001735 | 995462 | Confirmed | 18% | Confirmed | RCC culverts and cable trench crossings including supplying and laying hume pipe 250mm dia of grade (NP-3) excluding concrete as perspecification. | M | 12 |  | Included |  | 0 | 0 | 18% | 0
550 | 7000009236 | 1040 | 610 | 140 | Civil works | 100001736 | 995462 | Confirmed | 18% | Confirmed | RCC culverts and cable trench crossings including supplying and laying hume pipe 300mm dia of grade (NP-3) excluding concrete as perspecification. | M | 12 |  | Included |  | 0 | 0 | 18% | 0
551 | 7000009236 | 1040 | 610 | 150 | Civil works | 100001737 | 995462 | Confirmed | 18% | Confirmed | RCC culverts and cable trench crossings including supplying and laying hume pipe 450mm dia of grade (NP-3) excluding concrete as perspecification. | M | 12 |  | Included |  | 0 | 0 | 18% | 0
552 | 7000009236 | 1040 | 610 | 160 | Civil works | 100001761 | 995462 | Confirmed | 18% | Confirmed | Drains section A-A including culverts but excluding concrete & reinforcement steel | M | 25 |  | Included |  | 0 | 0 | 18% | 0
553 | 7000009236 | 1040 | 610 | 170 | Civil works | 100001762 | 995462 | Confirmed | 18% | Confirmed | Drains Section B-B including culverts but excluding concrete & reinforcement steel | M | 25 |  | Included |  | 0 | 0 | 18% | 0
554 | 7000009236 | 1040 | 610 | 180 | Civil works | 100001721 | 995428 | Confirmed | 18% | Confirmed | Supplying, filling and compacting stone boulders mixed with sand under foundations, roads, cable trenches, drains etc in layers notexceeding 250mm thickness including ramming, watering compacting | M3 | 350 |  | Included |  | 0 | 0 | 18% | 0
555 | 7000009236 | 4580 | 630 | 10 | LT SWGR(DCDB EXTN) | 100000903 | 998736 | Confirmed | 18% | Confirmed | 220V DCDB (Extn.) | SET | 1 |  | Included |  | 0 | 0 | 18% | 0
8: Grand Total for Schedule-3 | 0 | 0 |  |  |  | 0
# In case the bidder leaves the cell for confirmation of the SAC and/or GST rate “blank”, the SAC and corresponding GST rate indicated by the Employer shall be deemed to be the one confirmed by the Bidder.
Date : | -- | [10 empty] | Printed Name :
Place : | [11 empty] | Designation :
Click for Sch-4

## Sch-3 Dis (hidden)
Spec. No. CC-CS/903-SR2/SS-3951/3/G7 |  |  |  |  | Schedule - 3
Substation Package - SS-22 for i) 400kV Hosur S/s Extn., ii) 400kV Madhugiri S/s Extn., iii) 400kV Dharmapuri S/s Extn., iv) 400kV Hiriyur S/s Extn., v) 400kV Pugalur S/s (AIS) Extn., vi) 400kV Pugalur HVDC (GIS) S/s Extn., vii) 400/220kV Gazuwaka S/s Extn., viii) 1x 500MVA, 400/220kV ICT at Gazuwaka under SRSS-XXV and i) 220 kV Cochin S/s Extn., ii) 400kV Kozikode S/s Extn. under SRSS-XXVI | [7 empty] | As per Lum-sum |  | 0%
(SCHEDULE OF RATES AND PRICES : ERECTION CHARGES) | [7 empty] | AS per Percent |  | #REF!
[8 empty] | As per lum-sum on Sch-3 |  | 0%
Bidder’s Name and Address (Sole Bidder) : |  |  |  | To: |  |  |  | As per Percent on Sch-3 |  | #REF!
|  |  |  | Contract Services |  |  |  | Total Discount |  | #REF!
Name : |  |  |  | Power Grid Corporation of India Ltd.,
Address : |  |  |  | "Saudamini", Plot No.-2
|  |  |  | Sector-29, |  |  |  | Multipackage lum-sum |  | 0%
Gurgaon (Haryana) - 122001
[5 empty] | All Prices are in Indian Rupees. |  |  |  | Amount after Discount (Rs.) |  | Dis Alert | Amount after MPD (Rs.)
SI. No. | Description | Unit | Quantity | Unit Erection Charges | Total Erection Charges |  |  |  | Unit Erection Charges | Total Erection Charges |  | Unit Erection Charges | Total Erection Charges
1 | 2 | 3 | 4 | 5 | 6 = 4 x 5 |  |  |  | 5 | 6 = 4 x 5 |  | 5 | 6 = 4 x 5
1 | Survey
(a) | #REF! | #REF! | #REF! | #REF! | #REF!
(b) | #REF! | #REF! | #REF! | #REF! | #REF!
(c) | #REF! | #REF! | #REF! | #REF! | #REF!
2 | #REF!
2.1 | #REF! | #REF! | #REF! |  |  | (a) | Detailed Soil Investigation
(a) | #REF! | #REF! | #REF! | #REF! | #REF! | (b) | All kinds of soil except fissured rock & hard rock
(b) | #REF! | #REF! | #REF! | #REF! | #REF! | (e) | River Crossing Location
| #REF! | #REF! | #REF! | #REF! | #REF!
| #REF! | #REF! | #REF! | #REF! | #REF!
(f)
3 | #REF!
(a) | #REF! | #REF! | #REF! | #REF! | #REF! |  | Wet Soil
(b) | #REF! | #REF! | #REF! | #REF! | #REF! |  | Dry Fissured Rock
(c) | #REF! | #REF! | #REF! | #REF! | #REF! |  | Wet Fissured Rock
| #REF! | #REF! | #REF! | #REF! | #REF!
| #REF! | #REF! | #REF! | #REF! | #REF!
4.2 | #REF!
(a) | #REF! | #REF! | #REF! | #REF! | #REF!
(b) | #REF! | #REF! | #REF! | #REF! | #REF!
4.3 | #REF! | #REF! | #REF! | #REF! | #REF!
4.4 | #REF! | #REF! | #REF! | #REF! | #REF!
5 | #REF!
(a) | #REF! | #REF! | #REF! | #REF! | #REF!
#REF!
| #REF! | #REF! | #REF! | #REF! | #REF!
| #REF! | #REF! | #REF! | #REF! | #REF!
| #REF! | #REF! | #REF! | #REF! | #REF!
6 | #REF!
(a) | #REF! | #REF! | #REF! | #REF! | #REF!
(b) | #REF! | #REF! | #REF! | #REF! | #REF!
| #REF! | #REF! | #REF! | #REF! | #REF!
7 | #REF!
(a) | #REF! | #REF! | #REF! | #REF! | #REF!
(b) | #REF! | #REF! | #REF! | #REF! | #REF!
(c) | #REF! | #REF! | #REF! | #REF! | #REF!
(d) | #REF! | #REF! | #REF! | #REF! | #REF!
(e) | #REF! | #REF! | #REF! | #REF! | #REF!
(f) | #REF! | #REF! | #REF! | #REF! | #REF!
8 | #REF!
(a) | #REF! | #REF! | #REF! | #REF! | #REF!
(b) | #REF! | #REF! | #REF! | #REF! | #REF!
(c) | #REF! | #REF! | #REF! | #REF! | #REF!
9 | #REF!
9.1 | #REF! | #REF! | #REF! | #REF! | #REF!
Included
| #REF! |  |  |  | Included
| #REF! | #REF! | #REF! | #REF! | #REF!
| #REF! |  |  |  | Included
| #REF! | #REF! | #REF! | #REF! | #REF!
| #REF! | #REF! | #REF! | #REF! | #REF!
10 | #REF!
(a) | #REF! | #REF! | #REF! | #REF! | #REF!
11 | #REF!
11.1 | #REF!
| #REF! | #REF! | #REF! | #REF! | #REF!
11.2 | #REF! | #REF! | #REF! | #REF! | #REF!
Included
11.3 | #REF! | #REF! | #REF! | #REF! | #REF!
Included
11.4 | #REF! | #REF! | #REF! | #REF! | #REF!
11.5 | #REF! | #REF! | #REF! | #REF! | #REF!
11.6 | #REF! | #REF! | #REF! | #REF! | #REF!
Included
11.7 | #REF! | #REF! | #REF! | #REF! | #REF!
11.8 | #REF! | #REF! | #REF! | #REF! | #REF!
11.9 | #REF! | #REF! | #REF! | #REF! | #REF!
11.1 | #REF! | #REF! | #REF! | #REF! | #REF!
11.11 | #REF! | #REF! | #REF! | #REF! | #REF!
| Total Erection Price (A+B+C) |  |  |  | #REF!
Date : | --
Place : |  |  | Printed Name : | #REF!
|  |  | Designation : | #REF!
Click for Sch-4

## Sch-4
Spec. No. CC-CS/903-SR2/SS-3951/3/G7 | [14 empty] | Schedule - 4
Substation Package - SS-22 for i) 400kV Hosur S/s Extn., ii) 400kV Madhugiri S/s Extn., iii) 400kV Dharmapuri S/s Extn., iv) 400kV Hiriyur S/s Extn., v) 400kV Pugalur S/s (AIS) Extn., vi) 400kV Pugalur HVDC (GIS) S/s Extn., vii) 400/220kV Gazuwaka S/s Extn., viii) 1x 500MVA, 400/220kV ICT at Gazuwaka under SRSS-XXV and i) 220 kV Cochin S/s Extn., ii) 400kV Kozikode S/s Extn. under SRSS-XXVI
(SCHEDULE OF RATES AND PRICES )
Bidder’s Name and Address (Lead Partner) : | [12 empty] | To:
Contracts Services, 3rd Floor
Name : | [12 empty] | Power Grid Corporation of India Ltd.,
Address : | [12 empty] | "Saudamini", Plot No.-2
Sector-29,
Gurgaon (Haryana) - 122001
Training Charges for Training to be imparted
All figures in INR
SI. No. | PR No | PR Line Item No | Activity Header | PR Activity No | Activity Description | Service Code | SAC (Service Accounting Codes) | Whether SAC in column '8’ is confirmed. If not indicate applicable the SAC * | Rate of GST applicable ( in %) | Whether rate of GST in column ‘4’ is confirmed. If not indicate applicable rate of GST * | Description | Unit | Quantity | Unit Training Charges excluding GST | Total Training Charges excluding GST | Total GST as confirmed by Bidder
1 | 2 | 3 | 4 | 5 | 6 | 7 | 8 | 9 | 10 | 11 | 12 | 13 | 14 | 15 | 16 = 14 x 15 | 17 | Total Value | GST on item
[16 empty] | 0 | 0 | 0
[5 empty] | NOT APPLICABLE | [10 empty] | 0 | 0 | 0
[16 empty] | 0 | 0 | 0
[9 empty] | Total Training Charges | [5 empty] | Included |  |  | 0
[9 empty] | Total GST as confirmed by Bidder | [6 empty] | 0
Date : | -- | [12 empty] | Printed Name :
Place : | [13 empty] | Designation :
Click for Sch-5

## Sch-4-old (hidden)
Spec. No. CC-CS/903-SR2/SS-3951/3/G7 | [9 empty] | Schedule - 4
Substation Package - SS-22 for i) 400kV Hosur S/s Extn., ii) 400kV Madhugiri S/s Extn., iii) 400kV Dharmapuri S/s Extn., iv) 400kV Hiriyur S/s Extn., v) 400kV Pugalur S/s (AIS) Extn., vi) 400kV Pugalur HVDC (GIS) S/s Extn., vii) 400/220kV Gazuwaka S/s Extn., viii) 1x 500MVA, 400/220kV ICT at Gazuwaka under SRSS-XXV and i) 220 kV Cochin S/s Extn., ii) 400kV Kozikode S/s Extn. under SRSS-XXVI
(SCHEDULE OF RATES AND PRICES : TRAINING CHARGES)
Bidder’s Name and Address (Sole Bidder) :
#REF!
Name : | [11 empty] | #REF!
Address :
TRAINING CHARGES
Sl. No. | PR No | Line Item No | Activity Header | PR Activity No | Activity Description | Service Code | Description | Units | Quantity | Training Charges
[10 empty] | Unit Charges | Total Amount
1 | 2 | 3 | 4 | 5 | 6 | 7 | 8 | 9 | 10 | 11 | 12= (10 x 11)
I | NOT APPLICABLE
1 | 7000002675 | 10 | 460 | 10 | Training of Comm. Eqpt. | 100002900 | Training for communication Equipments | MND | 5 |  | Included
II | Extension of 765kV Raipur Pooling S/S under POWERGRID works associated with TBCB lines under Common Transmission system for Phase-II generation projects in Odisha (DPR-2)
1 | 7000004440 | 10 | 400 | 10 | Training | 100002670 | Training at substation Site in the area of erection, testing, commissioining, operation and maintenence of CB, Isolator, CT, CVT andSurge Arrester. | TAG | 2 |  | Included
2 | 7000004440 | 10 | 400 | 20 | Training | 100002671 | Training at substation site in the area of testing, commissioining, operation and maintenece of Protection and automation system | TAG | 2 |  | Included
3 | 7000004440 | 10 | 400 | 40 | Training | 100002661 | Training at substation Site in the area of erection, testing, commissioining, operation and maintenance of Digital ProtectionCoupler. | DAY | 2 |  | Included
III | Extension of 765/400kV Gaya S/S under Transmission system associated with Nabinagar-II
1 | 7000002510 | 10 | 790 | 10 | Training of Comm. Eqpt. | 100002900 | Training for communication Equipments | MND | 20 |  | Included
Total for Training Charges [Total Schedule 4)] | [10 empty] | 0 | #REF!
NOTE: To and fro charges and accommodation for the Instructor (Trainer) and Training material for the Trainees shall be included in the prices quoted by the bidder.
Date : | -- | [6 empty] | Printed Name :
Place : | [7 empty] | Designation :
Click for Sch-5

## Sch-4 Dis (hidden)
Spec. No. CC-CS/903-SR2/SS-3951/3/G7 |  |  |  |  | Schedule - 4
Substation Package - SS-22 for i) 400kV Hosur S/s Extn., ii) 400kV Madhugiri S/s Extn., iii) 400kV Dharmapuri S/s Extn., iv) 400kV Hiriyur S/s Extn., v) 400kV Pugalur S/s (AIS) Extn., vi) 400kV Pugalur HVDC (GIS) S/s Extn., vii) 400/220kV Gazuwaka S/s Extn., viii) 1x 500MVA, 400/220kV ICT at Gazuwaka under SRSS-XXV and i) 220 kV Cochin S/s Extn., ii) 400kV Kozikode S/s Extn. under SRSS-XXVI
(SCHEDULE OF RATES AND PRICES : TRAINING CHARGES)
Bidder’s Name and Address (Sole Bidder) : |  |  |  | To:
|  |  |  | Contract Services |  |  | #REF!
Name : |  |  |  | Power Grid Corporation of India Ltd., |  |  | #REF!
Address : |  |  |  | "Saudamini", Plot No.-2
Sector-29,
Gurgaon (Haryana) - 122001
Training Charges
1. Price Component of training to be imparted to Employer's Personnel by Bidder's instructor
Sl. No. | Description | Country where training is to be imparted | Item for which training is to be imparted | Training duration in days | Training Charges
[5 empty] | per DIEM Rate | Total Amount
1 | 2 | 3 | 4 | 5 | 6 | 7 = (5 x 6)
1 | The Bidder shall impart necessary training to Employer's Six personnel on design, operation, maintenance and commissioning aspect as per technical specification at manufacturer’s /supplier’s works. |  | Transformer | 3 |  | Included
|  |  | PLCC | 3 |  | Included
|  |  | Control, Protection & Automation | 5 |  | Included
|  |  | Switchyard Equipments (CB,CT,CVT, Isolators & LA | 3 |  | Included
Total for Training Charges [Total Schedule 4)] | [5 empty] | #REF! | #REF!
NOTE: To and fro charges and accommodation for the Instructor (Trainer) and Training material for the Trainees shall be included in the prices quoted by the bidder.
Date : | -- |  | #REF!
Place : |  |  | #REF!
Click for Sch-5

## Sch-5-old (hidden)
Spec. No. CC-CS/903-SR2/SS-3951/3/G7 |  |  |  | Schedule - 5
Substation Package - SS-22 for i) 400kV Hosur S/s Extn., ii) 400kV Madhugiri S/s Extn., iii) 400kV Dharmapuri S/s Extn., iv) 400kV Hiriyur S/s Extn., v) 400kV Pugalur S/s (AIS) Extn., vi) 400kV Pugalur HVDC (GIS) S/s Extn., vii) 400/220kV Gazuwaka S/s Extn., viii) 1x 500MVA, 400/220kV ICT at Gazuwaka under SRSS-XXV and i) 220 kV Cochin S/s Extn., ii) 400kV Kozikode S/s Extn. under SRSS-XXVI
SUMMARY OF TAXES & DUTIES APPLICABLE ON PLANT & EQUIPMENT
Bidder’s Name and Address (Sole Bidder) : |  |  | To:
Contract Services
Name : |  |  | Power Grid Corporation of India Ltd.,
Address : |  |  | "Saudamini", Plot No.-2
Sector-29,
Gurgaon (Haryana) - 122001
Sl. No. | Item Nos. |  | Total Price (INR) |  | After Discount |  |  | After MPDiscount
1 | TOTAL EXCISE DUTY |  | #REF! |  | Excise Duty |  | 0 | Excise Duty |  | 0
Total Excise Duty for direct transaction between the Contractor and the Employer (identified in Schedule 1 as 'Direct') which are not included in the Ex-works price as per the provision of the Bidding Documents, as applicable.
Rate of Excise Duty for Direct items indicated in Sch-1
2 |  |  | 0 |  | Sales Tax |  | 0 | Sales Tax |  | 0
| Total Sales Tax for direct transaction between the Contractor and the Employer (identified in Schedule 1 as 'Direct') which are not included in the Ex-works price as per the provision of the Bidding Documents, as applicable. |  |  |  | #REF! |  | 0 | #REF! |  | 0
| Amount on which Sales Tax is applicable [only ex-w price] |  |  |  | Amount | #REF! |  | Amount | #REF!
| Excise duty on this amount @ 0% | 0 |  |  | ED | #REF! |  | ED | #REF!
Rate of Sales Tax
3 | TOTAL VAT |  | #REF! |  | Vat |  | 0 | Vat |  | 0
| Total VAT for direct transaction between the Contractor and the Employer (identified in Schedule 1 as 'Direct') which are not included in the Ex-works price as per the provision of the Bidding Documents, as applicable |  |  |  | #REF! |  | 0 | #REF! |  | 0
| Amount on which VAT is applicable [only ex-w price] | #REF! |  |  | Amount | #REF! |  | Amount | #REF!
| Excise duty on this amount @ 0% | #REF! |  |  | ED | #REF! |  | ED | #REF!
Rate of VAT
4 | TOTAL OCTROI
Total Octroi as applicable for destination site/state on all items of supply, as per the provisions of the Bidding Documents, on all items of Schedule 1.
| Amount on which Octroi is applicable | Click here for details of Octroi
5 | TOTAL ENTRY TAX
Total Entry Tax as applicable for destination site/state on all items of supply, as per the provisions of the Bidding Documents, on all items of Schedule 1.
| Amount on which Entry Tax is applicable | Click here for details of Entry Taxes
6 | TOTAL OTHER TAXES & DUTIES
Total Others levies payable in India (please specify) as applicable for destination site/state on direct transaction items of supply, as per the provisions of the Bidding Documents, on all items of Schedule 1.
| Amount on which Other Taxes & Duties are applicable | Click here for details of Other Taxes & Duties
| GRAND TOTAL [1+2+3] |  | #REF! |  | Grand Total after Discount |  | 0 | Grand Total after MPD |  | 0
| Above Grand Total does not include Octroi, Entry Tax , Other Taxes & Duties quoted by bidder at Sl. No. 4,5 & 6 above |  | Plus Octroi, Entry Tax , Other Taxes & Duties quoted by bidder at Sl. No. 4,5 & 6 above
Note : | The reimbursement of Excise Duty, Sales Tax/VAT and other levies as per Sl. No. 1, 2 & 3 above subject to provision of ITB Clause 11.4 shall be only against those items for which the Mode of Transaction indicated in Schedule - 1 is 'Direct'. In case of those items in the said Sechedule-1 against which the mode of transaction has been left blank, the same shall be deemed to be 'Bought-out' for the purpose of Evaluation and award of Contract and the price indicated in Schedule 1 against such items shall be deemed to be inclusive of all such taxes, duties and levies.
Date : | -- | Printed Name :
Place : |  | Designation :
Click for Sch-6

## Sch-5 Dis-old (hidden)
AAABAAAAAAA- |  |  |  | Schedule - 5
Substation Package - SS-22 for i) 400kV Hosur S/s Extn., ii) 400kV Madhugiri S/s Extn., iii) 400kV Dharmapuri S/s Extn., iv) 400kV Hiriyur S/s Extn., v) 400kV Pugalur S/s (AIS) Extn., vi) 400kV Pugalur HVDC (GIS) S/s Extn., vii) 400/220kV Gazuwaka S/s Extn., viii) 1x 500MVA, 400/220kV ICT at Gazuwaka under SRSS-XXV and i) 220 kV Cochin S/s Extn., ii) 400kV Kozikode S/s Extn. under SRSS-XXVI
SUMMARY OF TAXES & DUTIES APPLICABLE ON GOODS
Bidder’s Name and Address (Sole Bidder) : |  |  | To:
Contract Services
Name : |  |  | Power Grid Corporation of India Ltd.,
Address : |  |  | "Saudamini", Plot No.-2
Sector-29,
Gurgaon (Haryana) - 122001
Sl. No. | Item Nos. |  | Total Price (INR) |  | After Discount |  |  | After MPDiscount
1 | TOTAL EXCISE DUTY |  | 0 |  | Excise Duty |  | 0 | Excise Duty |  | 0
Total Excise Duty for direct transaction between the Contractor and the Employer (identified in Schedule 1 as 'Direct') which are not included in the Ex-works price as per the provision of the Bidding Documents, as applicable.
| Rate of Excise Duty for Direct items indicated in Sch-1 | 0%
2 | TOTAL SALES TAX |  | 0 |  | Sales Tax |  | 0 | Sales Tax |  | 0
| Total Sales Tax for direct transaction between the Contractor and the Employer (identified in Schedule 1 as 'Direct') which are not included in the Ex-works price as per the provision of the Bidding Documents, as applicable. |  |  |  | #REF! |  | 0 | #REF! |  | 0
| Amount on which Sales Tax is applicable [only ex-w price] | 0 |  |  | Amount | #REF! |  | Amount | #REF!
| Excise duty on this amount @ 0% | 0 |  |  | ED | #REF! |  | ED | #REF!
| Rate of Sales Tax | 0%
3 | TOTAL VAT |  | 0 |  | Vat |  | 0 | Vat |  | 0
| Total VAT for direct transaction between the Contractor and the Employer (identified in Schedule 1 as 'Direct') which are not included in the Ex-works price as per the provision of the Bidding Documents, as applicable |  |  |  | #REF! |  | 0 | #REF! |  | 0
| Amount on which VAT is applicable [only ex-w price] | 0 |  |  | Amount | #REF! |  | Amount | #REF!
| Excise duty on this amount @ 0% | 0 |  |  | ED | #REF! |  | ED | #REF!
| Rate of VAT | 0%
4 | TOTAL OCTROI
Total Octroi as applicable for destination site/state on all items of supply, as per the provisions of the Bidding Documents, on all items of Schedule 1.
| Amount on which Octroi is applicable | Click here for details of Octroi
5 | TOTAL ENTRY TAX
Total Entry Tax as applicable for destination site/state on all items of supply, as per the provisions of the Bidding Documents, on all items of Schedule 1.
| Amount on which Entry Tax is applicable | Click here for details of Entry Taxes
6 | TOTAL OTHER TAXES & DUTIES
Total Others levies payable in India (please specify) as applicable for destination site/state on all items of supply, as per the provisions of the Bidding Documents, on all items of Schedule 1.
| Amount on which Other Taxes & Duties are applicable | Click here for details of Other Taxes & Duties
| GRAND TOTAL [1+2+3] |  | 0 |  | Grand Total after Discount |  | 0 | Grand Total after MPD |  | 0
| Above Grand Total does not include Octroi, Entry Tax , Other Taxes & Duties quoted by bidder at Sl. No. 4,5 & 6 above |  | Plus Octroi, Entry Tax , Other Taxes & Duties quoted by bidder at Sl. No. 4,5 & 6 above
Note : | The reimbursement of Excise Duty, Sales Tax/VAT and other levies as per Sl. No. 1, 2 & 3 above subject to provision of ITB Clause 11.4 shall be only against those items for which the Mode of Transaction indicated in Schedule - 1 is 'Direct'. In case of those items in the said Sechedule-1 against which the mode of transaction has been left blank, the same shall be deemed to be 'Bought-out' for the purpose of Evaluation and award of Contract and the price indicated in Schedule 1 against such items shall be deemed to be inclusive of all such taxes, duties and levies.
Date : | -- | Printed Name : | #REF!
Place : |  | Designation : | #REF!
Click for Sch-6

## Sch-5
Spec. No. CC-CS/903-SR2/SS-3951/3/G7 |  |  |  | Schedule - 5
Substation Package - SS-22 for i) 400kV Hosur S/s Extn., ii) 400kV Madhugiri S/s Extn., iii) 400kV Dharmapuri S/s Extn., iv) 400kV Hiriyur S/s Extn., v) 400kV Pugalur S/s (AIS) Extn., vi) 400kV Pugalur HVDC (GIS) S/s Extn., vii) 400/220kV Gazuwaka S/s Extn., viii) 1x 500MVA, 400/220kV ICT at Gazuwaka under SRSS-XXV and i) 220 kV Cochin S/s Extn., ii) 400kV Kozikode S/s Extn. under SRSS-XXVI
(SUMMARY OF TAXES & DUTIES APPLICABLE ON PLANT & EQUIPMENT)
Bidder’s Name and Address (Sole Bidder) : |  |  | To:
Contracts Services, 3rd Floor
Name : |  |  | Power Grid Corporation of India Ltd.,
Address : |  |  | "Saudamini", Plot No.-2
Sector-29,
Gurgaon (Haryana) - 122001
Sl. No. | Item Nos. |  | Total Price (INR) |  | After Discount |  | After MPDiscount
1 | TOTAL GST ON GOODS |  |  |  | Excise Duty | #REF! | Excise Duty | #REF!
| Total GST for Supply of Goods (inter-alia including Type Test Charges) between the Contractor and the Employer (identified in Schedule 1') which are not included in the Ex-works price as per the provision of the Bidding Documents, as applicable. |  | 0
2 | TOTAL GST ON SERVICES |  |  |  | Sales Tax | 0 | Sales Tax | 0
| Total GST on Installation Services (Schedule-3) and Training to be imparted in India (Schedule-4) |  | 0 |  | #REF! | #REF! | #REF! | #REF!
| GRAND TOTAL [1+2] |  | 0 |  | Grand Total after Discount | #REF! | Grand Total after MPD | #REF!
Date : | -- | Printed Name :
Place : |  | Designation :
Click for Sch-6

## Sch-5 Dis (hidden)
Spec. No. CC-CS/903-SR2/SS-3951/3/G7 |  |  |  | Schedule - 5
Substation Package - SS-22 for i) 400kV Hosur S/s Extn., ii) 400kV Madhugiri S/s Extn., iii) 400kV Dharmapuri S/s Extn., iv) 400kV Hiriyur S/s Extn., v) 400kV Pugalur S/s (AIS) Extn., vi) 400kV Pugalur HVDC (GIS) S/s Extn., vii) 400/220kV Gazuwaka S/s Extn., viii) 1x 500MVA, 400/220kV ICT at Gazuwaka under SRSS-XXV and i) 220 kV Cochin S/s Extn., ii) 400kV Kozikode S/s Extn. under SRSS-XXVI
SUMMARY OF TAXES & DUTIES APPLICABLE ON GOODS
Bidder’s Name and Address (Sole Bidder) : |  |  | To:
Contracts Services, 3rd Floor
Name : |  |  | Power Grid Corporation of India Ltd.,
Address : |  |  | "Saudamini", Plot No.-2
Sector-29,
Gurgaon (Haryana) - 122001
Sl. No. | Item Nos. |  | Total Price (INR)
1 | TOTAL GST ON GOODS |  | 0
Total GST for Supply of Goods (inter-alia including Type Test Charges) between the Contractor and the Employer (identified in Schedule 1') which are not included in the Ex-works price as per the provision of the Bidding Documents, as applicable.
2 | TOTAL GST ON SERVICES |  | 0
Total GST on Installation Services (Schedule-3) and Training to be imparted in India (Schedule-4)
| GRAND TOTAL [1+2] |  | 0
Date : | -- | Printed Name :
Place : |  | Designation :
Click for Sch-6

## Sch-6
Spec. No. CC-CS/903-SR2/SS-3951/3/G7 |  |  | Schedule - 6
Substation Package - SS-22 for i) 400kV Hosur S/s Extn., ii) 400kV Madhugiri S/s Extn., iii) 400kV Dharmapuri S/s Extn., iv) 400kV Hiriyur S/s Extn., v) 400kV Pugalur S/s (AIS) Extn., vi) 400kV Pugalur HVDC (GIS) S/s Extn., vii) 400/220kV Gazuwaka S/s Extn., viii) 1x 500MVA, 400/220kV ICT at Gazuwaka under SRSS-XXV and i) 220 kV Cochin S/s Extn., ii) 400kV Kozikode S/s Extn. under SRSS-XXVI
(GRAND SUMMARY)
Bidder’s Name and Address (Sole Bidder) : |  |  | To:
Contract Services
Name : |  |  | Power Grid Corporation of India Ltd.,
Address : |  |  | "Saudamini", Plot No.-2
Sector-29,
Gurgaon (Haryana) - 122001
Sl. No. | Description |  | Total Price (INR)
1 | TOTAL SCHEDULE NO. 1 |  | 0
Ex-works price of Plant and Equipment
2 | TOTAL SCHEDULE NO. 2 |  | 0
Local Transportation, Insurance and other Incidental Services
3 | TOTAL SCHEDULE NO. 3 |  | 0
Installation Charges
4 | TOTAL SCHEDULE NO. 4 |  | NOT APPLICABLE
Training Charges
5 | TOTAL SCHEDULE NO. 5 |  | 0
Taxes and Duties
6 | TOTAL SCHEDULE NO. 7 |  | NOT APPLICABLE
Type Test Charges [Total of this Schedule is included in Schedule - 1 above.]
| GRAND TOTAL [1+2+3+4+5] |  | 0
Date : | -- | Printed Name :
Place : |  | Designation :
Click for Sch-7

## Sch-6 After Discount
Spec. No. CC-CS/903-SR2/SS-3951/3/G7 |  |  | Schedule - 6 After Discount
Substation Package - SS-22 for i) 400kV Hosur S/s Extn., ii) 400kV Madhugiri S/s Extn., iii) 400kV Dharmapuri S/s Extn., iv) 400kV Hiriyur S/s Extn., v) 400kV Pugalur S/s (AIS) Extn., vi) 400kV Pugalur HVDC (GIS) S/s Extn., vii) 400/220kV Gazuwaka S/s Extn., viii) 1x 500MVA, 400/220kV ICT at Gazuwaka under SRSS-XXV and i) 220 kV Cochin S/s Extn., ii) 400kV Kozikode S/s Extn. under SRSS-XXVI
(GRAND SUMMARY : AFTER DISCOUNT)
Bidder’s Name and Address (Sole Bidder) : |  |  | To:
Contract Services
Name : |  |  | Power Grid Corporation of India Ltd.,
Address : |  |  | "Saudamini", Plot No.-2
Sector-29,
Gurgaon (Haryana) - 122001
Sl. No. | Description |  | Total Price (INR)
1 | TOTAL SCHEDULE NO. 1 |  | 0
Ex-works price of Plant and Equipment
2 | TOTAL SCHEDULE NO. 2 |  | 0
Local Transportation, Insurance and other Incidental Services
3 | TOTAL SCHEDULE NO. 3 |  | 0
Installation Charges
4 | TOTAL SCHEDULE NO. 4 |  | 0
Training Charges
5 | TOTAL SCHEDULE NO. 5 |  | 0
Taxes and Duties
6 | TOTAL SCHEDULE NO. 7 |  | 0
Type Test Charges [Total of this Schedule is included in Schedule - 1 above.]
| GRAND TOTAL [1+2+3+4+5+6] |  | 0
Date : | -- | Printed Name :
Place : |  | Designation :
Click for Sch-7

## Sch-7-old (hidden)
Spec. No. CC-CS/903-SR2/SS-3951/3/G7 |  |  |  | Schedule 7
Substation Package - SS-22 for i) 400kV Hosur S/s Extn., ii) 400kV Madhugiri S/s Extn., iii) 400kV Dharmapuri S/s Extn., iv) 400kV Hiriyur S/s Extn., v) 400kV Pugalur S/s (AIS) Extn., vi) 400kV Pugalur HVDC (GIS) S/s Extn., vii) 400/220kV Gazuwaka S/s Extn., viii) 1x 500MVA, 400/220kV ICT at Gazuwaka under SRSS-XXV and i) 220 kV Cochin S/s Extn., ii) 400kV Kozikode S/s Extn. under SRSS-XXVI | [5 empty] | As per Lum-sum |  | 0%
(SCHEDULE OF RATES AND PRICES) | [5 empty] | AS per Percent |  | #REF!
[6 empty] | As per lum-sum on Sch-7 |  | 0%
Bidder’s Name and Address (Sole Bidder) : |  |  |  | To: |  | As per Percent on Sch-7 |  | #REF!
|  |  |  | Contract Services |  | Total Discount |  | #REF!
Name : |  |  |  | Power Grid Corporation of India Ltd.,
Address : |  |  |  | "Saudamini", Plot No.-2
|  |  |  | Sector-29, |  | Multipackage Discount |  | 0%
Gurgaon (Haryana) - 122001
Type Tests
Sl. no. | Equipment | Description of type test | Type test Charges (INR) | Type Tests Charges (INR)
1 | 500 MVA, 400/220kV Auto Transformer | (i) Temperature Rise test
(ii) Zero sequence reactance measurement
(iii) Acoustic Noise level measurement
(iv) Measurement of power taken by fan and oil pumps
(v) Measurement of harmonic level at no-load current
(vi) Short Duration (ACSD) AC withstand Test
NOT APPLICABLE
2 | 125 MVAR, 420kV Bus Reactor | (i) Temperature rise test
(ii) Zero Sequence Reactance measurement
(iii) Acoustic noise level measurement
(iv) Measurement of Harmonic content of current(Measured in cold state)
(v) Measurement of Knee Point Voltage
3 | 160 MVA, 220/1321kV Auto Transformer | (i) Temperature Rise test
(ii) Zero sequence reactance measurement
(iii) Acoustic Noise level measurement
(iv) Measurement of power taken by fan and oil pumps
(v) Measurement of harmonic level at no-load current
Total of Type Test Charges
[6 empty] | Discount Sche-7 | #REF! |  | MPD Sche-7 | #REF!
Date : | -- | Printed Name :
Place : |  | Designation :
Spec. No. CC-CS/903-SR2/SS-3951/3/G7
Substation Package - SS-22 for i) 400kV Hosur S/s Extn., ii) 400kV Madhugiri S/s Extn., iii) 400kV Dharmapuri S/s Extn., iv) 400kV Hiriyur S/s Extn., v) 400kV Pugalur S/s (AIS) Extn., vi) 400kV Pugalur HVDC (GIS) S/s Extn., vii) 400/220kV Gazuwaka S/s Extn., viii) 1x 500MVA, 400/220kV ICT at Gazuwaka under SRSS-XXV and i) 220 kV Cochin S/s Extn., ii) 400kV Kozikode S/s Extn. under SRSS-XXVI | 0 | 0 |  |  | 0
(SCHEDULE OF RATES AND PRICES) | 0 | 0 |  |  | 0
Bidder’s Name and Address (Sole Bidder) : |  |  |  |  | 0
| 0 | 0 |  |  | 0
Name : |  | 0 |  |  | 0
Address : |  | 0 |  |  | 0
|  | 0 |  |  | 0
|  | 0 |  |  | 0
#REF! | #REF! | #REF!
#REF! | #REF! | #REF!
#REF! | #REF!
#REF! | #REF! | #REF!
#REF! | #REF! | #REF!
| #REF! | #REF!
#REF! | #REF!
#REF! | #REF!
#REF! | #REF!
#REF! | #REF! | #REF!
#REF! | #REF! | #REF!
#REF! | #REF! | #REF!
#REF! | #REF! | #REF!
| #REF! | #REF!
#REF! | #REF!
#REF! | #REF! | #REF!
#REF! | #REF! | #REF!
#REF! | #REF! | #REF!
#REF! | #REF! | #REF!
| #REF! | #REF!
#REF! | #REF!
#REF! | #REF! | #REF!
#REF! | #REF! | #REF!
#REF! | #REF! | #REF!
| #REF! | #REF!
#REF! | #REF!
#REF! | #REF! | #REF!
#REF! | #REF! | #REF!
#REF! | #REF! | #REF!
| #REF! | #REF!
#REF! | #REF!
#REF! | #REF! | #REF!
#REF! | #REF! | #REF!
#REF! | #REF! | #REF!
#REF! | #REF! | #REF!
| #REF! | #REF!
| #REF! | #REF!
#REF! | #REF!
#REF! | #REF!
#REF! | #REF! | #REF!
#REF! | #REF! | #REF!
#REF! | #REF! | #REF!
| #REF! | #REF!
| #REF! | #REF!
#REF! | #REF!
#REF! | #REF!
#REF! | #REF! | #REF!
#REF! | #REF! | #REF!
#REF! | #REF! | #REF!
#REF! | #REF! | #REF!
#REF! | #REF! | #REF!
| #REF! | #REF!
#REF! | #REF!
#REF! | #REF! | #REF!
#REF! | #REF! | #REF!
#REF! | #REF! | #REF!
#REF! | #REF! | #REF!
#REF! | #REF! | #REF!
#REF! | #REF! | #REF!
| #REF! | #REF!
#REF! | #REF!
#REF! | #REF! | #REF!
#REF! | #REF! | #REF!
#REF! | #REF! | #REF!
#REF! | #REF! | #REF!
#REF! | #REF! | #REF!
#REF! | #REF! | #REF!
#REF! | #REF! | #REF!
#REF! | #REF! | #REF!
#REF! | #REF! | #REF!
| #REF! | #REF!
#REF! | #REF!
#REF! | #REF! | #REF!
#REF! | #REF! | #REF!
#REF! | #REF! | #REF!
| #REF! | #REF!
#REF! | #REF!
#REF! | #REF! | #REF!
#REF! | #REF! | #REF!
#REF! | #REF! | #REF!
| #REF! | #REF!
#REF! | #REF!
#REF! | #REF! | #REF!
#REF! | #REF! | #REF!
| #REF! | #REF!
#REF! | #REF!
#REF! | #REF! | #REF!
#REF! | #REF! | #REF!
#REF! | #REF! | #REF!
#REF! | #REF! | #REF!
#REF! | #REF! | #REF!
#REF! | #REF! | #REF!
| #REF! | #REF!
#REF! | #REF!
#REF! | #REF! | #REF!
#REF! | #REF! | #REF!
#REF! | #REF! | #REF!
#REF! | #REF! | #REF!
#REF! | #REF!
#REF! | #REF! | #REF!
#REF! | #REF! | #REF!
#REF! | #REF! | #REF!
#REF! | #REF! | #REF!
| #REF! | #REF!
| #REF! | #REF!
| #REF! | #REF!
Click for Bid Form 2nd Envelope

## Sch-7 Dis (hidden)
Spec. No. CC-CS/903-SR2/SS-3951/3/G7
Substation Package - SS-22 for i) 400kV Hosur S/s Extn., ii) 400kV Madhugiri S/s Extn., iii) 400kV Dharmapuri S/s Extn., iv) 400kV Hiriyur S/s Extn., v) 400kV Pugalur S/s (AIS) Extn., vi) 400kV Pugalur HVDC (GIS) S/s Extn., vii) 400/220kV Gazuwaka S/s Extn., viii) 1x 500MVA, 400/220kV ICT at Gazuwaka under SRSS-XXV and i) 220 kV Cochin S/s Extn., ii) 400kV Kozikode S/s Extn. under SRSS-XXVI | [6 empty] | As per Lum-sum |  | 0%
(SCHEDULE OF RATES AND PRICES : TYPE TEST CHARGES) | [6 empty] | AS per Percent |  | #REF!
[7 empty] | As per lum-sum on Sch-7 |  | 0%
Bidder’s Name and Address (Sole Bidder) : |  |  |  | To: |  |  | As per Percent on Sch-7 |  | #REF!
|  |  |  | Contract Services |  |  | Total Discount |  | #REF!
Name : |  |  |  | Power Grid Corporation of India Ltd.,
Address : |  |  |  | "Saudamini", Plot No.-2
|  |  |  | Sector-29, |  |  | Multipackage Discount |  | 0%
Gurgaon (Haryana) - 122001
Type Tests on Earthwire
SL. NO. | Description of Test | Unit | Quantity | Unit Test Charge | Total Test Charges (Rs.) |  |  | Total Test Charges After Discount (Rs.) |  | Dis Alert | Total Test Charges After MPD (Rs.)
A | #REF!
A.1 | #REF!
(a) | #REF! | #REF! | #REF! | #REF! | #REF!
(b) | #REF! | #REF! | #REF! | #REF! | #REF!
| Sub-Total (A.1) |  |  |  | #REF!
| TOTAL TEST CHARGES |  |  |  | #REF!
[7 empty] | Discount Sche-7 | #REF! |  | MPD Sche-7 | #REF!
[7 empty] | Dis Alert | #REF!
Signature :
Date : | -- | #REF!
Place : |  | #REF!
Common Seal :
Note : | Bidder should indicate the name of test laboratories where type tests are proposed to be conducted
Spec. No. CC-CS/903-SR2/SS-3951/3/G7
Substation Package - SS-22 for i) 400kV Hosur S/s Extn., ii) 400kV Madhugiri S/s Extn., iii) 400kV Dharmapuri S/s Extn., iv) 400kV Hiriyur S/s Extn., v) 400kV Pugalur S/s (AIS) Extn., vi) 400kV Pugalur HVDC (GIS) S/s Extn., vii) 400/220kV Gazuwaka S/s Extn., viii) 1x 500MVA, 400/220kV ICT at Gazuwaka under SRSS-XXV and i) 220 kV Cochin S/s Extn., ii) 400kV Kozikode S/s Extn. under SRSS-XXVI | 0 | 0 |  |  |  | 0
(SCHEDULE OF RATES AND PRICES : TYPE TEST CHARGES) | 0 | 0 |  |  |  | 0
Bidder’s Name and Address (Sole Bidder) : | [5 empty] | 0
| 0 | 0 |  |  |  | 0
Name : |  | 0 |  |  |  | 0
Address : |  | 0 |  |  |  | 0
|  | 0 |  |  |  | 0
|  | 0 |  |  |  | 0
SL. NO. | Description of Test | 0
#REF! | #REF! | #REF!
#REF! | #REF!
#REF! | #REF! | #REF!
#REF! | #REF! | #REF!
| #REF! | #REF!
#REF! | #REF!
#REF! | #REF!
#REF! | #REF!
#REF! | #REF! | #REF!
#REF! | #REF! | #REF!
#REF! | #REF! | #REF!
#REF! | #REF! | #REF!
| #REF! | #REF!
#REF! | #REF!
#REF! | #REF! | #REF!
#REF! | #REF! | #REF!
#REF! | #REF! | #REF!
#REF! | #REF! | #REF!
| #REF! | #REF!
#REF! | #REF!
#REF! | #REF! | #REF!
#REF! | #REF! | #REF!
#REF! | #REF! | #REF!
| #REF! | #REF!
#REF! | #REF!
#REF! | #REF! | #REF!
#REF! | #REF! | #REF!
#REF! | #REF! | #REF!
| #REF! | #REF!
#REF! | #REF!
#REF! | #REF! | #REF!
#REF! | #REF! | #REF!
#REF! | #REF! | #REF!
#REF! | #REF! | #REF!
| #REF! | #REF!
| #REF! | #REF!
#REF! | #REF!
#REF! | #REF!
#REF! | #REF! | #REF!
#REF! | #REF! | #REF!
#REF! | #REF! | #REF!
| #REF! | #REF!
| #REF! | #REF!
#REF! | #REF!
#REF! | #REF!
#REF! | #REF! | #REF!
#REF! | #REF! | #REF!
#REF! | #REF! | #REF!
#REF! | #REF! | #REF!
#REF! | #REF! | #REF!
| #REF! | #REF!
#REF! | #REF!
#REF! | #REF! | #REF!
#REF! | #REF! | #REF!
#REF! | #REF! | #REF!
#REF! | #REF! | #REF!
#REF! | #REF! | #REF!
#REF! | #REF! | #REF!
| #REF! | #REF!
#REF! | #REF!
#REF! | #REF! | #REF!
#REF! | #REF! | #REF!
#REF! | #REF! | #REF!
#REF! | #REF! | #REF!
#REF! | #REF! | #REF!
#REF! | #REF! | #REF!
#REF! | #REF! | #REF!
#REF! | #REF! | #REF!
#REF! | #REF! | #REF!
| #REF! | #REF!
#REF! | #REF!
#REF! | #REF! | #REF!
#REF! | #REF! | #REF!
#REF! | #REF! | #REF!
| #REF! | #REF!
#REF! | #REF!
#REF! | #REF! | #REF!
#REF! | #REF! | #REF!
#REF! | #REF! | #REF!
| #REF! | #REF!
#REF! | #REF!
#REF! | #REF! | #REF!
#REF! | #REF! | #REF!
| #REF! | #REF!
#REF! | #REF!
#REF! | #REF! | #REF!
#REF! | #REF! | #REF!
#REF! | #REF! | #REF!
#REF! | #REF! | #REF!
#REF! | #REF! | #REF!
#REF! | #REF! | #REF!
| #REF! | #REF!
#REF! | #REF!
#REF! | #REF! | #REF!
#REF! | #REF! | #REF!
#REF! | #REF! | #REF!
#REF! | #REF! | #REF!
#REF! | #REF!
#REF! | #REF! | #REF!
#REF! | #REF! | #REF!
#REF! | #REF! | #REF!
#REF! | #REF! | #REF!
| #REF! | #REF!
| #REF! | #REF!
| #REF! | #REF!
Click for Bid Form 2nd Envelope

## GD (hidden)
Spec. No. CC-CS/903-SR2/SS-3951/3/G7 |  |  | (Guarantee Declaration)
Substation Package - SS-22 for i) 400kV Hosur S/s Extn., ii) 400kV Madhugiri S/s Extn., iii) 400kV Dharmapuri S/s Extn., iv) 400kV Hiriyur S/s Extn., v) 400kV Pugalur S/s (AIS) Extn., vi) 400kV Pugalur HVDC (GIS) S/s Extn., vii) 400/220kV Gazuwaka S/s Extn., viii) 1x 500MVA, 400/220kV ICT at Gazuwaka under SRSS-XXV and i) 220 kV Cochin S/s Extn., ii) 400kV Kozikode S/s Extn. under SRSS-XXVI |  |  |  |  | As per Lum-sum |  | 0%
(GUARANTEED DECLARATION ) |  |  |  |  | AS per Percent |  | #REF!
[5 empty] | As per lum-sum on Sch-7 |  | 0%
Bidder’s Name and Address (Sole Bidder) : |  |  | To: |  | As per Percent on Sch-7 |  | #REF!
|  |  | Contract Services |  | Total Discount |  | #REF!
Name : |  |  | Power Grid Corporation of India Ltd.,
Address : |  |  | "Saudamini", Plot No.-2
|  |  | Sector-29, |  | Multipackage Discount |  | 0%
Gurgaon (Haryana) - 122001
Dear Sir,
We declare that the ratings, performance figures and availability of the system furnished by us for subject Package covered under this specification are guaranteed by us. We further declare that in the event of any deficiencies in meeting the guarantees in respect of the characteristics mentioned below as established after conducting the factory test, you may at your discretion, reject or accept the equipment after assessing the liquidated damages as specified in the relevant clauses of Bid document.
Equipment | Guaranteed losses at rated output (applicable for each item/unit of the facilities) per Unit in KW
| Copper Loss at 75 degree C at rated current | Iron loss at rated voltage and frequency | Cooler loss (Power consumption by all fans & pumps, except standby one) at rated voltage & frequency
500 MVA, 400/220/33kV three Phase Auto Transformer
160 MVA, 220/132/33kV three Phase Auto Transformer
630kVA, 33/0.433kV LT Transformer
Guaranteed loss at rated Voltage & Frequency (applicable for each item/unit of the facilities) per Unit in KW
125 MVAR, 420kV 3ph. Bus Reactor
[5 empty] | Discount Sche-7 | #REF! |  | MPD Sche-7 | #REF!
[5 empty] | Dis Alert | #REF!
Date : | -- | #REF!
Place : |  | #REF!
Spec. No. CC-CS/903-SR2/SS-3951/3/G7
Substation Package - SS-22 for i) 400kV Hosur S/s Extn., ii) 400kV Madhugiri S/s Extn., iii) 400kV Dharmapuri S/s Extn., iv) 400kV Hiriyur S/s Extn., v) 400kV Pugalur S/s (AIS) Extn., vi) 400kV Pugalur HVDC (GIS) S/s Extn., vii) 400/220kV Gazuwaka S/s Extn., viii) 1x 500MVA, 400/220kV ICT at Gazuwaka under SRSS-XXV and i) 220 kV Cochin S/s Extn., ii) 400kV Kozikode S/s Extn. under SRSS-XXVI | 0 | 0 |  | 0
(GUARANTEED DECLARATION ) | 0 | 0 |  | 0
Bidder’s Name and Address (Sole Bidder) : |  |  |  | 0
| 0 | 0 |  | 0
Name : |  | 0 |  | 0
Address : |  | 0 |  | 0
|  | 0 |  | 0
|  | 0 |  | 0
#REF! | #REF! | #REF!
#REF! | #REF! | #REF!
#REF! | #REF!
#REF! | #REF! | #REF!
#REF! | #REF! | #REF!
| #REF! | #REF!
#REF! | #REF!
#REF! | #REF!
#REF! | #REF!
#REF! | #REF! | #REF!
#REF! | #REF! | #REF!
#REF! | #REF! | #REF!
#REF! | #REF! | #REF!
| #REF! | #REF!
#REF! | #REF!
#REF! | #REF! | #REF!
#REF! | #REF! | #REF!
#REF! | #REF! | #REF!
#REF! | #REF! | #REF!
| #REF! | #REF!
#REF! | #REF!
#REF! | #REF! | #REF!
#REF! | #REF! | #REF!
#REF! | #REF! | #REF!
| #REF! | #REF!
#REF! | #REF!
#REF! | #REF! | #REF!
#REF! | #REF! | #REF!
#REF! | #REF! | #REF!
| #REF! | #REF!
#REF! | #REF!
#REF! | #REF! | #REF!
#REF! | #REF! | #REF!
#REF! | #REF! | #REF!
#REF! | #REF! | #REF!
| #REF! | #REF!
| #REF! | #REF!
#REF! | #REF!
#REF! | #REF!
#REF! | #REF! | #REF!
#REF! | #REF! | #REF!
#REF! | #REF! | #REF!
| #REF! | #REF!
| #REF! | #REF!
#REF! | #REF!
#REF! | #REF!
#REF! | #REF! | #REF!
#REF! | #REF! | #REF!
#REF! | #REF! | #REF!
#REF! | #REF! | #REF!
#REF! | #REF! | #REF!
| #REF! | #REF!
#REF! | #REF!
#REF! | #REF! | #REF!
#REF! | #REF! | #REF!
#REF! | #REF! | #REF!
#REF! | #REF! | #REF!
#REF! | #REF! | #REF!
#REF! | #REF! | #REF!
| #REF! | #REF!
#REF! | #REF!
#REF! | #REF! | #REF!
#REF! | #REF! | #REF!
#REF! | #REF! | #REF!
#REF! | #REF! | #REF!
#REF! | #REF! | #REF!
#REF! | #REF! | #REF!
#REF! | #REF! | #REF!
#REF! | #REF! | #REF!
#REF! | #REF! | #REF!
| #REF! | #REF!
#REF! | #REF!
#REF! | #REF! | #REF!
#REF! | #REF! | #REF!
#REF! | #REF! | #REF!
| #REF! | #REF!
#REF! | #REF!
#REF! | #REF! | #REF!
#REF! | #REF! | #REF!
#REF! | #REF! | #REF!
| #REF! | #REF!
#REF! | #REF!
#REF! | #REF! | #REF!
#REF! | #REF! | #REF!
| #REF! | #REF!
#REF! | #REF!
#REF! | #REF! | #REF!
#REF! | #REF! | #REF!
#REF! | #REF! | #REF!
#REF! | #REF! | #REF!
#REF! | #REF! | #REF!
#REF! | #REF! | #REF!
| #REF! | #REF!
#REF! | #REF!
#REF! | #REF! | #REF!
#REF! | #REF! | #REF!
#REF! | #REF! | #REF!
#REF! | #REF! | #REF!
#REF! | #REF!
#REF! | #REF! | #REF!
#REF! | #REF! | #REF!
#REF! | #REF! | #REF!
#REF! | #REF! | #REF!
| #REF! | #REF!
| #REF! | #REF!
| #REF! | #REF!
Click for Bid Form 2nd Envelope

## Sch-7
Spec. No. CC-CS/903-SR2/SS-3951/3/G7 | [11 empty] | Schedule 7
Substation Package - SS-22 for i) 400kV Hosur S/s Extn., ii) 400kV Madhugiri S/s Extn., iii) 400kV Dharmapuri S/s Extn., iv) 400kV Hiriyur S/s Extn., v) 400kV Pugalur S/s (AIS) Extn., vi) 400kV Pugalur HVDC (GIS) S/s Extn., vii) 400/220kV Gazuwaka S/s Extn., viii) 1x 500MVA, 400/220kV ICT at Gazuwaka under SRSS-XXV and i) 220 kV Cochin S/s Extn., ii) 400kV Kozikode S/s Extn. under SRSS-XXVI | [16 empty] | As per Lum-sum |  | 0%
(SCHEDULE OF RATES AND PRICES ) | [16 empty] | AS per Percent |  | #REF!
[17 empty] | As per lum-sum on Sch-7 |  | 0%
Bidder’s Name and Address (Lead Partner) : | [9 empty] | To: | [6 empty] | As per Percent on Sch-7 |  | #REF!
[10 empty] | Contracts Services, 3rd Floor | [6 empty] | Total Discount |  | #REF!
Name : | [9 empty] | Power Grid Corporation of India Ltd.,
Address : | [9 empty] | "Saudamini", Plot No.-2
[10 empty] | Sector-29, | [6 empty] | Multipackage Discount |  | 0%
Gurgaon (Haryana) - 122001
Type tests charges
SL. NO. | PR No | Line Item No | Code | HSN Code | Whether HSN in column ‘2’ is confirmed. If not indicate applicable the HSN code * | Rate of GST applicable ( in %) | Whether rate of GST in column ‘4’ is confirmed. If not indicate applicable rate of GST * | Description of Test | Unit | Quantity | Unit Test Charge | Total Test Charges (Rs.) | name of test laboratories where type tests are proposed to be conducted | Total GST as confirmed by Bidder | Revaluation of M column | Tax Calculation |  | Total Test Charges After Discount (Rs.) |  | Dis Alert | Total Test Charges After MPD (Rs.)
1 | 2 | 3 | 4 | 5 | 6 | 7 | 8 | 9 | 10 | 11 | 12 | 13 = 10 x 11 | 14
|  | NOT APPLICABLE | [12 empty] | 0 | 0
TOTAL TYPE TEST CHARGES
[8 empty] | Total GST as confirmed by Bidder | [5 empty] | 0
Date : | -- | [7 empty] | Printed Name :
Place : | [8 empty] | Designation :
Note : | Bidder should indicate the name of test laboratories where type tests are proposed to be conducted
Spec. No. CC-CS/903-SR2/SS-3951/3/G7
Substation Package - SS-22 for i) 400kV Hosur S/s Extn., ii) 400kV Madhugiri S/s Extn., iii) 400kV Dharmapuri S/s Extn., iv) 400kV Hiriyur S/s Extn., v) 400kV Pugalur S/s (AIS) Extn., vi) 400kV Pugalur HVDC (GIS) S/s Extn., vii) 400/220kV Gazuwaka S/s Extn., viii) 1x 500MVA, 400/220kV ICT at Gazuwaka under SRSS-XXV and i) 220 kV Cochin S/s Extn., ii) 400kV Kozikode S/s Extn. under SRSS-XXVI | [7 empty] | 0 | 0
(SCHEDULE OF RATES AND PRICES ) | [7 empty] | 0 | 0
Bidder’s Name and Address (Lead Partner) :
[8 empty] | 0 | 0
Name : | [8 empty] | 0
Address : | [8 empty] | 0
0
0
SL. NO. | [7 empty] | Description of Test | #REF!
#REF! | [7 empty] | #REF! | #REF!
#REF! | [7 empty] | #REF!
#REF! | [7 empty] | #REF! | #REF!
#REF! | [7 empty] | #REF! | #REF!
[8 empty] | #REF! | #REF!
#REF! | [7 empty] | #REF!
#REF! | [7 empty] | #REF!
#REF! | [7 empty] | #REF!
#REF! | [7 empty] | #REF! | #REF!
#REF! | [7 empty] | #REF! | #REF!
#REF! | [7 empty] | #REF! | #REF!
#REF! | [7 empty] | #REF! | #REF!
[8 empty] | #REF! | #REF!
#REF! | [7 empty] | #REF!
#REF! | [7 empty] | #REF! | #REF!
#REF! | [7 empty] | #REF! | #REF!
#REF! | [7 empty] | #REF! | #REF!
#REF! | [7 empty] | #REF! | #REF!
[8 empty] | #REF! | #REF!
#REF! | [7 empty] | #REF!
#REF! | [7 empty] | #REF! | #REF!
#REF! | [7 empty] | #REF! | #REF!
#REF! | [7 empty] | #REF! | #REF!
[8 empty] | #REF! | #REF!
#REF! | [7 empty] | #REF!
#REF! | [7 empty] | #REF! | #REF!
#REF! | [7 empty] | #REF! | #REF!
#REF! | [7 empty] | #REF! | #REF!
[8 empty] | #REF! | #REF!
#REF! | [7 empty] | #REF!
#REF! | [7 empty] | #REF! | #REF!
#REF! | [7 empty] | #REF! | #REF!
#REF! | [7 empty] | #REF! | #REF!
#REF! | [7 empty] | #REF! | #REF!
[8 empty] | #REF! | #REF!
[8 empty] | #REF! | #REF!
#REF! | [7 empty] | #REF!
#REF! | [7 empty] | #REF!
#REF! | [7 empty] | #REF! | #REF!
#REF! | [7 empty] | #REF! | #REF!
#REF! | [7 empty] | #REF! | #REF!
[8 empty] | #REF! | #REF!
[8 empty] | #REF! | #REF!
#REF! | [7 empty] | #REF!
#REF! | [7 empty] | #REF!
#REF! | [7 empty] | #REF! | #REF!
#REF! | [7 empty] | #REF! | #REF!
#REF! | [7 empty] | #REF! | #REF!
#REF! | [7 empty] | #REF! | #REF!
#REF! | [7 empty] | #REF! | #REF!
[8 empty] | #REF! | #REF!
#REF! | [7 empty] | #REF!
#REF! | [7 empty] | #REF! | #REF!
#REF! | [7 empty] | #REF! | #REF!
#REF! | [7 empty] | #REF! | #REF!
#REF! | [7 empty] | #REF! | #REF!
#REF! | [7 empty] | #REF! | #REF!
#REF! | [7 empty] | #REF! | #REF!
[8 empty] | #REF! | #REF!
#REF! | [7 empty] | #REF!
#REF! | [7 empty] | #REF! | #REF!
#REF! | [7 empty] | #REF! | #REF!
#REF! | [7 empty] | #REF! | #REF!
#REF! | [7 empty] | #REF! | #REF!
#REF! | [7 empty] | #REF! | #REF!
#REF! | [7 empty] | #REF! | #REF!
#REF! | [7 empty] | #REF! | #REF!
#REF! | [7 empty] | #REF! | #REF!
#REF! | [7 empty] | #REF! | #REF!
[8 empty] | #REF! | #REF!
#REF! | [7 empty] | #REF!
#REF! | [7 empty] | #REF! | #REF!
#REF! | [7 empty] | #REF! | #REF!
#REF! | [7 empty] | #REF! | #REF!
[8 empty] | #REF! | #REF!
#REF! | [7 empty] | #REF!
#REF! | [7 empty] | #REF! | #REF!
#REF! | [7 empty] | #REF! | #REF!
#REF! | [7 empty] | #REF! | #REF!
[8 empty] | #REF! | #REF!
#REF! | [7 empty] | #REF!
#REF! | [7 empty] | #REF! | #REF!
#REF! | [7 empty] | #REF! | #REF!
[8 empty] | #REF! | #REF!
#REF! | [7 empty] | #REF!
#REF! | [7 empty] | #REF! | #REF!
#REF! | [7 empty] | #REF! | #REF!
#REF! | [7 empty] | #REF! | #REF!
#REF! | [7 empty] | #REF! | #REF!
#REF! | [7 empty] | #REF! | #REF!
#REF! | [7 empty] | #REF! | #REF!
[8 empty] | #REF! | #REF!
#REF! | [7 empty] | #REF!
#REF! | [7 empty] | #REF! | #REF!
#REF! | [7 empty] | #REF! | #REF!
#REF! | [7 empty] | #REF! | #REF!
#REF! | [7 empty] | #REF! | #REF!
#REF! | [7 empty] | #REF!
#REF! | [7 empty] | #REF! | #REF!
#REF! | [7 empty] | #REF! | #REF!
#REF! | [7 empty] | #REF! | #REF!
#REF! | [7 empty] | #REF! | #REF!
[8 empty] | #REF! | #REF!
[8 empty] | #REF! | #REF!
[8 empty] | #REF! | #REF!

## Discount
Spec. No. CC-CS/903-SR2/SS-3951/3/G7 |  |  |  |  | Letter of Discount
LETTER OF DISCOUNT
To:
Contract Services
Power Grid Corporation of India Ltd.,
"Saudamini", Plot No.-2
Sector-29, (near IFFCO Chowk)
Gurgaon (Haryana) - 122001
Subject : |  | Substation Package - SS-22 for i) 400kV Hosur S/s Extn., ii) 400kV Madhugiri S/s Extn., iii) 400kV Dharmapuri S/s Extn., iv) 400kV Hiriyur S/s Extn., v) 400kV Pugalur S/s (AIS) Extn., vi) 400kV Pugalur HVDC (GIS) S/s Extn., vii) 400/220kV Gazuwaka S/s Extn., viii) 1x 500MVA, 400/220kV ICT at Gazuwaka under SRSS-XXV and i) 220 kV Cochin S/s Extn., ii) 400kV Kozikode S/s Extn. under SRSS-XXVI
Dear Sir
With reference to the subject tender, we hereby offer unconditional discount on the prices quoted by us as per details given here below : | [6 empty] | Eq Weightage of Rs/ % | Final Discount Factor
| 1 | Discount on lum-sum basis on total price quoted by us without Taxes & Duties. [The discount shall be proportionately applicable on all the items of all the Schdules i.e. Sch-1, Sch-2 and Sch-3] In Rs. |  |  |  | 0 | 0%
| 2 | Discount on percent basis on total price quoted by us without Taxes & Duties. [The discount shall be proportionately applicable on all the items of all the Schdules i.e. Sch-1, Sch-2 and Sch-3 ] In Percent (%) |  |  |  | 0 | 0%
| 3 | Discount on lum-sum basis on the Schedules as given below : [The discount shall be proportionately applicable on all the relevent items of the respective Schdules.] In Rs.
|  | Schedule-1 : Ex works prices |  | In Rs. |  | 0 | 0% | Schedule-1 : Supply | 0% | 0 | 0 | 0
|  | Schedule-1 : Ex works prices (Bought Out Only) |  | In Rs. |  | #REF! | #REF! | Schedule-1 : (Bought Out Only) | #REF! | #REF! | #REF!
|  | Schedule-2 : Freight & Insurance |  | In Rs. |  | 0 | 0% | Schedule-2 : Freight & Insurance | 0% | 0 | 0 | 0
|  | Schedule-3 : Erection Charges |  | In Rs. |  | 0 | 0% | Schedule-3 : Erection Charges | 0% | 0 | 0 | 0
|  | Schedule-4 : Training Charges | Not Applicable | In Rs. |  | 0 | 0% | Schedule-4 : Training Charges | 0% | 0 | 0 | 0
[7 empty] | 0% |  | 0% | 0 | 0 | 0
|  | Schedule-7 : Type tests Charges | Not Applicable | In Rs. |  | 0 | 0% | Schedule-7 : Type tests Charges | 0% | 0 | 0 | 0
| 4 | Discount on percent basis on the Schedules as given below : [The discount shall be proportionately applicable on all the relevent items of the respective Schdules.] In Percent (%)
|  | Schedule-1 : Ex works prices |  | In Percent (%) |  | 0 | 0%
|  | Schedule-2 : Freight & Insurance |  | In Percent (%) |  | 0 | 0%
|  | Schedule-3 : Erection Charges |  | In Percent (%) |  | 0 | 0%
|  | Schedule-4 : Training Charges | Not Applicable | In Percent (%) |  | 0 | 0%
|  | Schedule-7 : Type tests Charges | Not Applicable | In Percent (%) |  | 0 | 0%
[6 empty] | 0 | 0%
| 5 | Multipackage discount applicable on this package (S3) only if other packages covered under the same bidding document is also awarded to us. Discount on lum-sum basis on total price quoted by us without Taxes & Duties. [This discount shall be proportionately applicable on all the items of all the Schdules i.e. Sch-1 (without type test charges), Sch-2, Sch-3 & Sch-7] IN Rs. |  |  |  |  | 0%
| 6 | Multipackage discount applicable on this package (S3) only if other packages covered under the same bidding document is also awarded to us. Discount on percent basis on total price quoted by us without Taxes & Duties. [This discount shall be proportionately applicable on all the items of all the Schdules i.e. Sch-1 (without type test charges), Sch-2, Sch-3 & Sch-7] In Percent (%) |  |  |  |  | 0%
|  | Schedule-4 : Training Charges |  | In Percent (%) |  | 0 | 0%
Please consider this letter of discount as the integral part of our price bid.
Thanking you, we remain,
Yours faithfully,
For and on behalf of
Date : |  | -- | Printed Name :
Place : |  |  | Designation :
Click for Bid Form

## Octroi (hidden)
Details of Octroi
Sl No. | Description of Items | Amount on which Octroi is applicable | Rate of Octroi | Octroi
(1) | (2) | (3) | (4) | (5) =(3) x (4)
1 |  |  |  | 0
2 |  |  |  | 0
3 |  |  |  | 0
4 |  |  |  | 0
5 |  |  |  | 0
6 |  |  |  | 0
7 |  |  |  | 0
8 |  |  |  | 0
9 |  |  |  | 0
10 |  |  |  | 0
| Total |  |  | 0
Back to Sch 5

## Entry Tax (hidden)
Details of Entry Tax
Sl No. | Description of Items | Amount on which Entry Tax is applicable | Rate of Entry Tax | Entry Tax
(1) | (2) | (3) | (4) | (5) =(3) x (4)
1 |  |  |  | 0
2 |  |  |  | 0
3 |  |  |  | 0
4 |  |  |  | 0
5 |  |  |  | 0
6 |  |  |  | 0
7 |  |  |  | 0
8 |  |  |  | 0
9 |  |  |  | 0
10 |  |  |  | 0
| Total |  |  | 0
Back to Sch 5

## Other Taxes & Duties (hidden)
Details of Other Taxes & Duties
Sl No. | Description of Items | Amount on which Other Taxes & Duties are applicable | Description of Taxes & Duties | Rate of Taxes & Duties | Amount of Taxes & Duties
(1) | (2) | (3) | (4) | (5) | (6) =(3) x (5)
1 |  |  |  |  | 0
2 |  |  |  |  | 0
3 |  |  |  |  | 0
4 |  |  |  |  | 0
5 |  |  |  |  | 0
6 |  |  |  |  | 0
7 |  |  |  |  | 0
8 |  |  |  |  | 0
9 |  |  |  |  | 0
10 |  |  |  |  | 0
| Total |  |  |  | 0
Back to Sch 5

## Bid Form 2nd Envelope
Spec. No. CC-CS/903-SR2/SS-3951/3/G7 |  |  |  |  | Bid Form 2nd Envelope |  | Sole Bidder |  |  |  | 1 | st |  | 1 | January
[7 empty] | 0 |  |  |  | 2 | nd |  | 2 | February
BID FORM (Second Envelope) | [10 empty] | 3 | rd |  | 3 | March
[11 empty] | 4 | th |  | 4 | April
Bid Proposal Ref. No. | [10 empty] | 5 | th |  | 5 | May
Date : | -- | [9 empty] | 6 | th | #VALUE! | 6 | June
[11 empty] | 7 | th | #VALUE! | 7 | July
To: | [10 empty] | 8 | th | #VALUE! | 8 | August
Contracts Services, 3rd Floor | [10 empty] | 9 | th | #VALUE! | 9 | September
Power Grid Corporation of India Ltd., | [10 empty] | 10 | th |  | 10 | October
"Saudamini", Plot No.-2 | [10 empty] | 11 | th |  | 11 | November
Sector-29, | [10 empty] | 12 | th |  | 12 | December
Gurgaon (Haryana) - 122001 | [10 empty] | 13 | th
[11 empty] | 14 | th
Name of Contract : |  | Substation Package - SS-22 for i) 400kV Hosur S/s Extn., ii) 400kV Madhugiri S/s Extn., iii) 400kV Dharmapuri S/s Extn., iv) 400kV Hiriyur S/s Extn., v) 400kV Pugalur S/s (AIS) Extn., vi) 400kV Pugalur HVDC (GIS) S/s Extn., vii) 400/220kV Gazuwaka S/s Extn., viii) 1x 500MVA, 400/220kV ICT at Gazuwaka under SRSS-XXV and i) 220 kV Cochin S/s Extn., ii) 400kV Kozikode S/s Extn. under SRSS-XXVI | [8 empty] | 15 | th
Dear Ladies and/or Gentlemen, | [10 empty] | 16 | th
1 | In continuation of First Envelope of our Bid, we hereby submit the Second Envelope of the Bid, both of which shall be read together and in conjunction with each other, and shall be construed as an integral part of our Bid. Accordingly, we the undersigned, offer to design, manufacture, test, deliver, install and commission (including carrying out Trial Operation, Performance & Guarantee Test as per provision of Technical Specification) under the above-named package in full conformity with the said Bidding Documents for the sum of Rs. 0 (Rs. Zero Only ) or such other sums as may be determined in accordance with the terms and conditions of the Bidding Documents. | [5 empty] | In continuation of First Envelope of our Bid, we hereby submit the Second Envelope of the Bid, both of which shall be read together and in conjunction with each other, and shall be construed as an integral part of our Bid. Accordingly, we the undersigned, offer to design, manufacture, test, deliver, install and commission (including carrying out Trial Operation, Performance & Guarantee Test as per provision of Technical Specification) under the above-named package in full conformity with the said Bidding Documents for the sum of Rs. | or such other sums as may be determined in accordance with the terms and conditions of the Bidding Documents. | 0 | (Rs. Zero Only ) | 17 | th
| The above amounts are in accordance with the price schedules attached herewith and are made part of this bid. | [9 empty] | 18 | th
2 | Price Schedules | [9 empty] | 19 | th
2.1 | In line with the requirements of the Bidding documents, we enclose herewith the following Price Schedules, duly filled - in as per your proforma: | [9 empty] | 20 | th
| Schedule 1 |  | Plant and Equipment (Including Mandatory Spare Parts) to be supplied, including Type Test Charges. | [7 empty] | 21 | st
| Schedule 2 |  | Local Transportation, In-transit Insurance, loading and unloading | [7 empty] | 22 | th
| Schedule 3 |  | Installation Charges. |  |  | Sole Bidder |  |  |  |  | 23 | th
| Schedule 4 |  | Training charges for training to be imparted [NOT APPLICABLE] | [7 empty] | 24 | th
| Schedule 5 |  | Taxes and Duties not included in Schedule 1 | [7 empty] | 25 | th
| Schedule 6 |  | Grand Summary [Schedule 1to 5] | [7 empty] | 26 | th
| Schedule 7 |  | Break-up of Type Test Charges for Type Tests to be conducted [NOT APPLICABLE] | [7 empty] | 27 | th
2.2 | We are aware that the Price Schedules do not generally give a full description of the Work to be performed under each item and we shall be deemed to have read the Technical Specifications and other sections of the Bidding Documents and Drawings to ascertain the full scope of Work included in each item while filling-in the rates and prices. We agree that the entered rates and prices shall be deemed to include for the full scope as aforesaid, including overheads and profit. | [9 empty] | 28 | th
2.3 | We declare that as specified in Clause 11.5, Section –II:ITB, Vol.-I of the Bidding Documents, prices quoted by us in the Price Schedules shall be subject to Price Adjustment during the execution of Contract in accordance with Appendix-2 (Price Adjustment) to the Contract Agreement. | [9 empty] | 29 | th
2.4 | We understand that in the price schedules, where there are errors between the total of the amounts given under the column for the price Breakdown and the amount given under the Total Price, the former shall prevail and the latter will be corrected accordingly. We further understand that where there are discrepancies between amounts stated in figures and amounts stated in words, the amount stated in words shall prevail. Similarly, any discrepancy in the total bid price and that of the summation of Schedule price (price indicated in a Schedule indicating the total of that schedule), the total bid price shall be corrected to reflect the actual summation of the Schedule prices. | [9 empty] | 30 | th
2.5 | We declare that items left blank in the Schedules will be deemed to have been included in other items. The TOTAL for each Schedule and the TOTAL of Grand Summary shall be deemed to be the total price for executing the Facilities and sections thereof in complete accordance with the Contract, whether or not each individual item has been priced. | [9 empty] | 31 | st
3 | We confirm that except as otherwise specifically provided our Bid Prices in this Second Envelope include all taxes, duties, levies and charges as may be assessed on us/our Associate (applicable for Foreign Bidder), our Sub-Contractor/Sub-Vendor or their employees by all municipal, state or national government authorities in connection with the Facilities, in and outside of India.
3.1 | 100% of applicable Taxes and Duties i.e GST, which are payable by the Employer under the Contract, shall be reimbursed by the Employer on production of satisfactory documentary evidence by the Contractor in accordance with the provisions of the Bidding Documents.
3.2 | We further understand that notwithstanding 3.0 above, in case of award on us, you shall also bear and pay/reimburse to us, GST applicable on supplies by us to you, imposed on the Plant & Equipment including Mandatory Spare Parts to be incorporated into the Facilities including Type Test charges for Type test to be conducted specified in Schedule No. 1, Installation Services specified in Schedule No. 3 and Charges for Training to be imparted specified in Schedule No. 4 of the Price Schedule in this Second Envelope; by the Indian Laws.
3.3 | We confirm that we have also registered/we shall also get registered in the GST Network with a GSTIN, in all the states where the project is located and the states from which we shall make our supply of goods.
4 | # (For Joint Venture only) We, the partners of Joint Venture submitting this bid, do agree and confirm that in case of Award of Contract on the Joint Venture, we shall be jointly and severally liable and responsible for the execution of the Contract in accordance with Contract terms and conditions. |  |  |  |  | 1
5 | We, hereby, declare that only the persons or firms interested in this proposal as principals are named here and that no other persons or firms other than those mentioned herein have any interest in this proposal or in the Contract to be entered into, if the award is made on us, that this proposal is made without any connection with any other person, firm or party likewise submitting a proposal is in all respects for and in good faith, without collusion or fraud.
Thanking you, we remain,
Yours faithfully,
For and on behalf of
Signature :
Date : | -- |  |  | Printed Name :
Place : |  |  |  | Designation :
Common Seal :
Please provide additional information of the Bidder
Business Address :
Country of Incorporation :
State/Province to be indicated :
Name of Principal Officer :
Address of Principal Officer :
Note: Bidders may note that no prescribed proforma has been enclosed for Attachment 2 : Power of Attorney. Bidders may use their own proforma for furnishing the required information with the bid.
* * *
Back to Cover Page

## Bid Form 2nd Envelope-old (hidden)
[5 empty] | Bid Form 2nd Envelope |  | Sole Bidder |  |  |  | 1 | st |  | 1 | January
[7 empty] | 0 |  |  |  | 2 | nd |  | 2 | February
BID FORM (Second Envelope) | [10 empty] | 3 | rd |  | 3 | March
[11 empty] | 4 | th |  | 4 | April
Bid Proposal Ref. No. | [10 empty] | 5 | th |  | 5 | May
Date : | -- | [9 empty] | 6 | th | #VALUE! | 6 | June
[11 empty] | 7 | th | #VALUE! | 7 | July
To: | [10 empty] | 8 | th | #VALUE! | 8 | August
Contract Services | [10 empty] | 9 | th | #VALUE! | 9 | September
Power Grid Corporation of India Ltd., | [10 empty] | 10 | th |  | 10 | October
"Saudamini", Plot No.-2 | [10 empty] | 11 | th |  | 11 | November
Sector-29, | [10 empty] | 12 | th |  | 12 | December
Gurgaon (Haryana) - 122001 | [10 empty] | 13 | th
[11 empty] | 14 | th
Name of Contract : |  | Substation Package - SS-22 for i) 400kV Hosur S/s Extn., ii) 400kV Madhugiri S/s Extn., iii) 400kV Dharmapuri S/s Extn., iv) 400kV Hiriyur S/s Extn., v) 400kV Pugalur S/s (AIS) Extn., vi) 400kV Pugalur HVDC (GIS) S/s Extn., vii) 400/220kV Gazuwaka S/s Extn., viii) 1x 500MVA, 400/220kV ICT at Gazuwaka under SRSS-XXV and i) 220 kV Cochin S/s Extn., ii) 400kV Kozikode S/s Extn. under SRSS-XXVI | [8 empty] | 15 | th
Dear Ladies and/or Gentlemen, | [10 empty] | 16 | th
1 | In continuation of First Envelope of our Bid, we hereby submit the Second Envelope of the Bid, both of which shall be read together and in conjunction with each other, and shall be construed as an integral part of our Bid. Accordingly, we the undersigned, offer to design, manufacture, test, deliver, install and commission (including carrying out Trial Operation, Performance & Guarantee Test as per provision of Technical Specification) under the above-named package in full conformity with the said Bidding Documents for the sum of Rs. 0 (Rs. Zero Only ) Plus applicable Octroi, Entry Tax, Other Taxes & Duties or such other sums as may be determined in accordance with the terms and conditions of the Bidding Documents. | [5 empty] | In continuation of First Envelope of our Bid, we hereby submit the Second Envelope of the Bid, both of which shall be read together and in conjunction with each other, and shall be construed as an integral part of our Bid. Accordingly, we the undersigned, offer to design, manufacture, test, deliver, install and commission (including carrying out Trial Operation, Performance & Guarantee Test as per provision of Technical Specification) under the above-named package in full conformity with the said Bidding Documents for the sum of Rs. | Plus applicable Octroi, Entry Tax, Other Taxes & Duties or such other sums as may be determined in accordance with the terms and conditions of the Bidding Documents. | 0 | (Rs. Zero Only ) | 17 | th
| The above amounts are in accordance with the price schedules attached herewith and are made part of this bid. | [9 empty] | 18 | th
2 | Price Schedules | [9 empty] | 19 | th
2.1 | In line with the requirements of the Bidding documents, we enclose herewith the following Price Schedules, duly filled - in as per your proforma: | [9 empty] | 20 | th
| Schedule 1 |  | Plant and Equipment (Including Mandatory Spare Parts) to be supplied, including Type Test Charges. | [7 empty] | 21 | st
| Schedule 2 |  | Local Transportation, Insurance and other Incidental services. | [7 empty] | 22 | th
| Schedule 3 |  | Installation Charges. |  |  | Sole Bidder |  |  |  |  | 23 | th
| Schedule 4 |  | Training charges for training to be imparted. | [7 empty] | 24 | th
| Schedule 5 |  | Taxes and Duties not included in Schedule 1 | [7 empty] | 25 | th
| Schedule 6 |  | Grand Summary [Schedule 1to 5] | [7 empty] | 26 | th
| Schedule 7 |  | Break-up of Type Test Charges for Type Tests to be conducted | [7 empty] | 27 | th
2.2 | We are aware that the Price Schedules do not generally give a full description of the Work to be performed under each item and we shall be deemed to have read the Technical Specifications and other sections of the Bidding Documents and Drawings to ascertain the full scope of Work included in each item while filling-in the rates and prices. We agree that the entered rates and prices shall be deemed to include for the full scope as aforesaid, including overheads and profit. | [9 empty] | 28 | th
2.3 | We declare that as specified in Clause 11.5, Section –II:ITB, Vol.-I of the Bidding Documents, prices quoted by us in the Price Schedules shall be subject to Price Adjustment during the execution of Contract in accordance with Appendix-2 (Price Adjustment) to the Contract Agreement. | [9 empty] | 29 | th
2.4 | We understand that in the price schedules, where there are errors between the total of the amounts given under the column for the price Breakdown and the amount given under the Total Price, the former shall prevail and the latter will be corrected accordingly. We further understand that where there are discrepancies between amounts stated in figures and amounts stated in words, the amount stated in words shall prevail. Similarly, any discrepancy in the total bid price and that of the summation of Schedule price (price indicated in a Schedule indicating the total of that schedule), the total bid price shall be corrected to reflect the actual summation of the Schedule prices. | [9 empty] | 30 | th
2.5 | We declare that items left blank in the Schedules will be deemed to have been included in other items. The TOTAL for each Schedule and the TOTAL of Grand Summary shall be deemed to be the total price for executing the Facilities and sections thereof in complete accordance with the Contract, whether or not each individual item has been priced. | [9 empty] | 31 | st
3 | We confirm that except as otherwise specifically provided our Bid Prices in this Second Envelope include all taxes, duties, levies and charges as may be assessed on us/our Associate (applicable for Foreign Bidder), our Sub-Contractor/Sub-Vendor or their employees by all municipal, state or national government authorities in connection with the Facilities, in and outside of India.
3.2 | We further understand that notwithstanding 3.0 above, in case of award on us, you shall also bear and pay/reimburse to us, Excise Duty, Sales Tax/VAT (but not the surcharge in lieu of Sales Tax/VAT), local tax and other levies in respect of direct transaction between you and us, imposed on the Plant & Equipment including Mandatory Spare Parts specified in Schedule No. 1 of the Price Schedule in this Second Envelope, to be incorporated into the Facilities; by the Indian Laws.
3.3 | We also understand that, in case of award on us, you shall pay directly, if so required /reimburse to us octroi/entry tax as applicable for destination site/state on all items of supply including bought-out finished items, which shall be dispatched directly from the sub-vendor’s works to the Employer’s site (sale-in-transit). Further, Service Tax, if applicable, for the services to be rendered by us, the same is included in our bid price in this Second Envelope.
3.4 | We confirm that we shall also get registered with the concerned Sales Tax Authorities, in all the states where the project is located.
3.5 | We confirm that no Sales Tax/VAT in any form shall be payable by you for the bought out items which shall be despatched directly by us under the First Contract to the project site. However, you will issue requisite Sales Tax declaration/Vatable forms in respect of such bought out items, on production of documentary evidence of registration with the concerned Sales Tax Authorities.
4 | # (For Joint Venture only) We, the partners of Joint Venture submitting this bid, do agree and confirm that in case of Award of Contract on the Joint Venture, we shall be jointly and severally liable and responsible for the execution of the Contract in accordance with Contract terms and conditions.
5 | We, hereby, declare that only the persons or firms interested in this proposal as principals are named here and that no other persons or firms other than those mentioned herein have any interest in this proposal or in the Contract to be entered into, if the award is made on us, that this proposal is made without any connection with any other person, firm or party likewise submitting a proposal is in all respects for and in good faith, without collusion or fraud.
Thanking you, we remain,
Yours faithfully,
For and on behalf of
Date : | -- |  |  | Printed Name :
Place : |  |  |  | Designation :
Please provide additional information of the Bidder
Business Address :
Country of Incorporation :
State/Province to be indicated :
Name of Principal Officer :
Address of Principal Officer : |  |  | 0
0
0
Note: Bidders may note that no prescribed proforma has been enclosed for Attachment 2 : Power of Attorney. Bidders may use their own proforma for furnishing the required information with the bid.
* * *
Back to Cover Page

## Q & C (hidden)
STATEMENT OF QUOTED / CORRECTED PRICES
All Figures are in Rupees
Bidder
Sl. No. | Price Component | Quoted Price | Corrected Price
1 | TOTAL SCHEDULE NO. 1:Ex-Works Price of Plant and Equipment including Type Test Charges | 0 |  | 0
2 | TOTAL SCHEDULE NO.2: Local Transportation, Insurance and other Incidental Services. | 0 |  | 0
3 | TOTAL SCHEDULE NO.3: Installation Charges | 0 |  | 0
4 | TOTAL SCHEDULE NO.4: Training Charges | Not Applicable |  | Not Applicable
5 | TOTAL BID PRICE: (Excluding Taxes & Duties) | 0 |  | 0
6 | DISCOUNT | #REF! |  | #REF! | #REF!
7 | NET BID PRICE (Excluding Taxes & Duties) | #REF! |  | #REF!
8 | TAXES & DUTIES PAYABLE ADDITIONALLY
| A) EXCISE DUTY | 0 |  | #REF!
| B) CENTRAL SALES TAX | 0 |  | 0
| C) VAT | 0 |  | #REF!
| D) ENTRY TAX / OCTROI | 0 |  | #REF!
E) OTHERS
| F) TOTAL TAXES & DUTIES | 0 |  | #REF!
8 | TOTAL BID PRICE (INCLUDING TAXES & DUTIES) | 0 |  | #REF!
9 | TOTAL SCHEDULE NO.7: Type Test Charges [Total of this Schedule is included in Schedule-1 above] | #REF! |  | #REF!
I) | Bidder has indicated the following taxes and duties additionally applicable for their bid:
| Excise Duty % as |  |  |  | Excise Duty
| CST % as |  |  |  | CST
| VAT % as |  |  |  | VAT
| Entry Tax/ Octroi as |  |  |  | Entry Tax/ Octroi
| Others as |  |  |  | Others
II) | With regard to Entry Tax, it may be mentioned that the substations covered under the subject pacakge falls in State of MP, where an entry tax @ 2% of Purchase Price is applicable. In view of the above, the taxes and duties inter-alia including entry tax applicable for the bids are calculated :
a) | Ex-Works Price of Direct Supplies (after discount, if any) |  | Rs. | #REF!
b) | Excise Duty, as applicable on (a) above at the rate : | 10% | Rs. | #REF!
c) | Amount on which Sales Tax is applicable | 0 |  | 0
d) | CST, as applicable on (a) + ED (b) above at the rate : | 2% | Rs. | 0
e) | VAT, as applicable on (a) + ED (b) above at the rate : | 1% |  | #REF!
f) | Others [……………………………………………] |  | Rs.
g) | Purchase Price for Entry Tax (Total Ex-Works+F&I+ED+CST+Others) |  | Rs. | #REF!
h) | Entry Tax, as applicable on (e) above at the rate : |  | Rs. | #REF!
Substation Package - SS-22 for i) 400kV Hosur S/s Extn., ii) 400kV Madhugiri S/s Extn., iii) 400kV Dharmapuri S/s Extn., iv) 400kV Hiriyur S/s Extn., v) 400kV Pugalur S/s (AIS) Extn., vi) 400kV Pugalur HVDC (GIS) S/s Extn., vii) 400/220kV Gazuwaka S/s Extn., viii) 1x 500MVA, 400/220kV ICT at Gazuwaka under SRSS-XXV and i) 220 kV Cochin S/s Extn., ii) 400kV Kozikode S/s Extn. under SRSS-XXVI |  | Statement of Quoted / Corrected Prices |  | Page

## T & D (hidden)
Excise Duty
Sl. No. | Clause Ref. No. | Description of Clause | Observation/ Comment of the Bidder | Remarks | CST
1 | Clause 10 Taxes and Duties, Section-IV, GCC | 10. Taxes and Duties |  |  | VAT
|  | 10.1 The Supplier shall be entirely responsible for payment of all taxes, duties, licence fees ………………………. | Excise Duty % as |  | Entry Tax/ Octroi
|  | 10.2 The Supplier shall be solely responsible for the taxes that may be levied on the Supplier's persons ……………………….. | CST % as |  | Others
|  | 10.3 In respect of direct transaction between the Purchaser and the Supplier, the EXW price is inclusive………………………….. | VAT % as
|  | 10.4 Octroi/entry tax as applicable for destination site/state on all items of supply including bought-out finished items, which shall be dispatched directly from the …………………………………… | Entry Tax/ Octroi as
|  | 10.5 Purchaser would not bear any liability on account of Service Tax. ………………. | Others as
10.6 Sales Tax/VAT on Works Contract, Turnover Tax or any other similar taxes under the …………………………………..
10.7 For the purpose of the Contract, it is agreed that the Contract Price specified in Article 2(Contract Price and Terms of Payment) of the Contract Agreement is based on the taxes, duties, levies and charges prevailing at the date seven (07) days prior to the last date of bid submission (hereinafter called “Tax” in this GCC Sub-clause 10.7). .……………........................................
In respect of raw materials, intermediary components etc and bought out items, neither the Purchaser nor the Supplier shall be entitled to any claim arising due to increase or decrease in the rate of Tax, ……………………………………………....
2 | Clause 29 Change in Laws and Regulations, Section-IV, GCC | 29.1 If, after the date seven (07) days prior to the date of Bid Opening, any law, regulation, ordinance, order or by-law having the force of law is enacted, promulgated, abrogated or changed in India (which shall be deemed to include any change in interpretation or application by the competent authorities) ……………………………………….

## N to W (hidden)
0
Rs. Zero Only
0
0
0
0
0
0
1 | One
2 | Two
3 | Three
4 | Four
5 | Five
6 | Six
7 | Seven
8 | Eight
9 | Nine
10 | Ten
11 | Eleven
12 | Twelve
13 | Thirteen
14 | Fourteen
15 | Fifteen
16 | Sixteen
17 | Seventeen
18 | Eighteen
19 | Nineteen
20 | Twenty
21 | Twenty One
22 | Twenty Two
23 | Twenty Three
24 | Twenty Four
25 | Twenty Five
26 | Twenty Six
27 | Twenty Seven
28 | Twenty Eight
29 | Twenty Nine
30 | Thirty
31 | Thirty One
32 | Thirty Two
33 | Thirty Three
34 | Thirty Four
35 | Thirty Five
36 | Thirty Six
37 | Thirty Seven
38 | Thirty Eight
39 | Thirty Nine
40 | Forty
41 | Forty One
42 | Forty Two
43 | Forty Three
44 | Forty Four
45 | Forty Five
46 | Forty Six
47 | Forty Seven
48 | Forty Eight
49 | Forty Nine
50 | Fifty
51 | Fifty One
52 | Fifty Two
53 | Fifty Three
54 | Fifty Four
55 | Fifty Five
56 | Fifty Six
57 | Fifty Seven
58 | Fifty Eight
59 | Fifty Nine
60 | Sixty
61 | Sixty One
62 | Sixty Two
63 | Sixty Three
64 | Sixty Four
65 | Sixty Five
66 | Sixty Six
67 | Sixty Seven
68 | Sixty Eight
69 | Sixty Nine
70 | Seventy
71 | Seventy One
72 | Seventy Two
73 | Seventy Three
74 | Seventy Four
75 | Seventy Five
76 | Seventy Six
77 | Seventy Seven
78 | Seventy Eight
79 | Seventy Nine
80 | Eighty
81 | Eighty One
82 | Eighty Two
83 | Eighty Three
84 | Eighty Four
85 | Eighty Five
86 | Eighty Six
87 | Eighty Seven
88 | Eighty Eight
89 | Eighty Nine
90 | Ninety
91 | Ninety One
92 | Ninety Two
93 | Ninety Three
94 | Ninety Four
95 | Ninety Five
96 | Ninety Six
97 | Ninety Seven
98 | Ninety Eight
99 | Ninety Nine
100 | One Hundred