## Basic (hidden)
Package Name | Retrofitting the 220 kV Switchyard equipments and control & protection system with Substation Automation System and SPR based Control & Protection System at Mandola Substation
Package Code
Specification No. | Specification No.: NR1/NT/W-AIS/DOM/I00/24/15479 (Rfx-5002004051)
ORIGINAL

## Cover
Price Schedules | Retrofitting the 220 kV Switchyard equipments and control & protection system with Substation Automation System and SPR based Control & Protection System at Mandola Substation |  | 0
Specification No.: NR1/NT/W-AIS/DOM/I00/24/15479 (Rfx-5002004051)
| 1 | Fill up only green shaded cells in Sch-1, Sch-2, Sch-3, Sch-4, Sch-7 and Bid Form 2nd Envelope.
| 2 | All the cells in Sch-5 & Sch-6 are auto filled, therefore no cell is required to be filled up there.
| 3 | Instructions / error messages, if any, will be displayed automatically after selecting the cell.
| 4 | After filling up all the schedues, save the file, take print out of all the schedules and Bid form and sign & stamp and submit them as hard copy of the 2nd envelope (Price part) of the bid. Also ensure to submit the soft copy of the the same file on CD/ DVD.
पावर ग्रिड कारपोरेशन ऑफ इण्डिया लिमिटेड
(भारत सरकार का उद्यम)
Power Grid Corporation of India Limited
(A Government of India Enterprises)
Click to skip Instructions & Proceed
Click for Detailed General Instructions
General guidelines for filling up the Price Schedules, Sch-1 to Sch-7

## Instructions (hidden)
General Instruction to the Bidders for filling up this workbook of Price Schedules
I | While filling up the worksheets following may please be observed :
| (i) | Fill up only green shaded cells.
| (ii) | Certain data type entries have been restricted, such as Numeric values or limits of numeric values.
| (iii) | Select only the options provided in pull down menus.
| (iv) | Do not link any cell of this work book with any other work book.
| (v) | Do not use copy & paste or cut & paste options for filling up the data.
| (vi) | Do not reformat any of the cell of the work book.
II | This Workbook consists of following worksheets :
Cover :
Opening page of the workbook.
Names of Bidder :
| ● | Select Sole Bidder or JV (Joint Venture) from the pull down menu. Do not leave this cell blank.
| ● | Select nos. of the JV Partners other than the Lead Partner from drop down menu.
| ● | In case of JV partners more than 2, enter details of 3rd & more partners along with details of 2nd partner.
| ● | Fill up names and address of the Sole Bidder and /or Joint Venture.
| ● | Fill up date in dd-mmm-yyyy format from drop down menu.
| ● | Click for Sch-1 given at the right top of the worksheet to go to Sch-1.
Sch-1 (Ex-works Prices) :
| ● | Fill up unit rates for all the items in numeric values greater than 0 (zero). If unit rate is left blank, the corresponding item shall be deemed to be included in the total price.
| ● | Corresponding cell for mode of transaction shall be come enable only after filling up the unit rate, therefore first fill up the unit rate and then mode of transaction for the corresponding item.
| ● | Select either Direct or Bought-out from the drop down menu. Do not leave the cell blank the same shall be deemed to be Bought-out if the cell is left blank.
| ● | Total amount shall get calculated automatically.
| ● | Type Test charges shall appear automatically after filling up Sch-7 appropriately.
Sch-2 (Freight & Insurance Charges) :
| ● | Fill up unit rates for all the items in numeric values greater than 0 (zero). If unit rate is left blank, the corresponding item shall be deemed to be included in the total price.
| ● | Total amount shall get calculated automatically.
Sch-3 (Erection Charges) :
| ● | Fill up unit rates for all the items in numeric values greater than 0 (zero). If unit rate is left blank, the corresponding item shall be deemed to be included in the total price.
| ● | Total amount shall get calculated automatically.
Sch-4 (Training Charges) :
| ● | Not applicable, hence no cell is required to be filled up.
Sch-4b (Maintenance Charges during and after Defect Liability Period) :
| ● | Not applicable, hence no cell is required to be filled up.
Sch-5 (Summary of Taxes and Duties applicable on the Goods) :
| ● | No cell is required to be filled in by the bidder in this worksheet.
Sch -6 :
| ● | Summary of all the Schedules without considering discount (mentioned in the work sheet discount) shall be displayed automatically.
| ● | No cell is required to be filled in by the bidder in this worksheet.
Sch-7 (Type Test Charges) :
| ● | Fill up the rates & location where type tests are proposed.
| ● | Total of this Sch-7 shall automatically appear in Sch-1.
Bid from 2nd Envelope :
| ● | Fill up ref. no. as bidder's ref no. of this letter.
| ● | This letter shall consider the net price as per Sch-6 (After Discount).
| ● | Fill up names & Designation of the representatives of other JV partner(s) if the bidder is JV (Joint Venture) .
| ● | Fill up additional information as required.
* * *
Happy Bidding !
Click to Proceed

## Names of Bidder
Retrofitting the 220 kV Switchyard equipments and control & protection system with Substation Automation System and SPR based Control & Protection System at Mandola Substation
Specification No.: NR1/NT/W-AIS/DOM/I00/24/15479 (Rfx-5002004051) |  |  |  |  | Sole Bidder | 1 |  | Sole Bidder | 1
[5 empty] | Joint Venture | 2 or More |  | JV (Joint Venture) | 2 or More
Enter following details of the bidder
Specify type of Bidder [Select from drop down menu] | Sole Bidder |  | Sole Bidder | 1 | 0 | Sole Bidder | 1 | 0
2 or More
0
Name of Sole Bidder | …….. …….. …….. …….. …….. ……..
Address of Sole Bidder | …….. …….. …….. …….. …….. ……..
…….. …….. …….. …….. …….. ……..
…….. …….. …….. …….. …….. ……..
Name of other Partner - 1
Address of other Partner - 1
…….. …….. …….. …….. …….. ……..
…….. …….. …….. …….. …….. ……..
Name of other Partner - 2 (more, if any) | …….. …….. …….. …….. …….. ……..
Address of other Partner - 2 (more, if any) | …….. …….. …….. …….. …….. ……..
…….. …….. …….. …….. …….. ……..
…….. …….. …….. …….. …….. ……..
Printed Name
Designation
email ID of Bid Signatory
Mobile No. of Bid Signatory
Tel No. of Bid Signatory
Fax No. of Bid Signatory
Date |  | 31
Place
Click for Sch-1

## Sch-1
Specification No.: NR1/NT/W-AIS/DOM/I00/24/15479 (Rfx-5002004051) | [12 empty] | Schedule - 1 | Schedule - 1 |  |  | Direct Total | 0 | Sole Bidder | `
[17 empty] | BO Total | #REF! | 0
Retrofitting the 220 kV Switchyard equipments and control & protection system with Substation Automation System and SPR based Control & Protection System at Mandola Substation
(SCHEDULE OF RATES AND PRICES)
Bidder’s Name and Address (Sole Bidder) : | [11 empty] | To:
Contracts Services, 3rd Floor
Name : |  | …….. …….. …….. …….. …….. …….. | [9 empty] | Power Grid Corporation of India Ltd., | [6 empty] | …….. …….. …….. …….. …….. …….. , & …….. …….. …….. …….. …….. ……..
Address : |  | …….. …….. …….. …….. …….. …….. | [9 empty] | "Saudamini", Plot No.-2
|  | …….. …….. …….. …….. …….. …….. | [9 empty] | Sector-29,
|  | …….. …….. …….. …….. …….. …….. | [9 empty] | Gurgaon (Haryana) - 122001
PLANT AND EQUIPMENT (INCLUDING MANDATORY SPARES PARTS) TO BE SUPPLIED, INCLUDING TYPE TEST CHARGES FOR TESTS TO BE CONDUCTED | [17 empty] | Direct
[11 empty] | All Prices are in Indian Rupees. | [6 empty] | Bought-Out
SI. No. | PR No | PR Line Item No | Activity Description | Material Code | HSN Code | Whether HSN in column ‘ 6 ’ is confirmed. If not indicate applicable the HSN code * | Rate of GST applicable (in %) | Whether rate of GST in column ‘4’ is confirmed. If not indicate applicable rate of GST * | Item Description | Unit | Qty. | Unit Ex-works price (excluding GST) | Total Ex-works price (excluding GST) | GST Tax as confirmed by Bidder
1 | 2 | 3 | 4 | 5 | 6 | 7 | 8 | 9 | 10 | 11 | 12 | 13 | 14= 12 x 13 | 15
PART A (Substation Portion)
I | SUPPLY ITEMS | [13 empty] | Revaluation of J column | Tax Calculation
1 | [6 empty] | 18 |  | 245kV, 2500A, 50KA Circuit Breaker (3-Phase) with support structure | EA | 18 |  | Included | 0 | 0 | 0
2 | [6 empty] | 18 |  | 245 kV, 2500A, 50KA, 1-Phase Current Transformer with 150% extended | EA | 54 |  | Included | 0 | 0 | 0
3 | [6 empty] | 18 |  | 245 kV,1600A, 40 KA, HCB tandom Isolator without E/s | EA | 16 |  | Included | 0 | 0 | 0
4 | [6 empty] | 18 |  | 245kV, 2500A, 40 KA, 3-phase Double Break Isolator with one E/S | EA | 12 |  | Included | 0 | 0 | 0
5 | [6 empty] | 18 |  | 245kV, 2500A, 40 KA, 3-phase Double Break Isolator with two E/S | EA | 13 |  | Included | 0 | 0 | 0
6 | [6 empty] | 18 |  | 216kV Surge Arrester (1-phase) | EA | 9 |  | Included | 0 | 0 | 0
7 | [6 empty] | 18 |  | 245 kV, 4400pf Capacitive Voltage Transformer (1- Phase) | EA | 25 |  | Included | 0 | 0 | 0
8 | [6 empty] | 18 |  | ACSR MOOSE CONDUCTOR | MTRS. | 2400 |  | Included | 0 | 0 | 0
9 | [6 empty] | 18 |  | 4" EH IPS AL TUBE | MTRS. | 1600 |  | Included | 0 | 0 | 0
10 | [6 empty] | 18 |  | RIGID SPACERS TO SUIT TWIN MOOSE ACSR WITH 250mm SUB CONDUCTOR SPACING | EA | 312 |  | Included | 0 | 0 | 0
11 | [6 empty] | 18 |  | WELDING SLEEVES TO SUIT 4" IPS AL TUBE | EA | 120 |  | Included | 0 | 0 | 0
12 | [6 empty] | 18 |  | TERMINAL CONNECTOR ON 216kV LA TO SUIT TWIN `MOOSE' ACSR | EA | 24 |  | Included | 0 | 0 | 0
13 | [6 empty] | 18 |  | EXPANSION TYPE TERMINAL CONNECTOR ON 245kV CB TO SUIT 4" IPS Al. TUBE | EA | 24 |  | Included | 0 | 0 | 0
14 | [6 empty] | 18 |  | RIGID TYPE TERMINAL CONNECTOR ON 245kV CB TO SUIT 4" IPS Al. TUBE | EA | 24 |  | Included | 0 | 0 | 0
15 | [6 empty] | 18 |  | RIGID TYPE TERMINAL CONNECTOR ON 245kV ISO TO SUIT 4" IPS AL. TUBE | EA | 48 |  | Included | 0 | 0 | 0
16 | [6 empty] | 18 |  | EXPANSION TYPE TERMINAL CONNECTOR ON 245kV ISO TO SUIT 4" IPS AL. TUBE | EA | 32 |  | Included | 0 | 0 | 0
17 | [6 empty] | 18 |  | TERMINAL CONNECTOR ON 245kV ISO TO SUIT TWIN MOOSE ACSR WITH 250mm SUB CONDUCTOR SPACING (HA) | EA | 64 |  | Included | 0 | 0 | 0
18 | [6 empty] | 18 |  | RIGID (THRU) TYPE TERMINAL CONNECTOR ON 245kV ISO TO SUIT 4" IPS AL. TUBE | EA | 48 |  | Included | 0 | 0 | 0
19 | [6 empty] | 18 |  | EXPANSION TYPE TERMINAL CONNECTOR ON 245kV CT TO SUIT 4" IPS AL. TUBE | EA | 24 |  | Included | 0 | 0 | 0
20 | [6 empty] | 18 |  | TERMINAL CONNECTOR ON 245kV CT TO SUIT TWIN MOOSE ACSR WITH 250mm SUB CONDUCTOR SPACING | EA | 24 |  | Included | 0 | 0 | 0
21 | [6 empty] | 18 |  | RIGID/SLIDING TYPE TERMINAL CONNECTOR ON 245 kV BPI TO SUIT 4" IPS AL. TUBE | EA | 48 |  | Included | 0 | 0 | 0
22 | [6 empty] | 18 |  | EXPANSION TYPE TERMINAL CONNECTOR ON 245 kV BPI TO SUIT 4" IPS AL. TUBE | EA | 48 |  | Included | 0 | 0 | 0
23 | [6 empty] | 18 |  | TERMINAL CONNECTOR ON 245 kV CVT TO SUIT TWIN MOOSE ACSR | EA | 24 |  | Included | 0 | 0 | 0
24 | [6 empty] | 18 |  | INTERCONNECTOR TO SUIT 4" IPS Al. TUBE AND TWIN MOOSE ACSR WITH 250mm SUB-CONDUCTOR SPACING | EA | 8 |  | Included | 0 | 0 | 0
25 | [6 empty] | 18 |  | PG CLAMP TO SUIT SINGLE MOOSE ACSR TO SINGLE MOOSE ACSR | EA | 144 |  | Included | 0 | 0 | 0
26 | [6 empty] | 18 |  | TEE CONNECTOR TO SUIT TWIN MOOSE ACSR ON MAIN WAYS TO SINGLE MOOSE ACSR ON BRANCH WAYS WITH 250mm SUB CONDUCTOR SPACING | EA | 96 |  | Included | 0 | 0 | 0
27 | [6 empty] | 18 |  | TEE CONNECTOR TO SUIT SINGLE MOOSE ACSR ON MAIN WAYS TO SINGLE MOOSE ACSR ON BRANCH WAYS WITH 250mm SUB CONDUCTOR SPACING | EA | 192 |  | Included | 0 | 0 | 0
28 | [6 empty] | 18 |  | CORONA BELL SUITABLE FOR 4" IPS AL. TUBE | EA | 8 |  | Included | 0 | 0 | 0
29 | [6 empty] | 18 |  | 245kV SINGLE SUSPENSION STRING INSULATOR ASSEMBLY WITH SINGLE ANCHORING POINTS SUITABLE FOR 1 No. COMPOSITE LONG ROD INSULATOR PER STRING WITH ALL HARDWARE ACCESSORIES INCLUDING CORONA RING AND DROP CLAMP SET SUITABLE FOR TWIN MOOSE ACSR BUNDLE WITH 250mm SUB-CONDUCTOR SPACING | Set | 24 |  | Included | 0 | 0 | 0
30 | [6 empty] | 18 |  | 220KV BMK | EA | 8 |  | Included | 0 | 0 | 0
31 | [6 empty] | 18 |  | 220KV CT JB | EA | 8 |  | Included | 0 | 0 | 0
32 | [6 empty] | 18 |  | 220KV CVT JB | EA | 12 |  | Included | 0 | 0 | 0
33 | [6 empty] | 18 |  | ACSR MOOSE CONDUCTOR | MTRS. | 5000 |  | Included | 0 | 0 | 0
34 | [6 empty] | 18 |  | 4" EH IPS AL TUBE | MTRS. | 800 |  | Included | 0 | 0 | 0
35 | [6 empty] | 18 |  | RIGID SPACERS TO SUIT TWIN MOOSE ACSR WITH 250mm SUB CONDUCTOR SPACING | EA | 800 |  | Included | 0 | 0 | 0
36 | [6 empty] | 18 |  | WELDING SLEEVES TO SUIT 4" IPS AL TUBE | EA | 60 |  | Included | 0 | 0 | 0
37 | [6 empty] | 18 |  | TERMINAL CONNECTOR ON 216kV LA TO SUIT TWIN `MOOSE' ACSR (THRU TYPE) | EA | 12 |  | Included | 0 | 0 | 0
38 | [6 empty] | 18 |  | EXPANSION TYPE TERMINAL CONNECTOR ON 245kV CB TO SUIT 4" IPS Al. TUBE | EA | 12 |  | Included | 0 | 0 | 0
39 | [6 empty] | 18 |  | RIGID TYPE TERMINAL CONNECTOR ON 245kV CB TO SUIT 4" IPS Al. TUBE | EA | 12 |  | Included | 0 | 0 | 0
40 | [6 empty] | 18 |  | RIGID TYPE TERMINAL CONNECTOR ON 245kV ISO TO SUIT 4" IPS AL. TUBE | EA | 24 |  | Included | 0 | 0 | 0
41 | [6 empty] | 18 |  | EXPANSION TYPE TERMINAL CONNECTOR ON 245kV ISO TO SUIT 4" IPS AL. TUBE | EA | 16 |  | Included | 0 | 0 | 0
42 | [6 empty] | 18 |  | TERMINAL CONNECTOR ON 245kV ISO TO SUIT TWIN MOOSE ACSR WITH 250mm SUB CONDUCTOR SPACING (HA) | EA | 32 |  | Included | 0 | 0 | 0
43 | [6 empty] | 18 |  | RIGID (THRU) TYPE TERMINAL CONNECTOR ON 245kV ISO TO SUIT 4" IPS AL. TUBE | EA | 24 |  | Included | 0 | 0 | 0
44 | [6 empty] | 18 |  | EXPANSION TYPE TERMINAL CONNECTOR ON 245kV CT TO SUIT 4" IPS AL. TUBE | EA | 12 |  | Included | 0 | 0 | 0
45 | [6 empty] | 18 |  | TERMINAL CONNECTOR ON 245kV CT TO SUIT TWIN MOOSE ACSR WITH 250mm SUB CONDUCTOR SPACING | EA | 12 |  | Included | 0 | 0 | 0
46 | [6 empty] | 18 |  | RIGID/SLIDING TYPE TERMINAL CONNECTOR ON 245 kV BPI TO SUIT 4" IPS AL. TUBE | EA | 24 |  | Included | 0 | 0 | 0
47 | [6 empty] | 18 |  | EXPANSION TYPE TERMINAL CONNECTOR ON 245 kV BPI TO SUIT 4" IPS AL. TUBE | EA | 24 |  | Included | 0 | 0 | 0
48 | [6 empty] | 18 |  | TERMINAL CONNECTOR ON 220kV (LV) SIDE OF 500MVA ICT TO SUIT TWIN MOOSE ACSR WITH 250mm SUB CONDUCTOR SPACING (HA) | EA | 12 |  | Included | 0 | 0 | 0
49 | [6 empty] | 18 |  | INTERCONNECTOR TO SUIT 4" IPS Al. TUBE AND TWIN MOOSE ACSR WITH 250mm SUB-CONDUCTOR SPACING | EA | 4 |  | Included | 0 | 0 | 0
50 | [6 empty] | 18 |  | PG CLAMP TO SUIT SINGLE MOOSE ACSR TO SINGLE MOOSE ACSR | EA | 72 |  | Included | 0 | 0 | 0
51 | [6 empty] | 18 |  | TEE CONNECTOR TO SUIT TWIN MOOSE ACSR ON MAIN WAYS TO SINGLE MOOSE ACSR ON BRANCH WAYS WITH 250mm SUB CONDUCTOR SPACING | EA | 48 |  | Included | 0 | 0 | 0
52 | [6 empty] | 18 |  | TEE CONNECTOR TO SUIT SINGLE MOOSE ACSR ON MAIN WAYS TO SINGLE MOOSE ACSR ON BRANCH WAYS WITH 250mm SUB CONDUCTOR SPACING | EA | 96 |  | Included | 0 | 0 | 0
53 | [6 empty] | 18 |  | CORONA BELL SUITABLE FOR 4" IPS AL. TUBE | EA | 4 |  | Included | 0 | 0 | 0
54 | [6 empty] | 18 |  | 245kV DOUBLE TENSION STRING INSULATOR ASSEMBLY WITH DOUBLE ANCHORING POINTS SUITABLE FOR 2 Nos. COMPOSITE LONG ROD INSULATOR PER STRING WITH ALL HARDWARE ACCESSORIES INCLUDING CORONA RING AND TENSION CLAMP SET SUITABLE FOR TWIN MOOSE ACSR BUNDLE WITH 250mm SUB-CONDUCTOR SPACING WITH TURN BUCKLE | Set | 72 |  | Included | 0 | 0 | 0
55 | [6 empty] | 18 |  | 245kV SINGLE SUSPENSION STRING INSULATOR ASSEMBLY WITH SINGLE ANCHORING POINTS SUITABLE FOR 1 No. COMPOSITE LONG ROD INSULATOR PER STRING WITH ALL HARDWARE ACCESSORIES INCLUDING CORONA RING AND DROP CLAMP SET SUITABLE FOR TWIN MOOSE ACSR BUNDLE WITH 250mm SUB-CONDUCTOR SPACING | Set | 12 |  | Included | 0 | 0 | 0
56 | [6 empty] | 18 |  | 245kV SINGLE SUSPENSION STRING INSULATOR ASSEMBLY WITH SINGLE ANCHORING POINTS SUITABLE FOR 1 No. COMPOSITE LONG ROD INSULATOR PER STRING WITH ALL HARDWARE ACCESSORIES INCLUDING CORONA RING AND THROUGH CLAMP SET SUITABLE FOR TWIN MOOSE ACSR BUNDLE WITH 250mm SUB-CONDUCTOR SPACING | Set | 12 |  | Included | 0 | 0 | 0
57 | [6 empty] | 18 |  | 220KV BMK | EA | 4 |  | Included | 0 | 0 | 0
58 | [6 empty] | 18 |  | 220KV CT JB | EA | 4 |  | Included | 0 | 0 | 0
59 | [6 empty] | 18 |  | ACSR MOOSE CONDUCTOR | MTRS. | 600 |  | Included | 0 | 0 | 0
60 | [6 empty] | 18 |  | 4" EH IPS AL TUBE | MTRS. | 400 |  | Included | 0 | 0 | 0
61 | [6 empty] | 18 |  | RIGID SPACERS TO SUIT TWIN MOOSE ACSR WITH 250mm SUB CONDUCTOR SPACING | EA | 40 |  | Included | 0 | 0 | 0
62 | [6 empty] | 18 |  | WELDING SLEEVES TO SUIT 4" IPS AL TUBE | EA | 30 |  | Included | 0 | 0 | 0
63 | [6 empty] | 18 |  | EXPANSION TYPE TERMINAL CONNECTOR ON 245kV CB (1600A) TO SUIT 4" IPS Al. TUBE | EA | 6 |  | Included | 0 | 0 | 0
64 | [6 empty] | 18 |  | RIGID TYPE TERMINAL CONNECTOR ON 245kV CB (1600A) TO SUIT 4" IPS Al. TUBE | EA | 6 |  | Included | 0 | 0 | 0
65 | [6 empty] | 18 |  | RIGID TYPE TERMINAL CONNECTOR ON 245kV ISO TO SUIT 4" IPS AL. TUBE | EA | 12 |  | Included | 0 | 0 | 0
66 | [6 empty] | 18 |  | EXPANSION TYPE TERMINAL CONNECTOR ON 245kV ISO TO SUIT 4" IPS AL. TUBE | EA | 8 |  | Included | 0 | 0 | 0
67 | [6 empty] | 18 |  | TERMINAL CONNECTOR ON 245kV ISO TO SUIT TWIN MOOSE ACSR WITH 250mm SUB CONDUCTOR SPACING (HA) | EA | 10 |  | Included | 0 | 0 | 0
68 | [6 empty] | 18 |  | RIGID (THRU) TYPE TERMINAL CONNECTOR ON 245kV ISO TO SUIT 4" IPS AL. TUBE | EA | 6 |  | Included | 0 | 0 | 0
69 | [6 empty] | 18 |  | EXPANSION TYPE TERMINAL CONNECTOR ON 245kV CT TO SUIT 4" IPS AL. TUBE | EA | 6 |  | Included | 0 | 0 | 0
70 | [6 empty] | 18 |  | RIGID TYPE TERMINAL CONNECTOR ON 245kV CT TO SUIT 4" IPS AL. TUBE | EA | 6 |  | Included | 0 | 0 | 0
71 | [6 empty] | 18 |  | RIGID/SLIDING TYPE TERMINAL CONNECTOR ON 245 kV BPI TO SUIT 4" IPS AL. TUBE | EA | 12 |  | Included | 0 | 0 | 0
72 | [6 empty] | 18 |  | EXPANSION TYPE TERMINAL CONNECTOR ON 245 kV BPI TO SUIT 4" IPS AL. TUBE | EA | 12 |  | Included | 0 | 0 | 0
73 | [6 empty] | 18 |  | INTERCONNECTOR TO SUIT 4" IPS Al. TUBE AND TWIN MOOSE ACSR WITH 250mm SUB-CONDUCTOR SPACING | EA | 2 |  | Included | 0 | 0 | 0
74 | [6 empty] | 18 |  | PG CLAMP TO SUIT SINGLE MOOSE ACSR TO SINGLE MOOSE ACSR | EA | 36 |  | Included | 0 | 0 | 0
75 | [6 empty] | 18 |  | TEE CONNECTOR TO SUIT TWIN MOOSE ACSR ON MAIN WAYS TO SINGLE MOOSE ACSR ON BRANCH WAYS WITH 250mm SUB CONDUCTOR SPACING | EA | 24 |  | Included | 0 | 0 | 0
76 | [6 empty] | 18 |  | TEE CONNECTOR TO SUIT SINGLE MOOSE ACSR ON MAIN WAYS TO SINGLE MOOSE ACSR ON BRANCH WAYS WITH 250mm SUB CONDUCTOR SPACING | EA | 48 |  | Included | 0 | 0 | 0
77 | [6 empty] | 18 |  | CORONA BELL SUITABLE FOR 4" IPS AL. TUBE | EA | 8 |  | Included | 0 | 0 | 0
78 | [6 empty] | 18 |  | 220KV BMK | EA | 2 |  | Included | 0 | 0 | 0
79 | [6 empty] | 18 |  | 220KV CT JB | EA | 2 |  | Included | 0 | 0 | 0
80 | [6 empty] | 18 |  | ACSR MOOSE CONDUCTOR | MTRS. | 600 |  | Included | 0 | 0 | 0
81 | [6 empty] | 18 |  | 4" EH IPS AL TUBE | MTRS. | 400 |  | Included | 0 | 0 | 0
82 | [6 empty] | 18 |  | RIGID SPACERS TO SUIT QUAD MOOSE ACSR WITH 250mm SUB CONDUCTOR SPACING | EA | 60 |  | Included | 0 | 0 | 0
83 | [6 empty] | 18 |  | WELDING SLEEVES TO SUIT 4" IPS AL TUBE | EA | 30 |  | Included | 0 | 0 | 0
84 | [6 empty] | 18 |  | EXPANSION TYPE TERMINAL CONNECTOR ON 245kV CB TO SUIT 4" IPS Al. TUBE | EA | 6 |  | Included | 0 | 0 | 0
85 | [6 empty] | 18 |  | RIGID TYPE TERMINAL CONNECTOR ON 245kV CB TO SUIT 4" IPS Al. TUBE | EA | 6 |  | Included | 0 | 0 | 0
86 | [6 empty] | 18 |  | RIGID TYPE TERMINAL CONNECTOR ON 245kV ISO TO SUIT 4" IPS AL. TUBE | EA | 12 |  | Included | 0 | 0 | 0
87 | [6 empty] | 18 |  | EXPANSION TYPE TERMINAL CONNECTOR ON 245kV ISO TO SUIT 4" IPS AL. TUBE | EA | 4 |  | Included | 0 | 0 | 0
88 | [6 empty] | 18 |  | TERMINAL CONNECTOR ON 245kV ISO TO SUIT QUAD MOOSE ACSR WITH 250mm SUB CONDUCTOR SPACING (HA) | EA | 8 |  | Included | 0 | 0 | 0
89 | [6 empty] | 18 |  | EXPANSION TYPE TERMINAL CONNECTOR ON 245kV CT TO SUIT 4" IPS AL. TUBE | EA | 6 |  | Included | 0 | 0 | 0
90 | [6 empty] | 18 |  | RIGID TYPE TERMINAL CONNECTOR ON 245kV CT TO SUIT 4" IPS AL. TUBE | EA | 6 |  | Included | 0 | 0 | 0
91 | [6 empty] | 18 |  | INTERCONNECTOR TO SUIT 4" IPS Al. TUBE AND QUAD MOOSE ACSR WITH 250mm SUB-CONDUCTOR SPACING | EA | 16 |  | Included | 0 | 0 | 0
92 | [6 empty] | 18 |  | RIGID TYPE TERMINAL CONNECTOR ON 245 kV BPI TO SUIT 4" IPS AL. TUBE | EA | 18 |  | Included | 0 | 0 | 0
93 | [6 empty] | 18 |  | TEE CONNECTOR TO SUIT SINGLE MOOSE ACSR ON MAIN WAYS TO SINGLE MOOSE ACSR ON BRANCH WAYS WITH 250mm SUB CONDUCTOR SPACING | EA | 72 |  | Included | 0 | 0 | 0
94 | [6 empty] | 18 |  | CORONA BELL SUITABLE FOR 4" IPS AL. TUBE | EA | 16 |  | Included | 0 | 0 | 0
95 | [6 empty] | 18 |  | 245kV DOUBLE TENSION STRING INSULATOR ASSEMBLY WITH DOUBLE ANCHORING POINTS SUITABLE FOR 2 Nos. COMPOSITE LONG ROD INSULATOR PER STRING WITH ALL HARDWARE ACCESSORIES INCLUDING CORONA RING AND TENSION CLAMP SET SUITABLE FOR QUAD MOOSE ACSR BUNDLE WITH 250mm SUB-CONDUCTOR SPACING WITH TURN BUCKLE | Set | 12 |  | Included | 0 | 0 | 0
96 | [6 empty] | 18 |  | 245kV SINGLE SUSPENSION STRING INSULATOR ASSEMBLY WITH SINGLE ANCHORING POINTS SUITABLE FOR 1 No. COMPOSITE LONG ROD INSULATOR PER STRING WITH ALL HARDWARE ACCESSORIES INCLUDING CORONA RING AND DROP CLAMP SET SUITABLE FOR QUAD MOOSE ACSR BUNDLE WITH 250mm SUB-CONDUCTOR SPACING | Set | 6 |  | Included | 0 | 0 | 0
97 | [6 empty] | 18 |  | 220KV BMK | EA | 2 |  | Included | 0 | 0 | 0
98 | [6 empty] | 18 |  | 220KV CT JB | EA | 2 |  | Included | 0 | 0 | 0
99 | [6 empty] | 18 |  | ACSR MOOSE CONDUCTOR | MTRS. | 600 |  | Included | 0 | 0 | 0
100 | [6 empty] | 18 |  | 4" EH IPS AL TUBE | MTRS. | 400 |  | Included | 0 | 0 | 0
101 | [6 empty] | 18 |  | RIGID SPACERS TO SUIT QUAD MOOSE ACSR WITH 250mm SUB CONDUCTOR SPACING | EA | 60 |  | Included | 0 | 0 | 0
102 | [6 empty] | 18 |  | WELDING SLEEVES TO SUIT 4" IPS AL TUBE | EA | 30 |  | Included | 0 | 0 | 0
103 | [6 empty] | 18 |  | EXPANSION TYPE TERMINAL CONNECTOR ON 245kV CB TO SUIT 4" IPS Al. TUBE | EA | 6 |  | Included | 0 | 0 | 0
104 | [6 empty] | 18 |  | RIGID TYPE TERMINAL CONNECTOR ON 245kV CB TO SUIT 4" IPS Al. TUBE | EA | 6 |  | Included | 0 | 0 | 0
105 | [6 empty] | 18 |  | RIGID TYPE TERMINAL CONNECTOR ON 245kV ISO TO SUIT 4" IPS AL. TUBE | EA | 12 |  | Included | 0 | 0 | 0
106 | [6 empty] | 18 |  | TERMINAL CONNECTOR ON 245kV ISO TO SUIT QUAD MOOSE ACSR WITH 250mm SUB CONDUCTOR SPACING (HA) | EA | 12 |  | Included | 0 | 0 | 0
107 | [6 empty] | 18 |  | EXPANSION TYPE TERMINAL CONNECTOR ON 245kV CT TO SUIT 4" IPS AL. TUBE | EA | 6 |  | Included | 0 | 0 | 0
108 | [6 empty] | 18 |  | RIGID TYPE TERMINAL CONNECTOR ON 245kV CT TO SUIT 4" IPS AL. TUBE | EA | 6 |  | Included | 0 | 0 | 0
109 | [6 empty] | 18 |  | PG CLAMP TO SUIT SINGLE MOOSE ACSR ON MAIN WAYS TO SINGLE MOOSE ACSR ON BRANCH WAYS WITH 250mm SUB CONDUCTOR SPACING | EA | 48 |  | Included | 0 | 0 | 0
110 | [6 empty] | 18 |  | 245kV SINGLE SUSPENSION STRING INSULATOR ASSEMBLY WITH SINGLE ANCHORING POINTS SUITABLE FOR 1 No. COMPOSITE LONG ROD INSULATOR PER STRING WITH ALL HARDWARE ACCESSORIES INCLUDING CORONA RING AND DROP CLAMP SET SUITABLE FOR QUAD MOOSE ACSR BUNDLE WITH 250mm SUB-CONDUCTOR SPACING | Set | 12 |  | Included | 0 | 0 | 0
111 | [6 empty] | 18 |  | 220KV BMK | EA | 2 |  | Included | 0 | 0 | 0
112 | [6 empty] | 18 |  | 220KV CT JB | EA | 2 |  | Included | 0 | 0 | 0
113 | [6 empty] | 18 |  | ACSR MOOSE CONDUCTOR | MTRS. | 10500 |  | Included | 0 | 0 | 0
114 | [6 empty] | 18 |  | 245kV DOUBLE TENSION STRING INSULATOR ASSEMBLY WITH DOUBLE ANCHORING POINTS SUITABLE FOR 2 Nos. COMPOSITE LONG ROD INSULATOR PER STRING WITH ALL HARDWARE ACCESSORIES INCLUDING CORONA RING AND TENSION CLAMP SET SUITABLE FOR TWIN MOOSE ACSR BUNDLE WITH 250mm SUB-CONDUCTOR SPACING WITH TURN BUCKLE | Set | 36 |  | Included | 0 | 0 | 0
115 | [6 empty] | 18 |  | 245kV SINGLE SUSPENSION STRING INSULATOR ASSEMBLY WITH SINGLE ANCHORING POINTS SUITABLE FOR 1 No. COMPOSITE LONG ROD INSULATOR PER STRING WITH ALL HARDWARE ACCESSORIES INCLUDING CORONA RING AND THROUGH CLAMP SET SUITABLE FOR TWIN MOOSE ACSR BUNDLE WITH 250mm SUB-CONDUCTOR SPACING | Set | 12 |  | Included | 0 | 0 | 0
116 | [6 empty] | 18 |  | 245kV DOUBLE TENSION STRING INSULATOR ASSEMBLY WITH DOUBLE ANCHORING POINTS SUITABLE FOR 2 Nos. COMPOSITE LONG ROD INSULATOR PER STRING WITH ALL HARDWARE ACCESSORIES INCLUDING CORONA RING AND TENSION CLAMP SET SUITABLE FOR QUAD MOOSE ACSR BUNDLE WITH 250mm SUB-CONDUCTOR SPACING WITH TURN BUCKLE | Set | 72 |  | Included | 0 | 0 | 0
117 | [6 empty] | 18 |  | TERMINAL CONNECTOR ON 245 kV CVT TO SUIT TWIN MOOSE ACSR | NOS. | 12 |  | Included | 0 | 0 | 0
118 | [6 empty] | 18 |  | 220KV CVT JB | NOS. | 4 |  | Included | 0 | 0 | 0
119 | [6 empty] | 18 |  | 420kV, 3150A, 50KA, Isolator (3-phase) (Double Break) with one E/S | EA | 8 |  | Included | 0 | 0 | 0
120 | [6 empty] | 18 |  | 220kV Circuit Breaker Relay Panel without Auto Reclose (with Automation) | EA | 10 |  | Included | 0 | 0 | 0
121 | [6 empty] | 18 |  | 220kV Circuit Breaker Relay Panel with Auto Reclose (with Automation) | EA | 8 |  | Included | 0 | 0 | 0
122 | [6 empty] | 18 |  | 220kV Line Protection Panel (with Automation) | EA | 8 |  | Included | 0 | 0 | 0
123 | [6 empty] | 18 |  | Complete Substation automation System for 220kV bay as per Technical Specification | EA | 19 |  | Included | 0 | 0 | 0
124 | [6 empty] | 18 |  | Spares-Relay & protection Panels (with automation) | LS | 1 |  | Included | 0 | 0 | 0
125 | [6 empty] | 18 |  | Spares-Substation Automation System | LS | 1 |  | Included | 0 | 0 | 0
126 | [6 empty] | 18 |  | Spare-245kV Circuit Breaker | LOT | 1 |  | Included | 0 | 0 | 0
127 | [6 empty] | 18 |  | Spare-245kV Capacitive Voltage Transformer (1- Phase) | LOT | 1 |  | Included | 0 | 0 | 0
128 | [6 empty] | 18 |  | Spare-245kV Isolator | LOT | 1 |  | Included | 0 | 0 | 0
129 | [6 empty] | 18 |  | Spare-245kV CT | LOT | 1 |  | Included | 0 | 0 | 0
130 | [6 empty] | 18 |  | Spare-216kV Surge Arrester | LOT | 1 |  | Included | 0 | 0 | 0
131 | [8 empty] | 1.1kV grade Control Cables (PVCinsulated) along withlugs,glands,straight joints &accessories,etc. |  |  |  |  | 0 | 0 | 0
132 | [6 empty] | 18 |  | 1.1KV GRADE 5CX2.5 SQMM CONTROL CABLE | KM | 20.5 |  | Included | 0 | 0 | 0
133 | [6 empty] | 18 |  | 1.1KV GRADE 7CX2.5 SQMM CONTROL CABLE | KM | 2 |  | Included | 0 | 0 | 0
134 | [6 empty] | 18 |  | 1.1KV GRADE 10CX2.5 SQMM CONTROL CABLE | KM | 3 |  | Included | 0 | 0 | 0
135 | [6 empty] | 18 |  | 1.1KV GRADE 14CX2.5 SQMM CONTROL CABLE | KM | 7.5 |  | Included | 0 | 0 | 0
136 | [6 empty] | 18 |  | 1.1KV GRADE 19CX2.5 SQMM CONTROL CABLE | KM | 1.5 |  | Included | 0 | 0 | 0
137 | [6 empty] | 18 |  | 1.1KV GRADE 27CX2.5 SQMM CONTROL CABLE | KM | 1.5 |  | Included | 0 | 0 | 0
138 | [8 empty] | 1.1kV grade Power Cables (PVCinsulated)along with lugs,glands,straight LS joints & accessories,etc |  |  |  |  | 0 | 0 | 0
139 | [6 empty] | 18 |  | 1.1KV GRADE 3.5CX70 SQMM (PVC) POWER CABLE | KM | 9 |  | Included | 0 | 0 | 0
140 | [6 empty] | 18 |  | 1.1KV GRADE 3.5CX35 SQMM (PVC) POWER CABLE | KM | 2 |  | Included | 0 | 0 | 0
141 | [6 empty] | 18 |  | 1.1KV GRADE 4CX16 SQMM (PVC) POWER CABLE | KM | 14.5 |  | Included | 0 | 0 | 0
142 | [6 empty] | 18 |  | 1.1KV Grade 2Cx6 Sqmm Armoured (PVC)Power Cable | KM | 2.5 |  | Included | 0 | 0 | 0
143 | [6 empty] | 18 |  | 1.1KV Grade 4Cx6 Sqmm Armoured (PVC)Power Cable | KM | 4.5 |  | Included | 0 | 0 | 0
144 | [6 empty] | 18 |  | Air conditioning system for Switchyard Panel Room of 6m length | Set | 6 |  | Included | 0 | 0 | 0
145 | [6 empty] | 18 |  | Fire Detection and Alarm System for Switchyard Panel Room of 6 m length | Set | 6 |  | Included | 0 | 0 | 0
146 | [6 empty] | 18 |  | Illumination System for switchyard panel room of 6 m length | No | 6 |  | Included | 0 | 0 | 0
147 | [6 empty] | 18 |  | 4.5 Kg CO2 type potable fire extinguisher | No | 12 |  | Included | 0 | 0 | 0
[7 empty] | Total Ex-works Price | [5 empty] | 0 | 0
[7 empty] | Total Type Test charges as per Schedule-7 | [5 empty] | 0
[7 empty] | Total Ex-works Price including Type Test charges | [5 empty] | 0
[7 empty] | Total GST Tax as confirmed by Bidder | [5 empty] | 0
Note : | Specify amount of GST on the transaction between the Contractor and the Employer.
* | In case the bidder leaves the cell for confirmation of the HSN code and/or GST rate “blank”, the HSN code and corresponding GST rate indicated by the Employer shall be deemed to be the one confirmed by the Bidder.
Date : | --
Place : | [10 empty] | Printed Name :
Designation :
Click for Sch-2

## Sch-1 dis (hidden)
Specification No.: NR1/NT/W-AIS/DOM/I00/24/15479 (Rfx-5002004051) | [5 empty] | Schedule - 1 |  |  |  | Direct Total | 0 | Sole Bidder | `
[10 empty] | BO Total | #REF! | 0
Retrofitting the 220 kV Switchyard equipments and control & protection system with Substation Automation System and SPR based Control & Protection System at Mandola Substation
(SCHEDULE OF RATES AND PRICES : EX-WORKS PRICES)
Bidder’s Name and Address (Sole Bidder) : |  |  |  | To:
Contract Services
Name : | …….. …….. …….. …….. …….. …….. |  |  | Power Grid Corporation of India Ltd., | [7 empty] | …….. …….. …….. …….. …….. …….. , & …….. …….. …….. …….. …….. ……..
Address : | …….. …….. …….. …….. …….. …….. |  |  | "Saudamini", Plot No.-2
| …….. …….. …….. …….. …….. …….. |  |  | Sector-29,
| …….. …….. …….. …….. …….. …….. |  |  | Gurgaon (Haryana) - 122001
Plant and Equipment (including Mandatory Spares Parts) to be supplied, including Type Test Charges for Tests to be conducted. | [10 empty] | Direct
[6 empty] | All Prices are in Indian Rupees. |  |  |  |  | Bought-Out
SI. No. | Item Description | Unit | Qty. | Unit Ex-works price | Total Ex-works price | Mode of Transaction (Direct / Bought-out)
1 | 2 | 3 | 4 | 5 | 6 = 4 x 5 | 7
0 | 0
#REF! | #REF!
0 | 0
#REF! | #REF! | #REF! | #REF! | #REF! | #REF! | #REF!
#REF! | #REF! | #REF! | #REF! | #REF! | #REF! | #REF!
#REF! | #REF!
#REF! | #REF! | #REF! | #REF! | #REF! | #REF! | #REF!
#REF! | #REF! | #REF! | #REF! | #REF! | #REF! | #REF!
#REF! | #REF!
#REF! | #REF! | #REF! | #REF! | #REF! | #REF! | #REF!
#REF! | #REF! | #REF! | #REF! | #REF! | #REF! | #REF!
#REF! | #REF!
#REF! | #REF!
#REF! | #REF! | #REF! | #REF! | #REF! | #REF! | #REF!
#REF! | #REF! | #REF! | #REF! | #REF! | #REF! | #REF!
#REF! | #REF!
#REF! | #REF! | #REF! | #REF! | #REF! | #REF! | #REF!
#REF! | #REF! | #REF! | #REF! | #REF! | #REF! | #REF!
#REF! | #REF! | #REF! | #REF! | #REF! | #REF! | #REF!
#REF! | #REF! | #REF! | #REF! | #REF! | #REF! | #REF!
#REF! | #REF! | #REF! | #REF! | #REF! | #REF! | #REF!
#REF! | #REF! | #REF! | #REF! | #REF! | #REF! | #REF!
#REF! | #REF!
#REF! | #REF! | #REF! | #REF! | #REF! | #REF! | #REF!
#REF! | #REF!
#REF! | #REF! | #REF! | #REF! | #REF! | #REF! | #REF!
#REF! | #REF! | #REF! | #REF! | #REF! | #REF! | #REF!
#REF! | #REF! | #REF! | #REF! | #REF! | #REF! | #REF!
#REF! | #REF! | #REF! | #REF! | #REF! | #REF! | #REF!
#REF! | #REF!
#REF! | #REF! | #REF! | #REF! | #REF! | #REF! | #REF!
#REF! | #REF! | #REF! | #REF! | #REF! | #REF! | #REF!
#REF! | #REF! | #REF! | #REF! | #REF! | #REF! | #REF!
#REF! | #REF!
#REF! | #REF! | #REF! | #REF! | #REF! | #REF! | #REF!
#REF! | #REF! | #REF! | #REF! | #REF! | #REF! | #REF!
#REF! | #REF! | #REF! | #REF! | #REF! | #REF! | #REF!
#REF! | #REF! | #REF! | #REF! | #REF! | #REF! | #REF!
#REF! | #REF! | #REF! | #REF! | #REF! | #REF! | #REF!
#REF! | #REF!
| #REF! | #REF! | #REF! | #REF! | #REF! | #REF!
#REF!
| #REF! | #REF! | #REF! | #REF! | #REF! | #REF!
| #REF! | #REF! | #REF! | #REF! | #REF! | #REF!
| Total Ex-Works Price Direct |  |  |  | 0 | Direct
| Total Ex-Works Price Bought Out |  |  |  | 0
| Total Ex-Works Price |  |  |  | 0
| Total Type Test charges as per Schedule-7 |  |  |  | #REF! |  |  | #REF! |  | #REF!
| Total Ex-works Price including Type Test charges |  |  |  | #REF! |  |  | #REF! |  | #REF!
[7 empty] | Discount Sch-1 | #REF! | MPD Sch-1 | #REF!
[7 empty] | Dis Alert | #REF!
Note : | Specify amount of Excise Duty, Sales Tax/'VAT and other taxes payable on the transaction between the Contractor and the Employer and octroi/entry tax as applicable for destination site/state on all items of supply including bought-out finished items (to be identified in the Contract), which shall be dispatched directly from the sub-vendor’s works to the Employer’s site (sale-in-transit), separately in Schedule-5. Excise Duty, Sales tax and other levies for all the bought-out items are to be included in the EXW Price (Col. No. 5) only and not to be indicated in Schedule-5.
Date : | --
Place : |  |  | Printed Name :
Designation :
Click for Sch-2

## Sch-2
Specification No.: NR1/NT/W-AIS/DOM/I00/24/15479 (Rfx-5002004051) | [8 empty] | Schedule - 2
Retrofitting the 220 kV Switchyard equipments and control & protection system with Substation Automation System and SPR based Control & Protection System at Mandola Substation
(SCHEDULE OF RATES AND PRICES)
Bidder’s Name and Address (Sole Bidder) : | [7 empty] | To:
Contracts Services, 3rd Floor
Name : |  | …….. …….. …….. …….. …….. …….. | [5 empty] | Power Grid Corporation of India Ltd.,
Address : |  | …….. …….. …….. …….. …….. …….. | [5 empty] | "Saudamini", Plot No.-2
|  | …….. …….. …….. …….. …….. …….. | [5 empty] | Sector-29,
|  | …….. …….. …….. …….. …….. …….. | [5 empty] | Gurgaon (Haryana) - 122001
LOCAL TRANSPORTATION, IN-TRANSIT INSURANCE, LOADING AND UNLOADING
All Prices are in Indian Rupees.
SI. No. | PR No | PR Line Item No | Activity Description | Material Code | Description | Unit | Quantity | Unit Freight, In-transit Insurance, loading & unloading Charges | Total Freight, In-transit Insurance, loading & unloading Charges
1 | 2 | 3 | 4 | 5 | 4 | 5 | 6 | 7 | 8= 6 x 7
PART A (Substation Portion)
I | SUPPLY ITEMS
1 |  |  |  |  | 245kV, 2500A, 50KA Circuit Breaker (3-Phase) with support structure | EA | 18 |  | Included
2 |  |  |  |  | 245 kV, 2500A, 50KA, 1-Phase Current Transformer with 150% extended | EA | 54 |  | Included
3 |  |  |  |  | 245 kV,1600A, 40 KA, HCB tandom Isolator without E/s | EA | 16 |  | Included
4 |  |  |  |  | 245kV, 2500A, 40 KA, 3-phase Double Break Isolator with one E/S | EA | 12 |  | Included
5 |  |  |  |  | 245kV, 2500A, 40 KA, 3-phase Double Break Isolator with two E/S | EA | 13 |  | Included
6 |  |  |  |  | 216kV Surge Arrester (1-phase) | EA | 9 |  | Included
7 |  |  |  |  | 245 kV, 4400pf Capacitive Voltage Transformer (1- Phase) | EA | 25 |  | Included
8 |  |  |  |  | ACSR MOOSE CONDUCTOR | MTRS. | 2400 |  | Included
9 |  |  |  |  | 4" EH IPS AL TUBE | MTRS. | 1600 |  | Included
10 |  |  |  |  | RIGID SPACERS TO SUIT TWIN MOOSE ACSR WITH 250mm SUB CONDUCTOR SPACING | EA | 312 |  | Included
11 |  |  |  |  | WELDING SLEEVES TO SUIT 4" IPS AL TUBE | EA | 120 |  | Included
12 |  |  |  |  | TERMINAL CONNECTOR ON 216kV LA TO SUIT TWIN `MOOSE' ACSR | EA | 24 |  | Included
13 |  |  |  |  | EXPANSION TYPE TERMINAL CONNECTOR ON 245kV CB TO SUIT 4" IPS Al. TUBE | EA | 24 |  | Included
14 |  |  |  |  | RIGID TYPE TERMINAL CONNECTOR ON 245kV CB TO SUIT 4" IPS Al. TUBE | EA | 24 |  | Included
15 |  |  |  |  | RIGID TYPE TERMINAL CONNECTOR ON 245kV ISO TO SUIT 4" IPS AL. TUBE | EA | 48 |  | Included
16 |  |  |  |  | EXPANSION TYPE TERMINAL CONNECTOR ON 245kV ISO TO SUIT 4" IPS AL. TUBE | EA | 32 |  | Included
17 |  |  |  |  | TERMINAL CONNECTOR ON 245kV ISO TO SUIT TWIN MOOSE ACSR WITH 250mm SUB CONDUCTOR SPACING (HA) | EA | 64 |  | Included
18 |  |  |  |  | RIGID (THRU) TYPE TERMINAL CONNECTOR ON 245kV ISO TO SUIT 4" IPS AL. TUBE | EA | 48 |  | Included
19 |  |  |  |  | EXPANSION TYPE TERMINAL CONNECTOR ON 245kV CT TO SUIT 4" IPS AL. TUBE | EA | 24 |  | Included
20 |  |  |  |  | TERMINAL CONNECTOR ON 245kV CT TO SUIT TWIN MOOSE ACSR WITH 250mm SUB CONDUCTOR SPACING | EA | 24 |  | Included
21 |  |  |  |  | RIGID/SLIDING TYPE TERMINAL CONNECTOR ON 245 kV BPI TO SUIT 4" IPS AL. TUBE | EA | 48 |  | Included
22 |  |  |  |  | EXPANSION TYPE TERMINAL CONNECTOR ON 245 kV BPI TO SUIT 4" IPS AL. TUBE | EA | 48 |  | Included
23 |  |  |  |  | TERMINAL CONNECTOR ON 245 kV CVT TO SUIT TWIN MOOSE ACSR | EA | 24 |  | Included
24 |  |  |  |  | INTERCONNECTOR TO SUIT 4" IPS Al. TUBE AND TWIN MOOSE ACSR WITH 250mm SUB-CONDUCTOR SPACING | EA | 8 |  | Included
25 |  |  |  |  | PG CLAMP TO SUIT SINGLE MOOSE ACSR TO SINGLE MOOSE ACSR | EA | 144 |  | Included
26 |  |  |  |  | TEE CONNECTOR TO SUIT TWIN MOOSE ACSR ON MAIN WAYS TO SINGLE MOOSE ACSR ON BRANCH WAYS WITH 250mm SUB CONDUCTOR SPACING | EA | 96 |  | Included
27 |  |  |  |  | TEE CONNECTOR TO SUIT SINGLE MOOSE ACSR ON MAIN WAYS TO SINGLE MOOSE ACSR ON BRANCH WAYS WITH 250mm SUB CONDUCTOR SPACING | EA | 192 |  | Included
28 |  |  |  |  | CORONA BELL SUITABLE FOR 4" IPS AL. TUBE | EA | 8 |  | Included
29 |  |  |  |  | 245kV SINGLE SUSPENSION STRING INSULATOR ASSEMBLY WITH SINGLE ANCHORING POINTS SUITABLE FOR 1 No. COMPOSITE LONG ROD INSULATOR PER STRING WITH ALL HARDWARE ACCESSORIES INCLUDING CORONA RING AND DROP CLAMP SET SUITABLE FOR TWIN MOOSE ACSR BUNDLE WITH 250mm SUB-CONDUCTOR SPACING | Set | 24 |  | Included
30 |  |  |  |  | 220KV BMK | EA | 8 |  | Included
31 |  |  |  |  | 220KV CT JB | EA | 8 |  | Included
32 |  |  |  |  | 220KV CVT JB | EA | 12 |  | Included
33 |  |  |  |  | ACSR MOOSE CONDUCTOR | MTRS. | 5000 |  | Included
34 |  |  |  |  | 4" EH IPS AL TUBE | MTRS. | 800 |  | Included
35 |  |  |  |  | RIGID SPACERS TO SUIT TWIN MOOSE ACSR WITH 250mm SUB CONDUCTOR SPACING | EA | 800 |  | Included
36 |  |  |  |  | WELDING SLEEVES TO SUIT 4" IPS AL TUBE | EA | 60 |  | Included
37 |  |  |  |  | TERMINAL CONNECTOR ON 216kV LA TO SUIT TWIN `MOOSE' ACSR (THRU TYPE) | EA | 12 |  | Included
38 |  |  |  |  | EXPANSION TYPE TERMINAL CONNECTOR ON 245kV CB TO SUIT 4" IPS Al. TUBE | EA | 12 |  | Included
39 |  |  |  |  | RIGID TYPE TERMINAL CONNECTOR ON 245kV CB TO SUIT 4" IPS Al. TUBE | EA | 12 |  | Included
40 |  |  |  |  | RIGID TYPE TERMINAL CONNECTOR ON 245kV ISO TO SUIT 4" IPS AL. TUBE | EA | 24 |  | Included
41 |  |  |  |  | EXPANSION TYPE TERMINAL CONNECTOR ON 245kV ISO TO SUIT 4" IPS AL. TUBE | EA | 16 |  | Included
42 |  |  |  |  | TERMINAL CONNECTOR ON 245kV ISO TO SUIT TWIN MOOSE ACSR WITH 250mm SUB CONDUCTOR SPACING (HA) | EA | 32 |  | Included
43 |  |  |  |  | RIGID (THRU) TYPE TERMINAL CONNECTOR ON 245kV ISO TO SUIT 4" IPS AL. TUBE | EA | 24 |  | Included
44 |  |  |  |  | EXPANSION TYPE TERMINAL CONNECTOR ON 245kV CT TO SUIT 4" IPS AL. TUBE | EA | 12 |  | Included
45 |  |  |  |  | TERMINAL CONNECTOR ON 245kV CT TO SUIT TWIN MOOSE ACSR WITH 250mm SUB CONDUCTOR SPACING | EA | 12 |  | Included
46 |  |  |  |  | RIGID/SLIDING TYPE TERMINAL CONNECTOR ON 245 kV BPI TO SUIT 4" IPS AL. TUBE | EA | 24 |  | Included
47 |  |  |  |  | EXPANSION TYPE TERMINAL CONNECTOR ON 245 kV BPI TO SUIT 4" IPS AL. TUBE | EA | 24 |  | Included
48 |  |  |  |  | TERMINAL CONNECTOR ON 220kV (LV) SIDE OF 500MVA ICT TO SUIT TWIN MOOSE ACSR WITH 250mm SUB CONDUCTOR SPACING (HA) | EA | 12 |  | Included
49 |  |  |  |  | INTERCONNECTOR TO SUIT 4" IPS Al. TUBE AND TWIN MOOSE ACSR WITH 250mm SUB-CONDUCTOR SPACING | EA | 4 |  | Included
50 |  |  |  |  | PG CLAMP TO SUIT SINGLE MOOSE ACSR TO SINGLE MOOSE ACSR | EA | 72 |  | Included
51 |  |  |  |  | TEE CONNECTOR TO SUIT TWIN MOOSE ACSR ON MAIN WAYS TO SINGLE MOOSE ACSR ON BRANCH WAYS WITH 250mm SUB CONDUCTOR SPACING | EA | 48 |  | Included
52 |  |  |  |  | TEE CONNECTOR TO SUIT SINGLE MOOSE ACSR ON MAIN WAYS TO SINGLE MOOSE ACSR ON BRANCH WAYS WITH 250mm SUB CONDUCTOR SPACING | EA | 96 |  | Included
53 |  |  |  |  | CORONA BELL SUITABLE FOR 4" IPS AL. TUBE | EA | 4 |  | Included
54 |  |  |  |  | 245kV DOUBLE TENSION STRING INSULATOR ASSEMBLY WITH DOUBLE ANCHORING POINTS SUITABLE FOR 2 Nos. COMPOSITE LONG ROD INSULATOR PER STRING WITH ALL HARDWARE ACCESSORIES INCLUDING CORONA RING AND TENSION CLAMP SET SUITABLE FOR TWIN MOOSE ACSR BUNDLE WITH 250mm SUB-CONDUCTOR SPACING WITH TURN BUCKLE | Set | 72 |  | Included
55 |  |  |  |  | 245kV SINGLE SUSPENSION STRING INSULATOR ASSEMBLY WITH SINGLE ANCHORING POINTS SUITABLE FOR 1 No. COMPOSITE LONG ROD INSULATOR PER STRING WITH ALL HARDWARE ACCESSORIES INCLUDING CORONA RING AND DROP CLAMP SET SUITABLE FOR TWIN MOOSE ACSR BUNDLE WITH 250mm SUB-CONDUCTOR SPACING | Set | 12 |  | Included
56 |  |  |  |  | 245kV SINGLE SUSPENSION STRING INSULATOR ASSEMBLY WITH SINGLE ANCHORING POINTS SUITABLE FOR 1 No. COMPOSITE LONG ROD INSULATOR PER STRING WITH ALL HARDWARE ACCESSORIES INCLUDING CORONA RING AND THROUGH CLAMP SET SUITABLE FOR TWIN MOOSE ACSR BUNDLE WITH 250mm SUB-CONDUCTOR SPACING | Set | 12 |  | Included
57 |  |  |  |  | 220KV BMK | EA | 4 |  | Included
58 |  |  |  |  | 220KV CT JB | EA | 4 |  | Included
59 |  |  |  |  | ACSR MOOSE CONDUCTOR | MTRS. | 600 |  | Included
60 |  |  |  |  | 4" EH IPS AL TUBE | MTRS. | 400 |  | Included
61 |  |  |  |  | RIGID SPACERS TO SUIT TWIN MOOSE ACSR WITH 250mm SUB CONDUCTOR SPACING | EA | 40 |  | Included
62 |  |  |  |  | WELDING SLEEVES TO SUIT 4" IPS AL TUBE | EA | 30 |  | Included
63 |  |  |  |  | EXPANSION TYPE TERMINAL CONNECTOR ON 245kV CB (1600A) TO SUIT 4" IPS Al. TUBE | EA | 6 |  | Included
64 |  |  |  |  | RIGID TYPE TERMINAL CONNECTOR ON 245kV CB (1600A) TO SUIT 4" IPS Al. TUBE | EA | 6 |  | Included
65 |  |  |  |  | RIGID TYPE TERMINAL CONNECTOR ON 245kV ISO TO SUIT 4" IPS AL. TUBE | EA | 12 |  | Included
66 |  |  |  |  | EXPANSION TYPE TERMINAL CONNECTOR ON 245kV ISO TO SUIT 4" IPS AL. TUBE | EA | 8 |  | Included
67 |  |  |  |  | TERMINAL CONNECTOR ON 245kV ISO TO SUIT TWIN MOOSE ACSR WITH 250mm SUB CONDUCTOR SPACING (HA) | EA | 10 |  | Included
68 |  |  |  |  | RIGID (THRU) TYPE TERMINAL CONNECTOR ON 245kV ISO TO SUIT 4" IPS AL. TUBE | EA | 6 |  | Included
69 |  |  |  |  | EXPANSION TYPE TERMINAL CONNECTOR ON 245kV CT TO SUIT 4" IPS AL. TUBE | EA | 6 |  | Included
70 |  |  |  |  | RIGID TYPE TERMINAL CONNECTOR ON 245kV CT TO SUIT 4" IPS AL. TUBE | EA | 6 |  | Included
71 |  |  |  |  | RIGID/SLIDING TYPE TERMINAL CONNECTOR ON 245 kV BPI TO SUIT 4" IPS AL. TUBE | EA | 12 |  | Included
72 |  |  |  |  | EXPANSION TYPE TERMINAL CONNECTOR ON 245 kV BPI TO SUIT 4" IPS AL. TUBE | EA | 12 |  | Included
73 |  |  |  |  | INTERCONNECTOR TO SUIT 4" IPS Al. TUBE AND TWIN MOOSE ACSR WITH 250mm SUB-CONDUCTOR SPACING | EA | 2 |  | Included
74 |  |  |  |  | PG CLAMP TO SUIT SINGLE MOOSE ACSR TO SINGLE MOOSE ACSR | EA | 36 |  | Included
75 |  |  |  |  | TEE CONNECTOR TO SUIT TWIN MOOSE ACSR ON MAIN WAYS TO SINGLE MOOSE ACSR ON BRANCH WAYS WITH 250mm SUB CONDUCTOR SPACING | EA | 24 |  | Included
76 |  |  |  |  | TEE CONNECTOR TO SUIT SINGLE MOOSE ACSR ON MAIN WAYS TO SINGLE MOOSE ACSR ON BRANCH WAYS WITH 250mm SUB CONDUCTOR SPACING | EA | 48 |  | Included
77 |  |  |  |  | CORONA BELL SUITABLE FOR 4" IPS AL. TUBE | EA | 8 |  | Included
78 |  |  |  |  | 220KV BMK | EA | 2 |  | Included
79 |  |  |  |  | 220KV CT JB | EA | 2 |  | Included
80 |  |  |  |  | ACSR MOOSE CONDUCTOR | MTRS. | 600 |  | Included
81 |  |  |  |  | 4" EH IPS AL TUBE | MTRS. | 400 |  | Included
82 |  |  |  |  | RIGID SPACERS TO SUIT QUAD MOOSE ACSR WITH 250mm SUB CONDUCTOR SPACING | EA | 60 |  | Included
83 |  |  |  |  | WELDING SLEEVES TO SUIT 4" IPS AL TUBE | EA | 30 |  | Included
84 |  |  |  |  | EXPANSION TYPE TERMINAL CONNECTOR ON 245kV CB TO SUIT 4" IPS Al. TUBE | EA | 6 |  | Included
85 |  |  |  |  | RIGID TYPE TERMINAL CONNECTOR ON 245kV CB TO SUIT 4" IPS Al. TUBE | EA | 6 |  | Included
86 |  |  |  |  | RIGID TYPE TERMINAL CONNECTOR ON 245kV ISO TO SUIT 4" IPS AL. TUBE | EA | 12 |  | Included
87 |  |  |  |  | EXPANSION TYPE TERMINAL CONNECTOR ON 245kV ISO TO SUIT 4" IPS AL. TUBE | EA | 4 |  | Included
88 |  |  |  |  | TERMINAL CONNECTOR ON 245kV ISO TO SUIT QUAD MOOSE ACSR WITH 250mm SUB CONDUCTOR SPACING (HA) | EA | 8 |  | Included
89 |  |  |  |  | EXPANSION TYPE TERMINAL CONNECTOR ON 245kV CT TO SUIT 4" IPS AL. TUBE | EA | 6 |  | Included
90 |  |  |  |  | RIGID TYPE TERMINAL CONNECTOR ON 245kV CT TO SUIT 4" IPS AL. TUBE | EA | 6 |  | Included
91 |  |  |  |  | INTERCONNECTOR TO SUIT 4" IPS Al. TUBE AND QUAD MOOSE ACSR WITH 250mm SUB-CONDUCTOR SPACING | EA | 16 |  | Included
92 |  |  |  |  | RIGID TYPE TERMINAL CONNECTOR ON 245 kV BPI TO SUIT 4" IPS AL. TUBE | EA | 18 |  | Included
93 |  |  |  |  | TEE CONNECTOR TO SUIT SINGLE MOOSE ACSR ON MAIN WAYS TO SINGLE MOOSE ACSR ON BRANCH WAYS WITH 250mm SUB CONDUCTOR SPACING | EA | 72 |  | Included
94 |  |  |  |  | CORONA BELL SUITABLE FOR 4" IPS AL. TUBE | EA | 16 |  | Included
95 |  |  |  |  | 245kV DOUBLE TENSION STRING INSULATOR ASSEMBLY WITH DOUBLE ANCHORING POINTS SUITABLE FOR 2 Nos. COMPOSITE LONG ROD INSULATOR PER STRING WITH ALL HARDWARE ACCESSORIES INCLUDING CORONA RING AND TENSION CLAMP SET SUITABLE FOR QUAD MOOSE ACSR BUNDLE WITH 250mm SUB-CONDUCTOR SPACING WITH TURN BUCKLE | Set | 12 |  | Included
96 |  |  |  |  | 245kV SINGLE SUSPENSION STRING INSULATOR ASSEMBLY WITH SINGLE ANCHORING POINTS SUITABLE FOR 1 No. COMPOSITE LONG ROD INSULATOR PER STRING WITH ALL HARDWARE ACCESSORIES INCLUDING CORONA RING AND DROP CLAMP SET SUITABLE FOR QUAD MOOSE ACSR BUNDLE WITH 250mm SUB-CONDUCTOR SPACING | Set | 6 |  | Included
97 |  |  |  |  | 220KV BMK | EA | 2 |  | Included
98 |  |  |  |  | 220KV CT JB | EA | 2 |  | Included
99 |  |  |  |  | ACSR MOOSE CONDUCTOR | MTRS. | 600 |  | Included
100 |  |  |  |  | 4" EH IPS AL TUBE | MTRS. | 400 |  | Included
101 |  |  |  |  | RIGID SPACERS TO SUIT QUAD MOOSE ACSR WITH 250mm SUB CONDUCTOR SPACING | EA | 60 |  | Included
102 |  |  |  |  | WELDING SLEEVES TO SUIT 4" IPS AL TUBE | EA | 30 |  | Included
103 |  |  |  |  | EXPANSION TYPE TERMINAL CONNECTOR ON 245kV CB TO SUIT 4" IPS Al. TUBE | EA | 6 |  | Included
104 |  |  |  |  | RIGID TYPE TERMINAL CONNECTOR ON 245kV CB TO SUIT 4" IPS Al. TUBE | EA | 6 |  | Included
105 |  |  |  |  | RIGID TYPE TERMINAL CONNECTOR ON 245kV ISO TO SUIT 4" IPS AL. TUBE | EA | 12 |  | Included
106 |  |  |  |  | TERMINAL CONNECTOR ON 245kV ISO TO SUIT QUAD MOOSE ACSR WITH 250mm SUB CONDUCTOR SPACING (HA) | EA | 12 |  | Included
107 |  |  |  |  | EXPANSION TYPE TERMINAL CONNECTOR ON 245kV CT TO SUIT 4" IPS AL. TUBE | EA | 6 |  | Included
108 |  |  |  |  | RIGID TYPE TERMINAL CONNECTOR ON 245kV CT TO SUIT 4" IPS AL. TUBE | EA | 6 |  | Included
109 |  |  |  |  | PG CLAMP TO SUIT SINGLE MOOSE ACSR ON MAIN WAYS TO SINGLE MOOSE ACSR ON BRANCH WAYS WITH 250mm SUB CONDUCTOR SPACING | EA | 48 |  | Included
110 |  |  |  |  | 245kV SINGLE SUSPENSION STRING INSULATOR ASSEMBLY WITH SINGLE ANCHORING POINTS SUITABLE FOR 1 No. COMPOSITE LONG ROD INSULATOR PER STRING WITH ALL HARDWARE ACCESSORIES INCLUDING CORONA RING AND DROP CLAMP SET SUITABLE FOR QUAD MOOSE ACSR BUNDLE WITH 250mm SUB-CONDUCTOR SPACING | Set | 12 |  | Included
111 |  |  |  |  | 220KV BMK | EA | 2 |  | Included
112 |  |  |  |  | 220KV CT JB | EA | 2 |  | Included
113 |  |  |  |  | ACSR MOOSE CONDUCTOR | MTRS. | 10500 |  | Included
114 |  |  |  |  | 245kV DOUBLE TENSION STRING INSULATOR ASSEMBLY WITH DOUBLE ANCHORING POINTS SUITABLE FOR 2 Nos. COMPOSITE LONG ROD INSULATOR PER STRING WITH ALL HARDWARE ACCESSORIES INCLUDING CORONA RING AND TENSION CLAMP SET SUITABLE FOR TWIN MOOSE ACSR BUNDLE WITH 250mm SUB-CONDUCTOR SPACING WITH TURN BUCKLE | Set | 36 |  | Included
115 |  |  |  |  | 245kV SINGLE SUSPENSION STRING INSULATOR ASSEMBLY WITH SINGLE ANCHORING POINTS SUITABLE FOR 1 No. COMPOSITE LONG ROD INSULATOR PER STRING WITH ALL HARDWARE ACCESSORIES INCLUDING CORONA RING AND THROUGH CLAMP SET SUITABLE FOR TWIN MOOSE ACSR BUNDLE WITH 250mm SUB-CONDUCTOR SPACING | Set | 12 |  | Included
116 |  |  |  |  | 245kV DOUBLE TENSION STRING INSULATOR ASSEMBLY WITH DOUBLE ANCHORING POINTS SUITABLE FOR 2 Nos. COMPOSITE LONG ROD INSULATOR PER STRING WITH ALL HARDWARE ACCESSORIES INCLUDING CORONA RING AND TENSION CLAMP SET SUITABLE FOR QUAD MOOSE ACSR BUNDLE WITH 250mm SUB-CONDUCTOR SPACING WITH TURN BUCKLE | Set | 72 |  | Included
117 |  |  |  |  | TERMINAL CONNECTOR ON 245 kV CVT TO SUIT TWIN MOOSE ACSR | NOS. | 12 |  | Included
118 |  |  |  |  | 220KV CVT JB | NOS. | 4 |  | Included
119 |  |  |  |  | 420kV, 3150A, 50KA, Isolator (3-phase) (Double Break) with one E/S | EA | 8 |  | Included
120 |  |  |  |  | 220kV Circuit Breaker Relay Panel without Auto Reclose (with Automation) | EA | 10 |  | Included
121 |  |  |  |  | 220kV Circuit Breaker Relay Panel with Auto Reclose (with Automation) | EA | 8 |  | Included
122 |  |  |  |  | 220kV Line Protection Panel (with Automation) | EA | 8 |  | Included
123 |  |  |  |  | Complete Substation automation System for 220kV bay as per Technical Specification | EA | 19 |  | Included
124 |  |  |  |  | Spares-Relay & protection Panels (with automation) | LS | 1 |  | Included
125 |  |  |  |  | Spares-Substation Automation System | LS | 1 |  | Included
126 |  |  |  |  | Spare-245kV Circuit Breaker | LOT | 1 |  | Included
127 |  |  |  |  | Spare-245kV Capacitive Voltage Transformer (1- Phase) | LOT | 1 |  | Included
128 |  |  |  |  | Spare-245kV Isolator | LOT | 1 |  | Included
129 |  |  |  |  | Spare-245kV CT | LOT | 1 |  | Included
130 |  |  |  |  | Spare-216kV Surge Arrester | LOT | 1 |  | Included
131 |  |  |  |  | 1.1kV grade Control Cables (PVCinsulated) along withlugs,glands,straight joints &accessories,etc.
132 |  |  |  |  | 1.1KV GRADE 5CX2.5 SQMM CONTROL CABLE | KM | 20.5 |  | Included
133 |  |  |  |  | 1.1KV GRADE 7CX2.5 SQMM CONTROL CABLE | KM | 2 |  | Included
134 |  |  |  |  | 1.1KV GRADE 10CX2.5 SQMM CONTROL CABLE | KM | 3 |  | Included
135 |  |  |  |  | 1.1KV GRADE 14CX2.5 SQMM CONTROL CABLE | KM | 7.5 |  | Included
136 |  |  |  |  | 1.1KV GRADE 19CX2.5 SQMM CONTROL CABLE | KM | 1.5 |  | Included
137 |  |  |  |  | 1.1KV GRADE 27CX2.5 SQMM CONTROL CABLE | KM | 1.5 |  | Included
138 |  |  |  |  | 1.1kV grade Power Cables (PVCinsulated)along with lugs,glands,straight LS joints & accessories,etc
139 |  |  |  |  | 1.1KV GRADE 3.5CX70 SQMM (PVC) POWER CABLE | KM | 9 |  | Included
140 |  |  |  |  | 1.1KV GRADE 3.5CX35 SQMM (PVC) POWER CABLE | KM | 2 |  | Included
141 |  |  |  |  | 1.1KV GRADE 4CX16 SQMM (PVC) POWER CABLE | KM | 14.5 |  | Included
142 |  |  |  |  | 1.1KV Grade 2Cx6 Sqmm Armoured (PVC)Power Cable | KM | 2.5 |  | Included
143 |  |  |  |  | 1.1KV Grade 4Cx6 Sqmm Armoured (PVC)Power Cable | KM | 4.5 |  | Included
144 |  |  |  |  | Air conditioning system for Switchyard Panel Room of 6m length | Set | 6 |  | Included
145 |  |  |  |  | Fire Detection and Alarm System for Switchyard Panel Room of 6 m length | Set | 6 |  | Included
146 |  |  |  |  | Illumination System for switchyard panel room of 6 m length | No | 6 |  | Included
147 |  |  |  |  | 4.5 Kg CO2 type potable fire extinguisher | No | 12 |  | Included
[5 empty] | Total F&I Price |  |  |  | 0
#
Bidders to note that the item description under various schedules are through unique material ID for respective items under SAP ERP System and therefore, identical item description appears in schedule-1(Ex-works) & schedule-2(F&I). However, the prices to be quoted in Price Schedule-2(F&I) shall be towards Local Transportation, Insurance and other Incidental Services only in line with clause ITB 11.4(b).
Date: | --
Place: | [6 empty] | Printed Name :
Designation :
Click for Sch-3

## Sch-2 Dis (hidden)
Specification No.: NR1/NT/W-AIS/DOM/I00/24/15479 (Rfx-5002004051) |  |  |  |  | Schedule - 2 Dis
Retrofitting the 220 kV Switchyard equipments and control & protection system with Substation Automation System and SPR based Control & Protection System at Mandola Substation | [5 empty] | As per Lum-sum |  | 0
(SCHEDULE OF RATES AND PRICES : FREIGHT & INSURANCE CHARGES) | [5 empty] | AS per Percent |  | #REF!
[6 empty] | As per lum-sum on Sch-2 |  | 0%
Bidder’s Name and Address (Sole Bidder) : |  |  |  | To: |  | As per Percent on Sch-2 |  | #REF!
|  |  |  | Contracts Services, 3rd Floor |  | Total Discount |  | #REF!
Name : | …….. …….. …….. …….. …….. …….. |  |  | Power Grid Corporation of India Ltd.,
Address : | …….. …….. …….. …….. …….. …….. |  |  | "Saudamini", Plot No.-2
| …….. …….. …….. …….. …….. …….. |  |  | Sector-29, |  | Multipackage Discount |  | 0%
| …….. …….. …….. …….. …….. …….. |  |  | Gurgaon (Haryana) - 122001
[5 empty] | All Prices are in Indian Rupees. |  | Amount after Discount (Rs.) |  | Dis Alert | Amount after MPD (Rs.)
SI. No. | Description | Unit | Quantity | Unit Freight & Insurance Charges | Total Freight & Insurance Charges |  | Unit Freight & Insurance Charges | Total Freight & Insurance Charges |  | Unit Freight & Insurance Charges | Total Freight & Insurance Charges
1 | 2 | 3 | 4 | 5 | 6 = 4 x 5 |  | 5 | 6 = 4 x 5 |  | 5 | 6 = 4 x 5
#REF! | #REF!
#REF! | #REF! | #REF! | #REF! | #REF! | #REF!
#REF! | #REF! | #REF! | #REF! | #REF! | #REF!
#REF! | #REF!
#REF! | #REF! | #REF! | #REF! | #REF! | #REF!
#REF! | #REF! | #REF! | #REF! | #REF! | #REF!
#REF! | #REF!
#REF! | #REF! | #REF! | #REF! | #REF! | #REF!
#REF! | #REF! | #REF! | #REF! | #REF! | #REF!
#REF! | #REF! | #REF! | #REF! | #REF! | #REF!
#REF! | #REF! | #REF! | #REF! | #REF! | #REF!
#REF! | #REF! | #REF! | #REF! | #REF! | #REF!
#REF! | #REF! | #REF! | #REF! | #REF! | #REF!
#REF! | #REF!
#REF! | #REF! | #REF! | #REF! | #REF! | #REF!
#REF! | #REF!
#REF! | #REF! | #REF! | #REF! | #REF! | #REF!
#REF! | #REF! | #REF! | #REF! | #REF! | #REF!
#REF! | #REF! | #REF! | #REF! | #REF! | #REF!
#REF! | #REF! | #REF! | #REF! | #REF! | #REF!
#REF! | #REF!
#REF! | #REF! | #REF! | #REF! | #REF! | #REF!
#REF! | #REF! | #REF! | #REF! | #REF! | #REF!
#REF! | #REF! | #REF! | #REF! | #REF! | #REF!
#REF! | #REF! | #REF! | #REF! | #REF! | #REF!
#REF! | #REF! | #REF! | #REF! | #REF! | #REF!
#REF! | #REF! | #REF! | #REF! | #REF! | #REF!
#REF! | #REF! | #REF! | #REF! | #REF! | #REF!
#REF! | #REF! | #REF! | #REF! | #REF! | #REF!
#REF! | #REF!
| #REF! | #REF! | #REF! | #REF! | #REF!
#REF! | #REF! | #REF! | #REF! | #REF! | #REF!
#REF! | #REF! | #REF! | #REF! | #REF! | #REF!
| Total F&I Price |  |  |  | #REF!
Date : | --
Place : |  |  | Printed Name :
Designation :
Click for Sch-3

## Sch-3
Specification No.: NR1/NT/W-AIS/DOM/I00/24/15479 (Rfx-5002004051) | [14 empty] | Schedule - 3
Retrofitting the 220 kV Switchyard equipments and control & protection system with Substation Automation System and SPR based Control & Protection System at Mandola Substation | [18 empty] | As per Lum-sum |  | 0%
(SCHEDULE OF RATES AND PRICES ) | [18 empty] | AS per Percent |  | #REF!
[19 empty] | As per lum-sum on Sch-3 |  | 0%
Bidder’s Name and Address (Sole Bidder) : | [11 empty] | To: | [6 empty] | As per Percent on Sch-3 |  | #REF!
[12 empty] | Contracts Services, 3rd Floor | [6 empty] | Total Discount |  | #REF!
Name : |  | …….. …….. …….. …….. …….. …….. | [9 empty] | Power Grid Corporation of India Ltd.,
Address : |  | …….. …….. …….. …….. …….. …….. | [9 empty] | "Saudamini", Plot No.-2
|  | …….. …….. …….. …….. …….. …….. | [9 empty] | Sector-29, | [6 empty] | Multipackage lum-sum |  | 0%
|  | …….. …….. …….. …….. …….. …….. | [9 empty] | Gurgaon (Haryana) - 122001
[7 empty] | INSTALLATION CHARGES | [12 empty] | Amount after Discount (Rs.) |  | Dis Alert | Amount after MPD (Rs.)
All Prices are in Indian Rupees.
SI. No. | PR No | PR Line Item No | Activity Header | PR Activity No | Activity Description | Service Code | SAC (Service Accounting Codes) | Whether SAC in column '8’ is confirmed. If not indicate applicable the SAC * | Rate of GST applicable ( in %) | Whether rate of GST in column ‘4’ is confirmed. If not indicate applicable rate of GST * | Description | Unit | Quantity | Unit Erection Charges | Total Erection Charges | Total GST as confirmed by Bidder |  |  |  | Unit Erection Charges | Total Erection Charges |  | Unit Erection Charges | Total Erection Charges
1 | 2 | 3 | 4 | 5 | 6 | 7 | 8 | 9 | 10 | 11 | 12 | 13 | 14 | 15 | 16 = 14 x 15 | 17 |  |  |  | 5 | 6 = 4 x 5 |  | 5 | 6 = 4 x 5
PART A (Substation Portion)
I | INSTALLATION | [15 empty] | Revaluation of J column | Tax Calculation
1 | [8 empty] | 18 |  | 245kV, 2500A, 50KA Circuit Breaker (3-Phase) with support structure | EA | 18 |  | Included | 0 | 0 | 0
2 | [8 empty] | 18 |  | Dismantling of existing Circuit Breaker | EA | 18 |  | Included | 0 | 0 | 0
3 | [8 empty] | 18 |  | 245 kV, 2500A, 50KA, 1-Phase Current Transformer with 150% extended | EA | 54 |  | Included | 0 | 0 | 0
4 | [8 empty] | 18 |  | Dismantling of existing 1-Phase Current Transformer | EA | 54 |  | Included | 0 | 0 | 0
5 | [8 empty] | 18 |  | 245 kV,1600A, 40 KA, HCB tandom Isolator without E/s | EA | 16 |  | Included | 0 | 0 | 0
6 | [8 empty] | 18 |  | 245kV, 2500A, 40 KA, 3-phase Double Break Isolator with one E/S | EA | 12 |  | Included | 0 | 0 | 0
7 | [8 empty] | 18 |  | 245kV, 2500A, 40 KA, 3-phase Double Break Isolator with two E/S | EA | 13 |  | Included | 0 | 0 | 0
8 | [8 empty] | 18 |  | Dismantling of existing Isolator | EA | 41 |  | Included | 0 | 0 | 0
9 | [8 empty] | 18 |  | 216kV Surge Arrester (1-phase) | EA | 9 |  | Included | 0 | 0 | 0
10 | [8 empty] | 18 |  | Dismantling of existing Surge Arrester | EA | 9 |  | Included | 0 | 0 | 0
11 | [8 empty] | 18 |  | 245 kV, 4400pf Capacitive Voltage Transformer (1- Phase) | EA | 25 |  | Included | 0 | 0 | 0
12 | [8 empty] | 18 |  | Dismantling of existing Capacitive Voltage Transformer (1- Phase) | EA | 25 |  | Included | 0 | 0 | 0
13 | [8 empty] | 18 |  | Erection Hardware (include-Insulator strings, Disc Insulators, Hardware, conductor, Al tube, bus-bar materials, cable trays, BMK, clamps, spacers, connectors including equipment connectors, CT/CVT Junction box, etc) for 220kV layout (Double Main and Transfer Scheme)-Line Bay | EA | 8 |  | Included | 0 | 0 | 0
14 | [8 empty] | 18 |  | Dismantling of existing erection Hardware(include-Insulator strings, Disc Insulators, Hardware, conductor, Al tube, bus-bar materials, cable trays, BMK, clamps, spacers, connectors including equipment connectors, CT/CVT Junction box, etc) for 220kV layout (Double Main and Transfer Scheme)-Line Bay | EA | 8 |  | Included | 0 | 0 | 0
15 | [8 empty] | 18 |  | Erection Hardware (include-Insulator strings, Disc Insulators, Hardware, conductor, Al tube, bus-bar materials, cable trays, BMK, clamps, spacers, connectors including equipment connectors, CT/CVT Junction box, etc)for 220kV layout (Double Main and Transfer Scheme) Transformer Bay | EA | 4 |  | Included | 0 | 0 | 0
16 | [8 empty] | 18 |  | Dismantling of existing Erection Hardware(include-Insulator strings, Disc Insulators, Hardware, conductor, Al tube, bus-bar materials, cable trays, BMK, clamps, spacers, connectors including equipment connectors, CT/CVT Junction box, etc) for 220kV layout (Double Main and Transfer Scheme) Transformer Bay | EA | 4 |  | Included | 0 | 0 | 0
17 | [8 empty] | 18 |  | Erection Hardware (include-Insulator strings, Disc Insulators, Hardware, conductor, Al tube, bus-bar materials, cable trays, BMK, clamps, spacers, connectors including equipment connectors, CT/CVT Junction box, etc)for 220kV layout (Double Main and Transfer Scheme) Transfer Bus Coupler Bay | EA | 2 |  | Included | 0 | 0 | 0
18 | [8 empty] | 18 |  | Dismantling of existing Erection Hardware (include-Insulator strings, Disc Insulators, Hardware, conductor, Al tube, bus-bar materials, cable trays, BMK, clamps, spacers, connectors including equipment connectors, CT/CVT Junction box, etc) for 220kV layout (Double Main and Transfer Scheme) Transfer Bus Coupler Bay | EA | 2 |  | Included | 0 | 0 | 0
19 | [8 empty] | 18 |  | Erection Hardware (include-Insulator strings, Disc Insulators, Hardware, conductor, Al tube, bus-bar materials, cable trays, BMK, clamps, spacers, connectors including equipment connectors, CT/CVT Junction box, etc) for 220kV layout (Double Main and Transfer Scheme)-Bus Coupler Bay | EA | 2 |  | Included | 0 | 0 | 0
20 | [8 empty] | 18 |  | Dismantling of existing Erection Hardware (include-Insulator strings, Disc Insulators, Hardware, conductor, Al tube, bus-bar materials, cable trays, BMK, clamps, spacers, connectors including equipment connectors, CT/CVT Junction box, etc) for 220kV layout (Double Main and Transfer Scheme)-Bus Coupler Bay | EA | 2 |  | Included | 0 | 0 | 0
21 | [8 empty] | 18 |  | Erection Hardware (include-Insulator strings, Disc Insulators, Hardware, conductor, Al tube, bus-bar materials, cable trays, BMK, clamps, spacers, connectors including equipment connectors, CT/CVT Junction box, etc) for 220kV layout (Double Main and Transfer Scheme)-Bus section Bay as per technical specification | EA | 2 |  | Included | 0 | 0 | 0
22 | [8 empty] | 18 |  | Dismantling of Erection Hardware (include-Insulator strings, Disc Insulators, Hardware, conductor, Al tube, bus-bar materials, cable trays, BMK, clamps, spacers, connectors including equipment connectors, CT/CVT Junction box, etc) for 220kV layout (Double Main and Transfer Scheme)-Bus section Bay as per technical specification | EA | 2 |  | Included | 0 | 0 | 0
23 | [8 empty] | 18 |  | Erection Hardware (include-Insulator strings, Disc Insulators, Hardware, conductor, Al tube, bus-bar materials, cable trays, BMK, clamps, spacers, connectors including equipment connectors, CT/CVT Junction box, etc) for 220kV layout (Double Main and Transfer Scheme)-Bus work (three Bay) as per technical specification | SET | 6 |  | Included | 0 | 0 | 0
24 | [8 empty] | 18 |  | Dismantling of Erection Hardware (include-Insulator strings, Disc Insulators, Hardware, conductor, Al tube, bus-bar materials, cable trays, BMK, clamps, spacers, connectors including equipment connectors, CT/CVT Junction box, etc)for 220kV layout (Double Main and Transfer Scheme)-Bus work (three Bay) as per technical specification | SET | 6 |  | Included | 0 | 0 | 0
25 | [8 empty] | 18 |  | 420kV, 3150A, 50KA, Isolator (3-phase) (Double Break) with one E/S | EA | 8 |  | Included | 0 | 0 | 0
26 | [8 empty] | 18 |  | Dismantling of existing 420kV Isolator (3-phase) | EA | 8 |  | Included | 0 | 0 | 0
27 | [8 empty] | 18 |  | 220kV Circuit Breaker Relay Panel without Auto Reclose (with Automation) | EA | 10 |  | Included | 0 | 0 | 0
28 | [8 empty] | 18 |  | 220kV Circuit Breaker Relay Panel with Auto Reclose (with Automation) | EA | 8 |  | Included | 0 | 0 | 0
29 | [8 empty] | 18 |  | 220kV Line Protection Panel (with Automation) | EA | 8 |  | Included | 0 | 0 | 0
30 | [8 empty] | 18 |  | Dismantling of existing 220kV Circuit Breaker Relay Panel without Auto Reclose | EA | 10 |  | Included | 0 | 0 | 0
31 | [8 empty] | 18 |  | Dismantling of existing 220kV Circuit Breaker Relay Panel with Auto Reclose | EA | 8 |  | Included | 0 | 0 | 0
32 | [8 empty] | 18 |  | Dismantling of existing 220kV Line Protection Panel | EA | 8 |  | Included | 0 | 0 | 0
33 | [8 empty] | 18 |  | Complete Substation automation System for 220kV bay as per Technical Specification | EA | 19 |  | Included | 0 | 0 | 0
34 | [10 empty] | 1.1kV grade Control Cables (PVCinsulated) along withlugs,glands,straight joints &accessories,etc. | [5 empty] | 0 | 0
35 | [8 empty] | 18 |  | 1.1KV GRADE 5CX2.5 SQMM CONTROL CABLE | KM | 20.5 |  | Included | 0 | 0 | 0
36 | [8 empty] | 18 |  | 1.1KV GRADE 7CX2.5 SQMM CONTROL CABLE | KM | 2 |  | Included | 0 | 0 | 0
37 | [8 empty] | 18 |  | 1.1KV GRADE 10CX2.5 SQMM CONTROL CABLE | KM | 3 |  | Included | 0 | 0 | 0
38 | [8 empty] | 18 |  | 1.1KV GRADE 14CX2.5 SQMM CONTROL CABLE | KM | 7.5 |  | Included | 0 | 0 | 0
39 | [8 empty] | 18 |  | 1.1KV GRADE 19CX2.5 SQMM CONTROL CABLE | KM | 1.5 |  | Included | 0 | 0 | 0
40 | [8 empty] | 18 |  | 1.1KV GRADE 27CX2.5 SQMM CONTROL CABLE | KM | 1.5 |  | Included | 0 | 0 | 0
41 | [10 empty] | 1.1kV grade Power Cables (PVCinsulated)along with lugs,glands,straight LS joints & accessories,etc | [5 empty] | 0 | 0
42 | [8 empty] | 18 |  | 1.1KV GRADE 3.5CX70 SQMM (PVC) POWER CABLE | KM | 9 |  | Included | 0 | 0 | 0
43 | [8 empty] | 18 |  | 1.1KV GRADE 3.5CX35 SQMM (PVC) POWER CABLE | KM | 2 |  | Included | 0 | 0 | 0
44 | [8 empty] | 18 |  | 1.1KV GRADE 4CX16 SQMM (PVC) POWER CABLE | KM | 14.5 |  | Included | 0 | 0 | 0
45 | [8 empty] | 18 |  | 1.1KV Grade 2Cx6 Sqmm Armoured (PVC)Power Cable | KM | 2.5 |  | Included | 0 | 0 | 0
46 | [8 empty] | 18 |  | 1.1KV Grade 4Cx6 Sqmm Armoured (PVC)Power Cable | KM | 4.5 |  | Included | 0 | 0 | 0
47 | [8 empty] | 18 |  | Augmentation of existing 220kV bus bar protection scheme.(No. of bays as perspecification)-(with Automation)(shifting,testing and commissioning) | EA | 19 |  | Included | 0 | 0 | 0
48 | [8 empty] | 18 |  | Existing DTPC panles shifting,testing and commissioning | EA | 8 |  | Included | 0 | 0 | 0
49 | [8 empty] | 18 |  | Air conditioning system for Switchyard Panel Room of 6m length | Set | 6 |  | Included | 0 | 0 | 0
50 | [8 empty] | 18 |  | Fire Detection and Alarm System for Switchyard Panel Room of 6 m length | Set | 6 |  | Included | 0 | 0 | 0
51 | [8 empty] | 18 |  | Illumination System for switchyard panel room of 6 m length | No | 6 |  | Included | 0 | 0 | 0
52 | [8 empty] | 18 |  | 4.5 Kg CO2 type potable fire extinguisher | No | 12 |  | Included | 0 | 0 | 0
II | CIVIL WORKS | [15 empty] | Revaluation of J column | Tax Calculation
1 | [8 empty] | 18 |  | 220 kV Panel Room - Civil Works. All civil works as per drawing and specifications complete, including - brickwork, finishing (external and internal), windows etc.However,excavation, PCC, RCC and reinforcement shall be paid separately as per BPS. | Sqm | 180 |  | Included | 0 | 0 | 0
2 | [8 empty] | 18 |  | Cable Trench including all types of crossings, all metallic works and sump pit including concrte, form work and reinforcement steel Section 1-1 | M | 290 |  | Included | 0 | 0 | 0
3 | [8 empty] | 18 |  | Cable Trench including all types of crossings, all metallic works and sump pit including concrte, form work and reinforcement steel Section 2-2 | M | 380 |  | Included | 0 | 0 | 0
4 | [8 empty] | 18 |  | Cable Trench including all types of crossings, all metallic works and sump pit including concrte, form work and reinforcement steel Section 3-3 | M | 352 |  | Included | 0 | 0 | 0
5 | [8 empty] | 18 |  | Cable Trench including all types of crossings, all metallic works and sump pit including concrte, form work and reinforcement steel Section 4-4 | M | 350 |  | Included | 0 | 0 | 0
III | CIVIL WORKS (DSR) | [15 empty] | Revaluation of J column | Tax Calculation
1 | [8 empty] | 18 |  | Earth work in excavation by mechanical means (Hydraulic excavator)/ manual means in foundation trenches or drains (not exceeding 1.5m in width or 10 sqm on plan), including dressing of sides and rammingof bottoms, lift upto 1.5 m, including getting out the excavated soiland disposal of surplus excavated soil as directed, within a lead of 50m. | Cum | 195 |  | Included | 0 | 0 | 0
2 | [8 empty] | 18 |  | Providing and laying in position cement concrete of specified grade excluding the cost of centering and shuttering - All work up to plinth level :1:4:8 (1 Cement : 4 coarse sand : 8 graded stone aggregate 40 mm nominal size) | CU.M | 20 |  | Included | 0 | 0 | 0
3 | [8 empty] | 18 |  | Providing and laying in position specified grade of reinforced cement concrete, excluding the cost of centering, shuttering, finishing andreinforcement - All work up to plinth level : 1:1.5:3 (1 cement : 1.5 coarse sand : 3 graded stone aggregate 20 mm nominal size) | CU.M | 61 |  | Included | 0 | 0 | 0
4 | [8 empty] | 18 |  | Reinforced cement concrete work in walls (any thickness), including attached pilasters, buttresses, plinth and string courses, fillets, columns,pillars, piers, abutments, posts and struts etc. up to floor five level,excluding cost of centering, shuttering, finishing and reinforcement :5.2.2 1:1.5:3 (1 cement : 1.5 coarse sand : 3 graded stone aggregate 20 mm nominal size) | CU.M | 12 |  | Included | 0 | 0 | 0
5 | [8 empty] | 18 |  | Reinforced cement concrete work in beams, suspended floors, roofs having slope up to 15° landings, balconies, shelves, chajjas, lintels, bands, plain window sills, staircases and spiral stair cases above plinth level up to floor five level, excluding the cost of centering, shuttering, finishing and reinforcement with 1:1.5:3 (1 cement : 1.5 coarse sand(zone-III) derived from natural sources : 3 graded stone aggregate 20 mm nominal size derived from natural sources). | Cum | 39 |  | Included | 0 | 0 | 0
6 | [8 empty] | 18 |  | Centering and shuttering including strutting, propping etc. and removal of form for Foundations, footings, bases of columns, etc. for mass concrete | Sq.M | 120 |  | Included | 0 | 0 | 0
7 | [8 empty] | 18 |  | Centering and shuttering including strutting, propping etc. and removal of form for Suspended floors, roofs, landings, balconies and access platform | Sq.M | 600 |  | Included | 0 | 0 | 0
8 | [8 empty] | 18 |  | Centering and shuttering including strutting, propping etc. and removal of form for Lintels, beams, plinth beams, girders, bressumers and cantilevers | Sq.M | 120 |  | Included | 0 | 0 | 0
9 | [8 empty] | 18 |  | Centering and shuttering including strutting, propping etc. and removal of form for Columns, Pillars, Piers, Abutments, Posts and Struts | Sq.M | 120 |  | Included | 0 | 0 | 0
10 | [8 empty] | 18 |  | Steel reinforcement for R.C.C. work including straightening, cutting, bending, placing in position and binding all complete upto plinth level.5.22.6 Thermo-Mechanically Treated bars | kg | 8300 |  | Included | 0 | 0 | 0
[11 empty] | Total Installation Charges |  |  |  | 0 | 0 |  | 0
[11 empty] | Total GST as confirmed by Bidder |  |  |  |  | 0
* | In case the bidder leaves the cell for confirmation of the SAC and/or GST rate “blank”, the SAC and corresponding GST rate indicated by the Employer shall be deemed to be the one confirmed by the Bidder.
Date : |  |  | --
Place : | [11 empty] | Printed Name :
Designation :
Click for Sch-4

## Sch-3 Dis (hidden)
Specification No.: NR1/NT/W-AIS/DOM/I00/24/15479 (Rfx-5002004051) |  |  |  |  | Schedule - 3
Retrofitting the 220 kV Switchyard equipments and control & protection system with Substation Automation System and SPR based Control & Protection System at Mandola Substation | [7 empty] | As per Lum-sum |  | 0%
(SCHEDULE OF RATES AND PRICES : ERECTION CHARGES) | [7 empty] | AS per Percent |  | #REF!
[8 empty] | As per lum-sum on Sch-3 |  | 0%
Bidder’s Name and Address (Sole Bidder) : |  |  |  | To: |  |  |  | As per Percent on Sch-3 |  | #REF!
|  |  |  | Contracts Services, 3rd Floor |  |  |  | Total Discount |  | #REF!
Name : | …….. …….. …….. …….. …….. …….. |  |  | Power Grid Corporation of India Ltd.,
Address : | …….. …….. …….. …….. …….. …….. |  |  | "Saudamini", Plot No.-2
| …….. …….. …….. …….. …….. …….. |  |  | Sector-29, |  |  |  | Multipackage lum-sum |  | 0%
| …….. …….. …….. …….. …….. …….. |  |  | Gurgaon (Haryana) - 122001
[5 empty] | All Prices are in Indian Rupees. |  |  |  | Amount after Discount (Rs.) |  | Dis Alert | Amount after MPD (Rs.)
SI. No. | Description | Unit | Quantity | Unit Erection Charges | Total Erection Charges |  |  |  | Unit Erection Charges | Total Erection Charges |  | Unit Erection Charges | Total Erection Charges
1 | 2 | 3 | 4 | 5 | 6 = 4 x 5 |  |  |  | 5 | 6 = 4 x 5 |  | 5 | 6 = 4 x 5
#REF! | #REF!
#REF! | #REF!
| #REF! | #REF! | #REF! | #REF! | #REF!
| #REF! | #REF! | #REF! | #REF! | #REF!
#REF! | #REF! |  |  |  |  | (a) | Detailed Soil Investigation
| #REF! | #REF! | #REF! | #REF! | #REF! | (b) | All kinds of soil except fissured rock & hard rock
| #REF! | #REF! | #REF! | #REF! | #REF! | (e) | River Crossing Location
| #REF! | #REF! | #REF! | #REF! | #REF! | (f)
#REF! | #REF!
| #REF! | #REF! | #REF! | #REF! | #REF!
| #REF! | #REF! | #REF! | #REF! | #REF!
| #REF! | #REF! | #REF! | #REF! | #REF!
#REF! | #REF!
#REF! | #REF!
| #REF! | #REF! | #REF! | #REF! | #REF!
| #REF! | #REF! | #REF! | #REF! | #REF!
| #REF! | #REF! | #REF! | #REF! | #REF!
| #REF! | #REF! | #REF! | #REF! | #REF!
| #REF! | #REF! | #REF! | #REF! | #REF!
#REF! | #REF!
| #REF! | #REF! | #REF! | #REF! | #REF!
| #REF! | #REF! | #REF! | #REF! | #REF!
#REF! | #REF! | #REF! | #REF! | #REF! | #REF!
#REF! | #REF! | #REF! | #REF! | #REF! | #REF!
#REF! | #REF!
| #REF! | #REF! | #REF! | #REF! | #REF!
#REF! | #REF!
| #REF! | #REF! | #REF! | #REF! | #REF!
| #REF! | #REF! | #REF! | #REF! | #REF!
#REF! | #REF!
| #REF! | #REF! | #REF! | #REF! | #REF!
| #REF! | #REF! | #REF! | #REF! | #REF!
| #REF! | #REF! | #REF! | #REF! | #REF!
| #REF! | #REF! | #REF! | #REF! | #REF!
| #REF! | #REF! | #REF! | #REF! | #REF!
| #REF! | #REF! | #REF! | #REF! | #REF!
#REF!
| #REF! | #REF! | #REF! | #REF! | #REF!
| #REF! | #REF! | #REF! | #REF! | #REF!
| #REF! | #REF! | #REF! | #REF! | #REF!
| #REF! | #REF! | #REF! | #REF! | #REF!
#REF! | #REF!
#REF!
| #REF! | #REF! | #REF! | #REF! | #REF!
#REF! | #REF!
#REF! | #REF! | #REF! | #REF! | #REF! | #REF!
#REF! | #REF!
#REF! | #REF! | #REF! | #REF! | #REF! | #REF!
#REF! | #REF! | #REF! | #REF! | #REF! | #REF!
#REF! | #REF!
| #REF! | #REF! | #REF! | #REF! | #REF!
| Total Erection Price (A+B) |  |  |  | #REF!
Date : | --
Place : |  |  | Printed Name :
Designation :
Click for Sch-4

## Sch-4
Specification No.: NR1/NT/W-AIS/DOM/I00/24/15479 (Rfx-5002004051) | [15 empty] | Schedule - 4
Retrofitting the 220 kV Switchyard equipments and control & protection system with Substation Automation System and SPR based Control & Protection System at Mandola Substation
(SCHEDULE OF RATES AND PRICES )
Bidder’s Name and Address (Sole Bidder) : | [14 empty] | To:
Contracts Services, 3rd Floor
Name : | …….. …….. …….. …….. …….. …….. | [13 empty] | Power Grid Corporation of India Ltd.,
Address : | …….. …….. …….. …….. …….. …….. | [13 empty] | "Saudamini", Plot No.-2
| …….. …….. …….. …….. …….. …….. | [13 empty] | Sector-29,
| …….. …….. …….. …….. …….. …….. | [13 empty] | Gurgaon (Haryana) - 122001
Training Charges for Training to be imparted
SI. No. | PR No | PR Line Item No | Activity Header | PR Activity No | Activity Description | Service Code | SAC (Service Accounting Codes) | Whether SAC in column '8’ is confirmed. If not indicate applicable the SAC * | Rate of GST applicable ( in %) | Whether rate of GST in column ‘4’ is confirmed. If not indicate applicable rate of GST * | Description | Unit | Quantity | Unit Training Charges excluding GST | Total Training Charges excluding GST | Total GST as confirmed by Bidder
1 | 2 | 3 | 4 | 5 | 6 | 7 | 8 | 9 | 10 | 11 | 12 | 13 | 14 | 15 | 16 = 14 x 15 | 17
[17 empty] | Revaluation of J column | Tax Calculation
NOT APPLICABLE | [16 empty] | Revaluation of J column | Tax Calculation
[15 empty] | Included | 0 | 0 | 0
[9 empty] | Total Training Charges | [5 empty] | 0 |  |  | 0
[9 empty] | Total GST as confirmed by Bidder | [6 empty] | 0
Date : | -- | [12 empty] | Printed Name :
Place : | [13 empty] | Designation :
Click for Sch-5

## Sch-4b (hidden)
Specification No.: NR1/NT/W-AIS/DOM/I00/24/15479 (Rfx-5002004051) | [15 empty] | Schedule - 4b
Retrofitting the 220 kV Switchyard equipments and control & protection system with Substation Automation System and SPR based Control & Protection System at Mandola Substation
(SCHEDULE OF RATES AND PRICES )
Bidder’s Name and Address (Sole Bidder) : | [14 empty] | To:
Contracts Services, 3rd Floor
Name : | …….. …….. …….. …….. …….. …….. | [13 empty] | Power Grid Corporation of India Ltd.,
Address : | …….. …….. …….. …….. …….. …….. | [13 empty] | "Saudamini", Plot No.-2
| …….. …….. …….. …….. …….. …….. | [13 empty] | Sector-29,
| …….. …….. …….. …….. …….. …….. | [13 empty] | Gurgaon (Haryana) - 122001
Maintenance Charges during & after Defect Laibility Period
SI. No. | PR No | PR Line Item No | Activity Header | PR Activity No | Activity Description | Service Code | SAC (Service Accounting Codes) | Whether SAC in column '8’ is confirmed. If not indicate applicable the SAC * | Rate of GST applicable ( in %) | Whether rate of GST in column ‘4’ is confirmed. If not indicate applicable rate of GST * | Description | Unit | Quantity | Unit Maintenance Charges excluding GST | Total Maintenance Charges excluding GST | Total GST as confirmed by Bidder
1 | 2 | 3 | 4 | 5 | 6 | 7 | 8 | 9 | 10 | 11 | 12 | 13 | 14 | 15 | 16 = 14 x 15 | 17
| 0 | [15 empty] | Revaluation of P column | Tax Calculation
A. | #REF! | [15 empty] | Revaluation of P column | Tax Calculation
1 | [14 empty] | Included | 0 | 0 | 0
2 | [14 empty] | Included | 0 | 0 | 0
3 | [14 empty] | Included | 0 | 0 | 0
4 | [14 empty] | Included | 0 | 0 | 0
B. | #REF! | [15 empty] | Revaluation of P column | Tax Calculation
1 | [14 empty] | Included | 0 | 0 | 0
2 | [14 empty] | Included | 0 | 0 | 0
3 | [14 empty] | Included | 0 | 0 | 0
4 | [14 empty] | Included | 0 | 0 | 0
[9 empty] | Total Maintenance Charges during and after Defect Liabilty Period | [5 empty] | 0 |  |  | 0
[9 empty] | Total GST as confirmed by Bidder | [6 empty] | 0
Date : | -- | [12 empty] | Printed Name :
Place : | [13 empty] | Designation :
Click for Sch-5

## Sch-5
Specification No.: NR1/NT/W-AIS/DOM/I00/24/15479 (Rfx-5002004051) |  |  |  | Schedule - 5
Retrofitting the 220 kV Switchyard equipments and control & protection system with Substation Automation System and SPR based Control & Protection System at Mandola Substation
(SUMMARY OF TAXES & DUTIES APPLICABLE ON PLANT & EQUIPMENT)
Bidder’s Name and Address (Sole Bidder) : |  |  | To:
Contracts Services, 3rd Floor
Name : | …….. …….. …….. …….. …….. …….. |  | Power Grid Corporation of India Ltd.,
Address : | …….. …….. …….. …….. …….. …….. |  | "Saudamini", Plot No.-2
| …….. …….. …….. …….. …….. …….. |  | Sector-29,
| …….. …….. …….. …….. …….. …….. |  | Gurgaon (Haryana) - 122001
Sl. No. | Item Nos. |  | Total Price (INR) |  | After Discount |  | After MPDiscount
1 | TOTAL GST ON GOODS |  |  |  | Excise Duty | #REF! | Excise Duty | #REF!
| Total GST for Supply of Goods (inter-alia including Type Test Charges) between the Contractor and the Employer (identified in Schedule 1') which are not included in the Ex-works price as per the provision of the Bidding Documents, as applicable. |  | 0
2 | TOTAL GST ON SERVICES |  |  |  | Sales Tax | 0 | Sales Tax | 0
| Total GST on Installation Services (Schedule-3), Training to be imparted in India (Schedule-4) |  | 0 |  | #REF! | 0 | #REF! | 0
| GRAND TOTAL [1+2] |  | 0 |  | Grand Total after Discount | #REF! | Grand Total after MPD | #REF!
Date : | -- | Printed Name :
Place : |  | Designation :
Click for Sch-6

## Sch-5 Dis (hidden)
Specification No.: NR1/NT/W-AIS/DOM/I00/24/15479 (Rfx-5002004051) |  |  |  | Schedule - 5
Retrofitting the 220 kV Switchyard equipments and control & protection system with Substation Automation System and SPR based Control & Protection System at Mandola Substation
SUMMARY OF TAXES & DUTIES APPLICABLE ON GOODS
Bidder’s Name and Address (Sole Bidder) : |  |  | To:
Contracts Services, 3rd Floor
Name : | …….. …….. …….. …….. …….. …….. |  | Power Grid Corporation of India Ltd.,
Address : | …….. …….. …….. …….. …….. …….. |  | "Saudamini", Plot No.-2
| …….. …….. …….. …….. …….. …….. |  | Sector-29,
| …….. …….. …….. …….. …….. …….. |  | Gurgaon (Haryana) - 122001
Sl. No. | Item Nos. |  | Total Price (INR)
1 | TOTAL GST ON GOODS |  | 0
Total GST for Supply of Goods (inter-alia including Type Test Charges) between the Contractor and the Employer (identified in Schedule 1') which are not included in the Ex-works price as per the provision of the Bidding Documents, as applicable.
2 | TOTAL GST ON SERVICES |  | 0
Total GST on Installation Services (Schedule-3), Training to be imparted in India (Schedule-4a) and Maintenance Charges during and after Defect Liabilty Period (Schedule-4b)
| GRAND TOTAL [1+2] |  | 0
Date : | -- | Printed Name :
Place : |  | Designation :
Click for Sch-6

## Sch-6
Specification No.: NR1/NT/W-AIS/DOM/I00/24/15479 (Rfx-5002004051) |  |  | Schedule - 6
Retrofitting the 220 kV Switchyard equipments and control & protection system with Substation Automation System and SPR based Control & Protection System at Mandola Substation
(GRAND SUMMARY)
Bidder’s Name and Address (Sole Bidder) : |  |  | To:
Contracts Services, 3rd Floor
Name : | …….. …….. …….. …….. …….. …….. |  | Power Grid Corporation of India Ltd.,
Address : | …….. …….. …….. …….. …….. …….. |  | "Saudamini", Plot No.-2
| …….. …….. …….. …….. …….. …….. |  | Sector-29,
| …….. …….. …….. …….. …….. …….. |  | Gurgaon (Haryana) - 122001
Sl. No. | Description |  | Total Price (INR)
1 | TOTAL SCHEDULE NO. 1 |  | 0
Ex-works price of Plant and Equipment including Type Test Charges
2 | TOTAL SCHEDULE NO. 2 |  | 0
Local Transportation, In-transit Insurance, loading & unloading
3 | TOTAL SCHEDULE NO. 3 |  | 0
Installation Charges
4 | TOTAL SCHEDULE NO. 4 |  | 0
Training Charges
4b | TOTAL SCHEDULE NO. 4b |  | 0
Maintenance Charges during & after Defect Laibility Period
5 | TOTAL SCHEDULE NO. 5 |  | 0
Taxes and Duties
6 | TOTAL SCHEDULE NO. 7 |  | 0
Type Test Charges [Total of this Schedule is included in Schedule - 1 above.]
| GRAND TOTAL [1+2+3+4+5] |  | 0
Date : | -- | Printed Name :
Place : |  | Designation :
Click for Sch-7

## Sch-6 After Discount
Specification No.: NR1/NT/W-AIS/DOM/I00/24/15479 (Rfx-5002004051) |  |  | Schedule - 6 After Discount
Retrofitting the 220 kV Switchyard equipments and control & protection system with Substation Automation System and SPR based Control & Protection System at Mandola Substation
(GRAND SUMMARY)
Bidder’s Name and Address (Sole Bidder) : |  |  | To:
Contracts Services, 3rd Floor
Name : | …….. …….. …….. …….. …….. …….. |  | Power Grid Corporation of India Ltd.,
Address : | …….. …….. …….. …….. …….. …….. |  | "Saudamini", Plot No.-2
| …….. …….. …….. …….. …….. …….. |  | Sector-29,
| …….. …….. …….. …….. …….. …….. |  | Gurgaon (Haryana) - 122001
Sl. No. | Description |  | Total Price (INR)
1 | TOTAL SCHEDULE NO. 1 |  | 0
Ex-works price of Plant and Equipment including Type Test Charges
2 | TOTAL SCHEDULE NO. 2 |  | 0
Local Transportation, In-transit Insurance, loading & unloading
3 | TOTAL SCHEDULE NO. 3 |  | 0
Installation Charges
4 | TOTAL SCHEDULE NO. 4 |  | 0
Training Charges
4b | TOTAL SCHEDULE NO. 4b |  | 0
Maintenance Charges during & after Defect Laibility Period
5 | TOTAL SCHEDULE NO. 5 |  | 0
Taxes and Duties
6 | TOTAL SCHEDULE NO. 7 |  | 0
Type Test Charges [Total of this Schedule is included in Schedule - 1 above.]
| GRAND TOTAL [1+2+3+4+5] |  | 0
Date : | -- | Printed Name :
Place : |  | Designation :
Click for Sch-7

## Sch-7
Specification No.: NR1/NT/W-AIS/DOM/I00/24/15479 (Rfx-5002004051) | [11 empty] | Schedule 7
Retrofitting the 220 kV Switchyard equipments and control & protection system with Substation Automation System and SPR based Control & Protection System at Mandola Substation | [15 empty] | As per Lum-sum |  | 0%
(SCHEDULE OF RATES AND PRICES ) | [15 empty] | AS per Percent |  | #REF!
[16 empty] | As per lum-sum on Sch-7 |  | 0%
Bidder’s Name and Address (Sole Bidder) : | [9 empty] | To: | [5 empty] | As per Percent on Sch-7 |  | #REF!
[10 empty] | Contracts Services, 3rd Floor | [5 empty] | Total Discount |  | #REF!
Name : | [7 empty] | …….. …….. …….. …….. …….. …….. |  | Power Grid Corporation of India Ltd.,
Address : | [7 empty] | …….. …….. …….. …….. …….. …….. |  | "Saudamini", Plot No.-2
[8 empty] | …….. …….. …….. …….. …….. …….. |  | Sector-29, | [5 empty] | Multipackage Discount |  | 0%
[8 empty] | …….. …….. …….. …….. …….. …….. |  | Gurgaon (Haryana) - 122001
Type tests on Earthwire, Hardwar Fittings & accessories of conductor & earthwire:
SL. NO. | PR No | Line Item No | Code | HSN Code | Whether HSN in column ‘2’ is confirmed. If not indicate applicable the HSN code * | Rate of GST applicable ( in %) | Whether rate of GST in column ‘4’ is confirmed. If not indicate applicable rate of GST * | Description of Test | Unit | Quantity | Unit Test Charge | Total Test Charges (Rs.) | Total GST as confirmed by Bidder | Revaluation of M column | Tax Calculation |  | Total Test Charges After Discount (Rs.) |  | Dis Alert | Total Test Charges After MPD (Rs.)
1 | 2 | 3 | 4 | 5 | 6 | 7 | 8 | 9 | 10 | 11 | 12 | 13 = 10 x 11 | 14
I
1 | [11 empty] | Included | 0 | 0 | 0
2 | [11 empty] | Included | 0 | 0 | 0
NOT APPLICABLE
[8 empty] | TOTAL TYPE TEST CHARGES |  |  |  | 0
[8 empty] | Total GST as confirmed by Bidder |  |  |  |  | 0
Date : |  |  |  | -- |  |  |  |  | Printed Name :
Place : | [8 empty] | Designation :
Note : |  |  |  | Bidder should indicate the name of test laboratories where type tests are proposed to be conducted
Specification No.: NR1/NT/W-AIS/DOM/I00/24/15479 (Rfx-5002004051)
Retrofitting the 220 kV Switchyard equipments and control & protection system with Substation Automation System and SPR based Control & Protection System at Mandola Substation | [7 empty] | 0 | 0
(SCHEDULE OF RATES AND PRICES ) | [7 empty] | 0 | 0
Bidder’s Name and Address (Sole Bidder) :
[8 empty] | 0 | 0
Name : | [7 empty] | …….. …….. …….. …….. …….. …….. | 0
Address : | [7 empty] | …….. …….. …….. …….. …….. …….. | 0
[8 empty] | …….. …….. …….. …….. …….. …….. | 0
[8 empty] | …….. …….. …….. …….. …….. …….. | 0
SL. NO. | [7 empty] | Description of Test | #REF!
#REF! | [7 empty] | #REF! | #REF!
#REF! | [7 empty] | #REF!
#REF! | [7 empty] | #REF! | #REF!
#REF! | [7 empty] | #REF! | #REF!
[8 empty] | #REF! | #REF!
#REF! | [7 empty] | #REF!
#REF! | [7 empty] | #REF!
#REF! | [7 empty] | #REF!
#REF! | [7 empty] | #REF! | #REF!
#REF! | [7 empty] | #REF! | #REF!
#REF! | [7 empty] | #REF! | #REF!
#REF! | [7 empty] | #REF! | #REF!
[8 empty] | #REF! | #REF!
#REF! | [7 empty] | #REF!
#REF! | [7 empty] | #REF! | #REF!
#REF! | [7 empty] | #REF! | #REF!
#REF! | [7 empty] | #REF! | #REF!
#REF! | [7 empty] | #REF! | #REF!
[8 empty] | #REF! | #REF!
#REF! | [7 empty] | #REF!
#REF! | [7 empty] | #REF! | #REF!
#REF! | [7 empty] | #REF! | #REF!
#REF! | [7 empty] | #REF! | #REF!
[8 empty] | #REF! | #REF!
#REF! | [7 empty] | #REF!
#REF! | [7 empty] | #REF! | #REF!
#REF! | [7 empty] | #REF! | #REF!
#REF! | [7 empty] | #REF! | #REF!
[8 empty] | #REF! | #REF!
#REF! | [7 empty] | #REF!
#REF! | [7 empty] | #REF! | #REF!
#REF! | [7 empty] | #REF! | #REF!
#REF! | [7 empty] | #REF! | #REF!
#REF! | [7 empty] | #REF! | #REF!
[8 empty] | #REF! | #REF!
[8 empty] | #REF! | #REF!
#REF! | [7 empty] | #REF!
#REF! | [7 empty] | #REF!
#REF! | [7 empty] | #REF! | #REF!
#REF! | [7 empty] | #REF! | #REF!
#REF! | [7 empty] | #REF! | #REF!
[8 empty] | #REF! | #REF!
[8 empty] | #REF! | #REF!
#REF! | [7 empty] | #REF!
#REF! | [7 empty] | #REF!
#REF! | [7 empty] | #REF! | #REF!
#REF! | [7 empty] | #REF! | #REF!
#REF! | [7 empty] | #REF! | #REF!
#REF! | [7 empty] | #REF! | #REF!
#REF! | [7 empty] | #REF! | #REF!
[8 empty] | #REF! | #REF!
#REF! | [7 empty] | #REF!
#REF! | [7 empty] | #REF! | #REF!
#REF! | [7 empty] | #REF! | #REF!
#REF! | [7 empty] | #REF! | #REF!
#REF! | [7 empty] | #REF! | #REF!
#REF! | [7 empty] | #REF! | #REF!
#REF! | [7 empty] | #REF! | #REF!
[8 empty] | #REF! | #REF!
#REF! | [7 empty] | #REF!
#REF! | [7 empty] | #REF! | #REF!
#REF! | [7 empty] | #REF! | #REF!
#REF! | [7 empty] | #REF! | #REF!
#REF! | [7 empty] | #REF! | #REF!
#REF! | [7 empty] | #REF! | #REF!
#REF! | [7 empty] | #REF! | #REF!
#REF! | [7 empty] | #REF! | #REF!
#REF! | [7 empty] | #REF! | #REF!
#REF! | [7 empty] | #REF! | #REF!
[8 empty] | #REF! | #REF!
#REF! | [7 empty] | #REF!
#REF! | [7 empty] | #REF! | #REF!
#REF! | [7 empty] | #REF! | #REF!
#REF! | [7 empty] | #REF! | #REF!
[8 empty] | #REF! | #REF!
#REF! | [7 empty] | #REF!
#REF! | [7 empty] | #REF! | #REF!
#REF! | [7 empty] | #REF! | #REF!
#REF! | [7 empty] | #REF! | #REF!
[8 empty] | #REF! | #REF!
#REF! | [7 empty] | #REF!
#REF! | [7 empty] | #REF! | #REF!
#REF! | [7 empty] | #REF! | #REF!
[8 empty] | #REF! | #REF!
#REF! | [7 empty] | #REF!
#REF! | [7 empty] | #REF! | #REF!
#REF! | [7 empty] | #REF! | #REF!
#REF! | [7 empty] | #REF! | #REF!
#REF! | [7 empty] | #REF! | #REF!
#REF! | [7 empty] | #REF! | #REF!
#REF! | [7 empty] | #REF! | #REF!
[8 empty] | #REF! | #REF!
#REF! | [7 empty] | #REF!
#REF! | [7 empty] | #REF! | #REF!
#REF! | [7 empty] | #REF! | #REF!
#REF! | [7 empty] | #REF! | #REF!
#REF! | [7 empty] | #REF! | #REF!
#REF! | [7 empty] | #REF!
#REF! | [7 empty] | #REF! | #REF!
#REF! | [7 empty] | #REF! | #REF!
#REF! | [7 empty] | #REF! | #REF!
#REF! | [7 empty] | #REF! | #REF!
[8 empty] | #REF! | #REF!
[8 empty] | #REF! | #REF!
[8 empty] | #REF! | #REF!
Click for Bid Form 2nd Envelope

## Sch-7 Dis (hidden)
Specification No.: NR1/NT/W-AIS/DOM/I00/24/15479 (Rfx-5002004051)
Retrofitting the 220 kV Switchyard equipments and control & protection system with Substation Automation System and SPR based Control & Protection System at Mandola Substation | [6 empty] | As per Lum-sum |  | 0%
(SCHEDULE OF RATES AND PRICES : TYPE TEST CHARGES) | [6 empty] | AS per Percent |  | #REF!
[7 empty] | As per lum-sum on Sch-7 |  | 0%
Bidder’s Name and Address (Sole Bidder) : |  |  |  | To: |  |  | As per Percent on Sch-7 |  | #REF!
|  |  |  | Contracts Services, 3rd Floor |  |  | Total Discount |  | #REF!
Name : | …….. …….. …….. …….. …….. …….. |  |  | Power Grid Corporation of India Ltd.,
Address : | …….. …….. …….. …….. …….. …….. |  |  | "Saudamini", Plot No.-2
| …….. …….. …….. …….. …….. …….. |  |  | Sector-29, |  |  | Multipackage Discount |  | 0%
| …….. …….. …….. …….. …….. …….. |  |  | Gurgaon (Haryana) - 122001
Type Tests on Earthwire
SL. NO. | Description of Test | Unit | Quantity | Unit Test Charge | Total Test Charges (Rs.) |  |  | Total Test Charges After Discount (Rs.) |  | Dis Alert | Total Test Charges After MPD (Rs.)
I | #REF!
(a) | #REF! | #REF! | #REF! | #REF! | #REF!
(b) | #REF! | #REF! | #REF! | #REF! | #REF!
| Sub-Total (I) |  |  |  | #REF!
| TOTAL TEST CHARGES (I) |  |  |  | #REF!
[7 empty] | Discount Sche-7 | #REF! |  | MPD Sche-7 | #REF!
[7 empty] | Dis Alert | #REF!
Signature :
Date : | -- | Printed Name :
Place : |  | Designation :
Common Seal :
Note : | Bidder should indicate the name of test laboratories where type tests are proposed to be conducted
Specification No.: NR1/NT/W-AIS/DOM/I00/24/15479 (Rfx-5002004051)
Retrofitting the 220 kV Switchyard equipments and control & protection system with Substation Automation System and SPR based Control & Protection System at Mandola Substation | 0 | 0 |  |  |  | 0
(SCHEDULE OF RATES AND PRICES : TYPE TEST CHARGES) | 0 | 0 |  |  |  | 0
Bidder’s Name and Address (Sole Bidder) : | [5 empty] | 0
| 0 | 0 |  |  |  | 0
Name : | …….. …….. …….. …….. …….. …….. | 0 |  |  |  | 0
Address : | …….. …….. …….. …….. …….. …….. | 0 |  |  |  | 0
| …….. …….. …….. …….. …….. …….. | 0 |  |  |  | 0
| …….. …….. …….. …….. …….. …….. | 0 |  |  |  | 0
SL. NO. | Description of Test | 0
#REF! | #REF! | #REF!
#REF! | #REF!
#REF! | #REF! | #REF!
#REF! | #REF! | #REF!
| #REF! | #REF!
#REF! | #REF!
#REF! | #REF!
#REF! | #REF!
#REF! | #REF! | #REF!
#REF! | #REF! | #REF!
#REF! | #REF! | #REF!
#REF! | #REF! | #REF!
| #REF! | #REF!
#REF! | #REF!
#REF! | #REF! | #REF!
#REF! | #REF! | #REF!
#REF! | #REF! | #REF!
#REF! | #REF! | #REF!
| #REF! | #REF!
#REF! | #REF!
#REF! | #REF! | #REF!
#REF! | #REF! | #REF!
#REF! | #REF! | #REF!
| #REF! | #REF!
#REF! | #REF!
#REF! | #REF! | #REF!
#REF! | #REF! | #REF!
#REF! | #REF! | #REF!
| #REF! | #REF!
#REF! | #REF!
#REF! | #REF! | #REF!
#REF! | #REF! | #REF!
#REF! | #REF! | #REF!
#REF! | #REF! | #REF!
| #REF! | #REF!
| #REF! | #REF!
#REF! | #REF!
#REF! | #REF!
#REF! | #REF! | #REF!
#REF! | #REF! | #REF!
#REF! | #REF! | #REF!
| #REF! | #REF!
| #REF! | #REF!
#REF! | #REF!
#REF! | #REF!
#REF! | #REF! | #REF!
#REF! | #REF! | #REF!
#REF! | #REF! | #REF!
#REF! | #REF! | #REF!
#REF! | #REF! | #REF!
| #REF! | #REF!
#REF! | #REF!
#REF! | #REF! | #REF!
#REF! | #REF! | #REF!
#REF! | #REF! | #REF!
#REF! | #REF! | #REF!
#REF! | #REF! | #REF!
#REF! | #REF! | #REF!
| #REF! | #REF!
#REF! | #REF!
#REF! | #REF! | #REF!
#REF! | #REF! | #REF!
#REF! | #REF! | #REF!
#REF! | #REF! | #REF!
#REF! | #REF! | #REF!
#REF! | #REF! | #REF!
#REF! | #REF! | #REF!
#REF! | #REF! | #REF!
#REF! | #REF! | #REF!
| #REF! | #REF!
#REF! | #REF!
#REF! | #REF! | #REF!
#REF! | #REF! | #REF!
#REF! | #REF! | #REF!
| #REF! | #REF!
#REF! | #REF!
#REF! | #REF! | #REF!
#REF! | #REF! | #REF!
#REF! | #REF! | #REF!
| #REF! | #REF!
#REF! | #REF!
#REF! | #REF! | #REF!
#REF! | #REF! | #REF!
| #REF! | #REF!
#REF! | #REF!
#REF! | #REF! | #REF!
#REF! | #REF! | #REF!
#REF! | #REF! | #REF!
#REF! | #REF! | #REF!
#REF! | #REF! | #REF!
#REF! | #REF! | #REF!
| #REF! | #REF!
#REF! | #REF!
#REF! | #REF! | #REF!
#REF! | #REF! | #REF!
#REF! | #REF! | #REF!
#REF! | #REF! | #REF!
#REF! | #REF!
#REF! | #REF! | #REF!
#REF! | #REF! | #REF!
#REF! | #REF! | #REF!
#REF! | #REF! | #REF!
| #REF! | #REF!
| #REF! | #REF!
| #REF! | #REF!
Click for Bid Form 2nd Envelope

## Discount
AAABBAAAABBf
Specification No.: NR1/NT/W-AIS/DOM/I00/24/15479 (Rfx-5002004051) |  |  |  |  | Letter of Discount
LETTER OF DISCOUNT
To:
Contract Services
Power Grid Corporation of India Ltd.,
"Saudamini", Plot No.-2
Sector-29, (near IFFCO Chowk)
Gurgaon (Haryana) - 122001
Subject : |  | Retrofitting the 220 kV Switchyard equipments and control & protection system with Substation Automation System and SPR based Control & Protection System at Mandola Substation
Dear Sir
With reference to the subject tender, we hereby offer unconditional discount on the prices quoted by us as per details given here below : | [6 empty] | Eq Weightage of Rs/ % | Final Discount Factor
| 1 | Discount on lum-sum basis on total price quoted by us without Taxes & Duties. [The discount shall be proportionately applicable on all the items of all the Schdules i.e. Sch-1 (without type test charges), Sch-2, Sch-3, Sch-4a, Sch-4b & Sch-7] In Rs. |  |  |  | 0 | 0%
| 2 | Discount on percent basis on total price quoted by us without Taxes & Duties. [The discount shall be applicable on all the items of all the Schdules i.e. Sch-1 (without type test charges), Sch-2 , Sch-3, Sch-4a, Sch-4b & Sch-7] In Percent (%) |  |  |  | 0 | 0%
| 3 | Discount on lum-sum basis on the Schedules as given below : [The discount shall be proportionately applicable on all the relevent items of the respective Schdules.] In Rs.
|  | Schedule-1 : Ex works prices |  | In Rs. |  | 0 | 0% | Schedule-1 : Ex-Works Price | 0%
|  | Schedule-2 : Freight & Insurance |  | In Rs. |  | 0 | 0% | Schedule-2 : Freight & Insurance | 0%
|  | Schedule-3 : Erection Charges |  | In Rs. |  | 0 | 0% | Schedule-3 : Erection Charges | 0%
|  | Schedule-4a : Training Charges |  | In Rs. |  | 0 | 0% | Schedule-4a : Training Charges | 0%
|  | Schedule-4b : Maintenance Charges during and after DLP |  | In Rs. |  | 0 | 0% | Schedule-4b : Maintenance Charges | 0%
|  | Schedule-7 : Type Test Charges |  | In Rs. |  | 0 | 0% | Schedule-7 : Type Test Charges | 0%
| 4 | Discount on percent basis on the Schedules as given below : [The discount shall be applicable on all the relevent items of the respective Schdules.] In Percent (%)
|  | Schedule-1 : Ex works prices |  | In Percent (%) |  | 0 | 0%
|  | Schedule-2 : Freight & Insurance |  | In Percent (%) |  | 0 | 0%
|  | Schedule-3 : Erection Charges |  | In Percent (%) |  | 0 | 0%
|  | Schedule-4a : Training Charges |  | In Percent (%) |  | 0 | 0%
|  | Schedule-4b : Maintenance Charges during and after DLP |  | In Percent (%) |  | 0 | 0%
|  | Schedule-7 : Type Test Charges |  | In Percent (%) |  | 0 | 0%
Discount(s) offered at sl. No. 1 to 4 will get displayed and accounted for automatically in the respective items of the Schedules.
| 5 | We hereby offer Multi-package discount as given below:
Multi-Package Discount(s) offered at sl. No. 5 will not get automatically accounted for in the respective items of the Schedules. The same shall be worked out saparately for evaluation.
Please consider this letter of discount as the integral part of our price bid.
Thanking you, we remain,
Yours faithfully,
For and on behalf of …….. …….. …….. …….. …….. ……..
Date : |  | -- | Printed Name :
Place : |  |  | Designation :
Click for Bid Form

## Octroi (hidden)
Details of Octroi
Sl No. | Description of Items | Amount on which Octroi is applicable | Rate of Octroi | Octroi
(1) | (2) | (3) | (4) | (5) =(3) x (4)
1 |  |  |  | 0
2 |  |  |  | 0
3 |  |  |  | 0
4 |  |  |  | 0
5 |  |  |  | 0
6 |  |  |  | 0
7 |  |  |  | 0
8 |  |  |  | 0
9 |  |  |  | 0
10 |  |  |  | 0
| Total |  |  | 0
Back to Sch 5

## Entry Tax (hidden)
Details of Entry Tax
Sl No. | Description of Items | Amount on which Entry Tax is applicable | Rate of Entry Tax | Entry Tax
(1) | (2) | (3) | (4) | (5) =(3) x (4)
1 |  |  |  | 0
2 |  |  |  | 0
3 |  |  |  | 0
4 |  |  |  | 0
5 |  |  |  | 0
6 |  |  |  | 0
7 |  |  |  | 0
8 |  |  |  | 0
9 |  |  |  | 0
10 |  |  |  | 0
| Total |  |  | 0
Back to Sch 5

## Other Taxes & Duties (hidden)
Details of Other Taxes & Duties
Sl No. | Description of Items | Amount on which Other Taxes & Duties are applicable | Description of Taxes & Duties | Rate of Taxes & Duties | Amount of Taxes & Duties
(1) | (2) | (3) | (4) | (5) | (6) =(3) x (4)
1 |  |  |  |  | 0
2 |  |  |  |  | 0
3 |  |  |  |  | 0
4 |  |  |  |  | 0
5 |  |  |  |  | 0
6 |  |  |  |  | 0
7 |  |  |  |  | 0
8 |  |  |  |  | 0
9 |  |  |  |  | 0
10 |  |  |  |  | 0
| Total |  |  |  | 0
Back to Sch 5

## Bid Form 2nd Envelope
Specification No.: NR1/NT/W-AIS/DOM/I00/24/15479 (Rfx-5002004051) |  |  |  | Bid Form 2nd Envelope |  | Sole Bidder |  |  |  | 1 | st |  | 1 | January
[6 empty] | 0 |  |  |  | 2 | nd |  | 2 | February
BID FORM (Second Envelope) | [9 empty] | 3 | rd |  | 3 | March
[10 empty] | 4 | th |  | 4 | April
Bid Proposal Ref. No. | [9 empty] | 5 | th |  | 5 | May
Date : | -- | [8 empty] | 6 | th | #VALUE! | 6 | June
[10 empty] | 7 | th | #VALUE! | 7 | July
To: | [9 empty] | 8 | th | #VALUE! | 8 | August
Contracts Services, 3rd Floor | [9 empty] | 9 | th | #VALUE! | 9 | September
Power Grid Corporation of India Ltd., | [9 empty] | 10 | th |  | 10 | October
"Saudamini", Plot No.-2 | [9 empty] | 11 | th |  | 11 | November
Sector-29, | [9 empty] | 12 | th |  | 12 | December
Gurgaon (Haryana) - 122001 | [9 empty] | 13 | th
[10 empty] | 14 | th
Name of Contract : | Retrofitting the 220 kV Switchyard equipments and control & protection system with Substation Automation System and SPR based Control & Protection System at Mandola Substation | [8 empty] | 15 | th
Dear Ladies and/or Gentlemen, | [9 empty] | 16 | th
1 | In continuation of First Envelope of our Bid, we hereby submit the Second Envelope of the Bid, both of which shall be read together and in conjunction with each other, and shall be construed as an integral part of our Bid. Accordingly, we the undersigned, offer to design, manufacture, test, deliver, install and commission (including carrying out Trial Operation, Performance & Guarantee Test as per provision of Technical Specification) under the above-named package in full conformity with the said Bidding Documents for the sum of Rs. 0 (Rs. Zero Only ) or such other sums as may be determined in accordance with the terms and conditions of the Bidding Documents. |  |  |  |  | In continuation of First Envelope of our Bid, we hereby submit the Second Envelope of the Bid, both of which shall be read together and in conjunction with each other, and shall be construed as an integral part of our Bid. Accordingly, we the undersigned, offer to design, manufacture, test, deliver, install and commission (including carrying out Trial Operation, Performance & Guarantee Test as per provision of Technical Specification) under the above-named package in full conformity with the said Bidding Documents for the sum of Rs. | or such other sums as may be determined in accordance with the terms and conditions of the Bidding Documents. | 0 | (Rs. Zero Only ) | 17 | th
| The above amounts are in accordance with the price schedules attached herewith and are made part of this bid. | [8 empty] | 18 | th
2 | Price Schedules | [8 empty] | 19 | th
2.1 | In line with the requirements of the Bidding documents, we enclose herewith the following Price Schedules, duly filled - in as per your proforma: | [8 empty] | 20 | th
| Schedule 1 | Plant and Equipment (Including Mandatory Spare Parts) to be supplied, including Type Test Charges. | [7 empty] | 21 | st
| Schedule 2 | Local Transportation, In-transit Insurance, loading and unloading | [7 empty] | 22 | th
| Schedule 3 | Installation Charges. | [7 empty] | 23 | th
| Schedule 4 | Training charges for training to be imparted. | [7 empty] | 24 | th
| Schedule 4b | Maintenance Charges during & after Defect Laibility Period.
| Schedule 5 | Taxes and Duties not included in Schedule 1 | [7 empty] | 25 | th
| Schedule 6 | Grand Summary [Schedule 1to 5] | [7 empty] | 26 | th
| Schedule 7 | Break-up of Type Test Charges for Type Tests to be conducted | [7 empty] | 27 | th
2.2 | We are aware that the Price Schedules do not generally give a full description of the Work to be performed under each item and we shall be deemed to have read the Technical Specifications and other sections of the Bidding Documents and Drawings to ascertain the full scope of Work included in each item while filling-in the rates and prices. We agree that the entered rates and prices shall be deemed to include for the full scope as aforesaid, including overheads and profit. | [8 empty] | 28 | th
2.3 | We declare that as specified in Clause 11.5, Section –II:ITB, Vol.-I of the Bidding Documents, prices quoted by us in the Price Schedules shall be subject to Price Adjustment during the execution of Contract in accordance with Appendix-2 (Price Adjustment) to the Contract Agreement. | [8 empty] | 29 | th
2.4 | We understand that in the price schedules, where there are errors between the total of the amounts given under the column for the price Breakdown and the amount given under the Total Price, the former shall prevail and the latter will be corrected accordingly. We further understand that where there are discrepancies between amounts stated in figures and amounts stated in words, the amount stated in words shall prevail. Similarly, any discrepancy in the total bid price and that of the summation of Schedule price (price indicated in a Schedule indicating the total of that schedule), the total bid price shall be corrected to reflect the actual summation of the Schedule prices. | [8 empty] | 30 | th
2.5 | We declare that items left blank in the Schedules will be deemed to have been included in other items. The TOTAL for each Schedule and the TOTAL of Grand Summary shall be deemed to be the total price for executing the Facilities and sections thereof in complete accordance with the Contract, whether or not each individual item has been priced. | [8 empty] | 31 | st
3 | We confirm that except as otherwise specifically provided our Bid Prices in this Second Envelope include all taxes, duties, levies and charges as may be assessed on us/our Associate (applicable for Foreign Bidder), our Sub-Contractor/Sub-Vendor or their employees by all municipal, state or national government authorities in connection with the Facilities, in and outside of India.
3.1 | 100% of applicable Taxes and Duties i.e GST which are payable by the Employer under the Contract, shall be reimbursed by the Employer on production of satisfactory documentary evidence by the Contractor in accordance with the provisions of the Bidding Documents.
3.2 | We further understand that notwithstanding 3.0 above, in case of award on us, you shall also bear and pay/reimburse to us, GST applicable on supplies by us to you, imposed on the Plant & Equipment including Mandatory Spare Parts to be incorporated into the Facilities including Type Test charges for Type test to be conducted specified in Schedule No. 1, Installation Services specified in Schedule No. 3, Charges for Training to be imparted specified in Schedule No. 4a and Maintenance Charges during & after Defect Laibility Period specified in Schedule No. 4b of the Price Schedule in this Second Envelope by the Indian Laws.
3.3 | We confirm that we have also registered/we shall also get registered in the GST Network with a GSTIN, in all the states where the project is located and the states from which we shall make our supply of goods.
4 | # (For Joint Venture only) We, the partners of Joint Venture submitting this bid, do agree and confirm that in case of Award of Contract on the Joint Venture, we shall be jointly and severally liable and responsible for the execution of the Contract in accordance with Contract terms and conditions. |  |  |  | 1
5 | We, hereby, declare that only the persons or firms interested in this proposal as principals are named here and that no other persons or firms other than those mentioned herein have any interest in this proposal or in the Contract to be entered into, if the award is made on us, that this proposal is made without any connection with any other person, firm or party likewise submitting a proposal is in all respects for and in good faith, without collusion or fraud.
Thanking you, we remain,
Yours faithfully,
For and on behalf of …….. …….. …….. …….. …….. ……..
Signature :
Date : | -- |  | Printed Name :
Place : |  |  | Designation :
Common Seal :
In case of bid from a Joint Venture, name & designation of representative of JV partner is to be provided and Bid Form is also to be signed by him.
Please provide additional information of the Bidder
Business Address :
Country of Incorporation :
State/Province to be indicated :
Name of Principal Officer :
Address of Principal Officer :
Note: Bidders may note that no prescribed proforma has been enclosed for Attachment 2 : Power of Attorney. Bidders may use their own proforma for furnishing the required information with the bid.
* * *
Back to Cover Page

## Q & C (2) (hidden)
STATEMENT OF QUOTED / CORRECTED PRICES
All Figures are in Rupees
Bidder |  | 0
Sl. No. | Price Component | Quoted Price | Corrected Price
1 | TOTAL SCHEDULE NO. 1:Ex-Works Price of Plant and Equipment including Type Test Charges | 0 |  | 0
2 | TOTAL SCHEDULE NO.2: Local Transportation, Insurance and other Incidental Services. | 0 |  | 0
3 | TOTAL SCHEDULE NO.3: Installation Charges | 0 |  | 0
4 | TOTAL SCHEDULE NO.4: Training Charges | Not Applicable |  | Not Applicable
5 | TOTAL BID PRICE: (Excluding Taxes & Duties) | 0 |  | 0
6 | DISCOUNT | #REF! |  | #REF! | #REF!
7 | NET BID PRICE (Excluding Taxes & Duties) | #REF! |  | #REF!
8 | TAXES & DUTIES PAYABLE ADDITIONALLY
| A) EXCISE DUTY | 0 |  | 0
| B) CENTRAL SALES TAX | 0 |  | 0
| C) VAT | #REF! |  | 0
| D) ENTRY TAX / OCTROI | #REF! |  | 0
E) OTHERS
| F) TOTAL TAXES & DUTIES | #REF! |  | 0
8 | TOTAL BID PRICE (INCLUDING TAXES & DUTIES) | #REF! |  | 0
9 | TOTAL SCHEDULE NO.7: Type Test Charges [Total of this Schedule is included in Schedule-1 above] | 0 |  | 0
I) | Bidder has indicated the following taxes and duties additionally applicable for their bid:
| Excise Duty % as |  |  |  | Excise Duty
| CST % as |  |  |  | CST
| #REF! |  |  |  | VAT | #REF! | #REF!
| #REF! |  |  |  | Entry Tax/ Octroi | #REF! | #REF!
| Others as |  |  |  | Others
II) | With regard to Entry Tax, it may be mentioned that the substations covered under the subject pacakge falls in State of MP, where an entry tax @ 2% of Purchase Price is applicable. In view of the above, the taxes and duties inter-alia including entry tax applicable for the bids are calculated :
a) | Ex-Works Price of Direct Supplies (after discount, if any) |  | Rs. | 0
b) | Excise Duty, as applicable on (a) above at the rate : | 10% | Rs. | 0
c) | Amount on which Sales Tax is applicable | 0 |  | 0
d) | CST, as applicable on (a) + ED (b) above at the rate : | 2% | Rs. | 0
e) | VAT, as applicable on (a) + ED (b) above at the rate : | 1% |  | 0
f) | Others [……………………………………………] |  | Rs.
g) | Purchase Price for Entry Tax (Total Ex-Works+F&I+ED+CST+Others) |  | Rs. | 0
h) | Entry Tax, as applicable on (e) above at the rate : |  | Rs. | 0
Retrofitting the 220 kV Switchyard equipments and control & protection system with Substation Automation System and SPR based Control & Protection System at Mandola Substation |  | Statement of Quoted / Corrected Prices |  | Page
Spec. No. | Specification No.: NR1/NT/W-AIS/DOM/I00/24/15479 (Rfx-5002004051)

## Q & C (hidden)
STATEMENT OF QUOTED / CORRECTED PRICES
All Figures are in Rupees
Bidder |  | …….. …….. …….. …….. …….. ……..
Sl. No. | Price Component | Quoted Price | Corrected Price
1 | TOTAL SCHEDULE NO. 1:Ex-Works Price of Plant and Equipment including Type Test Charges | 0 |  | 0
2 | TOTAL SCHEDULE NO.2: Local Transportation, Insurance and other Incidental Services. | 0 |  | 0
3 | TOTAL SCHEDULE NO.3: Installation Charges | 0 |  | 0
4 | TOTAL SCHEDULE NO.4: Training Charges | Not Applicable |  | Not Applicable
5 | TOTAL BID PRICE: (Excluding Taxes & Duties) | 0 |  | 0
6 | DISCOUNT | #REF! |  | #REF!
7 | NET BID PRICE (Excluding Taxes & Duties) | #REF! |  | #REF!
8 | TAXES & DUTIES PAYABLE ADDITIONALLY
| A) EXCISE DUTY | #REF! |  | 0
| B) CENTRAL SALES TAX /VAT | #REF! |  | #REF!
| C) ENTRY TAX / OCTROI | #REF! |  | #REF!
| D) OTHERS | #REF! |  | 0
| E) TOTAL TAXES & DUTIES | #REF! |  | #REF!
8 | TOTAL BID PRICE (INCLUDING TAXES & DUTIES) | #REF! |  | #REF!
9 | TOTAL SCHEDULE NO.7: Type Test Charges [Total of this Schedule is included in Schedule-1 above] | 0 |  | 0
I) | Bidder has indicated the following taxes and duties additionally applicable for their bid:
a) | Excise Duty |  | Rs. | #REF!
b) | CST /VAT |  | Rs. | #REF!
c) | Entry Tax / Octroi |  | Rs. | #REF!
d) | Others |  | Rs. | #REF!
II) | Bidder has offered following discount(s)
III) | With regard to Entry Tax, it may be mentioned that the substations covered under the subject pacakge falls in State of MP, where an entry tax @ 1% of Purchase Price is applicable. In view of the above, the taxes and duties inter-alia including entry tax applicable for the bids are calculated : |  |  |  | Details of dicounts
a) | Ex-Works Price of Direct Supplies (after discount, if any) |  | Rs. | 0 | Gross LS | #REF! | #REF! | #REF! | Gross % | #REF! | #REF! | #REF!
b) | Excise Duty @ 10.3% of (a) above |  | Rs. | 0 |  |  |  | #REF! |  |  |  | #REF!
c) | CST / VAT @ 2% of Ex-Works of Direct Supplies (a) + ED (b) above |  | Rs. | #REF! | Sch-1 Direct LS | #REF! | #REF! | #REF! | Sch-1 Direct % | #REF! | #REF! | #REF!
d) | Others |  | Rs. |  | Sch-1 BO LS | #REF! | #REF! | #REF! | Sch-1 BO % | #REF! | #REF! | #REF!
e) | Purchase Price for Entry Tax (Total Ex-Works+F&I+ED+CST+Others) |  | Rs. | #REF! | Sch-2 LS | #REF! | #REF! | #REF! | Sch-2 % | #REF! | #REF! | #REF!
f) | Entry Tax @ 1% of (e) above |  | Rs. | #REF! | Sch-3 LS | #REF! | #REF! | #REF! | Sch-3 % | #REF! | #REF! | #REF!
[5 empty] | Sch-7 LS | #REF! | #REF! | #REF! | Sch-7 % | #REF! | #REF! | #REF!
Retrofitting the 220 kV Switchyard equipments and control & protection system with Substation Automation System and SPR based Control & Protection System at Mandola Substation |  | Statement of Quoted / Corrected Prices |  | Page | Different Manner | #REF!
[5 empty] | Text for Discount | #REF!
#REF!
#REF!

## N to W (hidden)
0
Rs. Zero Only
0
0
0
0
0
0
1 | One
2 | Two
3 | Three
4 | Four
5 | Five
6 | Six
7 | Seven
8 | Eight
9 | Nine
10 | Ten
11 | Eleven
12 | Twelve
13 | Thirteen
14 | Fourteen
15 | Fifteen
16 | Sixteen
17 | Seventeen
18 | Eighteen
19 | Nineteen
20 | Twenty
21 | Twenty One
22 | Twenty Two
23 | Twenty Three
24 | Twenty Four
25 | Twenty Five
26 | Twenty Six
27 | Twenty Seven
28 | Twenty Eight
29 | Twenty Nine
30 | Thirty
31 | Thirty One
32 | Thirty Two
33 | Thirty Three
34 | Thirty Four
35 | Thirty Five
36 | Thirty Six
37 | Thirty Seven
38 | Thirty Eight
39 | Thirty Nine
40 | Forty
41 | Forty One
42 | Forty Two
43 | Forty Three
44 | Forty Four
45 | Forty Five
46 | Forty Six
47 | Forty Seven
48 | Forty Eight
49 | Forty Nine
50 | Fifty
51 | Fifty One
52 | Fifty Two
53 | Fifty Three
54 | Fifty Four
55 | Fifty Five
56 | Fifty Six
57 | Fifty Seven
58 | Fifty Eight
59 | Fifty Nine
60 | Sixty
61 | Sixty One
62 | Sixty Two
63 | Sixty Three
64 | Sixty Four
65 | Sixty Five
66 | Sixty Six
67 | Sixty Seven
68 | Sixty Eight
69 | Sixty Nine
70 | Seventy
71 | Seventy One
72 | Seventy Two
73 | Seventy Three
74 | Seventy Four
75 | Seventy Five
76 | Seventy Six
77 | Seventy Seven
78 | Seventy Eight
79 | Seventy Nine
80 | Eighty
81 | Eighty One
82 | Eighty Two
83 | Eighty Three
84 | Eighty Four
85 | Eighty Five
86 | Eighty Six
87 | Eighty Seven
88 | Eighty Eight
89 | Eighty Nine
90 | Ninety
91 | Ninety One
92 | Ninety Two
93 | Ninety Three
94 | Ninety Four
95 | Ninety Five
96 | Ninety Six
97 | Ninety Seven
98 | Ninety Eight
99 | Ninety Nine
100 | One Hundred