## Basic (hidden)
Package Name | 400kV GIS Extn Substation Package SS-156 for (i) Extn. of 400/230kV Tuticorin-II GIS SS associated with Augmentation of 1x500 MVA, 400/230 kV ICT (7th) at Tuticorin-II GIS Sub Station and (ii) 1 no. 230kV line bay at Tuticorin-II GIS for providing Connectivity to M/s IndianOil NTPC Green Energy Pvt. Ltd.
Package Code | SS-156
Specification No. | Spec No: CC/NT/W-GIS/DOM/A01/26/04616
Rev.0

## Cover
Price Schedules | 400kV GIS Extn Substation Package SS-156 for (i) Extn. of 400/230kV Tuticorin-II GIS SS associated with Augmentation of 1x500 MVA, 400/230 kV ICT (7th) at Tuticorin-II GIS Sub Station and (ii) 1 no. 230kV line bay at Tuticorin-II GIS for providing Connectivity to M/s IndianOil NTPC Green Energy Pvt. Ltd. |  | GIS extn Substation Extension Package - SS-156
Spec No: CC/NT/W-GIS/DOM/A01/26/04616
| 1 | Fill up only green shaded cells in Sch-1, Sch-2, Sch-3 and Bid Form 2nd Envelope.
| 2 | All the cells in Sch-5 & Sch-6 are auto filled, therefore no cell is required to be filled up there.
| 3 | Instructions / error messages, if any, will be displayed automatically after selecting the cell.
| 4 | After filling up all the schedues, save the file, take print out of all the schedules and Bid form and sign & stamp and submit them as hard copy of the 2nd envelope (Price part) of the bid. Also ensure to submit the soft copy of the the same file on CD/ DVD.
पावर ग्रिड कारपोरेशन ऑफ इण्डिया लिमिटेड
(भारत सरकार का उद्यम)
Power Grid Corporation of India Limited
(A Government of India Enterprises)
Click to skip Instructions & Proceed
Click for Detailed General Instructions
General guidelines for filling up the Price Schedules, Sch-1 to Sch-7

## Instructions (hidden)
General Instruction to the Bidders for filling up this workbook of Price Schedules for subject Package
I | While filling up the worksheets following may please be observed :
| (i) | Fill up only green shaded cells.
| (ii) | Certain data type entries have been restricted, such as Numeric values or limits of numeric values.
| (iii) | Select only the options provided in pull down menus.
| (iv) | Do not link any cell of this work book with any other work book.
| (v) | Do not use copy & paste or cut & paste options for filling up the data.
| (vi) | Do not reformat any of the cell of the work book.
II | This Workbook consists of following worksheets :
Cover :
Opening page of the workbook.
Names of Bidder :
| ● | Fill up names and address of the Sole Bidder and /or Joint Venture.
| ● | Fill up date in dd-mmm-yyyy format from drop down menu.
| ● | Click for Sch-1 given at the right top of the worksheet to go to Sch-1.
Sch-1 (Ex-works Prices) :
| ● | Fill up unit rates for all the items in numeric values greater than 0 (zero). If unit rate is left blank, the corresponding item shall be deemed to be included in the total price.
| ● | Total amount shall get calculated automatically.
| ● | Type Test charges shall appear automatically after filling up Sch-7 appropriately.
Sch-2 (Freight & Insurance Charges) :
| ● | Fill up unit rates for all the items in numeric values greater than 0 (zero). If unit rate is left blank, the corresponding item shall be deemed to be included in the total price.
| ● | Total amount shall get calculated automatically.
Sch-3 (Erection Charges) :
| ● | Fill up unit rates for all the items in numeric values greater than 0 (zero). If unit rate is left blank, the corresponding item shall be deemed to be included in the total price.
| ● | Total amount shall get calculated automatically.
Sch-4 (Training Charges) :
| ● | Not applicable, hence no cell is required to be filled up.
Sch-5 (Summary of Taxes and Duties applicable on the Goods) :
| ● | No cell is required to be filled in by the bidder in this worksheet.
Sch -6 :
| ● | Summary of all the Schedules without considering discount (mentioned in the work sheet discount) shall be displayed automatically.
| ● | No cell is required to be filled in by the bidder in this worksheet.
Sch-7 (Type Test Charges) :
| ● | Not applicable, hence no cell is required to be filled up.
| ● | Total of this Sch-7 shall automatically appear in Sch-1.
Bid from 2nd Envelope :
| ● | Fill up ref. no. as bidder's ref no. of this letter.
| ● | This letter shall consider the net price as per Sch-6 (After Discount).
| ● | Fill up names & Designation of the representatives of other JV partner(s) if the bidder is JV (Joint Venture) .
| ● | Fill up additional information as required.
* * *
Happy Bidding !
Click to Proceed

## Names of Bidder
400kV GIS Extn Substation Package SS-156 for (i) Extn. of 400/230kV Tuticorin-II GIS SS associated with Augmentation of 1x500 MVA, 400/230 kV ICT (7th) at Tuticorin-II GIS Sub Station and (ii) 1 no. 230kV line bay at Tuticorin-II GIS for providing Connectivity to M/s IndianOil NTPC Green Energy Pvt. Ltd.
Spec No: CC/NT/W-GIS/DOM/A01/26/04616 |  |  | Sole Bidder | 1
|  |  | JV (Joint Venture) | 2 or More
Enter following details of the bidder
Specify type of Bidder [Select from drop down menu] |  |  | 0
Name of Lead Partner
Address of Lead Partner
Name of other Partner - 1 | b
Address of other Partner - 1
Name of other Partner - 2 (more, if any) | c
Address of other Partner - 2 (more, if any)
Printed Name
Designation
email ID of Bid Signatory
Mobile No. of Bid Signatory
Tel No. of Bid Signatory
Fax No. of Bid Signatory
Date |  | 31
Place
Click for Sch-1

## Sch-1
Spec No: CC/NT/W-GIS/DOM/A01/26/04616 | [10 empty] | Schedule - 1_rev01
400kV GIS Extn Substation Package SS-156 for (i) Extn. of 400/230kV Tuticorin-II GIS SS associated with Augmentation of 1x500 MVA, 400/230 kV ICT (7th) at Tuticorin-II GIS Sub Station and (ii) 1 no. 230kV line bay at Tuticorin-II GIS for providing Connectivity to M/s IndianOil NTPC Green Energy Pvt. Ltd. | [14 empty] | As per Lum-sum |  | 0%
(SCHEDULE OF RATES AND PRICES ) | [14 empty] | AS per Percent |  | #REF!
[15 empty] | As per lum-sum on Sch-3 |  | 0%
Bidder’s Name and Address (Lead Partner) : | [7 empty] | To: | [6 empty] | As per Percent on Sch-3 |  | #REF!
[8 empty] | Contracts Services, 3rd Floor | [6 empty] | Total Discount |  | #REF!
Name : | [7 empty] | Power Grid Corporation of India Ltd.,
Address : | [7 empty] | "Saudamini", Plot No.-2
[8 empty] | Sector-29, | [6 empty] | Multipackage lum-sum |  | 0%
Gurgaon (Haryana) - 122001
Plant and Equipment (including Mandatory Spares Parts) to be supplied including Type Test Charges | [15 empty] | Amount after Discount (Rs.) |  | Dis Alert | Amount after MPD (Rs.)
All Prices are in Indian Rupees.
SI. No. | Activity Description | Material Code | HSN Code | Whether HSN in column ‘4 ’ is confirmed. If not indicate applicable the HSN code * | Rate of GST applicable ( in %) | Whether rate of GST in column ‘6’ is confirmed. If not indicate applicable rate of GST * | Item Description | Unit | Qty. | Unit Ex-works price (excluding GST) | Total Ex-works price (excluding GST) | GST as confirmed by Bidder |  |  |  | Unit Erection Charges | Total Erection Charges |  | Unit Erection Charges | Total Erection Charges
1 | 2 | 3 | 4 | 5 | 6 | 7 | 8 | 9 | 10 | 11 | 12 = 10*11 | 13 |  |  |  | 5 | 6 = 4 x 5 |  | 5 | 6 = 4 x 5
I | Extn of Tuticorin-II GIS for ICT7 & line
1 | GIS Portion-400kV GIS EQUIPMENTS | 1000032802 | 85359030 |  | 18 |  | 420KV, 4000A,63KA GIS BUSBAR MODULE EXTENSION | SET | 2 |  | INCLUDED | 0 | 0 | 0
2 | GIS Portion-400kV GIS EQUIPMENTS | 1000004637 | 85359030 |  | 18 |  | 420kV, 3150 A, 63 kA, SF6 GIS ICT feederbay module as per Section-Project,Technical specification | SET | 1 |  | INCLUDED | 0 | 0 | 0
3 | GIS Portion-400kV GIS EQUIPMENTS | 1000032699 | 85389000 |  | 18 |  | 3150A, 63KA, 1SEC SINGLE PHASE 420KV SF6 TO AIR BUSHING | EA | 3 |  | INCLUDED | 0 | 0 | 0
4 | GIS Portion-400kV GIS EQUIPMENTS | 1000004287 | 85389000 |  | 18 |  | 420kV, 3000A, 63kA, Single phase, SF6Gas Insulated Bus Duct (GIB) outsideGIS Hall alongwith associated supportstructure | M | 280 |  | INCLUDED | 0 | 0 | 0
5 | GIS Portion-400kV GIS EQUIPMENTS | 1000004638 | 85359030 |  | 18 |  | 420 kV, 3150 A, 63 kA, SF6 GIS Linefeeder bay module(without PIR) as perSection-Project, Technicalspecification | SET | 1 |  | INCLUDED | 0 | 0 | 0
6 | GIS Portion-400kV GIS EQUIPMENTS | 1000004505 | 85359030 |  | 18 |  | 420kV, 3150 A, 63 kA, SF6 GIS Tie baymodule(without PIR) as perSection-Project, Technicalspecification | SET | 1 |  | INCLUDED | 0 | 0 | 0
7 | GIS Portion-400kV GIS EQUIPMENTS | 1000077608 | 85359030 |  | 18 |  | 420KV,4000A, 63KA, 3-PHASE GIS EXTENSION PIECE (INTERFACE) MODULESUITABLE FOR EXTENDING EXISTING HYOSUNG MAKE GIS BUS BAR/DUCT AS PERTECHNICAL SPECIFICATION | SET | 2 |  | INCLUDED | 0 | 0 | 0
8 | GIS Portion-400kV GIS EQUIPMENTS | 1000009711 | 85389000 |  | 18 |  | Controlled switching device for 420 kV, 3 phase circuit breaker | SET | 2 |  | INCLUDED | 0 | 0 | 0
9 | GIS portion-220GIS EQUIPMENTS | 1000045815 | 85389000 |  | 18 |  | 245KV, 1600 A, DM TYPE SF6 MTS/HYBRID GIS ICT/LINEFEEDER BAYSWITCHGEAR ASSEMBLY AS PER SECTION-PROJECT, TECHNICAL SPECIFICATION | EA | 2 |  | INCLUDED | 0 | 0 | 0
10 | GIS portion-220GIS EQUIPMENTS | 1000077905 | 85359030 |  | 18 |  | 245KV,3000A, 50KA, SINGLE PHASE, SF6 GAS INSULATED BUS DUCT (GIB)OUTSIDE GIS HALL ALONGWITH ASSOCIATED SUPPORT STRUCTURE ETC. AS PERTECHNICAL SPECIFICATION | M | 900 |  | INCLUDED | 0 | 0 | 0
11 | GIS portion-220GIS EQUIPMENTS | 1000032773 | 85389000 |  | 18 |  | 245KV, 3000A, 50KA SINGLE PHASE SF6 TO AIR BUSHING | SET | 12 |  | INCLUDED | 0 | 0 | 0
12 | 400kV AIS Equipments | 1000020419 | 85354010 |  | 18 |  | 336kV Surge Arrester (1-phase) | EA | 3 |  | INCLUDED | 0 | 0 | 0
13 | 400kV AIS Equipments | 1000004401 | 85462040 |  | 18 |  | 420 kV, 1 phase Bus Post Insulator (except for Line Traps) | EA | 3 |  | INCLUDED | 0 | 0 | 0
14 | 220KV AIS EQUIPMENT | 1000001695 | 85462040 |  | 18 |  | 245 kV, 1 phase Bus Post Insulator (except for Line Traps) | EA | 35 |  | INCLUDED | 0 | 0 | 0
15 | 220KV AIS EQUIPMENT | 1000020417 | 85354010 |  | 18 |  | 216kV Surge Arrester (1-phase) | EA | 6 |  | INCLUDED | 0 | 0 | 0
16 | 220KV AIS EQUIPMENT | 1000049442 | 85176210 |  | 18 |  | 220KV LINE TRAPS 1600A, 0.5MH, 50KA | EA | 2 |  | INCLUDED | 0 | 0 | 0
17 | 220KV AIS EQUIPMENT | 1000001694 | 85462040 |  | 18 |  | 245 kV ,1 phase Bus Post Insulators for Line Traps | EA | 6 |  | INCLUDED | 0 | 0 | 0
18 | 220KV AIS EQUIPMENT | 1000001772 | 85359090 |  | 18 |  | 245 kV, 4400pf Capacitive Voltage Transformer (1- Phase) | EA | 3 |  | INCLUDED | 0 | 0 | 0
19 | ERECTION HARDWARE | 1000011334 | 72169990 |  | 18 |  | Erection Hardware for 400kV I type layout for GIS terminationarrangement-Transformer bay as per technical specification | SET | 1 |  | INCLUDED | 0 | 0 | 0
20 | ERECTION HARDWARE | 1000011252 | 72169990 |  | 18 |  | Erection Hardware for 220kV DM-type layout for GIS terminationarrangement-Transformer bay as per technical specification | SET | 1 |  | INCLUDED | 0 | 0 | 0
21 | ERECTION HARDWARE | 1000011246 | 72169990 |  | 18 |  | Erection Hardware for 220kV DM-type layout for GIS terminationarrangement-Line bay as per technical specification | SET | 1 |  | INCLUDED | 0 | 0 | 0
22 | ERECTION HARDWARE | 1000033097 | 72169990 |  | 18 |  | ERECTION HARDWARE FOR 220KV LAYOUT (DOUBLE MAIN SCHEME)-BUS WORK (TWOBAY) AS PER TECHNICAL SPECIFICATION | SET | 1 |  | INCLUDED | 0 | 0 | 0
23 | RELAY PANELS | 1000004274 | 85371000 |  | 18 |  | 400kV Transformer Protection Panel (For both HV & MV side)-(withAutomation) | EA | 1 |  | INCLUDED | 0 | 0 | 0
24 | RELAY PANELS | 1000025391 | 82032000 |  | 18 |  | Relay Test kit | EA | 1 |  | INCLUDED | 0 | 0 | 0
25 | RELAY PANELS | 1000055443 | 85371000 |  | 18 |  | 220KV CIRCUIT BREAKER RELAY PANEL (WITH AUTOMATION) | EA | 2 |  | INCLUDED | 0 | 0 | 0
26 | RELAY PANELS | 1000055446 | 85371000 |  | 18 |  | 400KV CIRCUIT BREAKER RELAY PANEL (WITH AUTOMATION) | EA | 3 |  | INCLUDED | 0 | 0 | 0
27 | RELAY PANELS | 1000001330 | 85371000 |  | 18 |  | 220kV Line Protection Panel (with Automation) | EA | 1 |  | INCLUDED | 0 | 0 | 0
28 | RELAY PANELS | 1000001167 | 85371000 |  | 18 |  | Augmentation of existing 220kV bus bar protection scheme.(No. of baysas per specification)-(with Automation) | SET | 1 |  | INCLUDED | 0 | 0 | 0
29 | SAS | 1000001333 | 85371000 |  | 18 |  | Augmentation of Substation automation System for 220kV bay as perTechnical Specification | EA | 2 |  | INCLUDED | 0 | 0 | 0
30 | SAS | 1000003409 | 85371000 |  | 18 |  | Augmentation of Substation automation System for 400kV Main bay as perTechnical Specification | EA | 2 |  | INCLUDED | 0 | 0 | 0
31 | SAS | 1000003411 | 85371000 |  | 18 |  | Augmentation of Substation automation System for 400kV Tie bay as perTechnical Specification | EA | 1 |  | INCLUDED | 0 | 0 | 0
32 | FIRE PROTECTION SYSTEM | 1000012069 | 84248990 |  | 18 |  | HVW spray system, Hydrant system and complete U/G & O/G piping andaccessories etc. out side the pump house for 500MVA , 400KV/220/33kV, 3-phase Autotransformer | SET | 1 |  | INCLUDED | 0 | 0 | 0
33 | FIRE PROTECTION SYSTEM | 1000012022 | 84241000 |  | 18 |  | 4.5 kg CO2 type Portable Fire extinguisher | EA | 5 |  | INCLUDED | 0 | 0 | 0
34 | FIRE PROTECTION SYSTEM | 1000028771 | 84241000 |  | 18 |  | PORTABLE FIRE EXTINGUISHER-DCP TYPE 4.5/5 KG | EA | 5 |  | INCLUDED | 0 | 0 | 0
35 | FIRE PROTECTION SYSTEM | 1000049460 | 84818090 |  | 18 |  | FIRE PROTECTION SYSTEM FOR LOCAL RELAY ROOM FOR 400KV GIS | SET | 1 |  | INCLUDED | 0 | 0 | 0
36 | FIRE PROTECTION SYSTEM | 1000012018 | 85311020 |  | 18 |  | Fire Detection and Alarm System for Switchyard Panel Room of 6 mlength | SET | 1 |  | INCLUDED | 0 | 0 | 0
37 | FIRE PROTECTION SYSTEM | 1000032698 | 85311020 |  | 18 |  | FIRE PROTECTION SYSTEM-400KVGIS HALL EXENSION | SET | 1 |  | INCLUDED | 0 | 0 | 0
38 | ILLUMINATION SYSTEM | 1000014547 | 85371000 |  | 18 |  | Lighting Panel type ACP-2 as per technical specification | EA | 2 |  | INCLUDED | 0 | 0 | 0
39 | ILLUMINATION SYSTEM | 1000020262 | 85371000 |  | 18 |  | Sub Lighting panel (outdoor) type SLP (Switchyard and Street Lighting) | EA | 2 |  | INCLUDED | 0 | 0 | 0
40 | ILLUMINATION SYSTEM | 1000038039 | 94051090 |  | 18 |  | LIGHTING FIXTURE LED LUMINAIRES TYPE FL-1 AS PER TECH. SPECIFICATIONS | EA | 13 |  | INCLUDED | 0 | 0 | 0
41 | ILLUMINATION SYSTEM | 1000038325 | 94059900 |  | 18 |  | LIGHTING FIXTURE LED LUMINAIRES TYPE FL2 AS PER TECH. SPECIFICATIONS | EA | 13 |  | INCLUDED | 0 | 0 | 0
42 | ILLUMINATION SYSTEM | 1000001894 | 94059900 |  | 18 |  | Outdoor Power Receptacle for oilfiltration unit (250A) | EA | 1 |  | INCLUDED | 0 | 0 | 0
43 | ILLUMINATION SYSTEM | 1000013801 | 94059900 |  | 18 |  | Illumination system for 400KV GIS Hall | SET | 1 |  | INCLUDED | 0 | 0 | 0
44 | ILLUMINATION SYSTEM | 1000013795 | 94059900 |  | 18 |  | Illumination System for switchyard panel room of 6 m length | LS | 1 |  | INCLUDED | 0 | 0 | 0
45 | CABLES(KM) | 1000000442 | 85446020 |  | 18 |  | 1.1kV grade Control Cables (PVCinsulated) along withlugs,glands,straight joints &accessories,etc. | LS | 1 |  | INCLUDED | 0 | 0 | 0
46 | CABLES(KM) | 1000000444 | 85446090 |  | 18 |  | 1.1kV grade Power Cables (XLPEinsulated) along withlugs,glands,straight joints &accessories,etc. | LS | 1 |  | INCLUDED | 0 | 0 | 0
47 | CABLES(KM) | 1000000443 | 85446020 |  | 18 |  | 1.1kV grade Power Cables (PVCinsulated)along withlugs,glands,straight joints &accessories,etc. | LS | 1 |  | INCLUDED | 0 | 0 | 0
48 | STRUCTURES | 1000015954 | 73082011 |  | 18 |  | Fabrication, galvanising and supply of Lattice Structures (MS Steel),to be designed during detailed engineering, for towers, beams andequipment support structure including pack plates / packwashers andgusset plates excluding fasteners and foundation bolts | MT | 37 |  | INCLUDED | 0 | 0 | 0
49 | STRUCTURES | 1000015952 | 73082011 |  | 18 |  | Fabrication, galvanising and supply of Equipment Support (Pipe)Structures to be designed during detailed engineering | MT | 12 |  | INCLUDED | 0 | 0 | 0
50 | STRUCTURES | 1000011713 | 73082011 |  | 18 |  | Fabrication, galvanising and supply of fasteners ( nuts, bolts andwashers ) including step bolts for lattice and pipe structures to bedesigned during detailed engineering | MT | 2 |  | INCLUDED | 0 | 0 | 0
51 | STRUCTURES | 1000012373 | 73082011 |  | 18 |  | Fabrication, galvanising and supply of foundation bolts including nuts,checknut and washers for lattice and pipe structures to be designedduring detailed engineering | MT | 5 |  | INCLUDED | 0 | 0 | 0
52 | VMS | 1000030433 | 85287390 |  | 18 |  | COLOR IP CAMERA, WITH PAN, TILT AND ZOOM FACILITIES, ALONGWITH ALLREQUIRED ITEMS, ACCESSORIES, LINE INTERFACE UNITS, FIBER PATCH CORDS,POWER SUPPLY UNITS, JUNCTION BOXES, CABLES, FIBER OPTIC CABLES, ETC.,AND INCLUDING INTEGRATION IN EXISTING HARDWARE AND SOFTWARE FORAUGMENTATION OF VISUAL MONITORING SYSTEM AS PER TECHNICALSPECIFICATION. | SET | 1 |  | INCLUDED | 0 | 0 | 0
53 | MANDATORY SPARES-400kV GIS | 1000058332 | 85359030 |  | 18 |  | 400KV GIS-SF6 GAS PRESSURE RELIEF DEVICE ASSEMBLY OF EACH TYPE | EA | 1 |  | INCLUDED | 0 | 0 | 0
54 | MANDATORY SPARES-400kV GIS | 1000049817 | 85359030 |  | 18 |  | SF6 PRESSURE GAUGE CUM SWITCH /DENSITY MONITORS AND PRESSURESWITCH AS APPLICABLE, OF EACH TYPE-400KV GIS | SET | 2 |  | INCLUDED | 0 | 0 | 0
55 | MANDATORY SPARES-400kV GIS | 1000049753 | 85359030 |  | 18 |  | COUPLING DEVICE FOR PRESSURE GAUGE CUM SWITCH FOR CONNECTINGGAS HANDLING PLANT OF EACH TYPE-400KV GIS | SET | 1 |  | INCLUDED | 0 | 0 | 0
56 | MANDATORY SPARES-400kV GIS | 1000049762 | 85359030 |  | 18 |  | RUBBER GASKETS, Ã‚â‚¬Å’OÃ‚â‚¬Â RINGS AND SEALS FOR SF6 GAS FOR GISENCLOSURE OF EACH TYPE-400KV GIS | SET | 2 |  | INCLUDED | 0 | 0 | 0
57 | MANDATORY SPARES-400kV GIS | 1000058330 | 85359030 |  | 18 |  | 400KV GIS-MOLECULAR FILTER FOR SF6 GAS WITH FILTER BAGS (5 % OF TOTALWEIGHT) | SET | 1 |  | INCLUDED | 0 | 0 | 0
58 | MANDATORY SPARES-400kV GIS | 1000049750 | 85359030 |  | 18 |  | CONTROL VALVES FOR SF6 GAS OF EACH TYPE-400KV GIS | SET | 2 |  | INCLUDED | 0 | 0 | 0
59 | MANDATORY SPARES-400kV GIS | 1000058331 | 85359030 |  | 18 |  | 400KV GIS-SF6 GAS (5 % OF TOTAL GAS QUANTITY) | LOT | 1 |  | INCLUDED | 0 | 0 | 0
60 | MANDATORY SPARES-400kV GIS | 1000049783 | 85359030 |  | 18 |  | LOCKING DEVICE TO KEEP THE DIS-CONNECTORS (ISOLATORS)AND EARTHING/FAST EARTHING SWITCHES IN CLOSE OR OPEN POSITION IN CASEOF REMOVAL OF THE DRIVING MECHANISM-400KV GIS | SET | 2 |  | INCLUDED | 0 | 0 | 0
61 | MANDATORY SPARES-400kV GIS | 1000049505 | 85359030 |  | 18 |  | UHF PD SENSORS OF EACH TYPE ALONG WITH BNC CONNECTOR FOR 420KV GIS | EA | 3 |  | INCLUDED | 0 | 0 | 0
62 | MANDATORY SPARES-400kV GIS | 1000058334 | 85359030 |  | 18 |  | 400KV GIS-SUPPORT INSULATORS (GAS THROUGH) OF EACH TYPE (COMPLETE WITHMETAL RING ETC.) ALONG WITH ASSOCIATED CONTACTS AND SHIELDS | EA | 3 |  | INCLUDED | 0 | 0 | 0
63 | MANDATORY SPARES-400kV GIS | 1000058329 | 85359030 |  | 18 |  | 400KV GIS-GAS BARRIERS OF EACH TYPE (COMPLETE WITH METAL RING ETC.)ALONG WITH ASSOCIATED CONTACTS AND SHIELDS | EA | 3 |  | INCLUDED | 0 | 0 | 0
64 | MANDATORY SPARES-400kV GIS | 1000058333 | 85359030 |  | 18 |  | 400KV GIS- 3150A SF6 TO AIR BUSHING COMPLETE IN ALL RESPECT | EA | 1 |  | INCLUDED | 0 | 0 | 0
65 | MANDATORY SPARES-400kV GIS | 1000049498 | 85359030 |  | 18 |  | LCC SPARES - AUX. RELAYS, CONTACTORS,PUSH BUTTONS, SWITCHES,LAMPS,ANNUNCIATION WINDOWS, MCB, FUSES,TIMERS, TERMINAL BLOCKS ETC. OF EACHTYPE & RATING-400kV GIS | SET | 1 |  | INCLUDED | 0 | 0 | 0
66 | MANDATORY SPARES-400kV GIS | 1000058317 | 85359030 |  | 18 |  | 400KV GIS-ONE POLE OF 3150A CIRCUIT BREAKER WITHOUT PIR WITHINTERRUPTER, MAIN CIRCUIT, ENCLOSURE AND OPERATING MECHANISM COMPLETEIN ALL RESPECT | SET | 1 |  | INCLUDED | 0 | 0 | 0
67 | MANDATORY SPARES-400kV GIS | 1000021873 | 85389000 |  | 18 |  | Trip coil assembly with resistor for420kV GIS Circuit Breaker (asapplicable) | SET | 3 |  | INCLUDED | 0 | 0 | 0
68 | MANDATORY SPARES-400kV GIS | 1000009208 | 85389000 |  | 18 |  | Closing coil assembly with resistor for420kV GIS Circuit Breaker (asapplicable) | SET | 3 |  | INCLUDED | 0 | 0 | 0
69 | MANDATORY SPARES-400kV GIS | 1000058324 | 85359030 |  | 18 |  | RELAYS, POWER CONTACTORS, PUSH BUTTONS, TIMERS & MCBS ETC. (ASAPPLICABLE) OF EACH TYPE FOR 400KV GIS CIRCUIT BREAKER | SET | 1 |  | INCLUDED | 0 | 0 | 0
70 | MANDATORY SPARES-400kV GIS | 1000007067 | 85389000 |  | 18 |  | Auxiliary switch assembly of each type for 420kV GIS Circuit Breaker | SET | 1 |  | INCLUDED | 0 | 0 | 0
71 | MANDATORY SPARES-400kV GIS | 1000058323 | 85359030 |  | 18 |  | 400KV GIS CIRCUIT BREAKER-OPERATION COUNTER | EA | 1 |  | INCLUDED | 0 | 0 | 0
72 | MANDATORY SPARES-400kV GIS | 1000058320 | 85359030 |  | 18 |  | 400KV GIS CIRCUIT BREAKER-HYDRAULIC OPERATING MECHANISM WITH DRIVEMOTOR (FOR HYDRAULIC OPERATED MECHANISM, IF APPLICABLE) | SET | 1 |  | INCLUDED | 0 | 0 | 0
73 | MANDATORY SPARES-400kV GIS | 1000049759 | 85359030 |  | 18 |  | HYDRAULIC FILTER OF EACH TYPE (FOR HYDRAULIC OPERATED MECHANISM, IFPPLICABLE)-400KV GIS CIRCUIT BREKAER | SET | 1 |  | INCLUDED | 0 | 0 | 0
74 | MANDATORY SPARES-400kV GIS | 1000058319 | 85359030 |  | 18 |  | 400KV GIS CIRCUIT BREAKER- HOSE PIPE OF EACH TYPE (AS APPLICABLE) (FORHYDRAULIC OPERATED MECHANISM, IF APPLICABLE) | SET | 1 |  | INCLUDED | 0 | 0 | 0
75 | MANDATORY SPARES-400kV GIS | 1000058322 | 85359030 |  | 18 |  | 400KV GIS CIRCUIT BREAKER - N2 ACCUMULATOR (FOR HYDRAULIC OPERATEDMECHANISM, IF APPLICABLE) | SET | 1 |  | INCLUDED | 0 | 0 | 0
76 | MANDATORY SPARES-400kV GIS | 1000049835 | 85359030 |  | 18 |  | VALVES OF EACH TYPE (FOR HYDRAULIC OPERATED MECHANISM, IFAPPLICABLE)-400KV GIS CIRCUIT BREKAER | SET | 1 |  | INCLUDED | 0 | 0 | 0
77 | MANDATORY SPARES-400kV GIS | 1000049795 | 85359030 |  | 18 |  | PIPE LENGTH (COPPER & STEEL) OF EACH SIZE & TYPE (FOR HYDRAULICOPERATED MECHANISM, IF APPLICABLE)-400KV GIS CIRCUIT BREKAER | SET | 1 |  | INCLUDED | 0 | 0 | 0
78 | MANDATORY SPARES-400kV GIS | 1000049808 | 85359030 |  | 18 |  | PRESSURE SWITCHES OF EACH TYPE (FOR HYDRAULIC OPERATED MECHANISM, IFAPPLICABLE)-400KV GIS CIRCUIT BREKAER | SET | 1 |  | INCLUDED | 0 | 0 | 0
79 | MANDATORY SPARES-400kV GIS | 1000049805 | 85359030 |  | 18 |  | PRESSURE GAUGE WITH COUPLING DEVICE OF EACH TYPE (FOR HYDRAULICOPERATED MECHANISM, IF APPLICABLE)-400KV GIS CIRCUIT BREKAER | SET | 1 |  | INCLUDED | 0 | 0 | 0
80 | MANDATORY SPARES-400kV GIS | 1000058321 | 85359030 |  | 18 |  | 400KV GIS CIRCUIT BREAKER-HYDRAULIC OIL (5% OF TOTAL OIL QUANTITY)(FOR HYDRAULIC OPERATED MECHANISM, IF APPLICABLE) | SET | 1 |  | INCLUDED | 0 | 0 | 0
81 | MANDATORY SPARES-400kV GIS | 1000049799 | 85359030 |  | 18 |  | PRESSURE RELIEF DEVICE OF EACH TYPE (FOR HYDRAULIC OPERATED MECHANISM,IF APPLICABLE)-400KV GIS CIRCUIT BREKAER | SET | 1 |  | INCLUDED | 0 | 0 | 0
82 | MANDATORY SPARES-400kV GIS | 1000058325 | 85359030 |  | 18 |  | 400KV GIS CIRCUIT BREAKER-COMPLETE SPRING OPERATING MECHANISMINCLUDING CHARGING MECHANISM ETC. (FOR SPRING OPERATED MECHANISM, IFAPPLICABLE) | SET | 1 |  | INCLUDED | 0 | 0 | 0
83 | MANDATORY SPARES-400kV GIS | 1000058318 | 85359030 |  | 18 |  | 400KV GIS CIRCUIT BREAKER- COMPLETE HYDRAULIC-SPRING OPERATINGMECHANISM INCLUDING CHARGING MECHANISM ETC. (FOR HYDRAULIC-SPRINGOPERATED MECHANISM, IF APPLICABLE) | SET | 1 |  | INCLUDED | 0 | 0 | 0
84 | MANDATORY SPARES-400kV GIS | 1000049495 | 85359030 |  | 18 |  | PRESSURE SWITCHES OF EACH TYPE FOR420KV GIS CIRCUIT BREAKER (ForHydraulic-Spring Operated Mechanism, ifapplicable) | SET | 1 |  | INCLUDED | 0 | 0 | 0
85 | MANDATORY SPARES-400kV GIS | 1000049802 | 85359030 |  | 18 |  | PRESSURE GAUGE WITH COUPLING DEVICE OF EACH TYPE (FOR HYDRAULIC-SPRINGOPERATED MECHANISM, IF APPLICABLE)-400KV GIS CIRCUIT BREKAER | SET | 1 |  | INCLUDED | 0 | 0 | 0
86 | MANDATORY SPARES-400kV GIS | 1000058374 | 85359030 |  | 18 |  | 400kV GIS- Single phase of 3150Adisconnector switch including maincircuit, enclosure, driving mechanismand support insulator etc., complete inall respect (Note 1- The contractorshall supply spare for disconnectorswitch to ensure one to one replacementof all disconnector switch supplied asmain equipment without any requirementof modification in fittings at site tocover all different types ofdisconnector switch supplied. In case,quantity of supplied dis-connectorswitch types (for one to onereplacement) are more than the quantitymentioned in BPS for spare, thecontractor shall supply theseadditional types of disconnector switchwithout any additional priceimplication to POWERGRID and quantitiesof these additional type ofdisconnector switch are deem to beincluded in the quantities mentioned inBPS for spare disconnector. Note 2 - Incase, Dis-connector Switch (DS) & EarthSwitch (ES) is provided in a sameenclosure with common operatingmechanism, then the module comprisingof Dis-connector & Earth switch insingle enclosure with common operatingmechanism is to be provided under thehead of spare Dis-connector only. Note3- In case, Dis-connector Switch (DS)&Earth Switch (ES) is provided in asame enclosure with separate operatingmechanism, then the module comprisingof Dis-connector & Earth switch insingle enclosure with separateoperating mechanism is to be providedunder the head of spare Dis-connectoronly.) | EA | 2 |  | INCLUDED | 0 | 0 | 0
87 | MANDATORY SPARES-400kV GIS | 1000058314 | 85359030 |  | 18 |  | 400KV GIS- SINGLE PHASE MAINTENANCE EARTHING SWITCH INCLUDING MAINCIRCUIT, ENCLOSURE, DRIVING MECHANISM AND SUPPORT INSULATOR ETC.,COMPLETE IN ALL RESPECT (NOTE 1 - IN CASE, DIS-CONNECTOR SWITCH (DS) &EARTH SWITCH (ES) IS PROVIDED IN A SAME ENCLOSURE WITH COMMONOPERATING MECHANISM, THEN THE MODULE COMPRISING OF DIS-CONNECTOR &EARTH SWITCH IN SINGLE ENCLOSURE WITH COMMON OPERATING MECHANISM IS TOBE PROVIDED UNDER THE HEAD OF SPARE DIS-CONNECTOR ONLY. NOTE 2 - INCASE, DIS-CONNECTOR SWITCH (DS) & EARTH SWITCH (ES) IS PROVIDED IN ASAME ENCLOSURE WITH SEPARATE OPERATING MECHANISM, THEN THE MODULECOMPRISING OF DIS-CONNECTOR & EARTH SWITCH IN SINGLE ENCLOSURE WITHSEPARATE OPERATING MECHANISM IS TO BE PROVIDED UNDER THE HEAD OF SPAREDIS-CONNECTOR ONLY.) | EA | 1 |  | INCLUDED | 0 | 0 | 0
88 | MANDATORY SPARES-400kV GIS | 1000058310 | 85359030 |  | 18 |  | 400KV GIS - SINGLE PHASE FAST EARTHING SWITCH INCLUDING MAIN CIRCUIT,ENCLOSURE, DRIVING MECHANISM AND SUPPORT INSULATOR ETC., COMPLETE INALL RESPECT (NOTE 1 - IN CASE, DIS-CONNECTOR SWITCH (DS) & EARTHSWITCH (ES) IS PROVIDED IN A SAME ENCLOSURE WITH COMMON OPERATINGMECHANISM, THEN THE MODULE COMPRISING OF DIS-CONNECTOR & EARTH SWITCHIN SINGLE ENCLOSURE WITH COMMON OPERATING MECHANISM IS TO BE PROVIDEDUNDER THE HEAD OF SPARE DIS-CONNECTOR ONLY. NOTE 2 - IN CASE,DIS-CONNECTOR SWITCH (DS) & EARTH SWITCH (ES) IS PROVIDED IN A SAMEENCLOSURE WITH SEPARATE OPERATING MECHANISM, THEN THE MODULECOMPRISING OF DIS-CONNECTOR & EARTH SWITCH IN SINGLE ENCLOSURE WITHSEPARATE OPERATING MECHANISM IS TO BE PROVIDED UNDER THE HEAD OF SPAREDIS-CONNECTOR ONLY.) | EA | 1 |  | INCLUDED | 0 | 0 | 0
89 | MANDATORY SPARES-400kV GIS | 1000058305 | 85359030 |  | 18 |  | OPEN/CLOSE CONTACTOR ASSEMBLY, TIMERS, KEY INTERLOCK, INTERLOCKINGCOILS, RELAYS, PUSH BUTTONS, INDICATING LAMPS, POWER CONTACTORS,RESISTORS, FUSES, MCBS & DRIVE CONTROL CARDS ETC. (AS APPLICABLE) ONEOF EACH TYPE FOR ONE COMPLETE MOM BOX FOR 400KV GIS DISCONNECTORSWITCH | SET | 1 |  | INCLUDED | 0 | 0 | 0
90 | MANDATORY SPARES-400kV GIS | 1000058312 | 85359030 |  | 18 |  | OPEN/CLOSE CONTACTOR ASSEMBLY, TIMERS, KEY INTERLOCK, INTERLOCKINGCOILS, RELAYS, PUSH BUTTONS, INDICATING LAMPS, POWER CONTACTORS,RESISTORS, FUSES, MCBS & DRIVE CONTROL CARDS ETC. (AS APPLICABLE) ONEOF EACH TYPE FOR ONE COMPLETE MOM BOX FOR 400KV GIS MAINTENANCE EARTHSWITCH | SET | 1 |  | INCLUDED | 0 | 0 | 0
91 | MANDATORY SPARES-400kV GIS | 1000058308 | 85359030 |  | 18 |  | OPEN/CLOSE CONTACTOR ASSEMBLY, TIMERS, KEY INTERLOCK, INTERLOCKINGCOILS, RELAYS, PUSH BUTTONS, INDICATING LAMPS, POWER CONTACTORS,RESISTORS, FUSES, MCBS & DRIVE CONTROL CARDS ETC. (AS APPLICABLE) ONEOF EACH TYPE FOR ONE COMPLETE MOM BOX FOR 400KV GIS FAST EARTHINGSWITCH | SET | 1 |  | INCLUDED | 0 | 0 | 0
92 | MANDATORY SPARES-400kV GIS | 1000049776 | 85359030 |  | 18 |  | LIMIT SWITCHES AND AUX. SWITCHES FOR ONE COMPLETE MOM BOX FORDISCONNECTOR-400KV GIS | SET | 1 |  | INCLUDED | 0 | 0 | 0
93 | MANDATORY SPARES-400kV GIS | 1000049778 | 85359030 |  | 18 |  | LIMIT SWITCHES AND AUX. SWITCHES FOR ONE COMPLETE MOM BOX FORMAINTENANCE EARTHING SWITCH-400KV GIS | SET | 1 |  | INCLUDED | 0 | 0 | 0
94 | MANDATORY SPARES-400kV GIS | 1000049777 | 85359030 |  | 18 |  | LIMIT SWITCHES AND AUX. SWITCHES FOR ONE COMPLETE MOM BOX FOR FASTEARTHING SWITCH (IF APPLICABLE)-400KV GIS | SET | 1 |  | INCLUDED | 0 | 0 | 0
95 | MANDATORY SPARES-400kV GIS | 1000058306 | 85359030 |  | 18 |  | DRIVE MECHANISM FOR 400KV GIS DISCONNECTOR SWITCH | SET | 1 |  | INCLUDED | 0 | 0 | 0
96 | MANDATORY SPARES-400kV GIS | 1000058313 | 85359030 |  | 18 |  | DRIVE MECHANISM FOR 400KV GIS MAINTENANCE EARTH SWITCH | SET | 1 |  | INCLUDED | 0 | 0 | 0
97 | MANDATORY SPARES-400kV GIS | 1000058309 | 85359030 |  | 18 |  | DRIVE MECHANISM FOR 400KV GIS FAST EARTHING SWITCH | SET | 1 |  | INCLUDED | 0 | 0 | 0
98 | MANDATORY SPARES-400kV GIS | 1000058307 | 85359030 |  | 18 |  | MOTOR FOR DRIVE MECHANISM FOR 400KV GIS DISCONNECTOR SWITCH | EA | 1 |  | INCLUDED | 0 | 0 | 0
99 | MANDATORY SPARES-400kV GIS | 1000058315 | 85359030 |  | 18 |  | MOTOR FOR DRIVE MECHANISM FOR 400KVGIS MAINTENANCE EARTH SWITCH | EA | 1 |  | INCLUDED | 0 | 0 | 0
100 | MANDATORY SPARES-400kV GIS | 1000058311 | 85359030 |  | 18 |  | MOTOR FOR DRIVE MECHANISM FOR 400KV GIS FAST EARTHING SWITCH | EA | 1 |  | INCLUDED | 0 | 0 | 0
101 | MANDATORY SPARES-400kV GIS | 1000058327 | 85359030 |  | 18 |  | 400KV GIS- SINGLE PHASE OF CURRENT TRANSFORMER (3 CORES, TYPE-CTA)WITH ASSOCIATED ENCLOSURE AND PRIMARY CONDUCTOR COMPLETE IN ALLRESPECT | EA | 1 |  | INCLUDED | 0 | 0 | 0
102 | MANDATORY SPARES-400kV GIS | 1000058326 | 85359030 |  | 18 |  | 400KV GIS- SINGLE PHASE OF CURRENT TRANSFORMER (2 CORES, TYPE-CTB)WITH ASSOCIATED ENCLOSURE AND PRIMARY CONDUCTOR COMPLETE IN ALLRESPECT | EA | 1 |  | INCLUDED | 0 | 0 | 0
103 | Mandatory Spares (LOT) | 1000019927 | 85389000 |  | 18 |  | Spares-Substation Automation System | LS | 1 |  | INCLUDED | 0 | 0 | 0
104 | Mandatory Spares (LOT) | 1000019925 | 84819090 |  | 18 |  | Spares for Fire Protection System | LS | 1 |  | INCLUDED | 0 | 0 | 0
105 | Mandatory Spares (LOT) | 1000024186 | 85354010 |  | 18 |  | SPARES FOR 336KV SURGE ARRESTER | LS | 1 |  | INCLUDED | 0 | 0 | 0
106 | Mandatory Spares (LOT) | 1000025930 | 85354010 |  | 18 |  | Spare-216kV Surge Arrester | SET | 1 |  | INCLUDED | 0 | 0 | 0
107 | Mandatory Spares (LOT) | 1000019912 | 85371000 |  | 18 |  | Relay & protection Panels (with automation) | LS | 1 |  | INCLUDED | 0 | 0 | 0
108 | Mandatory Spares (LOT) | 1000025934 | 85359090 |  | 18 |  | Spare-245kV CVT | SET | 1 |  | INCLUDED | 0 | 0 | 0
109 | Main Earthmat | 1000032055 | 72159090 |  | 18 |  | 40 MM MS ROD FOR MAIN EARTHMAT | KM | 2 |  | INCLUDED | 0 | 0 | 0
110 | Spares-220 kV Hybrid GIS | 1000058300 | 85359030 |  | 18 |  | 220KV GIS-SF6 GAS PRESSURE RELIEF DEVICE ASSEMBLY OF EACH TYPE | EA | 1 |  | INCLUDED | 0 | 0 | 0
111 | Spares-220 kV Hybrid GIS | 1000049816 | 85359030 |  | 18 |  | SF6 PRESSURE GAUGE CUM SWITCH /DENSITY MONITORS AND PRESSURESWITCH AS APPLICABLE, OF EACH TYPE-220KV GIS | SET | 2 |  | INCLUDED | 0 | 0 | 0
112 | Spares-220 kV Hybrid GIS | 1000049752 | 85359030 |  | 18 |  | COUPLING DEVICE FOR PRESSURE GAUGE CUM SWITCH FOR CONNECTINGGAS HANDLING PLANT OF EACH TYPE-220KV GIS | SET | 1 |  | INCLUDED | 0 | 0 | 0
113 | Spares-220 kV Hybrid GIS | 1000049761 | 85359030 |  | 18 |  | RUBBER GASKETS, Ã‚â‚¬Å’OÃ‚â‚¬Â RINGS AND SEALS FOR SF6 GAS FOR GISENCLOSURE OF EACH TYPE-220KV GIS | SET | 2 |  | INCLUDED | 0 | 0 | 0
114 | Spares-220 kV Hybrid GIS | 1000058298 | 85359030 |  | 18 |  | 220KV GIS-MOLECULAR FILTER FOR SF6 GAS WITH FILTER BAGS (5 % OF TOTALWEIGHT) | SET | 1 |  | INCLUDED | 0 | 0 | 0
115 | Spares-220 kV Hybrid GIS | 1000049749 | 85359030 |  | 18 |  | CONTROL VALVES FOR SF6 GAS OF EACH TYPE-220KV GIS | SET | 2 |  | INCLUDED | 0 | 0 | 0
116 | Spares-220 kV Hybrid GIS | 1000058299 | 85359030 |  | 18 |  | 220KV GIS-SF6 GAS (5 % OF TOTAL GAS QUANTITY) | LOT | 1 |  | INCLUDED | 0 | 0 | 0
117 | Spares-220 kV Hybrid GIS | 1000049782 | 85359030 |  | 18 |  | LOCKING DEVICE TO KEEP THE DIS-CONNECTORS (ISOLATORS)AND EARTHING/FAST EARTHING SWITCHES (AS APPLICABLE) IN CLOSE OR OPENPOSITION IN CASE OF REMOVAL OF THE DRIVING MECHANISM-220KV GIS | SET | 2 |  | INCLUDED | 0 | 0 | 0
118 | Spares-220 kV Hybrid GIS | 1000058302 | 85359030 |  | 18 |  | 220KV GIS-SUPPORT INSULATORS (GAS THROUGH) OF EACH TYPE (COMPLETE WITHMETAL RING ETC.) ALONG WITH ASSOCIATED CONTACTS AND SHIELDS | EA | 3 |  | INCLUDED | 0 | 0 | 0
119 | Spares-220 kV Hybrid GIS | 1000058297 | 85359030 |  | 18 |  | 220KV GIS-GAS BARRIERS OF EACH TYPE (COMPLETE WITH METAL RING ETC.)ALONG WITH ASSOCIATED CONTACTS AND SHIELDS | EA | 3 |  | INCLUDED | 0 | 0 | 0
120 | Spares-220 kV Hybrid GIS | 1000058301 | 85359030 |  | 18 |  | 220KV GIS- 1600A SF6 TO AIR BUSHING COMPLETE IN ALL RESPECT | EA | 1 |  | INCLUDED | 0 | 0 | 0
121 | Spares-220 kV Hybrid GIS | 1000058284 | 85359030 |  | 18 |  | 220KV GIS-ONE POLE OF 1600A CIRCUIT BREAKER WITH INTERRUPTER, MAINCIRCUIT, ENCLOSURE AND OPERATING MECHANISM COMPLETE IN ALL RESPECT | SET | 1 |  | INCLUDED | 0 | 0 | 0
122 | Spares-220 kV Hybrid GIS | 1000021871 | 85389000 |  | 18 |  | Trip coil assembly with resistor for245kV GIS Circuit Breaker (asapplicable) | SET | 3 |  | INCLUDED | 0 | 0 | 0
123 | Spares-220 kV Hybrid GIS | 1000009185 | 85389000 |  | 18 |  | Closing coil assembly with resistor for245kV GIS Circuit Breaker (asapplicable) | SET | 3 |  | INCLUDED | 0 | 0 | 0
124 | Spares-220 kV Hybrid GIS | 1000058292 | 85359030 |  | 18 |  | RELAYS, POWER CONTACTORS, PUSH BUTTONS, TIMERS & MCBS ETC. (ASAPPLICABLE) OF EACH TYPE FOR 220KV GIS CIRCUIT BREAKER | SET | 1 |  | INCLUDED | 0 | 0 | 0
125 | Spares-220 kV Hybrid GIS | 1000007066 | 85389000 |  | 18 |  | Auxiliary switch assembly of each type for 245kV GIS Circuit Breaker | SET | 1 |  | INCLUDED | 0 | 0 | 0
126 | Spares-220 kV Hybrid GIS | 1000058291 | 85359030 |  | 18 |  | 220KV GIS CIRCUIT BREAKER-OPERATION COUNTER | EA | 1 |  | INCLUDED | 0 | 0 | 0
127 | Spares-220 kV Hybrid GIS | 1000058293 | 85359030 |  | 18 |  | 220KV GIS CIRCUIT BREAKER-COMPLETE SPRING OPERATING MECHANISMINCLUDING CHARGING MECHANISM ETC. (FOR SPRING OPERATED MECHANISM, IFAPPLICABLE) | SET | 1 |  | INCLUDED | 0 | 0 | 0
128 | Spares-220 kV Hybrid GIS | 1000058287 | 85359030 |  | 18 |  | 220KV GIS CIRCUIT BREAKER- COMPLETE HYDRAULIC-SPRING OPERATINGMECHANISM INCLUDING CHARGING MECHANISM ETC. (FOR HYDRAULIC-SPRINGOPERATED MECHANISM, IF APPLICABLE) | SET | 1 |  | INCLUDED | 0 | 0 | 0
129 | Spares-220 kV Hybrid GIS | 1000049797 | 85359030 |  | 18 |  | PRESSURE SWITCHES OF EACH TYPE (FOR HYDRAULIC-SPRING OPERATEDMECHANISM, IF APPLICABLE)-220KV GIS CIRCUIT BREAKER | SET | 1 |  | INCLUDED | 0 | 0 | 0
130 | Spares-220 kV Hybrid GIS | 1000049801 | 85359030 |  | 18 |  | PRESSURE GAUGE WITH COUPLING DEVICE OF EACH TYPE (FOR HYDRAULIC-SPRINGOPERATED MECHANISM, IF APPLICABLE)-220KV GIS CIRCUIT BREKAER | SET | 1 |  | INCLUDED | 0 | 0 | 0
131 | Spares-220 kV Hybrid GIS | 1000058273 | 85359030 |  | 18 |  | OPEN/CLOSE CONTACTOR ASSEMBLY, TIMERS, KEY INTERLOCK, INTERLOCKINGCOILS, RELAYS, PUSH BUTTONS, INDICATING LAMPS, POWER CONTACTORS,RESISTORS, FUSES, MCBS & DRIVE CONTROL CARDS ETC. (AS APPLICABLE) ONEOF EACH TYPE FOR ONE COMPLETE MOM BOX FOR 220KV GIS DISCONNECTORSWITCH | SET | 1 |  | INCLUDED | 0 | 0 | 0
132 | Spares-220 kV Hybrid GIS | 1000058280 | 85359030 |  | 18 |  | OPEN/CLOSE CONTACTOR ASSEMBLY, TIMERS, KEY INTERLOCK, INTERLOCKINGCOILS, RELAYS, PUSH BUTTONS, INDICATING LAMPS, POWER CONTACTORS,RESISTORS, FUSES, MCBS & DRIVE CONTROL CARDS ETC. (AS APPLICABLE) ONEOF EACH TYPE FOR ONE COMPLETE MOM BOX FOR 220KV GIS MAINTENANCE EARTHSWITCH | SET | 1 |  | INCLUDED | 0 | 0 | 0
133 | Spares-220 kV Hybrid GIS | 1000058276 | 85359030 |  | 18 |  | OPEN/CLOSE CONTACTOR ASSEMBLY, TIMERS, KEY INTERLOCK, INTERLOCKINGCOILS, RELAYS, PUSH BUTTONS, INDICATING LAMPS, POWER CONTACTORS,RESISTORS, FUSES, MCBS & DRIVE CONTROL CARDS ETC. (AS APPLICABLE) ONEOF EACH TYPE FOR ONE COMPLETE MOM BOX FOR 220KV GIS FAST EARTHINGSWITCH | SET | 1 |  | INCLUDED | 0 | 0 | 0
134 | Spares-220 kV Hybrid GIS | 1000049773 | 85359030 |  | 18 |  | LIMIT SWITCHES AND AUX. SWITCHES FOR ONE COMPLETE MOM BOX FORDISCONNECTOR-220KV GIS | SET | 1 |  | INCLUDED | 0 | 0 | 0
135 | Spares-220 kV Hybrid GIS | 1000049775 | 85359030 |  | 18 |  | LIMIT SWITCHES AND AUX. SWITCHES FOR ONE COMPLETE MOM BOX FORMAINTENANCE EARTHING SWITCH-220KV GIS | SET | 1 |  | INCLUDED | 0 | 0 | 0
136 | Spares-220 kV Hybrid GIS | 1000049774 | 85359030 |  | 18 |  | LIMIT SWITCHES AND AUX. SWITCHES FOR ONE COMPLETE MOM BOX FOR FASTEARTHING SWITCH (IF APPLICABLE)-220KV GIS | SET | 1 |  | INCLUDED | 0 | 0 | 0
137 | Spares-220 kV Hybrid GIS | 1000075085 | 85359030 |  | 18 |  | 220KV GIS- SINGLE PHASE OF CURRENT TRANSFORMER (5 CORES) WITHASSOCIATED ENCLOSURE AND PRIMARY CONDUCTOR COMPLETE IN ALL RESPECT | EA | 1 |  | INCLUDED | 0 | 0 | 0
138 | Spares-220 kV Hybrid GIS | 1000049497 | 85359030 |  | 18 |  | LCC SPARES - AUX. RELAYS, CONTACTORS,PUSH BUTTONS, SWITCHES, LAMPS,ANNUNCIATION WINDOWS, MCB, FUSES,TIMERS, TERMINAL BLOCKS ETC. OF EACHTYPE & RATING-220kV GIS | SET | 1 |  | INCLUDED | 0 | 0 | 0
139 | Spares-220 kV Hybrid GIS | 1000077054 | 85359030 |  | 18 |  | 220kV GIS- Single phase of 1600A disconnector switch including maincircuit, enclosure, driving mechanism and support insulator etc.,complete in all respect (Note 1- The contractor shall supply spare fordisconnector switch to ensure one to one replacement of all disconnectorswitch supplied as main equipment without any requirement ofmodification in fittings at site to cover all different types ofdisconnector switch supplied. In case, quantity of supplied dis-connector switch types (for one to one replacement) are more than thequantity mentioned in BPS for spare, the contractor shall supply theseadditional types of disconnector switch without any additional priceimplication to POWERGRID and quantities of these additional type ofdisconnector switch are deem to be included in the quantities mentionedin BPS for spare disconnector. Note 2 - In case, Dis-connector Switch(DS) & Earth Switch (ES) is provided in a same enclosure with commonoperating mechanism, then the module comprising of Dis-connector & Earthswitch in single enclosure with common operating mechanism is to beprovided under the head of spare Dis-connector only. Note 3 - In case,Dis-connector Switch (DS) & Earth Switch (ES) is provided in a sameenclosure with separate operating mechanism, then the module comprisingof Dis-connector & Earth switch in single enclosure with separateoperating mechanism is to be provided under the head of spare Dis-connector only.) | EA | 2 |  | INCLUDED | 0 | 0 | 0
140 | Spares-220 kV Hybrid GIS | 1000077057 | 85359030 |  | 18 |  | 220KV GIS- SINGLE PHASE MAINTENANCE EARTHING SWITCH INCLUDING MAINCIRCUIT, ENCLOSURE, DRIVING MECHANISM AND SUPPORT INSULATORETC.,COMPLETE IN ALL RESPECT (NOTE 1 - IN CASE, DIS-CONNECTOR SWITCH(DS) & EARTH SWITCH (ES) IS PROVIDED IN A SAME ENCLOSURE WITH COMMONOPERATING MECHANISM, THEN THE MODULE COMPRISING OF DIS-CONNECTOR &EARTH SWITCH IN SINGLE ENCLOSURE WITH COMMON OPERATING MECHANISM IS TOBE PROVIDED UNDER THE HEAD OF SPARE DIS-CONNECTOR ONLY. NOTE 2 - INCASE, DIS-CONNECTOR SWITCH (DS) & EARTH SWITCH (ES) IS PROVIDED IN ASAME ENCLOSURE WITH SEPARATE OPERATING MECHANISM, THEN THE MODULECOMPRISING OF DIS-CONNECTOR & EARTH SWITCH IN SINGLE ENCLOSURE WITHSEPARATE OPERATING MECHANISM IS TO BE PROVIDED UNDER THE HEAD OF SPAREDIS-CONNECTOR ONLY.) | EA | 1 |  | INCLUDED | 0 | 0 | 0
141 | Spares-220 kV Hybrid GIS | 1000077056 | 85359030 |  | 18 |  | 220KV GIS - SINGLE PHASE FAST EARTHING SWITCH INCLUDING MAIN CIRCUIT,ENCLOSURE, DRIVING MECHANISM AND SUPPORT INSULATOR ETC., COMPLETE INALL RESPECT (NOTE 1 - IN CASE, DIS-CONNECTOR SWITCH (DS) & EARTHSWITCH (ES) IS PROVIDED IN A SAME ENCLOSURE WITH COMMON OPERATINGMECHANISM, THEN THE MODULE COMPRISING OF DIS-CONNECTOR & EARTH SWITCHIN SINGLE ENCLOSURE WITH COMMON OPERATING MECHANISM IS TO BE PROVIDEDUNDER THE HEAD OF SPARE DIS-CONNECTOR ONLY. NOTE 2 - IN CASE,DIS-CONNECTOR SWITCH (DS) & EARTH SWITCH (ES) IS PROVIDED IN A SAMEENCLOSURE WITH SEPARATE OPERATING MECHANISM, THEN THE MODULECOMPRISING OF DIS-CONNECTOR & EARTH SWITCH IN SINGLE ENCLOSURE WITHSEPARATE OPERATING MECHANISM IS TO BE PROVIDED UNDER THE HEAD OF SPAREDIS-CONNECTOR ONLY.) | EA | 1 |  | INCLUDED | 0 | 0 | 0
142 | Spares-220 kV Hybrid GIS | 1000058288 | 85359030 |  | 18 |  | 220KV GIS CIRCUIT BREAKER-HYDRAULIC OPERATING MECHANISM WITH DRIVEMOTOR (FOR HYDRAULIC OPERATED MECHANISM, IF APPLICABLE) | SET | 1 |  | INCLUDED | 0 | 0 | 0
143 | Spares-220 kV Hybrid GIS | 1000049758 | 85359030 |  | 18 |  | HYDRAULIC FILTER OF EACH TYPE (FOR HYDRAULIC OPERATED MECHANISM, IFPPLICABLE)-220KV GIS CIRCUIT BREKAER | SET | 1 |  | INCLUDED | 0 | 0 | 0
144 | Spares-220 kV Hybrid GIS | 1000058272 | 85359030 |  | 18 |  | 220KV GIS CIRCUIT BREAKER- HOSE PIPE OF EACH TYPE (AS APPLICABLE) (FORHYDRAULIC OPERATED MECHANISM, IF APPLICABLE) | SET | 1 |  | INCLUDED | 0 | 0 | 0
145 | Spares-220 kV Hybrid GIS | 1000058290 | 85359030 |  | 18 |  | 220KV GIS CIRCUIT BREAKER - N2 ACCUMULATOR (FOR HYDRAULIC OPERATEDMECHANISM, IF APPLICABLE) | SET | 1 |  | INCLUDED | 0 | 0 | 0
146 | Spares-220 kV Hybrid GIS | 1000049834 | 85359030 |  | 18 |  | VALVES OF EACH TYPE (FOR HYDRAULIC OPERATED MECHANISM, IFAPPLICABLE)-220KV GIS CIRCUIT BREKAER | SET | 1 |  | INCLUDED | 0 | 0 | 0
147 | Spares-220 kV Hybrid GIS | 1000049794 | 85359030 |  | 18 |  | PIPE LENGTH (COPPER & STEEL) OF EACH SIZE & TYPE (FOR HYDRAULICOPERATED MECHANISM, IF APPLICABLE)-220KV GIS CIRCUIT BREKAER | SET | 1 |  | INCLUDED | 0 | 0 | 0
148 | Spares-220 kV Hybrid GIS | 1000049807 | 85359030 |  | 18 |  | PRESSURE SWITCHES OF EACH TYPE (FOR HYDRAULIC OPERATED MECHANISM, IFAPPLICABLE)-220KV GIS CIRCUIT BREKAER | SET | 1 |  | INCLUDED | 0 | 0 | 0
149 | Spares-220 kV Hybrid GIS | 1000049804 | 85359030 |  | 18 |  | PRESSURE GAUGE WITH COUPLING DEVICE OF EACH TYPE (FOR HYDRAULICOPERATED MECHANISM, IF APPLICABLE)-220KV GIS CIRCUIT BREKAER | SET | 1 |  | INCLUDED | 0 | 0 | 0
150 | Spares-220 kV Hybrid GIS | 1000058289 | 85359030 |  | 18 |  | 220KV GIS CIRCUIT BREAKER-HYDRAULIC OIL (5% OF TOTAL OIL QUANTITY)(FOR HYDRAULIC OPERATED MECHANISM, IF APPLICABLE) | SET | 1 |  | INCLUDED | 0 | 0 | 0
151 | Spares-220 kV Hybrid GIS | 1000049798 | 85359030 |  | 18 |  | PRESSURE RELIEF DEVICE OF EACH TYPE (FOR HYDRAULIC OPERATED MECHANISM,IF APPLICABLE)-220KV GIS CIRCUIT BREKAER | SET | 1 |  | INCLUDED | 0 | 0 | 0
152 | Spares-220 kV Hybrid GIS | 1000058274 | 85359030 |  | 18 |  | DRIVE MECHANISM FOR 220KV GIS DISCONNECTOR SWITCH | SET | 1 |  | INCLUDED | 0 | 0 | 0
153 | Spares-220 kV Hybrid GIS | 1000058281 | 85359030 |  | 18 |  | DRIVE MECHANISM FOR 220KV GIS MAINTENANCE EARTH SWITCH | SET | 1 |  | INCLUDED | 0 | 0 | 0
154 | Spares-220 kV Hybrid GIS | 1000058277 | 85359030 |  | 18 |  | DRIVE MECHANISM FOR 220KV GIS FAST EARTHING SWITCH | SET | 1 |  | INCLUDED | 0 | 0 | 0
155 | Spares-220 kV Hybrid GIS | 1000058275 | 85359030 |  | 18 |  | MOTOR FOR DRIVE MECHANISM FOR 220KV GIS DISCONNECTOR SWITCH | EA | 1 |  | INCLUDED | 0 | 0 | 0
156 | Spares-220 kV Hybrid GIS | 1000058283 | 85359030 |  | 18 |  | MOTOR FOR DRIVE MECHANISM FOR 220KVGIS MAINTENANCE EARTH SWITCH | EA | 1 |  | INCLUDED | 0 | 0 | 0
157 | Spares-220 kV Hybrid GIS | 1000058279 | 85359030 |  | 18 |  | MOTOR FOR DRIVE MECHANISM FOR 220KV GIS FAST EARTHING SWITCH | EA | 1 |  | INCLUDED | 0 | 0 | 0
158 | Spares-220 kV Hybrid GIS | 1000032773 | 85389000 |  | 18 |  | 245KV, 3000A, 50KA SINGLE PHASE SF6 TO AIR BUSHING | SET | 1 |  | INCLUDED | 0 | 0 | 0
159 | AIR CONDITIONING & VENTILATION SYSTEM | 1000022409 | 84159000 |  | 18 |  | Ventillation system for 400kV GIS Hall Ext | SET | 1 |  | INCLUDED | 0 | 0 | 0
160 | AIR CONDITIONING & VENTILATION SYSTEM | 1000025963 | 84151090 |  | 18 |  | Air conditioning sys-400kV GIS Hall LCC | SET | 1 |  | INCLUDED | 0 | 0 | 0
161 | AIR CONDITIONING & VENTILATION SYSTEM | 1000006284 | 84151090 |  | 18 |  | Air conditioning system for Switchyard Panel Room of 6m length | SET | 1 |  | INCLUDED | 0 | 0 | 0
162 | LT switchgear | 1000004304 | 85371000 |  | 18 |  | 415V ACDB (Extn.) | SET | 1 |  | INCLUDED | 0 | 0 | 0
163 | Supply Tele BOQ at tuticorin-II | 1000031367 | 85176260 |  | 18 |  | SDH EQUIPMENT (STM-16 MADM UPTO 5 MSP PROTECTED DIRECTIONS)-BASEEQUIPMENT (COMMON CARDS, CROSS CONNECT/CONTROL CARDS, OPTICAL BASECARDS, POWER SUPPLY CARDS, POWER CABLING, OTHER HARDWARE ANDACCESSORIES INCLUDING SUB RACKS, PATCH CORD, DDF ETC FULLY EQUIPEDEXCLUDING OPTICAL INTERFACE & TRIBUTARY CARDS | EA | 1 |  | INCLUDED | 0 | 0 | 0
164 | Supply Tele BOQ at tuticorin-II | 1000018706 | 85176990 |  | 18 |  | S16.1 SFP | EA | 4 |  | INCLUDED | 0 | 0 | 0
165 | Supply Tele BOQ at tuticorin-II | 1000031374 | 85176290 |  | 18 |  | TRIBUTARY INTERFACE- E1 INTERFACE (MINIMUM 16 NOS.) | SET | 2 |  | INCLUDED | 0 | 0 | 0
166 | Supply Tele BOQ at tuticorin-II | 1000034950 | 85176990 |  | 18 |  | ETHERNET INTERFACE 10/100 BASE T WITH LAYER-2 SWITCHING (MIN 8INTERFACES PER CARD) | EA | 2 |  | INCLUDED | 0 | 0 | 0
167 | Supply Tele BOQ at tuticorin-II | 1000031381 | 85176290 |  | 18 |  | TRIBUTARY INTERFACE-GIGABIT ETHERNET INTERFACES 10/100 MBPS WITH LAYER-2 SWITCHING (MINIMUM 2 NOS.) | SET | 1 |  | INCLUDED | 0 | 0 | 0
168 | Supply Tele BOQ at tuticorin-II | 1000026228 | 85176290 |  | 18 |  | Equipment Cabinets For SDH | EA | 1 |  | INCLUDED | 0 | 0 | 0
169 | Supply Tele BOQ at tuticorin-II | 1000028495 | 84715000 |  | 18 |  | NMS- CRAFT TERMINAL-HARDWARE | EA | 1 |  | INCLUDED | 0 | 0 | 0
170 | Supply Tele BOQ at tuticorin-II | 1000028265 | 85238020 |  | 18 |  | Software for Craft Terminal | EA | 1 |  | INCLUDED | 0 | 0 | 0
171 | Supply Tele BOQ at tuticorin-II | 1000023471 | 85372000 |  | 18 |  | OPGW Fibre Optic Distribution Panel (FODP): Indoor Type: 96F | EA | 1 |  | INCLUDED | 0 | 0 | 0
172 | Supply Tele BOQ at tuticorin-II | 1000037546 | 85447090 |  | 18 |  | 48F (DWSM) APPROACH FIBRE OPTIC CABLE | KM | 1 |  | INCLUDED | 0 | 0 | 0
173 | Supply Tele BOQ at tuticorin-II | 1000066614 | 73069011 |  | 18 |  | GI PIPE INSTALLATION HARDWARE FOR APPROACH CABLING | KM | 1 |  | INCLUDED | 0 | 0 | 0
174 | Supply Tele BOQ at tuticorin-II | 1000066612 | 73071900 |  | 18 |  | GI ELBOW INSTALLATION HARDWARE FOR APPROAH CABLING | EA | 10 |  | INCLUDED | 0 | 0 | 0
175 | Supply Tele BOQ at tuticorin-II | 1000066613 | 83071000 |  | 18 |  | GI FLEXIBLE CONDUIT INSTALLATION HARDWARE FOR APPROAH CABLING | EA | 7 |  | INCLUDED | 0 | 0 | 0
176 | Spares-tele BOQ | 1000031369 | 85176260 |  | 18 |  | SDH EQUIPMENT (STM-16 MADM UPTO 5 MSP PROTECTED DIRECTIONS)-COMMONCARDS, CROSS-CONNECT/CONTROL CARDS, OPTICAL BASE CARD, POWER SUPPLYCARDS, POWER CABLING, OTHER HARDWARE & ACCESSORIES (EACH). | SET | 1 |  | INCLUDED | 0 | 0 | 0
177 | Spares-tele BOQ | 1000018706 | 85176990 |  | 18 |  | S16.1 SFP | EA | 1 |  | INCLUDED | 0 | 0 | 0
178 | Spares-tele BOQ | 1000031374 | 85176290 |  | 18 |  | TRIBUTARY INTERFACE- E1 INTERFACE (MINIMUM 16 NOS.) | SET | 1 |  | INCLUDED | 0 | 0 | 0
179 | Spares-tele BOQ | 1000034950 | 85176990 |  | 18 |  | ETHERNET INTERFACE 10/100 BASE T WITH LAYER-2 SWITCHING (MIN 8INTERFACES PER CARD) | EA | 1 |  | INCLUDED | 0 | 0 | 0
180 | Spares-tele BOQ | 1000031381 | 85176290 |  | 18 |  | TRIBUTARY INTERFACE-GIGABIT ETHERNET INTERFACES 10/100 MBPS WITH LAYER-2 SWITCHING (MINIMUM 2 NOS.) | SET | 1 |  | INCLUDED | 0 | 0 | 0
181 | Spares-tele BOQ | 1000034998 | 85171890 |  | 18 |  | VOIP TELEPHONE INSTRUMENT WITH ONE COMMON SWITCH (MIN. 8 PORT) | EA | 1 |  | INCLUDED | 0 | 0 | 0
182 | Spares-tele BOQ | 1000031398 | 85171890 |  | 18 |  | PRE CONNECTORIZED OPTICAL FIBER PATCH CORDS(10 MTRS) â€“ PACK OF SIXPATCH CORDS | SET | 1 |  | INCLUDED | 0 | 0 | 0
183 | Spares-tele BOQ | 1000037546 | 85447090 |  | 18 |  | 48F (DWSM) APPROACH FIBRE OPTIC CABLE | KM | 0.2 |  | INCLUDED | 0 | 0 | 0
184 | Spares-tele BOQ | 1000066614 | 73069011 |  | 18 |  | GI PIPE INSTALLATION HARDWARE FOR APPROACH CABLING | KM | 0.035 |  | INCLUDED | 0 | 0 | 0
185 | Spares-tele BOQ | 1000066612 | 73071900 |  | 18 |  | GI ELBOW INSTALLATION HARDWARE FOR APPROAH CABLING | EA | 1 |  | INCLUDED | 0 | 0 | 0
186 | Spares-tele BOQ | 1000066613 | 83071000 |  | 18 |  | GI FLEXIBLE CONDUIT INSTALLATION HARDWARE FOR APPROAH CABLING | EA | 1 |  | INCLUDED | 0 | 0 | 0
187 | PMU & associaed items | 1000017518 | 85364900 |  | 18 |  | PMU with GPS Clock (clock can be either internal or external) | EA | 1 |  | INCLUDED | 0 | 0 | 0
188 | PMU & associaed items | 1000022512 | 90311000 |  | 18 |  | WAMS Hardware - Time System (GPS receiver) | EA | 1 |  | INCLUDED | 0 | 0 | 0
189 | PMU & associaed items | 1000071061 | 85176290 |  | 18 |  | SUBSTATION GRADE LAYER 2 LAN SWITCH | EA | 1 |  | INCLUDED | 0 | 0 | 0
190 | PMU & associaed items | 1000022487 | 85447090 |  | 18 |  | WAMS Miscellaneous - Armored Fibre Optic Cable and associatedtermination (e.g. L2 Switch) for connecting PMU panels located indifferent control room of a station | EA | 1 |  | INCLUDED | 0 | 0 | 0
191 | PMU & associaed items | 1000030641 | 85389000 |  | 18 |  | LIU - FO PATCH PANEL-12 PORT | EA | 1 |  | INCLUDED | 0 | 0 | 0
II | 1no. 230kV Line bay @Tuticorin2-NTPC GR
1 | GIS portion-220GIS EQUIPMENTS | 1000045815 | 85389000 |  | 18 |  | 245KV, 1600 A, DM TYPE SF6 MTS/HYBRID GIS ICT/LINEFEEDER BAYSWITCHGEAR ASSEMBLY AS PER SECTION-PROJECT, TECHNICAL SPECIFICATION | EA | 1 |  | INCLUDED | 0 | 0 | 0
2 | 220KV AIS EQUIPMENT | 1000020417 | 85354010 |  | 18 |  | 216kV Surge Arrester (1-phase) | EA | 3 |  | INCLUDED | 0 | 0 | 0
3 | 220KV AIS EQUIPMENT | 1000001695 | 85462040 |  | 18 |  | 245 kV, 1 phase Bus Post Insulator (except for Line Traps) | EA | 12 |  | INCLUDED | 0 | 0 | 0
4 | 220KV AIS EQUIPMENT | 1000049442 | 85176210 |  | 18 |  | 220KV LINE TRAPS 1600A, 0.5MH, 50KA | EA | 2 |  | INCLUDED | 0 | 0 | 0
5 | 220KV AIS EQUIPMENT | 1000001694 | 85462040 |  | 18 |  | 245 kV ,1 phase Bus Post Insulators for Line Traps | EA | 6 |  | INCLUDED | 0 | 0 | 0
6 | 220KV AIS EQUIPMENT | 1000001772 | 85359090 |  | 18 |  | 245 kV, 4400pf Capacitive Voltage Transformer (1- Phase) | EA | 3 |  | INCLUDED | 0 | 0 | 0
7 | ERECTION HARDWARE | 1000011246 | 72169990 |  | 18 |  | Erection Hardware for 220kV DM-type layout for GIS terminationarrangement-Line bay as per technical specification | SET | 1 |  | INCLUDED | 0 | 0 | 0
8 | RELAY PANELS | 1000055443 | 85371000 |  | 18 |  | 220KV CIRCUIT BREAKER RELAY PANEL (WITH AUTOMATION) | EA | 1 |  | INCLUDED | 0 | 0 | 0
9 | RELAY PANELS | 1000001330 | 85371000 |  | 18 |  | 220kV Line Protection Panel (with Automation) | EA | 1 |  | INCLUDED | 0 | 0 | 0
10 | RELAY PANELS | 1000001167 | 85371000 |  | 18 |  | Augmentation of existing 220kV bus bar protection scheme.(No. of baysas per specification)-(with Automation) | SET | 1 |  | INCLUDED | 0 | 0 | 0
11 | SAS | 1000001333 | 85371000 |  | 18 |  | Augmentation of Substation automation System for 220kV bay as perTechnical Specification | EA | 1 |  | INCLUDED | 0 | 0 | 0
12 | Structures | 1000015954 | 73082011 |  | 18 |  | Fabrication, galvanising and supply of Lattice Structures (MS Steel),to be designed during detailed engineering, for towers, beams andequipment support structure including pack plates / packwashers andgusset plates excluding fasteners and foundation bolts | MT | 4 |  | INCLUDED | 0 | 0 | 0
13 | Structures | 1000015952 | 73082011 |  | 18 |  | Fabrication, galvanising and supply of Equipment Support (Pipe)Structures to be designed during detailed engineering | MT | 5 |  | INCLUDED | 0 | 0 | 0
14 | Structures | 1000011713 | 73082011 |  | 18 |  | Fabrication, galvanising and supply of fasteners ( nuts, bolts andwashers ) including step bolts for lattice and pipe structures to bedesigned during detailed engineering | MT | 1 |  | INCLUDED | 0 | 0 | 0
15 | Structures | 1000012373 | 73082011 |  | 18 |  | Fabrication, galvanising and supply of foundation bolts including nuts,checknut and washers for lattice and pipe structures to be designedduring detailed engineering | MT | 1 |  | INCLUDED | 0 | 0 | 0
16 | Supply Tele eqpt BOQ at Tuticorin-II | 1000031367 | 85176260 |  | 18 |  | SDH EQUIPMENT (STM-16 MADM UPTO 5 MSP PROTECTED DIRECTIONS)-BASEEQUIPMENT (COMMON CARDS, CROSS CONNECT/CONTROL CARDS, OPTICAL BASECARDS, POWER SUPPLY CARDS, POWER CABLING, OTHER HARDWARE ANDACCESSORIES INCLUDING SUB RACKS, PATCH CORD, DDF ETC FULLY EQUIPEDEXCLUDING OPTICAL INTERFACE & TRIBUTARY CARDS | EA | 1 |  | INCLUDED | 0 | 0 | 0
17 | Supply Tele eqpt BOQ at Tuticorin-II | 1000018706 | 85176990 |  | 18 |  | S16.1 SFP | EA | 4 |  | INCLUDED | 0 | 0 | 0
18 | Supply Tele eqpt BOQ at Tuticorin-II | 1000031374 | 85176290 |  | 18 |  | TRIBUTARY INTERFACE- E1 INTERFACE (MINIMUM 16 NOS.) | SET | 2 |  | INCLUDED | 0 | 0 | 0
19 | Supply Tele eqpt BOQ at Tuticorin-II | 1000031378 | 85176290 |  | 18 |  | TRIBUTARY INTERFACES-ETHERNET INTERFACES 10/100 MBPS WITH LAYER -2SWITCHING (MINIMUM 16 NOS.) | SET | 2 |  | INCLUDED | 0 | 0 | 0
20 | Supply Tele eqpt BOQ at Tuticorin-II | 1000031381 | 85176290 |  | 18 |  | TRIBUTARY INTERFACE-GIGABIT ETHERNET INTERFACES 10/100 MBPS WITH LAYER-2 SWITCHING (MINIMUM 2 NOS.) | SET | 1 |  | INCLUDED | 0 | 0 | 0
21 | Supply Tele eqpt BOQ at Tuticorin-II | 1000026228 | 85176290 |  | 18 |  | Equipment Cabinets For SDH | EA | 1 |  | INCLUDED | 0 | 0 | 0
22 | Supply Tele eqpt BOQ at Tuticorin-II | 1000023471 | 85372000 |  | 18 |  | OPGW Fibre Optic Distribution Panel (FODP): Indoor Type: 96F | EA | 1 |  | INCLUDED | 0 | 0 | 0
23 | Supply Tele eqpt BOQ at Tuticorin-II | 1000037546 | 85447090 |  | 18 |  | 48F (DWSM) APPROACH FIBRE OPTIC CABLE | KM | 1 |  | INCLUDED | 0 | 0 | 0
24 | Supply Tele eqpt BOQ at Tuticorin-II | 1000066614 | 73069011 |  | 18 |  | GI PIPE INSTALLATION HARDWARE FOR APPROACH CABLING | KM | 1 |  | INCLUDED | 0 | 0 | 0
25 | Supply Tele eqpt BOQ at Tuticorin-II | 1000066612 | 73071900 |  | 18 |  | GI ELBOW INSTALLATION HARDWARE FOR APPROAH CABLING | EA | 10 |  | INCLUDED | 0 | 0 | 0
26 | Supply Tele eqpt BOQ at Tuticorin-II | 1000066613 | 83071000 |  | 18 |  | GI FLEXIBLE CONDUIT INSTALLATION HARDWARE FOR APPROAH CABLING | EA | 8 |  | INCLUDED | 0 | 0 | 0
27 | Spares Tele eqpt | 1000031369 | 85176260 |  | 18 |  | SDH EQUIPMENT (STM-16 MADM UPTO 5 MSP PROTECTED DIRECTIONS)-COMMONCARDS, CROSS-CONNECT/CONTROL CARDS, OPTICAL BASE CARD, POWER SUPPLYCARDS, POWER CABLING, OTHER HARDWARE & ACCESSORIES (EACH). | SET | 1 |  | INCLUDED | 0 | 0 | 0
28 | Spares Tele eqpt | 1000031374 | 85176290 |  | 18 |  | TRIBUTARY INTERFACE- E1 INTERFACE (MINIMUM 16 NOS.) | SET | 1 |  | INCLUDED | 0 | 0 | 0
29 | Spares Tele eqpt | 1000031378 | 85176290 |  | 18 |  | TRIBUTARY INTERFACES-ETHERNET INTERFACES 10/100 MBPS WITH LAYER -2SWITCHING (MINIMUM 16 NOS.) | SET | 1 |  | INCLUDED | 0 | 0 | 0
30 | Spares Tele eqpt | 1000031381 | 85176290 |  | 18 |  | TRIBUTARY INTERFACE-GIGABIT ETHERNET INTERFACES 10/100 MBPS WITH LAYER-2 SWITCHING (MINIMUM 2 NOS.) | SET | 1 |  | INCLUDED | 0 | 0 | 0
31 | Spares Tele eqpt | 1000031398 | 85171890 |  | 18 |  | PRE CONNECTORIZED OPTICAL FIBER PATCH CORDS(10 MTRS) â€“ PACK OF SIXPATCH CORDS | SET | 1 |  | INCLUDED | 0 | 0 | 0
32 | Spares Tele eqpt | 1000037546 | 85447090 |  | 18 |  | 48F (DWSM) APPROACH FIBRE OPTIC CABLE | KM | 0.1 |  | INCLUDED | 0 | 0 | 0
33 | Spares Tele eqpt | 1000066614 | 73069011 |  | 18 |  | GI PIPE INSTALLATION HARDWARE FOR APPROACH CABLING | KM | 0.1 |  | INCLUDED | 0 | 0 | 0
34 | Spares Tele eqpt | 1000066612 | 73071900 |  | 18 |  | GI ELBOW INSTALLATION HARDWARE FOR APPROAH CABLING | EA | 1 |  | INCLUDED | 0 | 0 | 0
35 | Spares Tele eqpt | 1000066613 | 83071000 |  | 18 |  | GI FLEXIBLE CONDUIT INSTALLATION HARDWARE FOR APPROAH CABLING | EA | 1 |  | INCLUDED | 0 | 0 | 0
36 | Spares Tele eqpt | 1000018706 | 85176990 |  | 18 |  | S16.1 SFP | EA | 1 |  | INCLUDED | 0 | 0 | 0
[5 empty] | Total Ex-works Price | [5 empty] | 0 | 0 | 0
[5 empty] | Total Type Test charges as per Schedule-7 | [5 empty] | Not Applicable
[5 empty] | Total Ex-works Price including Type Test charges | [5 empty] | 0 | 0
[5 empty] | Total GST Tax as confirmed by Bidder | [5 empty] | 0
* | * In case the bidder leaves the cell for confirmation of the HSN code and/or GST rate “blank”, the HSN code and corresponding GST rate indicated by the Employer shall be deemed to be the one confirmed by the Bidder.
Date : |  |  | --
Place : | [7 empty] | Printed Name :
Designation :
Click for Sch-2

## Sch-1 old (hidden)
Spec No: CC/NT/W-GIS/DOM/A01/26/04616 | [11 empty] | Schedule - 1 |  |  | Direct Total | #REF! | 0 | `
[15 empty] | BO Total | #REF! | 0
400kV GIS Extn Substation Package SS-156 for (i) Extn. of 400/230kV Tuticorin-II GIS SS associated with Augmentation of 1x500 MVA, 400/230 kV ICT (7th) at Tuticorin-II GIS Sub Station and (ii) 1 no. 230kV line bay at Tuticorin-II GIS for providing Connectivity to M/s IndianOil NTPC Green Energy Pvt. Ltd.
(SCHEDULE OF RATES AND PRICES)
Bidder’s Name and Address (Lead Partner) : | [9 empty] | To:
Contracts Services, 3rd Floor
Name : | [9 empty] | Power Grid Corporation of India Ltd.,
Address : | [9 empty] | "Saudamini", Plot No.-2
Sector-29,
Gurgaon (Haryana) - 122001
Plant and Equipment (including Mandatory Spares Parts) to be supplied, including Type Test Charges for Tests to be conducted | [15 empty] | Direct
[12 empty] | All Prices are in Indian Rupees. |  |  |  | Bought-Out
SI. No. | Activity Description | Material Code | HSN Code | Whether HSN in column ‘4 ’ is confirmed. If not indicate applicable the HSN code * | Rate of GST applicable ( in %) | Whether rate of GST in column ‘6’ is confirmed. If not indicate applicable rate of GST * | Item Description | Unit | Qty. | Unit Ex-works price (excluding GST) | Total Ex-works price (excluding GST) | GST as confirmed by Bidder
1 | 2 | 3 | 4 | 5 | 6 | 7 | 8 | 9 | 10 | 11 | 12= 10 x 11 | 13
A | 10x500MVA, 765kV ICTs at Bidar PS
1 | 765/400/33kV Autotransformer | 1000004799 | 85042340 |  | 18% |  | 500 MVA, (765/?3)/(400/?3)/33 kV, 1-ph Autotransformer excludingInsulating Oil | EA | 10 |  | INCLUDED | 0 | 0 | 0
2 | 765/400/33kV Autotransformer | 1000013987 | 85049010 |  | 18% |  | Insulating Oil for 500 MVA, (765/?3)/(400/?3)/33 kV, 1-phAutotransformer | SET | 10 |  | INCLUDED | 0 | 0 | 0
3 | 765/400/33kV Autotransformer | 1000030470 | 85049010 |  | 18% |  | Digital RTCC Panel consist of digital RTCC relays as per technicalspecification | SET | 1 |  | INCLUDED | 0 | 0 | 0
4 | 765/400/33kV Autotransformer | 1000025212 | 73090090 |  | 18% |  | Oil Storage Tank (20kL) | EA | 2 |  | INCLUDED | 0 | 0 | 0
5 | 765/400/33kV Autotransformer | 1000025980 | 85446020 |  | 18% |  | Power and Control Cables | LS | 1 |  | INCLUDED | 0 | 0 | 0
6 | Mandatory Spares | 1000016677 | 85049010 |  | 18% |  | Oil cooler pump with motor for 765kV Transformer | SET | 1 |  | INCLUDED | 0 | 0 | 0
7 | Mandatory Spares | 1000009732 | 85049010 |  | 18% |  | Cooler fan with motor for 765kV Transformer | EA | 1 |  | INCLUDED | 0 | 0 | 0
8 | Mandatory Spares | 1000007922 | 85049010 |  | 18% |  | Buchholz Relay (Main Tank) complete with float and contacts forTransformer | SET | 1 |  | INCLUDED | 0 | 0 | 0
9 | Mandatory Spares | 1000049427 | 85049010 |  | 18% |  | LOCAL OTI & WTI WITH SENSING DEVICE FOR 765KV ICT | SET | 1 |  | INCLUDED | 0 | 0 | 0
10 | Mandatory Spares | 1000015337 | 85049010 |  | 18% |  | Magnetic oil level gauge for 765kV transformer | EA | 1 |  | INCLUDED | 0 | 0 | 0
11 | Mandatory Spares | 1000009587 | 85049010 |  | 18% |  | Starters, contactors, switches and relays for electrical controlpanels of 765kV T/F (one set of each type) | SET | 1 |  | INCLUDED | 0 | 0 | 0
12 | Mandatory Spares | 1000016696 | 85049010 |  | 18% |  | Oil flow indicator for 765kV T/F with flow switch | SET | 1 |  | INCLUDED | 0 | 0 | 0
13 | Mandatory Spares | 1000005810 | 85049010 |  | 18% |  | 765kV,2500A Bushing with metal parts andgaskets | EA | 1 |  | INCLUDED | 0 | 0 | 0
14 | Mandatory Spares | 1000030937 | 85049010 |  | 18% |  | 52KV, 3150A RIP BUSHING WITH METAL PARTS AND GASKETS | EA | 1 |  | INCLUDED | 0 | 0 | 0
15 | Mandatory Spares | 1000002082 | 85049010 |  | 18% |  | 36kV, 3150A Bushing with metal parts andgaskets for Transformer | EA | 1 |  | INCLUDED | 0 | 0 | 0
16 | Mandatory Spares | 1000032089 | 85049010 |  | 18% |  | SPARES INSULATING OIL TO BE HANDED OVER TO OWNER AFTER COMMISSIONING | KL | 10 |  | INCLUDED | 0 | 0 | 0
17 | Mandatory Spares | 1000004455 | 85049010 |  | 18% |  | 420kV, 2500A Bushing with metal partsand gaskets | EA | 1 |  | INCLUDED | 0 | 0 | 0
Total Ex-works Price | [10 empty] | 0 |  | 0 | 0
Total GST as confirmed by Bidder | [11 empty] | 0
[5 empty] | Total Ex-works Price | [5 empty] | 0
[5 empty] | Total Type Test charges as per Schedule-7 | [5 empty] | Not Applicable
[5 empty] | Total Ex-works Price including Type Test charges | [5 empty] | 0
[5 empty] | Total GST Tax as confirmed by Bidder | [5 empty] | 0
Note : |  |  | Specify amount of GST on the transaction between the Contractor and the Employer.
* In case the bidder leaves the cell for confirmation of the HSN code and/or GST rate “blank”, the HSN code and corresponding GST rate indicated by the Employer shall be deemed to be the one confirmed by the Bidder.
Date : |  |  | --
Place : | [8 empty] | Printed Name :
Designation :
Click for Sch-2

## Sch-1 dis (hidden)
Spec No: CC/NT/W-GIS/DOM/A01/26/04616 | [5 empty] | Schedule - 1 |  |  |  | Direct Total | 0 | 0 | `
[10 empty] | BO Total | #REF! | 0
400kV GIS Extn Substation Package SS-156 for (i) Extn. of 400/230kV Tuticorin-II GIS SS associated with Augmentation of 1x500 MVA, 400/230 kV ICT (7th) at Tuticorin-II GIS Sub Station and (ii) 1 no. 230kV line bay at Tuticorin-II GIS for providing Connectivity to M/s IndianOil NTPC Green Energy Pvt. Ltd.
(SCHEDULE OF RATES AND PRICES : EX-WORKS PRICES)
Bidder’s Name and Address (Lead Partner) : |  |  |  | To:
Contract Services
Name : |  |  |  | Power Grid Corporation of India Ltd.,
Address : |  |  |  | "Saudamini", Plot No.-2
Sector-29,
Gurgaon (Haryana) - 122001
Plant and Equipment (including Mandatory Spares Parts) to be supplied, including Type Test Charges for Tests to be conducted. | [10 empty] | Direct
[6 empty] | All Prices are in Indian Rupees. |  |  |  |  | Bought-Out
SI. No. | Item Description | Unit | Qty. | Unit Ex-works price | Total Ex-works price | Mode of Transaction (Direct / Bought-out)
1 | 2 | 3 | 4 | 5 | 6 = 4 x 5 | 7
#REF! | #REF!
#REF! | #REF!
#REF! | #REF!
#REF! | #REF! | #REF! | #REF! | #REF! | #REF! | #REF!
#REF! | #REF! | #REF! | #REF! | #REF! | #REF! | #REF!
#REF! | #REF!
#REF! | #REF! | #REF! | #REF! | #REF! | #REF! | #REF!
#REF! | #REF! | #REF! | #REF! | #REF! | #REF! | #REF!
#REF! | #REF!
#REF! | #REF! | #REF! | #REF! | #REF! | #REF! | #REF!
#REF! | #REF! | #REF! | #REF! | #REF! | #REF! | #REF!
#REF! | #REF!
#REF! | #REF!
#REF! | #REF! | #REF! | #REF! | #REF! | #REF! | #REF!
#REF! | #REF! | #REF! | #REF! | #REF! | #REF! | #REF!
#REF! | #REF!
#REF! | #REF! | #REF! | #REF! | #REF! | #REF! | #REF!
#REF! | #REF! | #REF! | #REF! | #REF! | #REF! | #REF!
#REF! | #REF! | #REF! | #REF! | #REF! | #REF! | #REF!
#REF! | #REF! | #REF! | #REF! | #REF! | #REF! | #REF!
#REF! | #REF! | #REF! | #REF! | #REF! | #REF! | #REF!
#REF! | #REF! | #REF! | #REF! | #REF! | #REF! | #REF!
#REF! | #REF!
#REF! | #REF! | #REF! | #REF! | #REF! | #REF! | #REF!
#REF! | #REF!
#REF! | #REF! | #REF! | #REF! | #REF! | #REF! | #REF!
#REF! | #REF! | #REF! | #REF! | #REF! | #REF! | #REF!
#REF! | #REF! | #REF! | #REF! | #REF! | #REF! | #REF!
#REF! | #REF! | #REF! | #REF! | #REF! | #REF! | #REF!
#REF! | #REF!
#REF! | #REF! | #REF! | #REF! | #REF! | #REF! | #REF!
#REF! | #REF! | #REF! | #REF! | #REF! | #REF! | #REF!
#REF! | #REF! | #REF! | #REF! | #REF! | #REF! | #REF!
#REF! | #REF!
#REF! | #REF! | #REF! | #REF! | #REF! | #REF! | #REF!
#REF! | #REF! | #REF! | #REF! | #REF! | #REF! | #REF!
#REF! | #REF! | #REF! | #REF! | #REF! | #REF! | #REF!
#REF! | #REF! | #REF! | #REF! | #REF! | #REF! | #REF!
#REF! | #REF! | #REF! | #REF! | #REF! | #REF! | #REF!
#REF! | #REF!
| #REF! | #REF! | #REF! | #REF! | #REF! | #REF!
#REF!
| #REF! | #REF! | #REF! | #REF! | #REF! | #REF!
| #REF! | #REF! | #REF! | #REF! | #REF! | #REF!
| Total Ex-Works Price Direct |  |  |  | 0 | Direct
| Total Ex-Works Price Bought Out |  |  |  | 0
| Total Ex-Works Price |  |  |  | 0
| Total Type Test charges as per Schedule-7 |  |  |  | 0 |  |  | #REF! |  | #REF!
| Total Ex-works Price including Type Test charges |  |  |  | 0 |  |  | #REF! |  | #REF!
[7 empty] | Discount Sch-1 | #REF! | MPD Sch-1 | #REF!
[7 empty] | Dis Alert | #REF!
Note : | Specify amount of Excise Duty, Sales Tax/'VAT and other taxes payable on the transaction between the Contractor and the Employer and octroi/entry tax as applicable for destination site/state on all items of supply including bought-out finished items (to be identified in the Contract), which shall be dispatched directly from the sub-vendor’s works to the Employer’s site (sale-in-transit), separately in Schedule-5. Excise Duty, Sales tax and other levies for all the bought-out items are to be included in the EXW Price (Col. No. 5) only and not to be indicated in Schedule-5.
Date : | --
Place : |  |  | Printed Name :
Designation :
Click for Sch-2

## Sch-2 Dis (hidden)
Spec No: CC/NT/W-GIS/DOM/A01/26/04616 |  |  |  |  | Schedule - 2 Dis
400kV GIS Extn Substation Package SS-156 for (i) Extn. of 400/230kV Tuticorin-II GIS SS associated with Augmentation of 1x500 MVA, 400/230 kV ICT (7th) at Tuticorin-II GIS Sub Station and (ii) 1 no. 230kV line bay at Tuticorin-II GIS for providing Connectivity to M/s IndianOil NTPC Green Energy Pvt. Ltd. | [5 empty] | As per Lum-sum |  | 0
(SCHEDULE OF RATES AND PRICES : FREIGHT & INSURANCE CHARGES) | [5 empty] | AS per Percent |  | #REF!
[6 empty] | As per lum-sum on Sch-2 |  | 0%
Bidder’s Name and Address (Lead Partner) : |  |  |  | To: |  | As per Percent on Sch-2 |  | #REF!
|  |  |  | Contracts Services, 3rd Floor |  | Total Discount |  | #REF!
Name : |  |  |  | Power Grid Corporation of India Ltd.,
Address : |  |  |  | "Saudamini", Plot No.-2
|  |  |  | Sector-29, |  | Multipackage Discount |  | 0%
Gurgaon (Haryana) - 122001
[5 empty] | All Prices are in Indian Rupees. |  | Amount after Discount (Rs.) |  | Dis Alert | Amount after MPD (Rs.)
SI. No. | Description | Unit | Quantity | Unit Freight & Insurance Charges | Total Freight & Insurance Charges |  | Unit Freight & Insurance Charges | Total Freight & Insurance Charges |  | Unit Freight & Insurance Charges | Total Freight & Insurance Charges
1 | 2 | 3 | 4 | 5 | 6 = 4 x 5 |  | 5 | 6 = 4 x 5 |  | 5 | 6 = 4 x 5
#REF! | #REF!
#REF! | #REF! | #REF! | #REF! | #REF! | #REF!
#REF! | #REF! | #REF! | #REF! | #REF! | #REF!
#REF! | #REF!
#REF! | #REF! | #REF! | #REF! | #REF! | #REF!
#REF! | #REF! | #REF! | #REF! | #REF! | #REF!
#REF! | #REF!
#REF! | #REF! | #REF! | #REF! | #REF! | #REF!
#REF! | #REF! | #REF! | #REF! | #REF! | #REF!
#REF! | #REF! | #REF! | #REF! | #REF! | #REF!
#REF! | #REF! | #REF! | #REF! | #REF! | #REF!
#REF! | #REF! | #REF! | #REF! | #REF! | #REF!
#REF! | #REF! | #REF! | #REF! | #REF! | #REF!
#REF! | #REF!
#REF! | #REF! | #REF! | #REF! | #REF! | #REF!
#REF! | #REF!
#REF! | #REF! | #REF! | #REF! | #REF! | #REF!
#REF! | #REF! | #REF! | #REF! | #REF! | #REF!
#REF! | #REF! | #REF! | #REF! | #REF! | #REF!
#REF! | #REF! | #REF! | #REF! | #REF! | #REF!
#REF! | #REF!
#REF! | #REF! | #REF! | #REF! | #REF! | #REF!
#REF! | #REF! | #REF! | #REF! | #REF! | #REF!
#REF! | #REF! | #REF! | #REF! | #REF! | #REF!
#REF! | #REF! | #REF! | #REF! | #REF! | #REF!
#REF! | #REF! | #REF! | #REF! | #REF! | #REF!
#REF! | #REF! | #REF! | #REF! | #REF! | #REF!
#REF! | #REF! | #REF! | #REF! | #REF! | #REF!
#REF! | #REF! | #REF! | #REF! | #REF! | #REF!
#REF! | #REF!
| #REF! | #REF! | #REF! | #REF! | #REF!
#REF! | #REF! | #REF! | #REF! | #REF! | #REF!
#REF! | #REF! | #REF! | #REF! | #REF! | #REF!
| Total F&I Price |  |  |  | #REF!
Date : | --
Place : |  |  | Printed Name :
Designation :
Click for Sch-3

## Sch-2
Spec No: CC/NT/W-GIS/DOM/A01/26/04616 | [6 empty] | Schedule - 2_rev01 |  | Direct Total | #REF! | 0 | `
[9 empty] | BO Total | #REF! | 0
400kV GIS Extn Substation Package SS-156 for (i) Extn. of 400/230kV Tuticorin-II GIS SS associated with Augmentation of 1x500 MVA, 400/230 kV ICT (7th) at Tuticorin-II GIS Sub Station and (ii) 1 no. 230kV line bay at Tuticorin-II GIS for providing Connectivity to M/s IndianOil NTPC Green Energy Pvt. Ltd.
(SCHEDULE OF RATES AND PRICES)
Bidder’s Name and Address (Lead Partner) : | [5 empty] | To:
Contracts Services, 3rd Floor
Name : | [5 empty] | Power Grid Corporation of India Ltd.,
Address : | [5 empty] | "Saudamini", Plot No.-2
Sector-29,
Gurgaon (Haryana) - 122001
Local Transportation, In-transit insurance, loading and unloading | [9 empty] | Direct
Bought-Out
SI. No. | Activity Description | Material Code | Item Description | Unit | Qty. | Unit F&I price | Total F&I price
1 | 2 | 3 | 4 | 5 | 6 | 7 | 8=6*7
I | Extn of Tuticorin-II GIS for ICT7 & line
1 | GIS Portion-400kV GIS EQUIPMENTS | 1000032802 | 420KV, 4000A,63KA GIS BUSBAR MODULE EXTENSION | SET | 2 |  | INCLUDED | 0
2 | GIS Portion-400kV GIS EQUIPMENTS | 1000004637 | 420kV, 3150 A, 63 kA, SF6 GIS ICT feederbay module as per Section-Project,Technical specification | SET | 1 |  | INCLUDED | 0
3 | GIS Portion-400kV GIS EQUIPMENTS | 1000032699 | 3150A, 63KA, 1SEC SINGLE PHASE 420KV SF6 TO AIR BUSHING | EA | 3 |  | INCLUDED | 0
4 | GIS Portion-400kV GIS EQUIPMENTS | 1000004287 | 420kV, 3000A, 63kA, Single phase, SF6Gas Insulated Bus Duct (GIB) outsideGIS Hall alongwith associated supportstructure | M | 280 |  | INCLUDED | 0
5 | GIS Portion-400kV GIS EQUIPMENTS | 1000004638 | 420 kV, 3150 A, 63 kA, SF6 GIS Linefeeder bay module(without PIR) as perSection-Project, Technicalspecification | SET | 1 |  | INCLUDED | 0
6 | GIS Portion-400kV GIS EQUIPMENTS | 1000004505 | 420kV, 3150 A, 63 kA, SF6 GIS Tie baymodule(without PIR) as perSection-Project, Technicalspecification | SET | 1 |  | INCLUDED | 0
7 | GIS Portion-400kV GIS EQUIPMENTS | 1000077608 | 420KV,4000A, 63KA, 3-PHASE GIS EXTENSION PIECE (INTERFACE) MODULESUITABLE FOR EXTENDING EXISTING HYOSUNG MAKE GIS BUS BAR/DUCT AS PERTECHNICAL SPECIFICATION | SET | 2 |  | INCLUDED | 0
8 | GIS Portion-400kV GIS EQUIPMENTS | 1000009711 | Controlled switching device for 420 kV, 3 phase circuit breaker | SET | 2 |  | INCLUDED | 0
9 | GIS portion-220GIS EQUIPMENTS | 1000045815 | 245KV, 1600 A, DM TYPE SF6 MTS/HYBRID GIS ICT/LINEFEEDER BAYSWITCHGEAR ASSEMBLY AS PER SECTION-PROJECT, TECHNICAL SPECIFICATION | EA | 2 |  | INCLUDED | 0
10 | GIS portion-220GIS EQUIPMENTS | 1000077905 | 245KV,3000A, 50KA, SINGLE PHASE, SF6 GAS INSULATED BUS DUCT (GIB)OUTSIDE GIS HALL ALONGWITH ASSOCIATED SUPPORT STRUCTURE ETC. AS PERTECHNICAL SPECIFICATION | M | 900 |  | INCLUDED | 0
11 | GIS portion-220GIS EQUIPMENTS | 1000032773 | 245KV, 3000A, 50KA SINGLE PHASE SF6 TO AIR BUSHING | SET | 12 |  | INCLUDED | 0
12 | 400kV AIS Equipments | 1000020419 | 336kV Surge Arrester (1-phase) | EA | 3 |  | INCLUDED | 0
13 | 400kV AIS Equipments | 1000004401 | 420 kV, 1 phase Bus Post Insulator (except for Line Traps) | EA | 3 |  | INCLUDED | 0
14 | 220KV AIS EQUIPMENT | 1000001695 | 245 kV, 1 phase Bus Post Insulator (except for Line Traps) | EA | 35 |  | INCLUDED | 0
15 | 220KV AIS EQUIPMENT | 1000020417 | 216kV Surge Arrester (1-phase) | EA | 6 |  | INCLUDED | 0
16 | 220KV AIS EQUIPMENT | 1000049442 | 220KV LINE TRAPS 1600A, 0.5MH, 50KA | EA | 2 |  | INCLUDED | 0
17 | 220KV AIS EQUIPMENT | 1000001694 | 245 kV ,1 phase Bus Post Insulators for Line Traps | EA | 6 |  | INCLUDED | 0
18 | 220KV AIS EQUIPMENT | 1000001772 | 245 kV, 4400pf Capacitive Voltage Transformer (1- Phase) | EA | 3 |  | INCLUDED | 0
19 | ERECTION HARDWARE | 1000011334 | Erection Hardware for 400kV I type layout for GIS terminationarrangement-Transformer bay as per technical specification | SET | 1 |  | INCLUDED | 0
20 | ERECTION HARDWARE | 1000011252 | Erection Hardware for 220kV DM-type layout for GIS terminationarrangement-Transformer bay as per technical specification | SET | 1 |  | INCLUDED | 0
21 | ERECTION HARDWARE | 1000011246 | Erection Hardware for 220kV DM-type layout for GIS terminationarrangement-Line bay as per technical specification | SET | 1 |  | INCLUDED | 0
22 | ERECTION HARDWARE | 1000033097 | ERECTION HARDWARE FOR 220KV LAYOUT (DOUBLE MAIN SCHEME)-BUS WORK (TWOBAY) AS PER TECHNICAL SPECIFICATION | SET | 1 |  | INCLUDED | 0
23 | RELAY PANELS | 1000004274 | 400kV Transformer Protection Panel (For both HV & MV side)-(withAutomation) | EA | 1 |  | INCLUDED | 0
24 | RELAY PANELS | 1000025391 | Relay Test kit | EA | 1 |  | INCLUDED | 0
25 | RELAY PANELS | 1000055443 | 220KV CIRCUIT BREAKER RELAY PANEL (WITH AUTOMATION) | EA | 2 |  | INCLUDED | 0
26 | RELAY PANELS | 1000055446 | 400KV CIRCUIT BREAKER RELAY PANEL (WITH AUTOMATION) | EA | 3 |  | INCLUDED | 0
27 | RELAY PANELS | 1000001330 | 220kV Line Protection Panel (with Automation) | EA | 1 |  | INCLUDED | 0
28 | RELAY PANELS | 1000001167 | Augmentation of existing 220kV bus bar protection scheme.(No. of baysas per specification)-(with Automation) | SET | 1 |  | INCLUDED | 0
29 | SAS | 1000001333 | Augmentation of Substation automation System for 220kV bay as perTechnical Specification | EA | 2 |  | INCLUDED | 0
30 | SAS | 1000003409 | Augmentation of Substation automation System for 400kV Main bay as perTechnical Specification | EA | 2 |  | INCLUDED | 0
31 | SAS | 1000003411 | Augmentation of Substation automation System for 400kV Tie bay as perTechnical Specification | EA | 1 |  | INCLUDED | 0
32 | FIRE PROTECTION SYSTEM | 1000012069 | HVW spray system, Hydrant system and complete U/G & O/G piping andaccessories etc. out side the pump house for 500MVA , 400KV/220/33kV, 3-phase Autotransformer | SET | 1 |  | INCLUDED | 0
33 | FIRE PROTECTION SYSTEM | 1000012022 | 4.5 kg CO2 type Portable Fire extinguisher | EA | 5 |  | INCLUDED | 0
34 | FIRE PROTECTION SYSTEM | 1000028771 | PORTABLE FIRE EXTINGUISHER-DCP TYPE 4.5/5 KG | EA | 5 |  | INCLUDED | 0
35 | FIRE PROTECTION SYSTEM | 1000049460 | FIRE PROTECTION SYSTEM FOR LOCAL RELAY ROOM FOR 400KV GIS | SET | 1 |  | INCLUDED | 0
36 | FIRE PROTECTION SYSTEM | 1000012018 | Fire Detection and Alarm System for Switchyard Panel Room of 6 mlength | SET | 1 |  | INCLUDED | 0
37 | FIRE PROTECTION SYSTEM | 1000032698 | FIRE PROTECTION SYSTEM-400KVGIS HALL EXENSION | SET | 1 |  | INCLUDED | 0
38 | ILLUMINATION SYSTEM | 1000014547 | Lighting Panel type ACP-2 as per technical specification | EA | 2 |  | INCLUDED | 0
39 | ILLUMINATION SYSTEM | 1000020262 | Sub Lighting panel (outdoor) type SLP (Switchyard and Street Lighting) | EA | 2 |  | INCLUDED | 0
40 | ILLUMINATION SYSTEM | 1000038039 | LIGHTING FIXTURE LED LUMINAIRES TYPE FL-1 AS PER TECH. SPECIFICATIONS | EA | 13 |  | INCLUDED | 0
41 | ILLUMINATION SYSTEM | 1000038325 | LIGHTING FIXTURE LED LUMINAIRES TYPE FL2 AS PER TECH. SPECIFICATIONS | EA | 13 |  | INCLUDED | 0
42 | ILLUMINATION SYSTEM | 1000001894 | Outdoor Power Receptacle for oilfiltration unit (250A) | EA | 1 |  | INCLUDED | 0
43 | ILLUMINATION SYSTEM | 1000013801 | Illumination system for 400KV GIS Hall | SET | 1 |  | INCLUDED | 0
44 | ILLUMINATION SYSTEM | 1000013795 | Illumination System for switchyard panel room of 6 m length | LS | 1 |  | INCLUDED | 0
45 | CABLES(KM) | 1000000442 | 1.1kV grade Control Cables (PVCinsulated) along withlugs,glands,straight joints &accessories,etc. | LS | 1 |  | INCLUDED | 0
46 | CABLES(KM) | 1000000444 | 1.1kV grade Power Cables (XLPEinsulated) along withlugs,glands,straight joints &accessories,etc. | LS | 1 |  | INCLUDED | 0
47 | CABLES(KM) | 1000000443 | 1.1kV grade Power Cables (PVCinsulated)along withlugs,glands,straight joints &accessories,etc. | LS | 1 |  | INCLUDED | 0
48 | STRUCTURES | 1000015954 | Fabrication, galvanising and supply of Lattice Structures (MS Steel),to be designed during detailed engineering, for towers, beams andequipment support structure including pack plates / packwashers andgusset plates excluding fasteners and foundation bolts | MT | 37 |  | INCLUDED | 0
49 | STRUCTURES | 1000015952 | Fabrication, galvanising and supply of Equipment Support (Pipe)Structures to be designed during detailed engineering | MT | 12 |  | INCLUDED | 0
50 | STRUCTURES | 1000011713 | Fabrication, galvanising and supply of fasteners ( nuts, bolts andwashers ) including step bolts for lattice and pipe structures to bedesigned during detailed engineering | MT | 2 |  | INCLUDED | 0
51 | STRUCTURES | 1000012373 | Fabrication, galvanising and supply of foundation bolts including nuts,checknut and washers for lattice and pipe structures to be designedduring detailed engineering | MT | 5 |  | INCLUDED | 0
52 | VMS | 1000030433 | COLOR IP CAMERA, WITH PAN, TILT AND ZOOM FACILITIES, ALONGWITH ALLREQUIRED ITEMS, ACCESSORIES, LINE INTERFACE UNITS, FIBER PATCH CORDS,POWER SUPPLY UNITS, JUNCTION BOXES, CABLES, FIBER OPTIC CABLES, ETC.,AND INCLUDING INTEGRATION IN EXISTING HARDWARE AND SOFTWARE FORAUGMENTATION OF VISUAL MONITORING SYSTEM AS PER TECHNICALSPECIFICATION. | SET | 1 |  | INCLUDED | 0
53 | MANDATORY SPARES-400kV GIS | 1000058332 | 400KV GIS-SF6 GAS PRESSURE RELIEF DEVICE ASSEMBLY OF EACH TYPE | EA | 1 |  | INCLUDED | 0
54 | MANDATORY SPARES-400kV GIS | 1000049817 | SF6 PRESSURE GAUGE CUM SWITCH /DENSITY MONITORS AND PRESSURESWITCH AS APPLICABLE, OF EACH TYPE-400KV GIS | SET | 2 |  | INCLUDED | 0
55 | MANDATORY SPARES-400kV GIS | 1000049753 | COUPLING DEVICE FOR PRESSURE GAUGE CUM SWITCH FOR CONNECTINGGAS HANDLING PLANT OF EACH TYPE-400KV GIS | SET | 1 |  | INCLUDED | 0
56 | MANDATORY SPARES-400kV GIS | 1000049762 | RUBBER GASKETS, Ã‚â‚¬Å’OÃ‚â‚¬Â RINGS AND SEALS FOR SF6 GAS FOR GISENCLOSURE OF EACH TYPE-400KV GIS | SET | 2 |  | INCLUDED | 0
57 | MANDATORY SPARES-400kV GIS | 1000058330 | 400KV GIS-MOLECULAR FILTER FOR SF6 GAS WITH FILTER BAGS (5 % OF TOTALWEIGHT) | SET | 1 |  | INCLUDED | 0
58 | MANDATORY SPARES-400kV GIS | 1000049750 | CONTROL VALVES FOR SF6 GAS OF EACH TYPE-400KV GIS | SET | 2 |  | INCLUDED | 0
59 | MANDATORY SPARES-400kV GIS | 1000058331 | 400KV GIS-SF6 GAS (5 % OF TOTAL GAS QUANTITY) | LOT | 1 |  | INCLUDED | 0
60 | MANDATORY SPARES-400kV GIS | 1000049783 | LOCKING DEVICE TO KEEP THE DIS-CONNECTORS (ISOLATORS)AND EARTHING/FAST EARTHING SWITCHES IN CLOSE OR OPEN POSITION IN CASEOF REMOVAL OF THE DRIVING MECHANISM-400KV GIS | SET | 2 |  | INCLUDED | 0
61 | MANDATORY SPARES-400kV GIS | 1000049505 | UHF PD SENSORS OF EACH TYPE ALONG WITH BNC CONNECTOR FOR 420KV GIS | EA | 3 |  | INCLUDED | 0
62 | MANDATORY SPARES-400kV GIS | 1000058334 | 400KV GIS-SUPPORT INSULATORS (GAS THROUGH) OF EACH TYPE (COMPLETE WITHMETAL RING ETC.) ALONG WITH ASSOCIATED CONTACTS AND SHIELDS | EA | 3 |  | INCLUDED | 0
63 | MANDATORY SPARES-400kV GIS | 1000058329 | 400KV GIS-GAS BARRIERS OF EACH TYPE (COMPLETE WITH METAL RING ETC.)ALONG WITH ASSOCIATED CONTACTS AND SHIELDS | EA | 3 |  | INCLUDED | 0
64 | MANDATORY SPARES-400kV GIS | 1000058333 | 400KV GIS- 3150A SF6 TO AIR BUSHING COMPLETE IN ALL RESPECT | EA | 1 |  | INCLUDED | 0
65 | MANDATORY SPARES-400kV GIS | 1000049498 | LCC SPARES - AUX. RELAYS, CONTACTORS,PUSH BUTTONS, SWITCHES,LAMPS,ANNUNCIATION WINDOWS, MCB, FUSES,TIMERS, TERMINAL BLOCKS ETC. OF EACHTYPE & RATING-400kV GIS | SET | 1 |  | INCLUDED | 0
66 | MANDATORY SPARES-400kV GIS | 1000058317 | 400KV GIS-ONE POLE OF 3150A CIRCUIT BREAKER WITHOUT PIR WITHINTERRUPTER, MAIN CIRCUIT, ENCLOSURE AND OPERATING MECHANISM COMPLETEIN ALL RESPECT | SET | 1 |  | INCLUDED | 0
67 | MANDATORY SPARES-400kV GIS | 1000021873 | Trip coil assembly with resistor for420kV GIS Circuit Breaker (asapplicable) | SET | 3 |  | INCLUDED | 0
68 | MANDATORY SPARES-400kV GIS | 1000009208 | Closing coil assembly with resistor for420kV GIS Circuit Breaker (asapplicable) | SET | 3 |  | INCLUDED | 0
69 | MANDATORY SPARES-400kV GIS | 1000058324 | RELAYS, POWER CONTACTORS, PUSH BUTTONS, TIMERS & MCBS ETC. (ASAPPLICABLE) OF EACH TYPE FOR 400KV GIS CIRCUIT BREAKER | SET | 1 |  | INCLUDED | 0
70 | MANDATORY SPARES-400kV GIS | 1000007067 | Auxiliary switch assembly of each type for 420kV GIS Circuit Breaker | SET | 1 |  | INCLUDED | 0
71 | MANDATORY SPARES-400kV GIS | 1000058323 | 400KV GIS CIRCUIT BREAKER-OPERATION COUNTER | EA | 1 |  | INCLUDED | 0
72 | MANDATORY SPARES-400kV GIS | 1000058320 | 400KV GIS CIRCUIT BREAKER-HYDRAULIC OPERATING MECHANISM WITH DRIVEMOTOR (FOR HYDRAULIC OPERATED MECHANISM, IF APPLICABLE) | SET | 1 |  | INCLUDED | 0
73 | MANDATORY SPARES-400kV GIS | 1000049759 | HYDRAULIC FILTER OF EACH TYPE (FOR HYDRAULIC OPERATED MECHANISM, IFPPLICABLE)-400KV GIS CIRCUIT BREKAER | SET | 1 |  | INCLUDED | 0
74 | MANDATORY SPARES-400kV GIS | 1000058319 | 400KV GIS CIRCUIT BREAKER- HOSE PIPE OF EACH TYPE (AS APPLICABLE) (FORHYDRAULIC OPERATED MECHANISM, IF APPLICABLE) | SET | 1 |  | INCLUDED | 0
75 | MANDATORY SPARES-400kV GIS | 1000058322 | 400KV GIS CIRCUIT BREAKER - N2 ACCUMULATOR (FOR HYDRAULIC OPERATEDMECHANISM, IF APPLICABLE) | SET | 1 |  | INCLUDED | 0
76 | MANDATORY SPARES-400kV GIS | 1000049835 | VALVES OF EACH TYPE (FOR HYDRAULIC OPERATED MECHANISM, IFAPPLICABLE)-400KV GIS CIRCUIT BREKAER | SET | 1 |  | INCLUDED | 0
77 | MANDATORY SPARES-400kV GIS | 1000049795 | PIPE LENGTH (COPPER & STEEL) OF EACH SIZE & TYPE (FOR HYDRAULICOPERATED MECHANISM, IF APPLICABLE)-400KV GIS CIRCUIT BREKAER | SET | 1 |  | INCLUDED | 0
78 | MANDATORY SPARES-400kV GIS | 1000049808 | PRESSURE SWITCHES OF EACH TYPE (FOR HYDRAULIC OPERATED MECHANISM, IFAPPLICABLE)-400KV GIS CIRCUIT BREKAER | SET | 1 |  | INCLUDED | 0
79 | MANDATORY SPARES-400kV GIS | 1000049805 | PRESSURE GAUGE WITH COUPLING DEVICE OF EACH TYPE (FOR HYDRAULICOPERATED MECHANISM, IF APPLICABLE)-400KV GIS CIRCUIT BREKAER | SET | 1 |  | INCLUDED | 0
80 | MANDATORY SPARES-400kV GIS | 1000058321 | 400KV GIS CIRCUIT BREAKER-HYDRAULIC OIL (5% OF TOTAL OIL QUANTITY)(FOR HYDRAULIC OPERATED MECHANISM, IF APPLICABLE) | SET | 1 |  | INCLUDED | 0
81 | MANDATORY SPARES-400kV GIS | 1000049799 | PRESSURE RELIEF DEVICE OF EACH TYPE (FOR HYDRAULIC OPERATED MECHANISM,IF APPLICABLE)-400KV GIS CIRCUIT BREKAER | SET | 1 |  | INCLUDED | 0
82 | MANDATORY SPARES-400kV GIS | 1000058325 | 400KV GIS CIRCUIT BREAKER-COMPLETE SPRING OPERATING MECHANISMINCLUDING CHARGING MECHANISM ETC. (FOR SPRING OPERATED MECHANISM, IFAPPLICABLE) | SET | 1 |  | INCLUDED | 0
83 | MANDATORY SPARES-400kV GIS | 1000058318 | 400KV GIS CIRCUIT BREAKER- COMPLETE HYDRAULIC-SPRING OPERATINGMECHANISM INCLUDING CHARGING MECHANISM ETC. (FOR HYDRAULIC-SPRINGOPERATED MECHANISM, IF APPLICABLE) | SET | 1 |  | INCLUDED | 0
84 | MANDATORY SPARES-400kV GIS | 1000049495 | PRESSURE SWITCHES OF EACH TYPE FOR420KV GIS CIRCUIT BREAKER (ForHydraulic-Spring Operated Mechanism, ifapplicable) | SET | 1 |  | INCLUDED | 0
85 | MANDATORY SPARES-400kV GIS | 1000049802 | PRESSURE GAUGE WITH COUPLING DEVICE OF EACH TYPE (FOR HYDRAULIC-SPRINGOPERATED MECHANISM, IF APPLICABLE)-400KV GIS CIRCUIT BREKAER | SET | 1 |  | INCLUDED | 0
86 | MANDATORY SPARES-400kV GIS | 1000058374 | 400kV GIS- Single phase of 3150Adisconnector switch including maincircuit, enclosure, driving mechanismand support insulator etc., complete inall respect (Note 1- The contractorshall supply spare for disconnectorswitch to ensure one to one replacementof all disconnector switch supplied asmain equipment without any requirementof modification in fittings at site tocover all different types ofdisconnector switch supplied. In case,quantity of supplied dis-connectorswitch types (for one to onereplacement) are more than the quantitymentioned in BPS for spare, thecontractor shall supply theseadditional types of disconnector switchwithout any additional priceimplication to POWERGRID and quantitiesof these additional type ofdisconnector switch are deem to beincluded in the quantities mentioned inBPS for spare disconnector. Note 2 - Incase, Dis-connector Switch (DS) & EarthSwitch (ES) is provided in a sameenclosure with common operatingmechanism, then the module comprisingof Dis-connector & Earth switch insingle enclosure with common operatingmechanism is to be provided under thehead of spare Dis-connector only. Note3- In case, Dis-connector Switch (DS)&Earth Switch (ES) is provided in asame enclosure with separate operatingmechanism, then the module comprisingof Dis-connector & Earth switch insingle enclosure with separateoperating mechanism is to be providedunder the head of spare Dis-connectoronly.) | EA | 2 |  | INCLUDED | 0
87 | MANDATORY SPARES-400kV GIS | 1000058314 | 400KV GIS- SINGLE PHASE MAINTENANCE EARTHING SWITCH INCLUDING MAINCIRCUIT, ENCLOSURE, DRIVING MECHANISM AND SUPPORT INSULATOR ETC.,COMPLETE IN ALL RESPECT (NOTE 1 - IN CASE, DIS-CONNECTOR SWITCH (DS) &EARTH SWITCH (ES) IS PROVIDED IN A SAME ENCLOSURE WITH COMMONOPERATING MECHANISM, THEN THE MODULE COMPRISING OF DIS-CONNECTOR &EARTH SWITCH IN SINGLE ENCLOSURE WITH COMMON OPERATING MECHANISM IS TOBE PROVIDED UNDER THE HEAD OF SPARE DIS-CONNECTOR ONLY. NOTE 2 - INCASE, DIS-CONNECTOR SWITCH (DS) & EARTH SWITCH (ES) IS PROVIDED IN ASAME ENCLOSURE WITH SEPARATE OPERATING MECHANISM, THEN THE MODULECOMPRISING OF DIS-CONNECTOR & EARTH SWITCH IN SINGLE ENCLOSURE WITHSEPARATE OPERATING MECHANISM IS TO BE PROVIDED UNDER THE HEAD OF SPAREDIS-CONNECTOR ONLY.) | EA | 1 |  | INCLUDED | 0
88 | MANDATORY SPARES-400kV GIS | 1000058310 | 400KV GIS - SINGLE PHASE FAST EARTHING SWITCH INCLUDING MAIN CIRCUIT,ENCLOSURE, DRIVING MECHANISM AND SUPPORT INSULATOR ETC., COMPLETE INALL RESPECT (NOTE 1 - IN CASE, DIS-CONNECTOR SWITCH (DS) & EARTHSWITCH (ES) IS PROVIDED IN A SAME ENCLOSURE WITH COMMON OPERATINGMECHANISM, THEN THE MODULE COMPRISING OF DIS-CONNECTOR & EARTH SWITCHIN SINGLE ENCLOSURE WITH COMMON OPERATING MECHANISM IS TO BE PROVIDEDUNDER THE HEAD OF SPARE DIS-CONNECTOR ONLY. NOTE 2 - IN CASE,DIS-CONNECTOR SWITCH (DS) & EARTH SWITCH (ES) IS PROVIDED IN A SAMEENCLOSURE WITH SEPARATE OPERATING MECHANISM, THEN THE MODULECOMPRISING OF DIS-CONNECTOR & EARTH SWITCH IN SINGLE ENCLOSURE WITHSEPARATE OPERATING MECHANISM IS TO BE PROVIDED UNDER THE HEAD OF SPAREDIS-CONNECTOR ONLY.) | EA | 1 |  | INCLUDED | 0
89 | MANDATORY SPARES-400kV GIS | 1000058305 | OPEN/CLOSE CONTACTOR ASSEMBLY, TIMERS, KEY INTERLOCK, INTERLOCKINGCOILS, RELAYS, PUSH BUTTONS, INDICATING LAMPS, POWER CONTACTORS,RESISTORS, FUSES, MCBS & DRIVE CONTROL CARDS ETC. (AS APPLICABLE) ONEOF EACH TYPE FOR ONE COMPLETE MOM BOX FOR 400KV GIS DISCONNECTORSWITCH | SET | 1 |  | INCLUDED | 0
90 | MANDATORY SPARES-400kV GIS | 1000058312 | OPEN/CLOSE CONTACTOR ASSEMBLY, TIMERS, KEY INTERLOCK, INTERLOCKINGCOILS, RELAYS, PUSH BUTTONS, INDICATING LAMPS, POWER CONTACTORS,RESISTORS, FUSES, MCBS & DRIVE CONTROL CARDS ETC. (AS APPLICABLE) ONEOF EACH TYPE FOR ONE COMPLETE MOM BOX FOR 400KV GIS MAINTENANCE EARTHSWITCH | SET | 1 |  | INCLUDED | 0
91 | MANDATORY SPARES-400kV GIS | 1000058308 | OPEN/CLOSE CONTACTOR ASSEMBLY, TIMERS, KEY INTERLOCK, INTERLOCKINGCOILS, RELAYS, PUSH BUTTONS, INDICATING LAMPS, POWER CONTACTORS,RESISTORS, FUSES, MCBS & DRIVE CONTROL CARDS ETC. (AS APPLICABLE) ONEOF EACH TYPE FOR ONE COMPLETE MOM BOX FOR 400KV GIS FAST EARTHINGSWITCH | SET | 1 |  | INCLUDED | 0
92 | MANDATORY SPARES-400kV GIS | 1000049776 | LIMIT SWITCHES AND AUX. SWITCHES FOR ONE COMPLETE MOM BOX FORDISCONNECTOR-400KV GIS | SET | 1 |  | INCLUDED | 0
93 | MANDATORY SPARES-400kV GIS | 1000049778 | LIMIT SWITCHES AND AUX. SWITCHES FOR ONE COMPLETE MOM BOX FORMAINTENANCE EARTHING SWITCH-400KV GIS | SET | 1 |  | INCLUDED | 0
94 | MANDATORY SPARES-400kV GIS | 1000049777 | LIMIT SWITCHES AND AUX. SWITCHES FOR ONE COMPLETE MOM BOX FOR FASTEARTHING SWITCH (IF APPLICABLE)-400KV GIS | SET | 1 |  | INCLUDED | 0
95 | MANDATORY SPARES-400kV GIS | 1000058306 | DRIVE MECHANISM FOR 400KV GIS DISCONNECTOR SWITCH | SET | 1 |  | INCLUDED | 0
96 | MANDATORY SPARES-400kV GIS | 1000058313 | DRIVE MECHANISM FOR 400KV GIS MAINTENANCE EARTH SWITCH | SET | 1 |  | INCLUDED | 0
97 | MANDATORY SPARES-400kV GIS | 1000058309 | DRIVE MECHANISM FOR 400KV GIS FAST EARTHING SWITCH | SET | 1 |  | INCLUDED | 0
98 | MANDATORY SPARES-400kV GIS | 1000058307 | MOTOR FOR DRIVE MECHANISM FOR 400KV GIS DISCONNECTOR SWITCH | EA | 1 |  | INCLUDED | 0
99 | MANDATORY SPARES-400kV GIS | 1000058315 | MOTOR FOR DRIVE MECHANISM FOR 400KVGIS MAINTENANCE EARTH SWITCH | EA | 1 |  | INCLUDED | 0
100 | MANDATORY SPARES-400kV GIS | 1000058311 | MOTOR FOR DRIVE MECHANISM FOR 400KV GIS FAST EARTHING SWITCH | EA | 1 |  | INCLUDED | 0
101 | MANDATORY SPARES-400kV GIS | 1000058327 | 400KV GIS- SINGLE PHASE OF CURRENT TRANSFORMER (3 CORES, TYPE-CTA)WITH ASSOCIATED ENCLOSURE AND PRIMARY CONDUCTOR COMPLETE IN ALLRESPECT | EA | 1 |  | INCLUDED | 0
102 | MANDATORY SPARES-400kV GIS | 1000058326 | 400KV GIS- SINGLE PHASE OF CURRENT TRANSFORMER (2 CORES, TYPE-CTB)WITH ASSOCIATED ENCLOSURE AND PRIMARY CONDUCTOR COMPLETE IN ALLRESPECT | EA | 1 |  | INCLUDED | 0
103 | Mandatory Spares (LOT) | 1000019927 | Spares-Substation Automation System | LS | 1 |  | INCLUDED | 0
104 | Mandatory Spares (LOT) | 1000019925 | Spares for Fire Protection System | LS | 1 |  | INCLUDED | 0
105 | Mandatory Spares (LOT) | 1000024186 | SPARES FOR 336KV SURGE ARRESTER | LS | 1 |  | INCLUDED | 0
106 | Mandatory Spares (LOT) | 1000025930 | Spare-216kV Surge Arrester | SET | 1 |  | INCLUDED | 0
107 | Mandatory Spares (LOT) | 1000019912 | Relay & protection Panels (with automation) | LS | 1 |  | INCLUDED | 0
108 | Mandatory Spares (LOT) | 1000025934 | Spare-245kV CVT | SET | 1 |  | INCLUDED | 0
109 | Main Earthmat | 1000032055 | 40 MM MS ROD FOR MAIN EARTHMAT | KM | 2 |  | INCLUDED | 0
110 | Spares-220 kV Hybrid GIS | 1000058300 | 220KV GIS-SF6 GAS PRESSURE RELIEF DEVICE ASSEMBLY OF EACH TYPE | EA | 1 |  | INCLUDED | 0
111 | Spares-220 kV Hybrid GIS | 1000049816 | SF6 PRESSURE GAUGE CUM SWITCH /DENSITY MONITORS AND PRESSURESWITCH AS APPLICABLE, OF EACH TYPE-220KV GIS | SET | 2 |  | INCLUDED | 0
112 | Spares-220 kV Hybrid GIS | 1000049752 | COUPLING DEVICE FOR PRESSURE GAUGE CUM SWITCH FOR CONNECTINGGAS HANDLING PLANT OF EACH TYPE-220KV GIS | SET | 1 |  | INCLUDED | 0
113 | Spares-220 kV Hybrid GIS | 1000049761 | RUBBER GASKETS, Ã‚â‚¬Å’OÃ‚â‚¬Â RINGS AND SEALS FOR SF6 GAS FOR GISENCLOSURE OF EACH TYPE-220KV GIS | SET | 2 |  | INCLUDED | 0
114 | Spares-220 kV Hybrid GIS | 1000058298 | 220KV GIS-MOLECULAR FILTER FOR SF6 GAS WITH FILTER BAGS (5 % OF TOTALWEIGHT) | SET | 1 |  | INCLUDED | 0
115 | Spares-220 kV Hybrid GIS | 1000049749 | CONTROL VALVES FOR SF6 GAS OF EACH TYPE-220KV GIS | SET | 2 |  | INCLUDED | 0
116 | Spares-220 kV Hybrid GIS | 1000058299 | 220KV GIS-SF6 GAS (5 % OF TOTAL GAS QUANTITY) | LOT | 1 |  | INCLUDED | 0
117 | Spares-220 kV Hybrid GIS | 1000049782 | LOCKING DEVICE TO KEEP THE DIS-CONNECTORS (ISOLATORS)AND EARTHING/FAST EARTHING SWITCHES (AS APPLICABLE) IN CLOSE OR OPENPOSITION IN CASE OF REMOVAL OF THE DRIVING MECHANISM-220KV GIS | SET | 2 |  | INCLUDED | 0
118 | Spares-220 kV Hybrid GIS | 1000058302 | 220KV GIS-SUPPORT INSULATORS (GAS THROUGH) OF EACH TYPE (COMPLETE WITHMETAL RING ETC.) ALONG WITH ASSOCIATED CONTACTS AND SHIELDS | EA | 3 |  | INCLUDED | 0
119 | Spares-220 kV Hybrid GIS | 1000058297 | 220KV GIS-GAS BARRIERS OF EACH TYPE (COMPLETE WITH METAL RING ETC.)ALONG WITH ASSOCIATED CONTACTS AND SHIELDS | EA | 3 |  | INCLUDED | 0
120 | Spares-220 kV Hybrid GIS | 1000058301 | 220KV GIS- 1600A SF6 TO AIR BUSHING COMPLETE IN ALL RESPECT | EA | 1 |  | INCLUDED | 0
121 | Spares-220 kV Hybrid GIS | 1000058284 | 220KV GIS-ONE POLE OF 1600A CIRCUIT BREAKER WITH INTERRUPTER, MAINCIRCUIT, ENCLOSURE AND OPERATING MECHANISM COMPLETE IN ALL RESPECT | SET | 1 |  | INCLUDED | 0
122 | Spares-220 kV Hybrid GIS | 1000021871 | Trip coil assembly with resistor for245kV GIS Circuit Breaker (asapplicable) | SET | 3 |  | INCLUDED | 0
123 | Spares-220 kV Hybrid GIS | 1000009185 | Closing coil assembly with resistor for245kV GIS Circuit Breaker (asapplicable) | SET | 3 |  | INCLUDED | 0
124 | Spares-220 kV Hybrid GIS | 1000058292 | RELAYS, POWER CONTACTORS, PUSH BUTTONS, TIMERS & MCBS ETC. (ASAPPLICABLE) OF EACH TYPE FOR 220KV GIS CIRCUIT BREAKER | SET | 1 |  | INCLUDED | 0
125 | Spares-220 kV Hybrid GIS | 1000007066 | Auxiliary switch assembly of each type for 245kV GIS Circuit Breaker | SET | 1 |  | INCLUDED | 0
126 | Spares-220 kV Hybrid GIS | 1000058291 | 220KV GIS CIRCUIT BREAKER-OPERATION COUNTER | EA | 1 |  | INCLUDED | 0
127 | Spares-220 kV Hybrid GIS | 1000058293 | 220KV GIS CIRCUIT BREAKER-COMPLETE SPRING OPERATING MECHANISMINCLUDING CHARGING MECHANISM ETC. (FOR SPRING OPERATED MECHANISM, IFAPPLICABLE) | SET | 1 |  | INCLUDED | 0
128 | Spares-220 kV Hybrid GIS | 1000058287 | 220KV GIS CIRCUIT BREAKER- COMPLETE HYDRAULIC-SPRING OPERATINGMECHANISM INCLUDING CHARGING MECHANISM ETC. (FOR HYDRAULIC-SPRINGOPERATED MECHANISM, IF APPLICABLE) | SET | 1 |  | INCLUDED | 0
129 | Spares-220 kV Hybrid GIS | 1000049797 | PRESSURE SWITCHES OF EACH TYPE (FOR HYDRAULIC-SPRING OPERATEDMECHANISM, IF APPLICABLE)-220KV GIS CIRCUIT BREAKER | SET | 1 |  | INCLUDED | 0
130 | Spares-220 kV Hybrid GIS | 1000049801 | PRESSURE GAUGE WITH COUPLING DEVICE OF EACH TYPE (FOR HYDRAULIC-SPRINGOPERATED MECHANISM, IF APPLICABLE)-220KV GIS CIRCUIT BREKAER | SET | 1 |  | INCLUDED | 0
131 | Spares-220 kV Hybrid GIS | 1000058273 | OPEN/CLOSE CONTACTOR ASSEMBLY, TIMERS, KEY INTERLOCK, INTERLOCKINGCOILS, RELAYS, PUSH BUTTONS, INDICATING LAMPS, POWER CONTACTORS,RESISTORS, FUSES, MCBS & DRIVE CONTROL CARDS ETC. (AS APPLICABLE) ONEOF EACH TYPE FOR ONE COMPLETE MOM BOX FOR 220KV GIS DISCONNECTORSWITCH | SET | 1 |  | INCLUDED | 0
132 | Spares-220 kV Hybrid GIS | 1000058280 | OPEN/CLOSE CONTACTOR ASSEMBLY, TIMERS, KEY INTERLOCK, INTERLOCKINGCOILS, RELAYS, PUSH BUTTONS, INDICATING LAMPS, POWER CONTACTORS,RESISTORS, FUSES, MCBS & DRIVE CONTROL CARDS ETC. (AS APPLICABLE) ONEOF EACH TYPE FOR ONE COMPLETE MOM BOX FOR 220KV GIS MAINTENANCE EARTHSWITCH | SET | 1 |  | INCLUDED | 0
133 | Spares-220 kV Hybrid GIS | 1000058276 | OPEN/CLOSE CONTACTOR ASSEMBLY, TIMERS, KEY INTERLOCK, INTERLOCKINGCOILS, RELAYS, PUSH BUTTONS, INDICATING LAMPS, POWER CONTACTORS,RESISTORS, FUSES, MCBS & DRIVE CONTROL CARDS ETC. (AS APPLICABLE) ONEOF EACH TYPE FOR ONE COMPLETE MOM BOX FOR 220KV GIS FAST EARTHINGSWITCH | SET | 1 |  | INCLUDED | 0
134 | Spares-220 kV Hybrid GIS | 1000049773 | LIMIT SWITCHES AND AUX. SWITCHES FOR ONE COMPLETE MOM BOX FORDISCONNECTOR-220KV GIS | SET | 1 |  | INCLUDED | 0
135 | Spares-220 kV Hybrid GIS | 1000049775 | LIMIT SWITCHES AND AUX. SWITCHES FOR ONE COMPLETE MOM BOX FORMAINTENANCE EARTHING SWITCH-220KV GIS | SET | 1 |  | INCLUDED | 0
136 | Spares-220 kV Hybrid GIS | 1000049774 | LIMIT SWITCHES AND AUX. SWITCHES FOR ONE COMPLETE MOM BOX FOR FASTEARTHING SWITCH (IF APPLICABLE)-220KV GIS | SET | 1 |  | INCLUDED | 0
137 | Spares-220 kV Hybrid GIS | 1000075085 | 220KV GIS- SINGLE PHASE OF CURRENT TRANSFORMER (5 CORES) WITHASSOCIATED ENCLOSURE AND PRIMARY CONDUCTOR COMPLETE IN ALL RESPECT | EA | 1 |  | INCLUDED | 0
138 | Spares-220 kV Hybrid GIS | 1000049497 | LCC SPARES - AUX. RELAYS, CONTACTORS,PUSH BUTTONS, SWITCHES, LAMPS,ANNUNCIATION WINDOWS, MCB, FUSES,TIMERS, TERMINAL BLOCKS ETC. OF EACHTYPE & RATING-220kV GIS | SET | 1 |  | INCLUDED | 0
139 | Spares-220 kV Hybrid GIS | 1000077054 | 220kV GIS- Single phase of 1600A disconnector switch including maincircuit, enclosure, driving mechanism and support insulator etc.,complete in all respect (Note 1- The contractor shall supply spare fordisconnector switch to ensure one to one replacement of all disconnectorswitch supplied as main equipment without any requirement ofmodification in fittings at site to cover all different types ofdisconnector switch supplied. In case, quantity of supplied dis-connector switch types (for one to one replacement) are more than thequantity mentioned in BPS for spare, the contractor shall supply theseadditional types of disconnector switch without any additional priceimplication to POWERGRID and quantities of these additional type ofdisconnector switch are deem to be included in the quantities mentionedin BPS for spare disconnector. Note 2 - In case, Dis-connector Switch(DS) & Earth Switch (ES) is provided in a same enclosure with commonoperating mechanism, then the module comprising of Dis-connector & Earthswitch in single enclosure with common operating mechanism is to beprovided under the head of spare Dis-connector only. Note 3 - In case,Dis-connector Switch (DS) & Earth Switch (ES) is provided in a sameenclosure with separate operating mechanism, then the module comprisingof Dis-connector & Earth switch in single enclosure with separateoperating mechanism is to be provided under the head of spare Dis-connector only.) | EA | 2 |  | INCLUDED | 0
140 | Spares-220 kV Hybrid GIS | 1000077057 | 220KV GIS- SINGLE PHASE MAINTENANCE EARTHING SWITCH INCLUDING MAINCIRCUIT, ENCLOSURE, DRIVING MECHANISM AND SUPPORT INSULATORETC.,COMPLETE IN ALL RESPECT (NOTE 1 - IN CASE, DIS-CONNECTOR SWITCH(DS) & EARTH SWITCH (ES) IS PROVIDED IN A SAME ENCLOSURE WITH COMMONOPERATING MECHANISM, THEN THE MODULE COMPRISING OF DIS-CONNECTOR &EARTH SWITCH IN SINGLE ENCLOSURE WITH COMMON OPERATING MECHANISM IS TOBE PROVIDED UNDER THE HEAD OF SPARE DIS-CONNECTOR ONLY. NOTE 2 - INCASE, DIS-CONNECTOR SWITCH (DS) & EARTH SWITCH (ES) IS PROVIDED IN ASAME ENCLOSURE WITH SEPARATE OPERATING MECHANISM, THEN THE MODULECOMPRISING OF DIS-CONNECTOR & EARTH SWITCH IN SINGLE ENCLOSURE WITHSEPARATE OPERATING MECHANISM IS TO BE PROVIDED UNDER THE HEAD OF SPAREDIS-CONNECTOR ONLY.) | EA | 1 |  | INCLUDED | 0
141 | Spares-220 kV Hybrid GIS | 1000077056 | 220KV GIS - SINGLE PHASE FAST EARTHING SWITCH INCLUDING MAIN CIRCUIT,ENCLOSURE, DRIVING MECHANISM AND SUPPORT INSULATOR ETC., COMPLETE INALL RESPECT (NOTE 1 - IN CASE, DIS-CONNECTOR SWITCH (DS) & EARTHSWITCH (ES) IS PROVIDED IN A SAME ENCLOSURE WITH COMMON OPERATINGMECHANISM, THEN THE MODULE COMPRISING OF DIS-CONNECTOR & EARTH SWITCHIN SINGLE ENCLOSURE WITH COMMON OPERATING MECHANISM IS TO BE PROVIDEDUNDER THE HEAD OF SPARE DIS-CONNECTOR ONLY. NOTE 2 - IN CASE,DIS-CONNECTOR SWITCH (DS) & EARTH SWITCH (ES) IS PROVIDED IN A SAMEENCLOSURE WITH SEPARATE OPERATING MECHANISM, THEN THE MODULECOMPRISING OF DIS-CONNECTOR & EARTH SWITCH IN SINGLE ENCLOSURE WITHSEPARATE OPERATING MECHANISM IS TO BE PROVIDED UNDER THE HEAD OF SPAREDIS-CONNECTOR ONLY.) | EA | 1 |  | INCLUDED | 0
142 | Spares-220 kV Hybrid GIS | 1000058288 | 220KV GIS CIRCUIT BREAKER-HYDRAULIC OPERATING MECHANISM WITH DRIVEMOTOR (FOR HYDRAULIC OPERATED MECHANISM, IF APPLICABLE) | SET | 1 |  | INCLUDED | 0
143 | Spares-220 kV Hybrid GIS | 1000049758 | HYDRAULIC FILTER OF EACH TYPE (FOR HYDRAULIC OPERATED MECHANISM, IFPPLICABLE)-220KV GIS CIRCUIT BREKAER | SET | 1 |  | INCLUDED | 0
144 | Spares-220 kV Hybrid GIS | 1000058272 | 220KV GIS CIRCUIT BREAKER- HOSE PIPE OF EACH TYPE (AS APPLICABLE) (FORHYDRAULIC OPERATED MECHANISM, IF APPLICABLE) | SET | 1 |  | INCLUDED | 0
145 | Spares-220 kV Hybrid GIS | 1000058290 | 220KV GIS CIRCUIT BREAKER - N2 ACCUMULATOR (FOR HYDRAULIC OPERATEDMECHANISM, IF APPLICABLE) | SET | 1 |  | INCLUDED | 0
146 | Spares-220 kV Hybrid GIS | 1000049834 | VALVES OF EACH TYPE (FOR HYDRAULIC OPERATED MECHANISM, IFAPPLICABLE)-220KV GIS CIRCUIT BREKAER | SET | 1 |  | INCLUDED | 0
147 | Spares-220 kV Hybrid GIS | 1000049794 | PIPE LENGTH (COPPER & STEEL) OF EACH SIZE & TYPE (FOR HYDRAULICOPERATED MECHANISM, IF APPLICABLE)-220KV GIS CIRCUIT BREKAER | SET | 1 |  | INCLUDED | 0
148 | Spares-220 kV Hybrid GIS | 1000049807 | PRESSURE SWITCHES OF EACH TYPE (FOR HYDRAULIC OPERATED MECHANISM, IFAPPLICABLE)-220KV GIS CIRCUIT BREKAER | SET | 1 |  | INCLUDED | 0
149 | Spares-220 kV Hybrid GIS | 1000049804 | PRESSURE GAUGE WITH COUPLING DEVICE OF EACH TYPE (FOR HYDRAULICOPERATED MECHANISM, IF APPLICABLE)-220KV GIS CIRCUIT BREKAER | SET | 1 |  | INCLUDED | 0
150 | Spares-220 kV Hybrid GIS | 1000058289 | 220KV GIS CIRCUIT BREAKER-HYDRAULIC OIL (5% OF TOTAL OIL QUANTITY)(FOR HYDRAULIC OPERATED MECHANISM, IF APPLICABLE) | SET | 1 |  | INCLUDED | 0
151 | Spares-220 kV Hybrid GIS | 1000049798 | PRESSURE RELIEF DEVICE OF EACH TYPE (FOR HYDRAULIC OPERATED MECHANISM,IF APPLICABLE)-220KV GIS CIRCUIT BREKAER | SET | 1 |  | INCLUDED | 0
152 | Spares-220 kV Hybrid GIS | 1000058274 | DRIVE MECHANISM FOR 220KV GIS DISCONNECTOR SWITCH | SET | 1 |  | INCLUDED | 0
153 | Spares-220 kV Hybrid GIS | 1000058281 | DRIVE MECHANISM FOR 220KV GIS MAINTENANCE EARTH SWITCH | SET | 1 |  | INCLUDED | 0
154 | Spares-220 kV Hybrid GIS | 1000058277 | DRIVE MECHANISM FOR 220KV GIS FAST EARTHING SWITCH | SET | 1 |  | INCLUDED | 0
155 | Spares-220 kV Hybrid GIS | 1000058275 | MOTOR FOR DRIVE MECHANISM FOR 220KV GIS DISCONNECTOR SWITCH | EA | 1 |  | INCLUDED | 0
156 | Spares-220 kV Hybrid GIS | 1000058283 | MOTOR FOR DRIVE MECHANISM FOR 220KVGIS MAINTENANCE EARTH SWITCH | EA | 1 |  | INCLUDED | 0
157 | Spares-220 kV Hybrid GIS | 1000058279 | MOTOR FOR DRIVE MECHANISM FOR 220KV GIS FAST EARTHING SWITCH | EA | 1 |  | INCLUDED | 0
158 | Spares-220 kV Hybrid GIS | 1000032773 | 245KV, 3000A, 50KA SINGLE PHASE SF6 TO AIR BUSHING | SET | 1 |  | INCLUDED | 0
159 | AIR CONDITIONING & VENTILATION SYSTEM | 1000022409 | Ventillation system for 400kV GIS Hall Ext | SET | 1 |  | INCLUDED | 0
160 | AIR CONDITIONING & VENTILATION SYSTEM | 1000025963 | Air conditioning sys-400kV GIS Hall LCC | SET | 1 |  | INCLUDED | 0
161 | AIR CONDITIONING & VENTILATION SYSTEM | 1000006284 | Air conditioning system for Switchyard Panel Room of 6m length | SET | 1 |  | INCLUDED | 0
162 | LT switchgear | 1000004304 | 415V ACDB (Extn.) | SET | 1 |  | INCLUDED | 0
163 | Supply Tele BOQ at tuticorin-II | 1000031367 | SDH EQUIPMENT (STM-16 MADM UPTO 5 MSP PROTECTED DIRECTIONS)-BASEEQUIPMENT (COMMON CARDS, CROSS CONNECT/CONTROL CARDS, OPTICAL BASECARDS, POWER SUPPLY CARDS, POWER CABLING, OTHER HARDWARE ANDACCESSORIES INCLUDING SUB RACKS, PATCH CORD, DDF ETC FULLY EQUIPEDEXCLUDING OPTICAL INTERFACE & TRIBUTARY CARDS | EA | 1 |  | INCLUDED | 0
164 | Supply Tele BOQ at tuticorin-II | 1000018706 | S16.1 SFP | EA | 4 |  | INCLUDED | 0
165 | Supply Tele BOQ at tuticorin-II | 1000031374 | TRIBUTARY INTERFACE- E1 INTERFACE (MINIMUM 16 NOS.) | SET | 2 |  | INCLUDED | 0
166 | Supply Tele BOQ at tuticorin-II | 1000034950 | ETHERNET INTERFACE 10/100 BASE T WITH LAYER-2 SWITCHING (MIN 8INTERFACES PER CARD) | EA | 2 |  | INCLUDED | 0
167 | Supply Tele BOQ at tuticorin-II | 1000031381 | TRIBUTARY INTERFACE-GIGABIT ETHERNET INTERFACES 10/100 MBPS WITH LAYER-2 SWITCHING (MINIMUM 2 NOS.) | SET | 1 |  | INCLUDED | 0
168 | Supply Tele BOQ at tuticorin-II | 1000026228 | Equipment Cabinets For SDH | EA | 1 |  | INCLUDED | 0
169 | Supply Tele BOQ at tuticorin-II | 1000028495 | NMS- CRAFT TERMINAL-HARDWARE | EA | 1 |  | INCLUDED | 0
170 | Supply Tele BOQ at tuticorin-II | 1000028265 | Software for Craft Terminal | EA | 1 |  | INCLUDED | 0
171 | Supply Tele BOQ at tuticorin-II | 1000023471 | OPGW Fibre Optic Distribution Panel (FODP): Indoor Type: 96F | EA | 1 |  | INCLUDED | 0
172 | Supply Tele BOQ at tuticorin-II | 1000037546 | 48F (DWSM) APPROACH FIBRE OPTIC CABLE | KM | 1 |  | INCLUDED | 0
173 | Supply Tele BOQ at tuticorin-II | 1000066614 | GI PIPE INSTALLATION HARDWARE FOR APPROACH CABLING | KM | 1 |  | INCLUDED | 0
174 | Supply Tele BOQ at tuticorin-II | 1000066612 | GI ELBOW INSTALLATION HARDWARE FOR APPROAH CABLING | EA | 10 |  | INCLUDED | 0
175 | Supply Tele BOQ at tuticorin-II | 1000066613 | GI FLEXIBLE CONDUIT INSTALLATION HARDWARE FOR APPROAH CABLING | EA | 7 |  | INCLUDED | 0
176 | Spares-tele BOQ | 1000031369 | SDH EQUIPMENT (STM-16 MADM UPTO 5 MSP PROTECTED DIRECTIONS)-COMMONCARDS, CROSS-CONNECT/CONTROL CARDS, OPTICAL BASE CARD, POWER SUPPLYCARDS, POWER CABLING, OTHER HARDWARE & ACCESSORIES (EACH). | SET | 1 |  | INCLUDED | 0
177 | Spares-tele BOQ | 1000018706 | S16.1 SFP | EA | 1 |  | INCLUDED | 0
178 | Spares-tele BOQ | 1000031374 | TRIBUTARY INTERFACE- E1 INTERFACE (MINIMUM 16 NOS.) | SET | 1 |  | INCLUDED | 0
179 | Spares-tele BOQ | 1000034950 | ETHERNET INTERFACE 10/100 BASE T WITH LAYER-2 SWITCHING (MIN 8INTERFACES PER CARD) | EA | 1 |  | INCLUDED | 0
180 | Spares-tele BOQ | 1000031381 | TRIBUTARY INTERFACE-GIGABIT ETHERNET INTERFACES 10/100 MBPS WITH LAYER-2 SWITCHING (MINIMUM 2 NOS.) | SET | 1 |  | INCLUDED | 0
181 | Spares-tele BOQ | 1000034998 | VOIP TELEPHONE INSTRUMENT WITH ONE COMMON SWITCH (MIN. 8 PORT) | EA | 1 |  | INCLUDED | 0
182 | Spares-tele BOQ | 1000031398 | PRE CONNECTORIZED OPTICAL FIBER PATCH CORDS(10 MTRS) â€“ PACK OF SIXPATCH CORDS | SET | 1 |  | INCLUDED | 0
183 | Spares-tele BOQ | 1000037546 | 48F (DWSM) APPROACH FIBRE OPTIC CABLE | KM | 0.2 |  | INCLUDED | 0
184 | Spares-tele BOQ | 1000066614 | GI PIPE INSTALLATION HARDWARE FOR APPROACH CABLING | KM | 0.035 |  | INCLUDED | 0
185 | Spares-tele BOQ | 1000066612 | GI ELBOW INSTALLATION HARDWARE FOR APPROAH CABLING | EA | 1 |  | INCLUDED | 0
186 | Spares-tele BOQ | 1000066613 | GI FLEXIBLE CONDUIT INSTALLATION HARDWARE FOR APPROAH CABLING | EA | 1 |  | INCLUDED | 0
187 | PMU & associaed items | 1000017518 | PMU with GPS Clock (clock can be either internal or external) | EA | 1 |  | INCLUDED | 0
188 | PMU & associaed items | 1000022512 | WAMS Hardware - Time System (GPS receiver) | EA | 1 |  | INCLUDED | 0
189 | PMU & associaed items | 1000071061 | SUBSTATION GRADE LAYER 2 LAN SWITCH | EA | 1 |  | INCLUDED | 0
190 | PMU & associaed items | 1000022487 | WAMS Miscellaneous - Armored Fibre Optic Cable and associatedtermination (e.g. L2 Switch) for connecting PMU panels located indifferent control room of a station | EA | 1 |  | INCLUDED | 0
191 | PMU & associaed items | 1000030641 | LIU - FO PATCH PANEL-12 PORT | EA | 1 |  | INCLUDED | 0
II | PMU & associaed items
1 | GIS portion-220GIS EQUIPMENTS | 85389000 | 245KV, 1600 A, DM TYPE SF6 MTS/HYBRID GIS ICT/LINEFEEDER BAYSWITCHGEAR ASSEMBLY AS PER SECTION-PROJECT, TECHNICAL SPECIFICATION | EA | 1 |  | INCLUDED | 0
2 | 220KV AIS EQUIPMENT | 85354010 | 216kV Surge Arrester (1-phase) | EA | 3 |  | INCLUDED | 0
3 | 220KV AIS EQUIPMENT | 85462040 | 245 kV, 1 phase Bus Post Insulator (except for Line Traps) | EA | 12 |  | INCLUDED | 0
4 | 220KV AIS EQUIPMENT | 85176210 | 220KV LINE TRAPS 1600A, 0.5MH, 50KA | EA | 2 |  | INCLUDED | 0
5 | 220KV AIS EQUIPMENT | 85462040 | 245 kV ,1 phase Bus Post Insulators for Line Traps | EA | 6 |  | INCLUDED | 0
6 | 220KV AIS EQUIPMENT | 85359090 | 245 kV, 4400pf Capacitive Voltage Transformer (1- Phase) | EA | 3 |  | INCLUDED | 0
7 | ERECTION HARDWARE | 72169990 | Erection Hardware for 220kV DM-type layout for GIS terminationarrangement-Line bay as per technical specification | SET | 1 |  | INCLUDED | 0
8 | RELAY PANELS | 85371000 | 220KV CIRCUIT BREAKER RELAY PANEL (WITH AUTOMATION) | EA | 1 |  | INCLUDED | 0
9 | RELAY PANELS | 85371000 | 220kV Line Protection Panel (with Automation) | EA | 1 |  | INCLUDED | 0
10 | RELAY PANELS | 85371000 | Augmentation of existing 220kV bus bar protection scheme.(No. of baysas per specification)-(with Automation) | SET | 1 |  | INCLUDED | 0
11 | SAS | 85371000 | Augmentation of Substation automation System for 220kV bay as perTechnical Specification | EA | 1 |  | INCLUDED | 0
12 | Structures | 73082011 | Fabrication, galvanising and supply of Lattice Structures (MS Steel),to be designed during detailed engineering, for towers, beams andequipment support structure including pack plates / packwashers andgusset plates excluding fasteners and foundation bolts | MT | 4 |  | INCLUDED | 0
13 | Structures | 73082011 | Fabrication, galvanising and supply of Equipment Support (Pipe)Structures to be designed during detailed engineering | MT | 5 |  | INCLUDED | 0
14 | Structures | 73082011 | Fabrication, galvanising and supply of fasteners ( nuts, bolts andwashers ) including step bolts for lattice and pipe structures to bedesigned during detailed engineering | MT | 1 |  | INCLUDED | 0
15 | Structures | 73082011 | Fabrication, galvanising and supply of foundation bolts including nuts,checknut and washers for lattice and pipe structures to be designedduring detailed engineering | MT | 1 |  | INCLUDED | 0
16 | Supply Tele eqpt BOQ at Tuticorin-II | 85176260 | SDH EQUIPMENT (STM-16 MADM UPTO 5 MSP PROTECTED DIRECTIONS)-BASEEQUIPMENT (COMMON CARDS, CROSS CONNECT/CONTROL CARDS, OPTICAL BASECARDS, POWER SUPPLY CARDS, POWER CABLING, OTHER HARDWARE ANDACCESSORIES INCLUDING SUB RACKS, PATCH CORD, DDF ETC FULLY EQUIPEDEXCLUDING OPTICAL INTERFACE & TRIBUTARY CARDS | EA | 1 |  | INCLUDED | 0
17 | Supply Tele eqpt BOQ at Tuticorin-II | 85176990 | S16.1 SFP | EA | 4 |  | INCLUDED | 0
18 | Supply Tele eqpt BOQ at Tuticorin-II | 85176290 | TRIBUTARY INTERFACE- E1 INTERFACE (MINIMUM 16 NOS.) | SET | 2 |  | INCLUDED | 0
19 | Supply Tele eqpt BOQ at Tuticorin-II | 85176290 | TRIBUTARY INTERFACES-ETHERNET INTERFACES 10/100 MBPS WITH LAYER -2SWITCHING (MINIMUM 16 NOS.) | SET | 2 |  | INCLUDED | 0
20 | Supply Tele eqpt BOQ at Tuticorin-II | 85176290 | TRIBUTARY INTERFACE-GIGABIT ETHERNET INTERFACES 10/100 MBPS WITH LAYER-2 SWITCHING (MINIMUM 2 NOS.) | SET | 1 |  | INCLUDED | 0
21 | Supply Tele eqpt BOQ at Tuticorin-II | 85176290 | Equipment Cabinets For SDH | EA | 1 |  | INCLUDED | 0
22 | Supply Tele eqpt BOQ at Tuticorin-II | 85372000 | OPGW Fibre Optic Distribution Panel (FODP): Indoor Type: 96F | EA | 1 |  | INCLUDED | 0
23 | Supply Tele eqpt BOQ at Tuticorin-II | 85447090 | 48F (DWSM) APPROACH FIBRE OPTIC CABLE | KM | 1 |  | INCLUDED | 0
24 | Supply Tele eqpt BOQ at Tuticorin-II | 73069011 | GI PIPE INSTALLATION HARDWARE FOR APPROACH CABLING | KM | 1 |  | INCLUDED | 0
25 | Supply Tele eqpt BOQ at Tuticorin-II | 73071900 | GI ELBOW INSTALLATION HARDWARE FOR APPROAH CABLING | EA | 10 |  | INCLUDED | 0
26 | Supply Tele eqpt BOQ at Tuticorin-II | 83071000 | GI FLEXIBLE CONDUIT INSTALLATION HARDWARE FOR APPROAH CABLING | EA | 8 |  | INCLUDED | 0
27 | Spares Tele eqpt | 85176260 | SDH EQUIPMENT (STM-16 MADM UPTO 5 MSP PROTECTED DIRECTIONS)-COMMONCARDS, CROSS-CONNECT/CONTROL CARDS, OPTICAL BASE CARD, POWER SUPPLYCARDS, POWER CABLING, OTHER HARDWARE & ACCESSORIES (EACH). | SET | 1 |  | INCLUDED | 0
28 | Spares Tele eqpt | 85176290 | TRIBUTARY INTERFACE- E1 INTERFACE (MINIMUM 16 NOS.) | SET | 1 |  | INCLUDED | 0
29 | Spares Tele eqpt | 85176290 | TRIBUTARY INTERFACES-ETHERNET INTERFACES 10/100 MBPS WITH LAYER -2SWITCHING (MINIMUM 16 NOS.) | SET | 1 |  | INCLUDED | 0
30 | Spares Tele eqpt | 85176290 | TRIBUTARY INTERFACE-GIGABIT ETHERNET INTERFACES 10/100 MBPS WITH LAYER-2 SWITCHING (MINIMUM 2 NOS.) | SET | 1 |  | INCLUDED | 0
31 | Spares Tele eqpt | 85171890 | PRE CONNECTORIZED OPTICAL FIBER PATCH CORDS(10 MTRS) â€“ PACK OF SIXPATCH CORDS | SET | 1 |  | INCLUDED | 0
32 | Spares Tele eqpt | 85447090 | 48F (DWSM) APPROACH FIBRE OPTIC CABLE | KM | 0.1 |  | INCLUDED | 0
33 | Spares Tele eqpt | 73069011 | GI PIPE INSTALLATION HARDWARE FOR APPROACH CABLING | KM | 0.1 |  | INCLUDED | 0
34 | Spares Tele eqpt | 73071900 | GI ELBOW INSTALLATION HARDWARE FOR APPROAH CABLING | EA | 1 |  | INCLUDED | 0
35 | Spares Tele eqpt | 83071000 | GI FLEXIBLE CONDUIT INSTALLATION HARDWARE FOR APPROAH CABLING | EA | 1 |  | INCLUDED | 0
36 | Spares Tele eqpt | 85176990 | S16.1 SFP | EA | 1 |  | INCLUDED | 0
1: Total F&I Price; 8=6*7: 0 | 0
Total F&I Price | [6 empty] | 0
Date : | --
Place : |  |  |  |  | Printed Name :
Designation :
Click for Sch-2

## Sch-3
Spec No: CC/NT/W-GIS/DOM/A01/26/04616 | [10 empty] | Schedule - 3_rev01
400kV GIS Extn Substation Package SS-156 for (i) Extn. of 400/230kV Tuticorin-II GIS SS associated with Augmentation of 1x500 MVA, 400/230 kV ICT (7th) at Tuticorin-II GIS Sub Station and (ii) 1 no. 230kV line bay at Tuticorin-II GIS for providing Connectivity to M/s IndianOil NTPC Green Energy Pvt. Ltd. | [14 empty] | As per Lum-sum |  | 0%
(SCHEDULE OF RATES AND PRICES ) | [14 empty] | AS per Percent |  | #REF!
[15 empty] | As per lum-sum on Sch-3 |  | 0%
Bidder’s Name and Address (Lead Partner) : | [7 empty] | To: | [6 empty] | As per Percent on Sch-3 |  | #REF!
[8 empty] | Contracts Services, 3rd Floor | [6 empty] | Total Discount |  | #REF!
Name : | [7 empty] | Power Grid Corporation of India Ltd.,
Address : | [7 empty] | "Saudamini", Plot No.-2
[8 empty] | Sector-29, | [6 empty] | Multipackage lum-sum |  | 0%
Gurgaon (Haryana) - 122001
Installation Services Charges : | [15 empty] | Amount after Discount (Rs.) |  | Dis Alert | Amount after MPD (Rs.)
All Prices are in Indian Rupees.
SI. No. | Activity Description | Service Code | SAC (Service Accounting Codes) | Whether SAC in column '2’ is confirmed. If not indicate applicable the SAC * | Rate of GST applicable ( in %) | Whether rate of GST in column ‘4’ is confirmed. If not indicate applicable rate of GST * | Description | Unit | Quantity | Unit Erection Charges | Total Erection Charges | Total GST as confirmed by Bidder |  |  |  | Unit Erection Charges | Total Erection Charges |  | Unit Erection Charges | Total Erection Charges
1 | 2 | 3 | 4 | 5 | 6 | 7 | 8 | 9 | 10 | 11 | 12 = 10*11 | 13 |  |  |  | 5 | 6 = 4 x 5 |  | 5 | 6 = 4 x 5
I | Extn of Tuticorin-II GIS for ICT7 & line
1 | 400KV GIS EQUIPMENTS INSTALLATION | 100003557 | 998736 |  | 18 |  | Extension of 420kV , 4000 A, 63 kA3 -phase SF6 GIS bus bar | SET | 2 |  | INCLUDED | 0 | 0 | 0
2 | 400KV GIS EQUIPMENTS INSTALLATION | 100001826 | 998736 |  | 18 |  | 420kV, 3150 A, 63 kA, SF6 GIS ICT feeder bay module as per Section-Project, Technical specification | SET | 1 |  | INCLUDED | 0 | 0 | 0
3 | 400KV GIS EQUIPMENTS INSTALLATION | 100002392 | 998736 |  | 18 |  | 420kV, SF6 to Air Bushing alongwithassociated support structure for 3150A,63 kA for 1 sec. Single Phase | EA | 3 |  | INCLUDED | 0 | 0 | 0
4 | 400KV GIS EQUIPMENTS INSTALLATION | 100002140 | 998736 |  | 18 |  | 420kV, 3000A/3150, 63kA, Single phase, SF6 Gas Insulated Bus Duct (GIB) outsideGIS Hall along with associated support structure | M | 280 |  | INCLUDED | 0 | 0 | 0
5 | 400KV GIS EQUIPMENTS INSTALLATION | 100002135 | 998736 |  | 18 |  | 420 kV, 3150 A, 63 kA, SF6 GIS Line feeder bay module(with PIR) as per Section-Project, Technical specification | SET | 1 |  | INCLUDED | 0 | 0 | 0
6 | 400KV GIS EQUIPMENTS INSTALLATION | 100002132 | 998736 |  | 18 |  | 420kV, 3150 A, 63 kA, SF6 GIS Tie bay module(without PIR) as per Section-Project, Technical specification | SET | 1 |  | INCLUDED | 0 | 0 | 0
7 | 400KV GIS EQUIPMENTS INSTALLATION | 100057110 | 998736 |  | 18 |  | 420kV,4000A, 63kA, 3-Phase GIS Extension Piece (Interface) module suitable for extending existing HYOSUNG make GIS Bus Bar/Duct asper Technical Specification | SET | 2 |  | INCLUDED | 0 | 0 | 0
8 | 400KV GIS EQUIPMENTS INSTALLATION | 100000268 | 998736 |  | 18 |  | Controlled Switching Device for 420 kV, 3-ph Circuit Breaker | EA | 2 |  | INCLUDED | 0 | 0 | 0
9 | 400 KV AIS EQUIPMENTS INSTALLATION | 100000328 | 998736 |  | 18 |  | 336kV Surge Arrester (1-phase) | EA | 3 |  | INCLUDED | 0 | 0 | 0
10 | 400 KV AIS EQUIPMENTS INSTALLATION | 100000340 | 998736 |  | 18 |  | 420 kV Bus Post Insulator (Except for wave traps) | EA | 3 |  | INCLUDED | 0 | 0 | 0
11 | ERECTION HARDWARE INSTALLATION | 100002188 | 998731 |  | 18 |  | Erection Hardware for 400kV I type layout for GIS termination arrangement-Transformer bay as per technical specification | SET | 1 |  | INCLUDED | 0 | 0 | 0
12 | ERECTION HARDWARE INSTALLATION | 100002306 | 998731 |  | 18 |  | Erection Hardware for 220kV DM type layout-Transformer bay as per technical specification | SET | 1 |  | INCLUDED | 0 | 0 | 0
13 | ERECTION HARDWARE INSTALLATION | 100003724 | 998731 |  | 18 |  | Erection Hardware for 220kV layout (Double Main Scheme)-Line Bay as per technical specification | SET | 1 |  | INCLUDED | 0 | 0 | 0
14 | ERECTION HARDWARE INSTALLATION | 100003726 | 998731 |  | 18 |  | Erection Hardware for 220kV layout (Double Main Scheme)-Bus work (two bay) as per technical specification | SET | 1 |  | INCLUDED | 0 | 0 | 0
15 | RELAY PANELS INSTALLATION | 100000731 | 998736 |  | 18 |  | 400kV Transformer Protection Panel (For both HV & MV side)-(with Automation) | EA | 1 |  | INCLUDED | 0 | 0 | 0
16 | RELAY PANELS INSTALLATION | 100000735 | 998736 |  | 18 |  | Augmentation of existing 400kV bus bar protection scheme.(No. of bays as per specification)-(with Automation) | SET | 1 |  | INCLUDED | 0 | 0 | 0
17 | RELAY PANELS INSTALLATION | 100016778 | 998736 |  | 18 |  | 220kV Circuit Breaker Relay Panel (with Automation) | EA | 2 |  | INCLUDED | 0 | 0 | 0
18 | RELAY PANELS INSTALLATION | 100016779 | 998736 |  | 18 |  | 400kV Circuit Breaker Relay Panel (with Automation) | EA | 3 |  | INCLUDED | 0 | 0 | 0
19 | RELAY PANELS INSTALLATION | 100000738 | 998736 |  | 18 |  | 220kV Line Protection Panel (with Automation) | EA | 1 |  | INCLUDED | 0 | 0 | 0
20 | RELAY PANELS INSTALLATION | 100000743 | 998736 |  | 18 |  | Augmentation of existing 220kV bus bar protection scheme.(No. of bays as per specification)-(with Automation) | SET | 1 |  | INCLUDED | 0 | 0 | 0
21 | SAS INSTALLATION | 100002070 | 998736 |  | 18 |  | Augmentation of Substation automation System for 220kV bay as per Technical Specification | EA | 2 |  | INCLUDED | 0 | 0 | 0
22 | SAS INSTALLATION | 100002069 | 998736 |  | 18 |  | Augmentation of Substation automation System for 400kV Main bay as per Technical Specification | EA | 2 |  | INCLUDED | 0 | 0 | 0
23 | SAS INSTALLATION | 100002075 | 998736 |  | 18 |  | Augmentation of Substation automation System for 400kV Tie bay as per Technical Specification | EA | 1 |  | INCLUDED | 0 | 0 | 0
24 | ILLUMINATION SYSTEM INSTALLATION | 100001021 | 995461 |  | 18 |  | Lighting Panel type ACP-2 as per technical specification | EA | 2 |  | INCLUDED | 0 | 0 | 0
25 | ILLUMINATION SYSTEM INSTALLATION | 100001024 | 998731 |  | 18 |  | Sub Lighting panel (outdoor) type SLP (Switchyard and Street Lighting) | EA | 2 |  | INCLUDED | 0 | 0 | 0
26 | ILLUMINATION SYSTEM INSTALLATION | 100004852 | 998731 |  | 18 |  | Lighting Fixture LED Luminaires type FL-1 as per tech. specifications | EA | 13 |  | INCLUDED | 0 | 0 | 0
27 | ILLUMINATION SYSTEM INSTALLATION | 100004926 | 998731 |  | 18 |  | Lighting Fixture LED Luminaires type FL2 as per tech. specifications | EA | 13 |  | INCLUDED | 0 | 0 | 0
28 | ILLUMINATION SYSTEM INSTALLATION | 100001885 | 998739 |  | 18 |  | Outdoor Power Receptacle for oilfiltration unit (250A) | EA | 1 |  | INCLUDED | 0 | 0 | 0
29 | ILLUMINATION SYSTEM INSTALLATION | 100001116 | 998739 |  | 18 |  | Illumination System for switchyard panel room of 6 m length | SET | 1 |  | INCLUDED | 0 | 0 | 0
30 | ILLUMINATION SYSTEM INSTALLATION | 100001113 | 998739 |  | 18 |  | Illumination system for 400KV GIS Hall | LS | 1 |  | INCLUDED | 0 | 0 | 0
31 | POWER & CONTROL CABLES(LS) | 100002181 | 998736 |  | 18 |  | 1.1kV grade Power Cables (PVCinsulated)along withlugs,glands,straight joints &accessories,etc. | LS | 1 |  | INCLUDED | 0 | 0 | 0
32 | POWER & CONTROL CABLES(LS) | 100002182 | 998736 |  | 18 |  | 1.1kV grade Control Cables (PVCinsulated) along withlugs,glands,straight joints &accessories,etc. | LS | 1 |  | INCLUDED | 0 | 0 | 0
33 | POWER & CONTROL CABLES(LS) | 100002180 | 998736 |  | 18 |  | 1.1kV grade Power Cables (XLPEinsulated) along withlugs,glands,straight joints &accessories,etc. | LS | 1 |  | INCLUDED | 0 | 0 | 0
34 | 220KV AIS EQUIPMENTS INSTALLATION | 100000484 | 998736 |  | 18 |  | 216kV Surge Arrester (1-phase) | EA | 6 |  | INCLUDED | 0 | 0 | 0
35 | 220KV AIS EQUIPMENTS INSTALLATION | 100001907 | 998736 |  | 18 |  | 245 kV,1 phase Bus Post Insulator (except for Line Traps) | EA | 35 |  | INCLUDED | 0 | 0 | 0
36 | 220KV AIS EQUIPMENTS INSTALLATION | 100008179 | 998736 |  | 18 |  | 220kV Line Traps 1600A, 0.5mH, 50kA | EA | 2 |  | INCLUDED | 0 | 0 | 0
37 | 220KV AIS EQUIPMENTS INSTALLATION | 100000884 | 998734 |  | 18 |  | 245 kV ,1 phase Bus Post Insulators for Line Traps | EA | 6 |  | INCLUDED | 0 | 0 | 0
38 | 220KV AIS EQUIPMENTS INSTALLATION | 100000448 | 998736 |  | 18 |  | 245 kV, 4400pf Capacitive Voltage Transformer (1- Phase) | EA | 3 |  | INCLUDED | 0 | 0 | 0
39 | Service: Fire protection system | 100000983 | 998736 |  | 18 |  | HVW spray system, Hydrant system and complete U/G & O/G piping and accessories etc. out side the pump house for 500MVA ,400KV/220/33 kV, 3-phase Autotransformer | SET | 1 |  | INCLUDED | 0 | 0 | 0
40 | Service: Fire protection system | 100008181 | 998736 |  | 18 |  | Fire Protection System for local relay room for 400kV GIS | SET | 1 |  | INCLUDED | 0 | 0 | 0
41 | Service: Fire protection system | 100033413 | 998736 |  | 18 |  | Fire detection & alarm System for GIS Building extension | SET | 1 |  | INCLUDED | 0 | 0 | 0
42 | Service: Fire protection system | 100002062 | 995461 |  | 18 |  | Fire Detection and Alarm System for Switchyard Panel Room of 6 m length | SET | 1 |  | INCLUDED | 0 | 0 | 0
43 | INSTALLATION OF VMS | 100002500 | 998731 |  | 18 |  | Color IP camera, with PAN, TILT and ZOOM facilities, alongwith all required Items, Accessories, Line Interface units, Fiber patchcords, Power supply units, Junction Boxes, Cables, Fiber Optic Cables, etc., and including Integration in existing Hardware andSoftware for Augmentation of Visual Monitoring System as per technical specification. | SET | 1 |  | INCLUDED | 0 | 0 | 0
44 | 245kV GIS equipment | 100007282 | 998736 |  | 18 |  | 245kV, 1600 A, DM Type SF6 MTS/HYBRID GIS ICT/LINEfeeder baySwitchgear Assembly as per Section-Project, Technical specification . | EA | 2 |  | INCLUDED | 0 | 0 | 0
45 | 245kV GIS equipment | 100057264 | 998736 |  | 18 |  | 245kV,3000A, 50kA, Single phase, SF6 Gas Insulated Bus Duct (GIB) outside GIS Hall alongwith associated support structure etc. asper Technical Specification | M | 900 |  | INCLUDED | 0 | 0 | 0
46 | 245kV GIS equipment | 100003587 | 998736 |  | 18 |  | 245kV, 3000A, 50kA Single phase SF6 to Air Bushing | SET | 12 |  | INCLUDED | 0 | 0 | 0
47 | CIVIL WORKS | 100004518 | 995433 |  | 18 |  | Excavation in all kind of soil including rock for all leads and lifts, backfilling, disposal of surplus earth within a lead up to2Km as per technical specification. The surplus earth shall be roughly graded . | M3 | 4285 |  | INCLUDED | 0 | 0 | 0
48 | CIVIL WORKS | 100011662 | 995433 |  | 18 |  | Excavation in hard rock which require blasting (including chemical blasting and rock excavated using specialized tools) for allfoundation works including stacking, measuring, disposal etc.for all leads and lifts as per technical specification. | M3 | 480 |  | INCLUDED | 0 | 0 | 0
49 | CIVIL WORKS | 100001325 | 995454 |  | 18 |  | Providing and laying of Plain Cement Concrete (PCC) (1:4:8) | M3 | 245 |  | INCLUDED | 0 | 0 | 0
50 | CIVIL WORKS | 100001326 | 995454 |  | 18 |  | Providing and laying of Plain Cement Concrete (PCC) (1:2:4) | M3 | 15 |  | INCLUDED | 0 | 0 | 0
51 | CIVIL WORKS | 100016607 | 995451 |  | 18 |  | Providing and laying of Reinforced Cement Concrete M30 including pre cast, shuttering, Grouting of pockets & underpinning butexcluding steel reinforcement | M3 | 1425 |  | INCLUDED | 0 | 0 | 0
52 | CIVIL WORKS | 100016681 | 995454 |  | 18 |  | Reinforcement steel meeting corrosion resistance properties as per IS:1786 and manufacturer specificationâ€‹ | MT | 100 |  | INCLUDED | 0 | 0 | 0
53 | CIVIL WORKS | 100001330 | 995428 |  | 18 |  | Stone filling (40 mm size) for transformer/Reactor foundation | M3 | 21 |  | INCLUDED | 0 | 0 | 0
54 | CIVIL WORKS | 100001331 | 995455 |  | 18 |  | Misc. Structural steel including rails, embedments, edge protection angles, gratings etc. but excluding the reinforcement steel andsteel for lattice and pipe structures. | MT | 30 |  | INCLUDED | 0 | 0 | 0
55 | CIVIL WORKS | 100001714 | 995428 |  | 18 |  | Stone spreading in switchyard excluding PCC | M2 | 8000 |  | INCLUDED | 0 | 0 | 0
56 | CIVIL WORKS | 100001713 | 995424 |  | 18 |  | Antiweed treatment | M2 | 8000 |  | INCLUDED | 0 | 0 | 0
57 | CIVIL WORKS | 100001712 | 995428 |  | 18 |  | Removing,cleaning and washing of existing stones and respreading of stones in switchyard excluding PCC | M2 | 500 |  | INCLUDED | 0 | 0 | 0
58 | CIVIL WORKS | 100004748 | 995454 |  | 18 |  | Providing and laying Plain Cement Concrete 1:5:10 (1 cement : 5 sand : 10 brick aggregate) including a layer of cement slurry of mix1:6 (1 cement : 6 fine sand) shall be laid uniformly over cement concrete layer. The cement consumption for cement slurry shall notbe less than 150 kg per 100 sq.m. | M3 | 670 |  | INCLUDED | 0 | 0 | 0
59 | CIVIL WORKS | 100054773 | 995454 |  | 18 |  | External finishing/ painting of fire wall with cement wash | M2 | 240 |  | INCLUDED | 0 | 0 | 0
60 | CIVIL WORKS | 100004507 | 995421 |  | 18 |  | 3.75m wide Cement Concrete road with PCC shoulder including 100 mm dia RCC Hume Pipe @ 100 metre interval as per drawing and TS.However, reinforcement steel and all type concrete shall be paid separately under relevant items | M2 | 750 |  | INCLUDED | 0 | 0 | 0
61 | CIVIL WORKS | 100001457 | 995421 |  | 18 |  | Construction of rail cum road as per drawing including all item such as excavation,compactions, rolling watering, WBM etc. butexcluding concrete reinforcement and structural steel-Section having four rails for auto transformer. | M2 | 54 |  | INCLUDED | 0 | 0 | 0
62 | CIVIL WORKS | 100015791 | 995454 |  | 18 |  | All civil works for Drains construction of Section A-A including crossings if any as per technical specification and tender drawingscomplete in all respect with all labour and materials. | M | 200 |  | INCLUDED | 0 | 0 | 0
63 | CIVIL WORKS | 100015792 | 995454 |  | 18 |  | All civil works for Drains construction of Section B-B including crossings if any as per technical specification and tender drawingscomplete in all respect with all labour and materials. | M | 100 |  | INCLUDED | 0 | 0 | 0
64 | CIVIL WORKS | 100015793 | 995454 |  | 18 |  | All civil works for Drains construction of Section C-C including crossings if any as per technical specification and tender drawingscomplete in all respect with all labour and materials. | M | 50 |  | INCLUDED | 0 | 0 | 0
65 | CIVIL WORKS | 100015794 | 995454 |  | 18 |  | All civil works for Drains construction of Section D-D including crossings if any as per technical specification and tender drawingscomplete in all respect with all labour and materials. | M | 50 |  | INCLUDED | 0 | 0 | 0
66 | CIVIL WORKS | 100003437 | 995454 |  | 18 |  | Switchyard Panel Room - Civil Works. All civil works as per drawing and specifications complete, including - brickwork, finishing(external and internal), windows etc. However, excavation, PCC, RCC and reinforcement shall be paid separately as per BPS. | M2 | 60 |  | INCLUDED | 0 | 0 | 0
67 | CIVIL WORKS | 100002911 | 995432 |  | 18 |  | Earthwork in excavation & filling in all types of soil and soft/disintegrated rock in open areas/nallas/channels, to the requiredslopes, shapes, levels, elevations and profile, including trimming of bottom and slopes of excavation, bailing out rain(dewatering), pumping, removal of slush, preparing embankments/marginal banks, loosening, dressing, spreading material in layers notexceeding 200mm, as per direction of Engineer-in-Charge, water flooding, compacting to achieve 95% consolidation at optimum moisturecontent, finishing etc. all complete, for all leads and lifts within leveling boundary, including disposal of surplus earth andstacking of unsuitable material within a lead of 2.0 Km beyond substation boundary, with all labour, material, tools, tackles andequipment, safeguards and incidentals, Royalty,taxes etc. as necessary, as per drawings, specification and directions of theEngineer-in-Charge. Clearing of jungle is included in this item. (Only excavation/cutting will be measured for payment purpose.) | M3 | 1600 |  | INCLUDED | 0 | 0 | 0
68 | CIVIL WORKS | 100002583 | 995432 |  | 18 |  | Supply of earth (excluding rock & boulders) at site including royalty, carriage and filling in specified areas in layers notexceeding 200mm in depth, compacting under optimum moisture condition to achieve 95% of Proctor density, finishing etc. allcomplete, for all leads & lifts, with all labour, material, tools, tackles, equipments, safeguards & incidentals as necessary as perdrawings, specification and direction of the Engineer- in- Charge. | M3 | 400 |  | INCLUDED | 0 | 0 | 0
69 | CIVIL WORKS | 100002914 | 995432 |  | 18 |  | Earthwork in excavation in Hard rocks in open areas/nallas/ channels, to the required slopes, shapes, levels, elevations andprofile, including trimming of bottom and slopes of excavation and stacking and disposal of rock for a lead up to 2.0 KM beyondleveling boundary and all lifts , with all labour, material, tools, tackles and equipment, safeguards and incidentals,Royalty,taxesetc. as per directions of the Engineer-in-Charge. Serviceable material if available shall be stacked at site as identified byEngineer-in-Charge.(50% void deduction from stack measurement) | M3 | 175 |  | INCLUDED | 0 | 0 | 0
70 | CIVIL WORKS | 100001478 | 995454 |  | 18 |  | Cable Trench including all types of crossings, all metallic works and sump pit including concrte and reinforcement steel Section 2-2 | M | 100 |  | INCLUDED | 0 | 0 | 0
71 | CIVIL WORKS | 100001479 | 995454 |  | 18 |  | Cable Trench including all types of crossings, all metallic works and sump pit including concrte and reinforcement steel Section 3-3 | M | 200 |  | INCLUDED | 0 | 0 | 0
72 | CIVIL WORKS | 100001480 | 995454 |  | 18 |  | Cable Trench including all types of crossings, all metallic works and sump pit including concrte and reinforcement steel Section 4-4 | M | 200 |  | INCLUDED | 0 | 0 | 0
73 | CIVIL WORKS | 100007097 | 995454 |  | 18 |  | Dry stone pitching 22.5 cm thick including supply of stones and preparing surface complete including construction of 600 mm high and230 mm wide cement concrete (1:3:6) (1 cement : 3 coarse sand (zone-III) : 6 graded stone aggregate 20 mm nominal size) toe wall atthe lowest portion of stone pitching area etc. completed as per theinstruction of Engineer-In-Charge. . | M2 | 500 |  | INCLUDED | 0 | 0 | 0
74 | CIVIL WORKS | 100001721 | 995428 |  | 18 |  | Supplying, filling and compacting stone boulders mixed with sand under foundations, roads, cable trenches, drains etc in layers notexceeding 250mm thickness including ramming, watering compacting | M3 | 250 |  | INCLUDED | 0 | 0 | 0
75 | CIVIL WORKS | 100001720 | 995428 |  | 18 |  | Supplying, filling and compacting CNS material as per specification under floors, foundations, roads, cable trenches, drains etc inlayers not exceeding 200 mm thickness | M3 | 500 |  | INCLUDED | 0 | 0 | 0
76 | CIVIL WORKS | 100003295 | 995429 |  | 18 |  | Dismantling of RCC in foundation including disposal of debris and reinforcement bars of dismantled RCC works within substationboundaries as per direction of enginner incahrge | M3 | 10 |  | INCLUDED | 0 | 0 | 0
77 | CIVIL WORKS | 100001747 | 995414 |  | 18 |  | PEB - Ext of 400 kV GIS - Civil Works. All civil works as per drawing and specifications complete, including - brickwork, finishing(external and internal), windows etc. However, excavation, PCC, RCC and reinforcement shall be paid separately as per BPS. | M2 | 250 |  | INCLUDED | 0 | 0 | 0
78 | CIVIL WORKS | 100004431 | 995416 |  | 18 |  | 400 kV PEB Panel Room for GIS Hall - Civil Works All civil works complete as per TS, including - brickwork, finishing (externaland internal), windows etc. However, excavation, concrete (all types) and reinforcement steel shall be measured and paid separatelyas per respective item of BPS. | M2 | 50 |  | INCLUDED | 0 | 0 | 0
79 | CIVIL WORKS | 100004427 | 995416 |  | 18 |  | 400 kV PEB AHU Room for GIS Hall - Civil Works All civil works complete as per TS, including - brickwork, finishing (external andinternal), windows etc. However, excavation, concrete (all types) and reinforcement steel shall be measured and paid separately asper respective item of BPS. | M2 | 35 |  | INCLUDED | 0 | 0 | 0
80 | CIVIL WORKS | 100001409 | 995462 |  | 18 |  | Supplying and erecting dewatering pumps-5 HP | EA | 2 |  | INCLUDED | 0 | 0 | 0
81 | CIVIL WORKS | 100007701 | 995462 |  | 18 |  | Supplying and erecting dewatering pumps- 2 HP | EA | 2 |  | INCLUDED | 0 | 0 | 0
82 | STRUCTURES | 100001210 | 995455 |  | 18 |  | Erection of Lattice Structures (MS Steel), to be designed during detailed engineering, for towers, beams and equipment supportstructure including pack plates / packwashers and gusset plates excluding fasteners and foundation bolts | MT | 37 |  | INCLUDED | 0 | 0 | 0
83 | STRUCTURES | 100001241 | 995455 |  | 18 |  | Erection of Equipment Support (Pipe) Structures to be designed during detailed engineering. | MT | 12 |  | INCLUDED | 0 | 0 | 0
84 | STRUCTURES | 100001680 | 995455 |  | 18 |  | Erection of fasteners ( nuts, bolts and washers ) including step bolts for lattice and pipe structures to be designed duringdetailed engineering | MT | 2 |  | INCLUDED | 0 | 0 | 0
85 | STRUCTURES | 100001681 | 995455 |  | 18 |  | Erection of foundation bolts including nuts, checknut and washers for lattice and pipe structures to be designed during detailedengineering | MT | 5 |  | INCLUDED | 0 | 0 | 0
86 | Main Earthmat | 100003103 | 998731 |  | 18 |  | 40 mm MS rod for Main Earthmat | KM | 2 |  | INCLUDED | 0 | 0 | 0
87 | AIR CONDITIONING & VENTILATION SYSTEM | 100001878 | 995463 |  | 18 |  | Ventillation system for 400kV GIS Hall Ext | SET | 1 |  | INCLUDED | 0 | 0 | 0
88 | AIR CONDITIONING & VENTILATION SYSTEM | 100002754 | 995463 |  | 18 |  | Airconditioning system-LCR-400kV GIS HALL | LS | 1 |  | INCLUDED | 0 | 0 | 0
89 | AIR CONDITIONING & VENTILATION SYSTEM | 100001882 | 995463 |  | 18 |  | Air conditioning system for Switchyard Panel Room of 6m length | SET | 1 |  | INCLUDED | 0 | 0 | 0
90 | LT switchgear | 100000896 | 998736 |  | 18 |  | 415V ACDB (Extn.) | SET | 1 |  | INCLUDED | 0 | 0 | 0
91 | Service-tele BOQ at Tuticorin_II | 100002812 | 998734 |  | 18 |  | SDH Equipment (STM-16 MADM upto 5 MSP protected directions)-Base Equipment (Common cards, Cross Connect/control cards, optical basecards, power supply cards, power cabling, other hardware and accessories including sub racks, patch cord, DDF etc fully equipedexcluding optical interface & Tributary cards | EA | 1 |  | INCLUDED | 0 | 0 | 0
92 | Service-tele BOQ at Tuticorin_II | 170000433 | 998734 |  | 18 |  | Optical Interface Cards/SFP# -S16.1 for SDH Equipment-STM-16 | EA | 4 |  | INCLUDED | 0 | 0 | 0
93 | Service-tele BOQ at Tuticorin_II | 100002825 | 998734 |  | 18 |  | Tributary interface- E1 interface (Minimum 16 nos.) | SET | 2 |  | INCLUDED | 0 | 0 | 0
94 | Service-tele BOQ at Tuticorin_II | 170000550 | 998336 |  | 18 |  | Ethernet Interface 10/100 Base T with Layer-2 switching (Min 8 Interfaces per card) | EA | 2 |  | INCLUDED | 0 | 0 | 0
95 | Service-tele BOQ at Tuticorin_II | 100002829 | 998734 |  | 18 |  | Tributary interface-Gigabit Ethernet Interfaces 10/100 Mbps with Layer -2 Switching (minimum 2 nos.) | SET | 1 |  | INCLUDED | 0 | 0 | 0
96 | Service-tele BOQ at Tuticorin_II | 170000375 | 998734 |  | 18 |  | Equipment Cabinets-For SDH Equipments | EA | 1 |  | INCLUDED | 0 | 0 | 0
97 | Service-tele BOQ at Tuticorin_II | 170000376 | 998734 |  | 18 |  | NMS-Craft Terminal-Hardware | EA | 1 |  | INCLUDED | 0 | 0 | 0
98 | Service-tele BOQ at Tuticorin_II | 170000377 | 998734 |  | 18 |  | NMS-Craft Terminal-Software | EA | 1 |  | INCLUDED | 0 | 0 | 0
99 | Service-tele BOQ at Tuticorin_II | 170004395 | 998336 |  | 18 |  | Fibre Optic Approach cabling: Including installation hardware like GI pipe, elbow, conduits, accessories etc.: 48 Fibre | KM | 1 |  | INCLUDED | 0 | 0 | 0
100 | Service-tele BOQ at Tuticorin_II | 170000356 | 998336 |  | 18 |  | Fibre Optic Distribution Panel (FODP): Indoor Type: FC Coupling and mounted on ETSI 19" rack or slimline rack: Type 2 (96 Fibre) | EA | 1 |  | INCLUDED | 0 | 0 | 0
101 | PMU & associaed items | 170000502 | 998713 |  | 18 |  | Service:- Phasor Measurement Unit (PMU) | EA | 1 |  | INCLUDED | 0 | 0 | 0
102 | PMU & associaed items | 170000530 | 998734 |  | 18 |  | WAMS TIME SYSTEM(GPS RECEIVER) | EA | 1 |  | INCLUDED | 0 | 0 | 0
103 | PMU & associaed items | 170004701 | 998734 |  | 18 |  | SUBSTATION GRADE Layer 2 LAN SWITCH | EA | 1 |  | INCLUDED | 0 | 0 | 0
104 | PMU & associaed items | 170000504 | 998713 |  | 18 |  | Services:- Armored Fibre Optic Cable and associated termination equipment | LOT | 1 |  | INCLUDED | 0 | 0 | 0
105 | PMU & associaed items | 170003449 | 998316 |  | 18 |  | SUPPLY, INSTALLATION, TESTING AND COMMISSIONING OF LIU-FO PATCH PANEL-12 PORT | EA | 1 |  | INCLUDED | 0 | 0 | 0
106 | PMU & associaed items | 170000501 | 998734 |  | 18 |  | Integration of PMU with the PDC (Phasor Data Concentrator) of RLDCs and respective SLDCs as required. | LOT | 1 |  | INCLUDED | 0 | 0 | 0
II | 1no. 230kV Line bay @Tuticorin2-NTPC GR
1 | ERECTION HARDWARE INSTALLATION | 100003724 | 998731 |  | 18 |  | Erection Hardware for 220kV layout (Double Main Scheme)-Line Bay as per technical specification | SET | 1 |  | INCLUDED | 0 | 0 | 0
2 | RELAY PANELS INSTALLATION | 100016778 | 998736 |  | 18 |  | 220kV Circuit Breaker Relay Panel (with Automation) | EA | 1 |  | INCLUDED | 0 | 0 | 0
3 | RELAY PANELS INSTALLATION | 100000738 | 998736 |  | 18 |  | 220kV Line Protection Panel (with Automation) | EA | 1 |  | INCLUDED | 0 | 0 | 0
4 | RELAY PANELS INSTALLATION | 100000743 | 998736 |  | 18 |  | Augmentation of existing 220kV bus bar protection scheme.(No. of bays as per specification)-(with Automation) | SET | 1 |  | INCLUDED | 0 | 0 | 0
5 | SAS INSTALLATION | 100002070 | 998736 |  | 18 |  | Augmentation of Substation automation System for 220kV bay as per Technical Specification | EA | 1 |  | INCLUDED | 0 | 0 | 0
6 | 220KV AIS EQUIPMENTS INSTALLATION | 100000484 | 998736 |  | 18 |  | 216kV Surge Arrester (1-phase) | EA | 3 |  | INCLUDED | 0 | 0 | 0
7 | 220KV AIS EQUIPMENTS INSTALLATION | 100001907 | 998736 |  | 18 |  | 245 kV,1 phase Bus Post Insulator (except for Line Traps) | EA | 12 |  | INCLUDED | 0 | 0 | 0
8 | 220KV AIS EQUIPMENTS INSTALLATION | 100008179 | 998736 |  | 18 |  | 220kV Line Traps 1600A, 0.5mH, 50kA | EA | 2 |  | INCLUDED | 0 | 0 | 0
9 | 220KV AIS EQUIPMENTS INSTALLATION | 100000884 | 998734 |  | 18 |  | 245 kV ,1 phase Bus Post Insulators for Line Traps | EA | 6 |  | INCLUDED | 0 | 0 | 0
10 | 220KV AIS EQUIPMENTS INSTALLATION | 100000448 | 998736 |  | 18 |  | 245 kV, 4400pf Capacitive Voltage Transformer (1- Phase) | EA | 3 |  | INCLUDED | 0 | 0 | 0
11 | 245kV GIS equipment | 100007282 | 998736 |  | 18 |  | 245kV, 1600 A, DM Type SF6 MTS/HYBRID GIS ICT/LINEfeeder baySwitchgear Assembly as per Section-Project, Technical specification . | EA | 1 |  | INCLUDED | 0 | 0 | 0
12 | Civil Works | 100004518 | 995433 |  | 18 |  | Excavation in all kind of soil including rock for all leads and lifts, backfilling, disposal of surplus earth within a lead up to2Km as per technical specification. The surplus earth shall be roughly graded . | M3 | 355 |  | INCLUDED | 0 | 0 | 0
13 | Civil Works | 100011662 | 995433 |  | 18 |  | Excavation in hard rock which require blasting (including chemical blasting and rock excavated using specialized tools) for allfoundation works including stacking, measuring, disposal etc.for all leads and lifts as per technical specification. | M3 | 40 |  | INCLUDED | 0 | 0 | 0
14 | Civil Works | 100001325 | 995454 |  | 18 |  | Providing and laying of Plain Cement Concrete (PCC) (1:4:8) | M3 | 6 |  | INCLUDED | 0 | 0 | 0
15 | Civil Works | 100016607 | 995451 |  | 18 |  | Providing and laying of Reinforced Cement Concrete M30 including pre cast, shuttering, Grouting of pockets & underpinning butexcluding steel reinforcement | M3 | 65 |  | INCLUDED | 0 | 0 | 0
16 | Civil Works | 100016681 | 995454 |  | 18 |  | Reinforcement steel meeting corrosion resistance properties as per IS:1786 and manufacturer specificationâ€‹ | MT | 5 |  | INCLUDED | 0 | 0 | 0
17 | Civil Works | 100001721 | 995428 |  | 18 |  | Supplying, filling and compacting stone boulders mixed with sand under foundations, roads, cable trenches, drains etc in layers notexceeding 250mm thickness including ramming, watering compacting | M3 | 12 |  | INCLUDED | 0 | 0 | 0
18 | Civil Works | 100001720 | 995428 |  | 18 |  | Supplying, filling and compacting CNS material as per specification under floors, foundations, roads, cable trenches, drains etc inlayers not exceeding 200 mm thickness | M3 | 12 |  | INCLUDED | 0 | 0 | 0
19 | Structures | 100001210 | 995455 |  | 18 |  | Erection of Lattice Structures (MS Steel), to be designed during detailed engineering, for towers, beams and equipment supportstructure including pack plates / packwashers and gusset plates excluding fasteners and foundation bolts | MT | 4 |  | INCLUDED | 0 | 0 | 0
20 | Structures | 100001241 | 995455 |  | 18 |  | Erection of Equipment Support (Pipe) Structures to be designed during detailed engineering. | MT | 5 |  | INCLUDED | 0 | 0 | 0
21 | Structures | 100001680 | 995455 |  | 18 |  | Erection of fasteners ( nuts, bolts and washers ) including step bolts for lattice and pipe structures to be designed duringdetailed engineering | MT | 1 |  | INCLUDED | 0 | 0 | 0
22 | Structures | 100001681 | 995455 |  | 18 |  | Erection of foundation bolts including nuts, checknut and washers for lattice and pipe structures to be designed during detailedengineering | MT | 1 |  | INCLUDED | 0 | 0 | 0
23 | Ser-tele eqpt at Tuticorin-II | 100002812 | 998734 |  | 18 |  | SDH Equipment (STM-16 MADM upto 5 MSP protected directions)-Base Equipment (Common cards, Cross Connect/control cards, optical basecards, power supply cards, power cabling, other hardware and accessories including sub racks, patch cord, DDF etc fully equipedexcluding optical interface & Tributary cards | EA | 1 |  | INCLUDED | 0 | 0 | 0
24 | Ser-tele eqpt at Tuticorin-II | 170000433 | 998734 |  | 18 |  | Optical Interface Cards/SFP# -S16.1 for SDH Equipment-STM-16 | EA | 4 |  | INCLUDED | 0 | 0 | 0
25 | Ser-tele eqpt at Tuticorin-II | 100002825 | 998734 |  | 18 |  | Tributary interface- E1 interface (Minimum 16 nos.) | SET | 2 |  | INCLUDED | 0 | 0 | 0
26 | Ser-tele eqpt at Tuticorin-II | 100002828 | 998734 |  | 18 |  | Tributary interfaces-Ethernet Interfaces 10/100 Mbps with Layer -2 Switching (Minimum 16 nos.) | SET | 2 |  | INCLUDED | 0 | 0 | 0
27 | Ser-tele eqpt at Tuticorin-II | 100002829 | 998734 |  | 18 |  | Tributary interface-Gigabit Ethernet Interfaces 10/100 Mbps with Layer -2 Switching (minimum 2 nos.) | SET | 1 |  | INCLUDED | 0 | 0 | 0
28 | Ser-tele eqpt at Tuticorin-II | 170000375 | 998734 |  | 18 |  | Equipment Cabinets-For SDH Equipments | EA | 1 |  | INCLUDED | 0 | 0 | 0
29 | Ser-tele eqpt at Tuticorin-II | 170000356 | 998336 |  | 18 |  | Fibre Optic Distribution Panel (FODP): Indoor Type: FC Coupling and mounted on ETSI 19" rack or slimline rack: Type 2 (96 Fibre) | EA | 1 |  | INCLUDED | 0 | 0 | 0
30 | Ser-tele eqpt at Tuticorin-II | 170004395 | 998336 |  | 18 |  | Fibre Optic Approach cabling: Including installation hardware like GI pipe, elbow, conduits, accessories etc.: 48 Fibre | KM | 1 |  | INCLUDED | 0 | 0 | 0
Total Installation Charges | [10 empty] | 0 |  | 0 | 0
Total GST as confirmed by Bidder | [11 empty] | 0
[7 empty] | Total Installation Charges |  |  |  | 0
[7 empty] | Total GST as confirmed by Bidder |  |  |  |  | 0
* | In case the bidder leaves the cell for confirmation of the SAC and/or GST rate “blank”, the SAC and corresponding GST rate indicated by the Employer shall be deemed to be the one confirmed by the Bidder.
Date : |  |  | --
Place : | [7 empty] | Printed Name :
Designation :
0
Click for Sch-4

## Sch-3 Dis (hidden)
Spec No: CC/NT/W-GIS/DOM/A01/26/04616 |  |  |  |  | Schedule - 3
400kV GIS Extn Substation Package SS-156 for (i) Extn. of 400/230kV Tuticorin-II GIS SS associated with Augmentation of 1x500 MVA, 400/230 kV ICT (7th) at Tuticorin-II GIS Sub Station and (ii) 1 no. 230kV line bay at Tuticorin-II GIS for providing Connectivity to M/s IndianOil NTPC Green Energy Pvt. Ltd. | [7 empty] | As per Lum-sum |  | 0%
(SCHEDULE OF RATES AND PRICES : ERECTION CHARGES) | [7 empty] | AS per Percent |  | #REF!
[8 empty] | As per lum-sum on Sch-3 |  | 0%
Bidder’s Name and Address (Lead Partner) : |  |  |  | To: |  |  |  | As per Percent on Sch-3 |  | #REF!
|  |  |  | Contracts Services, 3rd Floor |  |  |  | Total Discount |  | #REF!
Name : |  |  |  | Power Grid Corporation of India Ltd.,
Address : |  |  |  | "Saudamini", Plot No.-2
|  |  |  | Sector-29, |  |  |  | Multipackage lum-sum |  | 0%
Gurgaon (Haryana) - 122001
[5 empty] | All Prices are in Indian Rupees. |  |  |  | Amount after Discount (Rs.) |  | Dis Alert | Amount after MPD (Rs.)
SI. No. | Description | Unit | Quantity | Unit Erection Charges | Total Erection Charges |  |  |  | Unit Erection Charges | Total Erection Charges |  | Unit Erection Charges | Total Erection Charges
1 | 2 | 3 | 4 | 5 | 6 = 4 x 5 |  |  |  | 5 | 6 = 4 x 5 |  | 5 | 6 = 4 x 5
#REF! | #REF!
#REF! | #REF!
| #REF! | #REF! | #REF! | #REF! | #REF!
| #REF! | #REF! | #REF! | #REF! | #REF!
#REF! | #REF! |  |  |  |  | (a) | Detailed Soil Investigation
| #REF! | #REF! | #REF! | #REF! | #REF! | (b) | All kinds of soil except fissured rock & hard rock
| #REF! | #REF! | #REF! | #REF! | #REF! | (e) | River Crossing Location
| #REF! | #REF! | #REF! | #REF! | #REF! | (f)
#REF! | #REF!
| #REF! | #REF! | #REF! | #REF! | #REF!
| #REF! | #REF! | #REF! | #REF! | #REF!
| #REF! | #REF! | #REF! | #REF! | #REF!
#REF! | #REF!
#REF! | #REF!
| #REF! | #REF! | #REF! | #REF! | #REF!
| #REF! | #REF! | #REF! | #REF! | #REF!
| #REF! | #REF! | #REF! | #REF! | #REF!
| #REF! | #REF! | #REF! | #REF! | #REF!
| #REF! | #REF! | #REF! | #REF! | #REF!
#REF! | #REF!
| #REF! | #REF! | #REF! | #REF! | #REF!
| #REF! | #REF! | #REF! | #REF! | #REF!
#REF! | #REF! | #REF! | #REF! | #REF! | #REF!
#REF! | #REF! | #REF! | #REF! | #REF! | #REF!
#REF! | #REF!
| #REF! | #REF! | #REF! | #REF! | #REF!
#REF! | #REF!
| #REF! | #REF! | #REF! | #REF! | #REF!
| #REF! | #REF! | #REF! | #REF! | #REF!
#REF! | #REF!
| #REF! | #REF! | #REF! | #REF! | #REF!
| #REF! | #REF! | #REF! | #REF! | #REF!
| #REF! | #REF! | #REF! | #REF! | #REF!
| #REF! | #REF! | #REF! | #REF! | #REF!
| #REF! | #REF! | #REF! | #REF! | #REF!
| #REF! | #REF! | #REF! | #REF! | #REF!
#REF!
| #REF! | #REF! | #REF! | #REF! | #REF!
| #REF! | #REF! | #REF! | #REF! | #REF!
| #REF! | #REF! | #REF! | #REF! | #REF!
| #REF! | #REF! | #REF! | #REF! | #REF!
#REF! | #REF!
#REF!
| #REF! | #REF! | #REF! | #REF! | #REF!
#REF! | #REF!
#REF! | #REF! | #REF! | #REF! | #REF! | #REF!
#REF! | #REF!
#REF! | #REF! | #REF! | #REF! | #REF! | #REF!
#REF! | #REF! | #REF! | #REF! | #REF! | #REF!
#REF! | #REF!
| #REF! | #REF! | #REF! | #REF! | #REF!
| Total Erection Price (A+B) |  |  |  | #REF!
Date : | --
Place : |  |  | Printed Name :
Designation :
Click for Sch-4

## Sch-4
Spec No: CC/NT/W-GIS/DOM/A01/26/04616 |  |  |  | Schedule-4
400kV GIS Extn Substation Package SS-156 for (i) Extn. of 400/230kV Tuticorin-II GIS SS associated with Augmentation of 1x500 MVA, 400/230 kV ICT (7th) at Tuticorin-II GIS Sub Station and (ii) 1 no. 230kV line bay at Tuticorin-II GIS for providing Connectivity to M/s IndianOil NTPC Green Energy Pvt. Ltd.
(SCHEDULE OF RATES AND PRICES )
Bidder’s Name and Address (Lead Partner) : |  |  | To:
Contracts Services, 3rd Floor
Name : |  |  | Power Grid Corporation of India Ltd.,
Address : |  |  | "Saudamini", Plot No.-2
Sector-29,
Gurgaon (Haryana) - 122001
Training Charges for Training to be imparted
Not Applicable
Date : | -- | Printed Name :
Place : |  | Designation :
Click for Sch-5

## Sch-5
Spec No: CC/NT/W-GIS/DOM/A01/26/04616 |  |  |  | Schedule - 5
400kV GIS Extn Substation Package SS-156 for (i) Extn. of 400/230kV Tuticorin-II GIS SS associated with Augmentation of 1x500 MVA, 400/230 kV ICT (7th) at Tuticorin-II GIS Sub Station and (ii) 1 no. 230kV line bay at Tuticorin-II GIS for providing Connectivity to M/s IndianOil NTPC Green Energy Pvt. Ltd.
(SUMMARY OF TAXES & DUTIES APPLICABLE ON PLANT & EQUIPMENT)
Bidder’s Name and Address (Lead Partner) : |  |  | To:
Contracts Services, 3rd Floor
Name : |  |  | Power Grid Corporation of India Ltd.,
Address : |  |  | "Saudamini", Plot No.-2
Sector-29,
Gurgaon (Haryana) - 122001
Sl. No. | Item Nos. |  | Total Price (INR) |  | After Discount |  | After MPDiscount
1 | TOTAL GST ON GOODS |  |  |  | Excise Duty | #REF! | Excise Duty | #REF!
| Total GST for Supply of Goods (inter-alia including Type Test Charges) between the Contractor and the Employer (identified in Schedule 1') which are not included in the Ex-works price as per the provision of the Bidding Documents, as applicable. |  | 0
2 | TOTAL GST ON SERVICES |  |  |  | Sales Tax | 0 | Sales Tax | 0
| Total GST on Installation Services (Schedule-3) and Training to be imparted in India (Schedule-4), if aplicable |  | 0 |  | #REF! | 0 | #REF! | 0
| GRAND TOTAL [1+2] |  | 0 |  | Grand Total after Discount | #REF! | Grand Total after MPD | #REF!
Date : | -- | Printed Name :
Place : |  | Designation :
Click for Sch-6

## Sch-6
Spec No: CC/NT/W-GIS/DOM/A01/26/04616 |  |  | Schedule - 6
400kV GIS Extn Substation Package SS-156 for (i) Extn. of 400/230kV Tuticorin-II GIS SS associated with Augmentation of 1x500 MVA, 400/230 kV ICT (7th) at Tuticorin-II GIS Sub Station and (ii) 1 no. 230kV line bay at Tuticorin-II GIS for providing Connectivity to M/s IndianOil NTPC Green Energy Pvt. Ltd.
(GRAND SUMMARY)
Bidder’s Name and Address (Lead Partner) : |  |  | To:
Contracts Services, 3rd Floor
Name : |  |  | Power Grid Corporation of India Ltd.,
Address : |  |  | "Saudamini", Plot No.-2
Sector-29,
Gurgaon (Haryana) - 122001
Sl. No. | Description |  | Total Price (INR)
1 | TOTAL SCHEDULE NO. 1 |  | 0
Ex-works price of Plant and Equipment including Type Test Charges
2 | TOTAL SCHEDULE NO. 2 |  | 0
Local Transportation, Insurance and other Incidental Services
3 | TOTAL SCHEDULE NO. 3 |  | 0
Installation Charges
4 | TOTAL SCHEDULE NO. 4 |  | Not Applicable
Training Charges
5 | TOTAL SCHEDULE NO. 5 |  | 0
Taxes and Duties
6 | TOTAL SCHEDULE NO. 7 |  | Not Applicable
Type Test Charges [Total of this Schedule is included in Schedule - 1 above.]
| GRAND TOTAL [1+2+3+4+5] |  | 0
Date : | -- | Printed Name :
Place : |  | Designation :
Click for Sch-7

## Sch-5 Dis (hidden)
Spec No: CC/NT/W-GIS/DOM/A01/26/04616 |  |  |  | Schedule - 5
400kV GIS Extn Substation Package SS-156 for (i) Extn. of 400/230kV Tuticorin-II GIS SS associated with Augmentation of 1x500 MVA, 400/230 kV ICT (7th) at Tuticorin-II GIS Sub Station and (ii) 1 no. 230kV line bay at Tuticorin-II GIS for providing Connectivity to M/s IndianOil NTPC Green Energy Pvt. Ltd.
SUMMARY OF TAXES & DUTIES APPLICABLE ON GOODS
Bidder’s Name and Address (Lead Partner) : |  |  | To:
Contracts Services, 3rd Floor
Name : |  |  | Power Grid Corporation of India Ltd.,
Address : |  |  | "Saudamini", Plot No.-2
Sector-29,
Gurgaon (Haryana) - 122001
Sl. No. | Item Nos. |  | Total Price (INR)
1 | TOTAL GST ON GOODS |  | 0
Total GST for Supply of Goods (inter-alia including Type Test Charges) between the Contractor and the Employer (identified in Schedule 1') which are not included in the Ex-works price as per the provision of the Bidding Documents, as applicable.
2 | TOTAL GST ON SERVICES |  | 0
Total GST on Installation Services (Schedule-3) and Training to be imparted in India (Schedule-4)
| GRAND TOTAL [1+2] |  | 0
Date : | -- | Printed Name :
Place : |  | Designation :
Click for Sch-6

## Sch-6 After Discount
Spec No: CC/NT/W-GIS/DOM/A01/26/04616 |  |  | Schedule - 6 After Discount
400kV GIS Extn Substation Package SS-156 for (i) Extn. of 400/230kV Tuticorin-II GIS SS associated with Augmentation of 1x500 MVA, 400/230 kV ICT (7th) at Tuticorin-II GIS Sub Station and (ii) 1 no. 230kV line bay at Tuticorin-II GIS for providing Connectivity to M/s IndianOil NTPC Green Energy Pvt. Ltd.
(GRAND SUMMARY)
Bidder’s Name and Address (Lead Partner) : |  |  | To:
Contracts Services, 3rd Floor
Name : |  |  | Power Grid Corporation of India Ltd.,
Address : |  |  | "Saudamini", Plot No.-2
Sector-29,
Gurgaon (Haryana) - 122001
Sl. No. | Description |  | Total Price (INR)
1 | TOTAL SCHEDULE NO. 1 |  | 0
Ex-works price of Plant and Equipment including Type Test Charges
2 | TOTAL SCHEDULE NO. 2 |  | 0
Local Transportation, Insurance and other Incidental Services
3 | TOTAL SCHEDULE NO. 3 |  | 0
Installation Charges
4 | TOTAL SCHEDULE NO. 4 |  | Not Applicable
Training Charges
5 | TOTAL SCHEDULE NO. 5 |  | 0
Taxes and Duties
6 | TOTAL SCHEDULE NO. 7 |  | Not Applicable
Type Test Charges [Total of this Schedule is included in Schedule - 1 above.]
| GRAND TOTAL [1+2+3+4+5] |  | 0
Date : | -- | Printed Name :
Place : |  | Designation :
Click for Sch-7

## Sch-7
Spec No: CC/NT/W-GIS/DOM/A01/26/04616 | [5 empty] | Schedule 7
400kV GIS Extn Substation Package SS-156 for (i) Extn. of 400/230kV Tuticorin-II GIS SS associated with Augmentation of 1x500 MVA, 400/230 kV ICT (7th) at Tuticorin-II GIS Sub Station and (ii) 1 no. 230kV line bay at Tuticorin-II GIS for providing Connectivity to M/s IndianOil NTPC Green Energy Pvt. Ltd. | [7 empty] | As per Lum-sum | 0%
(SCHEDULE OF RATES AND PRICES ) | [7 empty] | AS per Percent | #REF!
[8 empty] | As per lum-sum on Sch-7 | 0%
Bidder’s Name and Address (Lead Partner) : |  |  |  |  | To: |  |  | As per Percent on Sch-7 | #REF!
[5 empty] | Contracts Services, 3rd Floor |  |  | Total Discount | #REF!
Name : |  |  |  |  | Power Grid Corporation of India Ltd.,
Address : |  |  |  |  | "Saudamini", Plot No.-2
[5 empty] | Sector-29, |  |  | Multipackage Discount | 0%
Gurgaon (Haryana) - 122001
Type test charges:
Not Applicable
Date : | -- |  |  | Printed Name :
Place : |  |  |  | Designation :
Note : | Bidder should indicate the name of test laboratories where type tests are proposed to be conducted
Spec No: CC/NT/W-GIS/DOM/A01/26/04616
400kV GIS Extn Substation Package SS-156 for (i) Extn. of 400/230kV Tuticorin-II GIS SS associated with Augmentation of 1x500 MVA, 400/230 kV ICT (7th) at Tuticorin-II GIS Sub Station and (ii) 1 no. 230kV line bay at Tuticorin-II GIS for providing Connectivity to M/s IndianOil NTPC Green Energy Pvt. Ltd. |  |  | 0 | 0 |  |  | 0
(SCHEDULE OF RATES AND PRICES ) |  |  | 0 | 0 |  |  | 0
Bidder’s Name and Address (Lead Partner) : | [6 empty] | 0
|  |  | 0 | 0 |  |  | 0
Name : |  |  |  | 0 |  |  | 0
Address : |  |  |  | 0 |  |  | 0
|  |  |  | 0 |  |  | 0
|  |  |  | 0 |  |  | 0
#REF! |  |  | #REF! | #REF!
#REF! |  |  | #REF! | #REF!
#REF! |  |  | #REF!
#REF! |  |  | #REF! | #REF!
#REF! |  |  | #REF! | #REF!
|  |  | #REF! | #REF!
#REF! |  |  | #REF!
#REF! |  |  | #REF!
#REF! |  |  | #REF!
#REF! |  |  | #REF! | #REF!
#REF! |  |  | #REF! | #REF!
#REF! |  |  | #REF! | #REF!
#REF! |  |  | #REF! | #REF!
|  |  | #REF! | #REF!
#REF! |  |  | #REF!
#REF! |  |  | #REF! | #REF!
#REF! |  |  | #REF! | #REF!
#REF! |  |  | #REF! | #REF!
#REF! |  |  | #REF! | #REF!
|  |  | #REF! | #REF!
#REF! |  |  | #REF!
#REF! |  |  | #REF! | #REF!
#REF! |  |  | #REF! | #REF!
#REF! |  |  | #REF! | #REF!
|  |  | #REF! | #REF!
#REF! |  |  | #REF!
#REF! |  |  | #REF! | #REF!
#REF! |  |  | #REF! | #REF!
#REF! |  |  | #REF! | #REF!
|  |  | #REF! | #REF!
#REF! |  |  | #REF!
#REF! |  |  | #REF! | #REF!
#REF! |  |  | #REF! | #REF!
#REF! |  |  | #REF! | #REF!
#REF! |  |  | #REF! | #REF!
|  |  | #REF! | #REF!
|  |  | #REF! | #REF!
#REF! |  |  | #REF!
#REF! |  |  | #REF!
#REF! |  |  | #REF! | #REF!
#REF! |  |  | #REF! | #REF!
#REF! |  |  | #REF! | #REF!
|  |  | #REF! | #REF!
|  |  | #REF! | #REF!
#REF! |  |  | #REF!
#REF! |  |  | #REF!
#REF! |  |  | #REF! | #REF!
#REF! |  |  | #REF! | #REF!
#REF! |  |  | #REF! | #REF!
#REF! |  |  | #REF! | #REF!
#REF! |  |  | #REF! | #REF!
|  |  | #REF! | #REF!
#REF! |  |  | #REF!
#REF! |  |  | #REF! | #REF!
#REF! |  |  | #REF! | #REF!
#REF! |  |  | #REF! | #REF!
#REF! |  |  | #REF! | #REF!
#REF! |  |  | #REF! | #REF!
#REF! |  |  | #REF! | #REF!
|  |  | #REF! | #REF!
#REF! |  |  | #REF!
#REF! |  |  | #REF! | #REF!
#REF! |  |  | #REF! | #REF!
#REF! |  |  | #REF! | #REF!
#REF! |  |  | #REF! | #REF!
#REF! |  |  | #REF! | #REF!
#REF! |  |  | #REF! | #REF!
#REF! |  |  | #REF! | #REF!
#REF! |  |  | #REF! | #REF!
#REF! |  |  | #REF! | #REF!
|  |  | #REF! | #REF!
#REF! |  |  | #REF!
#REF! |  |  | #REF! | #REF!
#REF! |  |  | #REF! | #REF!
#REF! |  |  | #REF! | #REF!
|  |  | #REF! | #REF!
#REF! |  |  | #REF!
#REF! |  |  | #REF! | #REF!
#REF! |  |  | #REF! | #REF!
#REF! |  |  | #REF! | #REF!
|  |  | #REF! | #REF!
#REF! |  |  | #REF!
#REF! |  |  | #REF! | #REF!
#REF! |  |  | #REF! | #REF!
|  |  | #REF! | #REF!
#REF! |  |  | #REF!
#REF! |  |  | #REF! | #REF!
#REF! |  |  | #REF! | #REF!
#REF! |  |  | #REF! | #REF!
#REF! |  |  | #REF! | #REF!
#REF! |  |  | #REF! | #REF!
#REF! |  |  | #REF! | #REF!
|  |  | #REF! | #REF!
#REF! |  |  | #REF!
#REF! |  |  | #REF! | #REF!
#REF! |  |  | #REF! | #REF!
#REF! |  |  | #REF! | #REF!
#REF! |  |  | #REF! | #REF!
#REF! |  |  | #REF!
#REF! |  |  | #REF! | #REF!
#REF! |  |  | #REF! | #REF!
#REF! |  |  | #REF! | #REF!
#REF! |  |  | #REF! | #REF!
|  |  | #REF! | #REF!
|  |  | #REF! | #REF!
|  |  | #REF! | #REF!
Click for Bid Form 2nd Envelope

## Sch-7 Dis (hidden)
Spec No: CC/NT/W-GIS/DOM/A01/26/04616
400kV GIS Extn Substation Package SS-156 for (i) Extn. of 400/230kV Tuticorin-II GIS SS associated with Augmentation of 1x500 MVA, 400/230 kV ICT (7th) at Tuticorin-II GIS Sub Station and (ii) 1 no. 230kV line bay at Tuticorin-II GIS for providing Connectivity to M/s IndianOil NTPC Green Energy Pvt. Ltd. | [6 empty] | As per Lum-sum |  | 0%
(SCHEDULE OF RATES AND PRICES : TYPE TEST CHARGES) | [6 empty] | AS per Percent |  | #REF!
[7 empty] | As per lum-sum on Sch-7 |  | 0%
Bidder’s Name and Address (Lead Partner) : |  |  |  | To: |  |  | As per Percent on Sch-7 |  | #REF!
|  |  |  | Contracts Services, 3rd Floor |  |  | Total Discount |  | #REF!
Name : |  |  |  | Power Grid Corporation of India Ltd.,
Address : |  |  |  | "Saudamini", Plot No.-2
|  |  |  | Sector-29, |  |  | Multipackage Discount |  | 0%
Gurgaon (Haryana) - 122001
Type Tests on Earthwire
SL. NO. | Description of Test | Unit | Quantity | Unit Test Charge | Total Test Charges (Rs.) |  |  | Total Test Charges After Discount (Rs.) |  | Dis Alert | Total Test Charges After MPD (Rs.)
I
(a)
(b)
| Sub-Total (I) |  |  |  | 0
| TOTAL TEST CHARGES (I) |  |  |  | 0
[7 empty] | Discount Sche-7 | #REF! |  | MPD Sche-7 | #REF!
[7 empty] | Dis Alert | #REF!
Signature :
Date : | -- | Printed Name :
Place : |  | Designation :
Common Seal :
Note : | Bidder should indicate the name of test laboratories where type tests are proposed to be conducted
Spec No: CC/NT/W-GIS/DOM/A01/26/04616
400kV GIS Extn Substation Package SS-156 for (i) Extn. of 400/230kV Tuticorin-II GIS SS associated with Augmentation of 1x500 MVA, 400/230 kV ICT (7th) at Tuticorin-II GIS Sub Station and (ii) 1 no. 230kV line bay at Tuticorin-II GIS for providing Connectivity to M/s IndianOil NTPC Green Energy Pvt. Ltd. | 0 | 0 |  |  |  | 0
(SCHEDULE OF RATES AND PRICES : TYPE TEST CHARGES) | 0 | 0 |  |  |  | 0
Bidder’s Name and Address (Lead Partner) : | [5 empty] | 0
| 0 | 0 |  |  |  | 0
Name : |  | 0 |  |  |  | 0
Address : |  | 0 |  |  |  | 0
|  | 0 |  |  |  | 0
|  | 0 |  |  |  | 0
SL. NO. | Description of Test | 0
#REF! | #REF! | #REF!
#REF! | #REF!
#REF! | #REF! | #REF!
#REF! | #REF! | #REF!
| #REF! | #REF!
#REF! | #REF!
#REF! | #REF!
#REF! | #REF!
#REF! | #REF! | #REF!
#REF! | #REF! | #REF!
#REF! | #REF! | #REF!
#REF! | #REF! | #REF!
| #REF! | #REF!
#REF! | #REF!
#REF! | #REF! | #REF!
#REF! | #REF! | #REF!
#REF! | #REF! | #REF!
#REF! | #REF! | #REF!
| #REF! | #REF!
#REF! | #REF!
#REF! | #REF! | #REF!
#REF! | #REF! | #REF!
#REF! | #REF! | #REF!
| #REF! | #REF!
#REF! | #REF!
#REF! | #REF! | #REF!
#REF! | #REF! | #REF!
#REF! | #REF! | #REF!
| #REF! | #REF!
#REF! | #REF!
#REF! | #REF! | #REF!
#REF! | #REF! | #REF!
#REF! | #REF! | #REF!
#REF! | #REF! | #REF!
| #REF! | #REF!
| #REF! | #REF!
#REF! | #REF!
#REF! | #REF!
#REF! | #REF! | #REF!
#REF! | #REF! | #REF!
#REF! | #REF! | #REF!
| #REF! | #REF!
| #REF! | #REF!
#REF! | #REF!
#REF! | #REF!
#REF! | #REF! | #REF!
#REF! | #REF! | #REF!
#REF! | #REF! | #REF!
#REF! | #REF! | #REF!
#REF! | #REF! | #REF!
| #REF! | #REF!
#REF! | #REF!
#REF! | #REF! | #REF!
#REF! | #REF! | #REF!
#REF! | #REF! | #REF!
#REF! | #REF! | #REF!
#REF! | #REF! | #REF!
#REF! | #REF! | #REF!
| #REF! | #REF!
#REF! | #REF!
#REF! | #REF! | #REF!
#REF! | #REF! | #REF!
#REF! | #REF! | #REF!
#REF! | #REF! | #REF!
#REF! | #REF! | #REF!
#REF! | #REF! | #REF!
#REF! | #REF! | #REF!
#REF! | #REF! | #REF!
#REF! | #REF! | #REF!
| #REF! | #REF!
#REF! | #REF!
#REF! | #REF! | #REF!
#REF! | #REF! | #REF!
#REF! | #REF! | #REF!
| #REF! | #REF!
#REF! | #REF!
#REF! | #REF! | #REF!
#REF! | #REF! | #REF!
#REF! | #REF! | #REF!
| #REF! | #REF!
#REF! | #REF!
#REF! | #REF! | #REF!
#REF! | #REF! | #REF!
| #REF! | #REF!
#REF! | #REF!
#REF! | #REF! | #REF!
#REF! | #REF! | #REF!
#REF! | #REF! | #REF!
#REF! | #REF! | #REF!
#REF! | #REF! | #REF!
#REF! | #REF! | #REF!
| #REF! | #REF!
#REF! | #REF!
#REF! | #REF! | #REF!
#REF! | #REF! | #REF!
#REF! | #REF! | #REF!
#REF! | #REF! | #REF!
#REF! | #REF!
#REF! | #REF! | #REF!
#REF! | #REF! | #REF!
#REF! | #REF! | #REF!
#REF! | #REF! | #REF!
| #REF! | #REF!
| #REF! | #REF!
| #REF! | #REF!
Click for Bid Form 2nd Envelope

## Sch-7 (b) (hidden)
Spec No: CC/NT/W-GIS/DOM/A01/26/04616 | [8 empty] | Schedule 7
400kV GIS Extn Substation Package SS-156 for (i) Extn. of 400/230kV Tuticorin-II GIS SS associated with Augmentation of 1x500 MVA, 400/230 kV ICT (7th) at Tuticorin-II GIS Sub Station and (ii) 1 no. 230kV line bay at Tuticorin-II GIS for providing Connectivity to M/s IndianOil NTPC Green Energy Pvt. Ltd. | [11 empty] | As per Lum-sum |  | 0%
(SCHEDULE OF RATES AND PRICES ) | [11 empty] | AS per Percent |  | #REF!
[12 empty] | As per lum-sum on Sch-7 |  | 0%
Bidder’s Name and Address (Lead Partner) : | [6 empty] | To: |  |  |  |  | As per Percent on Sch-7 |  | #REF!
[7 empty] | Contracts Services, 3rd Floor |  |  |  |  | Total Discount |  | #REF!
Name : | [6 empty] | Power Grid Corporation of India Ltd.,
Address : | [6 empty] | "Saudamini", Plot No.-2
[7 empty] | Sector-29, |  |  |  |  | Multipackage Discount |  | 0%
Gurgaon (Haryana) - 122001
Type tests for Wangtoo Substation
SL. NO. | HSN Code | Whether HSN in column ‘2’ is confirmed. If not indicate applicable the HSN code * | Rate of GST applicable ( in %) | Whether rate of GST in column ‘4’ is confirmed. If not indicate applicable rate of GST * | Description of Test | Unit | Quantity | Unit Test Charge | Total Test Charges (Rs.) |  | 0 |  | Total Test Charges After Discount (Rs.) |  | Dis Alert | Total Test Charges After MPD (Rs.)
1 | 2 | 3 | 4 | 5 | 6 | 7 | 8 | 9 | 10= 8 x 9
NOT APPLICABLE
0
0
0
[5 empty] | TOTAL TYPE TEST CHARGES |  |  |  | 0
[12 empty] | Discount Sche-7 | #REF! |  | MPD Sche-7 | #REF!
[12 empty] | Dis Alert | #REF!
Date : | -- |  |  |  |  | Printed Name :
Place : | [5 empty] | Designation :
Note : | Bidder should indicate the name of test laboratories where type tests are proposed to be conducted
Spec No: CC/NT/W-GIS/DOM/A01/26/04616
400kV GIS Extn Substation Package SS-156 for (i) Extn. of 400/230kV Tuticorin-II GIS SS associated with Augmentation of 1x500 MVA, 400/230 kV ICT (7th) at Tuticorin-II GIS Sub Station and (ii) 1 no. 230kV line bay at Tuticorin-II GIS for providing Connectivity to M/s IndianOil NTPC Green Energy Pvt. Ltd. |  |  |  |  | 0 | 0 |  |  |  | 0
(SCHEDULE OF RATES AND PRICES ) |  |  |  |  | 0 | 0 |  |  |  | 0
Bidder’s Name and Address (Lead Partner) : | [9 empty] | 0
[5 empty] | 0 | 0 |  |  |  | 0
Name : | [5 empty] | 0 |  |  |  | 0
Address : | [5 empty] | 0 |  |  |  | 0
[6 empty] | 0 |  |  |  | 0
[6 empty] | 0 |  |  |  | 0
SL. NO. |  |  |  |  | Description of Test | 0
#REF! |  |  |  |  | #REF! | #REF!
#REF! |  |  |  |  | #REF!
#REF! |  |  |  |  | #REF! | #REF!
#REF! |  |  |  |  | #REF! | #REF!
[5 empty] | #REF! | #REF!
#REF! |  |  |  |  | #REF!
#REF! |  |  |  |  | #REF!
#REF! |  |  |  |  | #REF!
#REF! |  |  |  |  | #REF! | #REF!
#REF! |  |  |  |  | #REF! | #REF!
#REF! |  |  |  |  | #REF! | #REF!
#REF! |  |  |  |  | #REF! | #REF!
[5 empty] | #REF! | #REF!
#REF! |  |  |  |  | #REF!
#REF! |  |  |  |  | #REF! | #REF!
#REF! |  |  |  |  | #REF! | #REF!
#REF! |  |  |  |  | #REF! | #REF!
#REF! |  |  |  |  | #REF! | #REF!
[5 empty] | #REF! | #REF!
#REF! |  |  |  |  | #REF!
#REF! |  |  |  |  | #REF! | #REF!
#REF! |  |  |  |  | #REF! | #REF!
#REF! |  |  |  |  | #REF! | #REF!
[5 empty] | #REF! | #REF!
#REF! |  |  |  |  | #REF!
#REF! |  |  |  |  | #REF! | #REF!
#REF! |  |  |  |  | #REF! | #REF!
#REF! |  |  |  |  | #REF! | #REF!
[5 empty] | #REF! | #REF!
#REF! |  |  |  |  | #REF!
#REF! |  |  |  |  | #REF! | #REF!
#REF! |  |  |  |  | #REF! | #REF!
#REF! |  |  |  |  | #REF! | #REF!
#REF! |  |  |  |  | #REF! | #REF!
[5 empty] | #REF! | #REF!
[5 empty] | #REF! | #REF!
#REF! |  |  |  |  | #REF!
#REF! |  |  |  |  | #REF!
#REF! |  |  |  |  | #REF! | #REF!
#REF! |  |  |  |  | #REF! | #REF!
#REF! |  |  |  |  | #REF! | #REF!
[5 empty] | #REF! | #REF!
[5 empty] | #REF! | #REF!
#REF! |  |  |  |  | #REF!
#REF! |  |  |  |  | #REF!
#REF! |  |  |  |  | #REF! | #REF!
#REF! |  |  |  |  | #REF! | #REF!
#REF! |  |  |  |  | #REF! | #REF!
#REF! |  |  |  |  | #REF! | #REF!
#REF! |  |  |  |  | #REF! | #REF!
[5 empty] | #REF! | #REF!
#REF! |  |  |  |  | #REF!
#REF! |  |  |  |  | #REF! | #REF!
#REF! |  |  |  |  | #REF! | #REF!
#REF! |  |  |  |  | #REF! | #REF!
#REF! |  |  |  |  | #REF! | #REF!
#REF! |  |  |  |  | #REF! | #REF!
#REF! |  |  |  |  | #REF! | #REF!
[5 empty] | #REF! | #REF!
#REF! |  |  |  |  | #REF!
#REF! |  |  |  |  | #REF! | #REF!
#REF! |  |  |  |  | #REF! | #REF!
#REF! |  |  |  |  | #REF! | #REF!
#REF! |  |  |  |  | #REF! | #REF!
#REF! |  |  |  |  | #REF! | #REF!
#REF! |  |  |  |  | #REF! | #REF!
#REF! |  |  |  |  | #REF! | #REF!
#REF! |  |  |  |  | #REF! | #REF!
#REF! |  |  |  |  | #REF! | #REF!
[5 empty] | #REF! | #REF!
#REF! |  |  |  |  | #REF!
#REF! |  |  |  |  | #REF! | #REF!
#REF! |  |  |  |  | #REF! | #REF!
#REF! |  |  |  |  | #REF! | #REF!
[5 empty] | #REF! | #REF!
#REF! |  |  |  |  | #REF!
#REF! |  |  |  |  | #REF! | #REF!
#REF! |  |  |  |  | #REF! | #REF!
#REF! |  |  |  |  | #REF! | #REF!
[5 empty] | #REF! | #REF!
#REF! |  |  |  |  | #REF!
#REF! |  |  |  |  | #REF! | #REF!
#REF! |  |  |  |  | #REF! | #REF!
[5 empty] | #REF! | #REF!
#REF! |  |  |  |  | #REF!
#REF! |  |  |  |  | #REF! | #REF!
#REF! |  |  |  |  | #REF! | #REF!
#REF! |  |  |  |  | #REF! | #REF!
#REF! |  |  |  |  | #REF! | #REF!
#REF! |  |  |  |  | #REF! | #REF!
#REF! |  |  |  |  | #REF! | #REF!
[5 empty] | #REF! | #REF!
#REF! |  |  |  |  | #REF!
#REF! |  |  |  |  | #REF! | #REF!
#REF! |  |  |  |  | #REF! | #REF!
#REF! |  |  |  |  | #REF! | #REF!
#REF! |  |  |  |  | #REF! | #REF!
#REF! |  |  |  |  | #REF!
#REF! |  |  |  |  | #REF! | #REF!
#REF! |  |  |  |  | #REF! | #REF!
#REF! |  |  |  |  | #REF! | #REF!
#REF! |  |  |  |  | #REF! | #REF!
[5 empty] | #REF! | #REF!
[5 empty] | #REF! | #REF!
[5 empty] | #REF! | #REF!
Click for Bid Form 2nd Envelope

## Discount
This letter of discount is optional. Bidder may / may not offer any discount.
Spec No: CC/NT/W-GIS/DOM/A01/26/04616 |  |  |  |  | Letter of Discount
LETTER OF DISCOUNT
To:
Contract Services
Power Grid Corporation of India Ltd.,
"Saudamini", Plot No.-2
Sector-29, (near IFFCO Chowk)
Gurgaon (Haryana) - 122001
Subject : |  | 400kV GIS Extn Substation Package SS-156 for (i) Extn. of 400/230kV Tuticorin-II GIS SS associated with Augmentation of 1x500 MVA, 400/230 kV ICT (7th) at Tuticorin-II GIS Sub Station and (ii) 1 no. 230kV line bay at Tuticorin-II GIS for providing Connectivity to M/s IndianOil NTPC Green Energy Pvt. Ltd.
Dear Sir
With reference to the subject tender, we hereby offer unconditional discount on the prices quoted by us as per details given here below : | [6 empty] | Eq Weightage of Rs/ % | Final Discount Factor
| 1 | Discount on lum-sum basis on total price quoted by us without Taxes & Duties. [The discount shall be proportionately applicable on all the items of all the Schdules i.e. Sch-1, Sch-2 & Sch-3] In Rs. |  |  |  | 0 | 0%
| 2 | Discount on percent basis on total price quoted by us without Taxes & Duties. [The discount shall be proportionately applicable on all the items of all the Schdules i.e. Sch-1, Sch-2 & Sch-3] In Percent (%) |  |  |  | 0 | 0%
| 3 | Discount on lum-sum basis on the Schedules as given below : [The discount shall be proportionately applicable on all the relevent items of the respective Schdules.] In Rs.
|  | Schedule-1 : Ex works prices |  | In Rs. |  | 0 | 0% | Schedule-1 : Ex-Works Price | 0%
|  | Schedule-2 : Freight & Insurance |  | In Rs. |  | 0 | 0% | Schedule-2 : Freight & Insurance | 0%
|  | Schedule-3 : Erection Charges |  | In Rs. |  | 0 | 0% | Schedule-3 : Erection Charges | 0%
|  | Schedule-4 : Training Charges |  | In Rs. |  | 0 | 0% | Schedule-4 : Training Charges | 0%
|  | Schedule-7 : Type Test Charges |  | In Rs. |  |  |  | Schedule-7 : Type Test Charges | 0%
| 4 | Discount on percent basis on the Schedules as given below : [The discount shall be proportionately applicable on all the relevent items of the respective Schdules.] In Percent (%)
|  | Schedule-1 : Ex works prices |  | In Percent (%) |  | 0 | 0%
|  | Schedule-2 : Freight & Insurance |  | In Percent (%) |  | 0 | 0%
|  | Schedule-3 : Erection Charges |  | In Percent (%) |  | 0 | 0%
|  | Schedule-4 : Training Charges |  | In Percent (%) |  | 0 | 0%
|  | Schedule-7 : Type Test Charges |  | In Percent (%) |  |  | 0%
Discount(s) offered at sl. No. 1 to 4 will get displayed and accounted for automatically in the respective items of the Schedules.
| 5 | We hereby offer Multi-package discount as given below:
Multi-Package Discount(s) offered at sl. No. 5 will not get automatically accounted for in the respective items of the Schedules. The same shall be worked out saparately for evaluation.
Please consider this letter of discount as the integral part of our price bid.
Thanking you, we remain,
Yours faithfully,
For and on behalf of
Date : |  | -- | Printed Name :
Place : |  |  | Designation :
Click for Bid Form

## Bid Form - 2nd Envelope
Spec No: CC/NT/W-GIS/DOM/A01/26/04616 |  |  |  |  | Bid Form 2nd Envelope |  | Sole Bidder |  |  | 1 | st |  | 1 | January
[7 empty] | 0 |  |  | 2 | nd |  | 2 | February
BID FORM (Second Envelope) | [9 empty] | 3 | rd |  | 3 | March
[10 empty] | 4 | th |  | 4 | April
Bid Proposal Ref. No. | [9 empty] | 5 | th |  | 5 | May
Date : | -- | [8 empty] | 6 | th | #VALUE! | 6 | June
[10 empty] | 7 | th | #VALUE! | 7 | July
To: | [9 empty] | 8 | th | #VALUE! | 8 | August
Contracts Services, 3rd Floor | [9 empty] | 9 | th | #VALUE! | 9 | September
Power Grid Corporation of India Ltd., | [9 empty] | 10 | th |  | 10 | October
"Saudamini", Plot No.-2 | [9 empty] | 11 | th |  | 11 | November
Sector-29, | [9 empty] | 12 | th |  | 12 | December
Gurgaon (Haryana) - 122001 | [9 empty] | 13 | th
[10 empty] | 14 | th
Name of Contract : |  | 400kV GIS Extn Substation Package SS-156 for (i) Extn. of 400/230kV Tuticorin-II GIS SS associated with Augmentation of 1x500 MVA, 400/230 kV ICT (7th) at Tuticorin-II GIS Sub Station and (ii) 1 no. 230kV line bay at Tuticorin-II GIS for providing Connectivity to M/s IndianOil NTPC Green Energy Pvt. Ltd. | [7 empty] | 15 | th
Dear Ladies and/or Gentlemen, | [9 empty] | 16 | th
1 | In continuation of First Envelope of our Bid, we hereby submit the Second Envelope of the Bid, both of which shall be read together and in conjunction with each other, and shall be construed as an integral part of our Bid. Accordingly, we the undersigned, offer to design, manufacture, test, deliver, install and commission (including carrying out Trial Operation, Performance & Guarantee Test as per provision of Technical Specification) under the above-named package in full conformity with the said Bidding Documents for the sum of Rs. 0 or such other sums as may be determined in accordance with the terms and conditions of the Bidding Documents. | [5 empty] | In continuation of First Envelope of our Bid, we hereby submit the Second Envelope of the Bid, both of which shall be read together and in conjunction with each other, and shall be construed as an integral part of our Bid. Accordingly, we the undersigned, offer to design, manufacture, test, deliver, install and commission (including carrying out Trial Operation, Performance & Guarantee Test as per provision of Technical Specification) under the above-named package in full conformity with the said Bidding Documents for the sum of Rs. | or such other sums as may be determined in accordance with the terms and conditions of the Bidding Documents. | 0 | 17 | th
| The above amounts are in accordance with the price schedules attached herewith and are made part of this bid. | [8 empty] | 18 | th
2 | Price Schedules | [8 empty] | 19 | th
2.1 | In line with the requirements of the Bidding documents, we enclose herewith the following Price Schedules, duly filled - in as per your proforma: | [8 empty] | 20 | th
| Schedule 1 |  | Plant and Equipment (Including Mandatory Spare Parts) to be supplied, including Type Test Charges. | [6 empty] | 21 | st
| Schedule 2 |  | Local Transportation, In-transit Insurance, loading and unloading | [6 empty] | 22 | th
| Schedule 3 |  | Installation Charges. |  |  | Sole Bidder |  |  |  | 23 | th
| Schedule 4 |  | Training charges for training to be imparted. (Not Applicable) | [6 empty] | 24 | th
| Schedule 5 |  | Taxes and Duties | [6 empty] | 25 | th
| Schedule 6 |  | Grand Summary [Schedule 1to 5] | [6 empty] | 26 | th
| Schedule 7 |  | Break-Up of Type Test Charges (Not Applicable) | [6 empty] | 26 | th
[10 empty] | 27 | th
2.2 | We are aware that the Price Schedules do not generally give a full description of the Work to be performed under each item and we shall be deemed to have read the Technical Specifications and other sections of the Bidding Documents and Drawings to ascertain the full scope of Work included in each item while filling-in the rates and prices. We agree that the entered rates and prices shall be deemed to include for the full scope as aforesaid, including overheads and profit. | [8 empty] | 28 | th
2.3 | We declare that as specified in Clause 11.5, Section-II:ITB, Vol.-I of the Bidding Documents, prices quoted by us in the Price Schedules shall be subject to Price Adjustment during the execution of Contract in accordance with Appendix-2 (Price Adjustment) to the Contract Agreement. | [8 empty] | 29 | th
2.4 | We understand that, if POWERGRID becomes successful bidder in BPC bidding and we emerge as successful bidder in the subject Package, then prior to placing the award onto us for the subject Package, POWERGRID will proportionately adjust the unit prices of all the items in our bid by multiplying with a factor as defined at ITB sub-clause 27.7 b) in case the time gap between the deadline for bid submission for the subject Package and the deadline for RfP bid submission for POWERGRID in BPC bidding is more than 90 days (excluding the date of bid submission for subject Package). | [8 empty] | 30 | th
2.5 | We understand that in the price schedules, where there are errors between the total of the amounts given under the column for the price Breakdown and the amount given under the Total Price, the former shall prevail and the latter will be corrected accordingly. We further understand that where there are discrepancies between amounts stated in figures and amounts stated in words, the amount stated in words shall prevail. Similarly, any discrepancy in the total bid price and that of the summation of Schedule price (price indicated in a Schedule indicating the total of that schedule), the total bid price shall be corrected to reflect the actual summation of the Schedule prices. | [8 empty] | 30 | th
2.6 | We declare that items left blank in the Schedules will be deemed to have been included in other items. The TOTAL for each Schedule and the TOTAL of Grand Summary shall be deemed to be the total price for executing the Facilities and sections thereof in complete accordance with the Contract, whether or not each individual item has been priced. | [8 empty] | 31 | st
3 | We confirm that except as otherwise specifically provided our Bid Prices in this Second Envelope include all taxes, duties, levies and charges as may be assessed on us/our Associate (applicable for Foreign Bidder), our Sub-Contractor/Sub-Vendor or their employees by all municipal, state or national government authorities in connection with the Facilities, in and outside of India.
3.1 | 100% of applicable Taxes and Duties i.e GST which are payable by the Employer under the Contract, shall be reimbursed by the Employer on production of satisfactory documentary evidence by the Contractor in accordance with the provisions of the Bidding Documents.
3.2 | We further understand that notwithstanding 3.0 above, in case of award on us, you shall also bear and pay/reimburse to us, GST applicable on supplies by us to you, imposed on the Plant & Equipment including Mandatory Spare Parts to be incorporated into the Facilities including Type Test charges for Type test to be conducted specified in Schedule No. 1, Installation Services specified in Schedule No. 3 and Charges for Training to be imparted specified in Schedule No. 4 of the Price Schedule in this Second Envelope by the Indian Laws.
3.3 | We confirm that we have also registered/we shall also get registered in the GST Network with a GSTIN, in all the states where the project is located and the states from which we shall make our supply of goods.
4 | # (For Joint Venture only) We, the partners of Joint Venture submitting this bid, do agree and confirm that in case of Award of Contract on the Joint Venture, we shall be jointly and severally liable and responsible for the execution of the Contract in accordance with Contract terms and conditions.
5 | We, hereby, declare that only the persons or firms interested in this proposal as principals are named here and that no other persons or firms other than those mentioned herein have any interest in this proposal or in the Contract to be entered into, if the award is made on us, that this proposal is made without any connection with any other person, firm or party likewise submitting a proposal is in all respects for and in good faith, without collusion or fraud.
Thanking you, we remain,
Yours faithfully,
For and on behalf of
Signature :
Date : | -- |  |  | Printed Name : | 0
Place : |  |  |  | Designation : | 0
Common Seal :
Please provide additional information of the Bidder
Business Address :
Country of Incorporation :
State/Province to be indicated :
Name of Principal Officer :
Address of Principal Officer :
* * *
Back to Cover Page

## Octroi (hidden)
Details of Octroi
Sl No. | Description of Items | Amount on which Octroi is applicable | Rate of Octroi | Octroi
(1) | (2) | (3) | (4) | (5) =(3) x (4)
1 |  |  |  | 0
2 |  |  |  | 0
3 |  |  |  | 0
4 |  |  |  | 0
5 |  |  |  | 0
6 |  |  |  | 0
7 |  |  |  | 0
8 |  |  |  | 0
9 |  |  |  | 0
10 |  |  |  | 0
| Total |  |  | 0
Back to Sch 5

## Entry Tax (hidden)
Details of Entry Tax
Sl No. | Description of Items | Amount on which Entry Tax is applicable | Rate of Entry Tax | Entry Tax
(1) | (2) | (3) | (4) | (5) =(3) x (4)
1 |  |  |  | 0
2 |  |  |  | 0
3 |  |  |  | 0
4 |  |  |  | 0
5 |  |  |  | 0
6 |  |  |  | 0
7 |  |  |  | 0
8 |  |  |  | 0
9 |  |  |  | 0
10 |  |  |  | 0
| Total |  |  | 0
Back to Sch 5

## Other Taxes & Duties (hidden)
Details of Other Taxes & Duties
Sl No. | Description of Items | Amount on which Other Taxes & Duties are applicable | Description of Taxes & Duties | Rate of Taxes & Duties | Amount of Taxes & Duties
(1) | (2) | (3) | (4) | (5) | (6) =(3) x (4)
1 |  |  |  |  | 0
2 |  |  |  |  | 0
3 |  |  |  |  | 0
4 |  |  |  |  | 0
5 |  |  |  |  | 0
6 |  |  |  |  | 0
7 |  |  |  |  | 0
8 |  |  |  |  | 0
9 |  |  |  |  | 0
10 |  |  |  |  | 0
| Total |  |  |  | 0
Back to Sch 5

## Bid Form 2nd Envelope (hidden)
Spec No: CC/NT/W-GIS/DOM/A01/26/04616 |  |  |  |  | Bid Form 2nd Envelope |  | 0 |  |  |  | 1 | st |  | 1 | January
[7 empty] | 0 |  |  |  | 2 | nd |  | 2 | February
BID FORM (Second Envelope) | [10 empty] | 3 | rd |  | 3 | March
[11 empty] | 4 | th |  | 4 | April
Bid Proposal Ref. No. | [10 empty] | 5 | th |  | 5 | May
Date : | -- | [9 empty] | 6 | th | #VALUE! | 6 | June
[11 empty] | 7 | th | #VALUE! | 7 | July
To: | [10 empty] | 8 | th | #VALUE! | 8 | August
Contracts Services, 3rd Floor | [10 empty] | 9 | th | #VALUE! | 9 | September
Power Grid Corporation of India Ltd., | [10 empty] | 10 | th |  | 10 | October
"Saudamini", Plot No.-2 | [10 empty] | 11 | th |  | 11 | November
Sector-29, | [10 empty] | 12 | th |  | 12 | December
Gurgaon (Haryana) - 122001 | [10 empty] | 13 | th
[11 empty] | 14 | th
Name of Contract : |  | 400kV GIS Extn Substation Package SS-156 for (i) Extn. of 400/230kV Tuticorin-II GIS SS associated with Augmentation of 1x500 MVA, 400/230 kV ICT (7th) at Tuticorin-II GIS Sub Station and (ii) 1 no. 230kV line bay at Tuticorin-II GIS for providing Connectivity to M/s IndianOil NTPC Green Energy Pvt. Ltd. | [8 empty] | 15 | th
Dear Ladies and/or Gentlemen, | [10 empty] | 16 | th
1 | In continuation of First Envelope of our Bid, we hereby submit the Second Envelope of the Bid, both of which shall be read together and in conjunction with each other, and shall be construed as an integral part of our Bid. Accordingly, we the undersigned, offer to design, manufacture, test, deliver, install and commission (including carrying out Trial Operation, Performance & Guarantee Test as per provision of Technical Specification) under the above-named package in full conformity with the said Bidding Documents for the sum of Rs. 0 (Rs. Zero Only ) or such other sums as may be determined in accordance with the terms and conditions of the Bidding Documents. | [5 empty] | In continuation of First Envelope of our Bid, we hereby submit the Second Envelope of the Bid, both of which shall be read together and in conjunction with each other, and shall be construed as an integral part of our Bid. Accordingly, we the undersigned, offer to design, manufacture, test, deliver, install and commission (including carrying out Trial Operation, Performance & Guarantee Test as per provision of Technical Specification) under the above-named package in full conformity with the said Bidding Documents for the sum of Rs. | or such other sums as may be determined in accordance with the terms and conditions of the Bidding Documents. | 0 | (Rs. Zero Only ) | 17 | th
| The above amounts are in accordance with the price schedules attached herewith and are made part of this bid. | [9 empty] | 18 | th
2 | Price Schedules | [9 empty] | 19 | th
2.1 | In line with the requirements of the Bidding documents, we enclose herewith the following Price Schedules, duly filled - in as per your proforma: | [9 empty] | 20 | th
| Schedule 1 |  | Plant and Equipment (Including Mandatory Spare Parts) to be supplied, including Type Test Charges. | [7 empty] | 21 | st
| Schedule 2 |  | Local Transportation, In-transit Insurance, loading and unloading | [7 empty] | 22 | th
| Schedule 3 |  | Installation Charges. |  |  | 0 |  |  |  |  | 23 | th
| Schedule 4 |  | Training charges for training to be imparted. | [7 empty] | 24 | th
| Schedule 5 |  | Taxes and Duties not included in Schedule 1 | [7 empty] | 25 | th
| Schedule 6 |  | Grand Summary [Schedule 1to 5] | [7 empty] | 26 | th
| Schedule 7 |  | Break-up of Type Test Charges for Type Tests to be conducted
[11 empty] | 27 | th
2.2 | We are aware that the Price Schedules do not generally give a full description of the Work to be performed under each item and we shall be deemed to have read the Technical Specifications and other sections of the Bidding Documents and Drawings to ascertain the full scope of Work included in each item while filling-in the rates and prices. We agree that the entered rates and prices shall be deemed to include for the full scope as aforesaid, including overheads and profit. | [9 empty] | 28 | th
2.3 | We declare that as specified in Clause 11.5, Section –II:ITB, Vol.-I of the Bidding Documents, prices quoted by us in the Price Schedules in Second Envelope shall be on ‘Firm’ basis during the entire currency of contract and shall not be subject to price variation, what-so-ever during contract execution. | [9 empty] | 29 | th
2.4 | We understand that in the price schedules, where there are errors between the total of the amounts given under the column for the price Breakdown and the amount given under the Total Price, the former shall prevail and the latter will be corrected accordingly. We further understand that where there are discrepancies between amounts stated in figures and amounts stated in words, the amount stated in words shall prevail. Similarly, any discrepancy in the total bid price and that of the summation of Schedule price (price indicated in a Schedule indicating the total of that schedule), the total bid price shall be corrected to reflect the actual summation of the Schedule prices. | [9 empty] | 30 | th
2.5 | We declare that items left blank in the Schedules will be deemed to have been included in other items. The TOTAL for each Schedule and the TOTAL of Grand Summary shall be deemed to be the total price for executing the Facilities and sections thereof in complete accordance with the Contract, whether or not each individual item has been priced. | [9 empty] | 31 | st
3 | We confirm that except as otherwise specifically provided our Bid Prices in this Second Envelope include all taxes, duties, levies and charges as may be assessed on us/our Associate (applicable for Foreign Bidder), our Sub-Contractor/Sub-Vendor or their employees by all municipal, state or national government authorities in connection with the Facilities, in and outside of India.
3.1 | 100% of applicable Taxes and Duties i.e GST which are payable by the Employer under the Contract, shall be reimbursed by the Employer on production of satisfactory documentary evidence by the Contractor in accordance with the provisions of the Bidding Documents.
3.2 | We further understand that notwithstanding 3.0 above, in case of award on us, you shall also bear and pay/reimburse to us, GST applicable on supplies by us to you, imposed on the Plant & Equipment including Mandatory Spare Parts to be incorporated into the Facilities including Type Test charges for Type test to be conducted specified in Schedule No. 1, Installation Services specified in Schedule No. 3 and Charges for Training to be imparted specified in Schedule No. 4 of the Price Schedule in this Second Envelope by the Indian Laws.
3.3 | We confirm that we have also registered/we shall also get registered in the GST Network with a GSTIN, in all the states where the project is located and the states from which we shall make our supply of goods.
4 | # (For Joint Venture only) We, the partners of Joint Venture submitting this bid, do agree and confirm that in case of Award of Contract on the Joint Venture, we shall be jointly and severally liable and responsible for the execution of the Contract in accordance with Contract terms and conditions.
5 | We, hereby, declare that only the persons or firms interested in this proposal as principals are named here and that no other persons or firms other than those mentioned herein have any interest in this proposal or in the Contract to be entered into, if the award is made on us, that this proposal is made without any connection with any other person, firm or party likewise submitting a proposal is in all respects for and in good faith, without collusion or fraud.
Thanking you, we remain,
Yours faithfully,
For and on behalf of
Signature :
Date : | -- |  |  | Printed Name :
Place : |  |  |  | Designation :
Common Seal :
In case of bid from a Joint Venture, name & designation of representative of JV partner is to be provided and Bid Form is also to be signed by him.
Printed Name :
Designation :
Please provide additional information of the Bidder
Business Address :
Country of Incorporation :
State/Province to be indicated :
Name of Principal Officer :
Address of Principal Officer :
Note: Bidders may note that no prescribed proforma has been enclosed for Attachment 2 : Power of Attorney. Bidders may use their own proforma for furnishing the required information with the bid.
* * *
Back to Cover Page

## Q & C (2) (hidden)
STATEMENT OF QUOTED / CORRECTED PRICES
All Figures are in Rupees
Bidder |  | #VALUE!
Sl. No. | Price Component | Quoted Price | Corrected Price
1 | TOTAL SCHEDULE NO. 1:Ex-Works Price of Plant and Equipment including Type Test Charges | 0 |  | 0
2 | TOTAL SCHEDULE NO.2: Local Transportation, Insurance and other Incidental Services. | 0 |  | 0
3 | TOTAL SCHEDULE NO.3: Installation Charges | 0 |  | 0
4 | TOTAL SCHEDULE NO.4: Training Charges | Not Applicable |  | Not Applicable
5 | TOTAL BID PRICE: (Excluding Taxes & Duties) | 0 |  | 0
6 | DISCOUNT | #REF! |  | #REF! | #REF!
7 | NET BID PRICE (Excluding Taxes & Duties) | #REF! |  | #REF!
8 | TAXES & DUTIES PAYABLE ADDITIONALLY
| A) EXCISE DUTY | 0 |  | 0
| B) CENTRAL SALES TAX | 0 |  | 0
| C) VAT | #REF! |  | 0
| D) ENTRY TAX / OCTROI | #REF! |  | 0
E) OTHERS
| F) TOTAL TAXES & DUTIES | #REF! |  | 0
8 | TOTAL BID PRICE (INCLUDING TAXES & DUTIES) | #REF! |  | 0
9 | TOTAL SCHEDULE NO.7: Type Test Charges [Total of this Schedule is included in Schedule-1 above] | 0 |  | 0
I) | Bidder has indicated the following taxes and duties additionally applicable for their bid:
| Excise Duty % as |  |  |  | Excise Duty
| CST % as |  |  |  | CST
| #REF! |  |  |  | VAT | #REF! | #REF!
| #REF! |  |  |  | Entry Tax/ Octroi | #REF! | #REF!
| Others as |  |  |  | Others
II) | With regard to Entry Tax, it may be mentioned that the substations covered under the subject pacakge falls in State of MP, where an entry tax @ 2% of Purchase Price is applicable. In view of the above, the taxes and duties inter-alia including entry tax applicable for the bids are calculated :
a) | Ex-Works Price of Direct Supplies (after discount, if any) |  | Rs. | 0
b) | Excise Duty, as applicable on (a) above at the rate : | 10% | Rs. | 0
c) | Amount on which Sales Tax is applicable | 0 |  | 0
d) | CST, as applicable on (a) + ED (b) above at the rate : | 2% | Rs. | 0
e) | VAT, as applicable on (a) + ED (b) above at the rate : | 1% |  | 0
f) | Others [……………………………………………] |  | Rs.
g) | Purchase Price for Entry Tax (Total Ex-Works+F&I+ED+CST+Others) |  | Rs. | 0
h) | Entry Tax, as applicable on (e) above at the rate : |  | Rs. | 0
400kV GIS Extn Substation Package SS-156 for (i) Extn. of 400/230kV Tuticorin-II GIS SS associated with Augmentation of 1x500 MVA, 400/230 kV ICT (7th) at Tuticorin-II GIS Sub Station and (ii) 1 no. 230kV line bay at Tuticorin-II GIS for providing Connectivity to M/s IndianOil NTPC Green Energy Pvt. Ltd. |  | Statement of Quoted / Corrected Prices |  | Page
Spec. No. | Spec No: CC/NT/W-GIS/DOM/A01/26/04616

## Q & C (hidden)
STATEMENT OF QUOTED / CORRECTED PRICES
All Figures are in Rupees
Bidder
Sl. No. | Price Component | Quoted Price | Corrected Price
1 | TOTAL SCHEDULE NO. 1:Ex-Works Price of Plant and Equipment including Type Test Charges | 0 |  | 0
2 | TOTAL SCHEDULE NO.2: Local Transportation, Insurance and other Incidental Services. | 0 |  | 0
3 | TOTAL SCHEDULE NO.3: Installation Charges | 0 |  | 0
4 | TOTAL SCHEDULE NO.4: Training Charges | Not Applicable |  | Not Applicable
5 | TOTAL BID PRICE: (Excluding Taxes & Duties) | 0 |  | 0
6 | DISCOUNT | #REF! |  | #REF!
7 | NET BID PRICE (Excluding Taxes & Duties) | #REF! |  | #REF!
8 | TAXES & DUTIES PAYABLE ADDITIONALLY
| A) EXCISE DUTY | #REF! |  | 0
| B) CENTRAL SALES TAX /VAT | #REF! |  | #REF!
| C) ENTRY TAX / OCTROI | #REF! |  | #REF!
| D) OTHERS | #REF! |  | 0
| E) TOTAL TAXES & DUTIES | #REF! |  | #REF!
8 | TOTAL BID PRICE (INCLUDING TAXES & DUTIES) | #REF! |  | #REF!
9 | TOTAL SCHEDULE NO.7: Type Test Charges [Total of this Schedule is included in Schedule-1 above] | Not Applicable |  | Not Applicable
I) | Bidder has indicated the following taxes and duties additionally applicable for their bid:
a) | Excise Duty |  | Rs. | #REF!
b) | CST /VAT |  | Rs. | #REF!
c) | Entry Tax / Octroi |  | Rs. | #REF!
d) | Others |  | Rs. | #REF!
II) | Bidder has offered following discount(s)
III) | With regard to Entry Tax, it may be mentioned that the substations covered under the subject pacakge falls in State of MP, where an entry tax @ 1% of Purchase Price is applicable. In view of the above, the taxes and duties inter-alia including entry tax applicable for the bids are calculated : |  |  |  | Details of dicounts
a) | Ex-Works Price of Direct Supplies (after discount, if any) |  | Rs. | 0 | Gross LS | #REF! | #REF! | #REF! | Gross % | #REF! | #REF! | #REF!
b) | Excise Duty @ 10.3% of (a) above |  | Rs. | 0 |  |  |  | #REF! |  |  |  | #REF!
c) | CST / VAT @ 2% of Ex-Works of Direct Supplies (a) + ED (b) above |  | Rs. | #REF! | Sch-1 Direct LS | #REF! | #REF! | #REF! | Sch-1 Direct % | #REF! | #REF! | #REF!
d) | Others |  | Rs. |  | Sch-1 BO LS | #REF! | #REF! | #REF! | Sch-1 BO % | #REF! | #REF! | #REF!
e) | Purchase Price for Entry Tax (Total Ex-Works+F&I+ED+CST+Others) |  | Rs. | #REF! | Sch-2 LS | #REF! | #REF! | #REF! | Sch-2 % | #REF! | #REF! | #REF!
f) | Entry Tax @ 1% of (e) above |  | Rs. | #REF! | Sch-3 LS | #REF! | #REF! | #REF! | Sch-3 % | #REF! | #REF! | #REF!
[5 empty] | Sch-7 LS | #REF! | #REF! | #REF! | Sch-7 % | #REF! | #REF! | #REF!
400kV GIS Extn Substation Package SS-156 for (i) Extn. of 400/230kV Tuticorin-II GIS SS associated with Augmentation of 1x500 MVA, 400/230 kV ICT (7th) at Tuticorin-II GIS Sub Station and (ii) 1 no. 230kV line bay at Tuticorin-II GIS for providing Connectivity to M/s IndianOil NTPC Green Energy Pvt. Ltd. |  | Statement of Quoted / Corrected Prices |  | Page | Different Manner | #REF!
[5 empty] | Text for Discount | #REF!
#REF!
#REF!

## N to W (hidden)
0
Rs. Zero Only
0
0
0
0
0
0
1 | One
2 | Two
3 | Three
4 | Four
5 | Five
6 | Six
7 | Seven
8 | Eight
9 | Nine
10 | Ten
11 | Eleven
12 | Twelve
13 | Thirteen
14 | Fourteen
15 | Fifteen
16 | Sixteen
17 | Seventeen
18 | Eighteen
19 | Nineteen
20 | Twenty
21 | Twenty One
22 | Twenty Two
23 | Twenty Three
24 | Twenty Four
25 | Twenty Five
26 | Twenty Six
27 | Twenty Seven
28 | Twenty Eight
29 | Twenty Nine
30 | Thirty
31 | Thirty One
32 | Thirty Two
33 | Thirty Three
34 | Thirty Four
35 | Thirty Five
36 | Thirty Six
37 | Thirty Seven
38 | Thirty Eight
39 | Thirty Nine
40 | Forty
41 | Forty One
42 | Forty Two
43 | Forty Three
44 | Forty Four
45 | Forty Five
46 | Forty Six
47 | Forty Seven
48 | Forty Eight
49 | Forty Nine
50 | Fifty
51 | Fifty One
52 | Fifty Two
53 | Fifty Three
54 | Fifty Four
55 | Fifty Five
56 | Fifty Six
57 | Fifty Seven
58 | Fifty Eight
59 | Fifty Nine
60 | Sixty
61 | Sixty One
62 | Sixty Two
63 | Sixty Three
64 | Sixty Four
65 | Sixty Five
66 | Sixty Six
67 | Sixty Seven
68 | Sixty Eight
69 | Sixty Nine
70 | Seventy
71 | Seventy One
72 | Seventy Two
73 | Seventy Three
74 | Seventy Four
75 | Seventy Five
76 | Seventy Six
77 | Seventy Seven
78 | Seventy Eight
79 | Seventy Nine
80 | Eighty
81 | Eighty One
82 | Eighty Two
83 | Eighty Three
84 | Eighty Four
85 | Eighty Five
86 | Eighty Six
87 | Eighty Seven
88 | Eighty Eight
89 | Eighty Nine
90 | Ninety
91 | Ninety One
92 | Ninety Two
93 | Ninety Three
94 | Ninety Four
95 | Ninety Five
96 | Ninety Six
97 | Ninety Seven
98 | Ninety Eight
99 | Ninety Nine
100 | One Hundred