## Basic (hidden)
Package Name | Transmission Line Package - TL01 for (a) Diversion of 400kV Sundergarh-Raigarh D/C line Ckt. 2&4; (b) Diversion of 400kV Sundergarh-Raigarh D/C line Ckt. 1&3; and (c) Diversion of 220kV Budhipadar-Korba S/C Line Ckt3 under Consultancy Services to M/s Vedanta Limited | Rev 01
Package Code | TL01
Specification No. | Specification No.: CC/NT/W-TW/DOM/A01/25/10047
ORIGINAL

## Cover
original
Price Schedules | Transmission Line Package - TL01 for (a) Diversion of 400kV Sundergarh-Raigarh D/C line Ckt. 2&4; (b) Diversion of 400kV Sundergarh-Raigarh D/C line Ckt. 1&3; and (c) Diversion of 220kV Budhipadar-Korba S/C Line Ckt3 under Consultancy Services to M/s Vedanta Limited |  | Transmission Line Package - TL01
Specification No.: CC/NT/W-TW/DOM/A01/25/10047
| 1 | Fill up only green shaded cells in Sch-1, Sch-2, Sch-3, Sch-4, Sch-7 and Bid Form 2nd Envelope.
| 2 | All the cells in Sch-5 & Sch-6 are auto filled, therefore no cell is required to be filled up there.
| 3 | Instructions / error messages, if any, will be displayed automatically after selecting the cell.
| 4 | After filling up all the schedues, save the file, take print out of all the schedules and Bid form and sign & stamp and submit them as hard copy of the 2nd envelope (Price part) of the bid. Also ensure to submit the soft copy of the the same file on CD/ DVD.
पावर ग्रिड कारपोरेशन ऑफ इण्डिया लिमिटेड
(भारत सरकार का उद्यम)
Power Grid Corporation of India Limited
(A Government of India Enterprises)
Click to skip Instructions & Proceed
Click for Detailed General Instructions
General guidelines for filling up the Price Schedules, Sch-1 to Sch-7

## Instructions (hidden)
General Instruction to the Bidders for filling up this workbook of Price Schedules
I | While filling up the worksheets following may please be observed :
| (i) | Fill up only green shaded cells.
| (ii) | Certain data type entries have been restricted, such as Numeric values or limits of numeric values.
| (iii) | Select only the options provided in pull down menus.
| (iv) | Do not link any cell of this work book with any other work book.
| (v) | Do not use copy & paste or cut & paste options for filling up the data.
| (vi) | Do not reformat any of the cell of the work book.
II | This Workbook consists of following worksheets :
Cover :
Opening page of the workbook.
Names of Bidder :
| ● | Select Sole Bidder or JV (Joint Venture) from the pull down menu. Do not leave this cell blank.
| ● | Select nos. of the JV Partners other than the Lead Partner from drop down menu.
| ● | In case of JV partners more than 2, enter details of 3rd & more partners along with details of 2nd partner.
| ● | Fill up names and address of the Sole Bidder and /or Joint Venture.
| ● | Fill up date in dd-mmm-yyyy format from drop down menu.
| ● | Click for Sch-1 given at the right top of the worksheet to go to Sch-1.
Sch-1 (Ex-works Prices) :
| ● | Fill up unit rates for all the items in numeric values greater than 0 (zero). If unit rate is left blank, the corresponding item shall be deemed to be included in the total price.
| ● | Corresponding cell for mode of transaction shall be come enable only after filling up the unit rate, therefore first fill up the unit rate and then mode of transaction for the corresponding item.
| ● | Select either Direct or Bought-out from the drop down menu. Do not leave the cell blank the same shall be deemed to be Bought-out if the cell is left blank.
| ● | Total amount shall get calculated automatically.
| ● | Type Test charges shall appear automatically after filling up Sch-7 appropriately.
Sch-2 (Freight & Insurance Charges) :
| ● | Fill up unit rates for all the items in numeric values greater than 0 (zero). If unit rate is left blank, the corresponding item shall be deemed to be included in the total price.
| ● | Total amount shall get calculated automatically.
Sch-3 (Erection Charges) :
| ● | Fill up unit rates for all the items in numeric values greater than 0 (zero). If unit rate is left blank, the corresponding item shall be deemed to be included in the total price.
| ● | Total amount shall get calculated automatically.
Sch-4 (Training Charges) :
| ● | Not applicable, hence no cell is required to be filled up.
Sch-4b (Maintenance Charges during and after Defect Liability Period) :
| ● | Not applicable, hence no cell is required to be filled up.
Sch-5 (Summary of Taxes and Duties applicable on the Goods) :
| ● | No cell is required to be filled in by the bidder in this worksheet.
Sch -6 :
| ● | Summary of all the Schedules without considering discount (mentioned in the work sheet discount) shall be displayed automatically.
| ● | No cell is required to be filled in by the bidder in this worksheet.
Sch-7 (Type Test Charges) :
| ● | Fill up the rates & location where type tests are proposed.
| ● | Total of this Sch-7 shall automatically appear in Sch-1.
Bid from 2nd Envelope :
| ● | Fill up ref. no. as bidder's ref no. of this letter.
| ● | This letter shall consider the net price as per Sch-6 (After Discount).
| ● | Fill up names & Designation of the representatives of other JV partner(s) if the bidder is JV (Joint Venture) .
| ● | Fill up additional information as required.
* * *
Happy Bidding !
Click to Proceed

## Names of Bidder
Transmission Line Package - TL01 for (a) Diversion of 400kV Sundergarh-Raigarh D/C line Ckt. 2&4; (b) Diversion of 400kV Sundergarh-Raigarh D/C line Ckt. 1&3; and (c) Diversion of 220kV Budhipadar-Korba S/C Line Ckt3 under Consultancy Services to M/s Vedanta Limited
Specification No.: CC/NT/W-TW/DOM/A01/25/10047 | [5 empty] | Sole Bidder | 1 |  | Sole Bidder | 1
[6 empty] | Joint Venture | 2 or More |  | JV (Joint Venture) | 2 or More
Enter following details of the bidder
Specify type of Bidder [Select from drop down menu] | Sole Bidder |  |  | Sole Bidder | 1 | 0 | Sole Bidder | 1 | 0
0
Name of Sole Bidder
Address of Sole Bidder
Name of other Partner - 1
Address of other Partner - 1
…….. …….. …….. …….. …….. ……..
…….. …….. …….. …….. …….. ……..
Name of other Partner - 2 (more, if any) | …….. …….. …….. …….. …….. ……..
Address of other Partner - 2 (more, if any) | …….. …….. …….. …….. …….. ……..
…….. …….. …….. …….. …….. ……..
…….. …….. …….. …….. …….. ……..
Printed Name
Designation
email ID of Bid Signatory
Mobile No. of Bid Signatory
Tel No. of Bid Signatory
Fax No. of Bid Signatory
Date |  | 2025 | 31
Place
Click for Sch-1

## Sch-1
Specification No.: CC/NT/W-TW/DOM/A01/25/10047 | [13 empty] | Schedule - 1 |  |  | Direct Total | 0 | Sole Bidder | `
[17 empty] | BO Total | #REF! | 0
Transmission Line Package - TL01 for (a) Diversion of 400kV Sundergarh-Raigarh D/C line Ckt. 2&4; (b) Diversion of 400kV Sundergarh-Raigarh D/C line Ckt. 1&3; and (c) Diversion of 220kV Budhipadar-Korba S/C Line Ckt3 under Consultancy Services to M/s Vedanta Limited
(SCHEDULE OF RATES AND PRICES)
Bidder’s Name and Address (Sole Bidder) : | [11 empty] | To:
Contracts Services, 3rd Floor
Name : | [11 empty] | Power Grid Corporation of India Ltd.,
Address : | [11 empty] | "Saudamini", Plot No.-2
Sector-29,
Gurgaon (Haryana) - 122001
PLANT AND EQUIPMENT (INCLUDING MANDATORY SPARES PARTS) TO BE SUPPLIED, INCLUDING TYPE TEST CHARGES FOR TESTS TO BE CONDUCTED | [17 empty] | Direct
[11 empty] | All Prices are in Indian Rupees. | [6 empty] | Bought-Out
SI. No. | PR No | PR Line Item No | Activity Description | Material Code | HSN Code | Whether HSN in column ‘ 6 ’ is confirmed. If not indicate applicable the HSN code * | Rate of GST applicable ( in %) | Whether rate of GST in column ‘4’ is confirmed. If not indicate applicable rate of GST * | Item Description | Unit | Qty. | Unit Ex-works price (excluding GST) | Total Ex-works price (excluding GST) | GST Tax as confirmed by Bidder
1 | 2 | 3 | 4 | 5 | 6 | 7 | 8 | 9 | 10 | 11 | 12 | 13 | 14= 12 x 13 | 15
A | Diversion of 400kV Sundergarh-Raigarh D/C line Ckt. 2&4
1 | 7000033633 | 10 | Tower/Stub Supply | 1000013391 | 73082011 |  | 18 |  | Fabrication, galvanising & supply ofvarious types of towers & towerparts,tower/leg extensions (complete)excluding step bolt, stubs andbolts &nuts but including hangers, D-Shackles,pack washers etc.-HTSteel for NormalTowers | MT | 966.2 |  | Included | 0 | 0 | 0
2 | 7000033633 | 20 | Tower/Stub Supply | 1000015274 | 73082011 |  | 18 |  | Fabrication, galvanising & supply ofvarious types of towers & towerparts,tower/leg extensions (complete)excluding step bolt, stubs andbolts &nuts but including hangers, D-Shackles,pack washers etc.-MSSteel for NormalTowers | MT | 881.7 |  | Included | 0 | 0 | 0
3 | 7000033633 | 30 | Tower/Stub Supply | 1000013472 | 73181500 |  | 18 |  | Supply of Hexagonal Bolts & Nuts fortowers including Step Bolts,SpringWashers etc. | MT | 83.3 |  | Included | 0 | 0 | 0
4 | 7000033633 | 40 | Tower/Stub Supply | 1000013393 | 73082011 |  | 18 |  | Fabrication, galvanising & supply ofstubs with cleats for varioustypes oftowers and tower extensions(complete)with packwashers excluding supply ofbolts & nuts-HT Steel for Normal Towers | MT | 48.4 |  | Included | 0 | 0 | 0
5 | 7000033633 | 50 | Tower/Stub Supply | 1000007847 | 73181500 |  | 18 |  | Supply of Bolts & Nuts for Stubsincluding Spring Washers etc. | MT | 1.8 |  | Included | 0 | 0 | 0
6 | 7000033633 | 60 | Tower/Stub Supply | 1000015276 | 73082011 |  | 18 |  | Fabrication, galvanising & supply ofstubs with cleats for varioustypes oftowers and tower extensions(complete)with packwashers excluding supply ofbolts & nuts-MS Steel for Normal Towers | MT | 10 |  | Included | 0 | 0 | 0
7 | 7000033633 | 70 | Supply of Tower Earthing | 1000017587 | 73082011 |  | 18 |  | Supply of Pipe Type Earthing | EA | 27 |  | Included | 0 | 0 | 0
8 | 7000033633 | 80 | Supply of Tower Earthing | 1000019718 | 73082011 |  | 18 |  | Supply of Shieldwire EarthingincludingPG clamps, downlead clampsbutexcluding Earthwire bits for Pipetypeearthing | EA | 1 |  | Included | 0 | 0 | 0
9 | 7000033633 | 90 | Supply of Tower Earthing | 1000038340 | 73082011 |  | 18 |  | ROD TYPE EARTHING | EA | 27 |  | Included | 0 | 0 | 0
10 | 7000033633 | 100 | Supply of Tower Earthing | 1000010003 | 73082011 |  | 18 |  | Supply of Counterpoise type earthing (120 mlength) | EA | 8 |  | Included | 0 | 0 | 0
11 | 7000033633 | 110 | Supply of Tower Earthing | 1000048808 | 73082011 |  | 18 |  | SUPPLY OF CHEMICAL EARTHING: COUNTERPOISE TYPE (120M LENGTH) | EA | 1 |  | Included | 0 | 0 | 0
12 | 7000033633 | 120 | Supply of Tower Earthing | 1000019717 | 73082011 |  | 18 |  | Supply of Shieldwire EarthingincludingPG clamps, downlead clampsbutexcluding Earthwire bitsforCounterpoise type earthing | EA | 1 |  | Included | 0 | 0 | 0
13 | 7000033633 | 130 | Supply of Conductor | 1000030860 | 76141000 |  | 18 |  | ACSR MOOSE CONDUCTOR | KM | 139 |  | Included | 0 | 0 | 0
14 | 7000033633 | 140 | Supply of Insulators | 1000009325 | 85469090 |  | 18 |  | Composite long rod Insulators for 400kV Transmission Line-120 KN(Length-3335 mm, Creepage-13020 mm) | EA | 132 |  | Included | 0 | 0 | 0
15 | 7000033633 | 150 | Supply of Insulators | 1000009328 | 85469090 |  | 18 |  | Composite long rod Insulators for 400kV Transmission Line-160 KN(Length-3910 mm, Creepage-13020 mm) | EA | 576 |  | Included | 0 | 0 | 0
16 | 7000033633 | 160 | Supply of Hardware Fittings | 1000019809 | 73082011 |  | 18 |  | Hardware Fittings for 400kV AC with Twin ACSR Moose Conductor-Single"I" Suspension String | SET | 72 |  | Included | 0 | 0 | 0
17 | 7000033633 | 170 | Supply of Hardware Fittings | 1000019788 | 73082011 |  | 18 |  | Hardware Fittings for 400kV AC with Twin ACSR Moose Conductor-Single ISuspension String (Pilot) | SET | 60 |  | Included | 0 | 0 | 0
18 | 7000033633 | 180 | Supply of Hardware Fittings | 1000010800 | 73082011 |  | 18 |  | Hardware Fittings for 400kV AC with Twin ACSR Moose Conductor-DoubleTension String | SET | 288 |  | Included | 0 | 0 | 0
19 | 7000033633 | 190 | Supply of Conductor Accessories | 1000015503 | 76169990 |  | 18 |  | Mid Span Compression Joint for Conductor-ACSR Moose | EA | 64 |  | Included | 0 | 0 | 0
20 | 7000033633 | 200 | Supply of Conductor Accessories | 1000018443 | 76169990 |  | 18 |  | Repair Sleeve for Conductor-ACSR Moose | EA | 20 |  | Included | 0 | 0 | 0
21 | 7000033633 | 210 | Supply of Conductor Accessories | 1000022431 | 73082011 |  | 18 |  | Vibration Damper for Conductor-ACSR Moose | EA | 1440 |  | Included | 0 | 0 | 0
22 | 7000033633 | 220 | Supply of Conductor Accessories | 1000007935 | 76169990 |  | 18 |  | Bundle Spacer for Conductor-Twin ACSR Moose | EA | 1296 |  | Included | 0 | 0 | 0
23 | 7000033633 | 230 | Supply of Conductor Accessories | 1000018559 | 76169990 |  | 18 |  | Rigid Spacer for Jumper-Twin ACSR Moose | EA | 414 |  | Included | 0 | 0 | 0
24 | 7000033633 | 240 | Supply of Tower Accessories | 1000010539 | 73082011 |  | 18 |  | Danger Plate for 400kV | EA | 35 |  | Included | 0 | 0 | 0
25 | 7000033633 | 250 | Supply of Tower Accessories | 1000015971 | 73082011 |  | 18 |  | Number Plate for 400kV | EA | 35 |  | Included | 0 | 0 | 0
26 | 7000033633 | 260 | Supply of Tower Accessories | 1000017508 | 73082011 |  | 18 |  | Phase Plate (Set of three) | SET | 118 |  | Included | 0 | 0 | 0
27 | 7000033633 | 270 | Supply of Tower Accessories | 1000009119 | 73082011 |  | 18 |  | Circuit Plate (Set of two) | SET | 59 |  | Included | 0 | 0 | 0
28 | 7000033633 | 280 | Supply of Tower Accessories | 1000006779 | 73082011 |  | 18 |  | Supply of Anti-Climbing Devices ofBarbedWire Type | SET | 35 |  | Included | 0 | 0 | 0
29 | 7000033633 | 290 | Supply of Tower Accessories | 1000007735 | 73082011 |  | 18 |  | Bird Guard (Set of Three) | SET | 46 |  | Included | 0 | 0 | 0
30 | 7000033633 | 300 | Supply of Tower Accessories | 1000045871 | 73082011 |  | 18 |  | BIRD DIVERTER | EA | 50 |  | Included | 0 | 0 | 0
31 | 7000033633 | 310 | TOWER SUPPLY (SPARE) | 1000015274 | 73082011 |  | 18 |  | Fabrication, galvanising & supply ofvarious types of towers & towerparts,tower/leg extensions (complete)excluding step bolt, stubs andbolts &nuts but including hangers, D-Shackles,pack washers etc.-MSSteel for NormalTowers | MT | 8.657 |  | Included | 0 | 0 | 0
32 | 7000033633 | 320 | TOWER SUPPLY (SPARE) | 1000013472 | 73181500 |  | 18 |  | Supply of Hexagonal Bolts & Nuts fortowers including Step Bolts,SpringWashers etc. | MT | 1.096 |  | Included | 0 | 0 | 0
33 | 7000033633 | 330 | TOWER SUPPLY (SPARE) | 1000013393 | 73082011 |  | 18 |  | Fabrication, galvanising & supply ofstubs with cleats for varioustypes oftowers and tower extensions(complete)with packwashers excluding supply ofbolts & nuts-HT Steel for Normal Towers | MT | 0.707 |  | Included | 0 | 0 | 0
34 | 7000033633 | 340 | TOWER SUPPLY (SPARE) | 1000007847 | 73181500 |  | 18 |  | Supply of Bolts & Nuts for Stubsincluding Spring Washers etc. | MT | 0.012 |  | Included | 0 | 0 | 0
35 | 7000033633 | 350 | TOWER SUPPLY (SPARE) | 1000013391 | 73082011 |  | 18 |  | Fabrication, galvanising & supply ofvarious types of towers & towerparts,tower/leg extensions (complete)excluding step bolt, stubs andbolts &nuts but including hangers, D-Shackles,pack washers etc.-HTSteel for NormalTowers | MT | 11.462 |  | Included | 0 | 0 | 0
36 | 7000033633 | 360 | TOWER SUPPLY (SPARE) | 1000015276 | 73082011 |  | 18 |  | Fabrication, galvanising & supply ofstubs with cleats for varioustypes oftowers and tower extensions(complete)with packwashers excluding supply ofbolts & nuts-MS Steel for Normal Towers | MT | 0.089 |  | Included | 0 | 0 | 0
37 | 7000033633 | 370 | Supply of Hardware Fittings (SPARE) | 1000019809 | 73082011 |  | 18 |  | Hardware Fittings for 400kV AC with Twin ACSR Moose Conductor-Single"I" Suspension String | SET | 2 |  | Included | 0 | 0 | 0
38 | 7000033633 | 380 | Supply of Hardware Fittings (SPARE) | 1000019788 | 73082011 |  | 18 |  | Hardware Fittings for 400kV AC with Twin ACSR Moose Conductor-Single ISuspension String (Pilot) | SET | 2 |  | Included | 0 | 0 | 0
39 | 7000033633 | 390 | Supply of Hardware Fittings (SPARE) | 1000010800 | 73082011 |  | 18 |  | Hardware Fittings for 400kV AC with Twin ACSR Moose Conductor-DoubleTension String | SET | 6 |  | Included | 0 | 0 | 0
40 | 7000033633 | 400 | Supply of Insulators(SPARE) | 1000009325 | 85469090 |  | 18 |  | Composite long rod Insulators for 400kV Transmission Line-120 KN(Length-3335 mm, Creepage-13020 mm) | EA | 14 |  | Included | 0 | 0 | 0
41 | 7000033633 | 410 | Supply of Insulators(SPARE) | 1000009328 | 85469090 |  | 18 |  | Composite long rod Insulators for 400kV Transmission Line-160 KN(Length-3910 mm, Creepage-13020 mm) | EA | 58 |  | Included | 0 | 0 | 0
42 | 7000033633 | 420 | Supply of GS Earthwire | 1000030841 | 73121020 |  | 18 |  | 7/3.66 G.S. EARTHWIRE | KM | 24 |  | Included | 0 | 0 | 0
43 | 7000033633 | 430 | Supply of Earthwire Accessories | 1000015505 | 73082011 |  | 18 |  | Mid Span Compression Joint -7/3.66mmEarth Wire | EA | 14 |  | Included | 0 | 0 | 0
44 | 7000033633 | 440 | Supply of Earthwire Accessories | 1000028485 | 76169990 |  | 18 |  | FLEXIBLE AL BOND-7/3.66MM E/W | EA | 116 |  | Included | 0 | 0 | 0
45 | 7000033633 | 450 | Supply of Earthwire Accessories | 1000022420 | 73082011 |  | 18 |  | Vibration damper -7/3.66mm Earth Wire | EA | 232 |  | Included | 0 | 0 | 0
46 | 7000033633 | 460 | Supply of Earthwire Accessories | 1000020447 | 73082011 |  | 18 |  | Suspension clamp assembly -7/3.66mmEarth Wire | EA | 24 |  | Included | 0 | 0 | 0
47 | 7000033633 | 470 | Supply of Earthwire Accessories | 1000020991 | 73082011 |  | 18 |  | Tension clamp assembly-7/3.66mm EarthWire | EA | 96 |  | Included | 0 | 0 | 0
48 | 7000033633 | 570 | Supply of Earthwire Accessories(SPARE) | 1000015505 | 73082011 |  | 18 |  | Mid Span Compression Joint -7/3.66mmEarth Wire | EA | 1 |  | Included | 0 | 0 | 0
49 | 7000033633 | 580 | Supply of Earthwire Accessories(SPARE) | 1000028485 | 76169990 |  | 18 |  | FLEXIBLE AL BOND-7/3.66MM E/W | EA | 3 |  | Included | 0 | 0 | 0
50 | 7000033633 | 590 | Supply of Earthwire Accessories(SPARE) | 1000022420 | 73082011 |  | 18 |  | Vibration damper -7/3.66mm Earth Wire | EA | 5 |  | Included | 0 | 0 | 0
51 | 7000033633 | 600 | Supply of Earthwire Accessories(SPARE) | 1000020447 | 73082011 |  | 18 |  | Suspension clamp assembly -7/3.66mmEarth Wire | EA | 1 |  | Included | 0 | 0 | 0
52 | 7000033633 | 610 | Supply of Earthwire Accessories(SPARE) | 1000020991 | 73082011 |  | 18 |  | Tension clamp assembly-7/3.66mm EarthWire | EA | 2 |  | Included | 0 | 0 | 0
53 | 7000033633 | 620 | Supply of Conductor Accessories(SPARE) | 1000015503 | 76169990 |  | 18 |  | Mid Span Compression Joint for Conductor-ACSR Moose | EA | 2 |  | Included | 0 | 0 | 0
54 | 7000033633 | 630 | Supply of Conductor Accessories(SPARE) | 1000018443 | 76169990 |  | 18 |  | Repair Sleeve for Conductor-ACSR Moose | EA | 1 |  | Included | 0 | 0 | 0
55 | 7000033633 | 640 | Supply of Conductor Accessories(SPARE) | 1000022431 | 73082011 |  | 18 |  | Vibration Damper for Conductor-ACSR Moose | EA | 29 |  | Included | 0 | 0 | 0
56 | 7000033633 | 650 | Supply of Conductor Accessories(SPARE) | 1000007935 | 76169990 |  | 18 |  | Bundle Spacer for Conductor-Twin ACSR Moose | EA | 26 |  | Included | 0 | 0 | 0
57 | 7000033633 | 660 | Supply of Conductor Accessories(SPARE) | 1000018559 | 76169990 |  | 18 |  | Rigid Spacer for Jumper-Twin ACSR Moose | EA | 9 |  | Included | 0 | 0 | 0
B | Diversion of 400kV Sundergarh-Raigarh D/C line Ckt. 1&3
58 | 7000033633 | 680 | Tower/Stub Supply | 1000013391 | 73082011 |  | 18 |  | Fabrication, galvanising & supply ofvarious types of towers & towerparts,tower/leg extensions (complete)excluding step bolt, stubs andbolts &nuts but including hangers, D-Shackles,pack washers etc.-HTSteel for NormalTowers | MT | 246.7 |  | Included | 0 | 0 | 0
59 | 7000033633 | 690 | Tower/Stub Supply | 1000015274 | 73082011 |  | 18 |  | Fabrication, galvanising & supply ofvarious types of towers & towerparts,tower/leg extensions (complete)excluding step bolt, stubs andbolts &nuts but including hangers, D-Shackles,pack washers etc.-MSSteel for NormalTowers | MT | 245.8 |  | Included | 0 | 0 | 0
60 | 7000033633 | 700 | Tower/Stub Supply | 1000013472 | 73181500 |  | 18 |  | Supply of Hexagonal Bolts & Nuts fortowers including Step Bolts,SpringWashers etc. | MT | 23.3 |  | Included | 0 | 0 | 0
61 | 7000033633 | 710 | Tower/Stub Supply | 1000013393 | 73082011 |  | 18 |  | Fabrication, galvanising & supply ofstubs with cleats for varioustypes oftowers and tower extensions(complete)with packwashers excluding supply ofbolts & nuts-HT Steel for Normal Towers | MT | 15.5 |  | Included | 0 | 0 | 0
62 | 7000033633 | 720 | Tower/Stub Supply | 1000007847 | 73181500 |  | 18 |  | Supply of Bolts & Nuts for Stubsincluding Spring Washers etc. | MT | 0.4 |  | Included | 0 | 0 | 0
63 | 7000033633 | 730 | Tower/Stub Supply | 1000015276 | 73082011 |  | 18 |  | Fabrication, galvanising & supply ofstubs with cleats for varioustypes oftowers and tower extensions(complete)with packwashers excluding supply ofbolts & nuts-MS Steel for Normal Towers | MT | 2.5 |  | Included | 0 | 0 | 0
64 | 7000033633 | 740 | Supply of Tower Earthing | 1000017587 | 73082011 |  | 18 |  | Supply of Pipe Type Earthing | EA | 24 |  | Included | 0 | 0 | 0
65 | 7000033633 | 750 | Supply of Tower Earthing | 1000019718 | 73082011 |  | 18 |  | Supply of Shieldwire EarthingincludingPG clamps, downlead clampsbutexcluding Earthwire bits for Pipetypeearthing | EA | 1 |  | Included | 0 | 0 | 0
66 | 7000033633 | 760 | Supply of Tower Earthing | 1000038340 | 73082011 |  | 18 |  | ROD TYPE EARTHING | EA | 24 |  | Included | 0 | 0 | 0
67 | 7000033633 | 770 | Supply of Tower Earthing | 1000010003 | 73082011 |  | 18 |  | Supply of Counterpoise type earthing (120 mlength) | EA | 2 |  | Included | 0 | 0 | 0
68 | 7000033633 | 780 | Supply of Conductor | 1000030860 | 76141000 |  | 18 |  | ACSR MOOSE CONDUCTOR | KM | 106 |  | Included | 0 | 0 | 0
69 | 7000033633 | 790 | Supply of Insulators | 1000009325 | 85469090 |  | 18 |  | Composite long rod Insulators for 400kV Transmission Line-120 KN(Length-3335 mm, Creepage-13020 mm) | EA | 102 |  | Included | 0 | 0 | 0
70 | 7000033633 | 800 | Supply of Insulators | 1000009328 | 85469090 |  | 18 |  | Composite long rod Insulators for 400kV Transmission Line-160 KN(Length-3910 mm, Creepage-13020 mm) | EA | 432 |  | Included | 0 | 0 | 0
71 | 7000033633 | 810 | Supply of Hardware Fittings | 1000019809 | 73082011 |  | 18 |  | Hardware Fittings for 400kV AC with Twin ACSR Moose Conductor-Single"I" Suspension String | SET | 54 |  | Included | 0 | 0 | 0
72 | 7000033633 | 820 | Supply of Hardware Fittings | 1000019788 | 73082011 |  | 18 |  | Hardware Fittings for 400kV AC with Twin ACSR Moose Conductor-Single ISuspension String (Pilot) | SET | 48 |  | Included | 0 | 0 | 0
73 | 7000033633 | 830 | Supply of Hardware Fittings | 1000010800 | 73082011 |  | 18 |  | Hardware Fittings for 400kV AC with Twin ACSR Moose Conductor-DoubleTension String | SET | 216 |  | Included | 0 | 0 | 0
74 | 7000033633 | 840 | Supply of Conductor Accessories | 1000015503 | 76169990 |  | 18 |  | Mid Span Compression Joint for Conductor-ACSR Moose | EA | 49 |  | Included | 0 | 0 | 0
75 | 7000033633 | 850 | Supply of Conductor Accessories | 1000018443 | 76169990 |  | 18 |  | Repair Sleeve for Conductor-ACSR Moose | EA | 15 |  | Included | 0 | 0 | 0
76 | 7000033633 | 860 | Supply of Conductor Accessories | 1000022431 | 73082011 |  | 18 |  | Vibration Damper for Conductor-ACSR Moose | EA | 1080 |  | Included | 0 | 0 | 0
77 | 7000033633 | 870 | Supply of Conductor Accessories | 1000007935 | 76169990 |  | 18 |  | Bundle Spacer for Conductor-Twin ACSR Moose | EA | 972 |  | Included | 0 | 0 | 0
78 | 7000033633 | 880 | Supply of Conductor Accessories | 1000018559 | 76169990 |  | 18 |  | Rigid Spacer for Jumper-Twin ACSR Moose | EA | 306 |  | Included | 0 | 0 | 0
79 | 7000033633 | 890 | Supply of Tower Accessories | 1000010539 | 73082011 |  | 18 |  | Danger Plate for 400kV | EA | 26 |  | Included | 0 | 0 | 0
80 | 7000033633 | 900 | Supply of Tower Accessories | 1000015971 | 73082011 |  | 18 |  | Number Plate for 400kV | EA | 26 |  | Included | 0 | 0 | 0
81 | 7000033633 | 910 | Supply of Tower Accessories | 1000017508 | 73082011 |  | 18 |  | Phase Plate (Set of three) | SET | 52 |  | Included | 0 | 0 | 0
82 | 7000033633 | 920 | Supply of Tower Accessories | 1000009119 | 73082011 |  | 18 |  | Circuit Plate (Set of two) | SET | 26 |  | Included | 0 | 0 | 0
83 | 7000033633 | 930 | Supply of Tower Accessories | 1000006779 | 73082011 |  | 18 |  | Supply of Anti-Climbing Devices ofBarbedWire Type | SET | 26 |  | Included | 0 | 0 | 0
84 | 7000033633 | 940 | Supply of Tower Accessories | 1000007735 | 73082011 |  | 18 |  | Bird Guard (Set of Three) | SET | 18 |  | Included | 0 | 0 | 0
85 | 7000033633 | 950 | OPGW Supply | 1000030940 | 85447090 |  | 18 |  | 24 FIBRE (DWSM) OPGW FIBRE OPTIC CABLE | KM | 10 |  | Included | 0 | 0 | 0
86 | 7000033633 | 960 | OPGW Supply | 1000014198 | 85353090 |  | 18 |  | Joint Box for 24 fibre OPGW | EA | 4 |  | Included | 0 | 0 | 0
87 | 7000033633 | 970 | OPGW Supply | 1000033144 | 82057000 |  | 18 |  | TENSION ASSEMBLY - DEAD END FOR 24 FIBEROPGW | SET | 20 |  | Included | 0 | 0 | 0
88 | 7000033633 | 980 | OPGW Supply | 1000031039 | 82057000 |  | 18 |  | TENSION FITTINGS ASSEMBLY FOR 24F OPGWINCLUDING ALL ACCESSORIES FORJOINT BOX(SPLICING) LOCATION | SET | 4 |  | Included | 0 | 0 | 0
89 | 7000033633 | 990 | OPGW Supply | 1000033146 | 82057000 |  | 18 |  | TENSION ASSEMBLY - DOUBLE TENSION PASSTHROUGH ASSEMBLY FOR 24 FIBEROPGW | SET | 4 |  | Included | 0 | 0 | 0
90 | 7000033633 | 1000 | OPGW Supply | 1000022417 | 82057000 |  | 18 |  | Vibration Damper for 24 fibre OPGW | EA | 128 |  | Included | 0 | 0 | 0
91 | 7000033633 | 1010 | OPGW Supply | 1000010817 | 82057000 |  | 18 |  | Down Lead clamp Assembly for 24 fibreOPGW | EA | 130 |  | Included | 0 | 0 | 0
92 | 7000033633 | 1020 | OPGW Supply | 1000031041 | 82057000 |  | 18 |  | TENSION FITTINGS ASSEMBLY ON SUSPENSIONTOWER FOR 24F OPGW INCLUDINGALLACCESSORIES AT JOINT BOX (SPLICING)LOCATION | SET | 4 |  | Included | 0 | 0 | 0
93 | 7000033633 | 1030 | OPGW Supply | 1000020444 | 82057000 |  | 18 |  | Suspension clamp assembly for 24 fibreOPGW | EA | 12 |  | Included | 0 | 0 | 0
94 | 7000033633 | 1040 | TOWER SUPPLY (SPARE) | 1000015274 | 73082011 |  | 18 |  | Fabrication, galvanising & supply ofvarious types of towers & towerparts,tower/leg extensions (complete)excluding step bolt, stubs andbolts &nuts but including hangers, D-Shackles,pack washers etc.-MSSteel for NormalTowers | MT | 2.458 |  | Included | 0 | 0 | 0
95 | 7000033633 | 1050 | TOWER SUPPLY (SPARE) | 1000013472 | 73181500 |  | 18 |  | Supply of Hexagonal Bolts & Nuts fortowers including Step Bolts,SpringWashers etc. | MT | 0.233 |  | Included | 0 | 0 | 0
96 | 7000033633 | 1060 | TOWER SUPPLY (SPARE) | 1000013393 | 73082011 |  | 18 |  | Fabrication, galvanising & supply ofstubs with cleats for varioustypes oftowers and tower extensions(complete)with packwashers excluding supply ofbolts & nuts-HT Steel for Normal Towers | MT | 0.155 |  | Included | 0 | 0 | 0
97 | 7000033633 | 1070 | TOWER SUPPLY (SPARE) | 1000007847 | 73181500 |  | 18 |  | Supply of Bolts & Nuts for Stubsincluding Spring Washers etc. | MT | 0.004 |  | Included | 0 | 0 | 0
98 | 7000033633 | 1080 | TOWER SUPPLY (SPARE) | 1000013391 | 73082011 |  | 18 |  | Fabrication, galvanising & supply ofvarious types of towers & towerparts,tower/leg extensions (complete)excluding step bolt, stubs andbolts &nuts but including hangers, D-Shackles,pack washers etc.-HTSteel for NormalTowers | MT | 2.467 |  | Included | 0 | 0 | 0
99 | 7000033633 | 1090 | TOWER SUPPLY (SPARE) | 1000015276 | 73082011 |  | 18 |  | Fabrication, galvanising & supply ofstubs with cleats for varioustypes oftowers and tower extensions(complete)with packwashers excluding supply ofbolts & nuts-MS Steel for Normal Towers | MT | 0.025 |  | Included | 0 | 0 | 0
100 | 7000033633 | 1100 | Supply of Hardware Fittings (SPARE) | 1000019809 | 73082011 |  | 18 |  | Hardware Fittings for 400kV AC with Twin ACSR Moose Conductor-Single"I" Suspension String | SET | 2 |  | Included | 0 | 0 | 0
101 | 7000033633 | 1110 | Supply of Hardware Fittings (SPARE) | 1000019788 | 73082011 |  | 18 |  | Hardware Fittings for 400kV AC with Twin ACSR Moose Conductor-Single ISuspension String (Pilot) | SET | 1 |  | Included | 0 | 0 | 0
102 | 7000033633 | 1120 | Supply of Hardware Fittings (SPARE) | 1000010800 | 73082011 |  | 18 |  | Hardware Fittings for 400kV AC with Twin ACSR Moose Conductor-DoubleTension String | SET | 5 |  | Included | 0 | 0 | 0
103 | 7000033633 | 1130 | Supply of Insulators(SPARE) | 1000009325 | 85469090 |  | 18 |  | Composite long rod Insulators for 400kV Transmission Line-120 KN(Length-3335 mm, Creepage-13020 mm) | EA | 11 |  | Included | 0 | 0 | 0
104 | 7000033633 | 1140 | Supply of Insulators(SPARE) | 1000009328 | 85469090 |  | 18 |  | Composite long rod Insulators for 400kV Transmission Line-160 KN(Length-3910 mm, Creepage-13020 mm) | EA | 44 |  | Included | 0 | 0 | 0
105 | 7000033633 | 1150 | Supply of GS Earthwire | 1000030841 | 73121020 |  | 18 |  | 7/3.66 G.S. EARTHWIRE | KM | 9 |  | Included | 0 | 0 | 0
106 | 7000033633 | 1160 | Supply of Earthwire Accessories | 1000015505 | 73082011 |  | 18 |  | Mid Span Compression Joint -7/3.66mmEarth Wire | EA | 5 |  | Included | 0 | 0 | 0
107 | 7000033633 | 1170 | Supply of Earthwire Accessories | 1000028485 | 76169990 |  | 18 |  | FLEXIBLE AL BOND-7/3.66MM E/W | EA | 43 |  | Included | 0 | 0 | 0
108 | 7000033633 | 1180 | Supply of Earthwire Accessories | 1000022420 | 73082011 |  | 18 |  | Vibration damper -7/3.66mm Earth Wire | EA | 86 |  | Included | 0 | 0 | 0
109 | 7000033633 | 1190 | Supply of Earthwire Accessories | 1000020447 | 73082011 |  | 18 |  | Suspension clamp assembly -7/3.66mmEarth Wire | EA | 9 |  | Included | 0 | 0 | 0
110 | 7000033633 | 1200 | Supply of Earthwire Accessories | 1000020991 | 73082011 |  | 18 |  | Tension clamp assembly-7/3.66mm EarthWire | EA | 36 |  | Included | 0 | 0 | 0
111 | 7000033633 | 1290 | Supply of Conductor Accessories(SPARE) | 1000015503 | 76169990 |  | 18 |  | Mid Span Compression Joint for Conductor-ACSR Moose | EA | 1 |  | Included | 0 | 0 | 0
112 | 7000033633 | 1300 | Supply of Conductor Accessories(SPARE) | 1000018443 | 76169990 |  | 18 |  | Repair Sleeve for Conductor-ACSR Moose | EA | 1 |  | Included | 0 | 0 | 0
113 | 7000033633 | 1310 | Supply of Conductor Accessories(SPARE) | 1000022431 | 73082011 |  | 18 |  | Vibration Damper for Conductor-ACSR Moose | EA | 22 |  | Included | 0 | 0 | 0
114 | 7000033633 | 1320 | Supply of Conductor Accessories(SPARE) | 1000007935 | 76169990 |  | 18 |  | Bundle Spacer for Conductor-Twin ACSR Moose | EA | 19 |  | Included | 0 | 0 | 0
115 | 7000033633 | 1330 | Supply of Conductor Accessories(SPARE) | 1000018559 | 76169990 |  | 18 |  | Rigid Spacer for Jumper-Twin ACSR Moose | EA | 6 |  | Included | 0 | 0 | 0
116 | 7000033633 | 1340 | Supply of Earthwire Accessories(SPARE) | 1000015505 | 73082011 |  | 18 |  | Mid Span Compression Joint -7/3.66mmEarth Wire | EA | 1 |  | Included | 0 | 0 | 0
117 | 7000033633 | 1350 | Supply of Earthwire Accessories(SPARE) | 1000028485 | 76169990 |  | 18 |  | FLEXIBLE AL BOND-7/3.66MM E/W | EA | 1 |  | Included | 0 | 0 | 0
118 | 7000033633 | 1360 | Supply of Earthwire Accessories(SPARE) | 1000022420 | 73082011 |  | 18 |  | Vibration damper -7/3.66mm Earth Wire | EA | 2 |  | Included | 0 | 0 | 0
119 | 7000033633 | 1370 | Supply of Earthwire Accessories(SPARE) | 1000020447 | 73082011 |  | 18 |  | Suspension clamp assembly -7/3.66mmEarth Wire | EA | 1 |  | Included | 0 | 0 | 0
120 | 7000033633 | 1380 | Supply of Earthwire Accessories(SPARE) | 1000020991 | 73082011 |  | 18 |  | Tension clamp assembly-7/3.66mm EarthWire | EA | 1 |  | Included | 0 | 0 | 0
C) | Diversion of 220kV Budhipadar-Korba S/C Line Ckt3
121 | 7000033633 | 1410 | Tower/Stub Supply | 1000013391 | 73082011 |  | 18 |  | Fabrication, galvanising & supply ofvarious types of towers & towerparts,tower/leg extensions (complete)excluding step bolt, stubs andbolts &nuts but including hangers, D-Shackles,pack washers etc.-HTSteel for NormalTowers | MT | 12 |  | Included | 0 | 0 | 0
122 | 7000033633 | 1420 | Tower/Stub Supply | 1000015274 | 73082011 |  | 18 |  | Fabrication, galvanising & supply ofvarious types of towers & towerparts,tower/leg extensions (complete)excluding step bolt, stubs andbolts &nuts but including hangers, D-Shackles,pack washers etc.-MSSteel for NormalTowers | MT | 48 |  | Included | 0 | 0 | 0
123 | 7000033633 | 1430 | Tower/Stub Supply | 1000013472 | 73181500 |  | 18 |  | Supply of Hexagonal Bolts & Nuts fortowers including Step Bolts,SpringWashers etc. | MT | 2.3 |  | Included | 0 | 0 | 0
124 | 7000033633 | 1440 | Tower/Stub Supply | 1000013393 | 73082011 |  | 18 |  | Fabrication, galvanising & supply ofstubs with cleats for varioustypes oftowers and tower extensions(complete)with packwashers excluding supply ofbolts & nuts-HT Steel for Normal Towers | MT | 2.46 |  | Included | 0 | 0 | 0
125 | 7000033633 | 1450 | Tower/Stub Supply | 1000007847 | 73181500 |  | 18 |  | Supply of Bolts & Nuts for Stubsincluding Spring Washers etc. | MT | 0.09 |  | Included | 0 | 0 | 0
126 | 7000033633 | 1460 | Tower/Stub Supply | 1000015276 | 73082011 |  | 18 |  | Fabrication, galvanising & supply ofstubs with cleats for varioustypes oftowers and tower extensions(complete)with packwashers excluding supply ofbolts & nuts-MS Steel for Normal Towers | MT | 0.1 |  | Included | 0 | 0 | 0
127 | 7000033633 | 1470 | Supply of Tower Earthing | 1000017587 | 73082011 |  | 18 |  | Supply of Pipe Type Earthing | EA | 13 |  | Included | 0 | 0 | 0
128 | 7000033633 | 1480 | Supply of Tower Earthing | 1000038340 | 73082011 |  | 18 |  | ROD TYPE EARTHING | EA | 13 |  | Included | 0 | 0 | 0
129 | 7000033633 | 1490 | Supply of Tower Earthing | 1000019718 | 73082011 |  | 18 |  | Supply of Shieldwire EarthingincludingPG clamps, downlead clampsbutexcluding Earthwire bits for Pipetypeearthing | EA | 1 |  | Included | 0 | 0 | 0
130 | 7000033633 | 1500 | Supply of Conductor | 1000030868 | 76141000 |  | 18 |  | ACSR ZEBRA CONDUCTOR | KM | 33.7 |  | Included | 0 | 0 | 0
131 | 7000033633 | 1510 | Supply of Insulators | 1000009323 | 85469090 |  | 18 |  | Composite long rod Insulators for 220kV Transmission Line-70 KN (Length-2030 mm, Creepage-7595 mm) | EA | 67 |  | Included | 0 | 0 | 0
132 | 7000033633 | 1520 | Supply of Insulators | 1000009322 | 85469090 |  | 18 |  | Composite long rod Insulators for 220kV Transmission Line-120 KN (Length-2175 mm, Creepage-7595 mm) | EA | 174 |  | Included | 0 | 0 | 0
133 | 7000033633 | 1530 | Supply of Hardware Fittings | 1000072162 | 73082011 |  | 18 |  | HARDWARE FITTINGS FOR 220KV AC WITH SINGLE ZEBRA CONDUCTOR-SINGLE""I"" SUSPENSION STRING | SET | 33 |  | Included | 0 | 0 | 0
134 | 7000033633 | 1540 | Supply of Hardware Fittings | 1000072161 | 73082011 |  | 18 |  | HARDWARE FITTINGS FOR 220KV AC WITH SINGLE ZEBRA CONDUCTOR-SINGLE ISUSPENSION STRING (PILOT) | SET | 34 |  | Included | 0 | 0 | 0
135 | 7000033633 | 1550 | Supply of Hardware Fittings | 1000072160 | 73082011 |  | 18 |  | HARDWARE FITTINGS FOR 220KV AC WITH SINGLE ZEBRA CONDUCTOR-DOUBLETENSION STRING | SET | 12 |  | Included | 0 | 0 | 0
136 | 7000033633 | 1560 | Supply of Hardware Fittings | 1000072163 | 73082011 |  | 18 |  | HARDWARE FITTINGS FOR 220KV AC WITH SINGLE ZEBRA CONDUCTOR-SINGLETENSION STRING | SET | 150 |  | Included | 0 | 0 | 0
137 | 7000033633 | 1570 | Supply of Conductor Accessories | 1000015507 | 76169990 |  | 18 |  | Mid Span Compression Joint for Conductor ACSR singleZebra | EA | 13 |  | Included | 0 | 0 | 0
138 | 7000033633 | 1580 | Supply of Conductor Accessories | 1000018431 | 76169990 |  | 18 |  | Repair Sleeve for Conductor ACSR single Zebra | EA | 4 |  | Included | 0 | 0 | 0
139 | 7000033633 | 1590 | Supply of Conductor Accessories | 1000022416 | 73082011 |  | 18 |  | Vibration Damper for Conductor ACSR single Zebra | EA | 378 |  | Included | 0 | 0 | 0
140 | 7000033633 | 1600 | Supply of Tower Accessories | 1000010538 | 73082011 |  | 18 |  | Danger Plate for 220kV | EA | 13 |  | Included | 0 | 0 | 0
141 | 7000033633 | 1610 | Supply of Tower Accessories | 1000015970 | 73082011 |  | 18 |  | Number Plate for 220kV | EA | 13 |  | Included | 0 | 0 | 0
142 | 7000033633 | 1620 | Supply of Tower Accessories | 1000017508 | 73082011 |  | 18 |  | Phase Plate (Set of three) | SET | 13 |  | Included | 0 | 0 | 0
143 | 7000033633 | 1630 | Supply of Tower Accessories | 1000006779 | 73082011 |  | 18 |  | Supply of Anti-Climbing Devices ofBarbedWire Type | SET | 13 |  | Included | 0 | 0 | 0
144 | 7000033633 | 1640 | Supply of Tower Accessories | 1000027433 | 73082011 |  | 18 |  | Circuit Plate (Set of One) | EA | 13 |  | Included | 0 | 0 | 0
145 | 7000033633 | 1650 | Supply of Tower Accessories | 1000045871 | 73082011 |  | 18 |  | BIRD DIVERTER | EA | 197 |  | Included | 0 | 0 | 0
146 | 7000033633 | 1660 | TOWER SUPPLY (SPARE) | 1000015274 | 73082011 |  | 18 |  | Fabrication, galvanising & supply ofvarious types of towers & towerparts,tower/leg extensions (complete)excluding step bolt, stubs andbolts &nuts but including hangers, D-Shackles,pack washers etc.-MSSteel for NormalTowers | MT | 12.62 |  | Included | 0 | 0 | 0
147 | 7000033633 | 1670 | TOWER SUPPLY (SPARE) | 1000013472 | 73181500 |  | 18 |  | Supply of Hexagonal Bolts & Nuts fortowers including Step Bolts,SpringWashers etc. | MT | 0.6 |  | Included | 0 | 0 | 0
148 | 7000033633 | 1680 | TOWER SUPPLY (SPARE) | 1000013393 | 73082011 |  | 18 |  | Fabrication, galvanising & supply ofstubs with cleats for varioustypes oftowers and tower extensions(complete)with packwashers excluding supply ofbolts & nuts-HT Steel for Normal Towers | MT | 0.561 |  | Included | 0 | 0 | 0
149 | 7000033633 | 1690 | TOWER SUPPLY (SPARE) | 1000007847 | 73181500 |  | 18 |  | Supply of Bolts & Nuts for Stubsincluding Spring Washers etc. | MT | 0.021 |  | Included | 0 | 0 | 0
150 | 7000033633 | 1700 | TOWER SUPPLY (SPARE) | 1000013391 | 73082011 |  | 18 |  | Fabrication, galvanising & supply ofvarious types of towers & towerparts,tower/leg extensions (complete)excluding step bolt, stubs andbolts &nuts but including hangers, D-Shackles,pack washers etc.-HTSteel for NormalTowers | MT | 3.25 |  | Included | 0 | 0 | 0
151 | 7000033633 | 1710 | TOWER SUPPLY (SPARE) | 1000015276 | 73082011 |  | 18 |  | Fabrication, galvanising & supply ofstubs with cleats for varioustypes oftowers and tower extensions(complete)with packwashers excluding supply ofbolts & nuts-MS Steel for Normal Towers | MT | 0.062 |  | Included | 0 | 0 | 0
152 | 7000033633 | 1720 | Supply of Hardware Fittings (SPARE) | 1000072162 | 73082011 |  | 18 |  | HARDWARE FITTINGS FOR 220KV AC WITH SINGLE ZEBRA CONDUCTOR-SINGLE""I"" SUSPENSION STRING | SET | 1 |  | Included | 0 | 0 | 0
153 | 7000033633 | 1730 | Supply of Hardware Fittings (SPARE) | 1000072161 | 73082011 |  | 18 |  | HARDWARE FITTINGS FOR 220KV AC WITH SINGLE ZEBRA CONDUCTOR-SINGLE ISUSPENSION STRING (PILOT) | SET | 1 |  | Included | 0 | 0 | 0
154 | 7000033633 | 1740 | Supply of Hardware Fittings (SPARE) | 1000072160 | 73082011 |  | 18 |  | HARDWARE FITTINGS FOR 220KV AC WITH SINGLE ZEBRA CONDUCTOR-DOUBLETENSION STRING | SET | 1 |  | Included | 0 | 0 | 0
155 | 7000033633 | 1750 | Supply of Hardware Fittings (SPARE) | 1000072163 | 73082011 |  | 18 |  | HARDWARE FITTINGS FOR 220KV AC WITH SINGLE ZEBRA CONDUCTOR-SINGLETENSION STRING | SET | 3 |  | Included | 0 | 0 | 0
156 | 7000033633 | 1760 | Supply of Insulators(SPARE) | 1000009323 | 85469090 |  | 18 |  | Composite long rod Insulators for 220kV Transmission Line-70 KN (Length-2030 mm, Creepage-7595 mm) | EA | 7 |  | Included | 0 | 0 | 0
157 | 7000033633 | 1770 | Supply of Insulators(SPARE) | 1000009322 | 85469090 |  | 18 |  | Composite long rod Insulators for 220kV Transmission Line-120 KN (Length-2175 mm, Creepage-7595 mm) | EA | 21 |  | Included | 0 | 0 | 0
158 | 7000033633 | 1860 | Supply of Conductor Accessories(SPARE) | 1000015507 | 76169990 |  | 18 |  | Mid Span Compression Joint for Conductor ACSR singleZebra | EA | 1 |  | Included | 0 | 0 | 0
159 | 7000033633 | 1870 | Supply of Conductor Accessories(SPARE) | 1000018431 | 76169990 |  | 18 |  | Repair Sleeve for Conductor ACSR single Zebra | EA | 1 |  | Included | 0 | 0 | 0
160 | 7000033633 | 1880 | Supply of Conductor Accessories(SPARE) | 1000022416 | 73082011 |  | 18 |  | Vibration Damper for Conductor ACSR single Zebra | EA | 8 |  | Included | 0 | 0 | 0
161 | 7000033633 | 1890 | Supply of GS Earthwire | 1000030841 | 73121020 |  | 18 |  | 7/3.66 G.S. EARTHWIRE | KM | 5 |  | Included | 0 | 0 | 0
162 | 7000033633 | 1900 | Supply of Earthwire Accessories | 1000015505 | 73082011 |  | 18 |  | Mid Span Compression Joint -7/3.66mmEarth Wire | EA | 3 |  | Included | 0 | 0 | 0
163 | 7000033633 | 1910 | Supply of Earthwire Accessories | 1000028485 | 76169990 |  | 18 |  | FLEXIBLE AL BOND-7/3.66MM E/W | EA | 26 |  | Included | 0 | 0 | 0
164 | 7000033633 | 1920 | Supply of Earthwire Accessories | 1000022420 | 73082011 |  | 18 |  | Vibration damper -7/3.66mm Earth Wire | EA | 52 |  | Included | 0 | 0 | 0
165 | 7000033633 | 1930 | Supply of Earthwire Accessories | 1000020991 | 73082011 |  | 18 |  | Tension clamp assembly-7/3.66mm EarthWire | EA | 26 |  | Included | 0 | 0 | 0
166 | 7000033633 | 1940 | Supply of Earthwire Accessories(SPARE) | 1000015505 | 73082011 |  | 18 |  | Mid Span Compression Joint -7/3.66mmEarth Wire | EA | 1 |  | Included | 0 | 0 | 0
167 | 7000033633 | 1950 | Supply of Earthwire Accessories(SPARE) | 1000028485 | 76169990 |  | 18 |  | FLEXIBLE AL BOND-7/3.66MM E/W | EA | 1 |  | Included | 0 | 0 | 0
168 | 7000033633 | 1960 | Supply of Earthwire Accessories(SPARE) | 1000022420 | 73082011 |  | 18 |  | Vibration damper -7/3.66mm Earth Wire | EA | 2 |  | Included | 0 | 0 | 0
169 | 7000033633 | 1970 | Supply of Earthwire Accessories(SPARE) | 1000020991 | 73082011 |  | 18 |  | Tension clamp assembly-7/3.66mm EarthWire | EA | 1 |  | Included | 0 | 0 | 0
[7 empty] | Total Ex-works Price | [5 empty] | 0 | 0 |  | 0
[7 empty] | Total Type Test charges as per Schedule-7 | [5 empty] | 0
[7 empty] | Total Ex-works Price including Type Test charges | [5 empty] | 0
[7 empty] | Total GST Tax as confirmed by Bidder | [5 empty] | 0
Note : | Specify amount of GST on the transaction between the Contractor and the Employer.
* | In case the bidder leaves the cell for confirmation of the HSN code and/or GST rate “blank”, the HSN code and corresponding GST rate indicated by the Employer shall be deemed to be the one confirmed by the Bidder.
Date : | --2025
Place : | [10 empty] | Printed Name :
Designation :
Click for Sch-2

## Sch-1 dis (hidden)
Specification No.: CC/NT/W-TW/DOM/A01/25/10047 | [5 empty] | Schedule - 1 |  |  |  | Direct Total | 0 | Sole Bidder | `
[10 empty] | BO Total | #REF! | 0
Transmission Line Package - TL01 for (a) Diversion of 400kV Sundergarh-Raigarh D/C line Ckt. 2&4; (b) Diversion of 400kV Sundergarh-Raigarh D/C line Ckt. 1&3; and (c) Diversion of 220kV Budhipadar-Korba S/C Line Ckt3 under Consultancy Services to M/s Vedanta Limited
(SCHEDULE OF RATES AND PRICES : EX-WORKS PRICES)
Bidder’s Name and Address (Sole Bidder) : |  |  |  | To:
Contract Services
Name : |  |  |  | Power Grid Corporation of India Ltd.,
Address : |  |  |  | "Saudamini", Plot No.-2
Sector-29,
Gurgaon (Haryana) - 122001
Plant and Equipment (including Mandatory Spares Parts) to be supplied, including Type Test Charges for Tests to be conducted. | [10 empty] | Direct
[6 empty] | All Prices are in Indian Rupees. |  |  |  |  | Bought-Out
SI. No. | Item Description | Unit | Qty. | Unit Ex-works price | Total Ex-works price | Mode of Transaction (Direct / Bought-out)
1 | 2 | 3 | 4 | 5 | 6 = 4 x 5 | 7
#REF! | #REF!
#REF! | #REF!
#REF! | #REF!
#REF! | #REF! | #REF! | #REF! | #REF! | #REF! | #REF!
#REF! | #REF! | #REF! | #REF! | #REF! | #REF! | #REF!
#REF! | #REF!
#REF! | #REF! | #REF! | #REF! | #REF! | #REF! | #REF!
#REF! | #REF! | #REF! | #REF! | #REF! | #REF! | #REF!
#REF! | #REF!
#REF! | #REF! | #REF! | #REF! | #REF! | #REF! | #REF!
#REF! | #REF! | #REF! | #REF! | #REF! | #REF! | #REF!
#REF! | #REF!
#REF! | #REF!
#REF! | #REF! | #REF! | #REF! | #REF! | #REF! | #REF!
#REF! | #REF! | #REF! | #REF! | #REF! | #REF! | #REF!
#REF! | #REF!
#REF! | #REF! | #REF! | #REF! | #REF! | #REF! | #REF!
#REF! | #REF! | #REF! | #REF! | #REF! | #REF! | #REF!
#REF! | #REF! | #REF! | #REF! | #REF! | #REF! | #REF!
#REF! | #REF! | #REF! | #REF! | #REF! | #REF! | #REF!
#REF! | #REF! | #REF! | #REF! | #REF! | #REF! | #REF!
#REF! | #REF! | #REF! | #REF! | #REF! | #REF! | #REF!
#REF! | #REF!
#REF! | #REF! | #REF! | #REF! | #REF! | #REF! | #REF!
#REF! | #REF!
#REF! | #REF! | #REF! | #REF! | #REF! | #REF! | #REF!
#REF! | #REF! | #REF! | #REF! | #REF! | #REF! | #REF!
#REF! | #REF! | #REF! | #REF! | #REF! | #REF! | #REF!
#REF! | #REF! | #REF! | #REF! | #REF! | #REF! | #REF!
#REF! | #REF!
#REF! | #REF! | #REF! | #REF! | #REF! | #REF! | #REF!
#REF! | #REF! | #REF! | #REF! | #REF! | #REF! | #REF!
#REF! | #REF! | #REF! | #REF! | #REF! | #REF! | #REF!
#REF! | #REF!
#REF! | #REF! | #REF! | #REF! | #REF! | #REF! | #REF!
#REF! | #REF! | #REF! | #REF! | #REF! | #REF! | #REF!
#REF! | #REF! | #REF! | #REF! | #REF! | #REF! | #REF!
#REF! | #REF! | #REF! | #REF! | #REF! | #REF! | #REF!
#REF! | #REF! | #REF! | #REF! | #REF! | #REF! | #REF!
#REF! | #REF!
| #REF! | #REF! | #REF! | #REF! | #REF! | #REF!
#REF!
| #REF! | #REF! | #REF! | #REF! | #REF! | #REF!
| #REF! | #REF! | #REF! | #REF! | #REF! | #REF!
| Total Ex-Works Price Direct |  |  |  | 0 | Direct
| Total Ex-Works Price Bought Out |  |  |  | 0
| Total Ex-Works Price |  |  |  | 0
| Total Type Test charges as per Schedule-7 |  |  |  | #REF! |  |  | #REF! |  | #REF!
| Total Ex-works Price including Type Test charges |  |  |  | #REF! |  |  | #REF! |  | #REF!
[7 empty] | Discount Sch-1 | #REF! | MPD Sch-1 | #REF!
[7 empty] | Dis Alert | #REF!
Note : | Specify amount of Excise Duty, Sales Tax/'VAT and other taxes payable on the transaction between the Contractor and the Employer and octroi/entry tax as applicable for destination site/state on all items of supply including bought-out finished items (to be identified in the Contract), which shall be dispatched directly from the sub-vendor’s works to the Employer’s site (sale-in-transit), separately in Schedule-5. Excise Duty, Sales tax and other levies for all the bought-out items are to be included in the EXW Price (Col. No. 5) only and not to be indicated in Schedule-5.
Date : | --2025
Place : |  |  | Printed Name :
Designation :
Click for Sch-2

## Sch-2
Specification No.: CC/NT/W-TW/DOM/A01/25/10047 | [8 empty] | Schedule - 2
Transmission Line Package - TL01 for (a) Diversion of 400kV Sundergarh-Raigarh D/C line Ckt. 2&4; (b) Diversion of 400kV Sundergarh-Raigarh D/C line Ckt. 1&3; and (c) Diversion of 220kV Budhipadar-Korba S/C Line Ckt3 under Consultancy Services to M/s Vedanta Limited
(SCHEDULE OF RATES AND PRICES)
Bidder’s Name and Address (Sole Bidder) : | [7 empty] | To:
Contracts Services, 3rd Floor
Name : | [7 empty] | Power Grid Corporation of India Ltd.,
Address : | [7 empty] | "Saudamini", Plot No.-2
Sector-29,
Gurgaon (Haryana) - 122001
LOCAL TRANSPORTATION, IN-TRANSIT INSURANCE, LOADING AND UNLOADING
All Prices are in Indian Rupees.
SI. No. | PR No | PR Line Item No | Activity Description | Material Code | Description | Unit | Quantity | Unit Freight, In-transit Insurance, loading & unloading Charges | Total Freight, In-transit Insurance, loading & unloading Charges
1 | 2 | 3 | 4 | 5 | 4 | 5 | 6 | 7 | 8= 6 x 7
A) | Diversion of 400kV Sundergarh-Raigarh D/C line Ckt. 2&4
1 | 7000033633 | 10 | Tower/Stub Supply | 1000013391 | Fabrication, galvanising & supply ofvarious types of towers & towerparts,tower/leg extensions (complete)excluding step bolt, stubs andbolts &nuts but including hangers, D-Shackles,pack washers etc.-HTSteel for NormalTowers | MT | 966.2 |  | Included
2 | 7000033633 | 20 | Tower/Stub Supply | 1000015274 | Fabrication, galvanising & supply ofvarious types of towers & towerparts,tower/leg extensions (complete)excluding step bolt, stubs andbolts &nuts but including hangers, D-Shackles,pack washers etc.-MSSteel for NormalTowers | MT | 881.7 |  | Included
3 | 7000033633 | 30 | Tower/Stub Supply | 1000013472 | Supply of Hexagonal Bolts & Nuts fortowers including Step Bolts,SpringWashers etc. | MT | 83.3 |  | Included
4 | 7000033633 | 40 | Tower/Stub Supply | 1000013393 | Fabrication, galvanising & supply ofstubs with cleats for varioustypes oftowers and tower extensions(complete)with packwashers excluding supply ofbolts & nuts-HT Steel for Normal Towers | MT | 48.4 |  | Included
5 | 7000033633 | 50 | Tower/Stub Supply | 1000007847 | Supply of Bolts & Nuts for Stubsincluding Spring Washers etc. | MT | 1.8 |  | Included
6 | 7000033633 | 60 | Tower/Stub Supply | 1000015276 | Fabrication, galvanising & supply ofstubs with cleats for varioustypes oftowers and tower extensions(complete)with packwashers excluding supply ofbolts & nuts-MS Steel for Normal Towers | MT | 10 |  | Included
7 | 7000033633 | 70 | Supply of Tower Earthing | 1000017587 | Supply of Pipe Type Earthing | EA | 27 |  | Included
8 | 7000033633 | 80 | Supply of Tower Earthing | 1000019718 | Supply of Shieldwire EarthingincludingPG clamps, downlead clampsbutexcluding Earthwire bits for Pipetypeearthing | EA | 1 |  | Included
9 | 7000033633 | 90 | Supply of Tower Earthing | 1000038340 | ROD TYPE EARTHING | EA | 27 |  | Included
10 | 7000033633 | 100 | Supply of Tower Earthing | 1000010003 | Supply of Counterpoise type earthing (120 mlength) | EA | 8 |  | Included
11 | 7000033633 | 110 | Supply of Tower Earthing | 1000048808 | SUPPLY OF CHEMICAL EARTHING: COUNTERPOISE TYPE (120M LENGTH) | EA | 1 |  | Included
12 | 7000033633 | 120 | Supply of Tower Earthing | 1000019717 | Supply of Shieldwire EarthingincludingPG clamps, downlead clampsbutexcluding Earthwire bitsforCounterpoise type earthing | EA | 1 |  | Included
13 | 7000033633 | 130 | Supply of Conductor | 1000030860 | ACSR MOOSE CONDUCTOR | KM | 139 |  | Included
14 | 7000033633 | 140 | Supply of Insulators | 1000009325 | Composite long rod Insulators for 400kV Transmission Line-120 KN(Length-3335 mm, Creepage-13020 mm) | EA | 132 |  | Included
15 | 7000033633 | 150 | Supply of Insulators | 1000009328 | Composite long rod Insulators for 400kV Transmission Line-160 KN(Length-3910 mm, Creepage-13020 mm) | EA | 576 |  | Included
16 | 7000033633 | 160 | Supply of Hardware Fittings | 1000019809 | Hardware Fittings for 400kV AC with Twin ACSR Moose Conductor-Single"I" Suspension String | SET | 72 |  | Included
17 | 7000033633 | 170 | Supply of Hardware Fittings | 1000019788 | Hardware Fittings for 400kV AC with Twin ACSR Moose Conductor-Single ISuspension String (Pilot) | SET | 60 |  | Included
18 | 7000033633 | 180 | Supply of Hardware Fittings | 1000010800 | Hardware Fittings for 400kV AC with Twin ACSR Moose Conductor-DoubleTension String | SET | 288 |  | Included
19 | 7000033633 | 190 | Supply of Conductor Accessories | 1000015503 | Mid Span Compression Joint for Conductor-ACSR Moose | EA | 64 |  | Included
20 | 7000033633 | 200 | Supply of Conductor Accessories | 1000018443 | Repair Sleeve for Conductor-ACSR Moose | EA | 20 |  | Included
21 | 7000033633 | 210 | Supply of Conductor Accessories | 1000022431 | Vibration Damper for Conductor-ACSR Moose | EA | 1440 |  | Included
22 | 7000033633 | 220 | Supply of Conductor Accessories | 1000007935 | Bundle Spacer for Conductor-Twin ACSR Moose | EA | 1296 |  | Included
23 | 7000033633 | 230 | Supply of Conductor Accessories | 1000018559 | Rigid Spacer for Jumper-Twin ACSR Moose | EA | 414 |  | Included
24 | 7000033633 | 240 | Supply of Tower Accessories | 1000010539 | Danger Plate for 400kV | EA | 35 |  | Included
25 | 7000033633 | 250 | Supply of Tower Accessories | 1000015971 | Number Plate for 400kV | EA | 35 |  | Included
26 | 7000033633 | 260 | Supply of Tower Accessories | 1000017508 | Phase Plate (Set of three) | SET | 118 |  | Included
27 | 7000033633 | 270 | Supply of Tower Accessories | 1000009119 | Circuit Plate (Set of two) | SET | 59 |  | Included
28 | 7000033633 | 280 | Supply of Tower Accessories | 1000006779 | Supply of Anti-Climbing Devices ofBarbedWire Type | SET | 35 |  | Included
29 | 7000033633 | 290 | Supply of Tower Accessories | 1000007735 | Bird Guard (Set of Three) | SET | 46 |  | Included
30 | 7000033633 | 300 | Supply of Tower Accessories | 1000045871 | BIRD DIVERTER | EA | 50 |  | Included
31 | 7000033633 | 310 | TOWER SUPPLY (SPARE) | 1000015274 | Fabrication, galvanising & supply ofvarious types of towers & towerparts,tower/leg extensions (complete)excluding step bolt, stubs andbolts &nuts but including hangers, D-Shackles,pack washers etc.-MSSteel for NormalTowers | MT | 8.657 |  | Included
32 | 7000033633 | 320 | TOWER SUPPLY (SPARE) | 1000013472 | Supply of Hexagonal Bolts & Nuts fortowers including Step Bolts,SpringWashers etc. | MT | 1.096 |  | Included
33 | 7000033633 | 330 | TOWER SUPPLY (SPARE) | 1000013393 | Fabrication, galvanising & supply ofstubs with cleats for varioustypes oftowers and tower extensions(complete)with packwashers excluding supply ofbolts & nuts-HT Steel for Normal Towers | MT | 0.707 |  | Included
34 | 7000033633 | 340 | TOWER SUPPLY (SPARE) | 1000007847 | Supply of Bolts & Nuts for Stubsincluding Spring Washers etc. | MT | 0.012 |  | Included
35 | 7000033633 | 350 | TOWER SUPPLY (SPARE) | 1000013391 | Fabrication, galvanising & supply ofvarious types of towers & towerparts,tower/leg extensions (complete)excluding step bolt, stubs andbolts &nuts but including hangers, D-Shackles,pack washers etc.-HTSteel for NormalTowers | MT | 11.462 |  | Included
36 | 7000033633 | 360 | TOWER SUPPLY (SPARE) | 1000015276 | Fabrication, galvanising & supply ofstubs with cleats for varioustypes oftowers and tower extensions(complete)with packwashers excluding supply ofbolts & nuts-MS Steel for Normal Towers | MT | 0.089 |  | Included
37 | 7000033633 | 370 | Supply of Hardware Fittings (SPARE) | 1000019809 | Hardware Fittings for 400kV AC with Twin ACSR Moose Conductor-Single"I" Suspension String | SET | 2 |  | Included
38 | 7000033633 | 380 | Supply of Hardware Fittings (SPARE) | 1000019788 | Hardware Fittings for 400kV AC with Twin ACSR Moose Conductor-Single ISuspension String (Pilot) | SET | 2 |  | Included
39 | 7000033633 | 390 | Supply of Hardware Fittings (SPARE) | 1000010800 | Hardware Fittings for 400kV AC with Twin ACSR Moose Conductor-DoubleTension String | SET | 6 |  | Included
40 | 7000033633 | 400 | Supply of Insulators(SPARE) | 1000009325 | Composite long rod Insulators for 400kV Transmission Line-120 KN(Length-3335 mm, Creepage-13020 mm) | EA | 14 |  | Included
41 | 7000033633 | 410 | Supply of Insulators(SPARE) | 1000009328 | Composite long rod Insulators for 400kV Transmission Line-160 KN(Length-3910 mm, Creepage-13020 mm) | EA | 58 |  | Included
42 | 7000033633 | 420 | Supply of GS Earthwire | 1000030841 | 7/3.66 G.S. EARTHWIRE | KM | 24 |  | Included
43 | 7000033633 | 430 | Supply of Earthwire Accessories | 1000015505 | Mid Span Compression Joint -7/3.66mmEarth Wire | EA | 14 |  | Included
44 | 7000033633 | 440 | Supply of Earthwire Accessories | 1000028485 | FLEXIBLE AL BOND-7/3.66MM E/W | EA | 116 |  | Included
45 | 7000033633 | 450 | Supply of Earthwire Accessories | 1000022420 | Vibration damper -7/3.66mm Earth Wire | EA | 232 |  | Included
46 | 7000033633 | 460 | Supply of Earthwire Accessories | 1000020447 | Suspension clamp assembly -7/3.66mmEarth Wire | EA | 24 |  | Included
47 | 7000033633 | 470 | Supply of Earthwire Accessories | 1000020991 | Tension clamp assembly-7/3.66mm EarthWire | EA | 96 |  | Included
48 | 7000033633 | 570 | Supply of Earthwire Accessories(SPARE) | 1000015505 | Mid Span Compression Joint -7/3.66mmEarth Wire | EA | 1 |  | Included
49 | 7000033633 | 580 | Supply of Earthwire Accessories(SPARE) | 1000028485 | FLEXIBLE AL BOND-7/3.66MM E/W | EA | 3 |  | Included
50 | 7000033633 | 590 | Supply of Earthwire Accessories(SPARE) | 1000022420 | Vibration damper -7/3.66mm Earth Wire | EA | 5 |  | Included
51 | 7000033633 | 600 | Supply of Earthwire Accessories(SPARE) | 1000020447 | Suspension clamp assembly -7/3.66mmEarth Wire | EA | 1 |  | Included
52 | 7000033633 | 610 | Supply of Earthwire Accessories(SPARE) | 1000020991 | Tension clamp assembly-7/3.66mm EarthWire | EA | 2 |  | Included
53 | 7000033633 | 620 | Supply of Conductor Accessories(SPARE) | 1000015503 | Mid Span Compression Joint for Conductor-ACSR Moose | EA | 2 |  | Included
54 | 7000033633 | 630 | Supply of Conductor Accessories(SPARE) | 1000018443 | Repair Sleeve for Conductor-ACSR Moose | EA | 1 |  | Included
55 | 7000033633 | 640 | Supply of Conductor Accessories(SPARE) | 1000022431 | Vibration Damper for Conductor-ACSR Moose | EA | 29 |  | Included
56 | 7000033633 | 650 | Supply of Conductor Accessories(SPARE) | 1000007935 | Bundle Spacer for Conductor-Twin ACSR Moose | EA | 26 |  | Included
57 | 7000033633 | 660 | Supply of Conductor Accessories(SPARE) | 1000018559 | Rigid Spacer for Jumper-Twin ACSR Moose | EA | 9 |  | Included
B | Diversion of 400kV Sundergarh-Raigarh D/C line Ckt. 1&3
58 | 7000033633 | 680 | Tower/Stub Supply | 1000013391 | Fabrication, galvanising & supply ofvarious types of towers & towerparts,tower/leg extensions (complete)excluding step bolt, stubs andbolts &nuts but including hangers, D-Shackles,pack washers etc.-HTSteel for NormalTowers | MT | 246.7 |  | Included
59 | 7000033633 | 690 | Tower/Stub Supply | 1000015274 | Fabrication, galvanising & supply ofvarious types of towers & towerparts,tower/leg extensions (complete)excluding step bolt, stubs andbolts &nuts but including hangers, D-Shackles,pack washers etc.-MSSteel for NormalTowers | MT | 245.8 |  | Included
60 | 7000033633 | 700 | Tower/Stub Supply | 1000013472 | Supply of Hexagonal Bolts & Nuts fortowers including Step Bolts,SpringWashers etc. | MT | 23.3 |  | Included
61 | 7000033633 | 710 | Tower/Stub Supply | 1000013393 | Fabrication, galvanising & supply ofstubs with cleats for varioustypes oftowers and tower extensions(complete)with packwashers excluding supply ofbolts & nuts-HT Steel for Normal Towers | MT | 15.5 |  | Included
62 | 7000033633 | 720 | Tower/Stub Supply | 1000007847 | Supply of Bolts & Nuts for Stubsincluding Spring Washers etc. | MT | 0.4 |  | Included
63 | 7000033633 | 730 | Tower/Stub Supply | 1000015276 | Fabrication, galvanising & supply ofstubs with cleats for varioustypes oftowers and tower extensions(complete)with packwashers excluding supply ofbolts & nuts-MS Steel for Normal Towers | MT | 2.5 |  | Included
64 | 7000033633 | 740 | Supply of Tower Earthing | 1000017587 | Supply of Pipe Type Earthing | EA | 24 |  | Included
65 | 7000033633 | 750 | Supply of Tower Earthing | 1000019718 | Supply of Shieldwire EarthingincludingPG clamps, downlead clampsbutexcluding Earthwire bits for Pipetypeearthing | EA | 1 |  | Included
66 | 7000033633 | 760 | Supply of Tower Earthing | 1000038340 | ROD TYPE EARTHING | EA | 24 |  | Included
67 | 7000033633 | 770 | Supply of Tower Earthing | 1000010003 | Supply of Counterpoise type earthing (120 mlength) | EA | 2 |  | Included
68 | 7000033633 | 780 | Supply of Conductor | 1000030860 | ACSR MOOSE CONDUCTOR | KM | 106 |  | Included
69 | 7000033633 | 790 | Supply of Insulators | 1000009325 | Composite long rod Insulators for 400kV Transmission Line-120 KN(Length-3335 mm, Creepage-13020 mm) | EA | 102 |  | Included
70 | 7000033633 | 800 | Supply of Insulators | 1000009328 | Composite long rod Insulators for 400kV Transmission Line-160 KN(Length-3910 mm, Creepage-13020 mm) | EA | 432 |  | Included
71 | 7000033633 | 810 | Supply of Hardware Fittings | 1000019809 | Hardware Fittings for 400kV AC with Twin ACSR Moose Conductor-Single"I" Suspension String | SET | 54 |  | Included
72 | 7000033633 | 820 | Supply of Hardware Fittings | 1000019788 | Hardware Fittings for 400kV AC with Twin ACSR Moose Conductor-Single ISuspension String (Pilot) | SET | 48 |  | Included
73 | 7000033633 | 830 | Supply of Hardware Fittings | 1000010800 | Hardware Fittings for 400kV AC with Twin ACSR Moose Conductor-DoubleTension String | SET | 216 |  | Included
74 | 7000033633 | 840 | Supply of Conductor Accessories | 1000015503 | Mid Span Compression Joint for Conductor-ACSR Moose | EA | 49 |  | Included
75 | 7000033633 | 850 | Supply of Conductor Accessories | 1000018443 | Repair Sleeve for Conductor-ACSR Moose | EA | 15 |  | Included
76 | 7000033633 | 860 | Supply of Conductor Accessories | 1000022431 | Vibration Damper for Conductor-ACSR Moose | EA | 1080 |  | Included
77 | 7000033633 | 870 | Supply of Conductor Accessories | 1000007935 | Bundle Spacer for Conductor-Twin ACSR Moose | EA | 972 |  | Included
78 | 7000033633 | 880 | Supply of Conductor Accessories | 1000018559 | Rigid Spacer for Jumper-Twin ACSR Moose | EA | 306 |  | Included
79 | 7000033633 | 890 | Supply of Tower Accessories | 1000010539 | Danger Plate for 400kV | EA | 26 |  | Included
80 | 7000033633 | 900 | Supply of Tower Accessories | 1000015971 | Number Plate for 400kV | EA | 26 |  | Included
81 | 7000033633 | 910 | Supply of Tower Accessories | 1000017508 | Phase Plate (Set of three) | SET | 52 |  | Included
82 | 7000033633 | 920 | Supply of Tower Accessories | 1000009119 | Circuit Plate (Set of two) | SET | 26 |  | Included
83 | 7000033633 | 930 | Supply of Tower Accessories | 1000006779 | Supply of Anti-Climbing Devices ofBarbedWire Type | SET | 26 |  | Included
84 | 7000033633 | 940 | Supply of Tower Accessories | 1000007735 | Bird Guard (Set of Three) | SET | 18 |  | Included
85 | 7000033633 | 950 | OPGW Supply | 1000030940 | 24 FIBRE (DWSM) OPGW FIBRE OPTIC CABLE | KM | 10 |  | Included
86 | 7000033633 | 960 | OPGW Supply | 1000014198 | Joint Box for 24 fibre OPGW | EA | 4 |  | Included
87 | 7000033633 | 970 | OPGW Supply | 1000033144 | TENSION ASSEMBLY - DEAD END FOR 24 FIBEROPGW | SET | 20 |  | Included
88 | 7000033633 | 980 | OPGW Supply | 1000031039 | TENSION FITTINGS ASSEMBLY FOR 24F OPGWINCLUDING ALL ACCESSORIES FORJOINT BOX(SPLICING) LOCATION | SET | 4 |  | Included
89 | 7000033633 | 990 | OPGW Supply | 1000033146 | TENSION ASSEMBLY - DOUBLE TENSION PASSTHROUGH ASSEMBLY FOR 24 FIBEROPGW | SET | 4 |  | Included
90 | 7000033633 | 1000 | OPGW Supply | 1000022417 | Vibration Damper for 24 fibre OPGW | EA | 128 |  | Included
91 | 7000033633 | 1010 | OPGW Supply | 1000010817 | Down Lead clamp Assembly for 24 fibreOPGW | EA | 130 |  | Included
92 | 7000033633 | 1020 | OPGW Supply | 1000031041 | TENSION FITTINGS ASSEMBLY ON SUSPENSIONTOWER FOR 24F OPGW INCLUDINGALLACCESSORIES AT JOINT BOX (SPLICING)LOCATION | SET | 4 |  | Included
93 | 7000033633 | 1030 | OPGW Supply | 1000020444 | Suspension clamp assembly for 24 fibreOPGW | EA | 12 |  | Included
94 | 7000033633 | 1040 | TOWER SUPPLY (SPARE) | 1000015274 | Fabrication, galvanising & supply ofvarious types of towers & towerparts,tower/leg extensions (complete)excluding step bolt, stubs andbolts &nuts but including hangers, D-Shackles,pack washers etc.-MSSteel for NormalTowers | MT | 2.458 |  | Included
95 | 7000033633 | 1050 | TOWER SUPPLY (SPARE) | 1000013472 | Supply of Hexagonal Bolts & Nuts fortowers including Step Bolts,SpringWashers etc. | MT | 0.233 |  | Included
96 | 7000033633 | 1060 | TOWER SUPPLY (SPARE) | 1000013393 | Fabrication, galvanising & supply ofstubs with cleats for varioustypes oftowers and tower extensions(complete)with packwashers excluding supply ofbolts & nuts-HT Steel for Normal Towers | MT | 0.155 |  | Included
97 | 7000033633 | 1070 | TOWER SUPPLY (SPARE) | 1000007847 | Supply of Bolts & Nuts for Stubsincluding Spring Washers etc. | MT | 0.004 |  | Included
98 | 7000033633 | 1080 | TOWER SUPPLY (SPARE) | 1000013391 | Fabrication, galvanising & supply ofvarious types of towers & towerparts,tower/leg extensions (complete)excluding step bolt, stubs andbolts &nuts but including hangers, D-Shackles,pack washers etc.-HTSteel for NormalTowers | MT | 2.467 |  | Included
99 | 7000033633 | 1090 | TOWER SUPPLY (SPARE) | 1000015276 | Fabrication, galvanising & supply ofstubs with cleats for varioustypes oftowers and tower extensions(complete)with packwashers excluding supply ofbolts & nuts-MS Steel for Normal Towers | MT | 0.025 |  | Included
100 | 7000033633 | 1100 | Supply of Hardware Fittings (SPARE) | 1000019809 | Hardware Fittings for 400kV AC with Twin ACSR Moose Conductor-Single"I" Suspension String | SET | 2 |  | Included
101 | 7000033633 | 1110 | Supply of Hardware Fittings (SPARE) | 1000019788 | Hardware Fittings for 400kV AC with Twin ACSR Moose Conductor-Single ISuspension String (Pilot) | SET | 1 |  | Included
102 | 7000033633 | 1120 | Supply of Hardware Fittings (SPARE) | 1000010800 | Hardware Fittings for 400kV AC with Twin ACSR Moose Conductor-DoubleTension String | SET | 5 |  | Included
103 | 7000033633 | 1130 | Supply of Insulators(SPARE) | 1000009325 | Composite long rod Insulators for 400kV Transmission Line-120 KN(Length-3335 mm, Creepage-13020 mm) | EA | 11 |  | Included
104 | 7000033633 | 1140 | Supply of Insulators(SPARE) | 1000009328 | Composite long rod Insulators for 400kV Transmission Line-160 KN(Length-3910 mm, Creepage-13020 mm) | EA | 44 |  | Included
105 | 7000033633 | 1150 | Supply of GS Earthwire | 1000030841 | 7/3.66 G.S. EARTHWIRE | KM | 9 |  | Included
106 | 7000033633 | 1160 | Supply of Earthwire Accessories | 1000015505 | Mid Span Compression Joint -7/3.66mmEarth Wire | EA | 5 |  | Included
107 | 7000033633 | 1170 | Supply of Earthwire Accessories | 1000028485 | FLEXIBLE AL BOND-7/3.66MM E/W | EA | 43 |  | Included
108 | 7000033633 | 1180 | Supply of Earthwire Accessories | 1000022420 | Vibration damper -7/3.66mm Earth Wire | EA | 86 |  | Included
109 | 7000033633 | 1190 | Supply of Earthwire Accessories | 1000020447 | Suspension clamp assembly -7/3.66mmEarth Wire | EA | 9 |  | Included
110 | 7000033633 | 1200 | Supply of Earthwire Accessories | 1000020991 | Tension clamp assembly-7/3.66mm EarthWire | EA | 36 |  | Included
111 | 7000033633 | 1290 | Supply of Conductor Accessories(SPARE) | 1000015503 | Mid Span Compression Joint for Conductor-ACSR Moose | EA | 1 |  | Included
112 | 7000033633 | 1300 | Supply of Conductor Accessories(SPARE) | 1000018443 | Repair Sleeve for Conductor-ACSR Moose | EA | 1 |  | Included
113 | 7000033633 | 1310 | Supply of Conductor Accessories(SPARE) | 1000022431 | Vibration Damper for Conductor-ACSR Moose | EA | 22 |  | Included
114 | 7000033633 | 1320 | Supply of Conductor Accessories(SPARE) | 1000007935 | Bundle Spacer for Conductor-Twin ACSR Moose | EA | 19 |  | Included
115 | 7000033633 | 1330 | Supply of Conductor Accessories(SPARE) | 1000018559 | Rigid Spacer for Jumper-Twin ACSR Moose | EA | 6 |  | Included
116 | 7000033633 | 1340 | Supply of Earthwire Accessories(SPARE) | 1000015505 | Mid Span Compression Joint -7/3.66mmEarth Wire | EA | 1 |  | Included
117 | 7000033633 | 1350 | Supply of Earthwire Accessories(SPARE) | 1000028485 | FLEXIBLE AL BOND-7/3.66MM E/W | EA | 1 |  | Included
118 | 7000033633 | 1360 | Supply of Earthwire Accessories(SPARE) | 1000022420 | Vibration damper -7/3.66mm Earth Wire | EA | 2 |  | Included
119 | 7000033633 | 1370 | Supply of Earthwire Accessories(SPARE) | 1000020447 | Suspension clamp assembly -7/3.66mmEarth Wire | EA | 1 |  | Included
120 | 7000033633 | 1380 | Supply of Earthwire Accessories(SPARE) | 1000020991 | Tension clamp assembly-7/3.66mm EarthWire | EA | 1 |  | Included
c) | Diversion of 220kV Budhipadar-Korba S/C Line Ckt3
121 | 7000033633 | 1410 | Tower/Stub Supply | 1000013391 | Fabrication, galvanising & supply ofvarious types of towers & towerparts,tower/leg extensions (complete)excluding step bolt, stubs andbolts &nuts but including hangers, D-Shackles,pack washers etc.-HTSteel for NormalTowers | MT | 12 |  | Included
122 | 7000033633 | 1420 | Tower/Stub Supply | 1000015274 | Fabrication, galvanising & supply ofvarious types of towers & towerparts,tower/leg extensions (complete)excluding step bolt, stubs andbolts &nuts but including hangers, D-Shackles,pack washers etc.-MSSteel for NormalTowers | MT | 48 |  | Included
123 | 7000033633 | 1430 | Tower/Stub Supply | 1000013472 | Supply of Hexagonal Bolts & Nuts fortowers including Step Bolts,SpringWashers etc. | MT | 2.3 |  | Included
124 | 7000033633 | 1440 | Tower/Stub Supply | 1000013393 | Fabrication, galvanising & supply ofstubs with cleats for varioustypes oftowers and tower extensions(complete)with packwashers excluding supply ofbolts & nuts-HT Steel for Normal Towers | MT | 2.46 |  | Included
125 | 7000033633 | 1450 | Tower/Stub Supply | 1000007847 | Supply of Bolts & Nuts for Stubsincluding Spring Washers etc. | MT | 0.09 |  | Included
126 | 7000033633 | 1460 | Tower/Stub Supply | 1000015276 | Fabrication, galvanising & supply ofstubs with cleats for varioustypes oftowers and tower extensions(complete)with packwashers excluding supply ofbolts & nuts-MS Steel for Normal Towers | MT | 0.1 |  | Included
127 | 7000033633 | 1470 | Supply of Tower Earthing | 1000017587 | Supply of Pipe Type Earthing | EA | 13 |  | Included
128 | 7000033633 | 1480 | Supply of Tower Earthing | 1000038340 | ROD TYPE EARTHING | EA | 13 |  | Included
129 | 7000033633 | 1490 | Supply of Tower Earthing | 1000019718 | Supply of Shieldwire EarthingincludingPG clamps, downlead clampsbutexcluding Earthwire bits for Pipetypeearthing | EA | 1 |  | Included
130 | 7000033633 | 1500 | Supply of Conductor | 1000030868 | ACSR ZEBRA CONDUCTOR | KM | 33.7 |  | Included
131 | 7000033633 | 1510 | Supply of Insulators | 1000009323 | Composite long rod Insulators for 220kV Transmission Line-70 KN (Length-2030 mm, Creepage-7595 mm) | EA | 67 |  | Included
132 | 7000033633 | 1520 | Supply of Insulators | 1000009322 | Composite long rod Insulators for 220kV Transmission Line-120 KN (Length-2175 mm, Creepage-7595 mm) | EA | 174 |  | Included
133 | 7000033633 | 1530 | Supply of Hardware Fittings | 1000072162 | HARDWARE FITTINGS FOR 220KV AC WITH SINGLE ZEBRA CONDUCTOR-SINGLE""I"" SUSPENSION STRING | SET | 33 |  | Included
134 | 7000033633 | 1540 | Supply of Hardware Fittings | 1000072161 | HARDWARE FITTINGS FOR 220KV AC WITH SINGLE ZEBRA CONDUCTOR-SINGLE ISUSPENSION STRING (PILOT) | SET | 34 |  | Included
135 | 7000033633 | 1550 | Supply of Hardware Fittings | 1000072160 | HARDWARE FITTINGS FOR 220KV AC WITH SINGLE ZEBRA CONDUCTOR-DOUBLETENSION STRING | SET | 12 |  | Included
136 | 7000033633 | 1560 | Supply of Hardware Fittings | 1000072163 | HARDWARE FITTINGS FOR 220KV AC WITH SINGLE ZEBRA CONDUCTOR-SINGLETENSION STRING | SET | 150 |  | Included
137 | 7000033633 | 1570 | Supply of Conductor Accessories | 1000015507 | Mid Span Compression Joint for Conductor ACSR singleZebra | EA | 13 |  | Included
138 | 7000033633 | 1580 | Supply of Conductor Accessories | 1000018431 | Repair Sleeve for Conductor ACSR single Zebra | EA | 4 |  | Included
139 | 7000033633 | 1590 | Supply of Conductor Accessories | 1000022416 | Vibration Damper for Conductor ACSR single Zebra | EA | 378 |  | Included
140 | 7000033633 | 1600 | Supply of Tower Accessories | 1000010538 | Danger Plate for 220kV | EA | 13 |  | Included
141 | 7000033633 | 1610 | Supply of Tower Accessories | 1000015970 | Number Plate for 220kV | EA | 13 |  | Included
142 | 7000033633 | 1620 | Supply of Tower Accessories | 1000017508 | Phase Plate (Set of three) | SET | 13 |  | Included
143 | 7000033633 | 1630 | Supply of Tower Accessories | 1000006779 | Supply of Anti-Climbing Devices ofBarbedWire Type | SET | 13 |  | Included
144 | 7000033633 | 1640 | Supply of Tower Accessories | 1000027433 | Circuit Plate (Set of One) | EA | 13 |  | Included
145 | 7000033633 | 1650 | Supply of Tower Accessories | 1000045871 | BIRD DIVERTER | EA | 197 |  | Included
146 | 7000033633 | 1660 | TOWER SUPPLY (SPARE) | 1000015274 | Fabrication, galvanising & supply ofvarious types of towers & towerparts,tower/leg extensions (complete)excluding step bolt, stubs andbolts &nuts but including hangers, D-Shackles,pack washers etc.-MSSteel for NormalTowers | MT | 12.62 |  | Included
147 | 7000033633 | 1670 | TOWER SUPPLY (SPARE) | 1000013472 | Supply of Hexagonal Bolts & Nuts fortowers including Step Bolts,SpringWashers etc. | MT | 0.6 |  | Included
148 | 7000033633 | 1680 | TOWER SUPPLY (SPARE) | 1000013393 | Fabrication, galvanising & supply ofstubs with cleats for varioustypes oftowers and tower extensions(complete)with packwashers excluding supply ofbolts & nuts-HT Steel for Normal Towers | MT | 0.561 |  | Included
149 | 7000033633 | 1690 | TOWER SUPPLY (SPARE) | 1000007847 | Supply of Bolts & Nuts for Stubsincluding Spring Washers etc. | MT | 0.021 |  | Included
150 | 7000033633 | 1700 | TOWER SUPPLY (SPARE) | 1000013391 | Fabrication, galvanising & supply ofvarious types of towers & towerparts,tower/leg extensions (complete)excluding step bolt, stubs andbolts &nuts but including hangers, D-Shackles,pack washers etc.-HTSteel for NormalTowers | MT | 3.25 |  | Included
151 | 7000033633 | 1710 | TOWER SUPPLY (SPARE) | 1000015276 | Fabrication, galvanising & supply ofstubs with cleats for varioustypes oftowers and tower extensions(complete)with packwashers excluding supply ofbolts & nuts-MS Steel for Normal Towers | MT | 0.062 |  | Included
152 | 7000033633 | 1720 | Supply of Hardware Fittings (SPARE) | 1000072162 | HARDWARE FITTINGS FOR 220KV AC WITH SINGLE ZEBRA CONDUCTOR-SINGLE""I"" SUSPENSION STRING | SET | 1 |  | Included
153 | 7000033633 | 1730 | Supply of Hardware Fittings (SPARE) | 1000072161 | HARDWARE FITTINGS FOR 220KV AC WITH SINGLE ZEBRA CONDUCTOR-SINGLE ISUSPENSION STRING (PILOT) | SET | 1 |  | Included
154 | 7000033633 | 1740 | Supply of Hardware Fittings (SPARE) | 1000072160 | HARDWARE FITTINGS FOR 220KV AC WITH SINGLE ZEBRA CONDUCTOR-DOUBLETENSION STRING | SET | 1 |  | Included
155 | 7000033633 | 1750 | Supply of Hardware Fittings (SPARE) | 1000072163 | HARDWARE FITTINGS FOR 220KV AC WITH SINGLE ZEBRA CONDUCTOR-SINGLETENSION STRING | SET | 3 |  | Included
156 | 7000033633 | 1760 | Supply of Insulators(SPARE) | 1000009323 | Composite long rod Insulators for 220kV Transmission Line-70 KN (Length-2030 mm, Creepage-7595 mm) | EA | 7 |  | Included
157 | 7000033633 | 1770 | Supply of Insulators(SPARE) | 1000009322 | Composite long rod Insulators for 220kV Transmission Line-120 KN (Length-2175 mm, Creepage-7595 mm) | EA | 21 |  | Included
158 | 7000033633 | 1860 | Supply of Conductor Accessories(SPARE) | 1000015507 | Mid Span Compression Joint for Conductor ACSR singleZebra | EA | 1 |  | Included
159 | 7000033633 | 1870 | Supply of Conductor Accessories(SPARE) | 1000018431 | Repair Sleeve for Conductor ACSR single Zebra | EA | 1 |  | Included
160 | 7000033633 | 1880 | Supply of Conductor Accessories(SPARE) | 1000022416 | Vibration Damper for Conductor ACSR single Zebra | EA | 8 |  | Included
161 | 7000033633 | 1890 | Supply of GS Earthwire | 1000030841 | 7/3.66 G.S. EARTHWIRE | KM | 5 |  | Included
162 | 7000033633 | 1900 | Supply of Earthwire Accessories | 1000015505 | Mid Span Compression Joint -7/3.66mmEarth Wire | EA | 3 |  | Included
163 | 7000033633 | 1910 | Supply of Earthwire Accessories | 1000028485 | FLEXIBLE AL BOND-7/3.66MM E/W | EA | 26 |  | Included
164 | 7000033633 | 1920 | Supply of Earthwire Accessories | 1000022420 | Vibration damper -7/3.66mm Earth Wire | EA | 52 |  | Included
165 | 7000033633 | 1930 | Supply of Earthwire Accessories | 1000020991 | Tension clamp assembly-7/3.66mm EarthWire | EA | 26 |  | Included
166 | 7000033633 | 1940 | Supply of Earthwire Accessories(SPARE) | 1000015505 | Mid Span Compression Joint -7/3.66mmEarth Wire | EA | 1 |  | Included
167 | 7000033633 | 1950 | Supply of Earthwire Accessories(SPARE) | 1000028485 | FLEXIBLE AL BOND-7/3.66MM E/W | EA | 1 |  | Included
168 | 7000033633 | 1960 | Supply of Earthwire Accessories(SPARE) | 1000022420 | Vibration damper -7/3.66mm Earth Wire | EA | 2 |  | Included
169 | 7000033633 | 1970 | Supply of Earthwire Accessories(SPARE) | 1000020991 | Tension clamp assembly-7/3.66mm EarthWire | EA | 1 |  | Included
[5 empty] | Total F&I Price |  |  |  | 0
#
Bidders to note that the item description under various schedules are through unique material ID for respective items under SAP ERP System and therefore, identical item description appears in schedule-1(Ex-works) & schedule-2(F&I). However, the prices to be quoted in Price Schedule-2(F&I) shall be towards Local Transportation, Insurance and other Incidental Services only in line with clause ITB 11.4(b).
Date: | --2025
Place: | [6 empty] | Printed Name :
Designation :
Click for Sch-3

## Sch-2 Dis (hidden)
Specification No.: CC/NT/W-TW/DOM/A01/25/10047 |  |  |  |  | Schedule - 2 Dis
Transmission Line Package - TL01 for (a) Diversion of 400kV Sundergarh-Raigarh D/C line Ckt. 2&4; (b) Diversion of 400kV Sundergarh-Raigarh D/C line Ckt. 1&3; and (c) Diversion of 220kV Budhipadar-Korba S/C Line Ckt3 under Consultancy Services to M/s Vedanta Limited | [5 empty] | As per Lum-sum |  | 0
(SCHEDULE OF RATES AND PRICES : FREIGHT & INSURANCE CHARGES) | [5 empty] | AS per Percent |  | #REF!
[6 empty] | As per lum-sum on Sch-2 |  | 0%
Bidder’s Name and Address (Sole Bidder) : |  |  |  | To: |  | As per Percent on Sch-2 |  | #REF!
|  |  |  | Contracts Services, 3rd Floor |  | Total Discount |  | #REF!
Name : |  |  |  | Power Grid Corporation of India Ltd.,
Address : |  |  |  | "Saudamini", Plot No.-2
|  |  |  | Sector-29, |  | Multipackage Discount |  | 0%
Gurgaon (Haryana) - 122001
[5 empty] | All Prices are in Indian Rupees. |  | Amount after Discount (Rs.) |  | Dis Alert | Amount after MPD (Rs.)
SI. No. | Description | Unit | Quantity | Unit Freight & Insurance Charges | Total Freight & Insurance Charges |  | Unit Freight & Insurance Charges | Total Freight & Insurance Charges |  | Unit Freight & Insurance Charges | Total Freight & Insurance Charges
1 | 2 | 3 | 4 | 5 | 6 = 4 x 5 |  | 5 | 6 = 4 x 5 |  | 5 | 6 = 4 x 5
#REF! | #REF!
#REF! | #REF! | #REF! | #REF! | #REF! | #REF!
#REF! | #REF! | #REF! | #REF! | #REF! | #REF!
#REF! | #REF!
#REF! | #REF! | #REF! | #REF! | #REF! | #REF!
#REF! | #REF! | #REF! | #REF! | #REF! | #REF!
#REF! | #REF!
#REF! | #REF! | #REF! | #REF! | #REF! | #REF!
#REF! | #REF! | #REF! | #REF! | #REF! | #REF!
#REF! | #REF! | #REF! | #REF! | #REF! | #REF!
#REF! | #REF! | #REF! | #REF! | #REF! | #REF!
#REF! | #REF! | #REF! | #REF! | #REF! | #REF!
#REF! | #REF! | #REF! | #REF! | #REF! | #REF!
#REF! | #REF!
#REF! | #REF! | #REF! | #REF! | #REF! | #REF!
#REF! | #REF!
#REF! | #REF! | #REF! | #REF! | #REF! | #REF!
#REF! | #REF! | #REF! | #REF! | #REF! | #REF!
#REF! | #REF! | #REF! | #REF! | #REF! | #REF!
#REF! | #REF! | #REF! | #REF! | #REF! | #REF!
#REF! | #REF!
#REF! | #REF! | #REF! | #REF! | #REF! | #REF!
#REF! | #REF! | #REF! | #REF! | #REF! | #REF!
#REF! | #REF! | #REF! | #REF! | #REF! | #REF!
#REF! | #REF! | #REF! | #REF! | #REF! | #REF!
#REF! | #REF! | #REF! | #REF! | #REF! | #REF!
#REF! | #REF! | #REF! | #REF! | #REF! | #REF!
#REF! | #REF! | #REF! | #REF! | #REF! | #REF!
#REF! | #REF! | #REF! | #REF! | #REF! | #REF!
#REF! | #REF!
| #REF! | #REF! | #REF! | #REF! | #REF!
#REF! | #REF! | #REF! | #REF! | #REF! | #REF!
#REF! | #REF! | #REF! | #REF! | #REF! | #REF!
| Total F&I Price |  |  |  | #REF!
Date : | --2025
Place : |  |  | Printed Name :
Designation :
Click for Sch-3

## Sch-3
Specification No.: CC/NT/W-TW/DOM/A01/25/10047 | [14 empty] | Schedule - 3
Transmission Line Package - TL01 for (a) Diversion of 400kV Sundergarh-Raigarh D/C line Ckt. 2&4; (b) Diversion of 400kV Sundergarh-Raigarh D/C line Ckt. 1&3; and (c) Diversion of 220kV Budhipadar-Korba S/C Line Ckt3 under Consultancy Services to M/s Vedanta Limited | [18 empty] | As per Lum-sum |  | 0%
(SCHEDULE OF RATES AND PRICES ) | [18 empty] | AS per Percent |  | #REF!
[19 empty] | As per lum-sum on Sch-3 |  | 0%
Bidder’s Name and Address (Sole Bidder) : | [11 empty] | To: | [6 empty] | As per Percent on Sch-3 |  | #REF!
[12 empty] | Contracts Services, 3rd Floor | [6 empty] | Total Discount |  | #REF!
Name : | [11 empty] | Power Grid Corporation of India Ltd.,
Address : | [11 empty] | "Saudamini", Plot No.-2
[12 empty] | Sector-29, | [6 empty] | Multipackage lum-sum |  | 0%
Gurgaon (Haryana) - 122001
[7 empty] | INSTALLATION CHARGES | [12 empty] | Amount after Discount (Rs.) |  | Dis Alert | Amount after MPD (Rs.)
All Prices are in Indian Rupees.
SI. No. | PR No | PR Line Item No | Activity Header | PR Activity No | Activity Description | Service Code | SAC (Service Accounting Codes) | Whether SAC in column '8’ is confirmed. If not indicate applicable the SAC * | Rate of GST applicable ( in %) | Whether rate of GST in column ‘4’ is confirmed. If not indicate applicable rate of GST * | Description | Unit | Quantity | Unit Erection Charges | Total Erection Charges | Total GST as confirmed by Bidder |  |  |  | Unit Erection Charges | Total Erection Charges |  | Unit Erection Charges | Total Erection Charges
1 | 2 | 3 | 4 | 5 | 6 | 7 | 8 | 9 | 10 | 11 | 12 | 13 | 14 | 15 | 16 = 14 x 15 | 17 |  |  |  | 5 | 6 = 4 x 5 |  | 5 | 6 = 4 x 5
A) | Diversion of 400kV Sundergarh-Raigarh D/C line Ckt. 2&4
1 | 7000033633 | 480 | 190 | 10 | SURVEY | 100001242 | 998344 |  | 18 |  | Detailed survey including route alignment, profiling and tower spotting | KM | 11.42 |  | Included | 0 | 0 | 0
2 | 7000033633 | 480 | 190 | 20 | SURVEY | 100001243 | 998344 |  | 18 |  | Check survey | KM | 11.42 |  | Included | 0 | 0 | 0
3 | 7000033633 | 490 | 200 | 10 | Soil Investigation | 100001244 | 998342 |  | 18 |  | Detailed soil investigation: All kinds of soils except fissured rock and hard rock | EA | 18 |  | Included | 0 | 0 | 0
4 | 7000033633 | 500 | 220 | 10 | Foundation | 100001255 | 995433 |  | 18 |  | Excavation : Dry Soil | M3 | 7875 |  | Included | 0 | 0 | 0
5 | 7000033633 | 500 | 220 | 20 | Foundation | 100001256 | 995433 |  | 18 |  | Excavation: Wet Soil | M3 | 11533 |  | Included | 0 | 0 | 0
6 | 7000033633 | 500 | 220 | 30 | Foundation | 100001257 | 995433 |  | 18 |  | Excavation: Dry Fissured Rock | M3 | 2454 |  | Included | 0 | 0 | 0
7 | 7000033633 | 500 | 220 | 40 | Foundation | 100001258 | 995433 |  | 18 |  | Excavation: Wet Fissured Rock | M3 | 1799 |  | Included | 0 | 0 | 0
8 | 7000033633 | 500 | 220 | 60 | Foundation | 100001260 | 995454 |  | 18 |  | Concreting (including all associated works related to foundation not covered in excavation and reinforcemt steel works : concreting(1:1.5:3) | M3 | 3763 |  | Included | 0 | 0 | 0
9 | 7000033633 | 500 | 220 | 70 | Foundation | 100001261 | 995454 |  | 18 |  | Concreting (including all associated works related to foundation not covered in excavation and reinforcemt steel works : LeanConcrete (1:3:6) | M3 | 333 |  | Included | 0 | 0 | 0
10 | 7000033633 | 500 | 220 | 80 | Foundation | 100001262 | 995454 |  | 18 |  | Reinforcement Steel : Supply and placement | MT | 278 |  | Included | 0 | 0 | 0
11 | 7000033633 | 500 | 220 | 90 | Foundation | 100001263 | 995455 |  | 18 |  | Installation of stub including bolts and nuts : For Normal Towers | MT | 8.67 |  | Included | 0 | 0 | 0
12 | 7000033633 | 500 | 220 | 110 | Foundation | 100002893 | 995468 |  | 18 |  | Installation of Stub including bolts and nuts- Multicircuit Tower | MT | 51.48 |  | Included | 0 | 0 | 0
13 | 7000033633 | 510 | 230 | 10 | Tower Erection | 100001248 | 995455 |  | 18 |  | Erection of various types of towers, tower extensions (complete), bolts & nuts, hangers, d-shackles, step bolts, pack washers etc.including tack welding & supply & application of zinc rich paint : Normal towers | MT | 251 |  | Included | 0 | 0 | 0
14 | 7000033633 | 510 | 230 | 20 | Tower Erection | 100001249 | 995455 |  | 18 |  | Erection of various types of towers, tower extensions (complete), bolts & nuts, hangers, d-shackles, step bolts, pack washers etc.including tack welding & supply & application of zinc rich primer & enamel paint : Multicircuit towers | MT | 1680 |  | Included | 0 | 0 | 0
15 | 7000033633 | 520 | 240 | 10 | Installation of Tower Earthing | 100001269 | 995468 |  | 18 |  | Installation of earthing of towers: Pipe Type | EA | 27 |  | Included | 0 | 0 | 0
16 | 7000033633 | 520 | 240 | 30 | Installation of Tower Earthing | 100001270 | 995468 |  | 18 |  | Installation of earthing of towers: Counterpoise type (120 m length) | EA | 8 |  | Included | 0 | 0 | 0
17 | 7000033633 | 520 | 240 | 50 | Installation of Tower Earthing | 100004928 | 998731 |  | 18 |  | ROD TYPE EARTHING | EA | 27 |  | Included | 0 | 0 | 0
18 | 7000033633 | 520 | 240 | 60 | Installation of Tower Earthing | 100002202 | 995468 |  | 18 |  | Installation of Shieldwire Earthingincluding PG clamps, Downlead clampsand Earthwire bits i.e Shield wireearthing (Pipe Type/counterpoise type)shall be an addition to earthing oftowers (Pipe type/ counterpoisetype)-Pipe type | EA | 1 |  | Included | 0 | 0 | 0
19 | 7000033633 | 520 | 240 | 80 | Installation of Tower Earthing | 170002472 | 995468 |  | 18 |  | Installation of Chemical earthing of towers: Counterpoise Type . | EA | 1 |  | Included | 0 | 0 | 0
20 | 7000033633 | 520 | 240 | 90 | Installation of Tower Earthing | 100002203 | 995468 |  | 18 |  | Installation of Shieldwire Earthingincluding PG clamps, Downlead clampsand Earthwire bits i.e Shield wireearthing (Pipe Type/counterpoise type)shall be an addition to earthing oftowers (Pipe type/counterpoisetype)-Counterpoise type | EA | 1 |  | Included | 0 | 0 | 0
21 | 7000033633 | 530 | 250 | 10 | Installation of Tower Accessories | 100001274 | 995444 |  | 18 |  | Installation of tower accessories : Danger Plate | EA | 35 |  | Included | 0 | 0 | 0
22 | 7000033633 | 530 | 250 | 20 | Installation of Tower Accessories | 100001275 | 995444 |  | 18 |  | Installation of tower accessories: Number Plate | EA | 35 |  | Included | 0 | 0 | 0
23 | 7000033633 | 530 | 250 | 30 | Installation of Tower Accessories | 100001276 | 995444 |  | 18 |  | Installation of tower accessories: Phase Plate (Set of three) | SET | 118 |  | Included | 0 | 0 | 0
24 | 7000033633 | 530 | 250 | 40 | Installation of Tower Accessories | 100001277 | 995444 |  | 18 |  | Installation of tower accessories: Anti-Climbing Devices | EA | 35 |  | Included | 0 | 0 | 0
25 | 7000033633 | 530 | 250 | 50 | Installation of Tower Accessories | 100001278 | 995444 |  | 18 |  | Installation of tower accessories: Circuit Plate (Set of two) | SET | 59 |  | Included | 0 | 0 | 0
26 | 7000033633 | 530 | 250 | 60 | Installation of Tower Accessories | 100001279 | 995444 |  | 18 |  | Installation of tower accessories: Bird Guard (Set of Three) | SET | 46 |  | Included | 0 | 0 | 0
27 | 7000033633 | 530 | 250 | 70 | Installation of Tower Accessories | 170001759 | 998739 |  | 18 |  | Installation of Bird Flight Diverter | EA | 50 |  | Included | 0 | 0 | 0
28 | 7000033633 | 540 | 270 | 20 | Stringing | 100001308 | 995468 |  | 18 |  | Destringing of existing 400kV D/C line and transportation to store | KM | 8.92 |  | Included | 0 | 0 | 0
29 | 7000033633 | 540 | 270 | 60 | Stringing | 100056853 | 995469 |  | 18 |  | Installation of insulator strings complete with arcing horns and necessary hardware, installation and stringing ofconductorincluding fixing of conductor accessories, installation and stringing of earthwire /OPGW including fixing ofearthwire/OPGW and its accessories for 400 KV double circuit towers with Twin bundle conductor through Drone as per technicalspecification | KM | 0.626 |  | Included | 0 | 0 | 0
30 | 7000033633 | 540 | 270 | 100 | Stringing | 100044591 | 995469 |  | 18 |  | Installation of Insulator strings complete with arcing horns and necessary hardware, Installing and stringing of conductor includingfixing of conductor accessories, Installing and stringing of earthwire in both peak including fixing of earthwire accessories for400 kV double circuit towers with twin bundle conductor. | KM | 3.958 |  | Included | 0 | 0 | 0
31 | 7000033633 | 540 | 270 | 120 | Stringing | 100057671 | 995469 |  | 18 |  | STRINGING 400KV M/C 2C on top 2 CKT and 1C on one of the bottom ckt with both peak Earthwire | KM | 6.836 |  | Included | 0 | 0 | 0
32 | 7000033633 | 550 | 290 | 10 | LABOUR ESTABLISHMENT | 100023085 | 995455 |  | 18 |  | ESTABLISHMENT OF LABOUR CAMPS AS PER PROVISION UNDER FACILITIES TO BE INCORPORATED FOR LABOURERS IN TECHNICAL SPECIFICATION | LS | 1 |  | Included | 0 | 0 | 0
33 | 7000033633 | 560 | 300 | 20 | Dismantling of tower and stub | 100005605 | 995455 |  | 18 |  | Dismantling of existing 400 kV tower including transportation and stacking of dismantled material at specified location | MT | 394.736 |  | Included | 0 | 0 | 0
34 | 7000033633 | 560 | 300 | 30 | Dismantling of tower and stub | 100007787 | 995455 |  | 18 |  | Dismantling of Existing Stub up to 1.5 Meter including Blasting, Reaming, and levelling | EA | 104 |  | Included | 0 | 0 | 0
35 | 7000033633 | 670 | 330 | 10 | CABLE BYPASS ARRANGEMENT | 100056872 | 995469 |  | 18 |  | Cable bypass arrangement of 11KV Powerline crossing including arrangement of required cables and all other accessories, works, etcfor bypass arrangement and restoration of line. | EA | 4 |  | Included | 0 | 0 | 0
36 | 7000033633 | 670 | 330 | 20 | CABLE BYPASS ARRANGEMENT | 100056873 | 995469 |  | 18 |  | Cable bypass arrangement of 33KV Powerline crossing including arrangement of required cables and all other accessories,works etc forbypass arrangement and restoration of line. | EA | 3 |  | Included | 0 | 0 | 0
B | Diversion of 400kV Sundergarh-Raigarh D/C line Ckt. 1&3 | [14 empty] | 0 |  | 0
37 | 7000033633 | 1210 | 190 | 10 | SURVEY | 100001242 | 998344 |  | 18 |  | Detailed survey including route alignment, profiling and tower spotting | KM | 8.73 |  | Included | 0 | 0 | 0
38 | 7000033633 | 1210 | 190 | 20 | SURVEY | 100001243 | 998344 |  | 18 |  | Check survey | KM | 8.73 |  | Included | 0 | 0 | 0
39 | 7000033633 | 1220 | 200 | 10 | Soil Investigation | 100001244 | 998342 |  | 18 |  | Detailed soil investigation: All kinds of soils except fissured rock and hard rock | EA | 2 |  | Included | 0 | 0 | 0
40 | 7000033633 | 1230 | 220 | 10 | Foundation | 100001255 | 995433 |  | 18 |  | Excavation : Dry Soil | M3 | 3057 |  | Included | 0 | 0 | 0
41 | 7000033633 | 1230 | 220 | 20 | Foundation | 100001256 | 995433 |  | 18 |  | Excavation: Wet Soil | M3 | 5287 |  | Included | 0 | 0 | 0
42 | 7000033633 | 1230 | 220 | 40 | Foundation | 100001258 | 995433 |  | 18 |  | Excavation: Wet Fissured Rock | M3 | 353 |  | Included | 0 | 0 | 0
43 | 7000033633 | 1230 | 220 | 60 | Foundation | 100001260 | 995454 |  | 18 |  | Concreting (including all associated works related to foundation not covered in excavation and reinforcemt steel works : concreting(1:1.5:3) | M3 | 1145 |  | Included | 0 | 0 | 0
44 | 7000033633 | 1230 | 220 | 70 | Foundation | 100001261 | 995454 |  | 18 |  | Concreting (including all associated works related to foundation not covered in excavation and reinforcemt steel works : LeanConcrete (1:3:6) | M3 | 138 |  | Included | 0 | 0 | 0
45 | 7000033633 | 1230 | 220 | 80 | Foundation | 100001262 | 995454 |  | 18 |  | Reinforcement Steel : Supply and placement | MT | 102 |  | Included | 0 | 0 | 0
46 | 7000033633 | 1230 | 220 | 90 | Foundation | 100001263 | 995455 |  | 18 |  | Installation of stub including bolts and nuts : For Normal Towers | MT | 18.4 |  | Included | 0 | 0 | 0
47 | 7000033633 | 1230 | 220 | 100 | Foundation | 100001257 | 995433 |  | 18 |  | Excavation: Dry Fissured Rock | M3 | 353 |  | Included | 0 | 0 | 0
48 | 7000033633 | 1240 | 230 | 10 | Tower Erection | 100001248 | 995455 |  | 18 |  | Erection of various types of towers, tower extensions (complete), bolts & nuts, hangers, d-shackles, step bolts, pack washers etc.including tack welding & supply & application of zinc rich paint : Normal towers | MT | 515.8 |  | Included | 0 | 0 | 0
49 | 7000033633 | 1250 | 240 | 10 | Installation of Tower Earthing | 100001269 | 995468 |  | 18 |  | Installation of earthing of towers: Pipe Type | EA | 24 |  | Included | 0 | 0 | 0
50 | 7000033633 | 1250 | 240 | 30 | Installation of Tower Earthing | 100001270 | 995468 |  | 18 |  | Installation of earthing of towers: Counterpoise type (120 m length) | EA | 2 |  | Included | 0 | 0 | 0
51 | 7000033633 | 1250 | 240 | 50 | Installation of Tower Earthing | 100004928 | 998731 |  | 18 |  | ROD TYPE EARTHING | EA | 24 |  | Included | 0 | 0 | 0
52 | 7000033633 | 1250 | 240 | 60 | Installation of Tower Earthing | 100002202 | 995468 |  | 18 |  | Installation of Shieldwire Earthingincluding PG clamps, Downlead clampsand Earthwire bits i.e Shield wireearthing (Pipe Type/counterpoise type)shall be an addition to earthing oftowers (Pipe type/ counterpoisetype)-Pipe type | EA | 1 |  | Included | 0 | 0 | 0
53 | 7000033633 | 1260 | 250 | 10 | Installation of Tower Accessories | 100001274 | 995444 |  | 18 |  | Installation of tower accessories : Danger Plate | EA | 26 |  | Included | 0 | 0 | 0
54 | 7000033633 | 1260 | 250 | 20 | Installation of Tower Accessories | 100001275 | 995444 |  | 18 |  | Installation of tower accessories: Number Plate | EA | 26 |  | Included | 0 | 0 | 0
55 | 7000033633 | 1260 | 250 | 30 | Installation of Tower Accessories | 100001276 | 995444 |  | 18 |  | Installation of tower accessories: Phase Plate (Set of three) | SET | 52 |  | Included | 0 | 0 | 0
56 | 7000033633 | 1260 | 250 | 40 | Installation of Tower Accessories | 100001277 | 995444 |  | 18 |  | Installation of tower accessories: Anti-Climbing Devices | EA | 26 |  | Included | 0 | 0 | 0
57 | 7000033633 | 1260 | 250 | 50 | Installation of Tower Accessories | 100001278 | 995444 |  | 18 |  | Installation of tower accessories: Circuit Plate (Set of two) | SET | 26 |  | Included | 0 | 0 | 0
58 | 7000033633 | 1260 | 250 | 60 | Installation of Tower Accessories | 100001279 | 995444 |  | 18 |  | Installation of tower accessories: Bird Guard (Set of Three) | SET | 18 |  | Included | 0 | 0 | 0
59 | 7000033633 | 1270 | 270 | 30 | Stringing | 100001308 | 995468 |  | 18 |  | Destringing of existing 400kV D/C line and transportation to store | KM | 6.152 |  | Included | 0 | 0 | 0
60 | 7000033633 | 1270 | 270 | 40 | Stringing | 100003658 | 995468 |  | 18 |  | Installation of insulator strings complete with arcing horns and necessary hardware, installing and stringing of conductor includingfixing of conductor accessories, installing and stringing of earthwire/OPGW including fixing of earthwire/OPGW accessories for 400kV double circuit towers with twin bundle conductor. | KM | 8.73 |  | Included | 0 | 0 | 0
61 | 7000033633 | 1280 | 300 | 10 | Dismantling of tower and stub | 100005605 | 995455 |  | 18 |  | Dismantling of existing 400 kV tower including transportation and stacking of dismantled material at specified location | MT | 286.146 |  | Included | 0 | 0 | 0
62 | 7000033633 | 1280 | 300 | 20 | Dismantling of tower and stub | 100007787 | 995455 |  | 18 |  | Dismantling of Existing Stub up to 1.5 Meter including Blasting, Reaming, and levelling | EA | 68 |  | Included | 0 | 0 | 0
63 | 7000033633 | 1390 | 330 | 10 | CABLE BYPASS ARRANGEMENT | 100056872 | 995469 |  | 18 |  | Cable bypass arrangement of 11KV Powerline crossing including arrangement of required cables and all other accessories, works, etcfor bypass arrangement and restoration of line. | EA | 4 |  | Included | 0 | 0 | 0
64 | 7000033633 | 1390 | 330 | 30 | CABLE BYPASS ARRANGEMENT | 100056874 | 995469 |  | 18 |  | Cable bypass arrangement of LT lines including arrangement of required cables and all other accessories, works etc for bypassarrangement and restoration of line. | EA | 1 |  | Included | 0 | 0 | 0
65 | 7000033633 | 1400 | 340 | 10 | OPGW SERVICES | 100044598 | 995469 |  | 18 |  | Installing and stringing of OPGW in one peak including fixing of OPGW accessories for 400 kV double circuit towers | KM | 8.73 |  | Included | 0 | 0 | 0
66 | 7000033633 | 1400 | 340 | 20 | OPGW SERVICES | 170000265 | 998716 |  | 18 |  | Installation of Joint box above ground (Including Splicing & Testing) : 24 fibres | EA | 4 |  | Included | 0 | 0 | 0
C | Diversion of 220kV Budhipadar-Korba S/C Line Ckt3 | [14 empty] | 0 |  | 0
67 | 7000033633 | 1780 | 190 | 10 | SURVEY | 100001242 | 998344 |  | 18 |  | Detailed survey including route alignment, profiling and tower spotting | KM | 4.295 |  | Included | 0 | 0 | 0
68 | 7000033633 | 1780 | 190 | 20 | SURVEY | 100001243 | 998344 |  | 18 |  | Check survey | KM | 4.295 |  | Included | 0 | 0 | 0
69 | 7000033633 | 1790 | 200 | 10 | Soil Investigation | 100001244 | 998342 |  | 18 |  | Detailed soil investigation: All kinds of soils except fissured rock and hard rock | EA | 3 |  | Included | 0 | 0 | 0
70 | 7000033633 | 1800 | 220 | 10 | Foundation | 100001255 | 995433 |  | 18 |  | Excavation : Dry Soil | M3 | 398 |  | Included | 0 | 0 | 0
71 | 7000033633 | 1800 | 220 | 20 | Foundation | 100001256 | 995433 |  | 18 |  | Excavation: Wet Soil | M3 | 570 |  | Included | 0 | 0 | 0
72 | 7000033633 | 1800 | 220 | 60 | Foundation | 100001260 | 995454 |  | 18 |  | Concreting (including all associated works related to foundation not covered in excavation and reinforcemt steel works : concreting(1:1.5:3) | M3 | 119 |  | Included | 0 | 0 | 0
73 | 7000033633 | 1800 | 220 | 70 | Foundation | 100001261 | 995454 |  | 18 |  | Concreting (including all associated works related to foundation not covered in excavation and reinforcemt steel works : LeanConcrete (1:3:6) | M3 | 13 |  | Included | 0 | 0 | 0
74 | 7000033633 | 1800 | 220 | 80 | Foundation | 100001262 | 995454 |  | 18 |  | Reinforcement Steel : Supply and placement | MT | 6 |  | Included | 0 | 0 | 0
75 | 7000033633 | 1800 | 220 | 90 | Foundation | 100001263 | 995455 |  | 18 |  | Installation of stub including bolts and nuts : For Normal Towers | MT | 2.65 |  | Included | 0 | 0 | 0
76 | 7000033633 | 1810 | 230 | 10 | Tower Erection | 100001248 | 995455 |  | 18 |  | Erection of various types of towers, tower extensions (complete), bolts & nuts, hangers, d-shackles, step bolts, pack washers etc.including tack welding & supply & application of zinc rich paint : Normal towers | MT | 62.3 |  | Included | 0 | 0 | 0
77 | 7000033633 | 1820 | 240 | 10 | Installation of Tower Earthing | 100001269 | 995468 |  | 18 |  | Installation of earthing of towers: Pipe Type | EA | 13 |  | Included | 0 | 0 | 0
78 | 7000033633 | 1820 | 240 | 50 | Installation of Tower Earthing | 100004928 | 998731 |  | 18 |  | ROD TYPE EARTHING | EA | 13 |  | Included | 0 | 0 | 0
79 | 7000033633 | 1820 | 240 | 60 | Installation of Tower Earthing | 100002202 | 995468 |  | 18 |  | Installation of Shieldwire Earthingincluding PG clamps, Downlead clampsand Earthwire bits i.e Shield wireearthing (Pipe Type/counterpoise type)shall be an addition to earthing oftowers (Pipe type/ counterpoisetype)-Pipe type | EA | 1 |  | Included | 0 | 0 | 0
80 | 7000033633 | 1830 | 250 | 10 | Installation of Tower Accessories | 100001274 | 995444 |  | 18 |  | Installation of tower accessories : Danger Plate | EA | 13 |  | Included | 0 | 0 | 0
81 | 7000033633 | 1830 | 250 | 20 | Installation of Tower Accessories | 100001275 | 995444 |  | 18 |  | Installation of tower accessories: Number Plate | EA | 13 |  | Included | 0 | 0 | 0
82 | 7000033633 | 1830 | 250 | 30 | Installation of Tower Accessories | 100001276 | 995444 |  | 18 |  | Installation of tower accessories: Phase Plate (Set of three) | SET | 13 |  | Included | 0 | 0 | 0
83 | 7000033633 | 1830 | 250 | 40 | Installation of Tower Accessories | 100001277 | 995444 |  | 18 |  | Installation of tower accessories: Anti-Climbing Devices | EA | 13 |  | Included | 0 | 0 | 0
84 | 7000033633 | 1830 | 250 | 70 | Installation of Tower Accessories | 100013759 | 995444 |  | 18 |  | CIRCUIT PLATE (SET OF 1) INSTALLATION | SET | 13 |  | Included | 0 | 0 | 0
85 | 7000033633 | 1830 | 250 | 80 | Installation of Tower Accessories | 170001759 | 998739 |  | 18 |  | Installation of Bird Flight Diverter | EA | 197 |  | Included | 0 | 0 | 0
86 | 7000033633 | 1840 | 270 | 30 | Stringing | 100005433 | 995468 |  | 18 |  | DESTRINGING-220KV S/C LINE | KM | 9.394 |  | Included | 0 | 0 | 0
87 | 7000033633 | 1840 | 270 | 40 | Stringing | 100056866 | 995469 |  | 18 |  | Installation of insulator strings complete with arcing horns and necessary hardware, installation and stringing ofconductorincluding fixing of conductor accessories, installation and stringing of earthwire /OPGW including fixing ofearthwire/OPGW and its accessories for 220 KV Single circuit towers with Single conductor through Drone as per technicalspecification | KM | 0.617 |  | Included | 0 | 0 | 0
88 | 7000033633 | 1840 | 270 | 80 | Stringing | 100006125 | 995468 |  | 18 |  | 220kV S/C Single Conductor: Installation of insulator strings complete with arcing horns and necessary hardware, installing andstringing of single conductor including fixing of conductor accessories, installing and stringing of earthwire including fixing ofearthwire accessories for the line | KM | 3.678 |  | Included | 0 | 0 | 0
89 | 7000033633 | 1850 | 300 | 10 | Dismantling of tower and stub | 100007787 | 995455 |  | 18 |  | Dismantling of Existing Stub up to 1.5 Meter including Blasting, Reaming, and levelling | EA | 116 |  | Included | 0 | 0 | 0
90 | 7000033633 | 1850 | 300 | 50 | Dismantling of tower and stub | 100001309 | 995431 |  | 18 |  | Dismantling of existing tower and transportation to stores | MT | 99.428 |  | Included | 0 | 0 | 0
[11 empty] | Total Installation Charges |  |  |  | 0 |  |  | 0
[11 empty] | Total GST as confirmed by Bidder |  |  |  |  | 0
* | In case the bidder leaves the cell for confirmation of the SAC and/or GST rate “blank”, the SAC and corresponding GST rate indicated by the Employer shall be deemed to be the one confirmed by the Bidder.
Date : |  |  | --2025
Place : | [11 empty] | Printed Name :
Designation :
Click for Sch-4

## Sch-3 Dis (hidden)
Specification No.: CC/NT/W-TW/DOM/A01/25/10047 |  |  |  |  | Schedule - 3
Transmission Line Package - TL01 for (a) Diversion of 400kV Sundergarh-Raigarh D/C line Ckt. 2&4; (b) Diversion of 400kV Sundergarh-Raigarh D/C line Ckt. 1&3; and (c) Diversion of 220kV Budhipadar-Korba S/C Line Ckt3 under Consultancy Services to M/s Vedanta Limited | [7 empty] | As per Lum-sum |  | 0%
(SCHEDULE OF RATES AND PRICES : ERECTION CHARGES) | [7 empty] | AS per Percent |  | #REF!
[8 empty] | As per lum-sum on Sch-3 |  | 0%
Bidder’s Name and Address (Sole Bidder) : |  |  |  | To: |  |  |  | As per Percent on Sch-3 |  | #REF!
|  |  |  | Contracts Services, 3rd Floor |  |  |  | Total Discount |  | #REF!
Name : |  |  |  | Power Grid Corporation of India Ltd.,
Address : |  |  |  | "Saudamini", Plot No.-2
|  |  |  | Sector-29, |  |  |  | Multipackage lum-sum |  | 0%
Gurgaon (Haryana) - 122001
[5 empty] | All Prices are in Indian Rupees. |  |  |  | Amount after Discount (Rs.) |  | Dis Alert | Amount after MPD (Rs.)
SI. No. | Description | Unit | Quantity | Unit Erection Charges | Total Erection Charges |  |  |  | Unit Erection Charges | Total Erection Charges |  | Unit Erection Charges | Total Erection Charges
1 | 2 | 3 | 4 | 5 | 6 = 4 x 5 |  |  |  | 5 | 6 = 4 x 5 |  | 5 | 6 = 4 x 5
#REF! | #REF!
#REF! | #REF!
| #REF! | #REF! | #REF! | #REF! | #REF!
| #REF! | #REF! | #REF! | #REF! | #REF!
#REF! | #REF! |  |  |  |  | (a) | Detailed Soil Investigation
| #REF! | #REF! | #REF! | #REF! | #REF! | (b) | All kinds of soil except fissured rock & hard rock
| #REF! | #REF! | #REF! | #REF! | #REF! | (e) | River Crossing Location
| #REF! | #REF! | #REF! | #REF! | #REF! | (f)
#REF! | #REF!
| #REF! | #REF! | #REF! | #REF! | #REF!
| #REF! | #REF! | #REF! | #REF! | #REF!
| #REF! | #REF! | #REF! | #REF! | #REF!
#REF! | #REF!
#REF! | #REF!
| #REF! | #REF! | #REF! | #REF! | #REF!
| #REF! | #REF! | #REF! | #REF! | #REF!
| #REF! | #REF! | #REF! | #REF! | #REF!
| #REF! | #REF! | #REF! | #REF! | #REF!
| #REF! | #REF! | #REF! | #REF! | #REF!
#REF! | #REF!
| #REF! | #REF! | #REF! | #REF! | #REF!
| #REF! | #REF! | #REF! | #REF! | #REF!
#REF! | #REF! | #REF! | #REF! | #REF! | #REF!
#REF! | #REF! | #REF! | #REF! | #REF! | #REF!
#REF! | #REF!
| #REF! | #REF! | #REF! | #REF! | #REF!
#REF! | #REF!
| #REF! | #REF! | #REF! | #REF! | #REF!
| #REF! | #REF! | #REF! | #REF! | #REF!
#REF! | #REF!
| #REF! | #REF! | #REF! | #REF! | #REF!
| #REF! | #REF! | #REF! | #REF! | #REF!
| #REF! | #REF! | #REF! | #REF! | #REF!
| #REF! | #REF! | #REF! | #REF! | #REF!
| #REF! | #REF! | #REF! | #REF! | #REF!
| #REF! | #REF! | #REF! | #REF! | #REF!
#REF!
| #REF! | #REF! | #REF! | #REF! | #REF!
| #REF! | #REF! | #REF! | #REF! | #REF!
| #REF! | #REF! | #REF! | #REF! | #REF!
| #REF! | #REF! | #REF! | #REF! | #REF!
#REF! | #REF!
#REF!
| #REF! | #REF! | #REF! | #REF! | #REF!
#REF! | #REF!
#REF! | #REF! | #REF! | #REF! | #REF! | #REF!
#REF! | #REF!
#REF! | #REF! | #REF! | #REF! | #REF! | #REF!
#REF! | #REF! | #REF! | #REF! | #REF! | #REF!
#REF! | #REF!
| #REF! | #REF! | #REF! | #REF! | #REF!
| Total Erection Price (A+B) |  |  |  | #REF!
Date : | --2025
Place : |  |  | Printed Name :
Designation :
Click for Sch-4

## Sch-4
Specification No.: CC/NT/W-TW/DOM/A01/25/10047 | [15 empty] | Schedule - 4
Transmission Line Package - TL01 for (a) Diversion of 400kV Sundergarh-Raigarh D/C line Ckt. 2&4; (b) Diversion of 400kV Sundergarh-Raigarh D/C line Ckt. 1&3; and (c) Diversion of 220kV Budhipadar-Korba S/C Line Ckt3 under Consultancy Services to M/s Vedanta Limited
(SCHEDULE OF RATES AND PRICES )
Bidder’s Name and Address (Sole Bidder) : | [14 empty] | To:
Contracts Services, 3rd Floor
Name : | [14 empty] | Power Grid Corporation of India Ltd.,
Address : | [14 empty] | "Saudamini", Plot No.-2
Sector-29,
Gurgaon (Haryana) - 122001
Training Charges for Training to be imparted
SI. No. | PR No | PR Line Item No | Activity Header | PR Activity No | Activity Description | Service Code | SAC (Service Accounting Codes) | Whether SAC in column '8’ is confirmed. If not indicate applicable the SAC * | Rate of GST applicable ( in %) | Whether rate of GST in column ‘4’ is confirmed. If not indicate applicable rate of GST * | Description | Unit | Quantity | Unit Training Charges excluding GST | Total Training Charges excluding GST | Total GST as confirmed by Bidder
1 | 2 | 3 | 4 | 5 | 6 | 7 | 8 | 9 | 10 | 11 | 12 | 13 | 14 | 15 | 16 = 14 x 15 | 17
[17 empty] | Revaluation of J column | Tax Calculation
NOT APPLICABLE | [16 empty] | Revaluation of J column | Tax Calculation
[15 empty] | Included | 0 | 0 | 0
[9 empty] | Total Training Charges | [5 empty] | 0 |  |  | 0
[9 empty] | Total GST as confirmed by Bidder | [6 empty] | 0
Date : | --2025 | [12 empty] | Printed Name :
Place : | [13 empty] | Designation :
Click for Sch-5

## Sch-4b (hidden)
Specification No.: CC/NT/W-TW/DOM/A01/25/10047 | [15 empty] | Schedule - 4b
Transmission Line Package - TL01 for (a) Diversion of 400kV Sundergarh-Raigarh D/C line Ckt. 2&4; (b) Diversion of 400kV Sundergarh-Raigarh D/C line Ckt. 1&3; and (c) Diversion of 220kV Budhipadar-Korba S/C Line Ckt3 under Consultancy Services to M/s Vedanta Limited
(SCHEDULE OF RATES AND PRICES )
Bidder’s Name and Address (Sole Bidder) : | [14 empty] | To:
Contracts Services, 3rd Floor
Name : | [14 empty] | Power Grid Corporation of India Ltd.,
Address : | [14 empty] | "Saudamini", Plot No.-2
Sector-29,
Gurgaon (Haryana) - 122001
Maintenance Charges during & after Defect Laibility Period
SI. No. | PR No | PR Line Item No | Activity Header | PR Activity No | Activity Description | Service Code | SAC (Service Accounting Codes) | Whether SAC in column '8’ is confirmed. If not indicate applicable the SAC * | Rate of GST applicable ( in %) | Whether rate of GST in column ‘4’ is confirmed. If not indicate applicable rate of GST * | Description | Unit | Quantity | Unit Maintenance Charges excluding GST | Total Maintenance Charges excluding GST | Total GST as confirmed by Bidder
1 | 2 | 3 | 4 | 5 | 6 | 7 | 8 | 9 | 10 | 11 | 12 | 13 | 14 | 15 | 16 = 14 x 15 | 17
| 0 | [15 empty] | Revaluation of P column | Tax Calculation
A. | #REF! | [15 empty] | Revaluation of P column | Tax Calculation
1 | [14 empty] | Included | 0 | 0 | 0
2 | [14 empty] | Included | 0 | 0 | 0
3 | [14 empty] | Included | 0 | 0 | 0
4 | [14 empty] | Included | 0 | 0 | 0
B. | #REF! | [15 empty] | Revaluation of P column | Tax Calculation
1 | [14 empty] | Included | 0 | 0 | 0
2 | [14 empty] | Included | 0 | 0 | 0
3 | [14 empty] | Included | 0 | 0 | 0
4 | [14 empty] | Included | 0 | 0 | 0
[9 empty] | Total Maintenance Charges during and after Defect Liabilty Period | [5 empty] | 0 |  |  | 0
[9 empty] | Total GST as confirmed by Bidder | [6 empty] | 0
Date : | --2025 | [12 empty] | Printed Name :
Place : | [13 empty] | Designation :
Click for Sch-5

## Sch-5
Specification No.: CC/NT/W-TW/DOM/A01/25/10047 |  |  |  | Schedule - 5
Transmission Line Package - TL01 for (a) Diversion of 400kV Sundergarh-Raigarh D/C line Ckt. 2&4; (b) Diversion of 400kV Sundergarh-Raigarh D/C line Ckt. 1&3; and (c) Diversion of 220kV Budhipadar-Korba S/C Line Ckt3 under Consultancy Services to M/s Vedanta Limited
(SUMMARY OF TAXES & DUTIES APPLICABLE ON PLANT & EQUIPMENT)
Bidder’s Name and Address (Sole Bidder) : |  |  | To:
Contracts Services, 3rd Floor
Name : |  |  | Power Grid Corporation of India Ltd.,
Address : |  |  | "Saudamini", Plot No.-2
Sector-29,
Gurgaon (Haryana) - 122001
Sl. No. | Item Nos. |  | Total Price (INR) |  | After Discount |  | After MPDiscount
1 | TOTAL GST ON GOODS |  |  |  | Excise Duty | #REF! | Excise Duty | #REF!
| Total GST for Supply of Goods (inter-alia including Type Test Charges) between the Contractor and the Employer (identified in Schedule 1') which are not included in the Ex-works price as per the provision of the Bidding Documents, as applicable. |  | 0
2 | TOTAL GST ON SERVICES |  |  |  | Sales Tax | 0 | Sales Tax | 0
| Total GST on Installation Services (Schedule-3), Training to be imparted in India (Schedule-4) |  | 0 |  | #REF! | 0 | #REF! | 0
| GRAND TOTAL [1+2] |  | 0 |  | Grand Total after Discount | #REF! | Grand Total after MPD | #REF!
Date : | --2025 | Printed Name :
Place : |  | Designation :
Click for Sch-6

## Sch-5 Dis (hidden)
Specification No.: CC/NT/W-TW/DOM/A01/25/10047 |  |  |  | Schedule - 5
Transmission Line Package - TL01 for (a) Diversion of 400kV Sundergarh-Raigarh D/C line Ckt. 2&4; (b) Diversion of 400kV Sundergarh-Raigarh D/C line Ckt. 1&3; and (c) Diversion of 220kV Budhipadar-Korba S/C Line Ckt3 under Consultancy Services to M/s Vedanta Limited
SUMMARY OF TAXES & DUTIES APPLICABLE ON GOODS
Bidder’s Name and Address (Sole Bidder) : |  |  | To:
Contracts Services, 3rd Floor
Name : |  |  | Power Grid Corporation of India Ltd.,
Address : |  |  | "Saudamini", Plot No.-2
Sector-29,
Gurgaon (Haryana) - 122001
Sl. No. | Item Nos. |  | Total Price (INR)
1 | TOTAL GST ON GOODS |  | 0
Total GST for Supply of Goods (inter-alia including Type Test Charges) between the Contractor and the Employer (identified in Schedule 1') which are not included in the Ex-works price as per the provision of the Bidding Documents, as applicable.
2 | TOTAL GST ON SERVICES |  | 0
Total GST on Installation Services (Schedule-3), Training to be imparted in India (Schedule-4a) and Maintenance Charges during and after Defect Liabilty Period (Schedule-4b)
| GRAND TOTAL [1+2] |  | 0
Date : | --2025 | Printed Name :
Place : |  | Designation :
Click for Sch-6

## Sch-6
Specification No.: CC/NT/W-TW/DOM/A01/25/10047 |  |  | Schedule - 6
Transmission Line Package - TL01 for (a) Diversion of 400kV Sundergarh-Raigarh D/C line Ckt. 2&4; (b) Diversion of 400kV Sundergarh-Raigarh D/C line Ckt. 1&3; and (c) Diversion of 220kV Budhipadar-Korba S/C Line Ckt3 under Consultancy Services to M/s Vedanta Limited
(GRAND SUMMARY)
Bidder’s Name and Address (Sole Bidder) : |  |  | To:
Contracts Services, 3rd Floor
Name : |  |  | Power Grid Corporation of India Ltd.,
Address : |  |  | "Saudamini", Plot No.-2
Sector-29,
Gurgaon (Haryana) - 122001
Sl. No. | Description |  | Total Price (INR)
1 | TOTAL SCHEDULE NO. 1 |  | 0
Ex-works price of Plant and Equipment including Type Test Charges
2 | TOTAL SCHEDULE NO. 2 |  | 0
Local Transportation, In-transit Insurance, loading & unloading
3 | TOTAL SCHEDULE NO. 3 |  | 0
Installation Charges
4 | TOTAL SCHEDULE NO. 4 |  | 0
Training Charges
4b | TOTAL SCHEDULE NO. 4b |  | 0
Maintenance Charges during & after Defect Laibility Period
5 | TOTAL SCHEDULE NO. 5 |  | 0
Taxes and Duties
6 | TOTAL SCHEDULE NO. 7 |  | 0
Type Test Charges [Total of this Schedule is included in Schedule - 1 above.]
| GRAND TOTAL [1+2+3+4+5] |  | 0
Date : | --2025 | Printed Name :
Place : |  | Designation :
Click for Sch-7

## Sch-6 After Discount
Specification No.: CC/NT/W-TW/DOM/A01/25/10047 |  |  | Schedule - 6 After Discount
Transmission Line Package - TL01 for (a) Diversion of 400kV Sundergarh-Raigarh D/C line Ckt. 2&4; (b) Diversion of 400kV Sundergarh-Raigarh D/C line Ckt. 1&3; and (c) Diversion of 220kV Budhipadar-Korba S/C Line Ckt3 under Consultancy Services to M/s Vedanta Limited
(GRAND SUMMARY)
Bidder’s Name and Address (Sole Bidder) : |  |  | To:
Contracts Services, 3rd Floor
Name : |  |  | Power Grid Corporation of India Ltd.,
Address : |  |  | "Saudamini", Plot No.-2
Sector-29,
Gurgaon (Haryana) - 122001
Sl. No. | Description |  | Total Price (INR)
1 | TOTAL SCHEDULE NO. 1 |  | 0
Ex-works price of Plant and Equipment including Type Test Charges
2 | TOTAL SCHEDULE NO. 2 |  | 0
Local Transportation, In-transit Insurance, loading & unloading
3 | TOTAL SCHEDULE NO. 3 |  | 0
Installation Charges
4 | TOTAL SCHEDULE NO. 4 |  | 0
Training Charges
4b | TOTAL SCHEDULE NO. 4b |  | 0
Maintenance Charges during & after Defect Laibility Period
5 | TOTAL SCHEDULE NO. 5 |  | 0
Taxes and Duties
6 | TOTAL SCHEDULE NO. 7 |  | 0
Type Test Charges [Total of this Schedule is included in Schedule - 1 above.]
| GRAND TOTAL [1+2+3+4+5] |  | 0
Date : | --2025 | Printed Name :
Place : |  | Designation :
Click for Sch-7

## Sch-7
Specification No.: CC/NT/W-TW/DOM/A01/25/10047 | [11 empty] | Schedule 7
Transmission Line Package - TL01 for (a) Diversion of 400kV Sundergarh-Raigarh D/C line Ckt. 2&4; (b) Diversion of 400kV Sundergarh-Raigarh D/C line Ckt. 1&3; and (c) Diversion of 220kV Budhipadar-Korba S/C Line Ckt3 under Consultancy Services to M/s Vedanta Limited | [15 empty] | As per Lum-sum |  | 0%
(SCHEDULE OF RATES AND PRICES ) | [15 empty] | AS per Percent |  | #REF!
[16 empty] | As per lum-sum on Sch-7 |  | 0%
Bidder’s Name and Address (Sole Bidder) : | [9 empty] | To: | [5 empty] | As per Percent on Sch-7 |  | #REF!
[10 empty] | Contracts Services, 3rd Floor | [5 empty] | Total Discount |  | #REF!
Name : | [9 empty] | Power Grid Corporation of India Ltd.,
Address : | [9 empty] | "Saudamini", Plot No.-2
[10 empty] | Sector-29, | [5 empty] | Multipackage Discount |  | 0%
Gurgaon (Haryana) - 122001
Type tests on Earthwire, Hardwar Fittings & accessories of conductor & earthwire:
SL. NO. | PR No | Line Item No | Code | HSN Code | Whether HSN in column ‘2’ is confirmed. If not indicate applicable the HSN code * | Rate of GST applicable ( in %) | Whether rate of GST in column ‘4’ is confirmed. If not indicate applicable rate of GST * | Description of Test | Unit | Quantity | Unit Test Charge | Total Test Charges (Rs.) | Total GST as confirmed by Bidder | Revaluation of M column | Tax Calculation |  | Total Test Charges After Discount (Rs.) |  | Dis Alert | Total Test Charges After MPD (Rs.)
1 | 2 | 3 | 4 | 5 | 6 | 7 | 8 | 9 | 10 | 11 | 12 | 13 = 10 x 11 | 14
I
1 | [11 empty] | Included | 0 | 0 | 0
2 | [11 empty] | Included | 0 | 0 | 0
NOT APPLICABLE
[8 empty] | TOTAL TYPE TEST CHARGES |  |  |  | 0
[8 empty] | Total GST as confirmed by Bidder |  |  |  |  | 0
Date : |  |  |  | --2025 |  |  |  |  | Printed Name :
Place : | [8 empty] | Designation :
Note : |  |  |  | Bidder should indicate the name of test laboratories where type tests are proposed to be conducted
Specification No.: CC/NT/W-TW/DOM/A01/25/10047
Transmission Line Package - TL01 for (a) Diversion of 400kV Sundergarh-Raigarh D/C line Ckt. 2&4; (b) Diversion of 400kV Sundergarh-Raigarh D/C line Ckt. 1&3; and (c) Diversion of 220kV Budhipadar-Korba S/C Line Ckt3 under Consultancy Services to M/s Vedanta Limited | [7 empty] | 0 | 0
(SCHEDULE OF RATES AND PRICES ) | [7 empty] | 0 | 0
Bidder’s Name and Address (Sole Bidder) :
[8 empty] | 0 | 0
Name : | [8 empty] | 0
Address : | [8 empty] | 0
0
0
SL. NO. | [7 empty] | Description of Test | #REF!
#REF! | [7 empty] | #REF! | #REF!
#REF! | [7 empty] | #REF!
#REF! | [7 empty] | #REF! | #REF!
#REF! | [7 empty] | #REF! | #REF!
[8 empty] | #REF! | #REF!
#REF! | [7 empty] | #REF!
#REF! | [7 empty] | #REF!
#REF! | [7 empty] | #REF!
#REF! | [7 empty] | #REF! | #REF!
#REF! | [7 empty] | #REF! | #REF!
#REF! | [7 empty] | #REF! | #REF!
#REF! | [7 empty] | #REF! | #REF!
[8 empty] | #REF! | #REF!
#REF! | [7 empty] | #REF!
#REF! | [7 empty] | #REF! | #REF!
#REF! | [7 empty] | #REF! | #REF!
#REF! | [7 empty] | #REF! | #REF!
#REF! | [7 empty] | #REF! | #REF!
[8 empty] | #REF! | #REF!
#REF! | [7 empty] | #REF!
#REF! | [7 empty] | #REF! | #REF!
#REF! | [7 empty] | #REF! | #REF!
#REF! | [7 empty] | #REF! | #REF!
[8 empty] | #REF! | #REF!
#REF! | [7 empty] | #REF!
#REF! | [7 empty] | #REF! | #REF!
#REF! | [7 empty] | #REF! | #REF!
#REF! | [7 empty] | #REF! | #REF!
[8 empty] | #REF! | #REF!
#REF! | [7 empty] | #REF!
#REF! | [7 empty] | #REF! | #REF!
#REF! | [7 empty] | #REF! | #REF!
#REF! | [7 empty] | #REF! | #REF!
#REF! | [7 empty] | #REF! | #REF!
[8 empty] | #REF! | #REF!
[8 empty] | #REF! | #REF!
#REF! | [7 empty] | #REF!
#REF! | [7 empty] | #REF!
#REF! | [7 empty] | #REF! | #REF!
#REF! | [7 empty] | #REF! | #REF!
#REF! | [7 empty] | #REF! | #REF!
[8 empty] | #REF! | #REF!
[8 empty] | #REF! | #REF!
#REF! | [7 empty] | #REF!
#REF! | [7 empty] | #REF!
#REF! | [7 empty] | #REF! | #REF!
#REF! | [7 empty] | #REF! | #REF!
#REF! | [7 empty] | #REF! | #REF!
#REF! | [7 empty] | #REF! | #REF!
#REF! | [7 empty] | #REF! | #REF!
[8 empty] | #REF! | #REF!
#REF! | [7 empty] | #REF!
#REF! | [7 empty] | #REF! | #REF!
#REF! | [7 empty] | #REF! | #REF!
#REF! | [7 empty] | #REF! | #REF!
#REF! | [7 empty] | #REF! | #REF!
#REF! | [7 empty] | #REF! | #REF!
#REF! | [7 empty] | #REF! | #REF!
[8 empty] | #REF! | #REF!
#REF! | [7 empty] | #REF!
#REF! | [7 empty] | #REF! | #REF!
#REF! | [7 empty] | #REF! | #REF!
#REF! | [7 empty] | #REF! | #REF!
#REF! | [7 empty] | #REF! | #REF!
#REF! | [7 empty] | #REF! | #REF!
#REF! | [7 empty] | #REF! | #REF!
#REF! | [7 empty] | #REF! | #REF!
#REF! | [7 empty] | #REF! | #REF!
#REF! | [7 empty] | #REF! | #REF!
[8 empty] | #REF! | #REF!
#REF! | [7 empty] | #REF!
#REF! | [7 empty] | #REF! | #REF!
#REF! | [7 empty] | #REF! | #REF!
#REF! | [7 empty] | #REF! | #REF!
[8 empty] | #REF! | #REF!
#REF! | [7 empty] | #REF!
#REF! | [7 empty] | #REF! | #REF!
#REF! | [7 empty] | #REF! | #REF!
#REF! | [7 empty] | #REF! | #REF!
[8 empty] | #REF! | #REF!
#REF! | [7 empty] | #REF!
#REF! | [7 empty] | #REF! | #REF!
#REF! | [7 empty] | #REF! | #REF!
[8 empty] | #REF! | #REF!
#REF! | [7 empty] | #REF!
#REF! | [7 empty] | #REF! | #REF!
#REF! | [7 empty] | #REF! | #REF!
#REF! | [7 empty] | #REF! | #REF!
#REF! | [7 empty] | #REF! | #REF!
#REF! | [7 empty] | #REF! | #REF!
#REF! | [7 empty] | #REF! | #REF!
[8 empty] | #REF! | #REF!
#REF! | [7 empty] | #REF!
#REF! | [7 empty] | #REF! | #REF!
#REF! | [7 empty] | #REF! | #REF!
#REF! | [7 empty] | #REF! | #REF!
#REF! | [7 empty] | #REF! | #REF!
#REF! | [7 empty] | #REF!
#REF! | [7 empty] | #REF! | #REF!
#REF! | [7 empty] | #REF! | #REF!
#REF! | [7 empty] | #REF! | #REF!
#REF! | [7 empty] | #REF! | #REF!
[8 empty] | #REF! | #REF!
[8 empty] | #REF! | #REF!
[8 empty] | #REF! | #REF!
Click for Bid Form 2nd Envelope

## Sch-7 Dis (hidden)
Specification No.: CC/NT/W-TW/DOM/A01/25/10047
Transmission Line Package - TL01 for (a) Diversion of 400kV Sundergarh-Raigarh D/C line Ckt. 2&4; (b) Diversion of 400kV Sundergarh-Raigarh D/C line Ckt. 1&3; and (c) Diversion of 220kV Budhipadar-Korba S/C Line Ckt3 under Consultancy Services to M/s Vedanta Limited | [6 empty] | As per Lum-sum |  | 0%
(SCHEDULE OF RATES AND PRICES : TYPE TEST CHARGES) | [6 empty] | AS per Percent |  | #REF!
[7 empty] | As per lum-sum on Sch-7 |  | 0%
Bidder’s Name and Address (Sole Bidder) : |  |  |  | To: |  |  | As per Percent on Sch-7 |  | #REF!
|  |  |  | Contracts Services, 3rd Floor |  |  | Total Discount |  | #REF!
Name : |  |  |  | Power Grid Corporation of India Ltd.,
Address : |  |  |  | "Saudamini", Plot No.-2
|  |  |  | Sector-29, |  |  | Multipackage Discount |  | 0%
Gurgaon (Haryana) - 122001
Type Tests on Earthwire
SL. NO. | Description of Test | Unit | Quantity | Unit Test Charge | Total Test Charges (Rs.) |  |  | Total Test Charges After Discount (Rs.) |  | Dis Alert | Total Test Charges After MPD (Rs.)
I | #REF!
(a) | #REF! | #REF! | #REF! | #REF! | #REF!
(b) | #REF! | #REF! | #REF! | #REF! | #REF!
| Sub-Total (I) |  |  |  | #REF!
| TOTAL TEST CHARGES (I) |  |  |  | #REF!
[7 empty] | Discount Sche-7 | #REF! |  | MPD Sche-7 | #REF!
[7 empty] | Dis Alert | #REF!
Signature :
Date : | --2025 | Printed Name :
Place : |  | Designation :
Common Seal :
Note : | Bidder should indicate the name of test laboratories where type tests are proposed to be conducted
Specification No.: CC/NT/W-TW/DOM/A01/25/10047
Transmission Line Package - TL01 for (a) Diversion of 400kV Sundergarh-Raigarh D/C line Ckt. 2&4; (b) Diversion of 400kV Sundergarh-Raigarh D/C line Ckt. 1&3; and (c) Diversion of 220kV Budhipadar-Korba S/C Line Ckt3 under Consultancy Services to M/s Vedanta Limited | 0 | 0 |  |  |  | 0
(SCHEDULE OF RATES AND PRICES : TYPE TEST CHARGES) | 0 | 0 |  |  |  | 0
Bidder’s Name and Address (Sole Bidder) : | [5 empty] | 0
| 0 | 0 |  |  |  | 0
Name : |  | 0 |  |  |  | 0
Address : |  | 0 |  |  |  | 0
|  | 0 |  |  |  | 0
|  | 0 |  |  |  | 0
SL. NO. | Description of Test | 0
#REF! | #REF! | #REF!
#REF! | #REF!
#REF! | #REF! | #REF!
#REF! | #REF! | #REF!
| #REF! | #REF!
#REF! | #REF!
#REF! | #REF!
#REF! | #REF!
#REF! | #REF! | #REF!
#REF! | #REF! | #REF!
#REF! | #REF! | #REF!
#REF! | #REF! | #REF!
| #REF! | #REF!
#REF! | #REF!
#REF! | #REF! | #REF!
#REF! | #REF! | #REF!
#REF! | #REF! | #REF!
#REF! | #REF! | #REF!
| #REF! | #REF!
#REF! | #REF!
#REF! | #REF! | #REF!
#REF! | #REF! | #REF!
#REF! | #REF! | #REF!
| #REF! | #REF!
#REF! | #REF!
#REF! | #REF! | #REF!
#REF! | #REF! | #REF!
#REF! | #REF! | #REF!
| #REF! | #REF!
#REF! | #REF!
#REF! | #REF! | #REF!
#REF! | #REF! | #REF!
#REF! | #REF! | #REF!
#REF! | #REF! | #REF!
| #REF! | #REF!
| #REF! | #REF!
#REF! | #REF!
#REF! | #REF!
#REF! | #REF! | #REF!
#REF! | #REF! | #REF!
#REF! | #REF! | #REF!
| #REF! | #REF!
| #REF! | #REF!
#REF! | #REF!
#REF! | #REF!
#REF! | #REF! | #REF!
#REF! | #REF! | #REF!
#REF! | #REF! | #REF!
#REF! | #REF! | #REF!
#REF! | #REF! | #REF!
| #REF! | #REF!
#REF! | #REF!
#REF! | #REF! | #REF!
#REF! | #REF! | #REF!
#REF! | #REF! | #REF!
#REF! | #REF! | #REF!
#REF! | #REF! | #REF!
#REF! | #REF! | #REF!
| #REF! | #REF!
#REF! | #REF!
#REF! | #REF! | #REF!
#REF! | #REF! | #REF!
#REF! | #REF! | #REF!
#REF! | #REF! | #REF!
#REF! | #REF! | #REF!
#REF! | #REF! | #REF!
#REF! | #REF! | #REF!
#REF! | #REF! | #REF!
#REF! | #REF! | #REF!
| #REF! | #REF!
#REF! | #REF!
#REF! | #REF! | #REF!
#REF! | #REF! | #REF!
#REF! | #REF! | #REF!
| #REF! | #REF!
#REF! | #REF!
#REF! | #REF! | #REF!
#REF! | #REF! | #REF!
#REF! | #REF! | #REF!
| #REF! | #REF!
#REF! | #REF!
#REF! | #REF! | #REF!
#REF! | #REF! | #REF!
| #REF! | #REF!
#REF! | #REF!
#REF! | #REF! | #REF!
#REF! | #REF! | #REF!
#REF! | #REF! | #REF!
#REF! | #REF! | #REF!
#REF! | #REF! | #REF!
#REF! | #REF! | #REF!
| #REF! | #REF!
#REF! | #REF!
#REF! | #REF! | #REF!
#REF! | #REF! | #REF!
#REF! | #REF! | #REF!
#REF! | #REF! | #REF!
#REF! | #REF!
#REF! | #REF! | #REF!
#REF! | #REF! | #REF!
#REF! | #REF! | #REF!
#REF! | #REF! | #REF!
| #REF! | #REF!
| #REF! | #REF!
| #REF! | #REF!
Click for Bid Form 2nd Envelope

## Discount
This letter of discount is optional. Bidder may / may not offer any discount.
Specification No.: CC/NT/W-TW/DOM/A01/25/10047 |  |  |  |  | Letter of Discount
LETTER OF DISCOUNT
To:
Contract Services
Power Grid Corporation of India Ltd.,
"Saudamini", Plot No.-2
Sector-29, (near IFFCO Chowk)
Gurgaon (Haryana) - 122001
Subject : |  | Transmission Line Package - TL01 for (a) Diversion of 400kV Sundergarh-Raigarh D/C line Ckt. 2&4; (b) Diversion of 400kV Sundergarh-Raigarh D/C line Ckt. 1&3; and (c) Diversion of 220kV Budhipadar-Korba S/C Line Ckt3 under Consultancy Services to M/s Vedanta Limited
Dear Sir
With reference to the subject tender, we hereby offer unconditional discount on the prices quoted by us as per details given here below : | [6 empty] | Eq Weightage of Rs/ % | Final Discount Factor
| 1 | Discount on lum-sum basis on total price quoted by us without Taxes & Duties. [The discount shall be proportionately applicable on all the items of all the Schdules i.e. Sch-1 (without type test charges), Sch-2, Sch-3, Sch-4a, Sch-4b & Sch-7] In Rs. |  |  |  | 0 | 0%
| 2 | Discount on percent basis on total price quoted by us without Taxes & Duties. [The discount shall be proportionately applicable on all the items of all the Schdules i.e. Sch-1 (without type test charges), Sch-2 , Sch-3, Sch-4a, Sch-4b & Sch-7] In Percent (%) |  |  |  | 0 | 0%
| 3 | Discount on lum-sum basis on the Schedules as given below : [The discount shall be proportionately applicable on all the relevent items of the respective Schdules.] In Rs.
|  | Schedule-1 : Ex works prices |  | In Rs. |  | 0 | 0% | Schedule-1 : Ex-Works Price | 0%
|  | Schedule-2 : Freight & Insurance |  | In Rs. |  | 0 | 0% | Schedule-2 : Freight & Insurance | 0%
|  | Schedule-3 : Erection Charges |  | In Rs. |  | 0 | 0% | Schedule-3 : Erection Charges | 0%
|  | Schedule-4a : Training Charges |  | In Rs. |  | 0 | 0% | Schedule-4a : Training Charges | 0%
|  | Schedule-4b : Maintenance Charges during and after DLP |  | In Rs. |  | 0 | 0% | Schedule-4b : Maintenance Charges | 0%
|  | Schedule-7 : Type Test Charges |  | In Rs. |  | 0 | 0% | Schedule-7 : Type Test Charges | 0%
| 4 | Discount on percent basis on the Schedules as given below : [The discount shall be proportionately applicable on all the relevent items of the respective Schdules.] In Percent (%)
|  | Schedule-1 : Ex works prices |  | In Percent (%) |  | 0 | 0%
|  | Schedule-2 : Freight & Insurance |  | In Percent (%) |  | 0 | 0%
|  | Schedule-3 : Erection Charges |  | In Percent (%) |  | 0 | 0%
|  | Schedule-4a : Training Charges |  | In Percent (%) |  | 0 | 0%
|  | Schedule-4b : Maintenance Charges during and after DLP |  | In Percent (%) |  | 0 | 0%
|  | Schedule-7 : Type Test Charges |  | In Percent (%) |  | 0 | 0%
Discount(s) offered at sl. No. 1 to 4 will get displayed and accounted for automatically in the respective items of the Schedules.
| 5 | We hereby offer Multi-package discount as given below:
Multi-Package Discount(s) offered at sl. No. 5 will not get automatically accounted for in the respective items of the Schedules. The same shall be worked out saparately for evaluation.
Please consider this letter of discount as the integral part of our price bid.
Thanking you, we remain,
Yours faithfully,
For and on behalf of
Date : |  | --2025 | Printed Name :
Place : |  |  | Designation :
Click for Bid Form

## Octroi (hidden)
Details of Octroi
Sl No. | Description of Items | Amount on which Octroi is applicable | Rate of Octroi | Octroi
(1) | (2) | (3) | (4) | (5) =(3) x (4)
1 |  |  |  | 0
2 |  |  |  | 0
3 |  |  |  | 0
4 |  |  |  | 0
5 |  |  |  | 0
6 |  |  |  | 0
7 |  |  |  | 0
8 |  |  |  | 0
9 |  |  |  | 0
10 |  |  |  | 0
| Total |  |  | 0
Back to Sch 5

## Entry Tax (hidden)
Details of Entry Tax
Sl No. | Description of Items | Amount on which Entry Tax is applicable | Rate of Entry Tax | Entry Tax
(1) | (2) | (3) | (4) | (5) =(3) x (4)
1 |  |  |  | 0
2 |  |  |  | 0
3 |  |  |  | 0
4 |  |  |  | 0
5 |  |  |  | 0
6 |  |  |  | 0
7 |  |  |  | 0
8 |  |  |  | 0
9 |  |  |  | 0
10 |  |  |  | 0
| Total |  |  | 0
Back to Sch 5

## Other Taxes & Duties (hidden)
Details of Other Taxes & Duties
Sl No. | Description of Items | Amount on which Other Taxes & Duties are applicable | Description of Taxes & Duties | Rate of Taxes & Duties | Amount of Taxes & Duties
(1) | (2) | (3) | (4) | (5) | (6) =(3) x (4)
1 |  |  |  |  | 0
2 |  |  |  |  | 0
3 |  |  |  |  | 0
4 |  |  |  |  | 0
5 |  |  |  |  | 0
6 |  |  |  |  | 0
7 |  |  |  |  | 0
8 |  |  |  |  | 0
9 |  |  |  |  | 0
10 |  |  |  |  | 0
| Total |  |  |  | 0
Back to Sch 5

## Bid Form 2nd Envelope
Specification No.: CC/NT/W-TW/DOM/A01/25/10047 |  |  |  | Bid Form 2nd Envelope |  | Sole Bidder |  |  |  | 1 | st |  | 1 | January
[6 empty] | 0 |  |  |  | 2 | nd |  | 2 | February
BID FORM (Second Envelope) | [9 empty] | 3 | rd |  | 3 | March
[10 empty] | 4 | th |  | 4 | April
Bid Proposal Ref. No. | [9 empty] | 5 | th |  | 5 | May
Date : | --2025 | [8 empty] | 6 | th | #VALUE! | 6 | June
[10 empty] | 7 | th | #VALUE! | 7 | July
To: | [9 empty] | 8 | th | #VALUE! | 8 | August
Contracts Services, 3rd Floor | [9 empty] | 9 | th | #VALUE! | 9 | September
Power Grid Corporation of India Ltd., | [9 empty] | 10 | th |  | 10 | October
"Saudamini", Plot No.-2 | [9 empty] | 11 | th |  | 11 | November
Sector-29, | [9 empty] | 12 | th |  | 12 | December
Gurgaon (Haryana) - 122001 | [9 empty] | 13 | th
[10 empty] | 14 | th
Name of Contract : | Transmission Line Package - TL01 for (a) Diversion of 400kV Sundergarh-Raigarh D/C line Ckt. 2&4; (b) Diversion of 400kV Sundergarh-Raigarh D/C line Ckt. 1&3; and (c) Diversion of 220kV Budhipadar-Korba S/C Line Ckt3 under Consultancy Services to M/s Vedanta Limited | [8 empty] | 15 | th
Dear Ladies and/or Gentlemen, | [9 empty] | 16 | th
1 | In continuation of First Envelope of our Bid, we hereby submit the Second Envelope of the Bid, both of which shall be read together and in conjunction with each other, and shall be construed as an integral part of our Bid. Accordingly, we the undersigned, offer to design, manufacture, test, deliver, install and commission (including carrying out Trial Operation, Performance & Guarantee Test as per provision of Technical Specification) under the above-named package in full conformity with the said Bidding Documents for the sum of Rs. 0 (Rs. Zero Only ) or such other sums as may be determined in accordance with the terms and conditions of the Bidding Documents. |  |  |  |  | In continuation of First Envelope of our Bid, we hereby submit the Second Envelope of the Bid, both of which shall be read together and in conjunction with each other, and shall be construed as an integral part of our Bid. Accordingly, we the undersigned, offer to design, manufacture, test, deliver, install and commission (including carrying out Trial Operation, Performance & Guarantee Test as per provision of Technical Specification) under the above-named package in full conformity with the said Bidding Documents for the sum of Rs. | or such other sums as may be determined in accordance with the terms and conditions of the Bidding Documents. | 0 | (Rs. Zero Only ) | 17 | th
| The above amounts are in accordance with the price schedules attached herewith and are made part of this bid. | [8 empty] | 18 | th
2 | Price Schedules | [8 empty] | 19 | th
2.1 | In line with the requirements of the Bidding documents, we enclose herewith the following Price Schedules, duly filled - in as per your proforma: | [8 empty] | 20 | th
| Schedule 1 | Plant and Equipment (Including Mandatory Spare Parts) to be supplied, including Type Test Charges. | [7 empty] | 21 | st
| Schedule 2 | Local Transportation, In-transit Insurance, loading and unloading | [7 empty] | 22 | th
| Schedule 3 | Installation Charges. | [7 empty] | 23 | th
| Schedule 4 | Training charges for training to be imparted. | [7 empty] | 24 | th
| Schedule 4b | Maintenance Charges during & after Defect Laibility Period.
| Schedule 5 | Taxes and Duties not included in Schedule 1 | [7 empty] | 25 | th
| Schedule 6 | Grand Summary [Schedule 1to 5] | [7 empty] | 26 | th
| Schedule 7 | Break-up of Type Test Charges for Type Tests to be conducted | [7 empty] | 27 | th
2.2 | We are aware that the Price Schedules do not generally give a full description of the Work to be performed under each item and we shall be deemed to have read the Technical Specifications and other sections of the Bidding Documents and Drawings to ascertain the full scope of Work included in each item while filling-in the rates and prices. We agree that the entered rates and prices shall be deemed to include for the full scope as aforesaid, including overheads and profit. | [8 empty] | 28 | th
2.3 | We declare that as specified in Clause 11.5, Section –II:ITB, Vol.-I of the Bidding Documents, prices quoted by us in the Price Schedules shall be subject to Price Adjustment during the execution of Contract in accordance with Appendix-2 (Price Adjustment) to the Contract Agreement. | [8 empty] | 29 | th
2.4 | We understand that in the price schedules, where there are errors between the total of the amounts given under the column for the price Breakdown and the amount given under the Total Price, the former shall prevail and the latter will be corrected accordingly. We further understand that where there are discrepancies between amounts stated in figures and amounts stated in words, the amount stated in words shall prevail. Similarly, any discrepancy in the total bid price and that of the summation of Schedule price (price indicated in a Schedule indicating the total of that schedule), the total bid price shall be corrected to reflect the actual summation of the Schedule prices. | [8 empty] | 30 | th
2.5 | We declare that items left blank in the Schedules will be deemed to have been included in other items. The TOTAL for each Schedule and the TOTAL of Grand Summary shall be deemed to be the total price for executing the Facilities and sections thereof in complete accordance with the Contract, whether or not each individual item has been priced. | [8 empty] | 31 | st
3 | We confirm that except as otherwise specifically provided our Bid Prices in this Second Envelope include all taxes, duties, levies and charges as may be assessed on us/our Associate (applicable for Foreign Bidder), our Sub-Contractor/Sub-Vendor or their employees by all municipal, state or national government authorities in connection with the Facilities, in and outside of India.
3.1 | 100% of applicable Taxes and Duties i.e GST which are payable by the Employer under the Contract, shall be reimbursed by the Employer on production of satisfactory documentary evidence by the Contractor in accordance with the provisions of the Bidding Documents.
3.2 | We further understand that notwithstanding 3.0 above, in case of award on us, you shall also bear and pay/reimburse to us, GST applicable on supplies by us to you, imposed on the Plant & Equipment including Mandatory Spare Parts to be incorporated into the Facilities including Type Test charges for Type test to be conducted specified in Schedule No. 1, Installation Services specified in Schedule No. 3, Charges for Training to be imparted specified in Schedule No. 4a and Maintenance Charges during & after Defect Laibility Period specified in Schedule No. 4b of the Price Schedule in this Second Envelope by the Indian Laws.
3.3 | We confirm that we have also registered/we shall also get registered in the GST Network with a GSTIN, in all the states where the project is located and the states from which we shall make our supply of goods.
4 | # (For Joint Venture only) We, the partners of Joint Venture submitting this bid, do agree and confirm that in case of Award of Contract on the Joint Venture, we shall be jointly and severally liable and responsible for the execution of the Contract in accordance with Contract terms and conditions. |  |  |  | 1
5 | We, hereby, declare that only the persons or firms interested in this proposal as principals are named here and that no other persons or firms other than those mentioned herein have any interest in this proposal or in the Contract to be entered into, if the award is made on us, that this proposal is made without any connection with any other person, firm or party likewise submitting a proposal is in all respects for and in good faith, without collusion or fraud.
Thanking you, we remain,
Yours faithfully,
For and on behalf of
Signature :
Date : | --2025 |  | Printed Name :
Place : |  |  | Designation :
Common Seal :
In case of bid from a Joint Venture, name & designation of representative of JV partner is to be provided and Bid Form is also to be signed by him.
Please provide additional information of the Bidder
Business Address :
Country of Incorporation :
State/Province to be indicated :
Name of Principal Officer :
Address of Principal Officer :
Note: Bidders may note that no prescribed proforma has been enclosed for Attachment 2 : Power of Attorney. Bidders may use their own proforma for furnishing the required information with the bid.
* * *
Back to Cover Page

## Q & C (2) (hidden)
STATEMENT OF QUOTED / CORRECTED PRICES
All Figures are in Rupees
Bidder |  | 0
Sl. No. | Price Component | Quoted Price | Corrected Price
1 | TOTAL SCHEDULE NO. 1:Ex-Works Price of Plant and Equipment including Type Test Charges | 0 |  | 0
2 | TOTAL SCHEDULE NO.2: Local Transportation, Insurance and other Incidental Services. | 0 |  | 0
3 | TOTAL SCHEDULE NO.3: Installation Charges | 0 |  | 0
4 | TOTAL SCHEDULE NO.4: Training Charges | Not Applicable |  | Not Applicable
5 | TOTAL BID PRICE: (Excluding Taxes & Duties) | 0 |  | 0
6 | DISCOUNT | #REF! |  | #REF! | #REF!
7 | NET BID PRICE (Excluding Taxes & Duties) | #REF! |  | #REF!
8 | TAXES & DUTIES PAYABLE ADDITIONALLY
| A) EXCISE DUTY | 0 |  | 0
| B) CENTRAL SALES TAX | 0 |  | 0
| C) VAT | #REF! |  | 0
| D) ENTRY TAX / OCTROI | #REF! |  | 0
E) OTHERS
| F) TOTAL TAXES & DUTIES | #REF! |  | 0
8 | TOTAL BID PRICE (INCLUDING TAXES & DUTIES) | #REF! |  | 0
9 | TOTAL SCHEDULE NO.7: Type Test Charges [Total of this Schedule is included in Schedule-1 above] | 0 |  | 0
I) | Bidder has indicated the following taxes and duties additionally applicable for their bid:
| Excise Duty % as |  |  |  | Excise Duty
| CST % as |  |  |  | CST
| #REF! |  |  |  | VAT | #REF! | #REF!
| #REF! |  |  |  | Entry Tax/ Octroi | #REF! | #REF!
| Others as |  |  |  | Others
II) | With regard to Entry Tax, it may be mentioned that the substations covered under the subject pacakge falls in State of MP, where an entry tax @ 2% of Purchase Price is applicable. In view of the above, the taxes and duties inter-alia including entry tax applicable for the bids are calculated :
a) | Ex-Works Price of Direct Supplies (after discount, if any) |  | Rs. | 0
b) | Excise Duty, as applicable on (a) above at the rate : | 10% | Rs. | 0
c) | Amount on which Sales Tax is applicable | 0 |  | 0
d) | CST, as applicable on (a) + ED (b) above at the rate : | 2% | Rs. | 0
e) | VAT, as applicable on (a) + ED (b) above at the rate : | 1% |  | 0
f) | Others [……………………………………………] |  | Rs.
g) | Purchase Price for Entry Tax (Total Ex-Works+F&I+ED+CST+Others) |  | Rs. | 0
h) | Entry Tax, as applicable on (e) above at the rate : |  | Rs. | 0
Transmission Line Package - TL01 for (a) Diversion of 400kV Sundergarh-Raigarh D/C line Ckt. 2&4; (b) Diversion of 400kV Sundergarh-Raigarh D/C line Ckt. 1&3; and (c) Diversion of 220kV Budhipadar-Korba S/C Line Ckt3 under Consultancy Services to M/s Vedanta Limited |  | Statement of Quoted / Corrected Prices |  | Page
Spec. No. | Specification No.: CC/NT/W-TW/DOM/A01/25/10047

## Q & C (hidden)
STATEMENT OF QUOTED / CORRECTED PRICES
All Figures are in Rupees
Bidder
Sl. No. | Price Component | Quoted Price | Corrected Price
1 | TOTAL SCHEDULE NO. 1:Ex-Works Price of Plant and Equipment including Type Test Charges | 0 |  | 0
2 | TOTAL SCHEDULE NO.2: Local Transportation, Insurance and other Incidental Services. | 0 |  | 0
3 | TOTAL SCHEDULE NO.3: Installation Charges | 0 |  | 0
4 | TOTAL SCHEDULE NO.4: Training Charges | Not Applicable |  | Not Applicable
5 | TOTAL BID PRICE: (Excluding Taxes & Duties) | 0 |  | 0
6 | DISCOUNT | #REF! |  | #REF!
7 | NET BID PRICE (Excluding Taxes & Duties) | #REF! |  | #REF!
8 | TAXES & DUTIES PAYABLE ADDITIONALLY
| A) EXCISE DUTY | #REF! |  | 0
| B) CENTRAL SALES TAX /VAT | #REF! |  | #REF!
| C) ENTRY TAX / OCTROI | #REF! |  | #REF!
| D) OTHERS | #REF! |  | 0
| E) TOTAL TAXES & DUTIES | #REF! |  | #REF!
8 | TOTAL BID PRICE (INCLUDING TAXES & DUTIES) | #REF! |  | #REF!
9 | TOTAL SCHEDULE NO.7: Type Test Charges [Total of this Schedule is included in Schedule-1 above] | 0 |  | 0
I) | Bidder has indicated the following taxes and duties additionally applicable for their bid:
a) | Excise Duty |  | Rs. | #REF!
b) | CST /VAT |  | Rs. | #REF!
c) | Entry Tax / Octroi |  | Rs. | #REF!
d) | Others |  | Rs. | #REF!
II) | Bidder has offered following discount(s)
III) | With regard to Entry Tax, it may be mentioned that the substations covered under the subject pacakge falls in State of MP, where an entry tax @ 1% of Purchase Price is applicable. In view of the above, the taxes and duties inter-alia including entry tax applicable for the bids are calculated : |  |  |  | Details of dicounts
a) | Ex-Works Price of Direct Supplies (after discount, if any) |  | Rs. | 0 | Gross LS | #REF! | #REF! | #REF! | Gross % | #REF! | #REF! | #REF!
b) | Excise Duty @ 10.3% of (a) above |  | Rs. | 0 |  |  |  | #REF! |  |  |  | #REF!
c) | CST / VAT @ 2% of Ex-Works of Direct Supplies (a) + ED (b) above |  | Rs. | #REF! | Sch-1 Direct LS | #REF! | #REF! | #REF! | Sch-1 Direct % | #REF! | #REF! | #REF!
d) | Others |  | Rs. |  | Sch-1 BO LS | #REF! | #REF! | #REF! | Sch-1 BO % | #REF! | #REF! | #REF!
e) | Purchase Price for Entry Tax (Total Ex-Works+F&I+ED+CST+Others) |  | Rs. | #REF! | Sch-2 LS | #REF! | #REF! | #REF! | Sch-2 % | #REF! | #REF! | #REF!
f) | Entry Tax @ 1% of (e) above |  | Rs. | #REF! | Sch-3 LS | #REF! | #REF! | #REF! | Sch-3 % | #REF! | #REF! | #REF!
[5 empty] | Sch-7 LS | #REF! | #REF! | #REF! | Sch-7 % | #REF! | #REF! | #REF!
Transmission Line Package - TL01 for (a) Diversion of 400kV Sundergarh-Raigarh D/C line Ckt. 2&4; (b) Diversion of 400kV Sundergarh-Raigarh D/C line Ckt. 1&3; and (c) Diversion of 220kV Budhipadar-Korba S/C Line Ckt3 under Consultancy Services to M/s Vedanta Limited |  | Statement of Quoted / Corrected Prices |  | Page | Different Manner | #REF!
[5 empty] | Text for Discount | #REF!
#REF!
#REF!

## N to W (hidden)
0
Rs. Zero Only
0
0
0
0
0
0
1 | One
2 | Two
3 | Three
4 | Four
5 | Five
6 | Six
7 | Seven
8 | Eight
9 | Nine
10 | Ten
11 | Eleven
12 | Twelve
13 | Thirteen
14 | Fourteen
15 | Fifteen
16 | Sixteen
17 | Seventeen
18 | Eighteen
19 | Nineteen
20 | Twenty
21 | Twenty One
22 | Twenty Two
23 | Twenty Three
24 | Twenty Four
25 | Twenty Five
26 | Twenty Six
27 | Twenty Seven
28 | Twenty Eight
29 | Twenty Nine
30 | Thirty
31 | Thirty One
32 | Thirty Two
33 | Thirty Three
34 | Thirty Four
35 | Thirty Five
36 | Thirty Six
37 | Thirty Seven
38 | Thirty Eight
39 | Thirty Nine
40 | Forty
41 | Forty One
42 | Forty Two
43 | Forty Three
44 | Forty Four
45 | Forty Five
46 | Forty Six
47 | Forty Seven
48 | Forty Eight
49 | Forty Nine
50 | Fifty
51 | Fifty One
52 | Fifty Two
53 | Fifty Three
54 | Fifty Four
55 | Fifty Five
56 | Fifty Six
57 | Fifty Seven
58 | Fifty Eight
59 | Fifty Nine
60 | Sixty
61 | Sixty One
62 | Sixty Two
63 | Sixty Three
64 | Sixty Four
65 | Sixty Five
66 | Sixty Six
67 | Sixty Seven
68 | Sixty Eight
69 | Sixty Nine
70 | Seventy
71 | Seventy One
72 | Seventy Two
73 | Seventy Three
74 | Seventy Four
75 | Seventy Five
76 | Seventy Six
77 | Seventy Seven
78 | Seventy Eight
79 | Seventy Nine
80 | Eighty
81 | Eighty One
82 | Eighty Two
83 | Eighty Three
84 | Eighty Four
85 | Eighty Five
86 | Eighty Six
87 | Eighty Seven
88 | Eighty Eight
89 | Eighty Nine
90 | Ninety
91 | Ninety One
92 | Ninety Two
93 | Ninety Three
94 | Ninety Four
95 | Ninety Five
96 | Ninety Six
97 | Ninety Seven
98 | Ninety Eight
99 | Ninety Nine
100 | One Hundred