## Basic (hidden)
Package Name | Transmission line package TL-01 for Part – A: Construction of 220 kV D/C (Twin Moose) Transmission Line from 120 MW Rangit-IV HEP to New Melli Pooling Station and Part – B: Extension of associated 2 nos. 220 kV GIS bays at New Melli (POWERGRID) GIS S/S under Consultancy services to JPCL.
Direct
Package Code | TL01 | Bought-out
Specification No. | 5002002309/CONSULTANCY GIVEN/DOM/A04-CC CS -5

## Cover
ORIGINAL
Price Schedules (Rev_01) | Transmission line package TL-01 for Part – A: Construction of 220 kV D/C (Twin Moose) Transmission Line from 120 MW Rangit-IV HEP to New Melli Pooling Station and Part – B: Extension of associated 2 nos. 220 kV GIS bays at New Melli (POWERGRID) GIS S/S under Consultancy services to JPCL. |  | Transmission Line Package -TL01
5002002309/CONSULTANCY GIVEN/DOM/A04-CC CS -5
| 1 | Fill up only green shaded cells in Sch-1, Sch-2, Sch-3, Sch-5, Sch-7 and Bid Form 2nd Envelope.
| 2 | All the cells in Sch-4 & Sch-6 are auto filled, therefore no cell is required to be filled up there.
| 3 | Instructions / error messages, if any, will be displayed automatically after selecting the cell.
| 4 | After filling up all the schedues, save the file, take print out of all the schedules and Bid form and sign & stamp and submit them as hard copy of the 2nd envelope (Price part) of the bid. Also ensure to submit the soft copy of the the same file on CD/ DVD.
पावर ग्रिड कारपोरेशन ऑफ इण्डिया लिमिटेड
(भारत सरकार का उद्यम)
Power Grid Corporation of India Limited
(A Government of India Enterprises)
Click to skip Instructions & Proceed
Click for Detailed General Instructions
General guidelines for filling up the Price Schedules, Sch-1 to Sch-7

## Instructions (hidden)
General Instruction to the Bidders for filling up this workbook of Price Schedules for Package TW13
I | While filling up the worksheets following may please be observed :
| (i) | Fill up only green shaded cells.
| (ii) | Certain data type entries have been restricted, such as Numeric values or limits of numeric values.
| (iii) | Select only the options provided in pull down menus.
| (iv) | Do not link any cell of this work book with any other work book.
| (v) | Do not use copy & paste or cut & paste options for filling up the data.
| (vi) | Do not reformat any of the cell of the work book.
II | This Workbook consists of following worksheets :
Cover :
Opening page of the workbook.
Names of Bidder :
| ● | Select Sole Bidder or JV (Joint Venture) from the pull down menu. Do not leave this cell blank.
| ● | Select nos. of the JV Partners other than the Lead Partner from drop down menu.
| ● | In case of JV partners more than 2, enter details of 3rd & more partners along with details of 2nd partner.
| ● | Fill up names and address of the Sole Bidder and /or Joint Venture.
| ● | Fill up date in dd-mm-yyyy format from drop down menu.
| ● | Click for Sch-1 given at the right top of the worksheet to go to Sch-1.
Sch-1 (Ex-works Prices) :
| ● | Fill up unit rates for all the items in numeric values greater than 0 (zero). If unit rate is left blank, the corresponding item shall be deemed to be included in the total price.
| ● | Corresponding cell for mode of transaction shall be come enable only after filling up the unit rate, therefore first fill up the unit rate and then mode of transaction for the corresponding item.
| ● | Select either Direct or Bought-out from the drop down menu. Do not leave the cell blank the same shall be deemed to be Bought-out if the cell is left blank.
| ● | Total amount shall get calculated automatically.
| ● | Type Test charges shall appear automatically after filling up Sch-7 appropriately.
Sch-2 (Freight & Insurance Charges) :
| ● | Fill up unit rates for all the items in numeric values greater than 0 (zero). If unit rate is left blank, the corresponding item shall be deemed to be included in the total price.
| ● | Total amount shall get calculated automatically.
Sch-3 (Erection Charges) :
| ● | Fill up unit rates for all the items in numeric values greater than 0 (zero). If unit rate is left blank, the corresponding item shall be deemed to be included in the total price.
| ● | Total amount shall get calculated automatically.
Sch-4 (Training Charges) :
| ● | Not applicable, hence no cell is required to be filled up.
Sch-5 (Summary of Taxes and Duties applicable on the Goods) :
| ● | Fill up applicable rate of Excise Duty. The amount of Excise Duty on the items mentioned as Direct in the mode of transaction in Schedule-1 shall be calculated automatically at the rate mentioned by the bidder here.
| ● | Segregate and fill up the amount on which Sales Tax shall be applicable out of Ex-works supply items mentioned as direct in the mode of transaction in Schedule-1. Applicable Excise Duty on this amount will be calculated automatically at the rate mentioned by the bidder. Further, fill up the rate of applicable Sales Tax. Amount of Sales Tax shall be automatically calculated on the amount mentioned by the bidder as subjected to Sales Tax plus applicable Excise Duty at the rate mentioned by the Bidder.
| ● | Difference of total amount quoted by the bidder as Direct Transaction and the amount mentioned by him subjected to Sales Tax shall be considered as the amount on which VAT shall become applicable and the same shall be calculated & displayed automatically. Applicable Excise Duty on this amount at the rate mentioned by the bidder shall also be calculated & displayed automatically. Fill up the rate of applicable VAT. The amount of VAT shall be calculated automatically on the amount considered to be subjected to VAT plus applicable Excise Duty at the rate mentioned by the bidder here.
| ● | Amount as per details filled up by the bidder in the work sheets Entry Tax, Octroi and other Taxes & Duties shall be displayed in this work sheet Sch-5 but will not be added to the grand total and shall be considered as applicable.
| ● | Click at the links to go to the work sheets Entry Tax, Octroi and other Taxes & Duties one by one.
Entry Tax :
| ● | Fill the description, amount and rate of applicable Entry Tax. Total of this worksheet shall be displayed in Sch -5 (Taxes & Duties)
| ● | Click at the link to go back to Sch-5.
OCTROI :
| ● | Fill the description, amount and rate of applicable Octroi. Total of this worksheet shall be displayed in Sch -5 (Taxes & Duties)
| ● | Click at the link to go back to Sch-5.
Other Taxes & Duties :
| ● | Fill the description, amount and rate of applicable Other Taxes & Duties. Total of this worksheet shall be displayed in Sch -5 (Taxes & Duties)
| ● | Click at the link to go back to Sch-5.
Sch -6 :
| ● | Summary of all the Schedules without considering discount (mentioned in the work sheet discount) shall be displayed automatically.
| ● | No cell is required to be filled in by the bidder in this worksheet.
Sch-7 (Type Test Charges) :
| ● | Fill up the rates & location where type tests are proposed.
| ● | Total of this Sch-7 shall automatically appear in Sch-1.
Bid form 2nd Envelope :
| ● | Fill up ref. no. as bidder's ref no. of this letter.
| ● | This letter shall consider the net price as per Sch-6 (After Discount).
| ● | Fill up names & Designation of the representatives of other JV partner(s) if the bidder is JV (Joint Venture) .
| ● | Fill up additional information as required.
* * *
Happy Bidding !
Click to Proceed

## Names of Bidder
Transmission line package TL-01 for Part – A: Construction of 220 kV D/C (Twin Moose) Transmission Line from 120 MW Rangit-IV HEP to New Melli Pooling Station and Part – B: Extension of associated 2 nos. 220 kV GIS bays at New Melli (POWERGRID) GIS S/S under Consultancy services to JPCL.
5002002309/CONSULTANCY GIVEN/DOM/A04-CC CS -5 |  |  |  | Sole Bidder | 1
|  |  |  | JV (Joint Venture) | Other Partner
Enter following details of the bidder
Specify type of Bidder [Select from drop down menu] | Sole Bidder |  | 1 | 0
Name of Sole Bidder
Address of Sole Bidder
Name of other Partner - 2 (more, if any) | …….. …….. …….. …….. …….. ……..
Address of other Partner - 2 (more, if any) | …….. …….. …….. …….. …….. ……..
…….. …….. …….. …….. …….. ……..
…….. …….. …….. …….. …….. ……..
Printed Name
Designation
Date |  | 31
Place
Click for Sch-1

## Sch-1
5002002309/CONSULTANCY GIVEN/DOM/A04-CC CS -5 | [12 empty] | Schedule-1
Transmission line package TL-01 for Part – A: Construction of 220 kV D/C (Twin Moose) Transmission Line from 120 MW Rangit-IV HEP to New Melli Pooling Station and Part – B: Extension of associated 2 nos. 220 kV GIS bays at New Melli (POWERGRID) GIS S/S under Consultancy services to JPCL.
(SCHEDULE OF RATES AND PRICES)
BIDDER:
0 | [9 empty] | To: | [9 empty] | 1
Bidder’s Name and Address (Sole Bidder) : | [9 empty] | Contract Services | [9 empty] | 0
Name : | [9 empty] | Power Grid Corporation of India Ltd., | [9 empty] | #REF!
Address : | [9 empty] | "Saudamini", Plot No.-2 | [9 empty] | #REF!
Sector-29,
Gurgaon (Haryana) - 122001
Plant and Equipment (including Mandatory Spares Parts) to be supplied, including Type Test Charges for Tests to be conducted.
(All Prices are in Indian Rupees)
SI. No. | PR No | PR Line Item No | Activity Description | Material Code | HSN Code | Whether HSN in column ‘6’ is confirmed. If not indicate applicable the HSN code # | Rate of GST applicable ( in %) | Whether rate of GST in column ‘8’ is confirmed. If not indicate applicable rate of GST # | Item Description | Unit | Qty. | Unit Ex-Works Price (excluding GST) | Total Ex-Works Price (excluding GST)
1 | 2 | 3 | 4 | 5 | 6 | 7 | 8 | 9 | 10 | 11 | 12 | 13 | 14 = 12 X 13 | [7 empty] | 91
A | 220KV RANGIT IV-NEW MELLI TL
1 | 7000018805 | 10 | FABRICATION AND SUPPLY | 1000013391 | 73082011 |  | 18 |  | Fabrication, galvanising & supply of various types of towers & towerparts, tower/leg extensions (complete) excluding step bolt, stubs andbolts & nuts but including hangers, D-Shackles, pack washers etc.-HTSteel for Normal Towers | MT | 226 |  | INCLUDED | 0 | 0 | 0 | 0 | 0 | 0
2 | 7000018805 | 20 | FABRICATION AND SUPPLY | 1000015274 | 73082011 |  | 18 |  | Fabrication, galvanising & supply of various types of towers & towerparts, tower/leg extensions (complete) excluding step bolt, stubs andbolts & nuts but including hangers, D-Shackles, pack washers etc.-MSSteel for Normal Towers | MT | 89 |  | INCLUDED | 0 | 0 | 0 | 0 | 0 | 0
3 | 7000018805 | 30 | FABRICATION AND SUPPLY | 1000013393 | 73082011 |  | 18 |  | Fabrication, galvanising & supply of stubs with cleats for varioustypes of towers and tower extensions(complete) with packwashers excluding supply of bolts & nuts-HT Steel for Normal Towers | MT | 13 |  | INCLUDED | 0 | 0 | 0 | 0 | 0 | 0
4 | 7000018805 | 40 | FABRICATION AND SUPPLY | 1000015276 | 73082011 |  | 18 |  | Fabrication, galvanising & supply of stubs with cleats for varioustypes of towers and tower extensions(complete) with packwashers excluding supply of bolts & nuts-MS Steel for Normal Towers | MT | 1.5 |  | INCLUDED | 0 | 0 | 0 | 0 | 0 | 0
5 | 7000018805 | 50 | FABRICATION AND SUPPLY | 1000013472 | 73181500 |  | 18 |  | Supply of Hexagonal Bolts & Nuts for towers including Step Bolts, SpringWashers etc. | MT | 17 |  | INCLUDED | 0 | 0 | 0 | 0 | 0 | 0
6 | 7000018805 | 60 | FABRICATION AND SUPPLY | 1000007847 | 73181500 |  | 18 |  | Supply of Bolts & Nuts for Stubs including Spring Washers etc. | MT | 0.5 |  | INCLUDED | 0 | 0 | 0 | 0 | 0 | 0
7 | 7000018805 | 70 | EARTHING OF TOWERS | 1000010003 | 73082011 |  | 18 |  | Supply of Counterpoise type (120 m length) | EA | 7 |  | INCLUDED | 0 | 0 | 0 | 0 | 0 | 0
8 | 7000018805 | 80 | EARTHING OF TOWERS | 1000045872 | 73082011 |  | 18 |  | COUNTERPOISE TYPE CHEMICAL EARTHING | EA | 5 |  | INCLUDED | 0 | 0 | 0 | 0 | 0 | 0
9 | 7000018805 | 90 | EARTHING OF TOWERS | 1000019717 | 73082011 |  | 18 |  | Supply of Shieldwire Earthing includingPG clamps, downlead clamps butexcluding Earthwire bits forCounterpoise type earthing | EA | 1 |  | INCLUDED | 0 | 0 | 0 | 0 | 0 | 0
10 | 7000018805 | 100 | EARTHING OF TOWERS | 1000010005 | 73082011 |  | 18 |  | Counterpoise type (280 m length) | EA | 2 |  | INCLUDED | 0 | 0 | 0 | 0 | 0 | 0
11 | 7000018805 | 150 | TOWER ACCESSORIES | 1000010538 | 73082011 |  | 18 |  | Danger Plate for 220kV | EA | 14 |  | INCLUDED | 0 | 0 | 0 | 0 | 0 | 0
12 | 7000018805 | 140 | TOWER ACCESSORIES | 1000015970 | 73082011 |  | 18 |  | Number Plate for 220kV | EA | 14 |  | INCLUDED | 0 | 0 | 0 | 0 | 0 | 0
13 | 7000018805 | 110 | TOWER ACCESSORIES | 1000017508 | 73082011 |  | 18 |  | Phase Plate (Set of three) | SET | 28 |  | INCLUDED | 0 | 0 | 0 | 0 | 0 | 0
14 | 7000018805 | 120 | TOWER ACCESSORIES | 1000009119 | 73082011 |  | 18 |  | Circuit Plate (Set of two) | SET | 14 |  | INCLUDED | 0 | 0 | 0 | 0 | 0 | 0
15 | 7000018805 | 130 | TOWER ACCESSORIES | 1000006779 | 73082011 |  | 18 |  | Supply of Anti-Climbing Devices ofBarbed Wire Type | SET | 14 |  | INCLUDED | 0 | 0 | 0 | 0 | 0 | 0
16 | 7000018805 | 160 | CONDUCTOR | 1000030860 | 76141000 |  | 18 |  | ACSR MOOSE CONDUCTOR | KM | 47 |  | INCLUDED | 0 | 0 | 0 | 0 | 0 | 0
17 | 7000018785 | 20 | INSULATOR | 1000034294 | 85469090 |  | 18 |  | COMPOSITE LONGROD INSULATOR - 220KV - 120KN (L2320) | EA | 6 |  | INCLUDED | 0 | 0 | 0 | 0 | 0 | 0
18 | 7000018785 | 30 | INSULATOR | 1000034295 | 85469090 |  | 18 |  | COMPOSITE LONGROD INSULATOR - 220KV - 160KN (L2890) | EA | 360 |  | INCLUDED | 0 | 0 | 0 | 0 | 0 | 0
19 | 7000018805 | 190 | HARDWARE FITTINGS | 1000032564 | 73082011 |  | 18 |  | HARDWARE FITTINGS FOR 220KV AC WITH TWIN ACSR MOOSE CONDUCTOR-DOUBLETENSION STRING | SET | 180 |  | INCLUDED | 0 | 0 | 0 | 0 | 0 | 0
20 | 7000018805 | 200 | HARDWARE FITTINGS | 1000032565 | 73082011 |  | 18 |  | HARDWARE FITTINGS FOR 220KV AC WITH ACSR MOOSE CONDUCTOR-SINGLE ISUSPENSION PILOT | SET | 6 |  | INCLUDED | 0 | 0 | 0 | 0 | 0 | 0
21 | 7000018805 | 210 | CONDUCTOR ACCESSORIES | 1000015503 | 76169990 |  | 18 |  | Mid Span Compression Joint for Conductor-ACSR Moose | EA | 23 |  | INCLUDED | 0 | 0 | 0 | 0 | 0 | 0
22 | 7000018805 | 220 | CONDUCTOR ACCESSORIES | 1000018443 | 76169990 |  | 18 |  | Repair Sleeve for Conductor-ACSR Moose | EA | 7 |  | INCLUDED | 0 | 0 | 0 | 0 | 0 | 0
23 | 7000018805 | 230 | CONDUCTOR ACCESSORIES | 1000022431 | 73082011 |  | 18 |  | Vibration Damper for Conductor-ACSR Moose | EA | 720 |  | INCLUDED | 0 | 0 | 0 | 0 | 0 | 0
24 | 7000018805 | 240 | CONDUCTOR ACCESSORIES | 1000007935 | 76169990 |  | 18 |  | Bundle Spacer for Conductor-Twin ACSR Moose | EA | 630 |  | INCLUDED | 0 | 0 | 0 | 0 | 0 | 0
25 | 7000018805 | 250 | CONDUCTOR ACCESSORIES | 1000018569 | 76169990 |  | 18 |  | Rigid Spacer-450mm suconductor spacing Twin Moose as per specificationand drawing | EA | 270 |  | INCLUDED | 0 | 0 | 0 | 0 | 0 | 0
26 | 7000018785 | 40 | SPARE - INSULATOR | 1000034295 | 85469090 |  | 18 |  | COMPOSITE LONGROD INSULATOR - 220KV - 160KN (L2890) | EA | 36 |  | INCLUDED | 0 | 0 | 0 | 0 | 0 | 0
27 | 7000018805 | 340 | SPARE - HARDWARE FITTINGS | 1000032564 | 73082011 |  | 18 |  | HARDWARE FITTINGS FOR 220KV AC WITH TWIN ACSR MOOSE CONDUCTOR-DOUBLETENSION STRING | SET | 4 |  | INCLUDED | 0 | 0 | 0 | 0 | 0 | 0
28 | 7000018805 | 350 | SPARE - CONDUCTOR ACCESSORIES | 1000015503 | 76169990 |  | 18 |  | Mid Span Compression Joint for Conductor-ACSR Moose | EA | 1 |  | INCLUDED | 0 | 0 | 0 | 0 | 0 | 0
29 | 7000018805 | 360 | SPARE - CONDUCTOR ACCESSORIES | 1000018443 | 76169990 |  | 18 |  | Repair Sleeve for Conductor-ACSR Moose | EA | 1 |  | INCLUDED | 0 | 0 | 0 | 0 | 0 | 0
30 | 7000018805 | 370 | SPARE - CONDUCTOR ACCESSORIES | 1000022431 | 73082011 |  | 18 |  | Vibration Damper for Conductor-ACSR Moose | EA | 15 |  | INCLUDED | 0 | 0 | 0 | 0 | 0 | 0
31 | 7000018805 | 380 | SPARE - CONDUCTOR ACCESSORIES | 1000007935 | 76169990 |  | 18 |  | Bundle Spacer for Conductor-Twin ACSR Moose | EA | 13 |  | INCLUDED | 0 | 0 | 0 | 0 | 0 | 0
32 | 7000018805 | 390 | SPARE - CONDUCTOR ACCESSORIES | 1000018569 | 76169990 |  | 18 |  | Rigid Spacer-450mm suconductor spacing Twin Moose as per specificationand drawing | EA | 6 |  | INCLUDED | 0 | 0 | 0 | 0 | 0 | 0
33 | 7000018805 | 400 | SPARE - FABRICATION AND SUPPLY | 1000013391 | 73082011 |  | 18 |  | Fabrication, galvanising & supply of various types of towers & towerparts, tower/leg extensions (complete) excluding step bolt, stubs andbolts & nuts but including hangers, D-Shackles, pack washers etc.-HTSteel for Normal Towers | MT | 2.26 |  | INCLUDED | 0 | 0 | 0 | 0 | 0 | 0
34 | 7000018805 | 410 | SPARE - FABRICATION AND SUPPLY | 1000015274 | 73082011 |  | 18 |  | Fabrication, galvanising & supply of various types of towers & towerparts, tower/leg extensions (complete) excluding step bolt, stubs andbolts & nuts but including hangers, D-Shackles, pack washers etc.-MSSteel for Normal Towers | MT | 0.9 |  | INCLUDED | 0 | 0 | 0 | 0 | 0 | 0
35 | 7000018805 | 420 | SPARE - FABRICATION AND SUPPLY | 1000013393 | 73082011 |  | 18 |  | Fabrication, galvanising & supply of stubs with cleats for varioustypes of towers and tower extensions(complete) with packwashers excluding supply of bolts & nuts-HT Steel for Normal Towers | MT | 0.13 |  | INCLUDED | 0 | 0 | 0 | 0 | 0 | 0
36 | 7000018805 | 430 | SPARE - FABRICATION AND SUPPLY | 1000015276 | 73082011 |  | 18 |  | Fabrication, galvanising & supply of stubs with cleats for varioustypes of towers and tower extensions(complete) with packwashers excluding supply of bolts & nuts-MS Steel for Normal Towers | MT | 0.015 |  | INCLUDED | 0 | 0 | 0 | 0 | 0 | 0
37 | 7000018805 | 440 | SPARE - FABRICATION AND SUPPLY | 1000013472 | 73181500 |  | 18 |  | Supply of Hexagonal Bolts & Nuts for towers including Step Bolts, SpringWashers etc. | MT | 0.17 |  | INCLUDED | 0 | 0 | 0 | 0 | 0 | 0
38 | 7000018805 | 450 | SPARE - FABRICATION AND SUPPLY | 1000007847 | 73181500 |  | 18 |  | Supply of Bolts & Nuts for Stubs including Spring Washers etc. | MT | 0.005 |  | INCLUDED | 0 | 0 | 0 | 0 | 0 | 0
39 | 7000018805 | 480 | OPGW & Accessories | 1000030940 | 85447090 |  | 18 |  | 24 FIBRE (DWSM) OPGW FIBRE OPTIC CABLE | KM | 4.2 |  | INCLUDED | 0 | 0 | 0 | 0 | 0 | 0
40 | 7000018805 | 490 | OPGW & Accessories | 1000033144 | 82057000 |  | 18 |  | TENSION ASSEMBLY - DEAD END FOR 24 FIBER OPGW | SET | 2 |  | INCLUDED | 0 | 0 | 0 | 0 | 0 | 0
41 | 7000018805 | 500 | OPGW & Accessories | 1000031039 | 82057000 |  | 18 |  | TENSION FITTINGS ASSEMBLY FOR 24F OPGW INCLUDING ALL ACCESSORIES FORJOINT BOX (SPLICING) LOCATION | SET | 1 |  | INCLUDED | 0 | 0 | 0 | 0 | 0 | 0
42 | 7000018805 | 510 | OPGW & Accessories | 1000033146 | 82057000 |  | 18 |  | TENSION ASSEMBLY - DOUBLE TENSION PASS THROUGH ASSEMBLY FOR 24 FIBEROPGW | SET | 11 |  | INCLUDED | 0 | 0 | 0 | 0 | 0 | 0
43 | 7000018805 | 520 | OPGW & Accessories | 1000022417 | 82057000 |  | 18 |  | Vibration Damper for 24 fibre OPGW | EA | 52 |  | INCLUDED | 0 | 0 | 0 | 0 | 0 | 0
44 | 7000018805 | 530 | OPGW & Accessories | 1000010817 | 82057000 |  | 18 |  | Down Lead clamp Assembly for 24 fibre OPGW | EA | 80 |  | INCLUDED | 0 | 0 | 0 | 0 | 0 | 0
45 | 7000018805 | 540 | OPGW & Accessories | 1000014198 | 85353090 |  | 18 |  | Joint Box for 24 fibre OPGW | EA | 3 |  | INCLUDED | 0 | 0 | 0 | 0 | 0 | 0
46 | 7000018805 | 550 | OPGW & Accessories | 1000023471 | 85372000 |  | 18 |  | OPGW Fibre Optic Distribution Panel (FODP): Indoor Type: 96F | EA | 2 |  | INCLUDED | 0 | 0 | 0 | 0 | 0 | 0
47 | 7000018805 | 560 | OPGW & Accessories | 1000037545 | 85447090 |  | 18 |  | 24F (DWSM) APPROACH FIBRE OPTIC CABLE | KM | 1 |  | INCLUDED | 0 | 0 | 0 | 0 | 0 | 0
48 | 7000018805 | 570 | OPGW & Accessories | 1000006437 | 85446090 |  | 18 |  | APPROACH CABLE INSTALLATION HARDWARE | SET | 1 |  | INCLUDED | 0 | 0 | 0 | 0 | 0 | 0
49 | 7000018805 | 580 | Spares : OPGW & accessories | 1000030940 | 85447090 |  | 18 |  | 24 FIBRE (DWSM) OPGW FIBRE OPTIC CABLE | KM | 1 |  | INCLUDED | 0 | 0 | 0 | 0 | 0 | 0
50 | 7000018805 | 590 | Spares : OPGW & accessories | 1000033144 | 82057000 |  | 18 |  | TENSION ASSEMBLY - DEAD END FOR 24 FIBER OPGW | SET | 1 |  | INCLUDED | 0 | 0 | 0 | 0 | 0 | 0
51 | 7000018805 | 600 | Spares : OPGW & accessories | 1000031039 | 82057000 |  | 18 |  | TENSION FITTINGS ASSEMBLY FOR 24F OPGW INCLUDING ALL ACCESSORIES FORJOINT BOX (SPLICING) LOCATION | SET | 1 |  | INCLUDED | 0 | 0 | 0 | 0 | 0 | 0
52 | 7000018805 | 610 | Spares : OPGW & accessories | 1000033146 | 82057000 |  | 18 |  | TENSION ASSEMBLY - DOUBLE TENSION PASS THROUGH ASSEMBLY FOR 24 FIBEROPGW | SET | 1 |  | INCLUDED | 0 | 0 | 0 | 0 | 0 | 0
53 | 7000018805 | 620 | Spares : OPGW & accessories | 1000022417 | 82057000 |  | 18 |  | Vibration Damper for 24 fibre OPGW | EA | 2 |  | INCLUDED | 0 | 0 | 0 | 0 | 0 | 0
54 | 7000018805 | 630 | Spares : OPGW & accessories | 1000010817 | 82057000 |  | 18 |  | Down Lead clamp Assembly for 24 fibre OPGW | EA | 3 |  | INCLUDED | 0 | 0 | 0 | 0 | 0 | 0
55 | 7000018805 | 640 | Spares : OPGW & accessories | 1000014198 | 85353090 |  | 18 |  | Joint Box for 24 fibre OPGW | EA | 1 |  | INCLUDED | 0 | 0 | 0 | 0 | 0 | 0
56 | 7000018805 | 650 | Spares : OPGW & accessories | 1000037545 | 85447090 |  | 18 |  | 24F (DWSM) APPROACH FIBRE OPTIC CABLE | KM | 0.5 |  | INCLUDED | 0 | 0 | 0 | 0 | 0 | 0
57 | 7000018805 | 660 | Spares : OPGW & accessories | 1000006437 | 85446090 |  | 18 |  | APPROACH CABLE INSTALLATION HARDWARE | SET | 0.5 |  | INCLUDED | 0 | 0 | 0 | 0 | 0 | 0
B | 220 KV New Melli (PG) GIS S/s extn
1 | 7000018777 | 10 | 220kV, 40kA GIS Equipment | 1000001571 | 85359030 |  | 18 |  | 245kV,1600A, 40kA,Single phase, SF6 Gas Insulated Bus Duct(GIB) outside GIS Hall alongwith associated support structure | M | 350 |  | INCLUDED | 0 | 0 | 0 | 0 | 0 | 0
2 | 7000018777 | 20 | 220kV, 40kA GIS Equipment | 1000032764 | 85389000 |  | 18 |  | 245KV, 1600A, 40KA SINGLE PHASE SF6 TO AIR BUSHING | SET | 6 |  | INCLUDED | 0 | 0 | 0 | 0 | 0 | 0
3 | 7000018777 | 30 | 220kV, 40kA GIS Equipment | 1000001679 | 85359030 |  | 18 |  | 245kV, 1600 A, 40 kA, SF6 GIS Linefeeder bay module as perSection-Project, Technicalspecification | SET | 2 |  | INCLUDED | 0 | 0 | 0 | 0 | 0 | 0
4 | 7000018777 | 40 | 220kV, 40kA GIS Equipment | 1000032783 | 85359030 |  | 18 |  | 245 KV, 3000 A, 40 KA, SF6 GIS BUS BAR MODULE EXTENSION AS PERSECTION-PROJECT, TECHNICAL SPECIFICATION | SET | 2 |  | INCLUDED | 0 | 0 | 0 | 0 | 0 | 0
5 | 7000018777 | 50 | 245kV, 40kA AIS EQUIPMENT | 1000001772 | 85359090 |  | 18 |  | 245 kV, 4400pf Capacitive Voltage Transformer (1- Phase) | EA | 6 |  | INCLUDED | 0 | 0 | 0 | 0 | 0 | 0
6 | 7000018777 | 60 | 245kV, 40kA AIS EQUIPMENT | 1000020417 | 85354010 |  | 18 |  | 216kV Surge Arrester (1-phase) | EA | 6 |  | INCLUDED | 0 | 0 | 0 | 0 | 0 | 0
7 | 7000018777 | 70 | 245kV, 40kA AIS EQUIPMENT | 1000001695 | 85462040 |  | 18 |  | 245 kV, 1 phase Bus Post Insulator (except for Line Traps) | EA | 6 |  | INCLUDED | 0 | 0 | 0 | 0 | 0 | 0
8 | 7000018777 | 80 | 245kV, 40kA AIS EQUIPMENT | 1000001694 | 85462040 |  | 18 |  | 245 kV ,1 phase Bus Post Insulators for Line Traps | EA | 6 |  | INCLUDED | 0 | 0 | 0 | 0 | 0 | 0
9 | 7000018777 | 90 | Erection Hardware for 220 kV GIS | 1000011246 | 72169990 |  | 18 |  | Erection Hardware for 220kV DM-type layout for GIS terminationarrangement-Line bay as per technical specification | SET | 2 |  | INCLUDED | 0 | 0 | 0 | 0 | 0 | 0
10 | 7000018777 | 100 | Earthmat | 1000032055 | 72159090 |  | 18 |  | 40 MM MS ROD FOR MAIN EARTHMAT | KM | 1 |  | INCLUDED | 0 | 0 | 0 | 0 | 0 | 0
11 | 7000018777 | 110 | CRP for 220kV Bays with SAS at New Melli | 1000001167 | 85371000 |  | 18 |  | Augmentation of existing 220kV bus bar protection scheme.(No. of baysas per specification)-(with Automation) | SET | 1 |  | INCLUDED | 0 | 0 | 0 | 0 | 0 | 0
12 | 7000018777 | 120 | CRP for 220kV Bays with SAS at New Melli | 1000001330 | 85371000 |  | 18 |  | 220kV Line Protection Panel (with Automation) | EA | 2 |  | INCLUDED | 0 | 0 | 0 | 0 | 0 | 0
13 | 7000018777 | 130 | CRP for 220kV Bays with SAS at New Melli | 1000001170 | 85371000 |  | 18 |  | 220kV Circuit Breaker Relay Panel with Auto Reclose (with Automation) | EA | 2 |  | INCLUDED | 0 | 0 | 0 | 0 | 0 | 0
14 | 7000018777 | 140 | SAS-AUG | 1000001333 | 85371000 |  | 18 |  | Augmentation of Substation automation System for 220kV bay as perTechnical Specification | EA | 2 |  | INCLUDED | 0 | 0 | 0 | 0 | 0 | 0
15 | 7000018777 | 150 | PLCC Equipment at New Melli | 1000001567 | 85176210 |  | 18 |  | 220kV, 1600A, 0.5mH, 40 kA Line Trap | EA | 2 |  | INCLUDED | 0 | 0 | 0 | 0 | 0 | 0
16 | 7000018777 | 160 | PLCC Equipment at New Melli | 1000010014 | 85176210 |  | 18 |  | Coupling device for PLCC | SET | 1 |  | INCLUDED | 0 | 0 | 0 | 0 | 0 | 0
17 | 7000018777 | 170 | PLCC Equipment at New Melli | 1000000046 | 85176210 |  | 18 |  | Carrier Equipment Analog type (for Speech+Data & Speech+Protection) | EA | 2 |  | INCLUDED | 0 | 0 | 0 | 0 | 0 | 0
18 | 7000018777 | 180 | PLCC Equipment at New Melli | 1000017887 | 85176210 |  | 18 |  | Analog Protection Coupler for PLCC | EA | 2 |  | INCLUDED | 0 | 0 | 0 | 0 | 0 | 0
19 | 7000018777 | 190 | PLCC Equipment at New Melli | 1000010638 | 85176210 |  | 18 |  | Digital Protection Coupler | EA | 2 |  | INCLUDED | 0 | 0 | 0 | 0 | 0 | 0
20 | 7000018777 | 200 | PLCC Equipment at New Melli | 1000001104 | 85176210 |  | 18 |  | 2wire telephone equipment | EA | 1 |  | INCLUDED | 0 | 0 | 0 | 0 | 0 | 0
21 | 7000018777 | 210 | PLCC Equipment at New Melli | 1000025769 | 85176210 |  | 18 |  | Testing & Maintenance equipment (print test kit only) for PLCC | SET | 1 |  | INCLUDED | 0 | 0 | 0 | 0 | 0 | 0
22 | 7000018777 | 220 | PLCC Equipment at New Melli | 1000036908 | 85446020 |  | 18 |  | HF CABLE 75 OHMS FOR PLCC | KM | 1 |  | INCLUDED | 0 | 0 | 0 | 0 | 0 | 0
23 | 7000018777 | 230 | PLCC Equipment at Rangit(NHPC) | 1000036908 | 85446020 |  | 18 |  | HF CABLE 75 OHMS FOR PLCC | KM | 1 |  | INCLUDED | 0 | 0 | 0 | 0 | 0 | 0
24 | 7000018777 | 240 | PLCC Equipment at Rangit(NHPC) | 1000025769 | 85176210 |  | 18 |  | Testing & Maintenance equipment (print test kit only) for PLCC | SET | 1 |  | INCLUDED | 0 | 0 | 0 | 0 | 0 | 0
25 | 7000018777 | 250 | PLCC Equipment at Rangit(NHPC) | 1000001104 | 85176210 |  | 18 |  | 2wire telephone equipment | EA | 1 |  | INCLUDED | 0 | 0 | 0 | 0 | 0 | 0
26 | 7000018777 | 260 | PLCC Equipment at Rangit(NHPC) | 1000010638 | 85176210 |  | 18 |  | Digital Protection Coupler | EA | 2 |  | INCLUDED | 0 | 0 | 0 | 0 | 0 | 0
27 | 7000018777 | 270 | PLCC Equipment at Rangit(NHPC) | 1000017887 | 85176210 |  | 18 |  | Analog Protection Coupler for PLCC | EA | 2 |  | INCLUDED | 0 | 0 | 0 | 0 | 0 | 0
28 | 7000018777 | 280 | PLCC Equipment at Rangit(NHPC) | 1000000046 | 85176210 |  | 18 |  | Carrier Equipment Analog type (for Speech+Data & Speech+Protection) | EA | 2 |  | INCLUDED | 0 | 0 | 0 | 0 | 0 | 0
29 | 7000018777 | 290 | PLCC Equipment at Rangit(NHPC) | 1000010014 | 85176210 |  | 18 |  | Coupling device for PLCC | SET | 1 |  | INCLUDED | 0 | 0 | 0 | 0 | 0 | 0
30 | 7000018777 | 300 | PLCC Equipment at Rangit(NHPC) | 1000001567 | 85176210 |  | 18 |  | 220kV, 1600A, 0.5mH, 40 kA Line Trap | EA | 2 |  | INCLUDED | 0 | 0 | 0 | 0 | 0 | 0
31 | 7000018777 | 310 | LT SWITCHGEAR | 1000004304 | 85371000 |  | 18 |  | 415V ACDB (Extn.) | SET | 1 |  | INCLUDED | 0 | 0 | 0 | 0 | 0 | 0
32 | 7000018777 | 320 | LT SWITCHGEAR | 1000001145 | 85371000 |  | 18 |  | 220V DCDB (Extn.) | SET | 1 |  | INCLUDED | 0 | 0 | 0 | 0 | 0 | 0
33 | 7000018777 | 330 | LT SWITCHGEAR | 1000004755 | 85371000 |  | 18 |  | 48V DCDB (Extn.) | SET | 1 |  | INCLUDED | 0 | 0 | 0 | 0 | 0 | 0
34 | 7000018777 | 340 | POWER & CONTROL CABLE | 1000031908 | 85446020 |  | 18 |  | 1.1KV GRADE 19CX2.5 SQMM CONTROL CABLE | KM | 0.8 |  | INCLUDED | 0 | 0 | 0 | 0 | 0 | 0
35 | 7000018777 | 350 | POWER & CONTROL CABLE | 1000031887 | 85446020 |  | 18 |  | 1.1KV GRADE 10CX2.5 SQMM CONTROL CABLE | KM | 0.5 |  | INCLUDED | 0 | 0 | 0 | 0 | 0 | 0
36 | 7000018777 | 370 | POWER & CONTROL CABLE | 1000031964 | 85446020 |  | 18 |  | 1.1KV GRADE 3CX2.5 SQMM CONTROL CABLE | KM | 0.4 |  | INCLUDED | 0 | 0 | 0 | 0 | 0 | 0
37 | 7000018777 | 380 | POWER & CONTROL CABLE | 1000031985 | 85446020 |  | 18 |  | 1.1KV GRADE 4CX6 SQMM (PVC) POWER CABLE | KM | 0.8 |  | INCLUDED | 0 | 0 | 0 | 0 | 0 | 0
38 | 7000018777 | 360 | POWER & CONTROL CABLE | 1000031987 | 85446020 |  | 18 |  | 1.1KV GRADE 5CX2.5 SQMM CONTROL CABLE | KM | 1.5 |  | INCLUDED | 0 | 0 | 0 | 0 | 0 | 0
39 | 7000018777 | 390 | POWER & CONTROL CABLE | 1000031927 | 85446020 |  | 18 |  | 1.1KV GRADE 27CX2.5 SQMM CONTROL CABLE | KM | 1 |  | INCLUDED | 0 | 0 | 0 | 0 | 0 | 0
40 | 7000018777 | 400 | POWER & CONTROL CABLE | 1000031976 | 85446020 |  | 18 |  | 1.1KV GRADE 4CX16 SQMM (PVC) POWER CABLE | KM | 0.5 |  | INCLUDED | 0 | 0 | 0 | 0 | 0 | 0
41 | 7000018777 | 410 | POWER & CONTROL CABLE | 1000031953 | 85446020 |  | 18 |  | 1.1KV GRADE 3.5CX35 SQMM (PVC) POWER CABLE | KM | 1 |  | INCLUDED | 0 | 0 | 0 | 0 | 0 | 0
42 | 7000018777 | 420 | ILLUMINATION SYSTEM | 1000014547 | 85371000 |  | 18 |  | Lighting Panel type ACP-2 as per technical specification | EA | 1 |  | INCLUDED | 0 | 0 | 0 | 0 | 0 | 0
43 | 7000018777 | 430 | ILLUMINATION SYSTEM | 1000017485 | 94059900 |  | 18 |  | Lighting panel SLP for Street Lighting | EA | 1 |  | INCLUDED | 0 | 0 | 0 | 0 | 0 | 0
44 | 7000018777 | 440 | ILLUMINATION SYSTEM | 1000004952 | 94059900 |  | 18 |  | 63A, 415V : Interlocked switch socket outdoor Receptacle (type RP) asper technical specifications | EA | 1 |  | INCLUDED | 0 | 0 | 0 | 0 | 0 | 0
45 | 7000018777 | 450 | ILLUMINATION SYSTEM | 1000038387 | 94051090 |  | 18 |  | LED FLOOD LIGHT LUMINARIESTYPE FL-1 (150W) AS PER TECHNICALSPECIFICATION | EA | 2 |  | INCLUDED | 0 | 0 | 0 | 0 | 0 | 0
46 | 7000018777 | 460 | ILLUMINATION SYSTEM | 1000038325 | 94059900 |  | 18 |  | LIGHTING FIXTURE LED LUMINAIRES TYPE FL2 AS PER TECH. SPECIFICATIONS | EA | 2 |  | INCLUDED | 0 | 0 | 0 | 0 | 0 | 0
47 | 7000018777 | 470 | 220 kV Towers | 1000015954 | 73082011 |  | 18 |  | Fabrication, galvanising and supply of Lattice Structures (MS Steel),to be designed during detailed engineering, for towers, beams andequipment support structure including pack plates / packwashers andgusset plates excluding fasteners and foundation bolts | MT | 39 |  | INCLUDED | 0 | 0 | 0 | 0 | 0 | 0
48 | 7000018777 | 480 | 220 kV Towers | 1000011713 | 73082011 |  | 18 |  | Fabrication, galvanising and supply of fasteners ( nuts, bolts andwashers ) including step bolts for lattice and pipe structures to bedesigned during detailed engineering | MT | 2.4 |  | INCLUDED | 0 | 0 | 0 | 0 | 0 | 0
49 | 7000018777 | 490 | 220 kV Towers | 1000012373 | 73082011 |  | 18 |  | Fabrication, galvanising and supply of foundation bolts including nuts,checknut and washers for lattice and pipe structures to be designedduring detailed engineering | MT | 6.5 |  | INCLUDED | 0 | 0 | 0 | 0 | 0 | 0
50 | 7000018777 | 500 | 220kV Equipment support structures | 1000017562 | 73045930 |  | 18 |  | Standard Pipe Structure for 220kV BPI (excluding wave trap) | EA | 6 |  | INCLUDED | 0 | 0 | 0 | 0 | 0 | 0
51 | 7000018777 | 510 | 220kV Equipment support structures | 1000020188 | 73045930 |  | 18 |  | Fabrication, galvanising and supply of Standard Pipe Structure - 220kV CVT including nuts, bolts, all type of washers, packplates, stepbolts and gusset plates excluding foundation bolts | EA | 6 |  | INCLUDED | 0 | 0 | 0 | 0 | 0 | 0
52 | 7000018777 | 520 | 220kV Equipment support structures | 1000020190 | 73045930 |  | 18 |  | Fabrication, galvanising and supply of Standard Pipe Structure - 220kV SA including nuts, bolts, all type of washers, packplates, stepbolts and gusset plates excluding foundation bolts | EA | 6 |  | INCLUDED | 0 | 0 | 0 | 0 | 0 | 0
53 | 7000018777 | 530 | 220kV Equipment support structures | 1000012366 | 73082011 |  | 18 |  | Fabrication, galvanising and supply of 28mm dia foundation boltsincluding nuts, checknuts, washers and packplates. | EA | 108 |  | INCLUDED | 0 | 0 | 0 | 0 | 0 | 0
54 | 7000018777 | 540 | 220kV Equipment support structures | 1000020191 | 73045930 |  | 18 |  | Fabrication, galvanising and supply of Std Pipe Structure - 220 kV WTincluding nuts, bolts, all type of washers, packplates, step bolts andgusset plates excluding foundation bolts | EA | 12 |  | INCLUDED | 0 | 0 | 0 | 0 | 0 | 0
55 | 7000018777 | 550 | SPARES FOR 245kV CVT | 1000025934 | 85359090 |  | 18 |  | Spare-245kV CVT | SET | 1 |  | INCLUDED | 0 | 0 | 0 | 0 | 0 | 0
56 | 7000018777 | 560 | SPARES FOR 216kV Surge Arrester | 1000025930 | 85354010 |  | 18 |  | Spare-216kV Surge Arrester | SET | 1 |  | INCLUDED | 0 | 0 | 0 | 0 | 0 | 0
57 | 7000018777 | 570 | SPARES FOR 220V BPI | 1000027480 | 85462040 |  | 18 |  | Spares-Bus Post Insulator for 765 kV and 400kV system | LOT | 1 |  | INCLUDED | 0 | 0 | 0 | 0 | 0 | 0
58 | 7000018777 | 580 | SPARES FOR CRP | 1000019912 | 85371000 |  | 18 |  | Relay & protection Panels (with automation) | LS | 1 |  | INCLUDED | 0 | 0 | 0 | 0 | 0 | 0
59 | 7000018777 | 590 | SPARES FOR SAS | 1000019927 | 85389000 |  | 18 |  | Spares-Substation Automation System | LS | 1 |  | INCLUDED | 0 | 0 | 0 | 0 | 0 | 0
60 | 7000018777 | 600 | SPARES FOR PLCC | 1000025950 | 85176210 |  | 18 |  | Spare-PLCC | SET | 1 |  | INCLUDED | 0 | 0 | 0 | 0 | 0 | 0
61 | 7000018777 | 750 | Spares for 220kV GIS | 1000058295 | 85359030 |  | 18 |  | 220KV GIS- CABLE CONNECTION ENCLOSURE WITH MAIN CIRCUIT | SET | 1 |  | INCLUDED | 0 | 0 | 0 | 0 | 0 | 0
62 | 7000018777 | 760 | Spares for 220kV GIS | 1000058300 | 85359030 |  | 18 |  | 220KV GIS-SF6 GAS PRESSURE RELIEF DEVICE ASSEMBLY OF EACH TYPE | EA | 1 |  | INCLUDED | 0 | 0 | 0 | 0 | 0 | 0
63 | 7000018777 | 770 | Spares for 220kV GIS | 1000049816 | 85359030 |  | 18 |  | SF6 PRESSURE GAUGE CUM SWITCH /DENSITY MONITORS AND PRESSURESWITCH AS APPLICABLE, OF EACH TYPE-220KV GIS | SET | 2 |  | INCLUDED | 0 | 0 | 0 | 0 | 0 | 0
64 | 7000018777 | 780 | Spares for 220kV GIS | 1000049752 | 85359030 |  | 18 |  | COUPLING DEVICE FOR PRESSURE GAUGE CUM SWITCH FOR CONNECTINGGAS HANDLING PLANT OF EACH TYPE-220KV GIS | SET | 1 |  | INCLUDED | 0 | 0 | 0 | 0 | 0 | 0
65 | 7000018777 | 790 | Spares for 220kV GIS | 1000049761 | 85359030 |  | 18 |  | RUBBER GASKETS, Ã‚â‚¬Å’OÃ‚â‚¬Â RINGS AND SEALS FOR SF6 GAS FOR GISENCLOSURE OF EACH TYPE-220KV GIS | SET | 2 |  | INCLUDED | 0 | 0 | 0 | 0 | 0 | 0
66 | 7000018777 | 800 | Spares for 220kV GIS | 1000058298 | 85359030 |  | 18 |  | 220KV GIS-MOLECULAR FILTER FOR SF6 GAS WITH FILTER BAGS (5 % OF TOTALWEIGHT) | SET | 1 |  | INCLUDED | 0 | 0 | 0 | 0 | 0 | 0
67 | 7000018777 | 810 | Spares for 220kV GIS | 1000049749 | 85359030 |  | 18 |  | CONTROL VALVES FOR SF6 GAS OF EACH TYPE-220KV GIS | SET | 2 |  | INCLUDED | 0 | 0 | 0 | 0 | 0 | 0
68 | 7000018777 | 820 | Spares for 220kV GIS | 1000058299 | 85359030 |  | 18 |  | 220KV GIS-SF6 GAS (5 % OF TOTAL GAS QUANTITY) | LOT | 1 |  | INCLUDED | 0 | 0 | 0 | 0 | 0 | 0
69 | 7000018777 | 830 | Spares for 220kV GIS | 1000049782 | 85359030 |  | 18 |  | LOCKING DEVICE TO KEEP THE DIS-CONNECTORS (ISOLATORS)AND EARTHING/FAST EARTHING SWITCHES (AS APPLICABLE) IN CLOSE OR OPENPOSITION IN CASE OF REMOVAL OF THE DRIVING MECHANISM-220KV GIS | SET | 2 |  | INCLUDED | 0 | 0 | 0 | 0 | 0 | 0
70 | 7000018777 | 840 | Spares for 220kV GIS | 1000049504 | 85359030 |  | 18 |  | UHF PD SENSORS OF EACH TYPE ALONG WITH BNC CONNECTOR FOR 245KV GIS | EA | 3 |  | INCLUDED | 0 | 0 | 0 | 0 | 0 | 0
71 | 7000018777 | 850 | Spares for 220kV GIS | 1000058302 | 85359030 |  | 18 |  | 220KV GIS-SUPPORT INSULATORS (GAS THROUGH) OF EACH TYPE (COMPLETE WITHMETAL RING ETC.) ALONG WITH ASSOCIATED CONTACTS AND SHIELDS | EA | 3 |  | INCLUDED | 0 | 0 | 0 | 0 | 0 | 0
72 | 7000018777 | 860 | Spares for 220kV GIS | 1000058297 | 85359030 |  | 18 |  | 220KV GIS-GAS BARRIERS OF EACH TYPE (COMPLETE WITH METAL RING ETC.)ALONG WITH ASSOCIATED CONTACTS AND SHIELDS | EA | 3 |  | INCLUDED | 0 | 0 | 0 | 0 | 0 | 0
73 | 7000018777 | 870 | Spares for 220kV GIS | 1000058301 | 85359030 |  | 18 |  | 220KV GIS- 1600A SF6 TO AIR BUSHING COMPLETE IN ALL RESPECT | EA | 1 |  | INCLUDED | 0 | 0 | 0 | 0 | 0 | 0
74 | 7000018777 | 880 | Spares for 220kV GIS | 1000049497 | 85359030 |  | 18 |  | LCC SPARES - AUX. RELAYS, CONTACTORS,PUSH BUTTONS, SWITCHES, LAMPS,ANNUNCIATION WINDOWS, MCB, FUSES,TIMERS, TERMINAL BLOCKS ETC. OF EACHTYPE & RATING-220kV GIS | SET | 1 |  | INCLUDED | 0 | 0 | 0 | 0 | 0 | 0
75 | 7000018777 | 890 | Spares for 220kV GIS | 1000058284 | 85359030 |  | 18 |  | 220KV GIS-ONE POLE OF 1600A CIRCUIT BREAKER WITH INTERRUPTER, MAINCIRCUIT, ENCLOSURE AND OPERATING MECHANISM COMPLETE IN ALL RESPECT | SET | 1 |  | INCLUDED | 0 | 0 | 0 | 0 | 0 | 0
76 | 7000018777 | 900 | Spares for 220kV GIS | 1000021871 | 85389000 |  | 18 |  | Trip coil assembly with resistor for245kV GIS Circuit Breaker (asapplicable) | SET | 3 |  | INCLUDED | 0 | 0 | 0 | 0 | 0 | 0
77 | 7000018777 | 910 | Spares for 220kV GIS | 1000009185 | 85389000 |  | 18 |  | Closing coil assembly with resistor for245kV GIS Circuit Breaker (asapplicable) | SET | 3 |  | INCLUDED | 0 | 0 | 0 | 0 | 0 | 0
78 | 7000018777 | 920 | Spares for 220kV GIS | 1000058292 | 85359030 |  | 18 |  | RELAYS, POWER CONTACTORS, PUSH BUTTONS, TIMERS & MCBS ETC. (ASAPPLICABLE) OF EACH TYPE FOR 220KV GIS CIRCUIT BREAKER | SET | 1 |  | INCLUDED | 0 | 0 | 0 | 0 | 0 | 0
79 | 7000018777 | 930 | Spares for 220kV GIS | 1000007066 | 85389000 |  | 18 |  | Auxiliary switch assembly of each type for 245kV GIS Circuit Breaker | SET | 1 |  | INCLUDED | 0 | 0 | 0 | 0 | 0 | 0
80 | 7000018777 | 940 | Spares for 220kV GIS | 1000058291 | 85359030 |  | 18 |  | 220KV GIS CIRCUIT BREAKER-OPERATION COUNTER | EA | 1 |  | INCLUDED | 0 | 0 | 0 | 0 | 0 | 0
81 | 7000018777 | 950 | Spares for 220kV GIS | 1000058288 | 85359030 |  | 18 |  | 220KV GIS CIRCUIT BREAKER-HYDRAULIC OPERATING MECHANISM WITH DRIVEMOTOR (FOR HYDRAULIC OPERATED MECHANISM, IF APPLICABLE) | SET | 1 |  | INCLUDED | 0 | 0 | 0 | 0 | 0 | 0
82 | 7000018777 | 960 | Spares for 220kV GIS | 1000049758 | 85359030 |  | 18 |  | HYDRAULIC FILTER OF EACH TYPE (FOR HYDRAULIC OPERATED MECHANISM, IFPPLICABLE)-220KV GIS CIRCUIT BREKAER | SET | 1 |  | INCLUDED | 0 | 0 | 0 | 0 | 0 | 0
83 | 7000018777 | 970 | Spares for 220kV GIS | 1000058272 | 85359030 |  | 18 |  | 220KV GIS CIRCUIT BREAKER- HOSE PIPE OF EACH TYPE (AS APPLICABLE) (FORHYDRAULIC OPERATED MECHANISM, IF APPLICABLE) | SET | 1 |  | INCLUDED | 0 | 0 | 0 | 0 | 0 | 0
84 | 7000018777 | 980 | Spares for 220kV GIS | 1000058290 | 85359030 |  | 18 |  | 220KV GIS CIRCUIT BREAKER - N2 ACCUMULATOR (FOR HYDRAULIC OPERATEDMECHANISM, IF APPLICABLE) | SET | 1 |  | INCLUDED | 0 | 0 | 0 | 0 | 0 | 0
85 | 7000018777 | 990 | Spares for 220kV GIS | 1000049834 | 85359030 |  | 18 |  | VALVES OF EACH TYPE (FOR HYDRAULIC OPERATED MECHANISM, IFAPPLICABLE)-220KV GIS CIRCUIT BREKAER | SET | 1 |  | INCLUDED | 0 | 0 | 0 | 0 | 0 | 0
86 | 7000018777 | 1000 | Spares for 220kV GIS | 1000049794 | 85359030 |  | 18 |  | PIPE LENGTH (COPPER & STEEL) OF EACH SIZE & TYPE (FOR HYDRAULICOPERATED MECHANISM, IF APPLICABLE)-220KV GIS CIRCUIT BREKAER | SET | 1 |  | INCLUDED | 0 | 0 | 0 | 0 | 0 | 0
87 | 7000018777 | 1010 | Spares for 220kV GIS | 1000049807 | 85359030 |  | 18 |  | PRESSURE SWITCHES OF EACH TYPE (FOR HYDRAULIC OPERATED MECHANISM, IFAPPLICABLE)-220KV GIS CIRCUIT BREKAER | SET | 1 |  | INCLUDED | 0 | 0 | 0 | 0 | 0 | 0
88 | 7000018777 | 1020 | Spares for 220kV GIS | 1000049804 | 85359030 |  | 18 |  | PRESSURE GAUGE WITH COUPLING DEVICE OF EACH TYPE (FOR HYDRAULICOPERATED MECHANISM, IF APPLICABLE)-220KV GIS CIRCUIT BREKAER | SET | 1 |  | INCLUDED | 0 | 0 | 0 | 0 | 0 | 0
89 | 7000018777 | 1030 | Spares for 220kV GIS | 1000058289 | 85359030 |  | 18 |  | 220KV GIS CIRCUIT BREAKER-HYDRAULIC OIL (5% OF TOTAL OIL QUANTITY)(FOR HYDRAULIC OPERATED MECHANISM, IF APPLICABLE) | SET | 1 |  | INCLUDED | 0 | 0 | 0 | 0 | 0 | 0
90 | 7000018777 | 1040 | Spares for 220kV GIS | 1000049798 | 85359030 |  | 18 |  | PRESSURE RELIEF DEVICE OF EACH TYPE (FOR HYDRAULIC OPERATED MECHANISM,IF APPLICABLE)-220KV GIS CIRCUIT BREKAER | SET | 1 |  | INCLUDED | 0 | 0 | 0 | 0 | 0 | 0
91 | 7000018777 | 1050 | Spares for 220kV GIS | 1000058293 | 85359030 |  | 18 |  | 220KV GIS CIRCUIT BREAKER-COMPLETE SPRING OPERATING MECHANISMINCLUDING CHARGING MECHANISM ETC. (FOR SPRING OPERATED MECHANISM, IFAPPLICABLE) | SET | 1 |  | INCLUDED | 0 | 0 | 0 | 0 | 0 | 0
92 | 7000018777 | 1060 | Spares for 220kV GIS | 1000058287 | 85359030 |  | 18 |  | 220KV GIS CIRCUIT BREAKER- COMPLETE HYDRAULIC-SPRING OPERATINGMECHANISM INCLUDING CHARGING MECHANISM ETC. (FOR HYDRAULIC-SPRINGOPERATED MECHANISM, IF APPLICABLE) | SET | 1 |  | INCLUDED | 0 | 0 | 0 | 0 | 0 | 0
93 | 7000018777 | 1070 | Spares for 220kV GIS | 1000049797 | 85359030 |  | 18 |  | PRESSURE SWITCHES OF EACH TYPE (FOR HYDRAULIC-SPRING OPERATEDMECHANISM, IF APPLICABLE)-220KV GIS CIRCUIT BREAKER | SET | 1 |  | INCLUDED | 0 | 0 | 0 | 0 | 0 | 0
94 | 7000018777 | 1080 | Spares for 220kV GIS | 1000049801 | 85359030 |  | 18 |  | PRESSURE GAUGE WITH COUPLING DEVICE OF EACH TYPE (FOR HYDRAULIC-SPRINGOPERATED MECHANISM, IF APPLICABLE)-220KV GIS CIRCUIT BREKAER | SET | 1 |  | INCLUDED | 0 | 0 | 0 | 0 | 0 | 0
95 | 7000018777 | 1090 | Spares for 220kV GIS | 1000058371 | 85359030 |  | 18 |  | 220kV GIS- Three phase of 1600Adisconnector switch including maincircuit, enclosure, driving mechanismand support insulator etc., complete inall respect (Note 1- The contractorshall supply spare for disconnectorswitch to ensure one to one replacementof all disconnector switch supplied asmain equipment without any requirementof modification in fittings at site tocover all different types ofdisconnector switch supplied. In case,quantity of supplied dis-connectorswitch types (for one to onereplacement) are more than the quantitymentioned in BPS for spare, thecontractor shall supply theseadditional types of disconnector switchwithout any additional priceimplication to POWERGRID and quantitiesof these additional type ofdisconnector switch are deem to beincluded in the quantities mentioned inBPS for spare disconnector. Note 2 - Incase, Dis-connector Switch (DS) & EarthSwitch (ES) is provided in a sameenclosure with common operatingmechanism, then the module comprisingof Dis-connector & Earth switch insingle enclosure with common operatingmechanism is to be provided under thehead of spare Dis-connector only. Note3- In case, Dis-connector Switch (DS)&Earth Switch (ES) is provided in asame enclosure with separate operatingmechanism, then the module comprisingof Dis-connector & Earth switch insingle enclosure with separateoperating mechanism is to be providedunder the head of spare Dis-connectoronly.) | EA | 2 |  | INCLUDED | 0 | 0 | 0 | 0 | 0 | 0
96 | 7000018777 | 1100 | Spares for 220kV GIS | 1000058282 | 85359030 |  | 18 |  | 220KV GIS- THREE PHASE MAINTENANCE EARTHING SWITCH INCLUDING MAINCIRCUIT, ENCLOSURE, DRIVING MECHANISM AND SUPPORT INSULATOR ETC.,COMPLETE IN ALL RESPECT (NOTE 1 - IN CASE, DIS-CONNECTOR SWITCH (DS) &EARTH SWITCH (ES) IS PROVIDED IN A SAME ENCLOSURE WITH COMMONOPERATING MECHANISM, THEN THE MODULE COMPRISING OF DIS-CONNECTOR &EARTH SWITCH IN SINGLE ENCLOSURE WITH COMMON OPERATING MECHANISM IS TOBE PROVIDED UNDER THE HEAD OF SPARE DIS-CONNECTOR ONLY. NOTE 2 - INCASE, DIS-CONNECTOR SWITCH (DS) & EARTH SWITCH (ES) IS PROVIDED IN ASAME ENCLOSURE WITH SEPARATE OPERATING MECHANISM, THEN THE MODULECOMPRISING OF DIS-CONNECTOR & EARTH SWITCH IN SINGLE ENCLOSURE WITHSEPARATE OPERATING MECHANISM IS TO BE PROVIDED UNDER THE HEAD OF SPAREDIS-CONNECTOR ONLY.) | EA | 1 |  | INCLUDED | 0 | 0 | 0 | 0 | 0 | 0
97 | 7000018777 | 1110 | Spares for 220kV GIS | 1000058278 | 85359030 |  | 18 |  | 220KV GIS - THREE PHASE FAST EARTHING SWITCH INCLUDING MAIN CIRCUIT,ENCLOSURE, DRIVING MECHANISM AND SUPPORT INSULATOR ETC., COMPLETE INALL RESPECT (NOTE 1 - IN CASE, DIS-CONNECTOR SWITCH (DS) & EARTHSWITCH (ES) IS PROVIDED IN A SAME ENCLOSURE WITH COMMON OPERATINGMECHANISM, THEN THE MODULE COMPRISING OF DIS-CONNECTOR & EARTH SWITCHIN SINGLE ENCLOSURE WITH COMMON OPERATING MECHANISM IS TO BE PROVIDEDUNDER THE HEAD OF SPARE DIS-CONNECTOR ONLY. NOTE 2 - IN CASE,DIS-CONNECTOR SWITCH (DS) & EARTH SWITCH (ES) IS PROVIDED IN A SAMEENCLOSURE WITH SEPARATE OPERATING MECHANISM, THEN THE MODULECOMPRISING OF DIS-CONNECTOR & EARTH SWITCH IN SINGLE ENCLOSURE WITHSEPARATE OPERATING MECHANISM IS TO BE PROVIDED UNDER THE HEAD OF SPAREDIS-CONNECTOR ONLY.) | EA | 1 |  | INCLUDED | 0 | 0 | 0 | 0 | 0 | 0
98 | 7000018777 | 1120 | Spares for 220kV GIS | 1000058273 | 85359030 |  | 18 |  | OPEN/CLOSE CONTACTOR ASSEMBLY, TIMERS, KEY INTERLOCK, INTERLOCKINGCOILS, RELAYS, PUSH BUTTONS, INDICATING LAMPS, POWER CONTACTORS,RESISTORS, FUSES, MCBS & DRIVE CONTROL CARDS ETC. (AS APPLICABLE) ONEOF EACH TYPE FOR ONE COMPLETE MOM BOX FOR 220KV GIS DISCONNECTORSWITCH | SET | 1 |  | INCLUDED | 0 | 0 | 0 | 0 | 0 | 0
99 | 7000018777 | 1130 | Spares for 220kV GIS | 1000058280 | 85359030 |  | 18 |  | OPEN/CLOSE CONTACTOR ASSEMBLY, TIMERS, KEY INTERLOCK, INTERLOCKINGCOILS, RELAYS, PUSH BUTTONS, INDICATING LAMPS, POWER CONTACTORS,RESISTORS, FUSES, MCBS & DRIVE CONTROL CARDS ETC. (AS APPLICABLE) ONEOF EACH TYPE FOR ONE COMPLETE MOM BOX FOR 220KV GIS MAINTENANCE EARTHSWITCH | SET | 1 |  | INCLUDED | 0 | 0 | 0 | 0 | 0 | 0
100 | 7000018777 | 1140 | Spares for 220kV GIS | 1000058276 | 85359030 |  | 18 |  | OPEN/CLOSE CONTACTOR ASSEMBLY, TIMERS, KEY INTERLOCK, INTERLOCKINGCOILS, RELAYS, PUSH BUTTONS, INDICATING LAMPS, POWER CONTACTORS,RESISTORS, FUSES, MCBS & DRIVE CONTROL CARDS ETC. (AS APPLICABLE) ONEOF EACH TYPE FOR ONE COMPLETE MOM BOX FOR 220KV GIS FAST EARTHINGSWITCH | SET | 1 |  | INCLUDED | 0 | 0 | 0 | 0 | 0 | 0
101 | 7000018777 | 1150 | Spares for 220kV GIS | 1000049773 | 85359030 |  | 18 |  | LIMIT SWITCHES AND AUX. SWITCHES FOR ONE COMPLETE MOM BOX FORDISCONNECTOR-220KV GIS | SET | 1 |  | INCLUDED | 0 | 0 | 0 | 0 | 0 | 0
102 | 7000018777 | 1160 | Spares for 220kV GIS | 1000049775 | 85359030 |  | 18 |  | LIMIT SWITCHES AND AUX. SWITCHES FOR ONE COMPLETE MOM BOX FORMAINTENANCE EARTHING SWITCH-220KV GIS | SET | 1 |  | INCLUDED | 0 | 0 | 0 | 0 | 0 | 0
103 | 7000018777 | 1170 | Spares for 220kV GIS | 1000049774 | 85359030 |  | 18 |  | LIMIT SWITCHES AND AUX. SWITCHES FOR ONE COMPLETE MOM BOX FOR FASTEARTHING SWITCH (IF APPLICABLE)-220KV GIS | SET | 1 |  | INCLUDED | 0 | 0 | 0 | 0 | 0 | 0
104 | 7000018777 | 1180 | Spares for 220kV GIS | 1000058274 | 85359030 |  | 18 |  | DRIVE MECHANISM FOR 220KV GIS DISCONNECTOR SWITCH | SET | 1 |  | INCLUDED | 0 | 0 | 0 | 0 | 0 | 0
105 | 7000018777 | 1190 | Spares for 220kV GIS | 1000058281 | 85359030 |  | 18 |  | DRIVE MECHANISM FOR 220KV GIS MAINTENANCE EARTH SWITCH | SET | 1 |  | INCLUDED | 0 | 0 | 0 | 0 | 0 | 0
106 | 7000018777 | 1200 | Spares for 220kV GIS | 1000058277 | 85359030 |  | 18 |  | DRIVE MECHANISM FOR 220KV GIS FAST EARTHING SWITCH | SET | 1 |  | INCLUDED | 0 | 0 | 0 | 0 | 0 | 0
107 | 7000018777 | 1210 | Spares for 220kV GIS | 1000058275 | 85359030 |  | 18 |  | MOTOR FOR DRIVE MECHANISM FOR 220KV GIS DISCONNECTOR SWITCH | EA | 1 |  | INCLUDED | 0 | 0 | 0 | 0 | 0 | 0
108 | 7000018777 | 1220 | Spares for 220kV GIS | 1000058283 | 85359030 |  | 18 |  | MOTOR FOR DRIVE MECHANISM FOR 220KVGIS MAINTENANCE EARTH SWITCH | EA | 1 |  | INCLUDED | 0 | 0 | 0 | 0 | 0 | 0
109 | 7000018777 | 1230 | Spares for 220kV GIS | 1000058279 | 85359030 |  | 18 |  | MOTOR FOR DRIVE MECHANISM FOR 220KV GIS FAST EARTHING SWITCH | EA | 1 |  | INCLUDED | 0 | 0 | 0 | 0 | 0 | 0
110 | 7000018777 | 1240 | Spares for 220kV GIS | 1000058294 | 85359030 |  | 18 |  | 220KV GIS- SINGLE PHASE OF CURRENT TRANSFORMER (4 CORES) WITHASSOCIATED ENCLOSURE AND PRIMARY CONDUCTOR COMPLETE IN ALL RESPECT | EA | 1 |  | INCLUDED | 0 | 0 | 0 | 0 | 0 | 0
111 | 7000018777 | 1250 | Spares for 220kV GIS | 1000058296 | 85359030 |  | 18 |  | 220KV GIS- SINGLE PHASE VT WITH ASSOCIATED ENCLOSURE COMPLETE IN ALLRESPECT | EA | 1 |  | INCLUDED | 0 | 0 | 0 | 0 | 0 | 0
112 | 7000018777 | 1260 | Spares for 220kV GIS | 1000058303 | 85359030 |  | 18 |  | 220KV GIS- SINGLE PHASE GAS INSULATED SURGE ARRESTER WITH ASSOCIATEDENCLOSURE AND INSULATOR COMPLETE IN ALL RESPECT | EA | 1 |  | INCLUDED | 0 | 0 | 0 | 0 | 0 | 0
113 | 7000018777 | 1270 | Spares for 220kV GIS | 1000058304 | 85359030 |  | 18 |  | 220KV GIS- SURGE COUNTER/ MONITOR | EA | 1 |  | INCLUDED | 0 | 0 | 0 | 0 | 0 | 0
114 | 7000018777 | 1280 | Telecom Eqpt for New Melli | 1000028251 | 85176260 |  | 18 |  | Base Equipment STM-4 MADM upto 5 MSP | SET | 1 |  | INCLUDED | 0 | 0 | 0 | 0 | 0 | 0
115 | 7000018777 | 1290 | Telecom Eqpt for New Melli | 1000023721 | 85176260 |  | 18 |  | SFP S4.1 | EA | 6 |  | INCLUDED | 0 | 0 | 0 | 0 | 0 | 0
116 | 7000018777 | 1300 | Telecom Eqpt for New Melli | 1000023719 | 85176260 |  | 18 |  | SFP L4.1 | EA | 2 |  | INCLUDED | 0 | 0 | 0 | 0 | 0 | 0
117 | 7000018777 | 1310 | Telecom Eqpt for New Melli | 1000031374 | 85176290 |  | 18 |  | TRIBUTARY INTERFACE- E1 INTERFACE (MINIMUM 16 NOS.) | SET | 2 |  | INCLUDED | 0 | 0 | 0 | 0 | 0 | 0
118 | 7000018777 | 1320 | Telecom Eqpt for New Melli | 1000034950 | 85176990 |  | 18 |  | ETHERNET INTERFACE 10/100 BASE T WITH LAYER-2 SWITCHING (MIN 8INTERFACES PER CARD) | EA | 2 |  | INCLUDED | 0 | 0 | 0 | 0 | 0 | 0
119 | 7000018777 | 1330 | Telecom Eqpt for New Melli | 1000026228 | 85176290 |  | 18 |  | Equipment Cabinets For SDH | EA | 1 |  | INCLUDED | 0 | 0 | 0 | 0 | 0 | 0
120 | 7000018777 | 1340 | Telecom Eqpt for New Melli | 1000034998 | 85171890 |  | 18 |  | VOIP TELEPHONE INSTRUMENT WITH ONE COMMON SWITCH (MIN. 8 PORT) | EA | 2 |  | INCLUDED | 0 | 0 | 0 | 0 | 0 | 0
121 | 7000018777 | 1360 | Telecom Spare at New Melli | 1000023721 | 85176260 |  | 18 |  | SFP S4.1 | EA | 1 |  | INCLUDED | 0 | 0 | 0 | 0 | 0 | 0
122 | 7000018777 | 1370 | Telecom Spare at New Melli | 1000023719 | 85176260 |  | 18 |  | SFP L4.1 | EA | 1 |  | INCLUDED | 0 | 0 | 0 | 0 | 0 | 0
123 | 7000018777 | 1380 | Telecom Equipment at Rangit(NHPC) | 1000028251 | 85176260 |  | 18 |  | Base Equipment STM-4 MADM upto 5 MSP | SET | 1 |  | INCLUDED | 0 | 0 | 0 | 0 | 0 | 0
124 | 7000018777 | 1390 | Telecom Equipment at Rangit(NHPC) | 1000023721 | 85176260 |  | 18 |  | SFP S4.1 | EA | 2 |  | INCLUDED | 0 | 0 | 0 | 0 | 0 | 0
125 | 7000018777 | 1400 | Telecom Equipment at Rangit(NHPC) | 1000023719 | 85176260 |  | 18 |  | SFP L4.1 | EA | 2 |  | INCLUDED | 0 | 0 | 0 | 0 | 0 | 0
126 | 7000018777 | 1410 | Telecom Equipment at Rangit(NHPC) | 1000031374 | 85176290 |  | 18 |  | TRIBUTARY INTERFACE- E1 INTERFACE (MINIMUM 16 NOS.) | SET | 2 |  | INCLUDED | 0 | 0 | 0 | 0 | 0 | 0
127 | 7000018777 | 1420 | Telecom Equipment at Rangit(NHPC) | 1000034950 | 85176990 |  | 18 |  | ETHERNET INTERFACE 10/100 BASE T WITH LAYER-2 SWITCHING (MIN 8INTERFACES PER CARD) | EA | 2 |  | INCLUDED | 0 | 0 | 0 | 0 | 0 | 0
128 | 7000018777 | 1430 | Telecom Equipment at Rangit(NHPC) | 1000026228 | 85176290 |  | 18 |  | Equipment Cabinets For SDH | EA | 1 |  | INCLUDED | 0 | 0 | 0 | 0 | 0 | 0
129 | 7000018777 | 1440 | Telecom Equipment at Rangit(NHPC) | 1000028495 | 84715000 |  | 18 |  | NMS- CRAFT TERMINAL-HARDWARE | EA | 1 |  | INCLUDED | 0 | 0 | 0 | 0 | 0 | 0
130 | 7000018777 | 1450 | Telecom Equipment at Rangit(NHPC) | 1000028265 | 85238020 |  | 18 |  | Software for Craft Terminal | EA | 1 |  | INCLUDED | 0 | 0 | 0 | 0 | 0 | 0
131 | 7000018777 | 1460 | Telecom Equipment at Rangit(NHPC) | 1000034998 | 85171890 |  | 18 |  | VOIP TELEPHONE INSTRUMENT WITH ONE COMMON SWITCH (MIN. 8 PORT) | EA | 2 |  | INCLUDED | 0 | 0 | 0 | 0 | 0 | 0
132 | 7000018777 | 1480 | Telecom Spares at Rangit(NHPC) | 1000031371 | 85176260 |  | 18 |  | SDH EQUIPMENT (STM-4 MADM UPTO 5 MSP PROTECTED DIRECTIONS)-COMMONCARDS, CROSS-CONNECT/CONTROL CARDS, OPTICAL BASE CARD, POWER SUPPLYCARDS, POWER CABLING, OTHER HARDWARE & ACCESSORIES (EACH). | SET | 1 |  | INCLUDED | 0 | 0 | 0 | 0 | 0 | 0
133 | 7000018777 | 1490 | Telecom Spares at Rangit(NHPC) | 1000023721 | 85176260 |  | 18 |  | SFP S4.1 | EA | 1 |  | INCLUDED | 0 | 0 | 0 | 0 | 0 | 0
134 | 7000018777 | 1500 | Telecom Spares at Rangit(NHPC) | 1000023719 | 85176260 |  | 18 |  | SFP L4.1 | EA | 1 |  | INCLUDED | 0 | 0 | 0 | 0 | 0 | 0
135 | 7000018777 | 1510 | Telecom Spares at Rangit(NHPC) | 1000031374 | 85176290 |  | 18 |  | TRIBUTARY INTERFACE- E1 INTERFACE (MINIMUM 16 NOS.) | SET | 1 |  | INCLUDED | 0 | 0 | 0 | 0 | 0 | 0
136 | 7000018777 | 1520 | Telecom Spares at Rangit(NHPC) | 1000034950 | 85176990 |  | 18 |  | ETHERNET INTERFACE 10/100 BASE T WITH LAYER-2 SWITCHING (MIN 8INTERFACES PER CARD) | EA | 1 |  | INCLUDED | 0 | 0 | 0 | 0 | 0 | 0
137 | 7000018777 | 1530 | Telecom Spares at Rangit(NHPC) | 1000034998 | 85171890 |  | 18 |  | VOIP TELEPHONE INSTRUMENT WITH ONE COMMON SWITCH (MIN. 8 PORT) | EA | 1 |  | INCLUDED | 0 | 0 | 0 | 0 | 0 | 0
138 | 7000018777 | 1540 | Telecom Spares at Rangit(NHPC) | 1000031398 | 85171890 |  | 18 |  | PRE CONNECTORIZED OPTICAL FIBER PATCH CORDS(10 MTRS) â€“ PACK OF SIXPATCH CORDS | SET | 1 |  | INCLUDED | 0 | 0 | 0 | 0 | 0 | 0
Total Ex-Works Price | [12 empty] | 0 |  | 0 |  | 0 | 0 | 0
Total Type Test charges as per Schedule-7 | [12 empty] | 0
Total Ex-Works Price including Type Test charges | [12 empty] | 0
# In case the bidder leaves the cell for confirmation of the HSN code and/or GST rate “blank”, the HSN code and corresponding GST rate indicated by the Employer shall be deemed to be the one confirmed by the Bidder.
| Date | [7 empty] | Printed Name
| Place | [7 empty] | Designation
Click for Sch-2

## Sch-2
5002002309/CONSULTANCY GIVEN/DOM/A04-CC CS -5 | [8 empty] | Schedule - 2
Transmission line package TL-01 for Part – A: Construction of 220 kV D/C (Twin Moose) Transmission Line from 120 MW Rangit-IV HEP to New Melli Pooling Station and Part – B: Extension of associated 2 nos. 220 kV GIS bays at New Melli (POWERGRID) GIS S/S under Consultancy services to JPCL.
(SCHEDULE OF RATES AND PRICES)
BIDDER:
0 | [6 empty] | To:
Bidder’s Name and Address (Sole Bidder) : | [6 empty] | Contract Services
Name : | [6 empty] | Power Grid Corporation of India Ltd.,
Address : | [6 empty] | "Saudamini", Plot No.-2
Sector-29,
Gurgaon (Haryana) - 122001
Local Transportation, In-transit Insurance, Loading and Unloading
(All Prices are in Indian Rupees)
SI. No. | PR No | PR Line Item No | Activity Description | Material Code | Description | Unit | Quantity | Unit Freight, In-transit Insurance, loading & Unloading Charges | Total Freight, In-transit Insurance, loading & Unloading Charges
1 | 2 | 3 | 4 | 5 | 6 | 7 | 8 | 9 | 10 = 8 X 9
A | 220KV RANGIT IV-NEW MELLI TL
1 | 7000018805 | 10 | FABRICATION AND SUPPLY | 1000013391 | Fabrication, galvanising & supply of various types of towers & towerparts, tower/leg extensions (complete) excluding step bolt, stubs andbolts & nuts but including hangers, D-Shackles, pack washers etc.-HTSteel for Normal Towers | MT | 226 |  | INCLUDED
2 | 7000018805 | 20 | FABRICATION AND SUPPLY | 1000015274 | Fabrication, galvanising & supply of various types of towers & towerparts, tower/leg extensions (complete) excluding step bolt, stubs andbolts & nuts but including hangers, D-Shackles, pack washers etc.-MSSteel for Normal Towers | MT | 89 |  | INCLUDED
3 | 7000018805 | 30 | FABRICATION AND SUPPLY | 1000013393 | Fabrication, galvanising & supply of stubs with cleats for varioustypes of towers and tower extensions(complete) with packwashers excluding supply of bolts & nuts-HT Steel for Normal Towers | MT | 13 |  | INCLUDED
4 | 7000018805 | 40 | FABRICATION AND SUPPLY | 1000015276 | Fabrication, galvanising & supply of stubs with cleats for varioustypes of towers and tower extensions(complete) with packwashers excluding supply of bolts & nuts-MS Steel for Normal Towers | MT | 1.5 |  | INCLUDED
5 | 7000018805 | 50 | FABRICATION AND SUPPLY | 1000013472 | Supply of Hexagonal Bolts & Nuts for towers including Step Bolts, SpringWashers etc. | MT | 17 |  | INCLUDED
6 | 7000018805 | 60 | FABRICATION AND SUPPLY | 1000007847 | Supply of Bolts & Nuts for Stubs including Spring Washers etc. | MT | 0.5 |  | INCLUDED
7 | 7000018805 | 70 | EARTHING OF TOWERS | 1000010003 | Supply of Counterpoise type (120 m length) | EA | 7 |  | INCLUDED
8 | 7000018805 | 80 | EARTHING OF TOWERS | 1000045872 | COUNTERPOISE TYPE CHEMICAL EARTHING | EA | 5 |  | INCLUDED
9 | 7000018805 | 90 | EARTHING OF TOWERS | 1000019717 | Supply of Shieldwire Earthing includingPG clamps, downlead clamps butexcluding Earthwire bits forCounterpoise type earthing | EA | 1 |  | INCLUDED
10 | 7000018805 | 100 | EARTHING OF TOWERS | 1000010005 | Counterpoise type (280 m length) | EA | 2 |  | INCLUDED
11 | 7000018805 | 150 | TOWER ACCESSORIES | 1000010538 | Danger Plate for 220kV | EA | 14 |  | INCLUDED
12 | 7000018805 | 140 | TOWER ACCESSORIES | 1000015970 | Number Plate for 220kV | EA | 14 |  | INCLUDED
13 | 7000018805 | 110 | TOWER ACCESSORIES | 1000017508 | Phase Plate (Set of three) | SET | 28 |  | INCLUDED
14 | 7000018805 | 120 | TOWER ACCESSORIES | 1000009119 | Circuit Plate (Set of two) | SET | 14 |  | INCLUDED
15 | 7000018805 | 130 | TOWER ACCESSORIES | 1000006779 | Supply of Anti-Climbing Devices ofBarbed Wire Type | SET | 14 |  | INCLUDED
16 | 7000018805 | 160 | CONDUCTOR | 1000030860 | ACSR MOOSE CONDUCTOR | KM | 47 |  | INCLUDED
17 | 7000018785 | 20 | INSULATOR | 1000034294 | COMPOSITE LONGROD INSULATOR - 220KV - 120KN (L2320) | EA | 6 |  | INCLUDED
18 | 7000018785 | 30 | INSULATOR | 1000034295 | COMPOSITE LONGROD INSULATOR - 220KV - 160KN (L2890) | EA | 360 |  | INCLUDED
19 | 7000018805 | 190 | HARDWARE FITTINGS | 1000032564 | HARDWARE FITTINGS FOR 220KV AC WITH TWIN ACSR MOOSE CONDUCTOR-DOUBLETENSION STRING | SET | 180 |  | INCLUDED
20 | 7000018805 | 200 | HARDWARE FITTINGS | 1000032565 | HARDWARE FITTINGS FOR 220KV AC WITH ACSR MOOSE CONDUCTOR-SINGLE ISUSPENSION PILOT | SET | 6 |  | INCLUDED
21 | 7000018805 | 210 | CONDUCTOR ACCESSORIES | 1000015503 | Mid Span Compression Joint for Conductor-ACSR Moose | EA | 23 |  | INCLUDED
22 | 7000018805 | 220 | CONDUCTOR ACCESSORIES | 1000018443 | Repair Sleeve for Conductor-ACSR Moose | EA | 7 |  | INCLUDED
23 | 7000018805 | 230 | CONDUCTOR ACCESSORIES | 1000022431 | Vibration Damper for Conductor-ACSR Moose | EA | 720 |  | INCLUDED
24 | 7000018805 | 240 | CONDUCTOR ACCESSORIES | 1000007935 | Bundle Spacer for Conductor-Twin ACSR Moose | EA | 630 |  | INCLUDED
25 | 7000018805 | 250 | CONDUCTOR ACCESSORIES | 1000018569 | Rigid Spacer-450mm suconductor spacing Twin Moose as per specificationand drawing | EA | 270 |  | INCLUDED
26 | 7000018785 | 40 | SPARE - INSULATOR | 1000034295 | COMPOSITE LONGROD INSULATOR - 220KV - 160KN (L2890) | EA | 36 |  | INCLUDED
27 | 7000018805 | 340 | SPARE - HARDWARE FITTINGS | 1000032564 | HARDWARE FITTINGS FOR 220KV AC WITH TWIN ACSR MOOSE CONDUCTOR-DOUBLETENSION STRING | SET | 4 |  | INCLUDED
28 | 7000018805 | 350 | SPARE - CONDUCTOR ACCESSORIES | 1000015503 | Mid Span Compression Joint for Conductor-ACSR Moose | EA | 1 |  | INCLUDED
29 | 7000018805 | 360 | SPARE - CONDUCTOR ACCESSORIES | 1000018443 | Repair Sleeve for Conductor-ACSR Moose | EA | 1 |  | INCLUDED
30 | 7000018805 | 370 | SPARE - CONDUCTOR ACCESSORIES | 1000022431 | Vibration Damper for Conductor-ACSR Moose | EA | 15 |  | INCLUDED
31 | 7000018805 | 380 | SPARE - CONDUCTOR ACCESSORIES | 1000007935 | Bundle Spacer for Conductor-Twin ACSR Moose | EA | 13 |  | INCLUDED
32 | 7000018805 | 390 | SPARE - CONDUCTOR ACCESSORIES | 1000018569 | Rigid Spacer-450mm suconductor spacing Twin Moose as per specificationand drawing | EA | 6 |  | INCLUDED
33 | 7000018805 | 400 | SPARE - FABRICATION AND SUPPLY | 1000013391 | Fabrication, galvanising & supply of various types of towers & towerparts, tower/leg extensions (complete) excluding step bolt, stubs andbolts & nuts but including hangers, D-Shackles, pack washers etc.-HTSteel for Normal Towers | MT | 2.26 |  | INCLUDED
34 | 7000018805 | 410 | SPARE - FABRICATION AND SUPPLY | 1000015274 | Fabrication, galvanising & supply of various types of towers & towerparts, tower/leg extensions (complete) excluding step bolt, stubs andbolts & nuts but including hangers, D-Shackles, pack washers etc.-MSSteel for Normal Towers | MT | 0.9 |  | INCLUDED
35 | 7000018805 | 420 | SPARE - FABRICATION AND SUPPLY | 1000013393 | Fabrication, galvanising & supply of stubs with cleats for varioustypes of towers and tower extensions(complete) with packwashers excluding supply of bolts & nuts-HT Steel for Normal Towers | MT | 0.13 |  | INCLUDED
36 | 7000018805 | 430 | SPARE - FABRICATION AND SUPPLY | 1000015276 | Fabrication, galvanising & supply of stubs with cleats for varioustypes of towers and tower extensions(complete) with packwashers excluding supply of bolts & nuts-MS Steel for Normal Towers | MT | 0.015 |  | INCLUDED
37 | 7000018805 | 440 | SPARE - FABRICATION AND SUPPLY | 1000013472 | Supply of Hexagonal Bolts & Nuts for towers including Step Bolts, SpringWashers etc. | MT | 0.17 |  | INCLUDED
38 | 7000018805 | 450 | SPARE - FABRICATION AND SUPPLY | 1000007847 | Supply of Bolts & Nuts for Stubs including Spring Washers etc. | MT | 0.005 |  | INCLUDED
39 | 7000018805 | 480 | OPGW & Accessories | 1000030940 | 24 FIBRE (DWSM) OPGW FIBRE OPTIC CABLE | KM | 4.2 |  | INCLUDED
40 | 7000018805 | 490 | OPGW & Accessories | 1000033144 | TENSION ASSEMBLY - DEAD END FOR 24 FIBER OPGW | SET | 2 |  | INCLUDED
41 | 7000018805 | 500 | OPGW & Accessories | 1000031039 | TENSION FITTINGS ASSEMBLY FOR 24F OPGW INCLUDING ALL ACCESSORIES FORJOINT BOX (SPLICING) LOCATION | SET | 1 |  | INCLUDED
42 | 7000018805 | 510 | OPGW & Accessories | 1000033146 | TENSION ASSEMBLY - DOUBLE TENSION PASS THROUGH ASSEMBLY FOR 24 FIBEROPGW | SET | 11 |  | INCLUDED
43 | 7000018805 | 520 | OPGW & Accessories | 1000022417 | Vibration Damper for 24 fibre OPGW | EA | 52 |  | INCLUDED
44 | 7000018805 | 530 | OPGW & Accessories | 1000010817 | Down Lead clamp Assembly for 24 fibre OPGW | EA | 80 |  | INCLUDED
45 | 7000018805 | 540 | OPGW & Accessories | 1000014198 | Joint Box for 24 fibre OPGW | EA | 3 |  | INCLUDED
46 | 7000018805 | 550 | OPGW & Accessories | 1000023471 | OPGW Fibre Optic Distribution Panel (FODP): Indoor Type: 96F | EA | 2 |  | INCLUDED
47 | 7000018805 | 560 | OPGW & Accessories | 1000037545 | 24F (DWSM) APPROACH FIBRE OPTIC CABLE | KM | 1 |  | INCLUDED
48 | 7000018805 | 570 | OPGW & Accessories | 1000006437 | APPROACH CABLE INSTALLATION HARDWARE | SET | 1 |  | INCLUDED
49 | 7000018805 | 580 | Spares : OPGW & accessories | 1000030940 | 24 FIBRE (DWSM) OPGW FIBRE OPTIC CABLE | KM | 1 |  | INCLUDED
50 | 7000018805 | 590 | Spares : OPGW & accessories | 1000033144 | TENSION ASSEMBLY - DEAD END FOR 24 FIBER OPGW | SET | 1 |  | INCLUDED
51 | 7000018805 | 600 | Spares : OPGW & accessories | 1000031039 | TENSION FITTINGS ASSEMBLY FOR 24F OPGW INCLUDING ALL ACCESSORIES FORJOINT BOX (SPLICING) LOCATION | SET | 1 |  | INCLUDED
52 | 7000018805 | 610 | Spares : OPGW & accessories | 1000033146 | TENSION ASSEMBLY - DOUBLE TENSION PASS THROUGH ASSEMBLY FOR 24 FIBEROPGW | SET | 1 |  | INCLUDED
53 | 7000018805 | 620 | Spares : OPGW & accessories | 1000022417 | Vibration Damper for 24 fibre OPGW | EA | 2 |  | INCLUDED
54 | 7000018805 | 630 | Spares : OPGW & accessories | 1000010817 | Down Lead clamp Assembly for 24 fibre OPGW | EA | 3 |  | INCLUDED
55 | 7000018805 | 640 | Spares : OPGW & accessories | 1000014198 | Joint Box for 24 fibre OPGW | EA | 1 |  | INCLUDED
56 | 7000018805 | 650 | Spares : OPGW & accessories | 1000037545 | 24F (DWSM) APPROACH FIBRE OPTIC CABLE | KM | 0.5 |  | INCLUDED
57 | 7000018805 | 660 | Spares : OPGW & accessories | 1000006437 | APPROACH CABLE INSTALLATION HARDWARE | SET | 0.5 |  | INCLUDED
B | 220 KV New Melli (PG) GIS S/s extn
1 | 7000018777 | 10 | 220kV, 40kA GIS Equipment | 1000001571 | 245kV,1600A, 40kA,Single phase, SF6 Gas Insulated Bus Duct(GIB) outside GIS Hall alongwith associated support structure | M | 350 |  | INCLUDED
2 | 7000018777 | 20 | 220kV, 40kA GIS Equipment | 1000032764 | 245KV, 1600A, 40KA SINGLE PHASE SF6 TO AIR BUSHING | SET | 6 |  | INCLUDED
3 | 7000018777 | 30 | 220kV, 40kA GIS Equipment | 1000001679 | 245kV, 1600 A, 40 kA, SF6 GIS Linefeeder bay module as perSection-Project, Technicalspecification | SET | 2 |  | INCLUDED
4 | 7000018777 | 40 | 220kV, 40kA GIS Equipment | 1000032783 | 245 KV, 3000 A, 40 KA, SF6 GIS BUS BAR MODULE EXTENSION AS PERSECTION-PROJECT, TECHNICAL SPECIFICATION | SET | 2 |  | INCLUDED
5 | 7000018777 | 50 | 245kV, 40kA AIS EQUIPMENT | 1000001772 | 245 kV, 4400pf Capacitive Voltage Transformer (1- Phase) | EA | 6 |  | INCLUDED
6 | 7000018777 | 60 | 245kV, 40kA AIS EQUIPMENT | 1000020417 | 216kV Surge Arrester (1-phase) | EA | 6 |  | INCLUDED
7 | 7000018777 | 70 | 245kV, 40kA AIS EQUIPMENT | 1000001695 | 245 kV, 1 phase Bus Post Insulator (except for Line Traps) | EA | 6 |  | INCLUDED
8 | 7000018777 | 80 | 245kV, 40kA AIS EQUIPMENT | 1000001694 | 245 kV ,1 phase Bus Post Insulators for Line Traps | EA | 6 |  | INCLUDED
9 | 7000018777 | 90 | Erection Hardware for 220 kV GIS | 1000011246 | Erection Hardware for 220kV DM-type layout for GIS terminationarrangement-Line bay as per technical specification | SET | 2 |  | INCLUDED
10 | 7000018777 | 100 | Earthmat | 1000032055 | 40 MM MS ROD FOR MAIN EARTHMAT | KM | 1 |  | INCLUDED
11 | 7000018777 | 110 | CRP for 220kV Bays with SAS at New Melli | 1000001167 | Augmentation of existing 220kV bus bar protection scheme.(No. of baysas per specification)-(with Automation) | SET | 1 |  | INCLUDED
12 | 7000018777 | 120 | CRP for 220kV Bays with SAS at New Melli | 1000001330 | 220kV Line Protection Panel (with Automation) | EA | 2 |  | INCLUDED
13 | 7000018777 | 130 | CRP for 220kV Bays with SAS at New Melli | 1000001170 | 220kV Circuit Breaker Relay Panel with Auto Reclose (with Automation) | EA | 2 |  | INCLUDED
14 | 7000018777 | 140 | SAS-AUG | 1000001333 | Augmentation of Substation automation System for 220kV bay as perTechnical Specification | EA | 2 |  | INCLUDED
15 | 7000018777 | 150 | PLCC Equipment at New Melli | 1000001567 | 220kV, 1600A, 0.5mH, 40 kA Line Trap | EA | 2 |  | INCLUDED
16 | 7000018777 | 160 | PLCC Equipment at New Melli | 1000010014 | Coupling device for PLCC | SET | 1 |  | INCLUDED
17 | 7000018777 | 170 | PLCC Equipment at New Melli | 1000000046 | Carrier Equipment Analog type (for Speech+Data & Speech+Protection) | EA | 2 |  | INCLUDED
18 | 7000018777 | 180 | PLCC Equipment at New Melli | 1000017887 | Analog Protection Coupler for PLCC | EA | 2 |  | INCLUDED
19 | 7000018777 | 190 | PLCC Equipment at New Melli | 1000010638 | Digital Protection Coupler | EA | 2 |  | INCLUDED
20 | 7000018777 | 200 | PLCC Equipment at New Melli | 1000001104 | 2wire telephone equipment | EA | 1 |  | INCLUDED
21 | 7000018777 | 210 | PLCC Equipment at New Melli | 1000025769 | Testing & Maintenance equipment (print test kit only) for PLCC | SET | 1 |  | INCLUDED
22 | 7000018777 | 220 | PLCC Equipment at New Melli | 1000036908 | HF CABLE 75 OHMS FOR PLCC | KM | 1 |  | INCLUDED
23 | 7000018777 | 230 | PLCC Equipment at Rangit(NHPC) | 1000036908 | HF CABLE 75 OHMS FOR PLCC | KM | 1 |  | INCLUDED
24 | 7000018777 | 240 | PLCC Equipment at Rangit(NHPC) | 1000025769 | Testing & Maintenance equipment (print test kit only) for PLCC | SET | 1 |  | INCLUDED
25 | 7000018777 | 250 | PLCC Equipment at Rangit(NHPC) | 1000001104 | 2wire telephone equipment | EA | 1 |  | INCLUDED
26 | 7000018777 | 260 | PLCC Equipment at Rangit(NHPC) | 1000010638 | Digital Protection Coupler | EA | 2 |  | INCLUDED
27 | 7000018777 | 270 | PLCC Equipment at Rangit(NHPC) | 1000017887 | Analog Protection Coupler for PLCC | EA | 2 |  | INCLUDED
28 | 7000018777 | 280 | PLCC Equipment at Rangit(NHPC) | 1000000046 | Carrier Equipment Analog type (for Speech+Data & Speech+Protection) | EA | 2 |  | INCLUDED
29 | 7000018777 | 290 | PLCC Equipment at Rangit(NHPC) | 1000010014 | Coupling device for PLCC | SET | 1 |  | INCLUDED
30 | 7000018777 | 300 | PLCC Equipment at Rangit(NHPC) | 1000001567 | 220kV, 1600A, 0.5mH, 40 kA Line Trap | EA | 2 |  | INCLUDED
31 | 7000018777 | 310 | LT SWITCHGEAR | 1000004304 | 415V ACDB (Extn.) | SET | 1 |  | INCLUDED
32 | 7000018777 | 320 | LT SWITCHGEAR | 1000001145 | 220V DCDB (Extn.) | SET | 1 |  | INCLUDED
33 | 7000018777 | 330 | LT SWITCHGEAR | 1000004755 | 48V DCDB (Extn.) | SET | 1 |  | INCLUDED
34 | 7000018777 | 340 | POWER & CONTROL CABLE | 1000031908 | 1.1KV GRADE 19CX2.5 SQMM CONTROL CABLE | KM | 0.8 |  | INCLUDED
35 | 7000018777 | 350 | POWER & CONTROL CABLE | 1000031887 | 1.1KV GRADE 10CX2.5 SQMM CONTROL CABLE | KM | 0.5 |  | INCLUDED
36 | 7000018777 | 370 | POWER & CONTROL CABLE | 1000031964 | 1.1KV GRADE 3CX2.5 SQMM CONTROL CABLE | KM | 0.4 |  | INCLUDED
37 | 7000018777 | 380 | POWER & CONTROL CABLE | 1000031985 | 1.1KV GRADE 4CX6 SQMM (PVC) POWER CABLE | KM | 0.8 |  | INCLUDED
38 | 7000018777 | 360 | POWER & CONTROL CABLE | 1000031987 | 1.1KV GRADE 5CX2.5 SQMM CONTROL CABLE | KM | 1.5 |  | INCLUDED
39 | 7000018777 | 390 | POWER & CONTROL CABLE | 1000031927 | 1.1KV GRADE 27CX2.5 SQMM CONTROL CABLE | KM | 1 |  | INCLUDED
40 | 7000018777 | 400 | POWER & CONTROL CABLE | 1000031976 | 1.1KV GRADE 4CX16 SQMM (PVC) POWER CABLE | KM | 0.5 |  | INCLUDED
41 | 7000018777 | 410 | POWER & CONTROL CABLE | 1000031953 | 1.1KV GRADE 3.5CX35 SQMM (PVC) POWER CABLE | KM | 1 |  | INCLUDED
42 | 7000018777 | 420 | ILLUMINATION SYSTEM | 1000014547 | Lighting Panel type ACP-2 as per technical specification | EA | 1 |  | INCLUDED
43 | 7000018777 | 430 | ILLUMINATION SYSTEM | 1000017485 | Lighting panel SLP for Street Lighting | EA | 1 |  | INCLUDED
44 | 7000018777 | 440 | ILLUMINATION SYSTEM | 1000004952 | 63A, 415V : Interlocked switch socket outdoor Receptacle (type RP) asper technical specifications | EA | 1 |  | INCLUDED
45 | 7000018777 | 450 | ILLUMINATION SYSTEM | 1000038387 | LED FLOOD LIGHT LUMINARIESTYPE FL-1 (150W) AS PER TECHNICALSPECIFICATION | EA | 2 |  | INCLUDED
46 | 7000018777 | 460 | ILLUMINATION SYSTEM | 1000038325 | LIGHTING FIXTURE LED LUMINAIRES TYPE FL2 AS PER TECH. SPECIFICATIONS | EA | 2 |  | INCLUDED
47 | 7000018777 | 470 | 220 kV Towers | 1000015954 | Fabrication, galvanising and supply of Lattice Structures (MS Steel),to be designed during detailed engineering, for towers, beams andequipment support structure including pack plates / packwashers andgusset plates excluding fasteners and foundation bolts | MT | 39 |  | INCLUDED
48 | 7000018777 | 480 | 220 kV Towers | 1000011713 | Fabrication, galvanising and supply of fasteners ( nuts, bolts andwashers ) including step bolts for lattice and pipe structures to bedesigned during detailed engineering | MT | 2.4 |  | INCLUDED
49 | 7000018777 | 490 | 220 kV Towers | 1000012373 | Fabrication, galvanising and supply of foundation bolts including nuts,checknut and washers for lattice and pipe structures to be designedduring detailed engineering | MT | 6.5 |  | INCLUDED
50 | 7000018777 | 500 | 220kV Equipment support structures | 1000017562 | Standard Pipe Structure for 220kV BPI (excluding wave trap) | EA | 6 |  | INCLUDED
51 | 7000018777 | 510 | 220kV Equipment support structures | 1000020188 | Fabrication, galvanising and supply of Standard Pipe Structure - 220kV CVT including nuts, bolts, all type of washers, packplates, stepbolts and gusset plates excluding foundation bolts | EA | 6 |  | INCLUDED
52 | 7000018777 | 520 | 220kV Equipment support structures | 1000020190 | Fabrication, galvanising and supply of Standard Pipe Structure - 220kV SA including nuts, bolts, all type of washers, packplates, stepbolts and gusset plates excluding foundation bolts | EA | 6 |  | INCLUDED
53 | 7000018777 | 530 | 220kV Equipment support structures | 1000012366 | Fabrication, galvanising and supply of 28mm dia foundation boltsincluding nuts, checknuts, washers and packplates. | EA | 108 |  | INCLUDED
54 | 7000018777 | 540 | 220kV Equipment support structures | 1000020191 | Fabrication, galvanising and supply of Std Pipe Structure - 220 kV WTincluding nuts, bolts, all type of washers, packplates, step bolts andgusset plates excluding foundation bolts | EA | 12 |  | INCLUDED
55 | 7000018777 | 550 | SPARES FOR 245kV CVT | 1000025934 | Spare-245kV CVT | SET | 1 |  | INCLUDED
56 | 7000018777 | 560 | SPARES FOR 216kV Surge Arrester | 1000025930 | Spare-216kV Surge Arrester | SET | 1 |  | INCLUDED
57 | 7000018777 | 570 | SPARES FOR 220V BPI | 1000027480 | Spares-Bus Post Insulator for 765 kV and 400kV system | LOT | 1 |  | INCLUDED
58 | 7000018777 | 580 | SPARES FOR CRP | 1000019912 | Relay & protection Panels (with automation) | LS | 1 |  | INCLUDED
59 | 7000018777 | 590 | SPARES FOR SAS | 1000019927 | Spares-Substation Automation System | LS | 1 |  | INCLUDED
60 | 7000018777 | 600 | SPARES FOR PLCC | 1000025950 | Spare-PLCC | SET | 1 |  | INCLUDED
61 | 7000018777 | 750 | Spares for 220kV GIS | 1000058295 | 220KV GIS- CABLE CONNECTION ENCLOSURE WITH MAIN CIRCUIT | SET | 1 |  | INCLUDED
62 | 7000018777 | 760 | Spares for 220kV GIS | 1000058300 | 220KV GIS-SF6 GAS PRESSURE RELIEF DEVICE ASSEMBLY OF EACH TYPE | EA | 1 |  | INCLUDED
63 | 7000018777 | 770 | Spares for 220kV GIS | 1000049816 | SF6 PRESSURE GAUGE CUM SWITCH /DENSITY MONITORS AND PRESSURESWITCH AS APPLICABLE, OF EACH TYPE-220KV GIS | SET | 2 |  | INCLUDED
64 | 7000018777 | 780 | Spares for 220kV GIS | 1000049752 | COUPLING DEVICE FOR PRESSURE GAUGE CUM SWITCH FOR CONNECTINGGAS HANDLING PLANT OF EACH TYPE-220KV GIS | SET | 1 |  | INCLUDED
65 | 7000018777 | 790 | Spares for 220kV GIS | 1000049761 | RUBBER GASKETS, Ã‚â‚¬Å’OÃ‚â‚¬Â RINGS AND SEALS FOR SF6 GAS FOR GISENCLOSURE OF EACH TYPE-220KV GIS | SET | 2 |  | INCLUDED
66 | 7000018777 | 800 | Spares for 220kV GIS | 1000058298 | 220KV GIS-MOLECULAR FILTER FOR SF6 GAS WITH FILTER BAGS (5 % OF TOTALWEIGHT) | SET | 1 |  | INCLUDED
67 | 7000018777 | 810 | Spares for 220kV GIS | 1000049749 | CONTROL VALVES FOR SF6 GAS OF EACH TYPE-220KV GIS | SET | 2 |  | INCLUDED
68 | 7000018777 | 820 | Spares for 220kV GIS | 1000058299 | 220KV GIS-SF6 GAS (5 % OF TOTAL GAS QUANTITY) | LOT | 1 |  | INCLUDED
69 | 7000018777 | 830 | Spares for 220kV GIS | 1000049782 | LOCKING DEVICE TO KEEP THE DIS-CONNECTORS (ISOLATORS)AND EARTHING/FAST EARTHING SWITCHES (AS APPLICABLE) IN CLOSE OR OPENPOSITION IN CASE OF REMOVAL OF THE DRIVING MECHANISM-220KV GIS | SET | 2 |  | INCLUDED
70 | 7000018777 | 840 | Spares for 220kV GIS | 1000049504 | UHF PD SENSORS OF EACH TYPE ALONG WITH BNC CONNECTOR FOR 245KV GIS | EA | 3 |  | INCLUDED
71 | 7000018777 | 850 | Spares for 220kV GIS | 1000058302 | 220KV GIS-SUPPORT INSULATORS (GAS THROUGH) OF EACH TYPE (COMPLETE WITHMETAL RING ETC.) ALONG WITH ASSOCIATED CONTACTS AND SHIELDS | EA | 3 |  | INCLUDED
72 | 7000018777 | 860 | Spares for 220kV GIS | 1000058297 | 220KV GIS-GAS BARRIERS OF EACH TYPE (COMPLETE WITH METAL RING ETC.)ALONG WITH ASSOCIATED CONTACTS AND SHIELDS | EA | 3 |  | INCLUDED
73 | 7000018777 | 870 | Spares for 220kV GIS | 1000058301 | 220KV GIS- 1600A SF6 TO AIR BUSHING COMPLETE IN ALL RESPECT | EA | 1 |  | INCLUDED
74 | 7000018777 | 880 | Spares for 220kV GIS | 1000049497 | LCC SPARES - AUX. RELAYS, CONTACTORS,PUSH BUTTONS, SWITCHES, LAMPS,ANNUNCIATION WINDOWS, MCB, FUSES,TIMERS, TERMINAL BLOCKS ETC. OF EACHTYPE & RATING-220kV GIS | SET | 1 |  | INCLUDED
75 | 7000018777 | 890 | Spares for 220kV GIS | 1000058284 | 220KV GIS-ONE POLE OF 1600A CIRCUIT BREAKER WITH INTERRUPTER, MAINCIRCUIT, ENCLOSURE AND OPERATING MECHANISM COMPLETE IN ALL RESPECT | SET | 1 |  | INCLUDED
76 | 7000018777 | 900 | Spares for 220kV GIS | 1000021871 | Trip coil assembly with resistor for245kV GIS Circuit Breaker (asapplicable) | SET | 3 |  | INCLUDED
77 | 7000018777 | 910 | Spares for 220kV GIS | 1000009185 | Closing coil assembly with resistor for245kV GIS Circuit Breaker (asapplicable) | SET | 3 |  | INCLUDED
78 | 7000018777 | 920 | Spares for 220kV GIS | 1000058292 | RELAYS, POWER CONTACTORS, PUSH BUTTONS, TIMERS & MCBS ETC. (ASAPPLICABLE) OF EACH TYPE FOR 220KV GIS CIRCUIT BREAKER | SET | 1 |  | INCLUDED
79 | 7000018777 | 930 | Spares for 220kV GIS | 1000007066 | Auxiliary switch assembly of each type for 245kV GIS Circuit Breaker | SET | 1 |  | INCLUDED
80 | 7000018777 | 940 | Spares for 220kV GIS | 1000058291 | 220KV GIS CIRCUIT BREAKER-OPERATION COUNTER | EA | 1 |  | INCLUDED
81 | 7000018777 | 950 | Spares for 220kV GIS | 1000058288 | 220KV GIS CIRCUIT BREAKER-HYDRAULIC OPERATING MECHANISM WITH DRIVEMOTOR (FOR HYDRAULIC OPERATED MECHANISM, IF APPLICABLE) | SET | 1 |  | INCLUDED
82 | 7000018777 | 960 | Spares for 220kV GIS | 1000049758 | HYDRAULIC FILTER OF EACH TYPE (FOR HYDRAULIC OPERATED MECHANISM, IFPPLICABLE)-220KV GIS CIRCUIT BREKAER | SET | 1 |  | INCLUDED
83 | 7000018777 | 970 | Spares for 220kV GIS | 1000058272 | 220KV GIS CIRCUIT BREAKER- HOSE PIPE OF EACH TYPE (AS APPLICABLE) (FORHYDRAULIC OPERATED MECHANISM, IF APPLICABLE) | SET | 1 |  | INCLUDED
84 | 7000018777 | 980 | Spares for 220kV GIS | 1000058290 | 220KV GIS CIRCUIT BREAKER - N2 ACCUMULATOR (FOR HYDRAULIC OPERATEDMECHANISM, IF APPLICABLE) | SET | 1 |  | INCLUDED
85 | 7000018777 | 990 | Spares for 220kV GIS | 1000049834 | VALVES OF EACH TYPE (FOR HYDRAULIC OPERATED MECHANISM, IFAPPLICABLE)-220KV GIS CIRCUIT BREKAER | SET | 1 |  | INCLUDED
86 | 7000018777 | 1000 | Spares for 220kV GIS | 1000049794 | PIPE LENGTH (COPPER & STEEL) OF EACH SIZE & TYPE (FOR HYDRAULICOPERATED MECHANISM, IF APPLICABLE)-220KV GIS CIRCUIT BREKAER | SET | 1 |  | INCLUDED
87 | 7000018777 | 1010 | Spares for 220kV GIS | 1000049807 | PRESSURE SWITCHES OF EACH TYPE (FOR HYDRAULIC OPERATED MECHANISM, IFAPPLICABLE)-220KV GIS CIRCUIT BREKAER | SET | 1 |  | INCLUDED
88 | 7000018777 | 1020 | Spares for 220kV GIS | 1000049804 | PRESSURE GAUGE WITH COUPLING DEVICE OF EACH TYPE (FOR HYDRAULICOPERATED MECHANISM, IF APPLICABLE)-220KV GIS CIRCUIT BREKAER | SET | 1 |  | INCLUDED
89 | 7000018777 | 1030 | Spares for 220kV GIS | 1000058289 | 220KV GIS CIRCUIT BREAKER-HYDRAULIC OIL (5% OF TOTAL OIL QUANTITY)(FOR HYDRAULIC OPERATED MECHANISM, IF APPLICABLE) | SET | 1 |  | INCLUDED
90 | 7000018777 | 1040 | Spares for 220kV GIS | 1000049798 | PRESSURE RELIEF DEVICE OF EACH TYPE (FOR HYDRAULIC OPERATED MECHANISM,IF APPLICABLE)-220KV GIS CIRCUIT BREKAER | SET | 1 |  | INCLUDED
91 | 7000018777 | 1050 | Spares for 220kV GIS | 1000058293 | 220KV GIS CIRCUIT BREAKER-COMPLETE SPRING OPERATING MECHANISMINCLUDING CHARGING MECHANISM ETC. (FOR SPRING OPERATED MECHANISM, IFAPPLICABLE) | SET | 1 |  | INCLUDED
92 | 7000018777 | 1060 | Spares for 220kV GIS | 1000058287 | 220KV GIS CIRCUIT BREAKER- COMPLETE HYDRAULIC-SPRING OPERATINGMECHANISM INCLUDING CHARGING MECHANISM ETC. (FOR HYDRAULIC-SPRINGOPERATED MECHANISM, IF APPLICABLE) | SET | 1 |  | INCLUDED
93 | 7000018777 | 1070 | Spares for 220kV GIS | 1000049797 | PRESSURE SWITCHES OF EACH TYPE (FOR HYDRAULIC-SPRING OPERATEDMECHANISM, IF APPLICABLE)-220KV GIS CIRCUIT BREAKER | SET | 1 |  | INCLUDED
94 | 7000018777 | 1080 | Spares for 220kV GIS | 1000049801 | PRESSURE GAUGE WITH COUPLING DEVICE OF EACH TYPE (FOR HYDRAULIC-SPRINGOPERATED MECHANISM, IF APPLICABLE)-220KV GIS CIRCUIT BREKAER | SET | 1 |  | INCLUDED
95 | 7000018777 | 1090 | Spares for 220kV GIS | 1000058371 | 220kV GIS- Three phase of 1600Adisconnector switch including maincircuit, enclosure, driving mechanismand support insulator etc., complete inall respect (Note 1- The contractorshall supply spare for disconnectorswitch to ensure one to one replacementof all disconnector switch supplied asmain equipment without any requirementof modification in fittings at site tocover all different types ofdisconnector switch supplied. In case,quantity of supplied dis-connectorswitch types (for one to onereplacement) are more than the quantitymentioned in BPS for spare, thecontractor shall supply theseadditional types of disconnector switchwithout any additional priceimplication to POWERGRID and quantitiesof these additional type ofdisconnector switch are deem to beincluded in the quantities mentioned inBPS for spare disconnector. Note 2 - Incase, Dis-connector Switch (DS) & EarthSwitch (ES) is provided in a sameenclosure with common operatingmechanism, then the module comprisingof Dis-connector & Earth switch insingle enclosure with common operatingmechanism is to be provided under thehead of spare Dis-connector only. Note3- In case, Dis-connector Switch (DS)&Earth Switch (ES) is provided in asame enclosure with separate operatingmechanism, then the module comprisingof Dis-connector & Earth switch insingle enclosure with separateoperating mechanism is to be providedunder the head of spare Dis-connectoronly.) | EA | 2 |  | INCLUDED
96 | 7000018777 | 1100 | Spares for 220kV GIS | 1000058282 | 220KV GIS- THREE PHASE MAINTENANCE EARTHING SWITCH INCLUDING MAINCIRCUIT, ENCLOSURE, DRIVING MECHANISM AND SUPPORT INSULATOR ETC.,COMPLETE IN ALL RESPECT (NOTE 1 - IN CASE, DIS-CONNECTOR SWITCH (DS) &EARTH SWITCH (ES) IS PROVIDED IN A SAME ENCLOSURE WITH COMMONOPERATING MECHANISM, THEN THE MODULE COMPRISING OF DIS-CONNECTOR &EARTH SWITCH IN SINGLE ENCLOSURE WITH COMMON OPERATING MECHANISM IS TOBE PROVIDED UNDER THE HEAD OF SPARE DIS-CONNECTOR ONLY. NOTE 2 - INCASE, DIS-CONNECTOR SWITCH (DS) & EARTH SWITCH (ES) IS PROVIDED IN ASAME ENCLOSURE WITH SEPARATE OPERATING MECHANISM, THEN THE MODULECOMPRISING OF DIS-CONNECTOR & EARTH SWITCH IN SINGLE ENCLOSURE WITHSEPARATE OPERATING MECHANISM IS TO BE PROVIDED UNDER THE HEAD OF SPAREDIS-CONNECTOR ONLY.) | EA | 1 |  | INCLUDED
97 | 7000018777 | 1110 | Spares for 220kV GIS | 1000058278 | 220KV GIS - THREE PHASE FAST EARTHING SWITCH INCLUDING MAIN CIRCUIT,ENCLOSURE, DRIVING MECHANISM AND SUPPORT INSULATOR ETC., COMPLETE INALL RESPECT (NOTE 1 - IN CASE, DIS-CONNECTOR SWITCH (DS) & EARTHSWITCH (ES) IS PROVIDED IN A SAME ENCLOSURE WITH COMMON OPERATINGMECHANISM, THEN THE MODULE COMPRISING OF DIS-CONNECTOR & EARTH SWITCHIN SINGLE ENCLOSURE WITH COMMON OPERATING MECHANISM IS TO BE PROVIDEDUNDER THE HEAD OF SPARE DIS-CONNECTOR ONLY. NOTE 2 - IN CASE,DIS-CONNECTOR SWITCH (DS) & EARTH SWITCH (ES) IS PROVIDED IN A SAMEENCLOSURE WITH SEPARATE OPERATING MECHANISM, THEN THE MODULECOMPRISING OF DIS-CONNECTOR & EARTH SWITCH IN SINGLE ENCLOSURE WITHSEPARATE OPERATING MECHANISM IS TO BE PROVIDED UNDER THE HEAD OF SPAREDIS-CONNECTOR ONLY.) | EA | 1 |  | INCLUDED
98 | 7000018777 | 1120 | Spares for 220kV GIS | 1000058273 | OPEN/CLOSE CONTACTOR ASSEMBLY, TIMERS, KEY INTERLOCK, INTERLOCKINGCOILS, RELAYS, PUSH BUTTONS, INDICATING LAMPS, POWER CONTACTORS,RESISTORS, FUSES, MCBS & DRIVE CONTROL CARDS ETC. (AS APPLICABLE) ONEOF EACH TYPE FOR ONE COMPLETE MOM BOX FOR 220KV GIS DISCONNECTORSWITCH | SET | 1 |  | INCLUDED
99 | 7000018777 | 1130 | Spares for 220kV GIS | 1000058280 | OPEN/CLOSE CONTACTOR ASSEMBLY, TIMERS, KEY INTERLOCK, INTERLOCKINGCOILS, RELAYS, PUSH BUTTONS, INDICATING LAMPS, POWER CONTACTORS,RESISTORS, FUSES, MCBS & DRIVE CONTROL CARDS ETC. (AS APPLICABLE) ONEOF EACH TYPE FOR ONE COMPLETE MOM BOX FOR 220KV GIS MAINTENANCE EARTHSWITCH | SET | 1 |  | INCLUDED
100 | 7000018777 | 1140 | Spares for 220kV GIS | 1000058276 | OPEN/CLOSE CONTACTOR ASSEMBLY, TIMERS, KEY INTERLOCK, INTERLOCKINGCOILS, RELAYS, PUSH BUTTONS, INDICATING LAMPS, POWER CONTACTORS,RESISTORS, FUSES, MCBS & DRIVE CONTROL CARDS ETC. (AS APPLICABLE) ONEOF EACH TYPE FOR ONE COMPLETE MOM BOX FOR 220KV GIS FAST EARTHINGSWITCH | SET | 1 |  | INCLUDED
101 | 7000018777 | 1150 | Spares for 220kV GIS | 1000049773 | LIMIT SWITCHES AND AUX. SWITCHES FOR ONE COMPLETE MOM BOX FORDISCONNECTOR-220KV GIS | SET | 1 |  | INCLUDED
102 | 7000018777 | 1160 | Spares for 220kV GIS | 1000049775 | LIMIT SWITCHES AND AUX. SWITCHES FOR ONE COMPLETE MOM BOX FORMAINTENANCE EARTHING SWITCH-220KV GIS | SET | 1 |  | INCLUDED
103 | 7000018777 | 1170 | Spares for 220kV GIS | 1000049774 | LIMIT SWITCHES AND AUX. SWITCHES FOR ONE COMPLETE MOM BOX FOR FASTEARTHING SWITCH (IF APPLICABLE)-220KV GIS | SET | 1 |  | INCLUDED
104 | 7000018777 | 1180 | Spares for 220kV GIS | 1000058274 | DRIVE MECHANISM FOR 220KV GIS DISCONNECTOR SWITCH | SET | 1 |  | INCLUDED
105 | 7000018777 | 1190 | Spares for 220kV GIS | 1000058281 | DRIVE MECHANISM FOR 220KV GIS MAINTENANCE EARTH SWITCH | SET | 1 |  | INCLUDED
106 | 7000018777 | 1200 | Spares for 220kV GIS | 1000058277 | DRIVE MECHANISM FOR 220KV GIS FAST EARTHING SWITCH | SET | 1 |  | INCLUDED
107 | 7000018777 | 1210 | Spares for 220kV GIS | 1000058275 | MOTOR FOR DRIVE MECHANISM FOR 220KV GIS DISCONNECTOR SWITCH | EA | 1 |  | INCLUDED
108 | 7000018777 | 1220 | Spares for 220kV GIS | 1000058283 | MOTOR FOR DRIVE MECHANISM FOR 220KVGIS MAINTENANCE EARTH SWITCH | EA | 1 |  | INCLUDED
109 | 7000018777 | 1230 | Spares for 220kV GIS | 1000058279 | MOTOR FOR DRIVE MECHANISM FOR 220KV GIS FAST EARTHING SWITCH | EA | 1 |  | INCLUDED
110 | 7000018777 | 1240 | Spares for 220kV GIS | 1000058294 | 220KV GIS- SINGLE PHASE OF CURRENT TRANSFORMER (4 CORES) WITHASSOCIATED ENCLOSURE AND PRIMARY CONDUCTOR COMPLETE IN ALL RESPECT | EA | 1 |  | INCLUDED
111 | 7000018777 | 1250 | Spares for 220kV GIS | 1000058296 | 220KV GIS- SINGLE PHASE VT WITH ASSOCIATED ENCLOSURE COMPLETE IN ALLRESPECT | EA | 1 |  | INCLUDED
112 | 7000018777 | 1260 | Spares for 220kV GIS | 1000058303 | 220KV GIS- SINGLE PHASE GAS INSULATED SURGE ARRESTER WITH ASSOCIATEDENCLOSURE AND INSULATOR COMPLETE IN ALL RESPECT | EA | 1 |  | INCLUDED
113 | 7000018777 | 1270 | Spares for 220kV GIS | 1000058304 | 220KV GIS- SURGE COUNTER/ MONITOR | EA | 1 |  | INCLUDED
114 | 7000018777 | 1280 | Telecom Eqpt for New Melli | 1000028251 | Base Equipment STM-4 MADM upto 5 MSP | SET | 1 |  | INCLUDED
115 | 7000018777 | 1290 | Telecom Eqpt for New Melli | 1000023721 | SFP S4.1 | EA | 6 |  | INCLUDED
116 | 7000018777 | 1300 | Telecom Eqpt for New Melli | 1000023719 | SFP L4.1 | EA | 2 |  | INCLUDED
117 | 7000018777 | 1310 | Telecom Eqpt for New Melli | 1000031374 | TRIBUTARY INTERFACE- E1 INTERFACE (MINIMUM 16 NOS.) | SET | 2 |  | INCLUDED
118 | 7000018777 | 1320 | Telecom Eqpt for New Melli | 1000034950 | ETHERNET INTERFACE 10/100 BASE T WITH LAYER-2 SWITCHING (MIN 8INTERFACES PER CARD) | EA | 2 |  | INCLUDED
119 | 7000018777 | 1330 | Telecom Eqpt for New Melli | 1000026228 | Equipment Cabinets For SDH | EA | 1 |  | INCLUDED
120 | 7000018777 | 1340 | Telecom Eqpt for New Melli | 1000034998 | VOIP TELEPHONE INSTRUMENT WITH ONE COMMON SWITCH (MIN. 8 PORT) | EA | 2 |  | INCLUDED
121 | 7000018777 | 1360 | Telecom Spare at New Melli | 1000023721 | SFP S4.1 | EA | 1 |  | INCLUDED
122 | 7000018777 | 1370 | Telecom Spare at New Melli | 1000023719 | SFP L4.1 | EA | 1 |  | INCLUDED
123 | 7000018777 | 1380 | Telecom Equipment at Rangit(NHPC) | 1000028251 | Base Equipment STM-4 MADM upto 5 MSP | SET | 1 |  | INCLUDED
124 | 7000018777 | 1390 | Telecom Equipment at Rangit(NHPC) | 1000023721 | SFP S4.1 | EA | 2 |  | INCLUDED
125 | 7000018777 | 1400 | Telecom Equipment at Rangit(NHPC) | 1000023719 | SFP L4.1 | EA | 2 |  | INCLUDED
126 | 7000018777 | 1410 | Telecom Equipment at Rangit(NHPC) | 1000031374 | TRIBUTARY INTERFACE- E1 INTERFACE (MINIMUM 16 NOS.) | SET | 2 |  | INCLUDED
127 | 7000018777 | 1420 | Telecom Equipment at Rangit(NHPC) | 1000034950 | ETHERNET INTERFACE 10/100 BASE T WITH LAYER-2 SWITCHING (MIN 8INTERFACES PER CARD) | EA | 2 |  | INCLUDED
128 | 7000018777 | 1430 | Telecom Equipment at Rangit(NHPC) | 1000026228 | Equipment Cabinets For SDH | EA | 1 |  | INCLUDED
129 | 7000018777 | 1440 | Telecom Equipment at Rangit(NHPC) | 1000028495 | NMS- CRAFT TERMINAL-HARDWARE | EA | 1 |  | INCLUDED
130 | 7000018777 | 1450 | Telecom Equipment at Rangit(NHPC) | 1000028265 | Software for Craft Terminal | EA | 1 |  | INCLUDED
131 | 7000018777 | 1460 | Telecom Equipment at Rangit(NHPC) | 1000034998 | VOIP TELEPHONE INSTRUMENT WITH ONE COMMON SWITCH (MIN. 8 PORT) | EA | 2 |  | INCLUDED
132 | 7000018777 | 1480 | Telecom Spares at Rangit(NHPC) | 1000031371 | SDH EQUIPMENT (STM-4 MADM UPTO 5 MSP PROTECTED DIRECTIONS)-COMMONCARDS, CROSS-CONNECT/CONTROL CARDS, OPTICAL BASE CARD, POWER SUPPLYCARDS, POWER CABLING, OTHER HARDWARE & ACCESSORIES (EACH). | SET | 1 |  | INCLUDED
133 | 7000018777 | 1490 | Telecom Spares at Rangit(NHPC) | 1000023721 | SFP S4.1 | EA | 1 |  | INCLUDED
134 | 7000018777 | 1500 | Telecom Spares at Rangit(NHPC) | 1000023719 | SFP L4.1 | EA | 1 |  | INCLUDED
135 | 7000018777 | 1510 | Telecom Spares at Rangit(NHPC) | 1000031374 | TRIBUTARY INTERFACE- E1 INTERFACE (MINIMUM 16 NOS.) | SET | 1 |  | INCLUDED
136 | 7000018777 | 1520 | Telecom Spares at Rangit(NHPC) | 1000034950 | ETHERNET INTERFACE 10/100 BASE T WITH LAYER-2 SWITCHING (MIN 8INTERFACES PER CARD) | EA | 1 |  | INCLUDED
137 | 7000018777 | 1530 | Telecom Spares at Rangit(NHPC) | 1000034998 | VOIP TELEPHONE INSTRUMENT WITH ONE COMMON SWITCH (MIN. 8 PORT) | EA | 1 |  | INCLUDED
138 | 7000018777 | 1540 | Telecom Spares at Rangit(NHPC) | 1000031398 | PRE CONNECTORIZED OPTICAL FIBER PATCH CORDS(10 MTRS) â€“ PACK OF SIXPATCH CORDS | SET | 1 |  | INCLUDED
| TOTAL FOR Local Transportation, In-transit Insurance, Loading and Unloading | [7 empty] | 0
Note: Bidders to note that the item description under various schedules are through unique material ID for respective items under SAP ERP System and therefore, identical item description appears in schedule-1(Ex-works) & schedule-2(F&I). However, the prices to be quoted in Price Schedule-2(F&I) shall be towards Local Transportation, In-transit Insurance, loading and unloading only in line with clause ITB 11.4(b).
| Date |  |  |  |  | Printed Name
| Place |  |  |  |  | Designation

## Sch-3
5002002309/CONSULTANCY GIVEN/DOM/A04-CC CS -5 | [14 empty] | Schedule - 3
Transmission line package TL-01 for Part – A: Construction of 220 kV D/C (Twin Moose) Transmission Line from 120 MW Rangit-IV HEP to New Melli Pooling Station and Part – B: Extension of associated 2 nos. 220 kV GIS bays at New Melli (POWERGRID) GIS S/S under Consultancy services to JPCL.
(SCHEDULE OF RATES AND PRICES )
BIDDER:
0 | [11 empty] | To:
Bidder’s Name and Address (Sole Bidder) : | [11 empty] | Contract Services
Name : | [11 empty] | Power Grid Corporation of India Ltd.,
Address : | [11 empty] | "Saudamini", Plot No.-2
Sector-29,
Gurgaon (Haryana) - 122001
Installation Charges : | [13 empty] | (All Prices are in Indian Rupees)
SI. No. | PR No | PR Line Item No | Activity Header | PR Activity No | Activity Description | Service Code | SAC (Service Accounting Codes) | Whether SAC in column ‘8’ is confirmed. If not indicate applicable the SAC # | Rate of GST applicable ( in %) | Whether rate of GST in column ‘10’ is confirmed. If not indicate applicable rate of GST # | Description | Unit | Quantity | Unit Erection Charges | Total Erection Charges |  | GST Before Discount | Discount | Total Price after discount | GST After Discount
1 | 2 | 3 | 4 | 5 | 6 | 7 | 8 | 9 | 10 | 11 | 12 | 13 | 14 | 15 | 16=14*15
A | 220KV RANGIT IV-NEW MELLI TL
1 | 7000018805 | 260 | 100 | 10 | SURVEY | 100002638 | 998344 |  | 18 |  | Route Alignment | KM | 3.85 |  | INCLUDED | 0 | 0 | 0 | 0 | 0 | 0
2 | 7000018805 | 260 | 100 | 20 | SURVEY | 100002672 | 998344 |  | 18 |  | Detailed Survey including profiling & tower spotting | KM | 3.85 |  | INCLUDED | 0 | 0 | 0 | 0 | 0 | 0
3 | 7000018805 | 260 | 100 | 30 | SURVEY | 100001243 | 998344 |  | 18 |  | Check survey | KM | 3.85 |  | INCLUDED | 0 | 0 | 0 | 0 | 0 | 0
4 | 7000018805 | 270 | 110 | 10 | SOIL INVESTIGATION | 100001245 | 998342 |  | 18 |  | Detailed soil investigation: Fissured Rock | EA | 10 |  | INCLUDED | 0 | 0 | 0 | 0 | 0 | 0
5 | 7000018805 | 270 | 110 | 20 | SOIL INVESTIGATION | 100001246 | 998342 |  | 18 |  | Detailed soil investigation: Hard Rock | EA | 4 |  | INCLUDED | 0 | 0 | 0 | 0 | 0 | 0
6 | 7000018805 | 310 | 120 | 10 | WORK ASSOCIATED WITH TOWER FOUNDATION | 100001257 | 995433 |  | 18 |  | Excavation: Dry Fissured Rock | M3 | 2576 |  | INCLUDED | 0 | 0 | 0 | 0 | 0 | 0
7 | 7000018805 | 310 | 120 | 20 | WORK ASSOCIATED WITH TOWER FOUNDATION | 100001258 | 995433 |  | 18 |  | Excavation: Wet Fissured Rock | M3 | 1267 |  | INCLUDED | 0 | 0 | 0 | 0 | 0 | 0
8 | 7000018805 | 310 | 120 | 30 | WORK ASSOCIATED WITH TOWER FOUNDATION | 100001259 | 995433 |  | 18 |  | Excavation: Hard Rock | M3 | 76 |  | INCLUDED | 0 | 0 | 0 | 0 | 0 | 0
9 | 7000018805 | 310 | 120 | 40 | WORK ASSOCIATED WITH TOWER FOUNDATION | 100001260 | 995454 |  | 18 |  | Concreting (including all associated works related to foundation not covered in excavation and reinforcemt steel works : concreting(1:1.5:3) | M3 | 709 |  | INCLUDED | 0 | 0 | 0 | 0 | 0 | 0
10 | 7000018805 | 310 | 120 | 50 | WORK ASSOCIATED WITH TOWER FOUNDATION | 100001261 | 995454 |  | 18 |  | Concreting (including all associated works related to foundation not covered in excavation and reinforcemt steel works : LeanConcrete (1:3:6) | M3 | 74 |  | INCLUDED | 0 | 0 | 0 | 0 | 0 | 0
11 | 7000018805 | 310 | 120 | 60 | WORK ASSOCIATED WITH TOWER FOUNDATION | 100001262 | 995454 |  | 18 |  | Reinforcement Steel : Supply and placement | MT | 65 |  | INCLUDED | 0 | 0 | 0 | 0 | 0 | 0
12 | 7000018805 | 310 | 120 | 70 | WORK ASSOCIATED WITH TOWER FOUNDATION | 100001263 | 995455 |  | 18 |  | Installation of stub including bolts and nuts : For Normal Towers | MT | 14 |  | INCLUDED | 0 | 0 | 0 | 0 | 0 | 0
13 | 7000018805 | 320 | 130 | 10 | ERECTION | 100001248 | 995455 |  | 18 |  | Erection of various types of towers, tower extensions (complete), bolts & nuts, hangers, d-shackles, step bolts, pack washers etc.including tack welding & supply & application of zinc rich paint : Normal towers | MT | 333 |  | INCLUDED | 0 | 0 | 0 | 0 | 0 | 0
14 | 7000018805 | 280 | 150 | 10 | INSTALLATION OF EARTHING OF TOWERS | 100001270 | 995468 |  | 18 |  | Installation of earthing of towers: Counterpoise type (120 m length) | EA | 7 |  | INCLUDED | 0 | 0 | 0 | 0 | 0 | 0
15 | 7000018805 | 280 | 150 | 20 | INSTALLATION OF EARTHING OF TOWERS | 100008105 | 995468 |  | 18 |  | Installation of Chemical earthing of towers: Counterpoise Type (120m length). | EA | 5 |  | INCLUDED | 0 | 0 | 0 | 0 | 0 | 0
16 | 7000018805 | 280 | 150 | 30 | INSTALLATION OF EARTHING OF TOWERS | 100002203 | 995468 |  | 18 |  | Installation of Shieldwire Earthingincluding PG clamps, Downlead clampsand Earthwire bits i.e Shield wireearthing (Pipe Type/counterpoise type)shall be an addition to earthing oftowers (Pipe type/counterpoisetype)-Counterpoise type | EA | 1 |  | INCLUDED | 0 | 0 | 0 | 0 | 0 | 0
17 | 7000018805 | 280 | 150 | 40 | INSTALLATION OF EARTHING OF TOWERS | 100001272 | 995468 |  | 18 |  | Installation of earthing of towers: Counterpoise type (280 m length)* | EA | 2 |  | INCLUDED | 0 | 0 | 0 | 0 | 0 | 0
18 | 7000018805 | 290 | 160 | 10 | INSTALLATION OF TOWER ACCESSORIES | 100001274 | 995444 |  | 18 |  | Installation of tower accessories : Danger Plate | EA | 14 |  | INCLUDED | 0 | 0 | 0 | 0 | 0 | 0
19 | 7000018805 | 290 | 160 | 20 | INSTALLATION OF TOWER ACCESSORIES | 100001275 | 995444 |  | 18 |  | Installation of tower accessories: Number Plate | EA | 14 |  | INCLUDED | 0 | 0 | 0 | 0 | 0 | 0
20 | 7000018805 | 290 | 160 | 30 | INSTALLATION OF TOWER ACCESSORIES | 100001276 | 995444 |  | 18 |  | Installation of tower accessories: Phase Plate (Set of three) | SET | 28 |  | INCLUDED | 0 | 0 | 0 | 0 | 0 | 0
21 | 7000018805 | 290 | 160 | 40 | INSTALLATION OF TOWER ACCESSORIES | 100001278 | 995444 |  | 18 |  | Installation of tower accessories: Circuit Plate (Set of two) | SET | 14 |  | INCLUDED | 0 | 0 | 0 | 0 | 0 | 0
22 | 7000018805 | 290 | 160 | 50 | INSTALLATION OF TOWER ACCESSORIES | 100001277 | 995444 |  | 18 |  | Installation of tower accessories: Anti-Climbing Devices | EA | 14 |  | INCLUDED | 0 | 0 | 0 | 0 | 0 | 0
23 | 7000018805 | 300 | 180 | 10 | STRINGING | 100002302 | 995468 |  | 18 |  | 220kV AC Double circuit with twin conductor / installation of insulator strings complete with arcing horns and necessary hardware,installing and stringing of conductor including fixing of conductor accessories, installing and stringing of OPGW accessories forthe line. | KM | 3.85 |  | INCLUDED | 0 | 0 | 0 | 0 | 0 | 0
24 | 7000018805 | 460 | 290 | 10 | PROTECTION OF TOWER FOOTING | 100001264 | 995456 |  | 18 |  | Protection of tower footing (supply and installation): ' Random rubble stone masonary including excavation (1:5 cement mortar) | M3 | 2421 |  | INCLUDED | 0 | 0 | 0 | 0 | 0 | 0
25 | 7000018805 | 460 | 290 | 20 | PROTECTION OF TOWER FOOTING | 100001265 | 995456 |  | 18 |  | Protection of tower footing (supply and installation): Stone Bound in Galvanising wire netting including excavation | M3 | 612 |  | INCLUDED | 0 | 0 | 0 | 0 | 0 | 0
26 | 7000018805 | 460 | 290 | 30 | PROTECTION OF TOWER FOOTING | 100001268 | 995456 |  | 18 |  | Protection of tower footing (supply and installation): Backfilling and gap levelling of volumes enclosed by revetment | M3 | 300 |  | INCLUDED | 0 | 0 | 0 | 0 | 0 | 0
27 | 7000018805 | 460 | 290 | 40 | PROTECTION OF TOWER FOOTING | 100001267 | 995456 |  | 18 |  | Protection of tower footing (supply and installation): M 15 (1:2:4) mixed concrete for top seal cover of revetment | M3 | 18 |  | INCLUDED | 0 | 0 | 0 | 0 | 0 | 0
28 | 7000018805 | 460 | 290 | 50 | PROTECTION OF TOWER FOOTING | 100004392 | 995454 |  | 18 |  | Plum concrete with 50% hard stone of grade 1:2:4 (stone size not more than 150mm) | M3 | 500 |  | INCLUDED | 0 | 0 | 0 | 0 | 0 | 0
29 | 7000018805 | 470 | 300 | 10 | BENCHING | 100001252 | 995432 |  | 18 |  | Benching: All kinds of soils except fissured rock,hard rock and sandy soil | M3 | 2317 |  | INCLUDED | 0 | 0 | 0 | 0 | 0 | 0
30 | 7000018805 | 470 | 300 | 20 | BENCHING | 100001253 | 995432 |  | 18 |  | Benching: Fissured Rock | M3 | 4245 |  | INCLUDED | 0 | 0 | 0 | 0 | 0 | 0
31 | 7000018805 | 470 | 300 | 30 | BENCHING | 100001254 | 995432 |  | 18 |  | Benching:Hard Rock | M3 | 422 |  | INCLUDED | 0 | 0 | 0 | 0 | 0 | 0
32 | 7000018805 | 670 | 330 | 10 | Installation of OPGW | 170000265 | 998716 |  | 18 |  | Installation of Joint box above ground (Including Splicing & Testing) : 24 fibres | EA | 3 |  | INCLUDED | 0 | 0 | 0 | 0 | 0 | 0
33 | 7000018805 | 670 | 330 | 20 | Installation of OPGW | 170000356 | 998336 |  | 18 |  | Fibre Optic Distribution Panel (FODP): Indoor Type: FC Coupling and mounted on ETSI 19" rack or slimline rack: Type 2 (96 Fibre) | EA | 2 |  | INCLUDED | 0 | 0 | 0 | 0 | 0 | 0
34 | 7000018805 | 670 | 330 | 30 | Installation of OPGW | 100002882 | 998336 |  | 18 |  | Fibre Optic Approach cabling: Including installation hardware like ties/clips/cleats, conduits, ducts, supports, fittings,accessories etc.: 24 Fibre | KM | 1 |  | INCLUDED | 0 | 0 | 0 | 0 | 0 | 0
35 | 7000018805 | 680 | 340 | 10 | PILE FOUNDATION | 100024536 | 995451 |  | 18 |  | Boring, providing and installation of bored Cast-in-situ RCC vertical piles of specified diameter and of any length below the pilecap with M25 grade of cement concrete, excluding the cost of reinforcement steel but including the cost of boring with temporaryGuide casing, bentonite solution and the length of pile to be embeded in the pile cap (length of pile for payment shall be measuredfrom bottom of pile cap), all necessary labour, materials, plants, tools & tackles etc., complete, as necessary for proper executionof the job. (Boring in all types of rocks excluded). : 1200mm diameter R.C.C.vertical bored pile upto 40 m from bottom of pile cap.. | M | 208 |  | INCLUDED | 0 | 0 | 0 | 0 | 0 | 0
36 | 7000018805 | 680 | 340 | 20 | PILE FOUNDATION | 100024549 | 995451 |  | 18 |  | Extra rate over item (1200mm diameter R.C.C.vertical bored pile upto 40 m from bottom of pile cap.) for boring including socketing,anchoring (if required) with required size,nos. & depth of Reinforcement in all types of rocks other than hard rock upto any depthtill founding level | M | 32 |  | INCLUDED | 0 | 0 | 0 | 0 | 0 | 0
37 | 7000018805 | 680 | 340 | 30 | PILE FOUNDATION | 100024563 | 995451 |  | 18 |  | Extra rate over item (1200mm diameter R.C.C.vertical bored pile upto 40 m from bottom of pile cap.) for boring including socketing,anchoring (if required) with required size,nos. & depth of Reinforcement in hard rock upto a maximum depth of 10m | M | 16 |  | INCLUDED | 0 | 0 | 0 | 0 | 0 | 0
38 | 7000018805 | 680 | 340 | 40 | PILE FOUNDATION | 100001314 | 995451 |  | 18 |  | Excavation where ever required for pile cap /tie etc. (other than boring) for all depth and size, in all types of soils includingdisposal of excavated materials for all lifts and leads,decent etc.as directed by Engineer - In -charge, together with all labour,tools & tackles, sheeting, sheet piling, dewatering etc. complete as required for proper execution of the job. | M3 | 6.9 |  | INCLUDED | 0 | 0 | 0 | 0 | 0 | 0
39 | 7000018805 | 680 | 340 | 50 | PILE FOUNDATION | 100001315 | 995451 |  | 18 |  | Back filling with available excavatedearth for all leads and lifts in sidesof foundations and other under groundfacilities in horizontal layers notexceeding 20 cm. in depth consolidatingeach deposited layer by ramming andwatering etc. as per specification andinstruction of Engineer -in-charge. | M3 | 10 |  | INCLUDED | 0 | 0 | 0 | 0 | 0 | 0
40 | 7000018805 | 680 | 340 | 60 | PILE FOUNDATION | 100001316 | 995451 |  | 18 |  | Form work for placing plain or reinforced cement concrete of any type including blockout and section at any elevationshoring,shuttering,strutting,propping, scaffolding,tieing,nailing,including all labour, materials, equipments, waste for form,caulking,dismantling & removal of forms etc. complete. | M2 | 102 |  | INCLUDED | 0 | 0 | 0 | 0 | 0 | 0
41 | 7000018805 | 680 | 340 | 70 | PILE FOUNDATION | 100001317 | 995451 |  | 18 |  | Supply and placing of steelreinforcement of specified grade forR.C.C. work in pile, pile cap, pedestal/chimney, tie beam (if required)including cost of all labours ,materials, straightening, cleaning,cutting, bending, binding etc. allcomplete as per construction drawingand as per instruction ofEngineer-In-Charge. | MT | 18 |  | INCLUDED | 0 | 0 | 0 | 0 | 0 | 0
42 | 7000018805 | 680 | 340 | 80 | PILE FOUNDATION | 100001318 | 995451 |  | 18 |  | Providing and laying in position M25Grade reinforced cement concrete forpile caps, pedestal/chimney and tiebeam(if required), excludingreinforcement steel and form work butincluding cement, all necessary toolsand tackles,labour, materials,equipments for handling,transportation,batching, mixing,placing, vibrating,dewatering, curing etc.all complete asper specification and as perinstruction of Engineer-In- Charge(excluding cost of concrete in pileswhich is included in boring of cast insitu RCC vertical piles in therelevent line item. ) | M3 | 100 |  | INCLUDED | 0 | 0 | 0 | 0 | 0 | 0
43 | 7000018805 | 680 | 340 | 90 | PILE FOUNDATION | 100001319 | 995451 |  | 18 |  | Providing and laying plain cementconcrete 1:4:8 (1cement : 4 coarsesand: 8 graded stone aggregate 40mmnominal size) including cement, allnecessary tools and tackles,labour,materials, equipments forhandling,transportation,mixing,placing,vibrating,dewatering etc.all completeas per Specification . | M3 | 6.5 |  | INCLUDED | 0 | 0 | 0 | 0 | 0 | 0
44 | 7000018805 | 680 | 340 | 100 | PILE FOUNDATION | 100001320 | 998346 |  | 18 |  | Conducting Standard Penetration Test (SPT) at various elevations in pile bore holes in all kind of soils including all labour,materials, tools and tackles, equipments etc. required for successful completion of the job. | EA | 32 |  | INCLUDED | 0 | 0 | 0 | 0 | 0 | 0
45 | 7000018805 | 680 | 340 | 110 | PILE FOUNDATION | 100001321 | 995451 |  | 18 |  | Supply and Providing M.S. liner of 6mm. thick in piles upto 10m. Depth (maxm.) from bottom of pile cap, limited to the approveddrawing, including supply, straightening, bending, welding,all supports, labours, tools and tackles, plants & equipments, withprimer and paintinting etc. (complete) as required for successful completion of the job | MT | 15 |  | INCLUDED | 0 | 0 | 0 | 0 | 0 | 0
46 | 7000018805 | 680 | 340 | 120 | PILE FOUNDATION | 100001322 | 998346 |  | 18 |  | Conducting integrity test on pile usingelectronic control unit,hand heldhammer, accelerometer, computer withrequired software to assessas-installed pile characteresticsincluding mobilisation of necessarymanpower, equipments, materials etc.required for successful completion ofthe job | EA | 16 |  | INCLUDED | 0 | 0 | 0 | 0 | 0 | 0
47 | 7000018785 | 10 | 350 | 10 | Labour Camp | 100023085 | 995455 |  | 18 |  | ESTABLISHMENT OF LABOUR CAMPS AS PER PROVISION UNDER FACILITIES TO BE INCORPORATED FOR LABOURERS IN TECHNICAL SPECIFICATION | LS | 1 |  | INCLUDED | 0 | 0 | 0 | 0 | 0 | 0
B | 220 KV New Melli (PG) GIS S/s extn
1 | 7000018777 | 610 | 1260 | 20 | 220kV, 40kA GIS Equipment | 100000428 | 998736 |  | 18 |  | 220KV, 1600 Amps, Single phase GIS bus duct | M | 350 |  | INCLUDED | 0 | 0 | 0 | 0 | 0 | 0
2 | 7000018777 | 610 | 1260 | 30 | 220kV, 40kA GIS Equipment | 100003589 | 998736 |  | 18 |  | 245kV, 1600A, 40kA Single phase SF6 to Air Bushing | SET | 6 |  | INCLUDED | 0 | 0 | 0 | 0 | 0 | 0
3 | 7000018777 | 610 | 1260 | 40 | 220kV, 40kA GIS Equipment | 100000382 | 998736 |  | 18 |  | 245kV, 1600 A, 40 kA, SF6 GIS Line feeder bay module as per Section-Project, Technical specification | SET | 2 |  | INCLUDED | 0 | 0 | 0 | 0 | 0 | 0
4 | 7000018777 | 610 | 1260 | 50 | 220kV, 40kA GIS Equipment | 100003583 | 998736 |  | 18 |  | 245 kV, 3000 A, 40 kA, SF6 GIS Bus bar module Extension as per Section-Project, Technical specification | SET | 2 |  | INCLUDED | 0 | 0 | 0 | 0 | 0 | 0
5 | 7000018777 | 620 | 1350 | 10 | 245kV, 40kA AIS EQUIPMENT | 100000448 | 998736 |  | 18 |  | 245 kV, 4400pf Capacitive Voltage Transformer (1- Phase) | EA | 6 |  | INCLUDED | 0 | 0 | 0 | 0 | 0 | 0
6 | 7000018777 | 620 | 1350 | 20 | 245kV, 40kA AIS EQUIPMENT | 100000484 | 998736 |  | 18 |  | 216kV Surge Arrester (1-phase) | EA | 6 |  | INCLUDED | 0 | 0 | 0 | 0 | 0 | 0
7 | 7000018777 | 620 | 1350 | 30 | 245kV, 40kA AIS EQUIPMENT | 100001907 | 998736 |  | 18 |  | 245 kV,1 phase Bus Post Insulator (except for Line Traps) | EA | 6 |  | INCLUDED | 0 | 0 | 0 | 0 | 0 | 0
8 | 7000018777 | 620 | 1350 | 40 | 245kV, 40kA AIS EQUIPMENT | 100000884 | 998734 |  | 18 |  | 245 kV ,1 phase Bus Post Insulators for Line Traps | EA | 6 |  | INCLUDED | 0 | 0 | 0 | 0 | 0 | 0
9 | 7000018777 | 630 | 1431 | 10 | Erection Hardware for 220 kV GIS | 100000512 | 998731 |  | 18 |  | Erection Hardware for 220kV DM-type layout for GIS termination arrangement-Line bay as per specification | SET | 2 |  | INCLUDED | 0 | 0 | 0 | 0 | 0 | 0
10 | 7000018777 | 640 | 1451 | 10 | Earthmat | 100003103 | 998731 |  | 18 |  | 40 mm MS rod for Main Earthmat | KM | 1 |  | INCLUDED | 0 | 0 | 0 | 0 | 0 | 0
11 | 7000018777 | 650 | 1490 | 10 | CRP for 220kV Bays with SAS at New Melli | 100000743 | 998736 |  | 18 |  | Augmentation of existing 220kV bus bar protection scheme.(No. of bays as per specification)-(with Automation) | SET | 1 |  | INCLUDED | 0 | 0 | 0 | 0 | 0 | 0
12 | 7000018777 | 650 | 1490 | 20 | CRP for 220kV Bays with SAS at New Melli | 100000738 | 998736 |  | 18 |  | 220kV Line Protection Panel (with Automation) | EA | 2 |  | INCLUDED | 0 | 0 | 0 | 0 | 0 | 0
13 | 7000018777 | 650 | 1490 | 30 | CRP for 220kV Bays with SAS at New Melli | 100000736 | 998736 |  | 18 |  | 220kV Circuit Breaker Relay Panel with Auto Reclose (with Automation) | EA | 2 |  | INCLUDED | 0 | 0 | 0 | 0 | 0 | 0
14 | 7000018777 | 660 | 1513 | 10 | SAS-AUG | 100002070 | 998736 |  | 18 |  | Augmentation of Substation automation System for 220kV bay as per Technical Specification | EA | 2 |  | INCLUDED | 0 | 0 | 0 | 0 | 0 | 0
15 | 7000018777 | 670 | 1530 | 10 | PLCC Equipment at New Melli | 100000878 | 998734 |  | 18 |  | 220kV, 1600A, 0.5mH, 40 kA Line Trap | EA | 2 |  | INCLUDED | 0 | 0 | 0 | 0 | 0 | 0
16 | 7000018777 | 670 | 1530 | 20 | PLCC Equipment at New Melli | 100000886 | 998734 |  | 18 |  | Coupling device for PLCC | EA | 1 |  | INCLUDED | 0 | 0 | 0 | 0 | 0 | 0
17 | 7000018777 | 670 | 1530 | 30 | PLCC Equipment at New Melli | 100000888 | 998734 |  | 18 |  | Carrier Equipment Analog type (for Speech+Data & Speech+Protection) | EA | 2 |  | INCLUDED | 0 | 0 | 0 | 0 | 0 | 0
18 | 7000018777 | 670 | 1530 | 40 | PLCC Equipment at New Melli | 100000890 | 998734 |  | 18 |  | Protection Coupler (Analog) | EA | 2 |  | INCLUDED | 0 | 0 | 0 | 0 | 0 | 0
19 | 7000018777 | 670 | 1530 | 50 | PLCC Equipment at New Melli | 100000891 | 998734 |  | 18 |  | Digital Protection Coupler | EA | 2 |  | INCLUDED | 0 | 0 | 0 | 0 | 0 | 0
20 | 7000018777 | 670 | 1530 | 60 | PLCC Equipment at New Melli | 100002762 | 998734 |  | 18 |  | PLCC-Equipments-Telephone Instruments (2 wire) | EA | 1 |  | INCLUDED | 0 | 0 | 0 | 0 | 0 | 0
21 | 7000018777 | 670 | 1530 | 70 | PLCC Equipment at New Melli | 100003517 | 998734 |  | 18 |  | HF CABLE FOR PLCC-75 OHM (KM) | KM | 1 |  | INCLUDED | 0 | 0 | 0 | 0 | 0 | 0
22 | 7000018777 | 680 | 1531 | 10 | PLCC Equipment at Rangit(NHPC) | 100003517 | 998734 |  | 18 |  | HF CABLE FOR PLCC-75 OHM (KM) | KM | 1 |  | INCLUDED | 0 | 0 | 0 | 0 | 0 | 0
23 | 7000018777 | 680 | 1531 | 20 | PLCC Equipment at Rangit(NHPC) | 100002762 | 998734 |  | 18 |  | PLCC-Equipments-Telephone Instruments (2 wire) | EA | 1 |  | INCLUDED | 0 | 0 | 0 | 0 | 0 | 0
24 | 7000018777 | 680 | 1531 | 30 | PLCC Equipment at Rangit(NHPC) | 100000891 | 998734 |  | 18 |  | Digital Protection Coupler | EA | 2 |  | INCLUDED | 0 | 0 | 0 | 0 | 0 | 0
25 | 7000018777 | 680 | 1531 | 40 | PLCC Equipment at Rangit(NHPC) | 100000890 | 998734 |  | 18 |  | Protection Coupler (Analog) | EA | 2 |  | INCLUDED | 0 | 0 | 0 | 0 | 0 | 0
26 | 7000018777 | 680 | 1531 | 50 | PLCC Equipment at Rangit(NHPC) | 100000888 | 998734 |  | 18 |  | Carrier Equipment Analog type (for Speech+Data & Speech+Protection) | EA | 2 |  | INCLUDED | 0 | 0 | 0 | 0 | 0 | 0
27 | 7000018777 | 680 | 1531 | 60 | PLCC Equipment at Rangit(NHPC) | 100000886 | 998734 |  | 18 |  | Coupling device for PLCC | EA | 1 |  | INCLUDED | 0 | 0 | 0 | 0 | 0 | 0
28 | 7000018777 | 680 | 1531 | 70 | PLCC Equipment at Rangit(NHPC) | 100000878 | 998734 |  | 18 |  | 220kV, 1600A, 0.5mH, 40 kA Line Trap | EA | 2 |  | INCLUDED | 0 | 0 | 0 | 0 | 0 | 0
29 | 7000018777 | 690 | 1540 | 10 | LT SWITCHGEAR | 100000896 | 998736 |  | 18 |  | 415V ACDB (Extn.) | SET | 1 |  | INCLUDED | 0 | 0 | 0 | 0 | 0 | 0
30 | 7000018777 | 690 | 1540 | 20 | LT SWITCHGEAR | 100000903 | 998736 |  | 18 |  | 220V DCDB (Extn.) | SET | 1 |  | INCLUDED | 0 | 0 | 0 | 0 | 0 | 0
31 | 7000018777 | 690 | 1540 | 30 | LT SWITCHGEAR | 100000906 | 998736 |  | 18 |  | 48V DCDB (Extn.) | SET | 1 |  | INCLUDED | 0 | 0 | 0 | 0 | 0 | 0
32 | 7000018777 | 700 | 1591 | 10 | POWER & CONTROL CABLE | 100002930 | 998736 |  | 18 |  | 1.1kV grade 19Cx2.5 sqmm Control Cable | KM | 0.8 |  | INCLUDED | 0 | 0 | 0 | 0 | 0 | 0
33 | 7000018777 | 700 | 1591 | 20 | POWER & CONTROL CABLE | 100002927 | 998736 |  | 18 |  | 1.1kV grade 14Cx2.5 sqmm Control Cable | KM | 0.4 |  | INCLUDED | 0 | 0 | 0 | 0 | 0 | 0
34 | 7000018777 | 700 | 1591 | 40 | POWER & CONTROL CABLE | 100002920 | 998736 |  | 18 |  | 1.1kV grade 10Cx2.5 sqmm Control Cable | KM | 0.5 |  | INCLUDED | 0 | 0 | 0 | 0 | 0 | 0
35 | 7000018777 | 700 | 1591 | 50 | POWER & CONTROL CABLE | 100003000 | 998736 |  | 18 |  | 1.1kV grade 7Cx2.5 sqmm Control Cable | KM | 0.2 |  | INCLUDED | 0 | 0 | 0 | 0 | 0 | 0
36 | 7000018777 | 700 | 1591 | 60 | POWER & CONTROL CABLE | 100002994 | 998736 |  | 18 |  | 1.1kV grade 5Cx2.5 sqmm Control Cable | KM | 1.5 |  | INCLUDED | 0 | 0 | 0 | 0 | 0 | 0
37 | 7000018777 | 700 | 1591 | 70 | POWER & CONTROL CABLE | 100002977 | 998736 |  | 18 |  | 1.1kV grade 3Cx2.5 sqmm Control Cable | KM | 0.4 |  | INCLUDED | 0 | 0 | 0 | 0 | 0 | 0
38 | 7000018777 | 700 | 1591 | 80 | POWER & CONTROL CABLE | 100002958 | 998736 |  | 18 |  | 1.1kV grade 2Cx6 sqmm (PVC) Power Cable | KM | 0.2 |  | INCLUDED | 0 | 0 | 0 | 0 | 0 | 0
39 | 7000018777 | 700 | 1591 | 90 | POWER & CONTROL CABLE | 100002992 | 998736 |  | 18 |  | 1.1kV grade 4Cx6 sqmm (PVC) Power Cable | KM | 0.8 |  | INCLUDED | 0 | 0 | 0 | 0 | 0 | 0
40 | 7000018777 | 710 | 1620 | 10 | ILLUMINATION SYSTEM | 100001021 | 995461 |  | 18 |  | Lighting Panel type ACP-2 as per technical specification | EA | 1 |  | INCLUDED | 0 | 0 | 0 | 0 | 0 | 0
41 | 7000018777 | 710 | 1620 | 20 | ILLUMINATION SYSTEM | 100001024 | 998731 |  | 18 |  | Sub Lighting panel (outdoor) type SLP (Switchyard and Street Lighting) | EA | 1 |  | INCLUDED | 0 | 0 | 0 | 0 | 0 | 0
42 | 7000018777 | 710 | 1620 | 30 | ILLUMINATION SYSTEM | 100001052 | 998731 |  | 18 |  | 63A, 415V : Interlocked switch socket outdoor Receptacle (type RP) as per technical specifications | EA | 1 |  | INCLUDED | 0 | 0 | 0 | 0 | 0 | 0
43 | 7000018777 | 710 | 1620 | 40 | ILLUMINATION SYSTEM | 100004852 | 998731 |  | 18 |  | Lighting Fixture LED Luminaires type FL-1 as per tech. specifications | EA | 2 |  | INCLUDED | 0 | 0 | 0 | 0 | 0 | 0
44 | 7000018777 | 710 | 1620 | 50 | ILLUMINATION SYSTEM | 100004926 | 998731 |  | 18 |  | Lighting Fixture LED Luminaires type FL2 as per tech. specifications | EA | 2 |  | INCLUDED | 0 | 0 | 0 | 0 | 0 | 0
45 | 7000018777 | 740 | 1670 | 10 | Civil Works | 100004518 | 995433 |  | 18 |  | Excavation in all kind of soil including rock for all leads and lifts, backfilling, disposal of surplus earth within a lead up to2Km as per technical specification. The surplus earth shall be roughly graded . | M3 | 1962 |  | INCLUDED | 0 | 0 | 0 | 0 | 0 | 0
46 | 7000018777 | 740 | 1670 | 20 | Civil Works | 100001325 | 995454 |  | 18 |  | Providing and laying of Plain Cement Concrete (PCC) (1:4:8) | M3 | 134 |  | INCLUDED | 0 | 0 | 0 | 0 | 0 | 0
47 | 7000018777 | 740 | 1670 | 30 | Civil Works | 100001326 | 995454 |  | 18 |  | Providing and laying of Plain Cement Concrete (PCC) (1:2:4) | M3 | 5 |  | INCLUDED | 0 | 0 | 0 | 0 | 0 | 0
48 | 7000018777 | 740 | 1670 | 40 | Civil Works | 100001328 | 995454 |  | 18 |  | Providing and laying Plain Cement Concrete 1:5:10 (1 cement : 5 sand : 10 brick aggregate) | M3 | 23 |  | INCLUDED | 0 | 0 | 0 | 0 | 0 | 0
49 | 7000018777 | 740 | 1670 | 50 | Civil Works | 100001754 | 995454 |  | 18 |  | Providing and laying of Reinforced Cement Concrete 1:1.5:3 including pre cast, shuttering, Grouting of pockets & underpinning butexcluding steel reinforcement | M3 | 500 |  | INCLUDED | 0 | 0 | 0 | 0 | 0 | 0
50 | 7000018777 | 740 | 1670 | 60 | Civil Works | 100001329 | 995454 |  | 18 |  | Steel Reinforcement | MT | 35 |  | INCLUDED | 0 | 0 | 0 | 0 | 0 | 0
51 | 7000018777 | 740 | 1670 | 70 | Civil Works | 100001331 | 995455 |  | 18 |  | Misc. Structural steel including rails, embedments, edge protection angles, gratings etc. but excluding the reinforcement steel andsteel for lattice and pipe structures. | MT | 9 |  | INCLUDED | 0 | 0 | 0 | 0 | 0 | 0
52 | 7000018777 | 740 | 1670 | 80 | Civil Works | 100001714 | 995428 |  | 18 |  | Stone spreading in switchyard excluding PCC | M2 | 300 |  | INCLUDED | 0 | 0 | 0 | 0 | 0 | 0
53 | 7000018777 | 740 | 1670 | 90 | Civil Works | 100001713 | 995424 |  | 18 |  | Antiweed treatment | M2 | 300 |  | INCLUDED | 0 | 0 | 0 | 0 | 0 | 0
54 | 7000018777 | 740 | 1670 | 100 | Civil Works | 100001736 | 995462 |  | 18 |  | RCC culverts and cable trench crossings including supplying and laying hume pipe 300mm dia of grade (NP-3) excluding concrete as perspecification. | M | 20 |  | INCLUDED | 0 | 0 | 0 | 0 | 0 | 0
55 | 7000018777 | 740 | 1670 | 110 | Civil Works | 100001735 | 995462 |  | 18 |  | RCC culverts and cable trench crossings including supplying and laying hume pipe 250mm dia of grade (NP-3) excluding concrete as perspecification. | M | 20 |  | INCLUDED | 0 | 0 | 0 | 0 | 0 | 0
56 | 7000018777 | 740 | 1670 | 120 | Civil Works | 100001412 | 995462 |  | 18 |  | Drain including culverts but excluding concrete & reinforcement steel-Section A-A | M | 150 |  | INCLUDED | 0 | 0 | 0 | 0 | 0 | 0
57 | 7000018777 | 740 | 1670 | 130 | Civil Works | 100001413 | 995462 |  | 18 |  | Drain including culverts but excluding concrete & reinforcement steel-Section B-B | M | 50 |  | INCLUDED | 0 | 0 | 0 | 0 | 0 | 0
58 | 7000018777 | 740 | 1670 | 160 | Civil Works | 100004507 | 995421 |  | 18 |  | 3.75m wide Cement Concrete road with PCC shoulder including 100 mm dia RCC Hume Pipe @ 100 metre interval as per drawing and TS.However, reinforcement steel and all type concrete shall be paid separately under relevant items | M2 | 375 |  | INCLUDED | 0 | 0 | 0 | 0 | 0 | 0
59 | 7000018777 | 740 | 1670 | 170 | Civil Works | 100001737 | 995462 |  | 18 |  | RCC culverts and cable trench crossings including supplying and laying hume pipe 450mm dia of grade (NP-3) excluding concrete as perspecification. | M | 20 |  | INCLUDED | 0 | 0 | 0 | 0 | 0 | 0
60 | 7000018777 | 740 | 1670 | 180 | Civil Works | 100004463 | 995456 |  | 18 |  | Random Rubble masonry for Retaining wall with locally available stone in cement sand mortar 1:6 (1 Cement: 6 coarse sand) includinglevelling up with cement concrete 1:6:12 (1 cement : 6 coarse sand : 12 graded stone aggregate 20 mm nominal size), Raised and Cutpointing on exposed surface, weep holes/PVC pipe sleeves of 100 mm dia (medium class) @ 1 metre C/C staggered . The top of theretaining wall to be provided with cement concrete 1:2:4. However items of excavation, concrete (1:2:4) shall be payable underrespective items of BPS | M3 | 100 |  | INCLUDED | 0 | 0 | 0 | 0 | 0 | 0
61 | 7000018777 | 740 | 1670 | 190 | Civil Works | 100003295 | 995429 |  | 18 |  | Dismantling of RCC in foundation including disposal of debris and reinforcement bars of dismantled RCC works within substationboundaries as per direction of enginner incahrge | M3 | 20 |  | INCLUDED | 0 | 0 | 0 | 0 | 0 | 0
62 | 7000018777 | 720 | 1680 | 10 | 220kV Equipment support structures | 100001225 | 995455 |  | 18 |  | Erection of Pipe Structure - 220 kV 1-Phase BPI including nuts, bolts, all type of washers, packplates, step bolts and gusset platesexcluding foundation bolts | EA | 6 |  | INCLUDED | 0 | 0 | 0 | 0 | 0 | 0
63 | 7000018777 | 720 | 1680 | 20 | 220kV Equipment support structures | 100001221 | 995455 |  | 18 |  | Erection of Pipe Structure - 220 kV 1-Phase CVT including nuts, bolts, all type of washers, packplates, step bolts and gusset platesexcluding foundation bolts | EA | 6 |  | INCLUDED | 0 | 0 | 0 | 0 | 0 | 0
64 | 7000018777 | 720 | 1680 | 30 | 220kV Equipment support structures | 100001224 | 995455 |  | 18 |  | Erection of Pipe Structure - 220 kV 1-Phase SA including nuts, bolts, all type of washers, packplates, step bolts and gusset platesexcluding foundation bolts | EA | 6 |  | INCLUDED | 0 | 0 | 0 | 0 | 0 | 0
65 | 7000018777 | 720 | 1680 | 40 | 220kV Equipment support structures | 100003521 | 995455 |  | 18 |  | Erection of Pipe Structure - 220 kV 1 - PH BPI for WT including nuts, bolts, all type of washers, packplates, step bolts and gussetplates excluding foundation bolts | SET | 12 |  | INCLUDED | 0 | 0 | 0 | 0 | 0 | 0
66 | 7000018777 | 720 | 1680 | 50 | 220kV Equipment support structures | 100001674 | 995455 |  | 18 |  | Erection of 28mm dia foundation bolts including nuts, checknuts, washers and packplates. | EA | 108 |  | INCLUDED | 0 | 0 | 0 | 0 | 0 | 0
67 | 7000018777 | 730 | 1690 | 10 | 220 KV TOWERS | 100001210 | 995455 |  | 18 |  | Erection of Lattice Structures (MS Steel), to be designed during detailed engineering, for towers, beams and equipment supportstructure including pack plates / packwashers and gusset plates excluding fasteners and foundation bolts | MT | 39 |  | INCLUDED | 0 | 0 | 0 | 0 | 0 | 0
68 | 7000018777 | 730 | 1690 | 20 | 220 KV TOWERS | 100001681 | 995455 |  | 18 |  | Erection of foundation bolts including nuts, checknut and washers for lattice and pipe structures to be designed during detailedengineering | MT | 6.5 |  | INCLUDED | 0 | 0 | 0 | 0 | 0 | 0
69 | 7000018777 | 730 | 1690 | 30 | 220 KV TOWERS | 100001680 | 995455 |  | 18 |  | Erection of fasteners ( nuts, bolts and washers ) including step bolts for lattice and pipe structures to be designed duringdetailed engineering | MT | 2.4 |  | INCLUDED | 0 | 0 | 0 | 0 | 0 | 0
70 | 7000018777 | 1350 | 20 | 30 | Telecom Service at New Melli | 170000643 | 998336 |  | 18 |  | Installation of STM-4 ADM Base Equipment | EA | 1 |  | INCLUDED | 0 | 0 | 0 | 0 | 0 | 0
71 | 7000018777 | 1350 | 20 | 40 | Telecom Service at New Melli | 170000427 | 998734 |  | 18 |  | Optical Interface Cards/SFP# -S4.1 SDH Equipment -STM-4 | EA | 6 |  | INCLUDED | 0 | 0 | 0 | 0 | 0 | 0
72 | 7000018777 | 1350 | 20 | 50 | Telecom Service at New Melli | 170000428 | 998734 |  | 18 |  | Optical Interface Cards/SFP# -L4.1 for SDH Equipment-STM-4 | EA | 2 |  | INCLUDED | 0 | 0 | 0 | 0 | 0 | 0
73 | 7000018777 | 1350 | 20 | 60 | Telecom Service at New Melli | 100002825 | 998734 |  | 18 |  | Tributary interface- E1 interface (Minimum 16 nos.) | SET | 2 |  | INCLUDED | 0 | 0 | 0 | 0 | 0 | 0
74 | 7000018777 | 1350 | 20 | 70 | Telecom Service at New Melli | 170000550 | 998336 |  | 18 |  | Ethernet Interface 10/100 Base T with Layer-2 switching (Min 8 Interfaces per card) | EA | 2 |  | INCLUDED | 0 | 0 | 0 | 0 | 0 | 0
75 | 7000018777 | 1350 | 20 | 80 | Telecom Service at New Melli | 170000375 | 998734 |  | 18 |  | Equipment Cabinets-For SDH Equipments | EA | 1 |  | INCLUDED | 0 | 0 | 0 | 0 | 0 | 0
76 | 7000018777 | 1350 | 20 | 110 | Telecom Service at New Melli | 170000551 | 998336 |  | 18 |  | VOIP telephone instrument with one common switch (min. 8 port) | EA | 2 |  | INCLUDED | 0 | 0 | 0 | 0 | 0 | 0
77 | 7000018777 | 1470 | 50 | 10 | Telecom Service at Rangit(NHPC) | 170000154 | 998336 |  | 18 |  | STM-4 ADM Base Equipment (Common cards, Power supply cards, patch cords, power cabling, tributary cables, other hardware &accessories including sub-racks etc. ) | EA | 1 |  | INCLUDED | 0 | 0 | 0 | 0 | 0 | 0
78 | 7000018777 | 1470 | 50 | 20 | Telecom Service at Rangit(NHPC) | 170000427 | 998734 |  | 18 |  | Optical Interface Cards/SFP# -S4.1 SDH Equipment -STM-4 | EA | 2 |  | INCLUDED | 0 | 0 | 0 | 0 | 0 | 0
79 | 7000018777 | 1470 | 50 | 30 | Telecom Service at Rangit(NHPC) | 170000428 | 998734 |  | 18 |  | Optical Interface Cards/SFP# -L4.1 for SDH Equipment-STM-4 | EA | 2 |  | INCLUDED | 0 | 0 | 0 | 0 | 0 | 0
80 | 7000018777 | 1470 | 50 | 40 | Telecom Service at Rangit(NHPC) | 100002825 | 998734 |  | 18 |  | Tributary interface- E1 interface (Minimum 16 nos.) | SET | 2 |  | INCLUDED | 0 | 0 | 0 | 0 | 0 | 0
81 | 7000018777 | 1470 | 50 | 50 | Telecom Service at Rangit(NHPC) | 170000550 | 998336 |  | 18 |  | Ethernet Interface 10/100 Base T with Layer-2 switching (Min 8 Interfaces per card) | EA | 2 |  | INCLUDED | 0 | 0 | 0 | 0 | 0 | 0
82 | 7000018777 | 1470 | 50 | 60 | Telecom Service at Rangit(NHPC) | 170000375 | 998734 |  | 18 |  | Equipment Cabinets-For SDH Equipments | EA | 1 |  | INCLUDED | 0 | 0 | 0 | 0 | 0 | 0
83 | 7000018777 | 1470 | 50 | 70 | Telecom Service at Rangit(NHPC) | 170000376 | 998734 |  | 18 |  | NMS-Craft Terminal-Hardware | EA | 1 |  | INCLUDED | 0 | 0 | 0 | 0 | 0 | 0
84 | 7000018777 | 1470 | 50 | 80 | Telecom Service at Rangit(NHPC) | 170000377 | 998734 |  | 18 |  | NMS-Craft Terminal-Software | EA | 1 |  | INCLUDED | 0 | 0 | 0 | 0 | 0 | 0
85 | 7000018777 | 1470 | 50 | 90 | Telecom Service at Rangit(NHPC) | 170000551 | 998336 |  | 18 |  | VOIP telephone instrument with one common switch (min. 8 port) | EA | 2 |  | INCLUDED | 0 | 0 | 0 | 0 | 0 | 0
[16 empty] | 0 | 0 | 0 | 0 | 0 | 0
2: Total of Schedule-3; 16=14*15: 0 |  | 0 |  |  | 0 | 0
# | In case the bidder leaves the cell for confirmation of the SAC and/or GST rate “blank”, the SAC and corresponding GST rate indicated by the Employer shall be deemed to be the one confirmed by the Bidder.
| Date | [10 empty] | Printed Name
| Place | [10 empty] | Designation
0

## Sch-4
5002002309/CONSULTANCY GIVEN/DOM/A04-CC CS -5 | [14 empty] | Schedule - 4
Transmission line package TL-01 for Part – A: Construction of 220 kV D/C (Twin Moose) Transmission Line from 120 MW Rangit-IV HEP to New Melli Pooling Station and Part – B: Extension of associated 2 nos. 220 kV GIS bays at New Melli (POWERGRID) GIS S/S under Consultancy services to JPCL.
(SCHEDULE OF RATES AND PRICES )
BIDDER:
0 | [12 empty] | To:
Bidder’s Name and Address (Sole Bidder) : | [12 empty] | Contract Services
Name : | [12 empty] | Power Grid Corporation of India Ltd.,
Address : | [12 empty] | "Saudamini", Plot No.-2
Sector-29,
Gurgaon (Haryana) - 122001
Training Charges :
SI. No. | PR No | Line Item No | Activity Header | PR Activity No | Activity Description | Service Code | SAC (Service Accounting Codes) | Whether SAC in column ‘…’ is confirmed. If not indicate applicable the SAC # | Rate of GST applicable ( in %) | Whether rate of GST in column ‘---’ is confirmed. If not indicate applicable rate of GST # | Description | Unit | Quantity | Unit Charges | Total Charges
1 | 2 | 3 | 4 | 5 | 6 | 7 | 8 | 9 | 10 | 11 | 12 | 13 | 14 | 15 | 16=14*15
NOT APPLICABLE
Date
| Place | [9 empty] | Printed Name
Designation

## Sch-5
5002002309/CONSULTANCY GIVEN/DOM/A04-CC CS -5 |  |  |  | Schedule - 5
Transmission line package TL-01 for Part – A: Construction of 220 kV D/C (Twin Moose) Transmission Line from 120 MW Rangit-IV HEP to New Melli Pooling Station and Part – B: Extension of associated 2 nos. 220 kV GIS bays at New Melli (POWERGRID) GIS S/S under Consultancy services to JPCL.
(SUMMARY OF TAXES & DUTIES not included in Schedule 1 & 3)
BIDDER:
0 |  |  | To:
Bidder’s Name and Address (Sole Bidder) : |  |  | Contract Services
Name : |  |  | Power Grid Corporation of India Ltd.,
Address : |  |  | "Saudamini", Plot No.-2
Sector-29,
Gurgaon (Haryana) - 122001
Sl. No. | Item Nos. |  | Total Price (INR) |  | After Discount |  | After MPDiscount
1 | TOTAL GST on Goods |  | 0 |  | Excise Duty | #REF! | Excise Duty | #REF!
Total GST for Supply of Goods (inter-alia including Type Test Charges) between the Contractor and the Employer (identified in Schedule 1') which are not included in the Ex-works price as per the provision of the Bidding Documents, as applicable.
2 | TOTAL GST on Services |  | 0 |  | Sales Tax | 0 | Sales Tax | 0
| Total GST on Installation Services (indentified in Schedule-3) and Training to be imparted in India (identified in Schedule-4) which are not included in the Installation and Training charges as per the provision of the Bidding Documents, as applicable |  |  |  | #REF! | 0 | #REF! | 0
| GRAND TOTAL [1+2] |  | 0
Date : |  | Printed Name :
Place : |  | Designation :
Click for Sch-6

## Sch-5 after discount (hidden)
5002002309/CONSULTANCY GIVEN/DOM/A04-CC CS -5 |  |  |  | Schedule - 5
Transmission line package TL-01 for Part – A: Construction of 220 kV D/C (Twin Moose) Transmission Line from 120 MW Rangit-IV HEP to New Melli Pooling Station and Part – B: Extension of associated 2 nos. 220 kV GIS bays at New Melli (POWERGRID) GIS S/S under Consultancy services to JPCL.
(SUMMARY OF TAXES & DUTIES APPLICABLE ON PLANT & EQUIPMENT)
BIDDER:
0 |  |  | To:
Bidder’s Name and Address (Sole Bidder) : |  |  | Contract Services
Name : |  |  | Power Grid Corporation of India Ltd.,
Address : |  |  | "Saudamini", Plot No.-2
Sector-29,
Gurgaon (Haryana) - 122001
Sl. No. | Item Nos. |  | Total Price (INR)
1 | TOTAL GST on Goods |  | 0
Total GST for Supply of Goods (inter-alia including Type Test Charges) between the Contractor and the Employer (identified in Schedule 1') which are not included in the Ex-works price as per the provision of the Bidding Documents, as applicable.
2 | TOTAL GST on Services |  | 0
Total GST on Installation Services (indentified in Schedule-3) and Training to be imparted in India (identified in Schedule-4) which are not included in the Installation and Training charges as per the provision of the Bidding Documents, as applicable
| GRAND TOTAL [1+2] |  | 0
Date : |  | Printed Name :
Place : |  | Designation :
Click for Sch-6

## Sch-6
5002002309/CONSULTANCY GIVEN/DOM/A04-CC CS -5 |  |  | Schedule - 6
Transmission line package TL-01 for Part – A: Construction of 220 kV D/C (Twin Moose) Transmission Line from 120 MW Rangit-IV HEP to New Melli Pooling Station and Part – B: Extension of associated 2 nos. 220 kV GIS bays at New Melli (POWERGRID) GIS S/S under Consultancy services to JPCL.
(GRAND SUMMARY)
BIDDER:
0 |  |  | To:
Bidder’s Name and Address (Sole Bidder) : |  |  | Contract Services
Name : |  |  | Power Grid Corporation of India Ltd.,
Address : |  |  | "Saudamini", Plot No.-2
Sector-29,
Gurgaon (Haryana) - 122001
Sl. No. | Description |  | Total Price (INR)
1 | TOTAL SCHEDULE NO. 1 |  | 0
Ex-works price of Plant and Equipment including Type Test Charges
2 | TOTAL SCHEDULE NO. 2 |  | 0
Local Transportation, In-transit Insurance, loading and unloading
3 | TOTAL SCHEDULE NO. 3 |  | 0
Installation Charges
4 | TOTAL SCHEDULE NO. 4 |  | Not Applicable
Training Charges
5 | TOTAL SCHEDULE NO. 5 |  | 0
Taxes and Duties
6 | TOTAL SCHEDULE NO. 7 |  | Not Applicable
Type Test Charges [Total of this Schedule is included in Schedule - 1 above.]
GRAND TOTAL [1+2+3+5]
0
Date : |  | Printed Name :
Place : |  | Designation :
Click for Sch-7

## Sch-6 After Discount (hidden)
5002002309/CONSULTANCY GIVEN/DOM/A04-CC CS -5 |  |  | Schedule - 6 After Discount
Transmission line package TL-01 for Part – A: Construction of 220 kV D/C (Twin Moose) Transmission Line from 120 MW Rangit-IV HEP to New Melli Pooling Station and Part – B: Extension of associated 2 nos. 220 kV GIS bays at New Melli (POWERGRID) GIS S/S under Consultancy services to JPCL.
(GRAND SUMMARY)
#REF! |  |  | To:
Bidder’s Name and Address (Sole Bidder) : |  |  | Contract Services
Name : |  |  | Power Grid Corporation of India Ltd.,
Address : |  |  | "Saudamini", Plot No.-2
Sector-29,
Gurgaon (Haryana) - 122001
Sl. No. | Description |  | Total Price (INR)
1 | TOTAL SCHEDULE NO. 1
Ex-works price of Plant and Equipment including Type Test Charges
2 | TOTAL SCHEDULE NO. 2
Local Transportation, Insurance and other Incidental Services
3 | TOTAL SCHEDULE NO. 3
Installation Charges
4 | TOTAL SCHEDULE NO. 4
Training Charges
5 | TOTAL SCHEDULE NO. 5
Taxes and Duties
6 | TOTAL SCHEDULE NO. 7
Type Test Charges [Total of this Schedule is included in Schedule - 1 above.]
GRAND TOTAL [1+2+3+4+5]
Date : |  | Printed Name :
Place : |  | Designation :
Click for Sch-7

## Sch-6 (After Discount)
5002002309/CONSULTANCY GIVEN/DOM/A04-CC CS -5 |  |  | Schedule - 6
Transmission line package TL-01 for Part – A: Construction of 220 kV D/C (Twin Moose) Transmission Line from 120 MW Rangit-IV HEP to New Melli Pooling Station and Part – B: Extension of associated 2 nos. 220 kV GIS bays at New Melli (POWERGRID) GIS S/S under Consultancy services to JPCL.
(GRAND SUMMARY)
BIDDER:
0 |  |  | To:
Bidder’s Name and Address (Sole Bidder) : |  |  | Contract Services
Name : |  |  | Power Grid Corporation of India Ltd.,
Address : |  |  | "Saudamini", Plot No.-2
Sector-29,
Gurgaon (Haryana) - 122001
Sl. No. | Description |  | Total Price (INR) | From Sch-6 | Discount Factors
1 | TOTAL SCHEDULE NO. 1 |  | 0 | 0 | 0
Ex-works price of Plant and Equipment including Type Test Charges
2 | TOTAL SCHEDULE NO. 2 |  | 0 | 0 | 0
Local Transportation, In-transit Insurance, loading and unloading
3 | TOTAL SCHEDULE NO. 3 |  | 0 | 0 | 0
Installation Charges
4 | TOTAL SCHEDULE NO. 4 |  | Not Applicable
Training Charges
5 | TOTAL SCHEDULE NO. 5 |  | 0
Taxes and Duties
6 | TOTAL SCHEDULE NO. 7 |  | Not Applicable
Type Test Charges [Total of this Schedule is included in Schedule - 1 above.]
GRAND TOTAL [1+2+3+5]
0
Date : |  | Printed Name :
Place : |  | Designation :
Click for Sch-7

## Sch-7
5002002309/CONSULTANCY GIVEN/DOM/A04-CC CS -5 | [11 empty] | Schedule 7
Transmission line package TL-01 for Part – A: Construction of 220 kV D/C (Twin Moose) Transmission Line from 120 MW Rangit-IV HEP to New Melli Pooling Station and Part – B: Extension of associated 2 nos. 220 kV GIS bays at New Melli (POWERGRID) GIS S/S under Consultancy services to JPCL. | [12 empty] | As per Lum-sum |  | 0
(SCHEDULE OF RATES AND PRICES ) | [12 empty] | AS per Percent |  | #REF!
BIDDER:
0
| Bidder’s Name and Address (Sole Bidder) : | [8 empty] | To:
| Name : | [8 empty] | Contract Services
| Address : | [8 empty] | Power Grid Corporation of India Ltd.,
"Saudamini", Plot No.-2
Sector-29,
Gurgaon (Haryana) - 122001
Type tests :
SL. NO. | PR No | Line Item No | Code | HSN of the Equipment /item for which type test is to be conducted | Whether HSN in column ‘---’ is confirmed. If not indicate applicable the HSN code # | Rate of GST applicable ( in %) | Whether rate of GST in column ‘---’ is confirmed. If not indicate applicable rate of GST # | Description of Test | Unit | Quantity | Unit Test Charge | Total Test Charges (Rs.) |  | Total Test Charges After Discount (Rs.) |  | Dis Alert | Total Test Charges After MPD (Rs.)
NOT APPLICABLE
| Date | [5 empty] | Printed Name
| Place | [5 empty] | Designation
5002002309/CONSULTANCY GIVEN/DOM/A04-CC CS -5
Transmission line package TL-01 for Part – A: Construction of 220 kV D/C (Twin Moose) Transmission Line from 120 MW Rangit-IV HEP to New Melli Pooling Station and Part – B: Extension of associated 2 nos. 220 kV GIS bays at New Melli (POWERGRID) GIS S/S under Consultancy services to JPCL. | [7 empty] | 0 | 0
(SCHEDULE OF RATES AND PRICES ) | [7 empty] | 0 | 0
#REF!
#REF! | [7 empty] | #REF! | #REF!
#REF! | [7 empty] | #REF! | #REF!
#REF! | [7 empty] | #REF! | #REF!
[8 empty] | #REF! | #REF!
[8 empty] | 0 | 0
SL. NO. | [7 empty] | Description of Test | #REF!
#REF! | [7 empty] | #REF! | #REF!
#REF! | [7 empty] | #REF!
#REF! | [7 empty] | #REF! | #REF!
#REF! | [7 empty] | #REF! | #REF!
[8 empty] | #REF! | #REF!
#REF! | [7 empty] | #REF!
#REF! | [7 empty] | #REF!
#REF! | [7 empty] | #REF!
#REF! | [7 empty] | #REF! | #REF!
#REF! | [7 empty] | #REF! | #REF!
#REF! | [7 empty] | #REF! | #REF!
#REF! | [7 empty] | #REF! | #REF!
[8 empty] | #REF! | #REF!
#REF! | [7 empty] | #REF!
#REF! | [7 empty] | #REF! | #REF!
#REF! | [7 empty] | #REF! | #REF!
#REF! | [7 empty] | #REF! | #REF!
#REF! | [7 empty] | #REF! | #REF!
[8 empty] | #REF! | #REF!
#REF! | [7 empty] | #REF!
#REF! | [7 empty] | #REF! | #REF!
#REF! | [7 empty] | #REF! | #REF!
#REF! | [7 empty] | #REF! | #REF!
[8 empty] | #REF! | #REF!
#REF! | [7 empty] | #REF!
#REF! | [7 empty] | #REF! | #REF!
#REF! | [7 empty] | #REF! | #REF!
#REF! | [7 empty] | #REF! | #REF!
[8 empty] | #REF! | #REF!
#REF! | [7 empty] | #REF!
#REF! | [7 empty] | #REF! | #REF!
#REF! | [7 empty] | #REF! | #REF!
#REF! | [7 empty] | #REF! | #REF!
#REF! | [7 empty] | #REF! | #REF!
[8 empty] | #REF! | #REF!
[8 empty] | #REF! | #REF!
#REF! | [7 empty] | #REF!
#REF! | [7 empty] | #REF!
#REF! | [7 empty] | #REF! | #REF!
#REF! | [7 empty] | #REF! | #REF!
#REF! | [7 empty] | #REF! | #REF!
[8 empty] | #REF! | #REF!
[8 empty] | #REF! | #REF!
#REF! | [7 empty] | #REF!
#REF! | [7 empty] | #REF!
#REF! | [7 empty] | #REF! | #REF!
#REF! | [7 empty] | #REF! | #REF!
#REF! | [7 empty] | #REF! | #REF!
#REF! | [7 empty] | #REF! | #REF!
#REF! | [7 empty] | #REF! | #REF!
[8 empty] | #REF! | #REF!
#REF! | [7 empty] | #REF!
#REF! | [7 empty] | #REF! | #REF!
#REF! | [7 empty] | #REF! | #REF!
#REF! | [7 empty] | #REF! | #REF!
#REF! | [7 empty] | #REF! | #REF!
#REF! | [7 empty] | #REF! | #REF!
#REF! | [7 empty] | #REF! | #REF!
[8 empty] | #REF! | #REF!
#REF! | [7 empty] | #REF!
#REF! | [7 empty] | #REF! | #REF!
#REF! | [7 empty] | #REF! | #REF!
#REF! | [7 empty] | #REF! | #REF!
#REF! | [7 empty] | #REF! | #REF!
#REF! | [7 empty] | #REF! | #REF!
#REF! | [7 empty] | #REF! | #REF!
#REF! | [7 empty] | #REF! | #REF!
#REF! | [7 empty] | #REF! | #REF!
#REF! | [7 empty] | #REF! | #REF!
[8 empty] | #REF! | #REF!
#REF! | [7 empty] | #REF!
#REF! | [7 empty] | #REF! | #REF!
#REF! | [7 empty] | #REF! | #REF!
#REF! | [7 empty] | #REF! | #REF!
[8 empty] | #REF! | #REF!
#REF! | [7 empty] | #REF!
#REF! | [7 empty] | #REF! | #REF!
#REF! | [7 empty] | #REF! | #REF!
#REF! | [7 empty] | #REF! | #REF!
[8 empty] | #REF! | #REF!
#REF! | [7 empty] | #REF!
#REF! | [7 empty] | #REF! | #REF!
#REF! | [7 empty] | #REF! | #REF!
[8 empty] | #REF! | #REF!
#REF! | [7 empty] | #REF!
#REF! | [7 empty] | #REF! | #REF!
#REF! | [7 empty] | #REF! | #REF!
#REF! | [7 empty] | #REF! | #REF!
#REF! | [7 empty] | #REF! | #REF!
#REF! | [7 empty] | #REF! | #REF!
#REF! | [7 empty] | #REF! | #REF!
[8 empty] | #REF! | #REF!
#REF! | [7 empty] | #REF!
#REF! | [7 empty] | #REF! | #REF!
#REF! | [7 empty] | #REF! | #REF!
#REF! | [7 empty] | #REF! | #REF!
#REF! | [7 empty] | #REF! | #REF!
#REF! | [7 empty] | #REF!
#REF! | [7 empty] | #REF! | #REF!
#REF! | [7 empty] | #REF! | #REF!
#REF! | [7 empty] | #REF! | #REF!
#REF! | [7 empty] | #REF! | #REF!
[8 empty] | #REF! | #REF!
[8 empty] | #REF! | #REF!
[8 empty] | #REF! | #REF!

## Discount
This letter of discount is optional. Bidder may / may not offer any discount.
5002002309/CONSULTANCY GIVEN/DOM/A04-CC CS -5 |  |  |  |  | Letter of Discount
LETTER OF DISCOUNT
To:
Contract Services | [6 empty] | Schedule 1 | 0
Power Grid Corporation of India Ltd., | [6 empty] | Schedule 2 | 0
"Saudamini", Plot No.-2 | [6 empty] | Schedule 3 | 0
Sector-29, (near IFFCO Chowk) | [6 empty] | Total | 0
Gurgaon (Haryana) - 122001
Subject : |  | Transmission line package TL-01 for Part – A: Construction of 220 kV D/C (Twin Moose) Transmission Line from 120 MW Rangit-IV HEP to New Melli Pooling Station and Part – B: Extension of associated 2 nos. 220 kV GIS bays at New Melli (POWERGRID) GIS S/S under Consultancy services to JPCL.
Dear Sir
With reference to the subject tender, we hereby offer unconditional discount on the prices quoted by us as per details given here below : | [5 empty] | Sch-1 | Sch-2 | Sch-3
| 1 | Discount on lum-sum basis on total price quoted by us without GST. [The discount shall be proportionately applicable on all the items of all the Schdules i.e. Sch-1 (without type test charges), Sch-2, Sch-3, Sch-4 & Sch-7] In Rs. |  |  |  | 0 | 0 | 0
| 2 | Discount on percent basis on total price quoted by us without GST. [The discount shall be applicable on all the items of all the Schdules i.e. Sch-1 (without type test charges), Sch-2 , Sch-3, Sch-4 & Sch-7] In Percent (%) |  |  |  | 0 | 0 | 0
| 3 | Discount on lum-sum basis on the Schedules as given below : [The discount shall be proportionately applicable on all the relevent items of the respective Schdules.] In Rs.
|  | Schedule-1 : Ex works prices |  | In Rs. |  | 0
|  | Schedule-2 : Local Transportation, In-transit Insurance, loading and unloading |  | In Rs. |  |  | 0
|  | Schedule-3 : Installation Charges |  | In Rs. |  |  |  | 0
|  | Schedule-4 : Training Charges |  | In Rs.
|  | Schedule-7 : Type Test Charges |  | In Rs.
| 4 | Discount on percent basis on the Schedules as given below : [The discount shall be applicable on all the relevent items of the respective Schdules.] In Percent (%)
|  | Schedule-1 : Ex works prices |  | In Percent (%) |  | 0
|  | Schedule-2 : Local Transportation, In-transit Insurance, loading and unloading |  | In Percent (%) |  |  | 0
|  | Schedule-3 : Installation Charges |  | In Percent (%) |  |  |  | 0
|  | Schedule-4 : Training Charges |  | In Percent (%)
|  | Schedule-7 : Type Test Charges |  | In Percent (%)
Discount(s) offered at sl. No. 1 to 4 will get displayed and accounted for automatically in the respective items of the Schedules.
| 5 | We hereby offer Multi-package discount as given below:
[6 empty] | 0 | 0 | 0 | 0 | 0
|  | Multi-Package Discount(s) offered at sl. No. 5 will not get automatically accounted for in the respective items of the Schedules. The same shall be worked out saparately for evaluation. |  |  |  | #DIV/0! | #DIV/0! | #DIV/0! | #DIV/0! | #REF!
[Discount will not be calculated autometically. However, the same shall be considered during evaluation.]
Please consider this letter of discount as the integral part of our price bid.
Thanking you, we remain, | [5 empty] | 0 | 0 | 0
[5 empty] | Yours faithfully, | 0 | 0 | 0 | Discount Factors
For and on behalf of
Date : |  |  | Printed Name : | 0
Place : |  |  | Designation : | 0

## Octroi (hidden)
Details of Octroi
Sl No. | Description of Items | Amount on which Octroi is applicable | Rate of Octroi | Octroi
(1) | (2) | (3) | (4) | (5) =(3) x (4)
1 |  |  |  | 0
2 |  |  |  | 0
3 |  |  |  | 0
4 |  |  |  | 0
5 |  |  |  | 0
6 |  |  |  | 0
7 |  |  |  | 0
8 |  |  |  | 0
9 |  |  |  | 0
10 |  |  |  | 0
| Total |  |  | 0
Back to Sch 5

## Entry Tax (hidden)
Details of Entry Tax
Sl No. | Description of Items | Amount on which Entry Tax is applicable | Rate of Entry Tax | Entry Tax
(1) | (2) | (3) | (4) | (5) =(3) x (4)
1 |  |  |  | 0
2 |  |  |  | 0
3 |  |  |  | 0
4 |  |  |  | 0
5 |  |  |  | 0
6 |  |  |  | 0
7 |  |  |  | 0
8 |  |  |  | 0
9 |  |  |  | 0
10 |  |  |  | 0
| Total |  |  | 0
Back to Sch 5

## Other Taxes & Duties (hidden)
Details of Other Taxes & Duties
Sl No. | Description of Items | Amount on which Other Taxes & Duties are applicable | Description of Taxes & Duties | Rate of Taxes & Duties | Amount of Taxes & Duties
(1) | (2) | (3) | (4) | (5) | (6) =(3) x (4)
1 |  |  |  |  | 0
2 |  |  |  |  | 0
3 |  |  |  |  | 0
4 |  |  |  |  | 0
5 |  |  |  |  | 0
6 |  |  |  |  | 0
7 |  |  |  |  | 0
8 |  |  |  |  | 0
9 |  |  |  |  | 0
10 |  |  |  |  | 0
| Total |  |  |  | 0
Back to Sch 5

## Bid Form 2nd Envelope
5002002309/CONSULTANCY GIVEN/DOM/A04-CC CS -5 |  |  |  |  | Bid Form 2nd Envelope |  |  |  | Sole Bidder | 1 | st |  | 1 | January
[9 empty] | 0 | 2 | nd |  | 2 | February
BID FORM (Second Envelope) | [9 empty] | 3 | rd |  | 3 | March
[10 empty] | 4 | th |  | 4 | April
Bid Proposal Ref. No. | [9 empty] | 5 | th |  | 5 | May
Date : | [9 empty] | 6 | th | #VALUE! | 6 | June
[10 empty] | 7 | th | #VALUE! | 7 | July
To: | [9 empty] | 8 | th | #VALUE! | 8 | August
0 | [9 empty] | 9 | th | #VALUE! | 9 | September
Power Grid Corporation of India Ltd., | [9 empty] | 10 | th |  | 10 | October
"Saudamini", Plot No.-2 | [9 empty] | 11 | th |  | 11 | November
Sector-29, | [9 empty] | 12 | th |  | 12 | December
Gurgaon (Haryana) - 122001 | [9 empty] | 13 | th
[10 empty] | 14 | th
Name of Contract : |  | Transmission line package TL-01 for Part – A: Construction of 220 kV D/C (Twin Moose) Transmission Line from 120 MW Rangit-IV HEP to New Melli Pooling Station and Part – B: Extension of associated 2 nos. 220 kV GIS bays at New Melli (POWERGRID) GIS S/S under Consultancy services to JPCL. | [7 empty] | 15 | th
Dear Ladies and/or Gentlemen, | [9 empty] | 16 | th
1 | In continuation of First Envelope of our Bid, we hereby submit the Second Envelope of the Bid, both of which shall be read together and in conjunction with each other, and shall be construed as an integral part of our Bid. Accordingly, we the undersigned, offer to design, manufacture, test, deliver, install and commission (including carrying out Trial Operation, Performance & Guarantee Test as per provision of Technical Specification) under the above-named package in full conformity with the said Bidding Documents for the sum of Rs. 0/- () or such other sums as may be determined in accordance with the terms and conditions of the Bidding Documents |  |  |  |  | In continuation of First Envelope of our Bid, we hereby submit the Second Envelope of the Bid, both of which shall be read together and in conjunction with each other, and shall be construed as an integral part of our Bid. Accordingly, we the undersigned, offer to design, manufacture, test, deliver, install and commission (including carrying out Trial Operation, Performance & Guarantee Test as per provision of Technical Specification) under the above-named package in full conformity with the said Bidding Documents for the sum of Rs. |  |  |  | 17 | th
[6 empty] | 0 | /- (
)
| The above amounts are in accordance with the price schedules attached herewith and are made part of this bid. |  |  |  |  | or such other sums as may be determined in accordance with the terms and conditions of the Bidding Documents |  |  |  | 18 | th
2 | Price Schedules | [8 empty] | 19 | th
2.1 | In line with the requirements of the Bidding documents, we enclose herewith the following Price Schedules, duly filled - in as per your proforma: | [8 empty] | 20 | th
| Schedule 1 |  | Plant and Equipment (Including Mandatory Spare Parts) to be supplied, including Type Test Charges. | [6 empty] | 21 | st
| Schedule 2 |  | Local Transportation, In-transit Insurance, loading and unloading | [6 empty] | 22 | th
| Schedule 3 |  | Installation Charges. |  |  | Sole Bidder |  |  |  | 23 | th
| Schedule 4 |  | Training charges for training to be imparted (Not Applicable) | [6 empty] | 24 | th
| Schedule 5 |  | Taxes and Duties not included in Schedule 1 & 3 | [6 empty] | 25 | th
| Schedule 6 |  | Grand Summary [Schedule 1to 5] | [6 empty] | 26 | th
| Schedule 7 |  | Break-up of Type Test Charges (Not Applicable) | [6 empty] | 27 | th
2.2 | We are aware that the Price Schedules do not generally give a full description of the Work to be performed under each item and we shall be deemed to have read the Technical Specifications and other sections of the Bidding Documents and Drawings to ascertain the full scope of Work included in each item while filling-in the rates and prices. We agree that the entered rates and prices shall be deemed to include for the full scope as aforesaid, including overheads and profit. | [8 empty] | 28 | th
2.3 | We declare that as specified in Clause 11.5, Section –II:ITB, Vol.-I of the Bidding Documents, prices quoted by us in the Price Schedules in Second Envelope shall be on ‘Firm’ basis during the entire currency of contract and shall not be subject to price variation, what-so-ever during contract execution. | [8 empty] | 29 | th
2.4 | We understand that in the price schedules, where there are errors between the total of the amounts given under the column for the price Breakdown and the amount given under the Total Price, the former shall prevail and the latter will be corrected accordingly. We further understand that where there are discrepancies between amounts stated in figures and amounts stated in words, the amount stated in words shall prevail. Similarly, any discrepancy in the total bid price and that of the summation of Schedule price (price indicated in a Schedule indicating the total of that schedule), the total bid price shall be corrected to reflect the actual summation of the Schedule prices. | [8 empty] | 30 | th
2.5 | We declare that items left blank in the Schedules will be deemed to have been included in other items. The TOTAL for each Schedule and the TOTAL of Grand Summary shall be deemed to be the total price for executing the Facilities and sections thereof in complete accordance with the Contract, whether or not each individual item has been priced. | [8 empty] | 31 | st
3 | We confirm that except as otherwise specifically provided our Bid Prices in this Second Envelope include all taxes, duties, levies and charges as may be assessed on us, our Sub-Contractor/Sub-Vendor or their employees by all municipal, state or national government authorities in connection with the Facilities, in and outside of India.
3.1 | 100% of applicable Taxes and Duties i.e GST which are payable by the Employer under the Contract, shall be reimbursed by the Employer on production of satisfactory documentary evidence by the Contractor in accordance with the provisions of the Bidding Documents
3.2 | We further understand that notwithstanding 3.0 above, in case of award on us, you shall also bear and pay/reimburse to us, GST applicable on supplies by us to you, imposed on the Plant & Equipment including Mandatory Spare Parts to be incorporated into the Facilities including Type Test charges for Type test to be conducted in India specified in Schedule No. 1, Installation Services specified in Schedule No. 3 and Charges for Training to be imparted in India specified in Schedule No. 4 of the Price Schedule in this Second Envelope, by the Indian Laws.
3.3 | We confirm that we have also registered/we shall also get registered in the GST Network with a GSTIN in all the states where the project is located and the states from which we shall make our supply of goods.
4 | # (For Joint Venture only) We, the partners of Joint Venture submitting this bid, do agree and confirm that in case of Award of Contract on the Joint Venture, we shall be jointly and severally liable and responsible for the execution of the Contract in accordance with Contract terms and conditions.
5 | We, hereby, declare that only the persons or firms interested in this proposal as principals are named here and that no other persons or firms other than those mentioned herein have any interest in this proposal or in the Contract to be entered into, if the award is made on us, that this proposal is made without any connection with any other person, firm or party likewise submitting a proposal is in all respects for and in good faith, without collusion or fraud.
Thanking you, we remain,
Yours faithfully,
For and on behalf of test
Signature :
Date : |  |  |  | Printed Name : | 0
Place : |  |  |  | Designation : | 0
Common Seal :
Please provide additional information of the Bidder
Business Address :
Country of Incorporation :
State/Province to be indicated :
Name of Principal Officer :
Address of Principal Officer :
Note: Bidders may note that no prescribed proforma has been enclosed for Attachment 2 : Power of Attorney. Bidders may use their own proforma for furnishing the required information with the bid.
* * *
Back to Cover Page

## Contracts-Template (hidden)
Exworks
| Total Ex-Works Price Direct |  |  |  |  | 0
| Total Ex-Works Price Bought Out |  |  |  |  | 0
| Total Ex-Works Price |  |  |  |  | 0
| Total Type Test charges as per Schedule-7 |  |  |  |  | #REF!
| Total Ex-works Price including Type Test charges |  |  |  |  | #REF!
Note : | Specify amount of Excise Duty, Sales Tax/'VAT and other taxes payable on the transaction between the Contractor and the Employer and octroi/entry tax as applicable for destination site/state on all items of supply including bought-out finished items (to be identified in the Contract), which shall be dispatched directly from the sub-vendor’s works to the Employer’s site (sale-in-transit), separately in Schedule-5. Excise Duty, Sales tax and other levies for all the bought-out items are to be included in the EXW Price (Col. No. 5) only and not to be indicated in Schedule-5.
^ | If the item(s) quoted/considered as "Bought-out" in the bid are manufactured at Bidder's works and confirmed to be supplied under “Direct transaction” by the bidder, then the taxes and duties on such items shall be paid/reimbursed by POWERGRID in line with the provisions of Bidding Documents. For this purpose, at the time of award, the Ex-works price (exclusive of taxes & duties) shall be arrived at from the quoted Ex-works price (inclusive of taxes ad duties) by excluding taxes and duties applicable on such items, as on date of Bid opening, in case of supplies from manufacturer proposed in the bid. During contract execution, the taxes and duties on such items shall be paid/reimbursed at actuals, limited to the rates prevailing on date of Bid opening.
Date : | --
Place : |  |  | Printed Name : |  | --
Designation :
FandI
| Total F&I Price |  |  |  |  | (=SUM(I16:I27))
Date : | (='Sch-1'!B43)
Place : | (='Sch-1'!B44) |  | Printed Name : | (='Sch-1'!E44)
|  |  | Designation : | (='Sch-1'!E45)
service
| Total Installaiton Charges | [5 empty] | #REF!
Date : | (='Sch-1'!B43)
Place : | (='Sch-1'!B44) |  | Printed Name : | (='Sch-1'!E44)
|  |  | Designation : | (='Sch-1'!E45)
Training
Date : | (=IF('Sch-1'!B43=0,"", 'Sch-1'!B43)) |  | (="Printed Name : " & IF('Sch-1'!E44=0,"",'Sch-1'!E44))
Place : | (=IF('Sch-1'!B44=0,"", 'Sch-1'!B44)) |  | (="Designation : " & IF('Sch-1'!E45=0,"",'Sch-1'!E45))
Type test
| TOTAL TYPE TEST CHARGES |  |  |  |  | (=SUM(I17:I18))
Date : | (='Sch-1'!B43) | (="Printed Name : " & 'Sch-1'!E44)
Place : | (='Sch-1'!B44) | (="Designation : " & 'Sch-1'!E45)
Note : | Bidder should indicate the name of test laboratories where type tests are proposed to be conducted
Direct
Bought-out

## N-W (Cr.) (hidden)
#REF! |  |  | 0 |  | #REF! |  |  | 0 |  |  | #REF!
#REF!
INR
#REF! |  |  |  |  | #REF! | [5 empty] | #N/A
#N/A
#REF! | #REF! |  | 0 |  | #REF! | #REF! |  | 0
#REF! | #REF! | #REF! | 0 |  | #REF! | #REF! | #REF! | 0
#REF! | #REF! | #REF! | 0 |  | #REF! | #REF! | #REF! | 0 |  | #REF! | 0 | 0 | 0 | 0 | #REF! | plus
#REF! | #REF! | #REF! | 0 |  | #REF! | #REF! | #REF! | 0 |  | #REF! | 0 | 0 | 0 | 1 | #REF!
#REF! | #REF! | #REF! | 0 |  | #REF! | #REF! | #REF! | 0 |  | #REF! | 0 | 0 | 1 | 0 | #REF!
#REF! | #REF! | #REF! | 0 |  | #REF! | #REF! | #REF! | 0 |  | #REF! | 0 | 0 | 1 | 1 | #REF!
[10 empty] | #REF! | 0 | 1 | 0 | 0 | #REF!
1 | One |  | 1 | One | 1 | One |  | 1 | One | #REF! | 0 | 1 | 0 | 1 | #REF!
2 | Two |  | 2 | Two | 2 | Two |  | 2 | Two | #REF! | 0 | 1 | 1 | 0 | #REF!
3 | Three |  | 3 | Three | 3 | Three |  | 3 | Three | #REF! | 0 | 1 | 1 | 1 | #REF!
4 | Four |  | 4 | Four | 4 | Four |  | 4 | Four | #REF! | 1 | 0 | 0 | 0 | #REF!
5 | Five |  | 5 | Five | 5 | Five |  | 5 | Five | #REF! | 1 | 0 | 0 | 1 | #REF!
6 | Six |  | 6 | Six | 6 | Six |  | 6 | Six | #REF! | 1 | 0 | 1 | 0 | #REF!
7 | Seven |  | 7 | Seven | 7 | Seven |  | 7 | Seven | #REF! | 1 | 0 | 1 | 1 | #REF!
8 | Eight |  | 8 | Eight | 8 | Eight |  | 8 | Eight | #REF! | 1 | 1 | 0 | 0 | #REF!
9 | Nine |  | 9 | Nine | 9 | Nine |  | 9 | Nine | #REF! | 1 | 1 | 0 | 1 | #REF!
10 | Ten |  | 10 | Ten | 10 | Ten |  | 10 | Ten | #REF! | 1 | 1 | 1 | 0 | #REF!
11 | Eleven |  | 11 | Eleven | 11 | Eleven |  | 11 | Eleven | #REF! | 1 | 1 | 1 | 1 | #REF!
12 | Twelve |  | 12 | Twelve | 12 | Twelve |  | 12 | Twelve
13 | Thirteen |  | 13 | Thirteen | 13 | Thirteen |  | 13 | Thirteen
14 | Fourteen |  | 14 | Fourteen | 14 | Fourteen |  | 14 | Fourteen
15 | Fifteen |  | 15 | Fifteen | 15 | Fifteen |  | 15 | Fifteen
16 | Sixteen |  | 16 | Sixteen | 16 | Sixteen |  | 16 | Sixteen | #REF! | 0 | 0 | 0 | 0 | #REF! | +
17 | Seventeen |  | 17 | Seventeen | 17 | Seventeen |  | 17 | Seventeen | #REF! | 0 | 0 | 0 | 1 | #REF! | /- +
18 | Eighteen |  | 18 | Eighteen | 18 | Eighteen |  | 18 | Eighteen | #REF! | 0 | 0 | 1 | 0 | #REF! | /-
19 | Nineteen |  | 19 | Nineteen | 19 | Nineteen |  | 19 | Nineteen | #REF! | 0 | 0 | 1 | 1 | #REF!
20 | Twenty |  | 20 | Twenty | 20 | Twenty |  | 20 | Twenty | #REF! | 0 | 1 | 0 | 0 | #REF!
21 | Twenty One |  | 21 | Twenty One | 21 | Twenty One |  | 21 | Twenty One | #REF! | 0 | 1 | 0 | 1 | #REF!
22 | Twenty Two |  | 22 | Twenty Two | 22 | Twenty Two |  | 22 | Twenty Two | #REF! | 0 | 1 | 1 | 0 | #REF!
23 | Twenty Three |  | 23 | Twenty Three | 23 | Twenty Three |  | 23 | Twenty Three | #REF! | 0 | 1 | 1 | 1 | #REF!
24 | Twenty Four |  | 24 | Twenty Four | 24 | Twenty Four |  | 24 | Twenty Four | #REF! | 1 | 0 | 0 | 0 | #REF!
25 | Twenty Five |  | 25 | Twenty Five | 25 | Twenty Five |  | 25 | Twenty Five | #REF! | 1 | 0 | 0 | 1 | #REF!
26 | Twenty Six |  | 26 | Twenty Six | 26 | Twenty Six |  | 26 | Twenty Six | #REF! | 1 | 0 | 1 | 0 | #REF!
27 | Twenty Seven |  | 27 | Twenty Seven | 27 | Twenty Seven |  | 27 | Twenty Seven | #REF! | 1 | 0 | 1 | 1 | #REF!
28 | Twenty Eight |  | 28 | Twenty Eight | 28 | Twenty Eight |  | 28 | Twenty Eight | #REF! | 1 | 1 | 0 | 0 | #REF!
29 | Twenty Nine |  | 29 | Twenty Nine | 29 | Twenty Nine |  | 29 | Twenty Nine | #REF! | 1 | 1 | 0 | 1 | #REF!
30 | Thirty |  | 30 | Thirty | 30 | Thirty |  | 30 | Thirty | #REF! | 1 | 1 | 1 | 0 | #REF!
31 | Thirty One |  | 31 | Thirty One | 31 | Thirty One |  | 31 | Thirty One | #REF! | 1 | 1 | 1 | 1 | #REF!
32 | Thirty Two |  | 32 | Thirty Two | 32 | Thirty Two |  | 32 | Thirty Two
33 | Thirty Three |  | 33 | Thirty Three | 33 | Thirty Three |  | 33 | Thirty Three
34 | Thirty Four |  | 34 | Thirty Four | 34 | Thirty Four |  | 34 | Thirty Four
35 | Thirty Fivr |  | 35 | Thirty Fivr | 35 | Thirty Fivr |  | 35 | Thirty Fivr
36 | Thirty Six |  | 36 | Thirty Six | 36 | Thirty Six |  | 36 | Thirty Six
37 | Thirty Seven |  | 37 | Thirty Seven | 37 | Thirty Seven |  | 37 | Thirty Seven
38 | Thirty Eight |  | 38 | Thirty Eight | 38 | Thirty Eight |  | 38 | Thirty Eight
39 | Thirty Nine |  | 39 | Thirty Nine | 39 | Thirty Nine |  | 39 | Thirty Nine
40 | Forty |  | 40 | Forty | 40 | Forty |  | 40 | Forty
41 | Forty One |  | 41 | Forty One | 41 | Forty One |  | 41 | Forty One
42 | Forty Two |  | 42 | Forty Two | 42 | Forty Two |  | 42 | Forty Two
43 | Forty Three |  | 43 | Forty Three | 43 | Forty Three |  | 43 | Forty Three
44 | Forty Four |  | 44 | Forty Four | 44 | Forty Four |  | 44 | Forty Four
45 | Forty Five |  | 45 | Forty Five | 45 | Forty Five |  | 45 | Forty Five
46 | Forty Six |  | 46 | Forty Six | 46 | Forty Six |  | 46 | Forty Six
47 | Forty Seven |  | 47 | Forty Seven | 47 | Forty Seven |  | 47 | Forty Seven
48 | Forty Eight |  | 48 | Forty Eight | 48 | Forty Eight |  | 48 | Forty Eight
49 | Forty Nine |  | 49 | Forty Nine | 49 | Forty Nine |  | 49 | Forty Nine
50 | Fifty |  | 50 | Fifty | 50 | Fifty |  | 50 | Fifty
51 | Fifty One |  | 51 | Fifty One | 51 | Fifty One |  | 51 | Fifty One
52 | Fifty Two |  | 52 | Fifty Two | 52 | Fifty Two |  | 52 | Fifty Two
53 | Fifty Three |  | 53 | Fifty Three | 53 | Fifty Three |  | 53 | Fifty Three
54 | Fifty Four |  | 54 | Fifty Four | 54 | Fifty Four |  | 54 | Fifty Four
55 | Fifty Five |  | 55 | Fifty Five | 55 | Fifty Five |  | 55 | Fifty Five
56 | Fifty Six |  | 56 | Fifty Six | 56 | Fifty Six |  | 56 | Fifty Six
57 | Fifty Seven |  | 57 | Fifty Seven | 57 | Fifty Seven |  | 57 | Fifty Seven
58 | Fifty Eight |  | 58 | Fifty Eight | 58 | Fifty Eight |  | 58 | Fifty Eight
59 | Fifty Nine |  | 59 | Fifty Nine | 59 | Fifty Nine |  | 59 | Fifty Nine
60 | Sixty |  | 60 | Sixty | 60 | Sixty |  | 60 | Sixty
61 | Sixty One |  | 61 | Sixty One | 61 | Sixty One |  | 61 | Sixty One
62 | Sixty Two |  | 62 | Sixty Two | 62 | Sixty Two |  | 62 | Sixty Two
63 | Sixty Three |  | 63 | Sixty Three | 63 | Sixty Three |  | 63 | Sixty Three
64 | Sixty Four |  | 64 | Sixty Four | 64 | Sixty Four |  | 64 | Sixty Four
65 | Sixty Five |  | 65 | Sixty Five | 65 | Sixty Five |  | 65 | Sixty Five
66 | Sixty Six |  | 66 | Sixty Six | 66 | Sixty Six |  | 66 | Sixty Six
67 | Sixty Seven |  | 67 | Sixty Seven | 67 | Sixty Seven |  | 67 | Sixty Seven
68 | Sixty Eight |  | 68 | Sixty Eight | 68 | Sixty Eight |  | 68 | Sixty Eight
69 | Sixty Nine |  | 69 | Sixty Nine | 69 | Sixty Nine |  | 69 | Sixty Nine
70 | Seventy |  | 70 | Seventy | 70 | Seventy |  | 70 | Seventy
71 | Seventy One |  | 71 | Seventy One | 71 | Seventy One |  | 71 | Seventy One
72 | Seventy Two |  | 72 | Seventy Two | 72 | Seventy Two |  | 72 | Seventy Two
73 | Seventy Three |  | 73 | Seventy Three | 73 | Seventy Three |  | 73 | Seventy Three
74 | Seventy Four |  | 74 | Seventy Four | 74 | Seventy Four |  | 74 | Seventy Four
75 | Seventy Five |  | 75 | Seventy Five | 75 | Seventy Five |  | 75 | Seventy Five
76 | Seventy Six |  | 76 | Seventy Six | 76 | Seventy Six |  | 76 | Seventy Six
77 | Seventy Seven |  | 77 | Seventy Seven | 77 | Seventy Seven |  | 77 | Seventy Seven
78 | Seventy Eight |  | 78 | Seventy Eight | 78 | Seventy Eight |  | 78 | Seventy Eight
79 | Seventy Nine |  | 79 | Seventy Nine | 79 | Seventy Nine |  | 79 | Seventy Nine
80 | Eighty |  | 80 | Eighty | 80 | Eighty |  | 80 | Eighty
81 | Eighty One |  | 81 | Eighty One | 81 | Eighty One |  | 81 | Eighty One
82 | Eighty Two |  | 82 | Eighty Two | 82 | Eighty Two |  | 82 | Eighty Two
83 | Eighty Three |  | 83 | Eighty Three | 83 | Eighty Three |  | 83 | Eighty Three
84 | Eighty Four |  | 84 | Eighty Four | 84 | Eighty Four |  | 84 | Eighty Four
85 | Eighty Five |  | 85 | Eighty Five | 85 | Eighty Five |  | 85 | Eighty Five
86 | Eighty Six |  | 86 | Eighty Six | 86 | Eighty Six |  | 86 | Eighty Six
87 | Eighty Seven |  | 87 | Eighty Seven | 87 | Eighty Seven |  | 87 | Eighty Seven
88 | Eighty Eight |  | 88 | Eighty Eight | 88 | Eighty Eight |  | 88 | Eighty Eight
89 | Eighty Nine |  | 89 | Eighty Nine | 89 | Eighty Nine |  | 89 | Eighty Nine
90 | Ninety |  | 90 | Ninety | 90 | Ninety |  | 90 | Ninety
91 | Ninety One |  | 91 | Ninety One | 91 | Ninety One |  | 91 | Ninety One
92 | Ninety Two |  | 92 | Ninety Two | 92 | Ninety Two |  | 92 | Ninety Two
93 | Ninety Three |  | 93 | Ninety Three | 93 | Ninety Three |  | 93 | Ninety Three
94 | Ninety Four |  | 94 | Ninety Four | 94 | Ninety Four |  | 94 | Ninety Four
95 | Ninety Five |  | 95 | Ninety Five | 95 | Ninety Five |  | 95 | Ninety Five
96 | Ninety Six |  | 96 | Ninety Six | 96 | Ninety Six |  | 96 | Ninety Six
97 | Ninety Seven |  | 97 | Ninety Seven | 97 | Ninety Seven |  | 97 | Ninety Seven
98 | Ninety Eight |  | 98 | Ninety Eight | 98 | Ninety Eight |  | 98 | Ninety Eight
99 | Ninety Nine |  | 99 | Ninety Nine | 99 | Ninety Nine |  | 99 | Ninety Nine
100 | One Hundred |  | 100 | One Hundred | 100 | One Hundred |  | 100 | One Hundred
BG VALUE:
#REF!
#REF!
#REF! | #REF!
#REF! | #REF! | #REF!
#REF! | #REF! | #REF!
#REF! | #REF! | #REF!
#REF! | #REF! | #REF!
#REF! | #REF! | #REF!
1 | One
2 | Two
3 | Three
4 | Four
5 | Five
6 | Six
7 | Seven
8 | Eight
9 | Nine
10 | Ten
11 | Eleven
12 | Twelve
13 | Thirteen
14 | Fourteen
15 | Fifteen
16 | Sixteen
17 | Seventeen
18 | Eighteen
19 | Nineteen
20 | Twenty
21 | Twenty One
22 | Twenty Two
23 | Twenty Three
24 | Twenty Four
25 | Twenty Five
26 | Twenty Six
27 | Twenty Seven
28 | Twenty Eight
29 | Twenty Nine
30 | Thirty
31 | Thirty One
32 | Thirty Two
33 | Thirty Three
34 | Thirty Four
35 | Thirty Fivr
36 | Thirty Six
37 | Thirty Seven
38 | Thirty Eight
39 | Thirty Nine
40 | Forty
41 | Forty One
42 | Forty Two
43 | Forty Three
44 | Forty Four
45 | Forty Five
46 | Forty Six
47 | Forty Seven
48 | Forty Eight
49 | Forty Nine
50 | Fifty
51 | Fifty One
52 | Fifty Two
53 | Fifty Three
54 | Fifty Four
55 | Fifty Five
56 | Fifty Six
57 | Fifty Seven
58 | Fifty Eight
59 | Fifty Nine
60 | Sixty
61 | Sixty One
62 | Sixty Two
63 | Sixty Three
64 | Sixty Four
65 | Sixty Five
66 | Sixty Six
67 | Sixty Seven
68 | Sixty Eight
69 | Sixty Nine
70 | Seventy
71 | Seventy One
72 | Seventy Two
73 | Seventy Three
74 | Seventy Four
75 | Seventy Five
76 | Seventy Six
77 | Seventy Seven
78 | Seventy Eight
79 | Seventy Nine
80 | Eighty
81 | Eighty One
82 | Eighty Two
83 | Eighty Three
84 | Eighty Four
85 | Eighty Five
86 | Eighty Six
87 | Eighty Seven
88 | Eighty Eight
89 | Eighty Nine
90 | Ninety
91 | Ninety One
92 | Ninety Two
93 | Ninety Three
94 | Ninety Four
95 | Ninety Five
96 | Ninety Six
97 | Ninety Seven
98 | Ninety Eight
99 | Ninety Nine
100 | One Hundred