## civildet (hidden)
ANNEXURE - 1.1.1
DETAILS OF PRELIMINARY WORKS AND LAND & COMPENSATION
FOR TRANSMISSION LINES
PRELIMINARY WORKS
|  | LINE |  | RATE PER |  | AMOUNT
|  | LENGTH |  | KM. |  | (Rs. Lakhs)
|  | (Km.) |  | (Rupees) |  |  | SERVICE
Preliminary survey & soil investigation : | [6 empty] | TAX | 1
PROJECT
1 | LILO OF VAPI - KHADOLI 220kV D/C TRANSMISSION LINE | 4.6 |  | 10000 |  | 0.46
2 | LILO of Siliguri (Existing) - Purnea 400kV D/c line(on which reconductoring is carried out) at new pooling station Kishanganj with high capacity (high temparature and low sag) conductor | 12 |  | 10000 |  | 1.2
3 | LILO of Siliguri - Dalkhola 220kV D/c line at new pooling station Kishanganj | 12 |  | 10000 |  | 1.2
4 | LILO of Gangtok - Melli 132kV S/c line at Rangpo | 9.5 |  | 10000 |  | 0.95
5 | LILO of Teests III - Kishnaganj 400kV D/c (Quad) line (to be constructed through JV route) at New- Melli | #REF! |  | 10000 |  | #REF!
6 | Rangpo - New Melli 220KV D/C Line (with twin Moose conductor) | #REF! |  | 10000 |  | #REF!
7 | LILO of Gangtok -Rangit 132kV S/c line at Rangpo | #REF! |  | 10000 |  | #REF!
8 | LILO of Teests V - Siliguri 400kV D/c line at New- Melli | #REF! |  | 10000 |  | #REF!
9 | Kishanganj - Patna 400kV D/c (Quad) line | #REF! |  | 10000 |  | #REF!
#REF!
ANNEXURE - 1.1.2
LAND & COMPENSATION
|  | LINE |  | RATE PER |  | AMOUNT
|  | LENGTH |  | KM. |  | (Rs. Lakhs)
|  | (Km.) |  | (Rupees)
#REF!
i) Cost of Crop compensation |  | #REF! |  | 100000 |  | #REF!
ii) Cost of PTCC compensation |  | #REF! |  | 50000 |  | #REF!
Total Cost of Crop & PTCC compensation | [5 empty] | #REF!
i) Cost of compensatory afforestation on double degraded forest |  | 184 | Ha | 45000 | per Ha | 82.8 | KM | Ha
ii) NPV for forest area diverted |  | 92 | Ha | 920000 | per Ha | 846.4 | 20 | 92
Total Cost of Compensatory afforestation |  | 20 |  |  |  | 929.2
#REF!
i) Cost of Crop compensation |  | #REF! |  | 100000 |  | #REF!
ii) Cost of PTCC compensation |  | #REF! |  | 50000 |  | #REF!
Total Cost of Crop & PTCC compensation | [5 empty] | #REF!
i) Cost of compensatory afforestation on double degraded forest |  | 18.4 | Ha | 45000 | per Ha | 8.28 | KM | Ha
ii) NPV for forest area diverted |  | 9.2 | Ha | 920000 | per Ha | 84.64 | 2 | 9.2
Total Cost of Compensatory afforestation |  | 2 |  |  |  | 92.92
#REF!
i) Cost of Crop compensation |  | #REF! |  | 50000 |  | #REF!
ii) Cost of PTCC compensation |  | #REF! |  | 50000 |  | #REF!
Total Cost of Crop & PTCC compensation | [5 empty] | #REF!
i) Cost of compensatory afforestation on double degraded forest |  | 35 | Ha | 45000 | per Ha | 15.75 | KM | Ha
ii) NPV for forest area diverted |  | 17.5 | Ha | 920000 | per Ha | 161 | 5 | 17.5
Total Cost of Compensatory afforestation |  | 5 |  |  |  | 176.75
#REF!
i) Cost of Crop compensation |  | #REF! |  | 50000 |  | #REF!
ii) Cost of PTCC compensation |  | #REF! |  | 50000 |  | #REF!
Total Cost of Crop & PTCC compensation | [5 empty] | #REF!
i) Cost of compensatory afforestation on double degraded forest |  | 35 | Ha | 45000 | per Ha | 15.75 | KM | Ha
ii) NPV for forest area diverted |  | 17.5 | Ha | 920000 | per Ha | 161 | 5 | 17.5
Total Cost of Compensatory afforestation |  | 5 |  |  |  | 176.75
#REF!
i) Cost of Crop compensation |  | #REF! |  | 50000 |  | #REF!
ii) Cost of PTCC compensation |  | #REF! |  | 50000 |  | #REF!
Total Cost of Crop & PTCC compensation | [5 empty] | #REF!
i) Cost of compensatory afforestation on double degraded forest |  | 27 | Ha | 45000 | per Ha | 12.15 | KM | Ha
ii) NPV for forest area diverted |  | 13.5 | Ha | 920000 | per Ha | 124.2 | 5 | 13.5
Total Cost of Compensatory afforestation |  | 5 |  |  |  | 136.35
#REF!
i) Cost of Crop compensation |  | #REF! |  | 50000 |  | #REF!
ii) Cost of PTCC compensation |  | #REF! |  | 50000 |  | #REF! | based on site information
Total Cost of Crop & PTCC compensation | [5 empty] | #REF!
i) Cost of compensatory afforestation on double degraded forest |  | 64.8 | Ha | 45000 | per Ha | 29.16 | KM | Ha
ii) NPV for forest area diverted |  | 32.4 | Ha | 920000 | per Ha | 298.08 | 12 | 32.4
Total Cost of Compensatory afforestation |  | 12 |  |  |  | 327.24
#REF!
i) Cost of Crop & PTCC compensation |  | #REF! |  | 100000 |  | #REF!
ii) Cost of PTCC compensation |  | #REF! |  | 50000 |  | #REF! | based on site information
Total Cost of Crop & PTCC compensation | [5 empty] | #REF!
i) Cost of compensatory afforestation on double degraded forest |  | 18.4 | Ha | 45000 | per Ha | 8.28 | KM | Ha
ii) NPV for forest area diverted |  | 9.2 | Ha | 920000 | per Ha | 84.64 | 2 | 9.2
Total Cost of Compensatory afforestation |  | 2 |  |  |  | 92.92
#REF!
i) Cost of Crop compensation |  | #REF! |  | 100000 |  | #REF!
ii) Cost of PTCC compensation |  | #REF! |  | 50000 |  | #REF! | based on site information
Total Cost of Crop & PTCC compensation | [5 empty] | #REF!
i) Cost of compensatory afforestation on double degraded forest |  | 18.4 | Ha | 45000 | per Ha | 8.28 | KM | Ha
ii) NPV for forest area diverted |  | 9.2 | Ha | 920000 | per Ha | 84.64 | 2 | 9.2
Total Cost of Compensatory afforestation |  | 2 |  |  |  | 92.92
#REF!
i) Cost of Crop compensation |  | #REF! |  | 50000 |  | #REF!
ii) Cost of PTCC compensation |  | #REF! |  | 50000 |  | #REF! | based on site information
Total Cost of Crop & PTCC compensation | [5 empty] | #REF!
i) Cost of compensatory afforestation on double degraded forest |  | 91 | Ha | 45000 | per Ha | 40.95 | KM | Ha
ii) NPV for forest area diverted |  | 45.5 | Ha | 920000 | per Ha | 418.6 | 13 | 45.5
Total Cost of Compensatory afforestation |  | 13 |  |  |  | 459.55
#REF!
i) Cost of Crop compensation |  | #REF! |  | 50000 |  | #REF!
ii) Cost of PTCC compensation |  | #REF! |  | 50000 |  | #REF! | based on site information
Total Cost of Crop & PTCC compensation | [5 empty] | #REF!
i) Cost of compensatory afforestation on double degraded forest |  | 97.2 | Ha | 45000 | per Ha | 43.74 | KM | Ha
ii) NPV for forest area diverted |  | 48.6 | Ha | 920000 | per Ha | 447.12 | 18 | 48.6
Total Cost of Compensatory afforestation |  | 18 |  |  |  | 490.86
#REF!
i) Cost of Crop compensation |  | #REF! |  | 100000 |  | #REF!
ii) Cost of PTCC compensation |  | #REF! |  | 50000 |  | #REF! | based on site information
Total Cost of Crop & PTCC compensation | [5 empty] | #REF!
i) Cost of compensatory afforestation on double degraded forest |  | 64.4 | Ha | 45000 | per Ha | 28.98 | KM | Ha
ii) NPV for forest area diverted |  | 32.2 | Ha | 920000 | per Ha | 296.24 | 7 | 32.2
Total Cost of Compensatory afforestation |  | 7 |  |  |  | 325.22
#REF!
i) Cost of Crop compensation |  | #REF! |  | 50000 |  | #REF!
ii) Cost of PTCC compensation |  | #REF! |  | 50000 |  | #REF! | based on site information
Total Cost of Crop & PTCC compensation | [5 empty] | #REF!
i) Cost of compensatory afforestation on double degraded forest |  | 133 | Ha | 45000 | per Ha | 59.85 | KM | Ha
ii) NPV for forest area diverted |  | 66.5 | Ha | 920000 | per Ha | 611.8 | 19 | 66.5
Total Cost of Compensatory afforestation |  | 19 |  |  |  | 671.65
#REF!
i) Cost of Crop compensation |  | #REF! |  | 50000 |  | #REF!
ii) Cost of PTCC compensation |  | #REF! |  | 50000 |  | #REF! | based on site information
Total Cost of Crop & PTCC compensation | [5 empty] | #REF!
i) Cost of compensatory afforestation on double degraded forest |  | 84 | Ha | 45000 | per Ha | 37.8 | KM | Ha
ii) NPV for forest area diverted |  | 42 | Ha | 920000 | per Ha | 386.4 | 12 | 42
Total Cost of Compensatory afforestation |  | 12 |  |  |  | 424.2
#REF!
i) Cost of Crop compensation |  | #REF! |  | 50000 |  | #REF!
ii) Cost of PTCC compensation |  | #REF! |  | 50000 |  | #REF! | based on site information
Total Cost of Crop & PTCC compensation | [5 empty] | #REF!
i) Cost of compensatory afforestation on double degraded forest |  | 350 | Ha | 45000 | per Ha | 157.5 | KM | Ha
ii) NPV for forest area diverted |  | 175 | Ha | 920000 | per Ha | 1610 | 50 | 175
Total Cost of Compensatory afforestation |  | 50 |  |  |  | 1767.5
#REF!
i) Cost of Crop compensation |  | #REF! |  | 50000 |  | #REF!
ii) Cost of PTCC compensation |  | #REF! |  | 50000 |  | #REF! | based on site information
Total Cost of Crop & PTCC compensation | [5 empty] | #REF!
i) Cost of compensatory afforestation on double degraded forest |  | 91 | Ha | 45000 | per Ha | 40.95 | KM | Ha
ii) NPV for forest area diverted |  | 45.5 | Ha | 920000 | per Ha | 418.6 | 13 | 45.5
Total Cost of Compensatory afforestation |  | 13 |  |  |  | 459.55
#REF!
i) Cost of Crop compensation |  | #REF! |  | 100000 |  | #REF!
ii) Cost of PTCC compensation |  | #REF! |  | 50000 |  | #REF! | based on site information
Total Cost of Crop & PTCC compensation | [5 empty] | #REF!
i) Cost of compensatory afforestation on double degraded forest |  | 175 | Ha | 45000 | per Ha | 78.75 | KM | Ha
ii) NPV for forest area diverted |  | 87.5 | Ha | 920000 | per Ha | 805 | 25 | 87.5
Total Cost of Compensatory afforestation |  | 25 |  |  |  | 883.75
Total Cost of Compensation towards Crop & PTCC (PART-A) | [5 empty] | #REF! | TOTAL KM | TOTAL Ha
Total cost of Compensatory Afforestation (PART-A) | [5 empty] | 7507.33 | 210 | 743.3
*Note: 1. A total of 743.30 Ha (210Km) forest stretch (Including Reserve and Protected Forest & Road and canal crossings) covered under Supreme Court ruling of 1996(Forest like area irrespective of ownership) is likely to be encountered in the proposed transmission project. As per recent Supreme Court Ruling dated 30.10.2002 issued on 13.11.2002 User agency in addition to cost of Compensatory Afforestation (CA) has to pay now cost of Forest land based on Net Present Value (NPV) ranging from Rs.5.8 Lakhs to Rs.9.2 Lakhs per Ha. depending upon the type of forest land diverted. However, most of the state govt.(Forest deptt.)are charging the maximum amount of Rs.9.2 Lakhs per Ha. therefore the same has been considered as cost of NPV.
#REF!
Dehri-Sahupuri line of BSEB
i) Cost of Crop & PTCC compensation |  | 0 |  | 100000 |  | 0
Total Land & Compensation |  | (Double degraded |  | per Ha |  | 0
forest)
#REF!
Dumraon-Ara(BSEB)
i) Cost of Crop & PTCC compensation |  | 0 |  | 100000 |  | 0
Total Land & Compensation |  | (Double degraded |  | per Ha |  | 0
forest)
NOTE:
Crop compensation is considered for line length excluding forest stretch.
PROJECT
#REF!
i) Cost of Crop compensation |  | #REF! |  | 50000 |  | #REF!
ii) Cost of PTCC compensation |  | #REF! |  | 50000 |  | #REF! | based on site information
Total Cost of Crop & PTCC compensation | [5 empty] | #REF!
i) Cost of compensatory afforestation on double degraded forest |  | 70 | Ha | 45000 | per Ha | 31.5 | KM | Ha
ii) NPV for forest area diverted |  | 35 | Ha | 920000 | per Ha | 322 | 10 | 35
Total Cost of Compensatory afforestation |  | 10 |  |  |  | 353.5
#REF!
i) Cost of Crop compensation |  | #REF! |  | 100000 |  | #REF!
ii) Cost of PTCC compensation |  | #REF! |  | 50000 |  | #REF! | based on site information
Total Cost of Crop & PTCC compensation | [5 empty] | #REF!
i) Cost of compensatory afforestation on double degraded forest |  | 80.96 | Ha | 45000 | per Ha | 36.432 | KM | Ha
ii) NPV for forest area diverted |  | 40.48 | Ha | 920000 | per Ha | 372.416 | 8.8 | 40.48
Total Cost of Compensatory afforestation |  | 8.8 |  |  |  | 408.848
#REF!
i) Cost of Crop compensation |  | #REF! |  | 100000 |  | #REF!
ii) Cost of PTCC compensation |  | #REF! |  | 50000 |  | #REF! | based on site information
Total Cost of Crop & PTCC compensation | [5 empty] | #REF!
i) Cost of compensatory afforestation on double degraded forest |  | 501.4 | Ha | 45000 | per Ha | 225.63 | KM | Ha
ii) NPV for forest area diverted |  | 250.7 | Ha | 920000 | per Ha | 2306.44 | 54.5 | 250.7
Total Cost of Compensatory afforestation |  | 54.5 |  |  |  | 2532.07
#REF!
i) Cost of Crop compensation |  | #REF! |  | 100000 |  | #REF!
ii) Cost of PTCC compensation |  | #REF! |  | 50000 |  | #REF! | based on site information
Total Cost of Crop & PTCC compensation | [5 empty] | #REF!
i) Cost of compensatory afforestation on double degraded forest |  | 501.4 | Ha | 45000 | per Ha | 225.63 | KM | Ha
ii) NPV for forest area diverted |  | 250.7 | Ha | 920000 | per Ha | 2306.44 | 54.5 | 250.7
Total Cost of Compensatory afforestation |  | 54.5 |  |  |  | 2532.07
#REF!
i) Cost of Crop compensation |  | #REF! |  | 50000 |  | #REF!
ii) Cost of PTCC compensation |  | #REF! |  | 50000 |  | #REF! | based on site information
Total Cost of Crop & PTCC compensation | [5 empty] | #REF!
i) Cost of compensatory afforestation on double degraded forest |  | 70 | Ha | 45000 | per Ha | 31.5 | KM | Ha
ii) NPV for forest area diverted |  | 35 | Ha | 920000 | per Ha | 322 | 10 | 35
Total Cost of Compensatory afforestation |  | 10 |  |  |  | 353.5
#REF!
i) Cost of Crop compensation |  | #REF! |  | 50000 |  | #REF!
ii) Cost of PTCC compensation |  | #REF! |  | 50000 |  | #REF! | based on site information
Total Cost of Crop & PTCC compensation | [5 empty] | #REF!
i) Cost of compensatory afforestation on double degraded forest |  | 210 | Ha | 45000 | per Ha | 94.5 | KM | Ha
ii) NPV for forest area diverted |  | 105 | Ha | 920000 | per Ha | 966 | 30 | 105
Total Cost of Compensatory afforestation |  | 30 |  |  |  | 1060.5
#REF!
i) Cost of Crop compensation |  | #REF! |  | 50000 |  | #REF!
ii) Cost of PTCC compensation |  | #REF! |  | 50000 |  | #REF! | based on site information
Total Cost of Crop & PTCC compensation | [5 empty] | #REF!
i) Cost of compensatory afforestation on double degraded forest |  | 140 | Ha | 45000 | per Ha | 63 | KM | Ha
ii) NPV for forest area diverted |  | 70 | Ha | 920000 | per Ha | 644 | 20 | 70
Total Cost of Compensatory afforestation |  | 20 |  |  |  | 707
LILO OF VAPI - KHADOLI 220kV D/C TRANSMISSION LINE
i) Cost of Crop compensation |  | 4.3143 |  | 100000 |  | 4.3143
ii) Cost of PTCC compensation |  | 4.6 |  | 50000 |  | 2.3 | based on site information
Total Cost of Crop & PTCC compensation | [5 empty] | 6.6143
i) Cost of compensatory afforestation on double degraded forest |  | 2 | Ha | 45000 | per Ha | 0.9 | KM | Ha
ii) NPV for forest area diverted |  | 1 | Ha | 1043000 | per Ha | 10.43 | 0.28571 | 1
Total Cost of Compensatory afforestation |  | 0.28571 |  |  |  | 11.33
LILO of Siliguri (Existing) - Purnea 400kV D/c line(on which reconductoring is carried out) at new pooling station Kishanganj with high capacity (high temparature and low sag) conductor
i) Cost of Crop compensation |  | 11.7826 |  | 100000 |  | 11.7826
ii) Cost of PTCC compensation |  | 12 |  | 50000 |  | 6 | based on site information
Total Cost of Crop & PTCC compensation | [5 empty] | 17.7826
i) Cost of compensatory afforestation on double degraded forest |  | 2 | Ha | 45000 | per Ha | 0.9 | KM | Ha
ii) NPV for forest area diverted |  | 1 | Ha | 1043000 | per Ha | 10.43 | 0.21739 | 1
Total Cost of Compensatory afforestation |  | 0.21739 |  |  |  | 11.33
LILO of Siliguri - Dalkhola 220kV D/c line at new pooling station Kishanganj
i) Cost of Crop compensation |  | 11.7826 |  | 50000 |  | 5.8913
ii) Cost of PTCC compensation |  | 12 |  | 50000 |  | 6 | based on site information
Total Cost of Crop & PTCC compensation | [5 empty] | 11.8913
i) Cost of compensatory afforestation on double degraded forest |  | 2 | Ha | 45000 | per Ha | 0.9 | KM | Ha
ii) NPV for forest area diverted |  | 1 | Ha | 1043000 | per Ha | 10.43 | 0.21739 | 1
Total Cost of Compensatory afforestation |  | 0.21739 |  |  |  | 11.33
LILO of Gangtok - Melli 132kV S/c line at Rangpo
i) Cost of Crop compensation |  | 9.2826 |  | 50000 |  | 4.6413
ii) Cost of PTCC compensation |  | 9.5 |  | 50000 |  | 4.75 | based on site information
Total Cost of Crop & PTCC compensation | [5 empty] | 9.3913
i) Cost of compensatory afforestation on double degraded forest |  | 2 | Ha | 45000 | per Ha | 0.9 | KM | Ha
ii) NPV for forest area diverted |  | 1 | Ha | 1043000 | per Ha | 10.43 | 0.21739 | 1
Total Cost of Compensatory afforestation |  | 0.21739 |  |  |  | 11.33
LILO of Teests III - Kishnaganj 400kV D/c (Quad) line (to be constructed through JV route) at New- Melli
i) Cost of Crop compensation |  | #REF! |  | 50000 |  | #REF!
ii) Cost of PTCC compensation |  | #REF! |  | 50000 |  | #REF! | based on site information
Total Cost of Crop & PTCC compensation | [5 empty] | #REF!
i) Cost of compensatory afforestation on double degraded forest |  | 2 | Ha | 45000 | per Ha | 0.9 | KM | Ha
ii) NPV for forest area diverted |  | 1 | Ha | 1043000 | per Ha | 10.43 | 0.21739 | 1
Total Cost of Compensatory afforestation |  | 0.21739 |  |  |  | 11.33
Rangpo - New Melli 220KV D/C Line (with twin Moose conductor)
i) Cost of Crop compensation |  | #REF! |  | 50000 |  | #REF!
ii) Cost of PTCC compensation |  | #REF! |  | 50000 |  | #REF! | based on site information
Total Cost of Crop & PTCC compensation | [5 empty] | #REF!
i) Cost of compensatory afforestation on double degraded forest |  | 2 | Ha | 45000 | per Ha | 0.9 | KM | Ha
ii) NPV for forest area diverted |  | 1 | Ha | 1043000 | per Ha | 10.43 | 0.28571 | 1
Total Cost of Compensatory afforestation |  | 0.28571 |  |  |  | 11.33
LILO of Gangtok -Rangit 132kV S/c line at Rangpo
i) Cost of Crop compensation |  | #REF! |  | 50000 |  | #REF!
ii) Cost of PTCC compensation |  | #REF! |  | 50000 |  | #REF! | based on site information
Total Cost of Crop & PTCC compensation | [5 empty] | #REF!
i) Cost of compensatory afforestation on double degraded forest |  | 2 | Ha | 45000 | per Ha | 0.9 | KM | Ha
ii) NPV for forest area diverted |  | 1 | Ha | 1043000 | per Ha | 10.43 | 0.37037 | 1
Total Cost of Compensatory afforestation |  | 0.37037 |  |  |  | 11.33
LILO of Teests V - Siliguri 400kV D/c line at New- Melli
i) Cost of Crop compensation |  | #REF! |  | 100000 |  | #REF!
ii) Cost of PTCC compensation |  | #REF! |  | 50000 |  | #REF! | based on site information
Total Cost of Crop & PTCC compensation | [5 empty] | #REF!
i) Cost of compensatory afforestation on double degraded forest |  | 2 | Ha | 45000 | per Ha | 0.9 | KM | Ha
ii) NPV for forest area diverted |  | 1 | Ha | 1043000 | per Ha | 10.43 | 0.21739 | 1
Total Cost of Compensatory afforestation |  | 0.21739 |  |  |  | 11.33
Kishanganj - Patna 400kV D/c (Quad) line
i) Cost of Crop compensation |  | #REF! |  | 100000 |  | #REF!
ii) Cost of PTCC compensation |  | #REF! |  | 50000 |  | #REF! | based on site information
Total Cost of Crop & PTCC compensation | [5 empty] | #REF!
i) Cost of compensatory afforestation on double degraded forest |  | 2 | Ha | 45000 | per Ha | 0.9 | KM | Ha
ii) NPV for forest area diverted |  | 1 | Ha | 1043000 | per Ha | 10.43 | 0.21739 | 1
Total Cost of Compensatory afforestation |  | 0.21739 |  |  |  | 11.33
Total Cost of Compensation towards Crop & PTCC | [5 empty] | 6.6143 | TOTAL KM | TOTAL Ha
Total cost of Compensatory Afforestation | [5 empty] | 11.33 | 0.93789 | 1
*Note: 1. A total of 1.0 Ha (0.29 kM) forest stretch ( Road and canal crossings) is likely to be encountered in the proposed transmission project. User agency in addition to cost of Compensatory Afforestation (CA) has to pay now cost of Forest land based on Net Present Value (NPV) ranging from Rs.4.38 Lakhs to Rs.10.43 Lakhs per Ha. depending upon the type of forest land diverted. However, most of the state govt.(Forest deptt.)are charging the maximum amount of Rs.10.43 Lakhs per Ha. therefore the same has been considered as cost of NPV.
#REF!
Dehri-Sahupuri line of BSEB
i) Cost of Crop & PTCC compensation |  | 0 |  | 100000 |  | 0
Total Land & Compensation |  | (Double degraded |  | per Ha |  | 0
forest)
#REF!
Dumraon-Ara(BSEB)
i) Cost of Crop & PTCC compensation |  | 0 |  | 100000 |  | 0
Total Land & Compensation |  | (Double degraded |  | per Ha |  | 0
forest)
NOTE:
Crop compensation is considered for line length excluding forest stretch. | [6 empty] | 744.3

## KHARADPADA (hidden)
[11 empty] | ANNEXURE - 1.2.1 |  |  |  |  | 1
PROJ: | #REF! | [14 empty] | 1
STATE: | #REF! | [14 empty] | 1
SUBSTATION: AUGMENTATION OF 220/66 kV KHARADPADA OLD SUBSTATION | [8 empty] | #REF! |  | (Rs. in Lakhs) |  |  |  | #REF! | 1
|  |  | #REF! | #REF! |  | #REF! |  |  | #REF! | [5 empty] | #REF! | 1
Sr. | [7 empty] | Total |  | Entry Tax | Ere/Civil | Service | Total |  |  | 1
No. | Description | Unit | Qty. | Rate | Rate | Total | Spares | Exw. & | #REF! | @ | Works | Tax @ |  |  |  | 1
[5 empty] | Incl. E.D. |  | 0.025 | Spares | #REF! | 0% |  | 0% |  |  |  | 1
1 | 2 | 3 | 4 | 5 | 5 | 6=4x5 | 7 | 8=6+7 | 9 | 10 | 10 | 12 | 11=8+9+10 |  |  | 1
1 | Transformers | [14 empty] | 1
1.1 | 160MVA, 220/132 KV, 3-Ph Power Transformer | Nos. |  | #REF! |  | #REF! | #REF! | #REF! | #REF! | #REF! | #REF! | #REF! | #REF! |  | #REF! | 0
1.2 | 100MVA, 220/132 KV, 3-Ph Power Transformer | Nos. |  | #REF! |  | #REF! | #REF! | #REF! | #REF! | #REF! | #REF! | #REF! | #REF! |  | #REF! | 0
1.3 | 33.33MVA, 220/132 KV, 1-Ph Power Transformer | Nos. |  | #REF! |  | #REF! | #REF! | #REF! | #REF! | #REF! | #REF! | #REF! | #REF! |  | #REF! | 0
1.4 | 50MVA, 220/33 KV, 3-Ph Power Transformer | Nos. |  | #REF! |  | #REF! | #REF! | #REF! | #REF! | #REF! | #REF! | #REF! | #REF! |  | #REF! | 0
1.5 | 100MVA, 132/66KV, 3-Ph Power Transformer | Nos. |  | #REF! |  | #REF! | #REF! | #REF! | #REF! | #REF! | #REF! | #REF! | #REF! |  | #REF! | 0
1.6 | 50MVA, 132/66KV, 3-Ph Power Transformer | Nos. |  | #REF! |  | #REF! | #REF! | #REF! | #REF! | #REF! | #REF! | #REF! | #REF! |  | #REF! | 0
1.7 | 25MVA, 132/66KV, 3-Ph Power Transformer | Nos. |  | #REF! |  | #REF! | #REF! | #REF! | #REF! | #REF! | #REF! | #REF! | #REF! |  | #REF! | 0
1.8 | 30MVA, 132/66KV, 3-Ph Power Transformer | Nos. |  | #REF! |  | #REF! | #REF! | #REF! | #REF! | #REF! | #REF! | #REF! | #REF! |  | #REF! | 0
1.9 | 50MVA, 132/33KV, 3-Ph Power Transformer | Nos. |  | #REF! |  | #REF! | #REF! | #REF! | #REF! | #REF! | #REF! | #REF! | #REF! |  | #REF! | 0
1.1 | 40MVA, 132/33KV, 3-Ph Power Transformer | Nos. |  | #REF! |  | #REF! | #REF! | #REF! | #REF! | #REF! | #REF! | #REF! | #REF! |  | #REF! | 0
1.11 | 31.5MVA, 132/33KV, 3-Ph Power Transformer | Nos. |  | #REF! |  | #REF! | #REF! | #REF! | #REF! | #REF! | #REF! | #REF! | #REF! |  | #REF! | 0
1.12 | 25MVA, 132/33KV, 3-Ph Power Transformer | Nos. |  | #REF! |  | #REF! | #REF! | #REF! | #REF! | #REF! | #REF! | #REF! | #REF! |  | #REF! | 0
1.13 | 20MVA, 132/33KV, 3-Ph Power Transformer | Nos. |  | #REF! |  | #REF! | #REF! | #REF! | #REF! | #REF! | #REF! | #REF! | #REF! |  | #REF! | 0
1.14 | 16MVA, 132/33KV, 3-Ph Power Transformer | Nos. |  | #REF! |  | #REF! | #REF! | #REF! | #REF! | #REF! | #REF! | #REF! | #REF! |  | #REF! | 0
1.15 | 15MVA, 132/33KV, 3-Ph Power Transformer | Nos. |  | #REF! |  | #REF! | #REF! | #REF! | #REF! | #REF! | #REF! | #REF! | #REF! |  | #REF! | 0
1.16 | 12.5MVA, 132/33KV, 3-Ph Power Transformer | Nos. |  | #REF! |  | #REF! | #REF! | #REF! | #REF! | #REF! | #REF! | #REF! | #REF! |  | #REF! | 0
1.17 | 10MVA, 132/33KV, 3-Ph Power Transformer | Nos. |  | #REF! |  | #REF! | #REF! | #REF! | #REF! | #REF! | #REF! | #REF! | #REF! |  | #REF! | 0
1.18 | 5.33 MVA, 132/33KV, 1-Ph Power Transformer | Nos. |  | #REF! | [5 empty] | 0 |  |  |  |  | #REF! | 0
1.19 | 20MVA, 132/11KV, 3-Ph Power Transformer | Nos. |  | #REF! |  | #REF! | #REF! | #REF! | #REF! | #REF! | #REF! | #REF! | #REF! |  | #REF! | 0
1.2 | 15MVA, 132/11KV, 3-Ph Power Transformer | Nos. |  | #REF! |  | #REF! | #REF! | #REF! | #REF! | #REF! | #REF! | #REF! | #REF! |  | #REF! | 0
1.21 | 10MVA, 132/11KV, 3-Ph Power Transformer | Nos. |  | #REF! |  | #REF! | #REF! | #REF! | #REF! | #REF! | #REF! | #REF! | #REF! |  | #REF! | 0
1.22 | 7.5MVA, 132/11KV, 3-Ph Power Transformer | Nos. |  | #REF! |  | #REF! | #REF! | #REF! | #REF! | #REF! | #REF! | #REF! | #REF! |  | #REF! | 0
1.23 | 50MVA, 66/33 KV, 3-Ph Power Transformer | Nos. |  | #REF! |  | #REF! | #REF! | #REF! | #REF! | #REF! | #REF! | #REF! | #REF! |  | #REF! | 0
1.24 | 25MVA, 66/33 KV, 3-Ph Power Transformer | Nos. |  | #REF! |  | #REF! | #REF! | #REF! | #REF! | #REF! | #REF! | #REF! | #REF! |  | #REF! | 0
1.25 | 10MVA, 33/11KV, 3-Ph Power Transformer | Nos. |  | #REF! |  | #REF! | #REF! | #REF! | #REF! | #REF! | #REF! | #REF! | #REF! |  | #REF! | 0
1.26 | 5MVA, 33/11KV, 3-Ph Power Transformer | Nos. |  | #REF! |  | #REF! | #REF! | #REF! | #REF! | #REF! | #REF! | #REF! | #REF! |  | #REF! | 0
1 | 220 KV power transformers & reactors
1.1 | 160 MVA, 220/66 KV (3-ph) power transformers including oil | Nos. | 2 | 509.5892 | #REF! | #REF! | #REF! | #REF! | #REF! | #REF! | 11.0155 |  | #REF! |  | 550774
1.2 | Dismantling of 100 MVA, 220/66KV (3-ph) power transformer | Nos. | 2 |  | #REF! | #REF! | #REF! | #REF! | #REF! |  | #REF! | #REF! | #REF! |  | #REF!
[10 empty] | 0 | [5 empty] | 1
| Type test charges incl short ckt. Test | LS |  | #REF! |  | #REF! |  | #REF! |  |  |  | #REF! | #REF! |  |  | 0
| Sub Total 1.0 |  |  |  |  | #REF! | #REF! | #REF! | #REF! | #REF! | #REF! | #REF! | #REF! |  |  | #REF!
2 | SWITCHYARD EQUIPMENT | [14 empty] | 1
2.1 | 72.5 KV Equipment | [14 empty] | 0
2.1.1 | 220 KV Circuit Breaker 3Ph | Nos. |  | 13.0093 | #REF! | #REF! | #REF! | #REF! | #REF! | #REF! | 0 | 0 | #REF! |  | 19526 | 0
2.1.1 | 72.5KV Isolator 3-ph, 1600A | Nos. | 8 |  | #REF! | #REF! | #REF! | #REF! | #REF! | #REF! | #REF! | #REF! | #REF! |  | #REF! | 1
2.1.2 | 72.5KV Current Transformer 1PH, 1250A 150% extended | Nos. | 6 |  | #REF! | #REF! | #REF! | #REF! | #REF! | #REF! | #REF! | #REF! | #REF! |  | #REF! | 1
2.1.4 | 220KV CVT 1Ph | Nos. |  | 2.3356 | #REF! | #REF! | #REF! | #REF! | #REF! | #REF! | 0 | 0 | #REF! |  | 4275 | 0
2.1.5 | 216 KV Surge Arrestor 1Ph | Nos. |  | 0.50155 | #REF! | #REF! | #REF! | #REF! | #REF! | #REF! | 0 | 0 | #REF! |  | 2239 | 0
| Sub Total 2.1 |  |  |  |  | #REF! | #REF! | #REF! | #REF! | #REF! | #REF! | #REF! | #REF! |  |  | #REF!
2.1.6 | 220kV GIS | [14 empty] | #REF!
2.1.6.1 | 245kV, 1600A, SF6 gas insulated Transformer bay module | Set |  | #REF! |  | #REF! | #REF! | #REF! | #REF! | #REF! | #REF! |  | #REF! |  | #REF! | 0
2.1.6.2 | 245kV, 2000A, SF6 gas insulated Line bay module | Set |  | #REF! |  | #REF! | #REF! | #REF! | #REF! | #REF! | #REF! |  | #REF! |  | #REF! | 0
2.1.6.3 | 245kV, 3 - single phase, SF6 gas insulated 3000A bus bars including bus PTs | Set |  | #REF! |  | #REF! | #REF! | #REF! | #REF! | #REF! | #REF! |  | #REF! |  | #REF! | 0
2.1.6.4 | 245kV, 3 single phase, SF6 gas insulated 3000A Bus Coupler module | Set |  | #REF! |  | #REF! | #REF! | #REF! | #REF! | #REF! | #REF! |  | #REF! |  | #REF! | 0
2.1.6.5 | Testing and Maintenance equipment | [13 empty] | #REF! | 0
a. | SF6 Gas filling & evacuating plant | Set |  | #REF! |  | #REF! | #REF! | #REF! | #REF! | #REF! | #REF! |  | #REF! |  | #REF! | 0
b. | Partial Discharge monitoring system | Set |  | #REF! |  | #REF! | #REF! | #REF! | #REF! | #REF! | #REF! |  | #REF! |  | #REF! | 0
Dew point meter
EOT Crane
2.1.6.6 | 220 KV, XLPE cable and accessories for above | L.S. |  | #REF! |  | #REF! | #REF! | #REF! | #REF! | #REF! | #REF! |  | #REF! |  | #REF! | 0
2.1.6.7 | TYPE TEST & TRAINING CHARGES for GIS | L.S. |  | #REF! |  | #REF! |  | #REF! |  |  | #REF! |  | #REF! |  | #REF! | 0
| Sub Total 2.1 |  |  |  |  | #REF! | #REF! | #REF! | #REF! | #REF! | #REF! |  | #REF! |  |  | #REF!
2.2 | 132KV Equipment | [14 empty] | #REF!
2.2.1 | 132 KV Circuit Breaker 3Ph | Nos. |  | #REF! |  | #REF! | 0 | #REF! | #REF! | #REF! | #REF! | #REF! | #REF! |  | #REF! | 0
2.2.2 | 132KV Isolator 3-ph | Nos. |  | #REF! |  | #REF! | 0 | #REF! | #REF! | #REF! | #REF! | #REF! | #REF! |  | #REF! | 0
2.2.3 | 132KV Current Transformer 1PH | Nos. |  | #REF! |  | #REF! | 0 | #REF! | #REF! | #REF! | #REF! | #REF! | #REF! |  | #REF! | 0
2.2.4 | 132KV CVT 1Ph | Nos. |  | #REF! |  | #REF! | 0 | #REF! | #REF! | #REF! | #REF! | #REF! | #REF! |  | #REF! | 0
2.2.5 | 120 KV Surge Arrestor 1Ph | Nos. |  | #REF! |  | #REF! | 0 | #REF! | #REF! | #REF! | #REF! | #REF! | #REF! |  | #REF! | 0
| Sub Total 2.2 |  |  |  |  | #REF! | 0 | #REF! | #REF! | #REF! | #REF! | #REF! | #REF! | 0 |  | #REF!
2.3 | 132 kV GIS | [14 empty] | #REF!
2.3.1 | 145kV, 1250A, SF6 gas insulated Transformer bay module | Set |  | #REF! |  | #REF! | #REF! | #REF! | #REF! | #REF! | #REF! | #REF! | #REF! |  | #REF! | 0
2.3.2 | 145kV, 1250A, SF6 gas insulated line bay module | Set |  | #REF! |  | #REF! | #REF! | #REF! | #REF! | #REF! | #REF! | #REF! | #REF! |  | #REF! | 0
2.3.3 | 145kV, 3 phase, SF6 gas insulated 2000A bus bars including bus PTs | Set |  | #REF! |  | #REF! | #REF! | #REF! | #REF! | #REF! | #REF! | #REF! | #REF! |  | #REF! | 0
145kV, 3 phase, SF6 gas insulated 2000A bus bars Extn.
2.3.4 | 145kV, 3 single phase, SF6 gas insulated 2000A bus Coupler module | Set |  | #REF! |  | #REF! | #REF! | #REF! | #REF! | #REF! | #REF! | #REF! | #REF! |  | #REF! | 0
2.3.5 | Testing and Maintenance equipment |  |  | #REF! |  | #REF! | #REF! | #REF! | #REF! | #REF! | #REF! | #REF! | #REF! |  | #REF! | 0
a. | SF6 Gas filling & evacuating plant | Set |  | #REF! |  | #REF! | #REF! | #REF! | #REF! | #REF! | #REF! | #REF! | #REF! |  | #REF! | 0
b. | Partial Discharge monitoring system | Set |  | #REF! |  | #REF! | #REF! | #REF! | #REF! | #REF! | #REF! | #REF! | #REF! |  | #REF! | 0
| Dew point meter |  |  | #REF! | [10 empty] | #REF! | 0
| EOT Crane | [13 empty] | #REF! | 0
2.3.6 | 132 KV, XLPE cable and accessories for both end | L.S. |  | #REF! |  | #REF! | #REF! | #REF! | #REF! | #REF! | #REF! | #REF! | #REF! |  | #REF! | 0
2.3.7 | TRAINING CHARGES for GIS | L.S. |  | #REF! |  | #REF! |  | #REF! |  |  |  | #REF! | #REF! |  | #REF! | 0
| Sub - Total 2.3 |  |  |  |  | #REF! | #REF! | #REF! | #REF! | #REF! | #REF! | #REF! | #REF! |  |  | #REF!
1
2.4 | 66KV Equipment | [14 empty] | #REF!
2.4.1 | 66 KV Circuit Breaker ,3-ph | Nos. |  | #REF! |  | #REF! | 0 | #REF! | #REF! | #REF! | #REF! | #REF! | #REF! |  | #REF! | 0
2.4.2 | 66KV Isolator, 3-ph | Nos. |  | #REF! |  | #REF! | 0 | #REF! | #REF! | #REF! | #REF! | #REF! | #REF! |  | #REF! | 0
2.4.3 | 66KV Current Transformer 1-ph | Nos. |  | #REF! |  | #REF! | 0 | #REF! | #REF! | #REF! | #REF! | #REF! | #REF! |  | #REF! | 0
2.4.4 | 66 KV Capacitive Voltage Transformer, 1-ph | Nos. |  | #REF! |  | #REF! | 0 | #REF! | #REF! | #REF! | #REF! | #REF! | #REF! |  | #REF! | 0
2.4.5 | 60KV Surge arrestor (1-Ph) | Nos. |  | #REF! |  | #REF! | 0 | #REF! | #REF! | #REF! | #REF! | #REF! | #REF! |  | #REF! | 0
| Sub - Total 2.4 |  |  |  |  | #REF! | 0 | #REF! | #REF! | #REF! | #REF! | #REF! | #REF! |  |  | #REF!
1
2.5 | 33 KV Equipment | [14 empty] | #REF!
2.5.1 | 33 KV Circuit Breaker (3-Ph) | Nos. |  | #REF! |  | #REF! | 0 | #REF! | #REF! | #REF! | #REF! | #REF! | #REF! |  | #REF! | 0
2.5.2 | 33 KV Isolator (3-ph) | Nos. |  | #REF! |  | #REF! | 0 | #REF! | #REF! | #REF! | #REF! | #REF! | #REF! |  | #REF! | 0
2.5.3 | 33 KV Current Transformer (1-ph) | Nos. |  | #REF! |  | #REF! | 0 | #REF! | #REF! | #REF! | #REF! | #REF! | #REF! |  | #REF! | 0
2.5.4 | 33 KV Pontential Transformer (1-ph) | Nos. |  | #REF! |  | #REF! | 0 | #REF! | #REF! | #REF! | #REF! | #REF! | #REF! |  | #REF! | 0
2.5.5 | 33 KV Horn gap fuse (3 ph) | Nos. |  | #REF! |  | #REF! | 0 | #REF! | #REF! | #REF! | #REF! | #REF! | #REF! |  | #REF! | 0
2.5.6 | 30 KV Surge Arrestor(1 ph) | Nos. |  | #REF! |  | #REF! | 0 | #REF! | #REF! | #REF! | #REF! | #REF! | #REF! |  | #REF! | 0
2.5.7 | Indoor switchgear panel for 33KV line feeder | Nos. |  | #REF! |  | #REF! | #REF! | #REF! | #REF! | #REF! | #REF! | #REF! | #REF! |  | #REF! | 0
2.5.8 | Indoor switchgear panel for 33KV ICT feeder with Bus PT | Nos. |  | #REF! |  | #REF! | #REF! | #REF! | #REF! | #REF! | #REF! | #REF! | #REF! |  | #REF! | 0
2.5.9 | Indoor switchgear panel for 33KV LT Transformer feeder | Nos. |  | #REF! |  | #REF! | #REF! | #REF! | #REF! | #REF! | #REF! | #REF! | #REF! |  | #REF! | 0
2.5.10 | Indoor switchgear panel for Bus PT | Nos. |  | #REF! |  | #REF! | #REF! | #REF! | #REF! | #REF! | #REF! | #REF! | #REF! |  | #REF! | 0
2.5.11 | Indoor switchgear panel for 33KV Bus Sectionaliser | Nos. |  | #REF! |  | #REF! | #REF! | #REF! | #REF! | #REF! | #REF! | #REF! | #REF! |  | #REF! | 0
| Sub - Total 2.5 |  |  |  |  | #REF! | #REF! | #REF! | #REF! | #REF! | #REF! | #REF! | #REF! | 0 |  | #REF!
2.6 | 11 KV Equipment | [14 empty] | #REF!
2.6.1 | 11 KV Circuit Breaker (3-Ph) | Nos. |  | #REF! |  | #REF! | 0 | #REF! | #REF! | #REF! | #REF! | #REF! | #REF! |  | #REF! | 0
2.6.2 | 11 KV Isolator (3-ph) | Nos. |  | #REF! |  | #REF! | 0 | #REF! | #REF! | #REF! | #REF! | #REF! | #REF! |  | #REF! | 0
2.6.3 | 11 KV Current Transformer (1-ph) | Nos. |  | #REF! |  | #REF! | 0 | #REF! | #REF! | #REF! | #REF! | #REF! | #REF! |  | #REF! | 0
2.6.4 | 11 KV Pontential Transformer (1-ph) | Nos. |  | #REF! |  | #REF! | 0 | #REF! | #REF! | #REF! | #REF! | #REF! | #REF! |  | #REF! | 0
2.6.5 | 11 KV Horn gap fuse (3 ph) | Nos. |  | #REF! |  | #REF! | 0 | #REF! | #REF! | #REF! | #REF! | #REF! | #REF! |  | #REF! | 0
2.6.6 | 11 KV Lightning Arrestor(1 ph) | Nos. |  | #REF! |  | #REF! | 0 | #REF! | #REF! | #REF! | #REF! | #REF! | #REF! |  | #REF! | 0
2.6.7 | Indoor switchgear panel for 11KV line feeder | Nos. |  | #REF! |  | #REF! | #REF! | #REF! | #REF! | #REF! | #REF! | #REF! | #REF! |  | #REF! | 0
2.6.8 | Indoor switchgear panel for 11KV ICT feeder with Bus PT | Nos. |  | #REF! |  | #REF! | #REF! | #REF! | #REF! | #REF! | #REF! | #REF! | #REF! |  | #REF! | 0
2.6.9 | Indoor switchgear panel for 11KV LT Transformer feeder | Nos. |  | #REF! |  | #REF! | #REF! | #REF! | #REF! | #REF! | #REF! | #REF! | #REF! |  | #REF! | 0
2.6.10 | Indoor switchgear panel for 11KV Bus PT | Nos. |  | #REF! |  | #REF! | #REF! | #REF! | #REF! | #REF! | #REF! | #REF! | #REF! |  | #REF! | 0
2.6.11 | Indoor switchgear panel for 11KV Bus Sectionaliser | Nos. |  | #REF! |  | #REF! | #REF! | #REF! | #REF! | #REF! | #REF! | #REF! | #REF! |  | #REF! | 0
| Sub - Total 2.6 |  |  |  |  | #REF! | #REF! | #REF! | #REF! | #REF! | #REF! | #REF! | #REF! |  |  | #REF!
3 | C&R PANELS AND SAS/RTU | [14 empty] | 1
3.1 | SUBSTATION AUTOMATION SYSTEM/RTU | [14 empty] | #REF!
3.1.1 | SUBSTATION AUTOMATION SYSTEM (New) | Set |  | #REF! |  | #REF! | #REF! | #REF! | #REF! | #REF! | #REF! | #REF! | #REF! |  | #REF! | 0
3.1.2 | SUBSTATION AUTOMATION SYSTEM (Aug.) | Set |  | #REF! |  | #REF! | #REF! | #REF! | #REF! | #REF! | #REF! | #REF! | #REF! |  | #REF! | 0
3.1.3 | RTU/RTU AUGMENTATION | Set |  | #REF! |  | #REF! | #REF! | #REF! | #REF! | #REF! | #REF! | #REF! | #REF! |  | #REF! | 0
| Sub - Total 3.1 |  |  | #REF! |  | #REF! | #REF! | #REF! | #REF! | #REF! | #REF! | #REF! | #REF! |  |  | #REF!
3.2 | Control & Relay Panels (220kV) | [14 empty] | #REF!
3.3.1 | CB Relay panel with A/R | Sets |  | 3.7523 | #REF! | #REF! | #REF! | #REF! | #REF! | #REF! | 0 | 0 | #REF! |  | 6076
3.3.1 | Control, Relay & Protection Panel for Line | Sets |  | #REF! |  | #REF! | #REF! | #REF! | #REF! | #REF! | #REF! | #REF! | #REF! |  | #REF! | 0
3.3.2 | Control, Relay & Protection Panel for Transformer (Both HV & LV) | Sets |  | #REF! |  | #REF! | #REF! | #REF! | #REF! | #REF! | #REF! | #REF! | #REF! |  | #REF! | 0
3.3.3 | Control, Relay & Protection Panel for Bus Coupler | Sets |  | #REF! |  | #REF! | #REF! | #REF! | #REF! | #REF! | #REF! | #REF! | #REF! |  | #REF! | 0
3.3.4 | Relay & Protection Panel for Line | Sets |  | 8.6408 | #REF! | #REF! | #REF! | #REF! | #REF! | #REF! | 0 | 0 | #REF! |  | 6870 | 0
3.3.5 | Relay & Protection Panel for Transformer (Both HV & LV) | Sets |  | #REF! |  | #REF! | #REF! | #REF! | #REF! | #REF! | #REF! | #REF! | #REF! |  | #REF! | 0
3.3.6 | Relay & Protection Panel for Bus Coupler | Sets |  | #REF! |  | #REF! | #REF! | #REF! | #REF! | #REF! | #REF! | #REF! | #REF! |  | #REF! | 0
3.3.6 | Relay & Protection Panel for transfer Bus Coupler | Sets |  | #REF! |  | #REF! | #REF! | #REF! | #REF! | #REF! | #REF! | #REF! | #REF! |  | #REF! | 0
3.2.7 | Bus bar protection panel | Sets |  | #REF! |  | #REF! | #REF! | #REF! | #REF! | #REF! | #REF! | #REF! | #REF! |  | #REF! | 0
3.2.8 | Bus bar protection panel -Augmentation | Sets |  | #REF! |  | #REF! | #REF! | #REF! | #REF! | #REF! | #REF! | #REF! | #REF! |  | #REF! | 0
3.2.9 | Common Equipment | Sets |  | #REF! |  | #REF! | #REF! | #REF! | #REF! | #REF! | #REF! | #REF! | #REF! |  | #REF! | 0
3.2.10 | Time synchronisation equipment | Sets |  | #REF! |  | #REF! | #REF! | #REF! | #REF! | #REF! | #REF! | #REF! | #REF! |  | #REF! | 0
| Sub - Total 3.2 |  |  |  |  | #REF! | #REF! | #REF! | #REF! | #REF! | 0 | #REF! | #REF! | 0 |  | #REF!
3.3 | Control & Relay Panels (132kV) | [5 empty] | #REF! | [8 empty] | #REF!
3.3.1 | Control, Relay & Protection Panel for Line | Sets |  | #REF! |  | #REF! | #REF! | #REF! | #REF! | #REF! | #REF! | #REF! | #REF! |  | #REF! | 0
3.3.2 | Control, Relay & Protection Panel for Transformer (Both HV & LV) | Sets |  | #REF! |  | #REF! | #REF! | #REF! | #REF! | #REF! | #REF! | #REF! | #REF! |  | #REF! | 0
3.3.3 | Control, Relay & Protection Panel for Bus Coupler | Sets |  | #REF! |  | #REF! | #REF! | #REF! | #REF! | #REF! | #REF! | #REF! | #REF! |  | #REF! | 0
3.3.4 | Relay & Protection Panel for Line | Sets |  | #REF! |  | #REF! | #REF! | #REF! | #REF! | #REF! | #REF! | #REF! | #REF! |  | #REF! | 0
3.3.5 | Relay & Protection Panel for Transformer (Both HV & LV) | Sets |  | #REF! |  | #REF! | #REF! | #REF! | #REF! | #REF! | #REF! | #REF! | #REF! |  | #REF! | 0
3.3.6 | Relay & Protection Panel for Transfer Bus Coupler /Bus Sectionaliser | Sets |  | #REF! |  | #REF! | #REF! | #REF! | #REF! | #REF! | #REF! | #REF! | #REF! |  | #REF! | 0
3.3.7 | Bus bar protection panel | Sets |  | #REF! |  | #REF! | #REF! | #REF! | #REF! | #REF! | #REF! | #REF! | #REF! |  | #REF! | 0
3.3.8 | Common Equipment | Sets |  | #REF! |  | #REF! | #REF! | #REF! | #REF! | #REF! | #REF! | #REF! | #REF! |  | #REF! | 0
3.3.9 | Time synchronisation equipment | Sets |  | #REF! |  | #REF! | #REF! | #REF! | #REF! | #REF! | #REF! | #REF! | #REF! |  | #REF! | 0
| Sub - Total 3.3 |  |  |  |  | #REF! |  | #REF! | #REF! | #REF! | #REF! | #REF! | #REF! | 0 |  | #REF!
3.4 | Control & Relay Panels (66kV) | [5 empty] | #REF! | [8 empty] | #REF!
3.4.1 | Control, Relay & Protection Panel for Line | Sets |  | #REF! |  | #REF! | #REF! | #REF! | #REF! | #REF! | #REF! | #REF! | #REF! |  | #REF! | 0
3.4.2 | Control, Relay & Protection Panel for Transformer (Both HV & LV) | Sets |  | #REF! |  | #REF! | #REF! | #REF! | #REF! | #REF! | #REF! | #REF! | #REF! |  | #REF! | 0
3.4.3 | Control, Relay & Protection Panel for Bus Coupler | Sets |  | #REF! |  | #REF! | #REF! | #REF! | #REF! | #REF! | #REF! | #REF! | #REF! |  | #REF! | 0
3.4.4 | Relay & Protection Panel for Line | Sets |  | #REF! |  | #REF! | #REF! | #REF! | #REF! | #REF! | #REF! | #REF! | #REF! |  | #REF! | 0
3.4.5 | Relay & Protection Panel for Transformer (Both HV & LV) | Sets |  | #REF! |  | #REF! | #REF! | #REF! | #REF! | #REF! | #REF! | #REF! | #REF! |  | #REF! | 0
3.4.6 | Relay & Protection Panel for Bus Coupler | Sets |  | #REF! |  | #REF! | #REF! | #REF! | #REF! | #REF! | #REF! | #REF! | #REF! |  | #REF! | 0
| Sub - Total 3.4 |  |  |  |  | #REF! |  | #REF! | #REF! | #REF! | #REF! | #REF! | #REF! | 0 |  | #REF!
3.5 | Control & Relay Panels (33kV) | [5 empty] | #REF! | [8 empty] | #REF!
3.5.1 | Control, Relay & Protection Panel for Line | Sets |  | #REF! |  | #REF! | #REF! | #REF! | #REF! | #REF! | #REF! | #REF! | #REF! |  | #REF! | 0
3.5.2 | Control, Relay & Protection Panel for LT Transformer | Sets |  | #REF! |  | #REF! | #REF! | #REF! | #REF! | #REF! | #REF! | #REF! | #REF! |  | #REF! | 0
3.5.3 | Relay & Protection Panel for Line | Sets |  | #REF! |  | #REF! | #REF! | #REF! | #REF! | #REF! | #REF! | #REF! | #REF! |  | #REF! | 0
3.5.4 | Relay & Protection Panel for LT Transformer | Sets |  | #REF! |  | #REF! | #REF! | #REF! | #REF! | #REF! | #REF! | #REF! | #REF! |  | #REF! | 0
| Sub - Total 3.5 |  |  | #REF! |  | #REF! | #REF! | #REF! | #REF! | #REF! | #REF! | #REF! | #REF! |  |  | #REF!
| Sub - Total 3 |  |  |  |  | #REF! |  | #REF! | #REF! | #REF! | #REF! | #REF! | #REF! | 0 |  | #REF!
4 | PLCC Equipment | [14 empty] | 1
4.1 | PLCC Equipment (220 KV) | [14 empty] | #REF!
4.1.1 | 1600A, 0.5/1.0 mH Line Traps | Nos. |  | 2.9087 | #REF! | #REF! | #REF! | #REF! | #REF! | #REF! | 0 | 0 | #REF! |  | 8249 | 0
4.1.2 | Coupling Device | Nos. |  | #REF! |  | #REF! | #REF! |  | #REF! |  | #REF! | #REF! | #REF! |  | #REF! | 0
4.1.3 | H.F. Cable | Km. |  | #REF! |  | #REF! | #REF! | #REF! | #REF! | #REF! | #REF! | #REF! | #REF! |  | #REF! | 0
4.1.4 | Carrier Equipment | Nos. |  | #REF! |  | #REF! | #REF! | #REF! | #REF! | #REF! | #REF! | #REF! | #REF! |  | #REF! | 0
4.1.5 | Protn. Coupler | Nos. |  | #REF! |  | #REF! | #REF! | #REF! | #REF! | #REF! | #REF! | #REF! | #REF! |  | #REF! | 0
4.1.5 | Digital Protn. Coupler | Nos. |  | #REF! |  | #REF! | #REF! | #REF! | #REF! | #REF! | #REF! | #REF! | #REF! |  | #REF! | 0
4.1.6 | Testing and maintenance Equipment (Print test kit) | Nos. |  | #REF! |  | #REF! |  | #REF! | #REF! | #REF! | #REF! | #REF! | #REF! |  | #REF! | 0
| Sub - Total 4.1 |  |  |  |  | #REF! | #REF! | #REF! | #REF! | #REF! | #REF! | #REF! | #REF! | 0 |  | #REF!
4.2 | PLCC Equipment (132 KV) | [5 empty] | #REF! | [8 empty] | #REF!
4.2.1 | 1250A, 0.5/1.0 mH Line Traps | Nos. |  | #REF! |  | #REF! | #REF! | #REF! | #REF! | #REF! | #REF! | #REF! | #REF! |  | #REF! | 0
4.2.2 | Coupling Device | Nos. |  | #REF! |  | #REF! | #REF! | #REF! | #REF! | #REF! | #REF! | #REF! | #REF! |  | #REF! | 0
4.2.3 | H.F. Cable | Km. |  | #REF! |  | #REF! | #REF! | #REF! | #REF! | #REF! | #REF! | #REF! | #REF! |  | #REF! | 0
4.2.4 | Carrier Equipment | Nos. |  | #REF! |  | #REF! | #REF! | #REF! | #REF! | #REF! | #REF! | #REF! | #REF! |  | #REF! | 0
4.2.5 | Protn. Coupler | Nos. |  | #REF! |  | #REF! | #REF! | #REF! | #REF! | #REF! | #REF! | #REF! | #REF! |  | #REF! | 0
4.1.5 | Digital Protn. Coupler | Nos. |  | #REF! |  | #REF! | #REF! | #REF! | #REF! | #REF! | #REF! | #REF! | #REF! |  | #REF! | 0
4.2.6 | Testing and maintenance Equipment (Print test kit) | Nos. |  | #REF! |  | #REF! | #REF! | #REF! | #REF! | #REF! | #REF! | #REF! | #REF! |  | #REF! | 0
4.2.7 | EPAX (24/8) | Nos. |  | #REF! |  | #REF! | #REF! | #REF! | #REF! | #REF! | #REF! | #REF! | #REF! |  | #REF! | 0
| Sub - Total - 4.2 |  |  |  |  | #REF! | #REF! | #REF! | #REF! | #REF! | #REF! | #REF! | #REF! | 0 |  | #REF!
| Sub - Total - 4.0 |  |  |  |  | #REF! |  | #REF! | #REF! | #REF! | #REF! | #REF! | #REF! | 0 |  | #REF!
| SWITCHYARD ERECTION | [14 empty] | 1
3 | Equipment Structure | L.S. | 1 |  |  | 10 |  | 10 |  | 0 |  |  | 10 |  |  | 1
4 | Other Equipment (Bus Bar materials) | L.S. | 1 |  |  | 5 |  | 5 |  | 0 |  |  | 5 |  |  | 1
5 | Equipment Civil works | L.S. | 1 | [7 empty] | 5 |  | 5 |  |  | 1
6 | Erection | L.S. | 1 | [7 empty] | #REF! |  | #REF! |  |  | 1
7 | Building civil works (220 kv fire fighting pump house) | L.S. | 1 | [7 empty] | 10 |  | 10 |  |  | 1
| Sub - Total |  |  |  |  | 15 |  | 15 | 0 | 0 | #REF! | 0 | #REF! | 0 |  | 1
1
| SUBSTATION AUXILIARIES | [14 empty] | 1
8 | Fire Fighting System | L.S. | 1 |  |  | 2 |  | 2 |  | 0 |  |  | 2 |  |  | 1
9 | Air Conditioning & Ventilation | L.S. | 1 |  |  | 2 | #REF! | 2 |  | 0 |  |  | 2 |  |  | 1
9 | Lighting system | L.S. | 1 |  |  | 3 | #REF! | 3 |  | 0 |  |  | 3 |  |  | 1
12 | D.G. Set (250 KVA) | Nos |  | #REF! |  | #REF! |  | #REF! | #REF! | #REF! | #REF! | #REF! | #REF! |  | #REF! | 0
13 | D.G. Set (100 KVA) | Nos |  | #REF! |  | #REF! |  | #REF! | #REF! | #REF! | #REF! | #REF! | #REF! |  | #REF! | 0
14 | Battery and Battery charger | L.S. |  |  |  | 0 | #REF! | 0 |  | 0 |  |  | 0 |  |  | 0
10 | Power & Control Cables | L.S. | 1 |  |  | 5 |  | 5 |  | 0 |  |  | 5 |  |  | 1
14 | 33KV XLPE CABLE For interconnection between 33kV side of ICT to 33kV switchyard | Km |  | #REF! |  | #REF! | #REF! | #REF! | #REF! | #REF! | #REF! | #REF! | #REF! |  | #REF! | 0
16 | Misc. testing instruments | L.S. |  |  |  | 0 | #REF! | 0 |  | 0 |  |  | 0 |  |  | 0
17 | LT Transformer 33KV/0.433KV, 800 KVA | Nos |  | #REF! |  | #REF! |  | #REF! | #REF! | #REF! | #REF! | #REF! | #REF! |  | #REF! | 0
18 | LT Transformer 33KV/0.433KV, 400 KVA | Nos |  | #REF! |  | #REF! |  | #REF! | #REF! | #REF! | #REF! | #REF! | #REF! |  | #REF! | 0
19 | LT Switch gear | L.S. |  |  |  | 0 | #REF! | 0 |  | 0 |  |  | 0 |  |  | 0
11 | Training charges | L.S. | 1 |  |  | 5 |  | 5 |  |  |  |  | 5 |  |  | 1
| Sub Total |  | 28 |  |  | #REF! |  | #REF! | #REF! | 0 | #REF! | #REF! | #REF! | 0 |  | #REF!
| Sub station Total |  |  |  |  | #REF! | #REF! | #REF! | #REF! | #REF! | #REF! | #REF! | #REF! |  | #REF! | #REF!
| ~ CUSTOMS DUTY INCL HANDLING CHARGES | [11 empty] | #REF! |  |  | #REF!
| GRAND TOTAL |  |  |  |  | #REF! |  | #REF! | #REF! | #REF! | #REF! | #REF! | #REF! |  |  | #REF!
0
[7 empty] | #REF! | #REF! | [7 empty] | 0
[11 empty] | #REF! |  |  |  |  | 0
0
0
0
0
0
0
0
0
0
0
0
0
0
0
0
0
0
0
0
0
0
0
0
0
0
0
0
0
0
0
0
0
0
0
0
0
0
0
0
0
0
0
0
0
0
0
0
0
0
0
0
0
0
0
0
0
0
0
0
0
0
0
0
0
0
0
0
0
0
0
0
0
0
0
0
0
0
0
0
0
0
0
0
0
0
0
0
0
0
0
0
0
0
0
0
0
0
0
0
0
0
0
0
0
0
0
0
0
0
0
0
0
0
0
0
0
0
0
0
0
0
0
0
0
0
0
0
0
0
0
0
0
0
0
0
0
0
0
0
0
0
0
0
0
0
0
0
0
0
0
0
0
0
0
0
0
0
0
0
0
0
0
0
0
0
0
0
0
0
0
0
0
0
0
0
0
0
0
0
0
0
0
0
0
0
0
0
0
0
0
0
0
0
0
0
0
0
0
0
0
0
0
0
0
0
0
0
0
0
0
0
0
0
0
0
0
0
0
0
0
0
0
0
0
0
0
0
0
0
0
0
0
0
0
0
0
0
0
0
0
0
0
0
0
0
0
0
0
0
0
0
0
0
0
0
0
0
0
0
0
0
0
0
0
0
0
0
0
0
0
0
0
0
0
0
0
0
0
0
0
0
0
0
0
0
0
0
0
0
0
0
0
0
0
0
0
0
0
0
0
0
0
0
0
0
0
0
0
0
0
0
0
0
0
0
0
0
0
0
0
0
0
0
0
0
0
0
0
0
0
0
0
0
0
0
0
0
0
0
0
0
0
0
0
0
0
0
0
0
0
0
0
0
0
0
0
0
0
0
0
0
0
0
0
0
0
0
0
0
0
0
0
0
0
0
0
0
0
0
0
0
0
0
0
0
0
0
0
0
0
0
0
0
0
0
0
0
0
0
0
0
0
0
0
0
0
0
0
0
0
0
0
0
0
0
0
0
0
0
0
0
0
0
0
0
0
0
0
0
0
0
0
0
0

## P1-SS2 (hidden)
1
PROJ: | #REF! | [8 empty] | ANNEXURE - 1.3.1 - SS2 | [5 empty] | 1
STATE: | #REF! | [14 empty] | 1
SUBSTATION: 220 kV RANGIA SUBSTATION EXTN - PRIORITY 1 |  | 0 | [5 empty] | #REF! |  | (Rs. in Lakhs) |  |  |  | #REF! |  | 1
PRIORITY | 1 |  | #REF! | #REF! | #REF! |  |  | #REF! | [5 empty] | #REF! |  | 1
Sr. | [6 empty] | Total |  | Entry Tax | Ere/Civil | Service | Total |  |  |  | 1
No. | Description | Unit | Qty. | Rate | Total | Spares | Exw. & | #REF! | @ | Works | Tax @ |  |  |  |  | 1
|  |  |  | excl. E.D. |  |  | Spares | #REF! | 4% |  | 0% |  |  |  |  | 1
1 | 2 | 3 | 4 | 5 | 6=4x5 | 7 | 8=6+7 | 9 | 10 | 11 | 12 | 12=8+9+10+11 |  |  |  | 1
1 | Transformers | [14 empty] | 1
1.1 | 160MVA, 220/132 KV, 3-Ph Power Transformer | Nos. |  | #REF! | #REF! | #REF! | #REF! | #REF! | #REF! | #REF! | #REF! | #REF! |  | #REF! |  | 0
1.2 | 100MVA, 220/132 KV, 3-Ph Power Transformer | Nos. |  | #REF! | #REF! | #REF! | #REF! | #REF! | #REF! | #REF! | #REF! | #REF! |  | #REF! |  | 0
1.3 | 33.33MVA, 220/132 KV, 1-Ph Power Transformer | Nos. |  | #REF! | #REF! | #REF! | #REF! | #REF! | #REF! | #REF! | #REF! | #REF! |  | #REF! |  | 0
1.4 | 50MVA, 220/33 KV, 3-Ph Power Transformer | Nos. |  | #REF! | #REF! | #REF! | #REF! | #REF! | #REF! | #REF! | #REF! | #REF! |  | #REF! |  | 0
1.5 | 100MVA, 132/66KV, 3-Ph Power Transformer | Nos. |  | #REF! | #REF! | #REF! | #REF! | #REF! | #REF! | #REF! | #REF! | #REF! |  | #REF! |  | 0
1.6 | 50MVA, 132/66KV, 3-Ph Power Transformer | Nos. |  | #REF! | #REF! | #REF! | #REF! | #REF! | #REF! | #REF! | #REF! | #REF! |  | #REF! |  | 0
1.7 | 25MVA, 132/66KV, 3-Ph Power Transformer | Nos. |  | #REF! | #REF! | #REF! | #REF! | #REF! | #REF! | #REF! | #REF! | #REF! |  | #REF! |  | 0
1.8 | 30MVA, 132/66KV, 3-Ph Power Transformer | Nos. |  | #REF! | #REF! | #REF! | #REF! | #REF! | #REF! | #REF! | #REF! | #REF! |  | #REF! |  | 0
1.9 | 50MVA, 132/33KV, 3-Ph Power Transformer | Nos. |  | #REF! | #REF! | #REF! | #REF! | #REF! | #REF! | #REF! | #REF! | #REF! |  | #REF! |  | 0
1.1 | 40MVA, 132/33KV, 3-Ph Power Transformer | Nos. |  | #REF! | #REF! | #REF! | #REF! | #REF! | #REF! | #REF! | #REF! | #REF! |  | #REF! |  | 0
1.11 | 31.5MVA, 132/33KV, 3-Ph Power Transformer | Nos. |  | #REF! | #REF! | #REF! | #REF! | #REF! | #REF! | #REF! | #REF! | #REF! |  | #REF! |  | 0
1.12 | 25MVA, 132/33KV, 3-Ph Power Transformer | Nos. |  | #REF! | #REF! | #REF! | #REF! | #REF! | #REF! | #REF! | #REF! | #REF! |  | #REF! |  | 0
1.13 | 20MVA, 132/33KV, 3-Ph Power Transformer | Nos. |  | #REF! | #REF! | #REF! | #REF! | #REF! | #REF! | #REF! | #REF! | #REF! |  | #REF! |  | 0
1.14 | 16MVA, 132/33KV, 3-Ph Power Transformer | Nos. |  | #REF! | #REF! | #REF! | #REF! | #REF! | #REF! | #REF! | #REF! | #REF! |  | #REF! |  | 0
1.15 | 15MVA, 132/33KV, 3-Ph Power Transformer | Nos. |  | #REF! | #REF! | #REF! | #REF! | #REF! | #REF! | #REF! | #REF! | #REF! |  | #REF! |  | 0
1.16 | 12.5MVA, 132/33KV, 3-Ph Power Transformer | Nos. |  | #REF! | #REF! | #REF! | #REF! | #REF! | #REF! | #REF! | #REF! | #REF! |  | #REF! |  | 0
1.17 | 10MVA, 132/33KV, 3-Ph Power Transformer | Nos. |  | #REF! | #REF! | #REF! | #REF! | #REF! | #REF! | #REF! | #REF! | #REF! |  | #REF! |  | 0
1.18 | 5.33 MVA, 132/33KV, 1-Ph Power Transformer | Nos. |  | #REF! |  |  |  |  | 0 |  |  |  |  | #REF! |  | 0
1.19 | 20MVA, 132/11KV, 3-Ph Power Transformer | Nos. |  | #REF! | #REF! | #REF! | #REF! | #REF! | #REF! | #REF! | #REF! | #REF! |  | #REF! |  | 0
1.2 | 15MVA, 132/11KV, 3-Ph Power Transformer | Nos. |  | #REF! | #REF! | #REF! | #REF! | #REF! | #REF! | #REF! | #REF! | #REF! |  | #REF! |  | 0
1.21 | 10MVA, 132/11KV, 3-Ph Power Transformer | Nos. |  | #REF! | #REF! | #REF! | #REF! | #REF! | #REF! | #REF! | #REF! | #REF! |  | #REF! |  | 0
1.22 | 7.5MVA, 132/11KV, 3-Ph Power Transformer | Nos. |  | #REF! | #REF! | #REF! | #REF! | #REF! | #REF! | #REF! | #REF! | #REF! |  | #REF! |  | 0
1.23 | 50MVA, 66/33 KV, 3-Ph Power Transformer | Nos. |  | #REF! | #REF! | #REF! | #REF! | #REF! | #REF! | #REF! | #REF! | #REF! |  | #REF! |  | 0
1.24 | 25MVA, 66/33 KV, 3-Ph Power Transformer | Nos. |  | #REF! | #REF! | #REF! | #REF! | #REF! | #REF! | #REF! | #REF! | #REF! |  | #REF! |  | 0
1.25 | 10MVA, 33/11KV, 3-Ph Power Transformer | Nos. |  | #REF! | #REF! | #REF! | #REF! | #REF! | #REF! | #REF! | #REF! | #REF! |  | #REF! |  | 0
1.26 | 5MVA, 33/11KV, 3-Ph Power Transformer | Nos. |  | #REF! | #REF! | #REF! | #REF! | #REF! | #REF! | #REF! | #REF! | #REF! |  | #REF! |  | 0
[9 empty] | 0 | [6 empty] | 1
| Type test charges incl short ckt. Test | LS |  | #REF! | #REF! |  | #REF! |  |  |  | #REF! | #REF! |  |  |  | 0
| Sub Total 1.0 |  |  |  | #REF! | #REF! | #REF! | #REF! | #REF! | #REF! | #REF! | #REF! |  |  |  | #REF!
2 | SWITCHYARD EQUIPMENT | [14 empty] | 1
2.1 | 220KV Equipment | [14 empty] | 0
2.1.1 | 220 KV Circuit Breaker 3Ph | Nos. | 2 | #REF! | #REF! | #REF! | #REF! | #REF! | #REF! | #REF! | #REF! | #REF! |  | #REF! |  | 1
2.1.2 | 220KV Isolator 3-ph | Nos. | 8 | #REF! | #REF! | #REF! | #REF! | #REF! | #REF! | #REF! | #REF! | #REF! |  | #REF! |  | 1
2.1.3 | 220KV Current Transformer 1PH | Nos. | 6 | #REF! | #REF! | #REF! | #REF! | #REF! | #REF! | #REF! | #REF! | #REF! |  | #REF! |  | 1
2.1.4 | 220KV CVT 1Ph | Nos. | 6 | #REF! | #REF! | #REF! | #REF! | #REF! | #REF! | #REF! | #REF! | #REF! |  | #REF! |  | 1
2.1.5 | 216 KV Surge Arrestor 1Ph | Nos. | 6 | #REF! | #REF! | #REF! | #REF! | #REF! | #REF! | #REF! | #REF! | #REF! |  | #REF! |  | 1
| Sub Total 2.1 |  |  |  | #REF! | #REF! | #REF! | #REF! | #REF! | #REF! | #REF! | #REF! |  |  |  | #REF!
2.1.6 | 220kV GIS | [14 empty] | #REF!
2.1.6.1 | 245kV, 1600A, SF6 gas insulated Transformer bay module | Set |  | #REF! | #REF! | #REF! | #REF! | #REF! | #REF! | #REF! |  | #REF! |  | #REF! |  | 0
2.1.6.2 | 245kV, 1600A, SF6 gas insulated line bay module | Set |  | #REF! | #REF! | #REF! | #REF! | #REF! | #REF! | #REF! |  | #REF! |  | #REF! |  | 0
2.1.6.3 | 245kV, 3 single phase, SF6 gas insulated 3000A bus bars including bus PTs | Set |  | #REF! | #REF! | #REF! | #REF! | #REF! | #REF! | #REF! |  | #REF! |  | #REF! |  | 0
2.1.6.4 | 245kV, 3 single phase, SF6 gas insulated 3000A bus Section module | Set |  | #REF! | #REF! | #REF! | #REF! | #REF! | #REF! | #REF! |  | #REF! |  | #REF! |  | 0
2.1.6.5 | Testing and Maintenance equipment |  |  | #REF! | #REF! | #REF! | #REF! | #REF! |  | #REF! |  | #REF! |  | #REF! |  | 0
a. | SF6 Gas filling & evacuating plant | Set |  | #REF! | #REF! | #REF! | #REF! | #REF! | #REF! | #REF! |  | #REF! |  | #REF! |  | 0
b. | Partial Discharge monitoring system | Set |  | #REF! | #REF! | #REF! | #REF! | #REF! | #REF! | #REF! |  | #REF! |  | #REF! |  | 0
2.1.6.6 | 132 KV, XLPE cable and accessories for above | L.S. |  | #REF! | #REF! | #REF! | #REF! | #REF! | #REF! | #REF! |  | #REF! |  | #REF! |  | 0
2.1.6.7 | TYPE TEST & TRAINING CHARGES for GIS | L.S. |  | #REF! | #REF! |  | #REF! |  |  | #REF! |  | #REF! |  | #REF! |  | 0
| Sub Total 2.1 |  |  |  | #REF! | #REF! | #REF! | #REF! | #REF! | #REF! | 0 | #REF! |  |  |  | #REF!
2.2 | 132KV Equipment | [14 empty] | #REF!
2.2.1 | 132 KV Circuit Breaker 3Ph | Nos. |  | #REF! | #REF! | 0 | #REF! | #REF! | #REF! | #REF! | #REF! | #REF! |  | #REF! |  | 0
2.2.2 | 132KV Isolator 3-ph | Nos. |  | #REF! | #REF! | 0 | #REF! | #REF! | #REF! | #REF! | #REF! | #REF! |  | #REF! |  | 0
2.2.3 | 132KV Current Transformer 1PH | Nos. |  | #REF! | #REF! | 0 | #REF! | #REF! | #REF! | #REF! | #REF! | #REF! |  | #REF! |  | 0
2.2.4 | 132KV CVT 1Ph | Nos. |  | #REF! | #REF! | 0 | #REF! | #REF! | #REF! | #REF! | #REF! | #REF! |  | #REF! |  | 0
2.2.5 | 120 KV Surge Arrestor 1Ph | Nos. |  | #REF! | #REF! | 0 | #REF! | #REF! | #REF! | #REF! | #REF! | #REF! |  | #REF! |  | 0
| Sub Total 2.2 |  |  |  | #REF! | 0 | #REF! | #REF! | #REF! | #REF! | #REF! | #REF! | 0 |  |  | #REF!
2.3 | 132 kV GIS | [14 empty] | #REF!
2.3.1 | 145kV, 1250A, SF6 gas insulated Transformer bay module | Set |  | #REF! | #REF! | #REF! | #REF! | #REF! | #REF! | 0 | #REF! | #REF! |  | #REF! |  | 0
2.3.2 | 145kV, 1250A, SF6 gas insulated line bay module | Set |  | #REF! | #REF! | #REF! | #REF! | #REF! | #REF! | 0 | #REF! | #REF! |  | #REF! |  | 0
2.3.3 | 145kV, 3 single phase, SF6 gas insulated 2000A bus bars including bus PTs | Set |  | #REF! | #REF! | #REF! | #REF! | #REF! | #REF! | 0 | #REF! | #REF! |  | #REF! |  | 0
2.3.4 | 145kV, 3 single phase, SF6 gas insulated 2000A bus Section module | Set |  | #REF! | #REF! | #REF! | #REF! | #REF! | #REF! | 0 | #REF! | #REF! |  | #REF! |  | 0
2.3.5 | Testing and Maintenance equipment |  |  | #REF! | #REF! | #REF! | #REF! | #REF! | #REF! | 0 | #REF! | #REF! |  | #REF! |  | 0
a. | SF6 Gas filling & evacuating plant | Set |  | #REF! | #REF! | #REF! | #REF! | #REF! | #REF! | 0 | #REF! | #REF! |  | #REF! |  | 0
b. | Partial Discharge monitoring system | Set |  | #REF! | #REF! | #REF! | #REF! | #REF! | #REF! | 0 | #REF! | #REF! |  | #REF! |  | 0
2.3.6 | 132 KV, XLPE cable and accessories for above | L.S. |  | #REF! | #REF! | #REF! | #REF! | #REF! | #REF! | 0 | #REF! | #REF! |  | #REF! |  | 0
2.3.7 | TYPE TEST & TRAINING CHARGES for GIS | L.S. |  | #REF! | #REF! |  | #REF! |  |  |  | #REF! | #REF! |  | #REF! |  | 0
| Sub - Total 2.3 |  |  |  | #REF! | #REF! | #REF! | #REF! | #REF! | 0 | #REF! | #REF! |  |  |  | #REF!
1
2.4 | 66KV Equipment | [14 empty] | #REF!
2.4.1 | 66 KV Circuit Breaker ,3-ph | Nos. |  | #REF! | #REF! | 0 | #REF! | #REF! | #REF! | #REF! | #REF! | #REF! |  | #REF! |  | 0
2.4.2 | 66KV Isolator, 3-ph | Nos. |  | #REF! | #REF! | 0 | #REF! | #REF! | #REF! | #REF! | #REF! | #REF! |  | #REF! |  | 0
2.4.3 | 66KV Current Transformer 1-ph | Nos. |  | #REF! | #REF! | 0 | #REF! | #REF! | #REF! | #REF! | #REF! | #REF! |  | #REF! |  | 0
2.4.4 | 66 KV Capacitive Voltage Transformer, 1-ph | Nos. |  | #REF! | #REF! | 0 | #REF! | #REF! | #REF! | #REF! | #REF! | #REF! |  | #REF! |  | 0
2.4.5 | 60KV Surge arrestor (1-Ph) | Nos. |  | #REF! | #REF! | 0 | #REF! | #REF! | #REF! | #REF! | #REF! | #REF! |  | #REF! |  | 0
| Sub - Total 2.4 |  |  |  | #REF! | 0 | #REF! | #REF! | #REF! | #REF! | #REF! | #REF! |  |  |  | #REF!
1
2.5 | 33 KV Equipment | [14 empty] | #REF!
2.5.1 | 33 KV Circuit Breaker (3-Ph) | Nos. |  | #REF! | #REF! | 0 | #REF! | #REF! | #REF! | #REF! | #REF! | #REF! |  | #REF! |  | 0
2.5.2 | 33 KV Isolator (3-ph) | Nos. |  | #REF! | #REF! | 0 | #REF! | #REF! | #REF! | #REF! | #REF! | #REF! |  | #REF! |  | 0
2.5.3 | 33 KV Current Transformer (1-ph) | Nos. |  | #REF! | #REF! | 0 | #REF! | #REF! | #REF! | #REF! | #REF! | #REF! |  | #REF! |  | 0
2.5.4 | 33 KV Pontential Transformer (1-ph) | Nos. |  | #REF! | #REF! | 0 | #REF! | #REF! | #REF! | #REF! | #REF! | #REF! |  | #REF! |  | 0
2.5.5 | 33 KV Horn gap fuse (3 ph) | Nos. |  | #REF! | #REF! | 0 | #REF! | #REF! | #REF! | #REF! | #REF! | #REF! |  | #REF! |  | 0
2.5.6 | 30 KV Surge Arrestor(1 ph) | Nos. |  | #REF! | #REF! | 0 | #REF! | #REF! | #REF! | #REF! | #REF! | #REF! |  | #REF! |  | 0
2.5.7 | Indoor switchgear panel for 33KV line feeder | Nos. |  | #REF! | #REF! | #REF! | #REF! | #REF! | #REF! | #REF! | #REF! | #REF! |  | #REF! |  | 0
2.5.8 | Indoor switchgear panel for 33KV ICT feeder with Bus PT | Nos. |  | #REF! | #REF! | #REF! | #REF! | #REF! | #REF! | #REF! | #REF! | #REF! |  | #REF! |  | 0
2.5.9 | Indoor switchgear panel for 33KV LT Transformer feeder | Nos. |  | #REF! | #REF! | #REF! | #REF! | #REF! | #REF! | #REF! | #REF! | #REF! |  | #REF! |  | 0
2.5.10 | Indoor switchgear panel for Bus PT | Nos. |  | #REF! | #REF! | #REF! | #REF! | #REF! | #REF! | #REF! | #REF! | #REF! |  | #REF! |  | 0
2.5.11 | Indoor switchgear panel for 33KV Bus Sectionaliser | Nos. |  | #REF! | #REF! | #REF! | #REF! | #REF! | #REF! | #REF! | #REF! | #REF! |  | #REF! |  | 0
| Sub - Total 2.5 |  |  |  | #REF! | #REF! | #REF! | #REF! | #REF! | #REF! | #REF! | #REF! | 0 |  |  | #REF!
2.6 | 11 KV Equipment | [14 empty] | #REF!
2.6.1 | 11 KV Circuit Breaker (3-Ph) | Nos. |  | #REF! | #REF! | 0 | #REF! | #REF! | #REF! | #REF! | #REF! | #REF! |  | #REF! |  | 0
2.6.2 | 11 KV Isolator (3-ph) | Nos. |  | #REF! | #REF! | 0 | #REF! | #REF! | #REF! | #REF! | #REF! | #REF! |  | #REF! |  | 0
2.6.3 | 11 KV Current Transformer (1-ph) | Nos. |  | #REF! | #REF! | 0 | #REF! | #REF! | #REF! | #REF! | #REF! | #REF! |  | #REF! |  | 0
2.6.4 | 11 KV Pontential Transformer (1-ph) | Nos. |  | #REF! | #REF! | 0 | #REF! | #REF! | #REF! | #REF! | #REF! | #REF! |  | #REF! |  | 0
2.6.5 | 11 KV Horn gap fuse (3 ph) | Nos. |  | #REF! | #REF! | 0 | #REF! | #REF! | #REF! | #REF! | #REF! | #REF! |  | #REF! |  | 0
2.6.6 | 11 KV Lightning Arrestor(1 ph) | Nos. |  | #REF! | #REF! | 0 | #REF! | #REF! | #REF! | #REF! | #REF! | #REF! |  | #REF! |  | 0
2.6.7 | Indoor switchgear panel for 11KV line feeder | Nos. |  | #REF! | #REF! | #REF! | #REF! | #REF! | #REF! | #REF! | #REF! | #REF! |  | #REF! |  | 0
2.6.8 | Indoor switchgear panel for 11KV ICT feeder with Bus PT | Nos. |  | #REF! | #REF! | #REF! | #REF! | #REF! | #REF! | #REF! | #REF! | #REF! |  | #REF! |  | 0
2.6.9 | Indoor switchgear panel for 11KV LT Transformer feeder | Nos. |  | #REF! | #REF! | #REF! | #REF! | #REF! | #REF! | #REF! | #REF! | #REF! |  | #REF! |  | 0
2.6.10 | Indoor switchgear panel for 11KV Bus PT | Nos. |  | #REF! | #REF! | #REF! | #REF! | #REF! | #REF! | #REF! | #REF! | #REF! |  | #REF! |  | 0
2.6.11 | Indoor switchgear panel for 11KV Bus Sectionaliser | Nos. |  | #REF! | #REF! | #REF! | #REF! | #REF! | #REF! | #REF! | #REF! | #REF! |  | #REF! |  | 0
| Sub - Total 2.6 |  |  |  | #REF! | #REF! | #REF! | #REF! | #REF! | #REF! | #REF! | #REF! |  |  |  | #REF!
3 | C&R PANELS AND SAS/RTU | [14 empty] | 1
3.1 | SUBSTATION AUTOMATION SYSTEM/RTU | [14 empty] | #REF!
3.1.1 | SUBSTATION AUTOMATION SYSTEM (New) | Set |  | #REF! | #REF! | #REF! | #REF! | #REF! | #REF! | #REF! | #REF! | #REF! |  | #REF! |  | 0
3.1.2 | SUBSTATION AUTOMATION SYSTEM (Aug.) | Set | 1 | #REF! | #REF! | #REF! | #REF! | #REF! | #REF! | #REF! | #REF! | #REF! |  | #REF! |  | 1
3.1.3 | RTU/RTU AUGMENTATION | Set |  | #REF! | #REF! | #REF! | #REF! | #REF! | #REF! | #REF! | #REF! | #REF! |  | #REF! |  | 0
| Sub - Total 3.1 |  |  | #REF! | #REF! | #REF! | #REF! | #REF! | #REF! | #REF! | #REF! | #REF! |  |  |  | #REF!
3.2 | Control & Relay Panels (220kV) | [14 empty] | #REF!
3.3.1 | Control, Relay & Protection Panel for Line | Sets | 2 | #REF! | #REF! | #REF! | #REF! | #REF! | #REF! | #REF! | #REF! | #REF! |  | #REF! |  | 1
3.3.2 | Control, Relay & Protection Panel for Transformer (Both HV & LV) | Sets |  | #REF! | #REF! | #REF! | #REF! | #REF! | #REF! | #REF! | #REF! | #REF! |  | #REF! |  | 0
3.3.3 | Control, Relay & Protection Panel for Bus Coupler | Sets |  | #REF! | #REF! | #REF! | #REF! | #REF! | #REF! | #REF! | #REF! | #REF! |  | #REF! |  | 0
3.3.4 | Relay & Protection Panel for Line | Sets |  | #REF! | #REF! | #REF! | #REF! | #REF! | #REF! | #REF! | #REF! | #REF! |  | #REF! |  | 0
3.3.5 | Relay & Protection Panel for Transformer (Both HV & LV) | Sets |  | #REF! | #REF! | #REF! | #REF! | #REF! | #REF! | #REF! | #REF! | #REF! |  | #REF! |  | 0
3.3.6 | Relay & Protection Panel for Bus Coupler | Sets |  | #REF! | #REF! | #REF! | #REF! | #REF! | #REF! | #REF! | #REF! | #REF! |  | #REF! |  | 0
3.2.7 | Bus bar protection panel | Sets |  | #REF! | #REF! | #REF! | #REF! | #REF! | #REF! | #REF! | #REF! | #REF! |  | #REF! |  | 0
3.2.8 | Bus bar protection panel-Augmentation |  | 1 | #REF! | #REF! | #REF! | #REF! | #REF! | #REF! | #REF! | #REF! | #REF! |  | #REF! |  | 1
3.2.9 | Common Equipment | Sets |  | #REF! | #REF! | #REF! | #REF! | #REF! | #REF! | #REF! | #REF! | #REF! |  | #REF! |  | 0
3.2.10 | Time synchronisation equipment | Sets |  | #REF! | #REF! | #REF! | #REF! | #REF! | #REF! | #REF! | #REF! | #REF! |  | #REF! |  | 0
| Sub - Total 3.2 |  |  |  | #REF! | #REF! | #REF! | #REF! | #REF! | #REF! | #REF! | #REF! | 0 |  |  | #REF!
3.3 | Control & Relay Panels (132kV) | [14 empty] | #REF!
3.3.1 | Control, Relay & Protection Panel for Line | Sets |  | #REF! | #REF! | #REF! | #REF! | #REF! | #REF! | #REF! | #REF! | #REF! |  | #REF! |  | 0
3.3.2 | Control, Relay & Protection Panel for Transformer (Both HV & LV) | Sets |  | #REF! | #REF! | #REF! | #REF! | #REF! | #REF! | #REF! | #REF! | #REF! |  | #REF! |  | 0
3.3.3 | Control, Relay & Protection Panel for Bus Coupler | Sets |  | #REF! | #REF! | #REF! | #REF! | #REF! | #REF! | #REF! | #REF! | #REF! |  | #REF! |  | 0
3.3.4 | Relay & Protection Panel for Line | Sets |  | #REF! | #REF! | #REF! | #REF! | #REF! | #REF! | #REF! | #REF! | #REF! |  | #REF! |  | 0
3.3.5 | Relay & Protection Panel for Transformer (Both HV & LV) | Sets |  | #REF! | #REF! | #REF! | #REF! | #REF! | #REF! | #REF! | #REF! | #REF! |  | #REF! |  | 0
3.3.6 | Relay & Protection Panel for Transfer Bus Coupler | Sets |  | #REF! | #REF! | #REF! | #REF! | #REF! | #REF! | #REF! | #REF! | #REF! |  | #REF! |  | 0
3.3.7 | Bus bar protection panel | Sets |  | #REF! | #REF! | #REF! | #REF! | #REF! | #REF! | #REF! | #REF! | #REF! |  | #REF! |  | 0
3.3.8 | Common Equipment | Sets |  | #REF! | #REF! | #REF! | #REF! | #REF! | #REF! | #REF! | #REF! | #REF! |  | #REF! |  | 0
3.3.9 | Time synchronisation equipment | Sets |  | #REF! | #REF! | #REF! | #REF! | #REF! | #REF! | #REF! | #REF! | #REF! |  | #REF! |  | 0
| Sub - Total 3.3 |  |  |  | #REF! | #REF! | #REF! | #REF! | #REF! | #REF! | #REF! | #REF! | 0 |  |  | #REF!
3.4 | Control & Relay Panels (66kV) | [14 empty] | #REF!
3.4.1 | Control, Relay & Protection Panel for Line | Sets |  | #REF! | #REF! | #REF! | #REF! | #REF! | #REF! | #REF! | #REF! | #REF! |  | #REF! |  | 0
3.4.2 | Control, Relay & Protection Panel for Transformer (Both HV & LV) | Sets |  | #REF! | #REF! | #REF! | #REF! | #REF! | #REF! | #REF! | #REF! | #REF! |  | #REF! |  | 0
3.4.3 | Control, Relay & Protection Panel for Bus Coupler | Sets |  | #REF! | #REF! | #REF! | #REF! | #REF! | #REF! | #REF! | #REF! | #REF! |  | #REF! |  | 0
3.4.4 | Relay & Protection Panel for Line | Sets |  | #REF! | #REF! | #REF! | #REF! | #REF! | #REF! | #REF! | #REF! | #REF! |  | #REF! |  | 0
3.4.5 | Relay & Protection Panel for Transformer (Both HV & LV) | Sets |  | #REF! | #REF! | #REF! | #REF! | #REF! | #REF! | #REF! | #REF! | #REF! |  | #REF! |  | 0
3.4.6 | Relay & Protection Panel for Bus Coupler | Sets |  | #REF! | #REF! | #REF! | #REF! | #REF! | #REF! | #REF! | #REF! | #REF! |  | #REF! |  | 0
| Sub - Total 3.4 |  |  |  | #REF! | #REF! | #REF! | #REF! | #REF! | #REF! | #REF! | #REF! | 0 |  |  | #REF!
3.5 | Control & Relay Panels (33kV) | [14 empty] | #REF!
3.5.1 | Control, Relay & Protection Panel for Line | Sets |  | #REF! | #REF! | #REF! | #REF! | #REF! | #REF! | #REF! | #REF! | #REF! |  | #REF! |  | 0
3.5.2 | Control, Relay & Protection Panel for LT Transformer | Sets |  | #REF! | #REF! | #REF! | #REF! | #REF! | #REF! | #REF! | #REF! | #REF! |  | #REF! |  | 0
3.5.3 | Relay & Protection Panel for Line | Sets |  | #REF! | #REF! | #REF! | #REF! | #REF! | #REF! | #REF! | #REF! | #REF! |  | #REF! |  | 0
3.5.4 | Relay & Protection Panel for LT Transformer | Sets |  | #REF! | #REF! | #REF! | #REF! | #REF! | #REF! | #REF! | #REF! | #REF! |  | #REF! |  | 0
| Sub - Total 3.5 |  |  | #REF! | #REF! | #REF! | #REF! | #REF! | #REF! | #REF! | #REF! | #REF! |  |  |  | #REF!
| Sub - Total 3 |  |  |  | #REF! | #REF! | #REF! | #REF! | #REF! | #REF! | #REF! | #REF! | 0 |  |  | #REF!
4 | PLCC Equipment | [14 empty] | 1
4.1 | PLCC Equipment (220 KV) | [14 empty] | #REF!
4.1.1 | 1600A, 0.5/1.0 mH Line Traps | Nos. |  | #REF! | #REF! | #REF! | #REF! | #REF! | #REF! | #REF! | #REF! | #REF! |  | #REF! |  | 0
4.1.2 | Coupling Device | Nos. |  | #REF! | #REF! | #REF! | #REF! | #REF! | #REF! | #REF! | #REF! | #REF! |  | #REF! |  | 0
4.1.3 | H.F. Cable | Km. |  | #REF! | #REF! | #REF! | #REF! | #REF! | #REF! | #REF! | #REF! | #REF! |  | #REF! |  | 0
4.1.4 | Carrier Equipment | Nos. |  | #REF! | #REF! | #REF! | #REF! | #REF! | #REF! | #REF! | #REF! | #REF! |  | #REF! |  | 0
4.1.5 | Protn. Coupler | Nos. |  | #REF! | #REF! | #REF! | #REF! | #REF! | #REF! | #REF! | #REF! | #REF! |  | #REF! |  | 0
4.1.5 | Digital Protn. Coupler | Nos. | 2 | #REF! | #REF! | #REF! | #REF! | #REF! | #REF! | #REF! | #REF! | #REF! |  | #REF! |  | 1
4.1.6 | Testing and maintenance Equipment (Print test kit) | Nos. |  | #REF! | #REF! | #REF! | #REF! | #REF! | #REF! | #REF! | #REF! | #REF! |  | #REF! |  | 0
| Sub - Total 4.1 |  |  |  | #REF! | #REF! | #REF! | #REF! | #REF! | #REF! | #REF! | #REF! | 0 |  |  | #REF!
4.2 | PLCC Equipment (132 KV) | [14 empty] | #REF!
4.2.1 | 1250A, 0.5/1.0 mH Line Traps | Nos. |  | #REF! | #REF! | #REF! | #REF! | #REF! | #REF! | #REF! | #REF! | #REF! |  | #REF! |  | 0
4.2.2 | Coupling Device | Nos. |  | #REF! | #REF! | #REF! | #REF! | #REF! | #REF! | #REF! | #REF! | #REF! |  | #REF! |  | 0
4.2.3 | H.F. Cable | Km. |  | #REF! | #REF! | #REF! | #REF! | #REF! | #REF! | #REF! | #REF! | #REF! |  | #REF! |  | 0
4.2.4 | Carrier Equipment | Nos. |  | #REF! | #REF! | #REF! | #REF! | #REF! | #REF! | #REF! | #REF! | #REF! |  | #REF! |  | 0
4.2.5 | Protn. Coupler | Nos. |  | #REF! | #REF! | #REF! | #REF! | #REF! | #REF! | #REF! | #REF! | #REF! |  | #REF! |  | 0
4.2.6 | Testing and maintenance Equipment (Print test kit) | Nos. |  | #REF! | #REF! | #REF! | #REF! | #REF! | #REF! | #REF! | #REF! | #REF! |  | #REF! |  | 0
4.2.7 | EPAX (24/8) | Nos. |  | #REF! | #REF! | #REF! | #REF! | #REF! | #REF! | #REF! | #REF! | #REF! |  | #REF! |  | 0
| Sub - Total - 4.2 |  |  |  | #REF! | #REF! | #REF! | #REF! | #REF! | #REF! | #REF! | #REF! | 0 |  |  | #REF!
| Sub - Total - 4.0 |  |  |  | #REF! | #REF! | #REF! | #REF! | #REF! | #REF! | #REF! | #REF! | 0 |  |  | #REF!
| SWITCHYARD ERECTION | [14 empty] | 1
5 | Equipment Structure | L.S. | 1 |  | 50 |  | 50 |  | 2 |  |  | 52 |  |  |  | 1
6 | Other Equipment (Bus Bar materials) | L.S. | 1 |  | 36 |  | 36 |  | 1.44 |  |  | 37.44 |  |  |  | 1
7 | Equipment Civil works | L.S. | 1 | [6 empty] | 30 |  | 30 |  |  |  | 1
8 | Erection | L.S. | 1 | [6 empty] | #REF! |  | #REF! |  |  |  | 1
| Sub - Total |  |  |  | 86 | 0 | 86 | 0 | 3.44 | #REF! | 0 | #REF! | 0 |  |  | 1
1
| SUBSTATION AUXILIARIES | [14 empty] | 1
9 | Fire Fighting System | L.S. |  |  | 0 |  | 0 |  | 0 |  |  | 0 |  |  |  | 0
10 | Air Conditioning & Ventilation | L.S. |  |  | 0 |  | 0 |  | 0 |  |  | 0 |  |  |  | 0
11 | Lighting system | L.S. | 1 |  | 6 |  | 6 |  | 0.24 |  |  | 6.24 |  |  |  | 1
12 | D.G. Set (250 KVA) | Nos |  | #REF! | #REF! | #REF! | #REF! | #REF! | #REF! | #REF! | #REF! | #REF! |  | #REF! |  | 0
13 | D.G. Set (100 KVA) | Nos |  | #REF! | #REF! | #REF! | #REF! | #REF! | #REF! | #REF! | #REF! | #REF! |  | #REF! |  | 0
14 | Battery and Battery charger | L.S. |  |  | 0 |  | 0 |  | 0 |  |  | 0 |  |  |  | 0
15 | Power & Control Cables including 33 kV Cables (if any) | L.S. | 1 |  | 24 |  | 24 |  | 0.96 |  |  | 24.96 |  |  |  | 1
16 | Misc. testing instruments | L.S. |  |  | 0 |  | 0 |  | 0 |  |  | 0 |  |  |  | 0
17 | LT Transformer 33KV/0.433KV, 800 KVA | Nos |  | #REF! | #REF! | #REF! | #REF! | #REF! | #REF! | #REF! | #REF! | #REF! |  | #REF! |  | 0
18 | LT Transformer 33KV/0.433KV, 400 KVA | Nos |  | #REF! | #REF! | #REF! | #REF! | #REF! | #REF! | #REF! | #REF! | #REF! |  | #REF! |  | 0
19 | LT Switch gear EXTN | L.S. | 1 |  | 5 |  | 5 |  | 0.2 |  |  | 5.2 |  |  |  | 1
20 | Type test charges | L.S. |  |  | 0 |  | 0 |  |  |  |  | 0 |  |  |  | 0
| Sub Total |  | 41 |  | #REF! | #REF! | #REF! | #REF! | #REF! | #REF! | #REF! | #REF! | 0 |  |  | #REF!
| Sub station Total |  |  |  | #REF! | #REF! | #REF! | #REF! | #REF! | #REF! | #REF! | #REF! |  | #REF! |  | #REF!
| ~ CUSTOMS DUTY INCL HANDLING CHARGES | [10 empty] | #REF! |  |  |  | #REF!
| GRAND TOTAL |  |  |  | #REF! | #REF! | #REF! | #REF! | #REF! | #REF! | #REF! | #REF! |  |  |  | #REF!
| PROJECT TOTAL - SUBSTATIONS-PHASE-I-TRIPURA |  |  |  | #REF! | #REF! | #REF! | #REF! |  | #REF! | #REF! | #REF! | 0 |  | 0 | 0 | 0
| TOTAL CUSTOMS DUTY INCL HANDLING CHARGES |  |  |  | 0 | 0 | 0 | 0 |  | 0 | 0 | #REF! |  |  | 0 | 0 | 0
0
0
0
0
0
0
0
0
0
0
0
0
0
0
0
0
0
0
0
0
0
0
0
0
0
0
0
0
0
0
0
0
0
0
0
0
0
0
0
0
0
0
0
0
0
0
0
0
0
0
0
0
0
0
0
0
0
0
0
0
0
0
0
0
0
0
0
0
0
0
0
0
0
0
0
0
0
0
0
0
0
0
0
0
0
0
0
0
0
0
0
0
0
0
0
0
0
0
0
0
0
0
0
0
0
0
0
0
0
0
0
0
0
0
0
0
0
0
0
0
0
0
0
0
0
0
0
0
0
0
0
0
0
0
0
0
0
0
0
0
0
0
0
0
0
0
0
0
0
0
0
0
0
0
0
0
0
0
0
0
0
0
0
0
0
0
0
0
0
0
0
0
0
0
0
0
0
0
0
0
0
0
0
0
0
0
0
0
0
0
0
0
0
0
0
0
0
0
0
0
0
0
0
0
0
0
0
0
0
0
0
0
0
0
0
0
0
0
0
0
0
0
0
0
0
0
0
0
0
0
0
0
0
0
0
0
0
0
0
0
0
0
0
0
0
0
0
0
0
0
0
0
0
0
0
0
0
0
0
0
0
0
0
0
0
0
0
0
0
0
0
0
0
0
0
0
0
0
0
0
0
0
0
0
0
0
0
0
0
0
0
0
0
0
0
0
0
0
0
0
0
0
0
0
0
0
0
0
0
0
0
0
0
0
0
0
0
0
0
0
0
0
0
0
0
0
0
0
0
0
0
0
0
0
0
0
0
0
0
0
0
0
0
0
0
0
0
0
0
0
0
0
0
0
0
0
0
0
0
0
0
0
0
0
0
0
0
0
0
0
0
0
0
0
0
0
0
0
0
0
0
0
0
0
0
0
0
0
0
0
0
0
0
0
0
0
0
0
0
0
0
0
0
0
0
0
0
0
0
0
0
0
0
0
0
0
0
0
0
0
0
0
0
0
0
0
0
0
0
0
0
0
0
0
0

## Supply
PACKAGE : PROVISION OF TWO NOS. 220 kV BAYS FOR N.C.RAILWAY AT 765/400/220 KV FATEHPUR S/S OF POWERGRID
SUBSTATION : 765/400/220 kV Fatehpur S/S (Extn.)
Sl. No. | RFX no. | Description | Quantity | Unit
1 | 1 | 245KV, 1600A, 40KA, 3PH CIRCUIT BREAKER | 2 | EA
2 | 3 | 245KV, 1600A, 40KA,1-PH, CT-120% RATING | 6 | EA
3 | 4 | 245KV, 4400PF, 1PH CVT | 6 | EA
4 | 5 | 245KV, 1600A, 40KA, 3PH DB ISOLATOR+1E/S | 2 | EA
5 | 6 | 245KV, 1600A, 40KA, 3PH DB ISOLATOR+2E/S | 2 | EA
6 | 7 | 245KV,1600A,40KA 3PH DB ISOLATOR(TANDEM) | 4 | EA
7 | 8 | SURGE ARRESTER ZNO GAPLESS-216KV,20KA,1P | 6 | EA
8 | 9 | 245KV, 1PH BUST POST INSULATOR (BPI) | 26 | EA
9 | 10 | 220KV LINE PROTECTION PANEL-SAS | 2 | EA
10 | 11 | 220KV CB RELAY PANEL WITH A/R-SAS | 2 | EA
11 | 12 | 220KV BUS BAR PROTECTION AUGMENT-SAS | 1 | SET
12 | 13 | RELAY TEST KIT | 1 | EA
13 | 14 | 220KV S/S AUTOMATION SYSTEM-MAIN BAY-AUG | 2 | EA
14 | 15 | LINE CURRENT DIFFERENTIAL RELAY | 1 | SET
15 | 16 | 220KV, 1600A, 0.5MH, 40 KA LINE TRAP | 2 | EA
16 | 17 | 245KV, 1PH BPI FOR LINE TRAP (BPI) | 6 | EA
17 | 18 | COUPLING DEVICE FOR PLCC | 1 | SET
18 | 19 | CARRIER EQUIPMENT(S+D & S+P) ANALOG | 1 | EA
19 | 20 | PROTECTION COUPLER FOR PLCC | 1 | EA
20 | 21 | 4 WIRE TELEPHONE EQUIPMENT | 1 | EA
21 | 22 | TESTING & MAINT EQUIP (PRINT TEST)-PLCC | 1 | SET
22 | 23 | HF CABLE FOR PLCC-75 OHM | 500 | M
23 | 24 | COUPLING DEVICE FOR PLCC | 1 | SET
24 | 25 | CARRIER EQUIPMENT(S+D & S+P) ANALOG | 1 | EA
25 | 26 | PROTECTION COUPLER FOR PLCC | 1 | EA
26 | 27 | 4 WIRE TELEPHONE EQUIPMENT | 1 | EA
27 | 28 | TESTING & MAINT EQUIP (PRINT TEST)-PLCC | 1 | SET
28 | 29 | HF CABLE FOR PLCC-75 OHM | 500 | M
29 | 30 | STD PIPE STRUCTURE - 220KV 1 PH CT | 6 | EA
30 | 31 | STD PIPE STRUCTURE - 220KV 1PH CVT | 6 | EA
31 | 32 | STD PIPE STRUCTURE - 220KV 3PH ISOLATOR | 8 | EA
32 | 33 | STD PIPE STRUCTURE - 220KV 1PH SA | 6 | EA
33 | 34 | PIPE STRUCTURE-220KV BPI (EXCL WT) | 20 | EA
34 | 35 | PIPE STRUCTURE-220KV HIGH BPI (EXCL WT) | 6 | EA
35 | 36 | PIPE STRUCTURE-220KV BPI FOR WT | 6 | EA
36 | 37 | 1.1KV 4CX16SQMM PVC POWER CABLE(KM) | 1 | KM
37 | 38 | 1.1KV 4CX6SQMM PVC POWER CABLE(KM) | 1 | KM
38 | 39 | 1.1KV 2CX2.5SQMM PVC CONTROL CABLE(KM) | 1 | KM
39 | 40 | 1.1KV 3CX2.5SQMM PVC CONTROL CABLE(KM) | 1 | KM
40 | 41 | 1.1KV 5CX2.5SQMM PVC CONTROL CABLE(KM) | 1 | KM
41 | 42 | 1.1KV 7CX2.5SQMM PVC CONTROL CABLE(KM) | 1 | KM
42 | 43 | 1.1KV 10CX2.5SQMM PVC CONTROL CABLE(KM) | 1 | KM
43 | 44 | 1.1KV 12CX2.5SQMM PVC CONTROL CABLE(KM) | 1 | KM
44 | 45 | 1.1KV 14CX2.5SQMM PVC CONTROL CABLE(KM) | 1 | KM
45 | 46 | 1.1KV 19CX2.5SQMM PVC CONTROL CABLE(KM) | 1 | KM
46 | 47 | 1.1KV 27CX2.5SQMM PVC CONTROL CABLE(KM) | 1 | KM
47 | 48 | ERECTION H/W-220KV DMT LINE BAY | 2 | SET
48 | 49 | ILLUMINATION SYSTEM-220KV PANEL ROOM | 2 | LS
49 | 50 | LIGHTING FIXTURE LED LUMINAIRE TYPE FL-1 | 10 | EA
50 | 51 | LIGHTING PANEL TYPE ACP-3 | 2 | EA
51 | 52 | FIRE EXTINGUISHER-CO2 TYPE 4.5KG | 2 | EA
52 | 53 | PTZ CAMERA+ACC+ H/S INTEGRATION-VMS AUG | 1 | SET
53 | 54 | 245KV, 1600A, 40KA SF6 CB POLE | 1 | EA
54 | 55 | GASKET, O RING, SEAL FOR SF6-245KV CB | 1 | SET
55 | 56 | TRIP COIL ASSY FOR 245KV SF6 CB | 1 | EA
56 | 57 | CLOSING COIL ASSY FOR 245KV SF6 CB | 1 | EA
57 | 58 | TERMINAL PAD-245KV SF6 CB | 1 | EA
58 | 59 | MOLECULAR FILTER-245KV CIRCUIT BREAKER | 1 | EA
59 | 60 | CORONA RING-245KV CB | 1 | EA
60 | 61 | RELAY,CONTACTOR,SWITCH,PUSH BUT-245KV CB | 1 | SET
61 | 62 | PRESSURE SWITCHES-245KV, SF6 CB (PO) | 1 | SET
62 | 63 | AUX SWITCH/CONTACT ASSY-245KV SF6 CB | 1 | SET
63 | 64 | 245KV, 1600A, 40KA,1-PH, CT-120% RATING | 1 | EA
64 | 65 | 245KV, 4400PF, 1PH CVT | 1 | EA
65 | 66 | SPARE-216KV SURGE ARRESTER | 1 | SET
66 | 67 | SURGE MONITOR,1-PH | 1 | EA
67 | 68 | 245KV,1600A ISOLATOR POLE | 1 | EA
68 | 69 | COPPER CONTACT FINGER-245KV DB ISOLATOR | 1 | SET
69 | 70 | CONTACTOR, TIMER, SWITCH-245KV ISOLATOR | 1 | SET
70 | 71 | LIMIT SWITCH-245KV ISOLATOR | 1 | SET
71 | 72 | TERMINAL PAD-245KV 1600A DB ISOLATOR | 1 | EA
72 | 73 | 1 POLE-245KV, 2500A, 40KA DB ISOLATOR+1E | 1 | EA
73 | 74 | COPPER CONTACT FINGER-245KV DB ISOLATOR | 1 | SET
74 | 75 | CONTACTOR, TIMER, SWITCH-245KV ISOLATOR | 1 | SET
75 | 76 | LIMIT SWITCH-245KV ISOLATOR | 1 | SET
76 | 77 | TERMINAL PAD-245KV 1600A DB ISOLATOR | 1 | EA
77 | 78 | CORONA SHIELD RING-245KV HCB ISOLATOR | 1 | EA
78 | 79 | NUMERICAL DISTANCE RELAY MAIN I | 1 | SET
79 | 80 | POWER SUPPLY MODULE FOR B/B PROTECTION | 1 | SET
80 | 81 | BAY UNIT MODULE-BUS BAR PROTECTION | 1 | EA
81 | 82 | BAY CONTROL UNIT (IED) OF EACH TYPE | 1 | EA
82 | 83 | EATHERNET SWITCH | 1 | SET
83 | 84 | CARDS/PRINTS FOR CARRIER TERMINAL | 2 | SET
84 | 85 | CARDS/PRINTS FOR PROTECTION COUPLER | 2 | SET
85 | 86 | LINE CURRENT DIFFERENTIAL RELAY | 2 | SET
86 | 87 | BASE EQUIPMENT STM-16 MADM UPTO 5 MSP | 1 | EA
87 | 88 | S16.1 SFP | 2 | EA
88 | 89 | L16.2 SFP | 2 | EA
89 | 90 | SFP S4.1 | 2 | EA
90 | 91 | OPTICAL INTERFACE SFP L4.2 | 2 | EA
91 | 92 | STM-16 OLIC TO SUPPORT 150 KMS | 2 | EA
92 | 93 | STM-16 OLIC TO SUPPORT 225 KMS | 2 | EA
93 | 94 | E1 INTERFACE (MIN 16 NOS.) | 2 | SET
94 | 95 | ETHERNET L2 INTERFACE 10/100MBPS(MIN 8) | 2 | EA
95 | 96 | GIGABIT ETHERNET LAYER 2 INTERFACE-2 NO | 1 | SET
96 | 97 | NMS-CRAFT TERMINAL-HARDWARE | 1 | EA
97 | 98 | SOFTWARE FOR CRAFT TERMINAL | 1 | EA
98 | 99 | VOIP TELEPHONE+ONE COMMON S/W(MIN 8PORT) | 2 | EA
99 | 100 | APPROACH CABLING: 24 F (KM) | 1 | KM
100 | 101 | OPGW FODP, INDOOR, 96F | 1 | EA
101 | 102 | EQUIPMENT CABINETS FOR SDH | 1 | EA
102 | 103 | COMMON CARDS-STM16 MADM UPTO 5 MSP | 1 | SET
103 | 104 | S16.1 SFP | 1 | EA
104 | 105 | L16.2 SFP | 1 | EA
105 | 106 | SFP S4.1 | 1 | EA
106 | 107 | OPTICAL INTERFACE SFP L4.2 | 1 | EA
107 | 108 | STM-16 OLIC TO SUPPORT 150 KMS | 1 | EA
108 | 109 | STM-16 OLIC TO SUPPORT 225 KMS | 1 | EA
109 | 110 | E1 INTERFACE (MIN 16 NOS.) | 1 | SET
110 | 111 | ETHERNET L2 INTERFACE 10/100MBPS(MIN 8) | 1 | EA
111 | 112 | GIGABIT ETHERNET LAYER 2 INTERFACE-2 NO | 1 | SET
112 | 113 | VOIP TELEPHONE+ONE COMMON S/W(MIN 8PORT) | 1 | EA
113 | 114 | APPROACH CABLING: 24 F (KM) | 1 | KM
114 | 115 | PRE CONNECT OPTICAL FIBER PATCH CORD 10M | 1 | SET
115 | 116 | FOUNDATION BOLTS - 28MM DIA | 452 | EA
116 | 117 | AC UNIT-SWITCHYARD PANEL ROOM 3M | 2 | SET
117 | 118 | FIRE DETECTION& ALARMSYS-PANEL ROOM(3M) | 2 | SET

## Service
PACKAGE : PROVISION OF TWO NOS. 220 kV BAYS FOR N.C.RAILWAY AT 765/400/220 KV FATEHPUR S/S OF POWERGRID
SUBSTATION : 765/400/220 kV Fatehpur S/S (Extn.)
Sl. No. | RFX No. | Description | Quantity | Unit
1 | 2.AA | 245KV, 1PH BUST POST INSULATOR (BPI) | 26 | EA
2 | 2.AB | SURGE ARRESTER,1-PH,216KV | 6 | EA
3 | 2.AC | 245KV, 1600A, 40KA 3PH DB ISOLAT(TANDEM) | 4 | EA
4 | 2.AD | 245KV, 1600A, 40KA, 3PH DB ISOLATOR+2E/S | 2 | EA
5 | 2.AE | 245KV, 1600A, 40KA, 3PH DB ISOLATOR+1E/S | 2 | EA
6 | 2.AF | 245KV, 4400PF,1PH CVT | 6 | EA
7 | 2.AG | 245KV, 1600A, 40KA,,1-PH, CT-120% RATING | 6 | EA
8 | 2.AH | 245KV, 1600A, 40KA, 3PH CIRCUIT BREAKER | 2 | EA
9 | 2.AJ | 220KV CB RELAY PANEL WITH A/R-SAS | 2 | EA
10 | 2.AK | 220KV LINE PROTECTION PANEL-SAS | 2 | EA
11 | 2.AL | 220KV BUS BAR PROTECTION AUGMENT-SAS | 1 | SET
12 | 2.AM | 220KV S/S AUTOMATION SYSTEM-MAIN BAY-AUG | 2 | EA
13 | 2.AN | 220KV, 1600A, 0.5MH, 40 KA LINE TRAP | 2 | EA
14 | 2.AP | 245KV, 1PH BPI FOR LINE TRAP (BPI) | 6 | EA
15 | 2.AQ | COUPLING DEVICE FOR PLCC | 1 | EA
16 | 2.AR | CARRIER EQUIPMENT(S+D & S+P) ANALOG | 1 | EA
17 | 2.AS | PROTECTION COUPLER (ANALOG) | 1 | EA
18 | 2.AT | TELEPHONE INSTRUMENT | 1 | EA
19 | 2.AU | COUPLING DEVICE FOR PLCC | 1 | EA
20 | 2.AV | CARRIER EQUIPMENT(S+D & S+P) ANALOG | 1 | EA
21 | 2.AW | PROTECTION COUPLER (ANALOG) | 1 | EA
22 | 2.AX | TELEPHONE INSTRUMENT | 1 | EA
23 | 2.AY | AC UNIT-SWITCHYARD PANEL ROOM 3M | 2 | SET
24 | 2.AZ | PIPE STRUCTURE-220KV HIGH BPI (EXCL WT) | 6 | EA
25 | 2.BA | PIPE STRUCTURE - 220 KV 1PH BPI ERECTION | 20 | EA
26 | 2.BB | PIPE STRUCTURE - 220 KV 1PH SA ERECTION | 6 | EA
27 | 2.BC | PIPE STRUCTURE - 220 KV 1PH WT ERECTION | 6 | EA
28 | 2.BD | PIPE STRUCTURE-220KV 3PH ISOLATOR ERECTI | 8 | EA
29 | 2.BE | PIPE STRUCTURE - 220 KV 1PH CVT ERECTION | 6 | EA
30 | 2.BF | PIPE STRUCTURE - 220 KV 1PH CT ERECTION | 6 | EA
31 | 2.BG | 1.1KV 10CX2.5SQMM PVC CONTROL CABLE (KM) | 1 | KM
32 | 2.BH | 1.1KV 12CX2.5SQMM PVC CONTROL CABLE (KM) | 1 | KM
33 | 2.BJ | 1.1KV 14CX2.5SQMM PVC CONTROL CABLE (KM) | 1 | KM
34 | 2.BK | 1.1KV 19CX2.5SQMM PVC CONTROL CABLE (KM) | 1 | KM
35 | 2.BL | 1.1KV 27CX2.5SQMM PVC CONTROL CABLE (KM) | 1 | KM
36 | 2.BM | 1.1KV 2CX2.5SQMM PVC CONTROL CABLE (KM) | 1 | KM
37 | 2.BN | 1.1KV 3CX2.5SQMM PVC CONTROL CABLE (KM) | 1 | KM
38 | 2.BP | 1.1KV 4CX16SQMM PVC POWER CABLE (KM) | 1 | KM
39 | 2.BQ | 1.1KV 4CX6SQMM PVC POWER CABLE (KM) | 1 | KM
40 | 2.BR | 1.1KV 5CX2.5SQMM PVC CONTROL CABLE (KM) | 1 | KM
41 | 2.BS | 1.1KV 7CX2.5SQMM PVC CONTROL CABLE (KM) | 1 | KM
42 | 2.BT | HF CABLE FOR PLCC-75 OHM (KM) | 1 | KM
43 | 2.BU | ERECTION H/W-220KV DMT LINE BAY | 2 | SET
44 | 2.BV | LIGHTING PANEL TYPE ACP-3 | 2 | EA
45 | 2.BW | ILLUMINATION SYSTEM-220KV PANEL ROOM | 2 | SET
46 | 2.BX | LIGHTING FIXTURE LED LUMINAIRE TYPE FL-1 | 10 | EA
47 | 2.BY | FIRE DETECTION& ALARMSYS-PANEL ROOM(3M) | 2 | SET
48 | 2.BZ | SWITCHYARD PANEL ROOM-CIVIL WORK | 23 | M2
49 | 2.CA | RCC 1:1.5:3 | 256 | M3
50 | 2.CB | NP-3 PIPE 450MM DIA | 16 | M
51 | 2.CC | NP-3 PIPE 300MM DIA | 16 | M
52 | 2.CD | NP-3 PIPE 250MM DIA | 32 | M
53 | 2.CE | STONE SPREADING EXCLUDING PCC | 4000 | M2
54 | 2.CF | ANTIWEED TREATMENT | 4000 | M2
55 | 2.CG | MISC STRUCTURAL STEEL | 7 | MT
56 | 2.CH | STEEL REINFORCEMENT | 13 | MT
57 | 2.CJ | PLAIN CEMENT CONCRETE (PCC-1:5:10) | 225 | M3
58 | 2.CK | PLAIN CEMENT CONCRETE (PCC-1:2:4) | 26 | M3
59 | 2.CL | PLAIN CEMENT CONCRETE (PCC-1:4:8) | 40 | M3
60 | 2.CM | EXCAVATION | 1596 | M3
61 | 2.CN | PTZ CAMERA+ACC+ H/S INTEGRATION-VMS AUG | 1 | SET
62 | 2.CP | VOIP TELEPHONE+ONE COMMON S/W(MIN 8PORT) | 2 | EA
63 | 2.CQ | ETHERNET L2 INTERFACE 10/100MBPS(MIN 8) | 2 | EA
64 | 2.CR | OPTICAL INTERFACE/SFP-L16.2 FOR STM-16 | 2 | EA
65 | 2.CS | OPTICAL INTERFACE/SFP-S16.1 FOR STM-16 | 2 | EA
66 | 2.CT | OPTICAL INTERFACE/SFP-L4.2 FOR STM-16 | 2 | EA
67 | 2.CU | OPTICAL INTERFACE/SFP-S4.1 FOR STM-16 | 2 | EA
68 | 2.CV | NMS-CRAFT TERMINAL-SOFTWARE | 1 | EA
69 | 2.CW | NMS -CRAFT TERMINAL-HARDWARE | 1 | EA
70 | 2.CX | EQUIPMENT CABINETS-FOR SDH EQUIPMENTS | 1 | EA
71 | 2.CY | STM-16 OLIC TO SUPPORT 150 KMS | 2 | EA
72 | 2.CZ | SERVICE:FODP: INDOOR TYPE 2: 96 F | 1 | EA
73 | 2.DA | SERVICE:APPROACH CABLING: 24 FIBRE (KM) | 1 | KM
74 | 2.DB | GIGABIT ETHERNET LAYER 2 INTERFACE-2 NO | 1 | SET
75 | 2.DC | E1 INTERFACE (MIN 16 NOS.) | 2 | SET
76 | 2.DD | STM-16 OLIC TO SUPPORT 225 KMS | 2 | EA
77 | 2.DE | BASE EQUIPMENT STM-16 MADM UPTO 5 MSP | 1 | EA
78 | 2.DF | 28MM DIA FOUNDATION BOLT - ERECTION | 452 | EA

## COVER (hidden)
COST ESTIMATE
for |  | for
CONSULTANCY SERVICE TO N.C.RAILWAY ON COST PLUS BASIS
PROVISION OF TWO NOS. 220 kV BAYS FOR N.C.RAILWAY AT 765/400/220 KV FATEHPUR S/S OF POWERGRID. |  |  |  |  | 1
TRANSMISSION LINES
1
2
1
2
2
4
2 | Bareilly 400/220 KV (Extn) S/S (UPPCL)
1 | #REF!
2 | KARCHAM WANGTOO GEN SWITCHYARD (Extn) (JHPL)
January 2018
| Client |  | Cost Estimate prepared by:
| N.C.RAILWAY |  | POWER GRID CORPORATION OF INDIA LTD.
(A. Govt. of India Enterprise)
Gurgaon.

## annexure (hidden)
ANNEXURES

## exhibit (hidden)
EXHIBITS

## sld (hidden)
EXHIBIT - 1.0
SINGLE LINE DIAGRAM
-SUBSTATIONS
EXHIBIT - 1.0
TRANS. SYSTEM STRENGTHENING IN BIHAR SYSTEM -SCHEMATIC DIAGRAM

## ABSCOMP (hidden)
ANNEXURE - 1.0a
ABSTRACT COST ESTIMATE
PROVISION OF TWO NOS. 220 kV BAYS FOR N.C.RAILWAY AT 765/400/220 KV FATEHPUR S/S OF POWERGRID.
(FOR COMPLETED COST)
(Rupees in Crores)
Sr. | DESCRIPTION |  | TOTAL
No. |  |  | COST
A | Preliminary Survey & Soil Investigation (Annex.- 1.1) |  | 0 | #REF! | 1.2382
B | Land acquisition for S/Stn and R&R Compensation (Annex. - 1.1) |  | 0 | #REF!
Cost of compensation for Trans. Lines (Annex. - 1.1)
| i) Compensation towards Crop & PTCC |  | 0
| ii) Compensation towards forest |  | 0
D | Civil Works (Annex. 1.1)
| i) Infrastructure for substations |  | 0.24765 | #REF!
| ii) Non Residential Buildings |  | 0 | #REF!
| iii) Colony for Trans. Lines and S/stn |  | 0 | #REF!
E | Equipment (Supply & Erection) Cost
| a) Trans.Lines (Annex.-1.2) |  | 0 | #REF!
| b) Sub-Stations (Annex.-1.3) |  | 8.9422 | #REF!
F | Sub Total A to E |  | 9.1899 | #REF!
G | Administrative Expenses | @ 2% of F | 0
H | Misc. Tools & Plants | @ 1% of F
I | Losses on Stock | @ 0.25% of F
J | Project Management Charges by Implementing agency (Incl applicable Service Tax) | @ 11.03% of F | 0 | #REF!
D | Contingencies | 3% of C
K | Customs duty (plus handling charges @2%)
E | TOTAL COST EXCL. CONSULTANCY FEES |  | #REF! | #REF!
F | POWERGRID CONSULTANCY FEES PLUS SERVICE TAX THEREON | 0 | #REF! |  |  | 0
O | TOTAL PROJECT COST INCL CONSULTANCY FEES |  | 0 | 0 | 0
P | Interest During Construction(IDC) |  | 199.9038 | #REF!
| GRAND TOTAL INCL. IDC |  | 199.9038 | #REF!
Note: | 1. The project is proposed to be funded by 90 % DoNER / GOI Grant & 10% Loan. Loan has been assumed to be available from Domestic sources. |  |  |  | 26.1596
2.Interest rate on Debt has been considered @10.5% p.a. for Domestic loan. Equity component is through grant.
3. Debt:Equity/Grant ratio has been considered as 10:90
26.1596

## civil (2) (hidden)
ANNEXURE - 1.1
ABSTRACT COST ESTIMATE
PRELIMINARY & GENERAL CIVIL WORKS
PROJ: | PROVISION OF TWO NOS. 220 kV BAYS FOR N.C.RAILWAY AT 765/400/220 KV FATEHPUR S/S OF POWERGRID.
(Rs. in Lakhs)
Sr. |  | Survey & | Crop & | Forest |  |  | Colony | Total
No. | Transmission Line | Soil Invest | PTCC | Compens.
|  | Works | Compen. | (incl. NPV) |  |  |  | Cost
1 | 11 KV HT LINES | 0.6 | 0 | 11.33 |  |  |  | 11.93
2 | 33 KV HT LINES | 2.3 | 0 | 11.33 |  |  |  | 13.63
| Sub total | 2.9 | 0 | 22.66 | 0 | 0 | 0 | 25.56 | 25.56
Sr. |  | Prelim. | Land Cost & Development cost* | R & R | Infra- | Non | Colony | Total
| Sub station | Survey & |  | and other compensation* | Structure | Residential
No. |  | Soil Invest. |  |  |  | Buildings |  | Cost
1 | Extension of 33 KV Substations |  |  |  | 10 |  |  | 10
| Sub total | 0 | 0 | 0 | 10 | 0 | 0 | 10 | 10 | 35.56
| Total | 2.9 | 0 | 22.66 | 10 | 0 | 0 | 35.56 | 35.56
* Note: The Cost of compensatory afforestation and colony is for the three regions through which the line is traversing
* New Control Room Building to be constructed at Balia S/S
*Note: As per site information additional land of about 5.7 acres is being aquired for 400KV Byrnihat S/S.
NOTE : Infrastructure : Levelling/Site surfacing, Boundary wall & fencing, Approach roads & Internal roads, Internal & peripheral drainage, Bridges & Culverts, etc.
Non- Residential Buildings: Control Room Building, Administrative /office building/ Fire fighting pump house, DG Set building, etc.
Forest Compensation : Cost of compensatory afforestation on doubly degraded forest & NPV of forest area diverted

## civildet (2) (hidden)
ANNEXURE - 1.1.1
DETAILS OF PRELIMINARY WORKS
FOR TRANSMISSION LINES
|  |  | LINE | RATE PER | TOTAL AMOUNT
|  |  | LENGTH | KM.
|  |  | (Km.) | (Rupees) | (Rs. Lakhs)
Preliminary survey & soil investigation for :
Using Modern Survey Techniques
1 | 11 KV HT LINES |  | 6 | 10000 | 0.6
2 | 33 KV HT LINES |  | 23 | 10000 | 2.3
ANNEXURE - 1.1.2
LAND & COMPENSATION
|  |  | LINE | RATE PER | AMOUNT
|  |  | LENGTH | KM. | (Rs. Lakhs)
|  |  | (Km.) | (Rupees)
1 | 11 KV HT LINES
| A. Cost of Crop & PTCC compensation | [5 empty] | 1200KV s/c | 765 KVs/c | 400 KV D/C | 400 KV S/C | 220 KV D/C | 132 KV D/C | 66 KV D/C | 11 KV D/C | 33 KV D/C
| i) Cost of Crop compensation excl. forest stretch |  | 5.8571 | 0 | 0 |  | 10 | 6.4 | 4.6 | 5.2 | 3.5 | 2.7 | 1.8 | 0.7 | 1.5
| ii) Cost of PTCC compensation |  | 6 | 0 | 0 |  | 100 | 64 | 46 | 52 | 35 | 27 | 18 | 7 | 15
iii) Site inspection fee for Electrical Inspector of CEA (Lumpsum)
| Total Cost of Crop & PTCC compensation |  |  |  | 0
| B. Cost of forest compensatin |  | Forest area in Ha | Rate per Ha
| i) Cost of compensatory afforestation on doubly degraded forest |  | 2 | 45000 | 0.9 |  | 199.18 |  |  |  |  | ROW - 46 M
| ii) NPV for forest area diverted |  | 1 | 1043000 | 10.43
| Cost of Compensation towards Forest |  | 0.14286 |  | 11.33
2 | 33 KV HT LINES
| A. Cost of Crop & PTCC compensation | [5 empty] | 1200KV s/c | 765 KVs/c | 400 KV D/C | 400 KV S/C | 220 KV D/C | 132 KV D/C
| i) Cost of Crop compensation excl. forest stretch |  | 22.9333 | 0 | 0 |  | 10 | 6.4 | 4.6 | 5.2 | 3.5 | 2.7
| ii) Cost of PTCC compensation |  | 23 | 0 | 0 |  | 100 | 64 | 46 | 52 | 35 | 27
iii) Site inspection fee for Electrical Inspector of CEA (Lumpsum)
| Total Cost of Crop & PTCC compensation |  |  |  | 0
| B. Cost of forest compensatin |  | Forest area in Ha | Rate per Ha
| i) Cost of compensatory afforestation on doubly degraded forest |  | 2 | 45000 | 0.9 |  | 199.18 |  |  |  |  | ROW - 46 M
| ii) NPV for forest area diverted |  | 1 | 1043000 | 10.43
| Cost of Compensation towards Forest |  | 0.066667 |  | 11.33
| Total Cost of Compensation towards Crop & PTCC |  |  |  | 0 | TOTAL KM | TOTAL Ha | #REF!
| Total cost of Compensatory Afforestation |  |  |  | 22.66 | 0.20952 | 2 | #REF!
| *Note: 1. A total of 2Ha (0.21Km) | forest stretch (Including Reserve, Social, Vegetable and Protected Forest & Road and canal crossings)
| covered under Supreme Court ruling of 1996(Forest like area irrespective of ownership) is likely to be encountered in the proposed transmission project. As per the recent Supreme Court Ruling dated 28.03.2008 & 09.05.2008, User agency in addition to cost of Compensatory Afforestation (CA) has to pay now cost of Forest land based on Net Present Value (NPV) ranging from Rs. 4.38 Lakhs to Rs.10.43 Lakhs per Ha. depending upon the type of forest land diverted. However, most of the state govt.(Forest deptt.)are charging the maximum amount of Rs.10.43 Lakhs per Ha. therefore the same has been considered as cost of NPV. | [5 empty] | Total forest (Km) | in Ha
[7 empty] | #REF! | #REF!
#REF!
NOTE:
Crop & PTCC compensation is considered for line length excluding forest stretch.
|  |  |  | 11972 | 9572
2400

## Colony (2) (hidden)
ANNEXURE - 1.1.3
DETAILS OF CIVIL WORKS PROPOSED AT 400/220 KV SUBSTATION (GIS) AT BYRNIHAT
SL. | DESCRIPTION | NOS. | AREA | RATE | AMOUNT
NO. |  |  | (SQ.M.) | PER | (RS.LAKHS)
|  |  |  | SQ.M.(Rs.) | (Rounded off)
PRELIMINARY WORKS
1. | Survey & Soil investigation * | L.S. |  |  | 5
| PRELIMINARY WORKS (incl. service tax) |  |  |  | 5
INFRASTRUCTURE FOR SUBSTATION
1. | Levelling / Site Surfacing * | L.S. |  |  | 150
2. | Boundary wall & fencing * | L.S. |  |  | 100
3. | Approach roads, internal roads & drainage and Misc civil works* | L.S.
4. | Water Supply | L.S.
5. | Power supply | L.S.
6. | Rain Water Harvesting | L.S. | - | -
* Note: As per information from site
| TOTAL - INFRASTRUCTURE |  |  |  | 250
| TOTAL - INFRASTRUCTURE (including Service tax) |  |  |  | 250
NON - RESIDENTIAL BUILDINGS
1 | Transformer foundation & Rail track | 2 | incl. In S/S Civil Works
2 | Control Room Building incl. | 1 | 700 | 15000 |  |  | 20000
Administrative / office building
2 | GIS Building including EOT Crane | [5 empty] | NIT Mbagh
| For 400 KV | 1 | 525 | 16000 | 105.8729 | 67.1339 | 21.8729
| For 220 KV | 0 |  |  | 0 | 55.3103
3 | Fire fighting pump house & Water Tank | L.S. |  |  | 25
| TOTAL - NON-RESIDENTIAL BUILDINGS |  |  |  | 130.8729
| TOTAL - NON-RESIDENTIAL BUILDINGS (incl. Service Tax) |  |  | ~ | 131
| TOTAL - COLONY (12% INCREASED DUE TO HILLY TERRAIN) |  |  |  | 146.72
ANNEXURE - 1.1.4
LAND & COMPENSATION COST PROPOSED AT NEW SUBSTATIONS
|  |  | APPROX. | RATE PER | COST OF PTCC, | AMOUNT
|  |  | AREA | ACRE | AFFORESTATION | (RS. LAKHS)
& OTHER
COMPENSATION
|  |  | (ACRES) | (Rs. Lakhs) | (Rs. Lakhs)
LAND & COMPENSATION COST PROPOSED AT NEW SUBSTATIONS
|  |  | APPROX. | RATE PER | R&R | AMOUNT
|  |  | AREA | Acre | AND | (RS. LAKHS)
IGS
|  |  | (Acre) | (Rs. Lakhs) | (Rs. Lakhs) |  |  |  |  | 26.6667
1 | Land Cost for 400/220 kV Byrnihat S/S |  | 5.7 | 26.3158 |  | 150 |  | 26.3158
| Provision for R&R / IGS at 400/220 KV S/S at Byrnihat * |  |  |  | 70 | 70
| Trees & Crop Compensation* |  |  |  | 80 | 80
| Total Land & Compensation cost for New 400KV S/S at Byrnihat |  |  |  |  | 300
* Based on information from site.
ANNEXURE - 1.1.3
SHEET 1 OF 7
DETAILS OF RESIDENTIAL COLONY PROPOSED
FOR GAYA - BALIA 765 S/C (235KM) &
MAITHON - GAYA 400KV D/C QUAD LINE (235KM) TRASMISSION LINES EACH
| DESCRIPTION | NOS. | AREA | AMOUNT
|  |  | (SQ.M.) | (RS.LAKHS)
NO. OF RESIDENTIAL QUARTERS
| Executives (Engineer) | 1
| Non - executives | 3
(Supervisor/Technicians/Operators)
| Total no. of Quarters | 4
| Cost of Residential Quarters (Type D) | 0 | 176 | 0
@Rs.13500 / Sq.m.
| Cost of Residential Quarters (Type C) | 1 | 100 | 14
@Rs.13500 / Sq.m.
| Cost of Residential Quarters (Type B) | 3 | 70 | 26
@Rs.12500 / Sq.m.
| Land & Land Development |  | L.S. | 5
| Non-residential Buildings @ 35% |  |  | 14
| a) Office for O&M Staff |  | 325
| b) Transmission Line Store |  | 150
| Cost of Infrastructure @ 31% |  |  | 17
(Roads @ 5%, Fencing & Boundary wall
@ 4%, Lawns, Gardens, Plantation @2%,
Water Supply @ 6%, Internal Sanitation
@ 6%, Internal Electrification @ 8%)
| TOTAL - COLONY |  |  | 76
|  |  | ~ | 76
| TOTAL - COLONY (12% INCREASED DUE TO HILLY TERRAIN) |  |  | 85.12
| TOTAL UPDATED TO 4TH QR. 2002 PRICE LEVEL |  |  | 0
The aforesaid quarters will be located at either end of the line and also at suitable
intermediate locations in order to ensure proper O & M.
ANNEXURE - 1.1.3
SHEET 2 OF 7
DETAILS OF RESIDENTIAL COLONY PROPOSED FOR | [6 empty] | 428
BALIA - LUCKNOW 765 KV S/C (316 KM), RANCHI - SIPAT 765 KV S/C CKT-I (457 KM)
& RANCHI - SIPAT 765 KV S/C CKT-II (457 KM),
TRASMISSION LINES EACH
| DESCRIPTION | NOS. | AREA | AMOUNT
|  |  | (SQ.M.) | (RS.LAKHS)
NO. OF RESIDENTIAL QUARTERS
| Executives (Engineer) | 1
| Non - executives | 4
(Supervisor/Technicians/Operators)
| Total no. of Quarters | 5
| Cost of Residential Quarters (Type D) | 0 | 176 | 0
@Rs.13500 / Sq.m.
| Cost of Residential Quarters (Type C) | 1 | 100 | 14
@Rs.13500 / Sq.m.
| Cost of Residential Quarters (Type B) | 4 | 70 | 35
@Rs.12500 / Sq.m.
| Land & Land Development |  | L.S. | 5
| Non-residential Buildings @ 35% |  |  | 17.15
| a) Office for O&M Staff |  | 325
| b) Transmission Line Store |  | 150
| Cost of Infrastructure @ 31% |  |  | 21
(Roads @ 5%, Fencing & Boundary wall
@ 4%, Lawns, Gardens, Plantation @2%,
Water Supply @ 6%, Internal Sanitation
@ 6%, Internal Electrification @ 8%)
| TOTAL - COLONY |  |  | 92.15
| Amount inclusive of Service Tax @12.24% |  | ~ | 92
| TOTAL - COLONY (12% INCREASED DUE TO HILLY TERRAIN) |  |  | 103.04
| TOTAL UPDATED TO 4TH QR. 2002 PRICE LEVEL |  |  | 0
The aforesaid quarters will be located at either end of the line and also at suitable
intermediate locations in order to ensure proper O & M.
SHEET 3 OF 8
DETAILS OF RESIDENTIAL COLONY PROPOSED
FOR AGRA - GURGAON (220 KM) & NORTH KARANPURA - SASARAM
(PART I WZ 2 PORTION & PART II WZ 4 PORTION i.e. 175+ 49 Km) TRASMISSION LINES EACH
| DESCRIPTION | NOS. | AREA | AMOUNT
|  |  | (SQ.M.) | (RS.LAKHS)
NO. OF RESIDENTIAL QUARTERS
| Executives (Engineer) | 0
| Non - executives | 2
(Supervisor/Technicians/Operators)
| Total no. of Quarters | 2
| Cost of Residential Quarters (Type D) | 0 | 176 | 0
@Rs.13500 / Sq.m.
| Cost of Residential Quarters (Type C) | 0 | 100 | 0
@Rs.12500 / Sq.m.
| Cost of Residential Quarters (Type B) | 2 | 70 | 18
@Rs.12500 / Sq.m.
| Land & Land Development |  | L.S. | 2
| Non-residential Buildings @ 35% |  |  | 6.3
| a) Office for O&M Staff |  | 325
| b) Transmission Line Store |  | 150
| Cost of Infrastructure @ 31% |  |  | 8
(Roads @ 5%, Fencing & Boundary wall
@ 4%, Lawns, Gardens, Plantation @2%,
Water Supply @ 6%, Internal Sanitation
@ 6%, Internal Electrification @ 8%)
| TOTAL - COLONY |  |  | 34.3
| Amount inclusive of Service Tax @12.24% |  | ~ | 38
| TOTAL - COLONY (12% INCREASED DUE TO HILLY TERRAIN) |  |  | 42.56
| TOTAL UPDATED TO 4TH QR. 2002 PRICE LEVEL |  |  | 0
The aforesaid quarters will be located at either end of the line and also at suitable
intermediate locations in order to ensure proper O & M.
ANNEXURE - 1.1.3
SHEET 1 OF 10
DETAILS OF RESIDENTIAL COLONY
PROPOSED AT 400/132 KV NEW SUBSTATION AT SILCHAR
SL. | DESCRIPTION | NOS. | AREA | AMOUNT
NO. |  |  | (SQ.M.) | (RS.LAKHS)
(Rounded off)
1. | Residential Quarters :
| a) Type B1 @ Rs.12500 / Sq.m. | 11 | 60 | 83
| Type B2 @ Rs.12500 / Sq.m. | 8 | 70 | 70
| Type B3 @ Rs.12500 / Sq.m. | 6 | 80 | 60
| b) Type C @ Rs.13500 / Sq.m. | 1 | 100 | 14
| c) Type D with Servant quarters & garage | 1 | 176 | 24
2. | Nursery School @ Rs.12500 / Sq.m. | 0 | 250 | 0
3. | Dispensary / First Aid Centre @ Rs.12500 / Sq.m. | 1 | 70 | 9
4. | Community Centre @ Rs.12500 / Sq.m. | 1 | 300 | 38
5. | Guest House & Transit Camp @ Rs.13500 / Sq.m. | 1 | 600 | 81
6. | Co-operative Store @ Rs.10000 / Sq.m. | 1 | 50 | 5
7. | Cost of Infrastructure @ 31% |  |  | 119
(Roads @ 5%, Fencing & Boundary wall
@ 4%, Lawns, Gardens, Plantation @2%,
Water Supply @ 6%, Internal Sanitation
@ 6%, Internal Electrification @ 8%)
`
| TOTAL - RESIDENTIAL COLONY |  |  | 503
503
|  |  | ~ | 503
ANNEXURE - 1.1.3
SHEET 2 OF 10
DETAILS OF CIVIL WORKS PROPOSED AT 400/132 KV NEW SUBSTATION
SILCHAR
SL. | DESCRIPTION | NOS. | AREA | RATE | AMOUNT
NO. |  |  | (SQ.M.) | PER | (RS.LAKHS)
|  |  |  | SQ.M.(Rs.) | (Rounded off)
PRELIMINARY WORKS
1. | Survey & Soil investigation * | L.S. |  |  | 10
| PRELIMINARY WORKS (incl. service tax) |  |  |  | 10
INFRASTRUCTURE FOR SUBSTATION
1. | Levelling / Site Surfacing * | L.S. |  |  | 325
2. | Boundary wall & fencing * | L.S. |  |  | 150
3. | Approach roads, internal roads & drainage | L.S. |  |  | 135
4. | Water Supply | L.S. |  |  | 20
5. | Power supply | L.S. |  |  | 65
6. | Rain Water Harvesting | L.S. | - | - | 5
| TOTAL - INFRASTRUCTURE |  |  |  | 700
| TOTAL - INFRASTRUCTURE (including Service tax) |  |  |  | 700
NON - RESIDENTIAL BUILDINGS
1 | Transformer foundation & Rail track | 2 | incl. In Civil Works
2 | Control Room Building incl. | 1 | 1000 | 15000 | 150
Administrative / office building
3 | GIS Building including EOT Crane | [5 empty] | NIT Mbagh
| For 400 KV | 0 | 67.1339 |  | 0
| For 220 KV | 0 | 55.3103 |  | 0
3 | Fire fighting pump house | L.S. |  |  | 30
| TOTAL - NON-RESIDENTIAL BUILDINGS |  |  |  | 180
| TOTAL - NON-RESIDENTIAL BUILDINGS (incl. Service Tax) |  |  | ~ | 180
| TOTAL - COLONY (12% INCREASED DUE TO HILLY TERRAIN) |  |  |  | 201.6
ANNEXURE - 1.1.3
SHEET 3 OF 10
DETAILS OF RESIDENTIAL COLONY
PROPOSED AT 220/132 KV NEW SUBSTATION AT MARIANI & MOKOCHUNG(GIS)
SL. | DESCRIPTION | NOS. | AREA | AMOUNT
NO. |  |  | (SQ.M.) | (RS.LAKHS)
(Rounded off)
1. | Residential Quarters :
| a) Type B1 @ Rs.12500 / Sq.m. | 11 | 60 | 83 |  |  | 11 | 8
| Type B2 @ Rs.12500 / Sq.m. | 8 | 70 | 70 |  |  | 8 | 5
| Type B3 @ Rs.12500 / Sq.m. | 6 | 80 | 60 |  |  | 6 | 4
| b) Type C @ Rs.13500 / Sq.m. | 1 | 100 | 14 |  |  | 1 | 1
| c) Type D with Servant quarters & garage | 1 | 176 | 24 |  |  | 1 | 0
2. | Nursery School @ Rs.12500 / Sq.m. | 0 | 250 | 0
3. | Dispensary / First Aid Centre @ Rs.12500 / Sq.m. | 1 | 50 | 6
4. | Community Centre @ Rs.12500 / Sq.m. | 1 | 300 | 38
5. | Guest House & Transit Camp @ Rs.13500 / Sq.m. | 1 | 600 | 81
6. | Co-operative Store @ Rs.10000 / Sq.m. | 1 | 50 | 5
7. | Cost of Infrastructure @ 31% |  |  | 118
(Roads @ 5%, Fencing & Boundary wall
@ 4%, Lawns, Gardens, Plantation @2%,
Water Supply @ 6%, Internal Sanitation
@ 6%, Internal Electrification @ 8%)
`
| TOTAL - RESIDENTIAL COLONY |  |  | 499
499
|  |  | ~ | 499
ANNEXURE - 1.1.3
SHEET 4 OF 10
DETAILS OF CIVIL WORKS PROPOSED AT 220/132 KV NEW SUBSTATION AT MARIANI
SL. | DESCRIPTION | NOS. | AREA | RATE | AMOUNT
NO. |  |  | (SQ.M.) | PER | (RS.LAKHS)
|  |  |  | SQ.M.(Rs.) | (Rounded off)
PRELIMINARY WORKS
1. | Survey & Soil investigation * | L.S. |  |  | 5
| PRELIMINARY WORKS (incl. service tax) |  |  |  | 5
INFRASTRUCTURE FOR SUBSTATION
1. | Levelling / Site Surfacing * | L.S. |  |  | 150
2. | Boundary wall & fencing * | L.S. |  |  | 50
3. | Approach roads, internal roads & drainage | L.S. |  |  | 65
4. | Water Supply | L.S. |  |  | 10
5. | Power supply | L.S. |  |  | 15
6. | Rain Water Harvesting | L.S. | - | - | 5
| TOTAL - INFRASTRUCTURE |  |  |  | 295
| TOTAL - INFRASTRUCTURE (including Service tax) |  |  |  | 295
NON - RESIDENTIAL BUILDINGS
1 | Transformer foundation & Rail track | 2 | incl. In S/S Civil Works
2 | Control Room Building incl. | 1 | 700 | 15000 | 100 |  | 20000
Administrative / office building
3 | GIS Building including EOT Crane | [5 empty] | NIT Mbagh
| For 400 KV | 0 | 67.1339 |  | 0
| For 220 KV | 0 | 55.3103 |  | 0
3 | Fire fighting pump house | L.S. |  |  | 20
| TOTAL - NON-RESIDENTIAL BUILDINGS |  |  |  | 120
| TOTAL - NON-RESIDENTIAL BUILDINGS (incl. Service Tax) |  |  | ~ | 120
| TOTAL - COLONY (12% INCREASED DUE TO HILLY TERRAIN) |  |  |  | 134.4
* Based on actual orders placed by site.
provided at Balia & Bhiwadi S/Stns. under separate schemes.
ANNEXURE - 1.1.3
SHEET 5 OF 10
DETAILS OF CIVIL WORKS PROPOSED FOR 220/132KV NEW GIS SUBSTATION AT MOKOCHUNG
SL. | DESCRIPTION | NOS. | AREA | RATE | AMOUNT
NO. |  |  | (SQ.M.) | PER | (RS.LAKHS)
|  |  |  | SQ.M.(Rs.) | (Rounded off)
PRELIMINARY WORKS
1. | Survey & Soil investigation * | L.S. |  |  | 10 |  | 2.76
| PRELIMINARY WORKS |  |  |  | 10
INFRASTRUCTURE FOR SUBSTATION
1. | Levelling / Site Surfacing * | L.S. |  |  | 100
2. | Boundary wall / Fencing | L.S. |  |  | 50
3. | Roads & Drainage | L.S. |  |  | 50
4. | Water Supply | L.S. |  |  | 10
5. | Power Supply | L.S. |  |  | 15
6. | Rain Water Harvesting | L.S. |  |  | 5
| TOTAL - INFRASTRUCTURE |  |  |  | 230
| TOTAL - INFRASTRUCTURE |  |  |  | 230
NON - RESIDENTIAL BUILDINGS
1. | Transformer foundation & Rail track |  | - | - | Included in S/S civil works
2. | Control Room Building | 1 | 500 | 12000 | 60
3 | GIS Building | [5 empty] | NIT Mbagh
| For 400 KV ( including EOT Crane) | 0 | 550 | 16000 | 0
| For 220 KV | 1 | 500 | 16000 | 80
4 | Fire fighting pump house & Water Tank | L.S. |  |  | 35
etc.
5 | Rain Water Harvesting System | LS
| TOTAL - NON-RESIDENTIAL BUILDINGS |  |  |  | 175
|  |  |  | ~ | 175
ANNEXURE - 1.1.3
SHEET 6 OF 10
DETAILS OF RESIDENTIAL COLONY
PROPOSED AT 132/33 KV NEW SUBSTATIONS AT
ROING, TEZU & NAMSAI
SL. | DESCRIPTION | NOS. | AREA | AMOUNT
NO. |  |  | (SQ.M.) | (RS.LAKHS)
(Rounded off)
1. | Residential Quarters :
| a) Type B1 @ Rs.12500 / Sq.m. | 8 | 60 | 60 |  |  | 11 | 8
| Type B2 @ Rs.12500 / Sq.m. | 5 | 70 | 44 |  |  | 8 | 5
| Type B3 @ Rs.12500 / Sq.m. | 4 | 80 | 40 |  |  | 6 | 4
| b) Type C @ Rs.13500 / Sq.m. | 1 | 100 | 14 |  |  | 1 | 1
| c) Type D with Servant quarters & garage | 0 | 176 | 0 |  |  | 1 | 0
2. | Nursery School @ Rs.12500 / Sq.m. | 0 | 250 | 0
3. | Dispensary / First Aid Centre @ Rs.12500 / Sq.m. | 1 | 50 | 6
4. | Community Centre @ Rs.12500 / Sq.m. | 1 | 300 | 38
5. | Guest House & Transit Camp @ Rs.13500 / Sq.m. | 1 | 600 | 81
6. | Co-operative Store @ Rs.10000 / Sq.m. | 1 | 50 | 5
7. | Cost of Infrastructure @ 31% |  |  | 89
(Roads @ 5%, Fencing & Boundary wall
@ 4%, Lawns, Gardens, Plantation @2%,
Water Supply @ 6%, Internal Sanitation
@ 6%, Internal Electrification @ 8%)
`
| TOTAL - RESIDENTIAL COLONY |  |  | 377
377
|  |  | ~ | 377
ANNEXURE - 1.1.3
SHEET 7 OF 10
DETAILS OF CIVIL WORKS PROPOSED AT 132/33 KV NEW SUBSTATION AT
ROING, TEZU & NAMSAI
SL. | DESCRIPTION | NOS. | AREA | RATE | AMOUNT
NO. |  |  | (SQ.M.) | PER | (RS.LAKHS)
|  |  |  | SQ.M.(Rs.) | (Rounded off)
PRELIMINARY WORKS
1. | Survey & Soil investigation * | L.S. |  |  | 5
| PRELIMINARY WORKS (incl. service tax) |  |  |  | 5
INFRASTRUCTURE FOR SUBSTATION
1. | Levelling / Site Surfacing * | L.S. |  |  | 80 |  | 66
2. | Boundary wall & fencing * | L.S. |  |  | 50
3. | Approach roads, internal roads & drainage | L.S. |  |  | 35
4. | Water Supply | L.S. |  |  | 5
5. | Power supply | L.S. |  |  | 10
6. | Rain Water Harvesting | L.S. | - | - | 5
| TOTAL - INFRASTRUCTURE |  |  |  | 185
| TOTAL - INFRASTRUCTURE (including Service tax) |  |  |  | 185
NON - RESIDENTIAL BUILDINGS
1 | Transformer foundation & Rail track | 2 | incl. In S/S Civil Works
2 | Control Room Building incl. | 1 | 500 | 12000 | 60
Administrative / office building
3 | GIS Building including EOT Crane | [5 empty] | NIT Mbagh
| For 400 KV | 0 | 67.1339 |  | 0
| For 220 KV | 0 | 55.3103 |  | 0
3 | Fire fighting pump house | L.S. |  |  | 20
| TOTAL - NON-RESIDENTIAL BUILDINGS |  |  |  | 80
| TOTAL - NON-RESIDENTIAL BUILDINGS (incl. Service Tax) |  |  | ~ | 80
| TOTAL - COLONY (12% INCREASED DUE TO HILLY TERRAIN) |  |  |  | 89.6
ANNEXURE - 1.1.3
SHEET 8 OF 10
DETAILS OF RESIDENTIAL COLONY
PROPOSED AT 132/33 KV NEW SUBSTATIONS AT MELRIAT (GIS),
AND IMPHAL BOTH UPGRADABLE TO 400KV
SL. | DESCRIPTION | NOS. | AREA | AMOUNT
NO. |  |  | (SQ.M.) | (RS.LAKHS)
(Rounded off)
1. | Residential Quarters :
| a) Type B1 @ Rs.12500 / Sq.m. | 11 | 60 | 83 |  |  | 11 | 8
| Type B2 @ Rs.12500 / Sq.m. | 8 | 70 | 70 |  |  | 8 | 5
| Type B3 @ Rs.12500 / Sq.m. | 6 | 80 | 60 |  |  | 6 | 4
| b) Type C @ Rs.13500 / Sq.m. | 1 | 100 | 14 |  |  | 1 | 1
| c) Type D with Servant quarters & garage | 1 | 176 | 24 |  |  | 1 | 0
2. | Nursery School @ Rs.12500 / Sq.m. | 0 | 250 | 0
3. | Dispensary / First Aid Centre @ Rs.12500 / Sq.m. | 1 | 50 | 6
4. | Community Centre @ Rs.12500 / Sq.m. | 1 | 300 | 38
5. | Guest House & Transit Camp @ Rs.13500 / Sq.m. | 1 | 600 | 81
6. | Co-operative Store @ Rs.10000 / Sq.m. | 1 | 50 | 5
7. | Cost of Infrastructure @ 31% |  |  | 118
(Roads @ 5%, Fencing & Boundary wall
@ 4%, Lawns, Gardens, Plantation @2%,
Water Supply @ 6%, Internal Sanitation
@ 6%, Internal Electrification @ 8%)
`
| TOTAL - RESIDENTIAL COLONY |  |  | 499
499
|  |  | ~ | 499
provided at Balia & Bhiwadi S/Stns. under separate schemes.
ANNEXURE - 1.1.3
SHEET 9 OF 10
DETAILS OF CIVIL WORKS PROPOSED FOR 132/33KV NEW GIS SUBSTATION AT MELRIAT
SL. | DESCRIPTION | NOS. | AREA | RATE | AMOUNT
NO. |  |  | (SQ.M.) | PER | (RS.LAKHS)
|  |  |  | SQ.M.(Rs.) | (Rounded off)
PRELIMINARY WORKS
1. | Survey & Soil investigation * | L.S. |  |  | 5 |  | 2.76
| PRELIMINARY WORKS |  |  |  | 5
INFRASTRUCTURE FOR SUBSTATION
1. | Levelling / Site Surfacing * | L.S. |  |  | 100
2. | Boundary wall / Fencing | L.S. |  |  | 150
3. | Roads & Drainage | L.S. |  |  | 65
4. | Water Supply | L.S. |  |  | 10
5. | Power Supply | L.S. |  |  | 15
6. | Rain Water Harvesting | L.S. |  |  | 5
| TOTAL - INFRASTRUCTURE |  |  |  | 345
| TOTAL - INFRASTRUCTURE |  |  |  | 345
NON - RESIDENTIAL BUILDINGS
1. | Transformer foundation & Rail track |  | - | - | Included in S/S civil works
2. | Control Room Building | 1 | 500 | 12000 | 60
3 | GIS Building | [5 empty] | NIT Mbagh
| For 400 KV ( including EOT Crane) | 0 | 550 | 16000 | 0
| For 220 KV | 0 | 500 | 16000 | 0
| For 132 KV | 1 | 300 | 16000 | 48
4 | Fire fighting pump house & Water Tank | L.S. |  |  | 30
etc.
5 | Rain Water Harvesting System | LS
| TOTAL - NON-RESIDENTIAL BUILDINGS |  |  |  | 138
|  |  |  | ~ | 138
ANNEXURE - 1.1.3
SHEET 10 OF 10
DETAILS OF CIVIL WORKS PROPOSED AT 132/33 KV NEW SUBSTATION AT
IMPHAL UPGRADABLE TO 400KV
SL. | DESCRIPTION | NOS. | AREA | RATE | AMOUNT
NO. |  |  | (SQ.M.) | PER | (RS.LAKHS)
|  |  |  | SQ.M.(Rs.) | (Rounded off)
PRELIMINARY WORKS
1. | Survey & Soil investigation * | L.S. |  |  | 10
| PRELIMINARY WORKS (incl. service tax) |  |  |  | 10
INFRASTRUCTURE FOR SUBSTATION
1. | Levelling / Site Surfacing * | L.S. |  |  | 150 |  | 250
2. | Boundary wall & fencing * | L.S. |  |  | 100 |  | 150
3. | Approach roads, internal roads & drainage | L.S. |  |  | 50 |  | 135
4. | Water Supply | L.S. |  |  | 10 |  | 20
5. | Power supply | L.S. |  |  | 20 |  | 65
6. | Rain Water Harvesting | L.S. | - | - | 5 |  | 5
| TOTAL - INFRASTRUCTURE |  |  |  | 335
| TOTAL - INFRASTRUCTURE (including Service tax) |  |  |  | 335
NON - RESIDENTIAL BUILDINGS
1 | Transformer foundation & Rail track | 2 | incl. In S/S Civil Works
2 | Control Room Building incl. | 1 | 700 | 15000 | 150
Administrative / office building
3 | GIS Building including EOT Crane | [5 empty] | NIT Mbagh
| For 400 KV | 0 | 67.1339 |  | 0
| For 220 KV | 0 | 55.3103 |  | 0
3 | Fire fighting pump house | L.S. |  |  | 30
| TOTAL - NON-RESIDENTIAL BUILDINGS |  |  |  | 180
| TOTAL - NON-RESIDENTIAL BUILDINGS (incl. Service Tax) |  |  | ~ | 180
| TOTAL - COLONY (12% INCREASED DUE TO HILLY TERRAIN) |  |  |  | 201.6
ANNEXURE - 1.1.4
SHEET 7 OF 7
LAND & COMPENSATION COST PROPOSED AT NEW SUBSTATIONS
|  |  | APPROX. | RATE PER | COST OF PTCC, | AMOUNT
|  |  | AREA | ACRE | AFFORESTATION | (RS. LAKHS)
& OTHER
COMPENSATION
|  |  | (ACRES) | (Rs. Lakhs) | (Rs. Lakhs)
LAND & COMPENSATION COST PROPOSED AT NEW SUBSTATIONS
|  |  | APPROX. | RATE PER | R&R | AMOUNT
|  |  | AREA | Acre | AND | (RS. LAKHS)
IGS
|  |  | (Acre) | (Rs. Lakhs) | (Rs. Lakhs) |  |  |  |  | 26.6667
1 | New 400/132 KV S/S at Silchar |  | 30 | 1.9333 |  | 58 |  | 560000
| Provision for R&R / IGS at New 400/132 KV S/S at Silchar |  |  |  | 50 | 50
| Total Land & Compensation cost for New 400/132 KV S/S at Silchar |  |  |  |  | 108
2 | New 220 KV Switching Station at Mariani |  | 20 | 9 |  | 180 |  | 490000
| Provision for R&R / IGS at New 220 KV Switching Station at Mariani |  |  |  | 100 | 100
| Total Land & Compensation cost forNew 220 KV Switching Station at Mariani |  |  |  |  | 280
3 | New 220/132 KV S/S at Mokochung |  | 20 | 2.5 |  | 50
| Provision for R&R / IGS at New 220/132 KV S/S at Mokochung |  |  |  | 50 | 50 | 845000 | 208.7995
| Total Land & Compensation cost for New 220/132 KV S/S at Mokochung |  |  |  |  | 100
4 | New 132/33 KV S/S at Melriat (upgradable to 400KV) |  | 40 | 8.75 |  | 350
| Provision for R&R / IGS at New 132/33 KV S/S at Melriat(upgradable to 400KV) |  |  |  | 100 | 100 | 845000 | 208.7995
| Total Land & Compensation cost for New 132/33 KV S/S at Melriat(upgradable to 400KV) |  |  |  |  | 450
5 | New 132/33 KV S/S at Imphal (upgradable to 400KV) |  | 30 | 5.0667 |  | 152
| Provision for R&R / IGS at New 132/33 KV S/S at Imphal(upgradable to 400KV) |  |  |  | 100 | 100 | 845000 | 208.7995
| Total Land & Compensation cost for New 132/33 KV S/S at Imphal(upgradable to 400KV) |  |  |  |  | 252
6 | New 132/33 KV S/S at Roing |  | 20 | 2.9 |  | 58 | based on site IOM dt.21.01.2003 | 560000
| Provision for R&R / IGS at New 132/33 KV S/S at Roing |  |  |  | 25 | 25
| Total Land & Compensation cost for New 132/33 KV S/S at Roing |  |  |  |  | 83
7 | New 132/33 KV S/S at Tezu |  | 20 | 3.15 |  | 63 | based on site IOM dt.21.01.2003 | 560000
| Provision for R&R / IGS at New 132/33 KV S/S at Tezu |  |  |  | 25 | 25
| Total Land & Compensation cost for New 132/33 KV S/S at Tezu |  |  |  |  | 88
8 | New 132/33 KV S/S at Namsai |  | 20 | 2.2 |  | 44 | based on site IOM dt.21.01.2003
| Provision for R&R / IGS at New 132/33 KV S/S at Namsai |  |  |  | 25 | 25
| Total Land & Compensation cost for New 132/33 KV S/S at Namsai |  |  |  |  | 69
**As the proposed land for substation is owned by HUDA, Cost of Compensation for R&R is not applicable
* Based on actual orders placed by site.
#REF!
SHEET 8 OF 8
LAND & COMPENSATION COST PROPOSED AT NEW SUBSTATIONS
|  |  | APPROX. | RATE PER | COST OF PTCC, | AMOUNT
|  |  | AREA | ACRE | AFFORESTATION | (RS. LAKHS)
& OTHER
COMPENSATION
|  |  | (ACRES) | (Rs. Lakhs) | (Rs. Lakhs)
LAND & COMPENSATION COST PROPOSED AT EXTN SUBSTATION
|  | APPROX. |  | RATE PER | R&R | AMOUNT
|  | AREA |  | Ha | AND | (RS. LAKHS)
IGS
|  | (HA) |  | (Rs. Lakhs) | (Rs. Lakhs) |  |  |  |  | 26.6667
| Extn of 765/400 KV S/S at SASARAM | #REF! | (i.e. 60 Acres) | 3.7 |  | #REF! | based on site IOM dt.16.03.06 |  |  |  | #REF!
| Provision for R&R / IGS at SASARAM S/S |  |  |  | 60 | 60
| Total Land & Compensation cost for SASARAM EXTN S/S |  |  |  |  | #REF!
**As the proposed land for substation is owned by HUDA, Cost of Compensation for R&R is not applicable
2.4667
ANNEXURE - 1.1.5
DETAILS OF CIVIL WORKS PROPOSED AT EXISTING SUBSTATIONS
INFRASTRUCTURE FOR SUBSTATION
Misc. Infrastructure works e.g., Dismantling, site surfacing and Levelling, modification of existing Fencing/Boundary wall,
modification of existing Roads & Drains, etc. are being proposed for the following Substations
where bay extension works are to be carried out :
| #REF! | 20 | LAKHS
| #REF! | 10 | LAKHS
| #REF! | 10 | LAKHS
| #REF! | 10 | LAKHS
| #REF! | 10 | LAKHS
| #REF! | 10 | LAKHS
| #REF! | 10 | LAKHS
| #REF! | 10 | LAKHS
| Total | 90 | LAKHS
| New 765/400 KV S/S at Fatehpur |  | 107.71 | Rs 1.72556 lakhs per acre for Govt land & Rs. 2.97427 lakhs per acre for Pvt. Land |  | 281.5612 | based on site IOM dt.21.01.2003
| Provision for R&R / IGS at New 765/400 KV S/S at Fatehpur |  | (76.64 acres Pvt land& 31.07 acres Govt land)

## 132kvCABLE (hidden)
COST BREAK UP OF TRANSMISSION LINE
ANNEXURE - 1.1.1
PROJ: | PROVISION OF TWO NOS. 220 kV BAYS FOR N.C.RAILWAY AT 765/400/220 KV FATEHPUR S/S OF POWERGRID.
0
TRANSMISSION LINE : 132 KV CABLE WORKS FOR CHENENI -SRINAGAR TRANSMISSION LINE THROUGH JAWAHAR TUNNEL | 132 KV CABLE WORKS FOR CHENENI -SRINAGAR TRANSMISSION LINE THROUGH JAWAHAR TUNNEL | [8 empty] | (Rs. in Lakhs)
| Line Length : | 12 | Km. |  | Wind Zone 4: | 47m/s
[7 empty] | Total | F&I & | Ere/Civil | Total
Sr. | Description | Unit | Qty. | Rate | Total | Spares | Exw & | CST | Works
No. |  |  |  | incl. E.D. |  |  | Spares
1 | 2 | 3 | 4 | 5 | 6=4x5 | 7 | 8=6+7 | 9 | 10 | 11=8+9+10
SUPPLY PORTION
1 | Route survey of cable | Km | 6.8 | 0.0989 |  |  |  |  | 0.67252 | 0.67252 | 1.345 | Latest average
2 | Supply and laying of 132 KV grade,Compacted circular annealed plain copper conductor,XLPE cable 1 core,630 sq mm through existing trough under the bridge and cable trench on both side.(Trough length-5.6 KM, Cable trench length 1.4 Km) | Km | 28 | 56.289 | 1576.09 | 0 | 1576.09 | 117.39 | 718.69 | 2412.17 | budgetary quotation from UNIVERSAL CABLES
3 | Supply and installation of Pre moulded straight through joint suitable for above cable | No | 56 | 6.8625 | 384.3 | 0 | 384.3 | 15.37 | 29.12 | 428.79
4 | Porcelain outdoor termination for above cable | NO | 8 | 7.89 | 63.12 | 0 | 63.12 | 2.52 | 3.66 | 69.3
5 | Supply and erection of Single phase earth link box | no | 8 | 0.57375 | 4.59 |  | 4.59 | 0.18 | 0.55 | 5.32
6 | Supply and erection of Galvanised steel structure for vertical drop | No | 2 | 5.155 | 10.31 |  | 10.31 | 0.41 | 6.065 | 16.785
7 | Supply and erection of Galvanised steel structure for End termination | No | 8 | 1.005 | 8.04 |  | 8.04 | 0.32 | 4.12 | 12.48
8 | Supply and erection of 120 KV lightning arrestor with mounting structure and surge monitors | No | 6 | 2.0125 | 12.08 | 0 | 12.08 | 0.48 | 3.15 | 15.71
9 | Supply and erection of critical installation materials like rubber cushions,vibration dampers, support brackets,rubber binder etc for fixing of cable to be used (wherever required) for dressing of 7 route km of cable | L.S | L.S | [5 empty] | 185.69 | 185.69
10 | Soil investigation on both sides of the bridge where cable trench is to be constructed | LS | L.S | 0 |  |  |  |  | 0 | 0
11 | Sand filling of cable trench | Cum | 800 | 0.00067 |  |  |  |  | 0.536 | 0.536
12 | Construction of buried cable trench on both side of the bridge | Km | 1.2 | 33.91 |  |  |  |  | 40.692 | 40.692 | DRDO
13 | Acquisition of land for cable trench on both side of the road if required | Sq m | 3500( 1400 m X 2.5 m),Cost of land to be given by site | [6 empty] | 0 | DRDO
13 | Fencing of termination yard on one side of the bridge with chain link fencing & barbed wire on top | m | 70 | 0.02078 |  |  |  |  | 1.4546 | 1.4546 | DRDO
15 | Shifting and Relocationof P& T Cable from the trough under the bridge including provision for necessary protection from Induced voltage(if any) | Km | 5.6 Km Cost to be furnished by site | [6 empty] | 0
14 | Modification, Strengthening, Fabrication and Painting of hangers in the trough | LS | [7 empty] | 0
15 | Temporary road diversion for laying of cable on both side of the bridge (if any) | Km | 0.5 | 41.55 |  |  |  |  | 20.775 | 20.775 | DRDO
16 | Rectification work for the portion of existing road/ Highway due to road crossing of cable | Cum | 260 | 0.02747 |  |  |  |  | 7.1422 | 7.1422 | 14.2844 | Latest average
17 | Rectification work of cable trays at Mahatma Gandhifor the portion of existing road/ Highway due to road crossing of cable
| 132KV S/C Cable Total : |  |  |  | 2058.53 | 0 | 2058.53 | 136.67 | 1022.3173 | 3217.5173 | 3217.5173
| Project Total |  |  |  | 2058.53 | 0 | 2058.53 | 136.67 | 1022.3173 | 3217.5173 | 3217.5173
2058.53
Note: 1) Spares may be kept as per norms
2) Copper conductor has been considered as desired by BSEB. Since copper is costly and theft prone, Site may discuss with BSEB if Al conductor can be used.
3) In the scope of work, seven cables has been indicated by BSEB. Site may get it clarified from BSEB why seven cables are required
4) Site to furnish the estimated cost wherever indicated
| a) Danger Plate | Nos. |  | 130.558 | 0 |  | 0 | 0 | #DIV/0! | 0 | #DIV/0! | NIT Estimate
| b) Number Plate | Nos. |  | 130.5 | 0 |  | 0 | 0 | #DIV/0! | 0 | #DIV/0! | 220kv line BCPP&BALCO
| c) Phase Plate (set of three) | Nos. |  | 226.954 | 0 |  | 0 | 0 | #DIV/0! | 0 | #DIV/0! | NIT Estimate
| d) Anti climbing device | Nos. |  | 651.5952 | 0 |  | 0 | 0 | #DIV/0! | 0 | #DIV/0! | 220kv line BCPP&BALCO
| e) Bird guard (set of three) | Nos. |  | 130.558 | 0 |  | 0 | 0 | #DIV/0! | 0 | #DIV/0! | NIT Estimate
| f) Circuit Plate (set of two) | Nos. |  | 259.9096 | 0 |  | 0 | 0 | #DIV/0! | 0 | #DIV/0! | 220kv line BCPP&BALCO
4046.8564
53992
35094.8

## lnput (hidden)
1.16
COST BREAK UP OF TRANSMISSION LINE | [13 empty] | Excise Duty | 1.16
ANNEXURE - 1.2.1
PROJ: | TRANSMISSION SYSTEM ASSOCIATED WITH
TEESTA BASIN PROJECTS IN SIKKIM
TRANSMISSION LINE : LOWER SUBANSIRI - BISWANATH CHARIYALI 400KV D/C Line -1 (ADB/WB FUNDING) | [10 empty] | (Rs. in Lakhs)
| Line Length : | 200 | Km. |  | Wind Zone 5: | 50 m/s | TERRAIN | Plain Terrain
|  |  | 0 | [5 empty] | 12% |  |  | 0%
|  |  | Eqpt Exworks incl. Excise Duty |  |  | S P A R E S |  |  |  | Entry
Sr. | [7 empty] | T O T A L | F&I @12% & | Tax @ | Ere/Civil | Service Tax | T O T A L | F&I @8%
No. | Description | Unit | Quantity | Rate (Rs.) | Total | Quantity | Total | Exw & Spares | CST | 0% | Works | @ 12.24% |  | CST @4%
1 | 2 | 3 | 4 | 5 | 6=4x5 | 7 | 8=7x5 | 9=6+8 | 10 | 11 | 12 | 13 | 14=9+10+11+12+13
1
1 | TOWER STEEL
1.1 | High Tensile Steel | MT | 1594 | 0 | 0 | 32 | 0 | 0 | 0 | 0 |  |  | 0 | DADRI-BALLABGARH | #DIV/0!
| Mild Steel | MT | 8699 | 0 | 0 | 174 | 0 | 0 | 0 | 0 |  |  | 0
| Hexagonal bolts & Nuts | MT | 378 | 0 | 0 | 8 | 0 | 0 | 0 | 0 |  |  | 0
| Antitheft bolts & Nuts | MT | 43 | 0 | 0 | 0.86 | 0 | 0 | 0 | 0 |  |  | 0
| Tower Accessories & Earthing | LS |  |  | 0 |  | 0 | 0 | 0 | 0 |  |  | 0
| Proto Assembly charges for tower | LS |  |  | 22.8475 |  | 0 | 22.8475 |  |  |  | 0 | 22.8475 | 4750
2 | Conductor
2.1 | ACSR "MOOSE" | K.M. | 2428 | 0 | 0 | 25 | 0 | 0 | 0 | 0 |  |  | 0 | Latest average
2.2 | AACSR "MOOSE" | K.M. | 9 | 0 | 0 | 1 | 0 | 0 | 0 | 0 |  |  | 0 | Latest average
| Type test charges for conductor | LS |  |  | 1.7798 |  | 0 | 1.7798 |  |  |  | 0 | 1.7798 | 0.59325
2337
3.0 | Earthwire
3.1 | Earthwire (G.S. 7/3.66 mm) | K.M. | 405 | 0 | 0 | 5 | 0 | 0 | 0 | 0 |  |  | 0 | Latest average
3.2 | Earthwire ('AACSR ) | K.M. | 1.4 | 0 | 0 | 1 | 0 | 0 | 0 | 0 |  |  | 0 | Latest average
| Type test charges for earthwire | LS |  |  | 0.5 |  | 0 | 0.5 |  |  |  | 0 | 0.5
389.5
4.0 | Insulator |  | 2.46
4.1 | Insulator (120 KN Standard) | Nos. | 65513 | 0 | 0 | 656 | 0 | 0 | 0 | 0 |  |  | 0 | Latest average
4.2 | Insulator (160 KN Standard) | Nos. | 95886 | 0 | 0 | 959 | 0 | 0 | 0 | 0 |  |  | 0 | Latest average
4.3 | Insulator (120 KN Antifog) | Nos. |  | 0 | 0 | 0 | 0 | 0 | 0 | 0 |  |  | 0 | Latest average
4.4 | Insulator (160 KN Antifog) | Nos. |  | 0 | 0 | 0 | 0 | 0 | 0 | 0 |  |  | 0 | Latest average
| Type test charges for insulator | LS |  |  | 26.34 |  | 0 | 26.34 |  |  |  | 0 | 26.34
| Sub Total : 4 |  |  |  | 26.34 |  | 0 | 26.34 | 0 | 0 | 0 | 0 | 26.34 | 26.34
5.0 | Hardware Fitting
5.1 | Single Suspension 'I' Fittings | Set | 2437 | 0 | 0 | 25 | 0 | 0 | 0 | 0 |  |  | 0 | Latest average
5.2 | Single Suspension pilot Fittings | Set | 402 | 0 | 0 | 5 | 0 | 0 | 0 | 0 |  |  | 0 | Latest average
5.3 | Single Tension Fittings | Set | 9 | 0 | 0 | 1 | 0 | 0 | 0 | 0 |  |  | 0 | Latest average
5.4 | Double Tension Fittings | Set | 0 | 0 | 0 | 0 | 0 | 0 | 0 | 0 |  |  | 0 | Latest average
5.5 | Double 'I' Suspension Fittings | Set | 2037 | 0 | 0 | 21 | 0 | 0 | 0 | 0 |  |  | 0 | Latest average
5.6 | Double 'V' Suspension Fittings | Set | 13 | 0 | 0 | 1 |  |  | 0 | 0 |  |  | 0
5.7 | Triple Tension Fittings | Set | 13 | 0 | 0 | 1 | 0 | 0 | 0 | 0 |  |  | 0 | Latest average
5.8 | Quad Tension Fittings | Set | 0 | 0 | 0 | 0 | 0 | 0 | 0 | 0 |  |  | 0 | Latest average
| Type test charges for hardware fittings | LS |  |  | 1.86 |  | 0 | 1.86 |  |  |  | 0 | 1.86
| Sub Total : 5 |  |  |  | 1.86 |  | 0 | 1.86 | 0 | 0 | 0 | 0 | 1.86 | 1.86 | #REF!
#REF!
6.1 | Conductor & E'wire Accessories | [13 empty] | #REF!
6.1.1 | MSCJ For Conductor | Nos. | 1499 | 0 | 0 | 15 | 0 | 0 | 0 | 0 |  |  | 0 | Latest average
6.1.2 | MSCJ For Earthwire | Nos. | 225 | 0 | 0 | 3 | 0 | 0 | 0 | 0 |  |  | 0 | Latest average
6.1.3 | Repair Sleeve for Conductor | Nos. | 455 | 0 | 0 | 5 | 0 | 0 | 0 | 0 |  |  | 0 | Latest average
6.1.4 | Flexible Copper Bond for earthwire | Nos. | 1489 | 0 | 0 | 15 | 0 | 0 | 0 | 0 |  |  | 0 | Latest average
6.1.5 | Vibration Damper For Conductor | Nos. | 17841 | 0 | 0 | 179 | 0 | 0 | 0 | 0 |  |  | 0 | Latest average
6.1.6 | Vibration Damper for Earthwire | Nos. | 2978 | 0 | 0 | 30 | 0 | 0 | 0 | 0 |  |  | 0 | Latest average
6.1.7 | Bundle Spacer for Conductor | Nos. | 24137 | 0 | 0 | 242 | 0 | 0 | 0 | 0 |  |  | 0 | Latest average
6.1.8 | Rigid Spacer for Conductor | Nos. | 3018 | 0 | 0 | 31 | 0 | 0 | 0 | 0 |  |  | 0 | Latest average
6.1.9 | Earthwire Tension Clamps | Nos. | 677 | 0 | 0 | 7 | 0 | 0 | 0 | 0 |  |  | 0 | Latest average
6.1.10 | Earthwire Suspension Clamps | Nos. | 813 | 0 | 0 | 9 | 0 | 0 | 0 | 0 |  |  | 0 | Latest average
6.1.11 | T - Connector | Nos. | 65 | 0 | 0 | 1 | 0 | 0 | 0 | 0 |  |  | 0 | Latest average
6.2 | Conductor & E'wire Accessories(AACSR)
6.2.1 | MSCJ For AACSR Conductor | Nos. | 6 | 0 | 0 | 0 | 0 | 0 | 0 | 0 |  |  | 0 | Latest average
6.2.2 | MSCJ For AACSR Earthwire | Nos. | 1 | 1108 | 0.01 | 0 | 0 | 0.01 | 0 | 0 |  |  | 0.01 | Latest average
6.2.3 | Repair Sleeves AACSR Conductor | Nos. | 2 | 0 | 0 | 0 | 0 | 0 | 0 | 0 |  |  | 0 | Latest average
6.2.4 | Flexible Copper Bonds | Nos. | 0 | 0 | 0 | 0 | 0 | 0 | 0 | 0 |  |  | 0 | Latest average
6.2.5 | Vibration Damper For AACSR Conductor | Nos. | 0 | 0 | 0 | 0 | 0 | 0 | 0 | 0 |  |  | 0 | Latest average
6.2.6 | Vibration Damper AACSR Earthwire | Nos. | 12 | 538 | 0.06 | 0 | 0 | 0.06 | 0.01 | 0 |  |  | 0.07 | Latest average
6.2.7 | Bundle Spacer for Conductor | Nos. |  | 0 | 0 | 0 | 0 | 0 | 0 | 0 |  |  | 0 | Latest average
6.2.8 | Rigid Spacer for jumpers | Nos. |  | 0 | 0 | 0 | 0 | 0 | 0 | 0 |  |  | 0 | Latest average
6.2.9 | Earthwire Tension Clamps | Nos. | 8 | 1559 | 0.12 | 0 | 0 | 0.12 | 0.02 | 0 |  |  | 0.14 | Latest average
6.2.10 | Earthwire Suspension Clamps | Nos. | 4 | 1828 | 0.07 | 0 | 0 | 0.07 | 0.01 | 0 |  |  | 0.08 | Latest average
6.2.11 | T - Connector | Nos. | 0 | 0 | 0 | 0 | 0 | 0 | 0 | 0 |  |  | 0 | Latest average
| Type test charges for C & E accessories | LS |  |  | 3.5042 |  | 0 | 3.5042 |  |  |  | 0 | 3.5042
| Sub Total : 6 |  |  |  | 3.7642 |  | 0 | 3.7642 | 0.04 | 0 | 0 | 0 | 3.8042 | 3.8042
7.0 | Tower Erection
| I) Normal towers | MT | 10714 | 7981 | [6 empty] | 855.08 | 0 | 855.08 | Latest average
| ii) River crossing towers | MT | 480 | 11173.4 | [6 empty] | 53.63 | 0 | 53.63 | Latest average
| Sub Total : 7 |  |  |  | 0 | 0 | 0 | 0 | 0 | 0 | 908.71 | 0 | 908.71 | 908.71
8.0 | Foundations
8.1 | Excavations
| Normal Dry soil | Cu.M. | 44208 | 357 | [6 empty] | 157.82 | 0 | 157.82 | Latest average
| Normal Wet soil | Cu.M. | 104913 | 431 | [6 empty] | 452.18 | 0 | 452.18 | Latest average
| Dry Fissured Rock | Cu.M. | 2419 | 898 | [6 empty] | 21.72 | 0 | 21.72 | Latest average
| Wet Fissured Rock | Cu.M. | 0 | 925 | [6 empty] | 0 | 0 | 0 | Latest average
| Soft Rock | Cu.M. | 0 | 632 | [6 empty] | 0 | 0 | 0 | Latest average
| Hard Rock | Cu.M. | 431 | 1733 | [6 empty] | 7.47 | 0 | 7.47 | Latest average
8.2 | Concreting | [10 empty] | 0 |  | Latest average
| Concreting 1:1.5:3(M20) | Cu.M. | 18386 | 14728 | [6 empty] | 2707.89 | 0 | 2707.89 | Latest average
| Concreting 1:3:6 | Cu.M. | 2101 | 12782 | [6 empty] | 268.55 | 0 | 268.55 | Latest average
8.3 | Reinforcement | MT | 1465 | 98782 | [6 empty] | 1447.16 | 0 | 1447.16 | Latest average
| Sub Total : 8 |  |  |  | 0 | 0 | 0 | 0 | 0 | 0 | 5062.79 | 0 | 5062.79 | 5062.79
9.0 | Benching
| All kinds of soil except HR & FR | Cu.M. | 525 | 249 | [6 empty] | 1.31 | 0 | 1.31 | Latest average
| Normal soil | Cu.M. | 0 | 249 | [6 empty] | 0 | 0 | 0 | Latest average
| Fissured Rock | Cu.M. | 700 | 606 | [6 empty] | 4.24 | 0 | 4.24 | Latest average
| Hard Soil | Cu.M. |  | 1065 | [6 empty] | 0 | 0 | 0 | Latest average
| Soft Rock | Cu.M. | 0 | 267 | [6 empty] | 0 | 0 | 0 | Latest average
| Hard Rock | Cu.M. | 525 | 756 | [6 empty] | 3.97 | 0 | 3.97 | Latest average
| Sub Total : 9 |  |  |  | 0 | 0 | 0 | 0 | 0 | 0 | 9.52 | 0 | 9.52 | 9.52
10.0 | Revetment
I) | Random Rubble Stone | Cu.M. | 1000 | 9410 | [6 empty] | 94.1 | 0 | 94.1 | Latest average
Masonary including excavation
ii) | Stone bound in galvanised wire netting | Cu.M. | 0 | 3825 | [6 empty] | 0 | 0 | 0 | Latest average
including excavation
iii) | Backfilling and leveling of | Cu.M. | 250 | 238 | [6 empty] | 0.6 | 0 | 0.6 | Latest average
Volumes enclosed in revetment
iv) | M-15(1:2:4) Concrete for top seal | Cu.M. | 20 | 14191 | [6 empty] | 2.84 | 0 | 2.84 | Latest average
cover of revetment
| Sub Total : 10 |  |  |  | 0 | 0 | 0 | 0 | 0 | 0 | 97.54 | 0 | 97.54 | 97.54
11.0 | Stringing Quad D/C (normal) | K.M. | 0 | 511673.1958 | [6 empty] | 0 | 0 | 0 | Latest average |  | 0.75968
| Stringing D/C (normal) | K.M. | 196.3 | 414342 | [6 empty] | 813.35 | 0 | 813.35 | Latest average
| Stringing Quad D/C (River Crossing) | K.M. | 0 | 1058987.1149 | [6 empty] | 0 | 0 | 0 | Latest average
| Stringing D/C (River Crossing) | K.M. | 3.7 | 568820 | [6 empty] | 21.05 | 0 | 21.05
12 | River crossing towers**
| High Tensile Steel | MT | 344 | 0 | 0 | 7 | 0 | 0 | 0 | 0 |  |  | 0 | DADRI-BALLABGARH | #VALUE!
| Mild Steel | MT | 114 | 0 | 0 | 2 | 0 | 0 | 0 | 0 |  |  | 0
| Hexagonal bolts & Nuts | MT | 20 | 0 | 0 | 0 | 0 | 0 | 0 | 0 |  |  | 0
| Antitheft bolts & Nuts | MT | 2 | 0 | 0 | 0 | 0 | 0 | 0 | 0 |  |  | 0
| i) Pile / well foundation | LS |  | ANNEXURE-1.2.1(a) | [6 empty] | 3210.2873 | 0 | 3210.2873 | Latest average
ii) Open cast foundation
| a) Excavation in Wet soil | Cu.M. |  | 431 | [6 empty] | 0 |  | 0 | Latest average
| b) Concreting 1:1.5:3 (M20) | Cu.M. |  | 14728 | [6 empty] | 0 |  | 0 | Latest average
| Concreting 1:3:6 | Cu.M. |  | 12782 | [6 empty] | 0 |  | 0 | Latest average
| Reinforcement | MT |  | 98782 | [6 empty] | 0 |  | 0 | Latest average
#REF!
13 | Aviation Signal
| Painting of Normal towers above 45m | Nos. | 0 | 770087.7326 | [6 empty] | 0 | 0 | 0 | Latest average
| Painting of River Xing towers above 45m | Nos. | 0 | 1424761.1151 | [6 empty] | 0 | 0 | 0 | Latest average
| Painting of Normal towers | MT | 270 | 17413 | [6 empty] | 47.02 | 0 | 47.02 | Latest average
| Obstruction lights | Nos. | 15 | 0 | 0 | 0 | 0 | 0 | 0 | 0 | 3.74 | 0 | 3.74 | Latest average | 24911
| Supply & Placement of Span markers | Nos. | 0 | 0 | 0 | 0 | 0 | 0 | 0 | 0 | 0 | 0 | 0 | Latest average | 12936
#REF!
14 | Supply , transportation and installation of wind speed measuring equipment | Nos. | 4 | 0 | 0 | 0 | 0 | 0 | 0 | 0 | 1.61 | 0 | 1.61 | Latest average | 40352
15 | Detail Survey using modern survey techniques | K.M. | 200 | 26705 | * Included in Preliminary Survey & Soil Investigation | [10 empty] | kishenpur-wagoora
| Detailed survey incl check survey | KM | 200 | 31644 | [6 empty] | 63.29 | 0 | 63.29
| Check survey | KM | 0 | 21270 | [6 empty] | 0 | 0 | 0
16 | Soil investigation in |  |  |  | * Included in Preliminary Survey & Soil Investigation
| All kinds of soil except HR &FR | Loc. | 47 | 19964 | [9 empty] | Latest average
| Sandy Soil | Loc. | 0 | 12029 | [9 empty] | Latest average
| Mixed Soil | Loc. | 0 | 12029 | [9 empty] | Latest average
| Normal soil | Loc. | 0 | [10 empty] | Latest average
| clay soil | Loc. | 0 | 12029 | [9 empty] | Latest average
| Fissured rock | Loc. | 2 | 42683 | [9 empty] | Latest average
| Hard soil | Loc. | 0 | 8263 | [9 empty] | Latest average
| Soft rock | Loc. | 0 | [10 empty] | Latest average
| Hard rock | Loc. | 1 | 25923 | [9 empty] | Latest average
| Furnishing bore log data | Loc. | 0 | 2222 | [9 empty] | Latest average | 3325.9473
| River crossing Locations | Loc. | 30 | 113407 | [9 empty] | Latest average
| Transmission Line Total : |  |  |  | 57.0914 | 255.86 | 0 | 57.0914 | 0.04 | 0 | 10238.9073 | 0 | 10296.0387
0
| Transmission Line Total |  |  |  | 57.0914 |  | 0 | 57.0914 | 0.04 | 0 | 10238.9073 | 0 | 10296.0387 | 10296.0387 | 735.4313 | 735.4313
**NOTE: 4 Nos. of locs. for pile foundation are required for Narmada river crossing. | [14 empty] | 10296.0387
[5 empty] | #REF! | #REF! | #REF! | #REF! | #REF! | #REF! | #REF! | #REF! | #REF!
[5 empty] | Excise Duty Component in above incl. CST = |  |  | 2.2837 | [5 empty] | #REF!
[5 empty] | World Bank fundable portion = |  |  | 7222.0429 |  |  | 5233.14
6.974
1206.502
| 176 |  |  | 2331 | 4661 |  | 8839 | 3274
|  |  |  | 55944 | 111864 |  | 106068 | 117864
|  |  |  | 5944 | 11864 |  | 6068 | 17864
|  |  |  | 0.11888 | 0.11864 |  | 0.06068 | 0.17864
|  | 3850 |  | 5.944% | 5.932% |  | 6.068% | 5.955%
4190
340
0.088312

## INDO-Nepal-SUPPLY (hidden)
[12 empty] | 11KV |  |  | LT line | DT |  | Service Connection |  | 11kV Re-Conductoring | No. of Villages | Blocks | 33kV new line | 11kV railway crossing | 33kV reconductoring | 33kV railway crossing | No. of new S/S 1x5 MVA | No. of new S/S 2x5 MVA | augmnt add 1x5 | new 33 kV line bay | Un-electrified Village | Line sectinaliser | 33kV River crosing termination | 11kV River crosing termination
[12 empty] | Line on PSC pole | Line on rail pole | Branch |  | 25KVA | 16KVA
[12 empty] | 2.4 | 3 | [9 empty] | 19.8 |  |  | 1 |  |  |  | 2 |  |  | 4 | 2
[12 empty] | RS Joist | RS Joist | RS Joist | [8 empty] | RS Joist |  | RS Joist
[12 empty] | 12 | 12 | 12 | [8 empty] | 13 |  | 5
[12 empty] | 1 | 1 | 0 | [8 empty] | 1 |  | 0
| COST BREAK UP OF TRANSMISSION LINES AND SUBSTATIONS | [14 empty] | ANNEXURE - 1.2.1
ANNEXURE - 1.2 (A)
| SUPPLY PORTION | [14 empty] | (Rs. in Lakhs)
PROJ: | PROVISION OF TWO NOS. 220 kV BAYS FOR N.C.RAILWAY AT 765/400/220 KV FATEHPUR S/S OF POWERGRID.
16.6667
Quantity Breakup
Sl. No. | Description of Items | Unit | Quantity # | Unit Rate incl Taxes & Duties (Rs.) | Total Amount in Rupees | Total Amount in Rupees |  |  | Check Quantity | 11kV Trunk | 11kV Branch | 11kV Spur | LT Line | DT 16kVA | DT 25kVA | Service Connections | Recond 11kV Line | New 33kV Line | New 33/11 kV S/s (1x5 MVA) | New 33/11 kV S/s (2x5 MVA) | 33kV Bay Aug. | Trans. Aug. | Recond 33kV Line |  |  |  |  | 18.1818
1 | 2 | 3 | 4 | 5 | 6=4x5 | 6=4x5
Part-I | [24 empty] | For around 7MW flow taking dog conductor
I | Materials for 11kV HT Lines as per TS. Total line length 6km ( Janinagar-Nepal border) | [23 empty] | considering 20 span for 11kv line
A | ACSR conductor
1 | Rabbit | Km. | 18.18 | 43028.9888 | 782267.0169 | 644754.3064 |  |  | 16.362 | 16.362 | [6 empty] | 0
1 | Panther | Km. | 0 | 149748.8612 | 0 | 0 |  |  | 1.98 | 1.98 | 0
2 | Pole/Support Structure |  | 0 | [5 empty] | 0
2a | 9mtr 300 kg working load PSC Pole | No. | 116 | 5834.7556 | 676831.6524 | 490453.874 |  |  | 50.4 | 50.4 | 0 |  |  | 0 | 0 |  | 0
2b | 13 mtr 105lb rail pole | No. | 23 | 38780.6099 | 891954.0267 | 309140.3483 |  |  | 87 | 87 | 0 | [5 empty] | 0
3 | M.S.Galvanised Items (for 11kV/LT line/DT erection/service connection) |  | 0 |  | 0 | 0 |  |  | 0
3a | Fabrication and Supply of M.S. Galvanised items- Pole Top Bracket, V-Cross arm, Gaurding cross arm, Back Clamps for V-Cross arm and Gaurd cross arm, D P Channel, D P Channel clamp, Stay clamps angle, Stay clamps side, D P cross bracing & clamps , clamps for strut/fly/bow type of guys, channel & clamps for supporting transformer, channel for supporting DO fuse, Line sectionaliser and LA , transformer belting and belting support, angle for LT distribution box,etc. complete as required. | MT | 4 | 90618.4227 | 362473.6906 | 398469.2783 |  |  | 6.84 | 6.84 | 0 |  | 0 | 0 | 0 |  | 0
3b | Galvanised M.S. Fasteners of different type/Sizes as per requirement suitable for above |  | 0 |  | 0 | 0 |  |  | 0
3b(i) | Nuts & Bolts | Kg | 90 | 98.8571 | 8897.1388 | 9325.2231 |  |  | 141 | 141 | 0 |  | 0 | 0 | 0 |  | 0
3b(ii) | Washers (plain and spring) | Kg | 18 | 98.8571 | 1779.4278 | 1870.2959 |  |  | 22.2 | 22.2 | 0 |  | 0 | 0 | 0 |  | 0
4 | 11kV Pin Insulators |  | 0 |  | 0 | 0 |  |  | 0
4a | Pins(5kN) with nuts and washers complete suitable for insulator assembly | Set | 360 | 112.2024 | 40392.8462 | 24672.6142 |  |  | 378 | 378 | 0 | [5 empty] | 0
4b | Porcelain pin Insulator (300 mm min. creepage) | Set | 360 | 0 | 0 | 29449.1786 |  |  | 378 | 378 | 0 | [5 empty] | 0
5 | 11kV Disc insulator assembly |  | 0 |  | 0 | 0 |  |  | 0
5a | 11kV, 45 kN Electro Mechanical Strength Disc insulator of 300 mm min. creepage distance | Nos. | 72 | 701.536 | 50510.5926 | 28332.5464 |  |  | 100.8 | 100.8 | 0 | [5 empty] | 0
5a | 11kV, 90 kN Electro Mechanical Strength Disc insulator of 300 mm min. creepage distance* | Nos. | 6 | 532.3233 | 3193.9397 | 3193.9397 |  |  | #VALUE! | 64.8 | #VALUE! | [5 empty] | 0
5b | Hardware fittings suitable for the 45KN Insulator complete with cross arm strap, ball eye socket eye, strain clamp, cotter pin etc. | Set | 72 | 0 | 0 | 29049.2411 |  |  | 100.8 | 100.8 | 0 | [5 empty] | 0
5c | Hardware fittings suitable for the 90KN Insulator complete with cross arm strap, ball eye socket eye, strain clamp, cotter pin etc. | Set | 6 | 628.6714 | 3772.0284 | 3772.0284 |  |  | #VALUE! | 64.8 | #VALUE! | [5 empty] | 0
6 | AL alloy Preformed insulator bindings for 11 kV pin insulator | Set | 360 | 0 | 0 | 13531.4985 |  |  | 378 | 378 | 0 | [5 empty] | 0
7 | 11kV stay set assembly (excluding stay clamp & fasteners) |  | 0 |  | 0 | 0 |  |  | 0
7a | Stay wire (7/10 SWG) | MT | 2 | 81875.6248 | 163751.2497 | 174472.1463 |  |  | 9.828 | 9.828 | 0 |  |  | 0 | 0 |  | 0
7b | Guy Strain Insulators designation 'C' | Set | 24 | 31.7294 | 761.5056 | 1061.1787 |  |  | 132 | 132 | 0 |  |  | 0 | 0 |  | 0
7c | Hardware Fittings (Anchor plate, Anchor rod, Turnbuckle, Thimbles, Guy grips, fastners to attatch Anchor Plate to Anchor Rod, etc) to complete 11 kV stay set | Set | 24 | 786.5367 | 18876.8815 | 21886.4951 |  |  | 132 | 132 | 0 |  |  | 0 | 0 |  | 0
8 | Earthing |  | 0 |  | 0 | 0 |  |  | 0
a | 20mm dia 2500 mm long GI Rod together with fixing arrangement(excluding GI wire required for earthing). | Set | 120 | 562.1437 | 67457.2435 | 163683.0997 |  |  | 132 | 132 | 0 |  | 0 |  |  |  | 0
b | 40mm dia, medium class, GI Pipe 2500mm long with fixing arrangement(for treated type earthing for DTs excluding GI wire required for earthing) | Nos | 0 |  | 0 | 0 |  |  | 0 |  |  |  |  | 0 | 0
9 | Guarding, Lacing and earthing wire |  | 0 |  | 0 | 0 |  |  | 0
9a | 8 SWG GI wire for guarding & earthing | kg | 61 | 83.4809 | 5092.3353 | 4450.4248 |  |  | 55.3392 | 55.3392 | 0 |  | 0 | 0 | 0 |  | 0
9b | 10 SWG wire for lacings | kg | 15 | 83.4809 | 1252.2136 | 1094.3668 |  |  | 13.392 | 13.392 | 0 | [5 empty] | 0
II | New LT line with Aerial Bunched Cable (1x16+25 sq. mm) as per TS |  | 0 |  | 0 | 0 |  |  | 0
1 | 1 Phase LT Aerial Bunched Cable (1x16+25) sq.mm. | Km | 0 |  | 0 | 0 |  |  | 0 |  |  |  | 0
2 | Pole/Support Structure |  | 0 |  | 0 | 0 |  |  | 0
2 | 8.0 mtr 200 kg working load PSC Pole | No | 0 |  | 0 | 0 |  |  | 0 |  |  |  | 0
3 | M.S.Galvanised Clamps for 1 phase LT AB Cable |  | 0 |  | 0 | 0 |  |  | 0
i | Suspension clamps | No | 0 |  | 0 | 0 |  |  | 0 |  |  |  | 0
ii | Tension /dead end clamps (Bolted type) | No | 0 |  | 0 | 0 |  |  | 0 |  |  |  | 0
iii | Forged Eye hook suitable for Suspension and tension clamps. | No | 0 |  | 0 | 0 |  |  | 0 |  |  |  | 0
4 | LT stay set assembly (excluding stay clamp & fasteners) |  | 0 |  | 0 | 0 |  |  | 0
4a | Stay wire(7/12 SWG) | MT | 0 |  | 0 | 0 |  |  | 0 |  |  |  | 0
4b | Guy Strain Insulator designation 'A' | Set | 0 |  | 0 | 0 |  |  | 0 |  |  |  | 0
4c | Suitable Hardware Fittings complete with Anchor plate, Anchor rod, Turnbuckle, Thimbles, Guy grip, fastners to attach Anchor plate to Anchor rod, etc. | Set | 0 |  | 0 | 0 |  |  | 0 |  |  |  | 0
III | Reconductoring of existing 11kV HT Lines having Rabbit Conductor |  | 0 |  | 0 | 0 |  |  | 0
1 | AAAC equivalent to ACSR Rabbit Conductor as per TS | Km. | 0 |  | 0 | 0 |  |  | 0
2 | Pole/Support Structure |  | 0 |  | 0 | 0 |  |  | 0
2a | 9mtr 300 kg working load PSC Pole | Nos. | 0 |  | 0 | 0 |  |  | 0
2b | 13 mtr RS Joist 150x150mm | Nos | 0 |  | 0 | 0 |  |  | 0
3 | M.S.Galvanised Items |  | 0 |  | 0 | 0 |  |  | 0
3a | Fabrication and Supply of M.S. Galvanised items- Pole Top Bracket, V-Cross arm, Back Clamp for V-Cross arm, D P Channel, D P Channel clamp, Stay clamps angle, Stay clamps side, D P cross bracing & clamps etc. complete as required. | MT | 0 |  | 0 | 0 |  |  | 0
3b | M.S.Galvanised Fasteners of different type/Sizes as per requirement suitable for above |  | 0 |  | 0 | 0 |  |  | 0
3b(i) | Nuts & Bolts | Kg | 0 |  | 0 | 0 |  |  | 0
3b(ii) | Washers (plain and spring) | Kg | 0 |  | 0 | 0 |  |  | 0
4 | 11kV Pin Insulators |  | 0 |  | 0 | 0 |  |  | 0
4a | Pins(5kN) with nuts and washers complete suitable for insulator assembly | Set | 0 |  | 0 | 0 |  |  | 0
4b | Porcelain pin Insulator (300 mm creepage) | Set | 0 |  | 0 | 0 |  |  | 0
5 | 11kV Disc insulator assembly |  | 0 |  | 0 | 0 |  |  | 0
5a | 11kV, 45 kN Electro Mechanical Strength Disc insulator of 300 mm min. creepage distance | Nos | 0 |  | 0 | 0 |  |  | 0
5b | Hardware fittings suitable for the above complete with cross arm strap, ball eye socket eye, strain clamp, cotter pin etc. | Set | 0 |  | 0 | 0 |  |  | 0
6 | Al alloy Preformed insulator bindings for 11 kV pin insulator | Set | 0 |  | 0 | 0 |  |  | 0
7 | 11kV stay set assembly (excluding stay clamp & fasteners) |  | 0 |  | 0 | 0 |  |  | 0
7a | Stay wire (7/10 SWG) | MT | 0 |  | 0 | 0 |  |  | 0
7b | Guy Strain Insulators designation 'C' | Set | 0 |  | 0 | 0 |  |  | 0
7c | Suitable Hardware Fittings complete with Anchor plate, Anchor rod, Turnbuckle, Thimbles, Guy grip, fastners to attach Anchor plate to Anchor rod, etc. | Set | 0 |  | 0 | 0 |  |  | 0
8 | Earthing |  | 0 |  | 0 | 0 |  |  | 0
| 20mm dia 2500 mm long GI Rod together with fixing arrangement(excluding GI wire required for earthing). | Set | 0 |  | 0 | 0 |  |  | 0
9 | Guarding and Lacing |  | 0 |  | 0 | 0 |  |  | 0
9a | 8 SWG GI wire for guarding & earthing | kg | 0 |  | 0 | 0 |  |  | 0
9b | 10 SWG wire for lacings | kg | 0 |  | 0 | 0 |  |  | 0
III | Materials for Pole mounted Distribution Transformers (1 ph- 16 KVA & 1 ph-25 KVA) |  | 0 |  | 0 | 0 |  |  | 0
1 | 11/.23kV, 1-Phase Distribution Transformers (Copper Wound) along with all accessories |  | 0 |  | 0 | 0 |  |  | 0
a | 1 phase, 25 kVA | No | 0 |  | 0 | 0 |  |  | 0 | [5 empty] | 0
b | 1phase, 16 kVA | No | 0 |  | 0 | 0 |  |  | 0 |  |  |  |  | 0
2 | DO fuse |  | 0 |  | 0 | 0 |  |  | 0
a | 11 kV DO fuse complete | Set | 0 |  | 0 | 0 |  |  | 0 |  |  |  |  | 0 | 0
b | 11kV DO fuse operating Rod | Set | 0 |  | 0 | 0 |  |  | 0 |  |  |  |  | 0 | 0
3 | LT Distribution box with suitable rating MCCBs and CT operated single phase static energy meter (alongwith 2 nos suitable rating CTs for 25kVA 1 phase DT& meter communication box with communication cord) | No | 0 |  | 0 | 0 |  |  | 0 | [5 empty] | 0
4 | LT Distribution box with suitable rating MCCBs and CT operated single phase static energy meter (alongwith 2 nos suitable rating CTs for 16kVA 1 phase DT& meter communication box with communication cord) | No | 0 |  | 0 | 0 |  |  | 0 |  |  |  |  | 0
5 | 9kV, 5kA single Phase distribution class Lightning Arrestor with in-built Disconnector for DT | Nos | 0 |  | 0 | 0 |  |  | 0 |  |  |  |  | 0 | 0
6 | Common meter reading instrument | Nos. | 0 |  | 0 | 0 |  |  | 0 |  |  |  |  | 0
IV | Service Connections |  | 0 |  | 0 | 0 |  |  | 0
1 | 2x 2.5 sq mm Al core PVC insulated cable for service connection | Km. | 0 |  | 0 | 0 |  |  | 0 | [6 empty] | 0
2 | 1-ph, 5-20 amps Static Energymeter Energymeter for service connection | No | 0 |  | 0 | 0 |  |  | 0 | [6 empty] | 0
3 | Insulation Piercing type Connector for insulated phase wire of AB Cable to connect with 2x2.5 sq.mm.service cable | No. | 0 |  | 0 | 0 |  |  | 0 | [6 empty] | 0
V | Other Materials |  | 0 |  | 0 | 0 |  |  | 0
1 | 11kV Line sectionliser Tilted type, 3 pole 400 Amp. 10kA as per TS | No. | 0 |  | 0 | 0 |  |  | 0 | [6 empty] | 0
VI | Material for 11kV railway crossing |  | 0 |  | 0 | 0 |  |  | 0
a | 11kV 3Cx300 sq.mm aluminium, armoured XLPE cable | mtr | 400 | 0 | 0 | 1004511.5283 |  |  | 0 | [7 empty] | 0
b | 11kV Termination Kit suitable for 11kV 3Cx300 sq.mm XLPE cable | Set | 4 | 0 | 0 | 26842.9099 |  |  | 0 | [7 empty] | 0
c | 11kV 400A AB switch | Set | 2 | 0 | 0 | 25085.1081 |  |  | 0 | [7 empty] | 0
10 | 11kV river crossing on 132 kV tower |  |  | 99617.3196 | 0 | 0
a | D/C D type tower material with 9 mtr extension* | MT |  | 58943.0185 | 0 | 0
b | 132 kV 90kN EMS strength porcelain insulators string (consisting of 8 nos disc with 300mm creepage of each disc) alongwith all hardware and accesoories suitable for Panther conductor | Set for River Crossing |  |  | 0 | 0 | [13 empty] | Approved Estimate
i) | Insulator
| Insulator (90 KN Standard) * | Nos |  | 497.2765 | 0 | 0
ii) | Hardware Fitting
| Single Tension Fittings* | Nos |  | 9419.0023 | 0 | 0
| Double Tension Fittings* | Nos |  | 11469.9867 | 0 | 0
iii) | Earthwire (G.S. 7/3.15 mm) * | Km |  | 41558.5913 | 0 | 0
iv) | E'wire Accessories
| Flexible Copper Bond for earthwire * | Nos |  | 362.2693 | 0 | 0
| Vibration Damper for Earthwire * | Nos |  | 412.897 | 0 | 0
| Earthwire Tension Clamps * | Nos |  | 686.2866 | 0 | 0
c | 11kV, 400Amp AB switch | Nos. |  |  | 0 | 0 |  |  | 0 | [7 empty] | 0
| SUB TOTAL - SUPPLY -PART - I - 11KV HT LINES |  |  |  | 3079263.7892 |  | 513210.6315 | 3662503.2913
Part-II |  |  | 0 |  | 0 | 0 |  | 610417.2152 | 0
I | Supply of equipments for new 33kV Bay Extn. - 2 nos.(At Jainagar and Sitamarhi) as per TS (including all accessories). |  | 0 |  | 0 | 0 |  |  | 0
1 | 5 MVA, 33/11kV Power Transformer with OLTC | No. | 0 |  | 0 | 0 |  |  | 0 | [9 empty] | 0 | 0 |  | 0
2 | 100 KVA, 33/0.433 kV, Station Transformer | No. | 0 |  | 0 | 0 |  |  | 0 | [9 empty] | 0 | 0
1 | 3-ph, Outdoor type, Vacuum Circuit breaker with spring type operating mechanism along with support structure. |  | 0 |  | 0 | 0 |  |  | 0
i. | 36kV, 1250A, 25kA, 3-ph VCB | set | 2 | 345484.831 | 690969.6621 | 463112.0924 |  |  | 2 | [9 empty] | 0 | 0 | 2 | 0
ii. | 12kV, 630/600A, 25kA, 3-ph VCB | set | 0 |  | 0 | 0 |  |  | 0 | [9 empty] | 0 | 0 |  | 0
2 | Isolator/AB switch |  |  |  | 0 | 0
a | 3-ph, 3 Pin type, Horizontal Mounting type, Double Break Isolator without earth switch |  | 0 |  | 0 | 0 |  |  | 0
i | 36kV, 630A, 25kA, 3-ph Isolator | Set | 4 | 50563.9922 | 202255.969 | 287229.8024 |  |  | 4 | [9 empty] | 0 | 0 | 4 | 0
ii. | 12kV, 400A, 25kA, 3-ph Isolator | Set | 0 |  | 0 | 0 |  |  | 0 | [9 empty] | 0 | 0 |  | 0
3b | 36kV 400A 25KA, 3 ph 9 post insulator, AB isolator, Gang operated along with support insulator operating mechanism Base channel down pipe and all required acessories complete as per TS (For pole mounted station transformer) | Set | 0 |  | 0 | 0 |  |  | 0 | [9 empty] | 0 | 0
3 | Lightening Arrestor |  | 0 |  | 0 | 0 |  |  | 0
i. | 30kV, 10kA, 1-ph, Station Class | No. | 6 | 5339.4666 | 32036.7994 | 60434.3916 |  |  | 6 | [9 empty] | 0 | 0 | 6
ii | 30kV, 10kA, 1-ph, Station Class with polymer housing for transformer | No. | 0 | 10072.3986 | 0 | 0 |  |  | 0 | [9 empty] | 0 | 0 |  | 0
iii | 9kV, 10kA, 1-ph, Station Class | No. | 0 | 10072.3986 | 0 | 0 |  |  | 0 | [9 empty] | 0 | 0 |  | 0
iv | 9kV, 10kA, 1-ph, Station Class with polymer housing for transformer | No. | 0 | 10072.3986 | 0 | 0 |  |  | 0 | [9 empty] | 0 | 0 |  | 0
4 | Current Transformer (CT) dead tank type including Junction Box ( one junction box for 3 nos. of CTs ) |  | 0 |  | 0 | 0 |  |  | 0
i. | 36kV, 400/200/100/1A, 30VA CT 1-ph | No. | 6 | 32049.2274 | 192295.3643 | 196236.485 |  |  | 6 | [11 empty] | 6 | 0
i. | 36kV,200/100/1A, 30VA CT 1-ph | No. | 0 |  | 0 | 0 |  |  | 0 | [9 empty] | 0 | 0 |  | 0
ii. | 12kV, 400/200/100/5A, 30VA CT 1-ph | No. | 0 |  | 0 | 0 |  |  | 0 | [9 empty] | 0 | 0 |  | 0
5 | Potential Transformer (PT) including junction box (one JB for 3 single phase PT and one JB for three phase PT) |  | 0 |  | 0 | 0 |  |  | 0
i. | 36 kV, 1-ph, 33kV/110 volt, | No. | 6 | 28843.2859 | 173059.7154 | 186898.2387 |  |  | 6 | [9 empty] | 0 | 0 | 6 | 0
ii | 12 kV, 3-ph, 11kV/110 volt | set | 0 |  | 0 | 0 |  |  | 0 | [9 empty] | 0 | 0 |  | 0
6 | Indoor type Control & Relay Panel (C&R) |  | 0 |  | 0 | 0 |  |  | 0
i | 33kV C&R Panel for |  | 0 |  | 0 | 0 |  |  | 0
a | Feeder VCB with TVM Energy Meter | set | 2 | 167604.4172 | 335208.8345 | 228157.9195 |  |  | 2 | [11 empty] | 2
b | Transformer VCB with TVM Energy Meter | set | 0 | 31149.7064 | 0 | 0 |  |  | 0 | [9 empty] | 0 | 0 |  | 0
ii. | 11kV C&R Panel for |  | 0 | 31149.7064 | 0 | 0 |  |  | 0
a | Transformer VCB without TVM Energy Meter | set | 0 | 31149.7064 | 0 | 0 |  |  | 0 | [9 empty] | 0 | 0 |  | 0
b | Feeder VCB with TVM Energy Meter | set | 0 | 31149.7064 | 0 | 0 |  |  | 0 | [9 empty] | 0 | 0 |  | 0
8 | 33kV, 400A, 1-ph Horn Gap Fuse ( 1 Set for 3 poles) | Set | 0 | 31149.7064 | 0 | 0 |  |  | 0 | [9 empty] | 0 | 0
9 | Battery , Battery Charger with 24V DCDB & 415V ACDB |  | 0 | 31149.7064 | 0 | 0 |  |  | 0
i. | 24V, 80AH, Lead-ACid type Battery Set at 10 Hr Discharge having float level indicators, terminal connectors, required quantity of electrolyte, distilled water,connectors and all other accessories complete. | set | 0 | 31149.7064 | 0 | 0 |  |  | 0 | [9 empty] | 0 | 0
ii. | 24V, Float-Cum-Boost Battery Charger with full wave, full control rectification, 50Hz Input Voltage for charging 24V, 80AH Battery alongwith inbuit DCDB, connectors etc. complete and conection with 24 V 80AH Battery Set and Three phase AC input supply | set | 0 | 31149.7064 | 0 | 0 |  |  | 0 | [9 empty] | 0 | 0
iii. | 415V AC Distribution board/panel of sheet steel enclosed cubical floor mounting type for catering auxialiary power supply of the substation etc. complete. | set | 0 | 31149.7064 | 0 | 0 |  |  | 0 | [9 empty] | 0 | 0
7 | Bay Marshelling Kiosk ( AC cum DC Panel ) complete. | No. | 2 | 44951.7859 | 89903.5717 | 73814.6299 |  |  | 2 | [9 empty] | 0 | 0 | 2 | 0
8 | Substation Auxilaries |  | 0 |  | 0 | 0 |  |  | 0
i. | 1.1KV grade PVC Insulated steel armoured single strand Al/Copper conductor power & control Cables |  | 0 |  | 0 | 0 |  |  | 0
A | Power Cable(Aluminium Conductor) |  | 0 |  | 0 | 0 |  |  | 0
a | 4Cx10 Sq.mm | Mtr. | 50 | 105.0139 | 5250.6966 | 5250.6966 |  |  | 50 | [9 empty] | 0 | 0 | 50 | 0 |  | 2x16 Sq.mm
b | 3.5Cx35 Sq.mm | Mtr. | 50 | 190.1197 | 9505.9839 | 9505.9839 |  |  | 50 | [9 empty] | 0 | 0 | 50 | 0
c | 3.5Cx95 Sq.mm | Mtr. | 0 | 114078.9598 | 0 | 0 |  |  | 0 | [9 empty] | 0 | 0
B | Control Cable(Copper Conductor) |  | 0 |  | 0 | 0 |  |  | 0
a | 2Cx2.5 Sq.mm | Mtr. | 700 | 88.6883 | 62081.7998 | 59582.1905 |  |  | 700 | [9 empty] | 0 | 0 | 700 | 0
b | 5Cx2.5 Sq.mm | Mtr. | 260 | 157.5384 | 40959.9845 | 41096.5178 |  |  | 260 | [9 empty] | 0 | 0 | 260 | 0
c | 10Cx2.5 Sq.mm | Mtr. | 80 | 270.7327 | 21658.6129 | 22284.0987 |  |  | 80 | [9 empty] | 0 | 0 | 80 | 0
ii | Clamps & Connectors as per Approved Electrical Layout |  | 0 |  | 0 | 0 |  |  | 0
a | T-Clamps, Through Clamp, Connectors, P.G.Clamps Bimetallic Connectors etc. suitable for connection to ACSR Wolf Conductor, various 33KV & 11KV Eqipments such as Power Transformer, CB,CT, PT etc complete as per requirement. | Set per Substation for 1x5MVA new s/s | 0 |  | 0 | 0 | [12 empty] | 0 | 0
b | T-Clamps, Through Clamp, Connectors, P.G.Clamps Bimetallic Connectors etc. suitable for connection to ACSR Wolf Conductor, various 33KV & 11KV Eqipments such as Power Transformer, CB,CT, PT etc complete as per requirement. | Set per Substation for 2x5MVA new s/s | 0 |  | 0 | 0 |  |  | 0 | [10 empty] | 0
c | T-Clamps, Through Clamp, Connectors, P.G.Clamps etc. suitable for connection to ACSR Wolf Conductor, various 33KV & 11KV Eqipments such as Power Transformer, CB,CT, PT etc complete as per requirement. | Set per Substation for Transformer Aug. | 0 |  | 0 | 0 |  |  | 0 | [12 empty] | 0
a | T-Clamps, Through Clamp, Connectors, P.G.Clamps etc. suitable for connection to ACSR Wolf Conductor, various 33KV & 11KV Eqipments such as Power Transformer, CB,CT, PT etc complete as per requirement. | Set per substation for 33kV . | 2 | 276808.7188 | 553617.4375 | 553617.4375 |  |  | 2 | [11 empty] | 2
iii | ACSR Conductor |  | 0 |  | 0 | 0 |  |  | 0
a | ACSR Wolf Conductor | Km | 0.6 | 108611.7821 | 65167.0692 | 65167.0692 |  |  | 0.6 | [9 empty] | 0 | 0 | 0.6 | 0
iv | Earthing & Grounding conductor |  | 0 |  | 0 | 0 |  |  | 0
a | 40 mm dia 3000mm long GI pipe earth electrodes with fixing arrangement for Treated earth pits. | Set | 10 | 3210.761 | 32107.6099 | 23632.8608 |  |  | 10 | [9 empty] | 0 | 0 | 10 | 0
b | 20mm dia, 3000mm long GI rod with fixing arrangement | Set | 10 | 4013.1683 | 40131.6826 | 18183.4324 |  |  | 10 | [9 empty] | 0 | 0 | 10 | 0
c | 50mm x 6mm Galvanised Steel flat | MT | 0.4 | 75752.3522 | 30300.9409 | 30300.9409 |  |  | 0.4 | [9 empty] | 0 | 0 | 0.4 | 0
d | 25 mmx 6 mm Galvanised Steel flat | MT | 0.2 | 75752.3522 | 15150.4704 | 15150.4704 |  |  | 0.2 | [9 empty] | 0 | 0 | 0.2 | 0
e | 32 mm dia MS round rod | MT | 1 | 42420.9139 | 42420.9139 | 42420.9139 |  |  | 1 | [9 empty] | 0 | 0 | 1 | 0
v | 33kV & 11kV Insulator along with Hardware & Accessories |  | 0 |  | 0 | 0 |  |  | 0
a | 70 kN Electro Mechanical Strength Disc insulator string having 1200 mm min. creepage distance (consisting of 4 nos. of 11kV, 70KN EMS disc insulators having 300mm min. creepage) | Set | 24 | 3082.6881 | 73984.5146 | 47513.3019 |  |  | 24 | [9 empty] | 0 | 0 | 24 | 0
b | Hardware & accessories for item (a) above | Set | 24 | 0 | 0 | 4005.8165 |  |  | 24 | [9 empty] | 0 | 0 | 24 | 0
c | 11kV, 45 kN Electro Mechanical Strength Disc insulator string having 600 mm min. creepage distance (consisting of 2 nos. of 11kV, 45KN EMS disc insulators having 300mm min. creepage) | Set | 0 |  | 0 | 0 |  |  | 0 | [9 empty] | 0 | 0 |  | 0
d | Hardware & accessories for item (c)above | Set | 0 |  | 0 | 0 |  |  | 0 | [9 empty] | 0 | 0 |  | 0
e | 33kV Bus Post Insulator | Set | 0 |  | 0 | 0 |  |  | 0 | [9 empty] | 0 | 0 |  | 0
f | 11kV Bus Post Insulator | Set | 0 |  | 0 | 0 |  |  | 0 | [9 empty] | 0 | 0 |  | 0
vi | Galavanised Structure |  | 0 |  | 0 | 0 |  |  | 0
A. | Galvanised MS lattice structure for 33 kV and 11kV Switch yard i.e. Tower Beam, lighting tower, equipment support structure including Nuts, bolts, foundation bolts, washers and other accessories complete. | MT | 8.4 | 90619.3095 | 761202.2001 | 836785.4844 |  |  | 8.4 | [9 empty] | 0 | 0 | 8.4 | 0
ix | Station Lighting System : Switchyard & Building lighting/ illumination |  | 0 |  | 0 | 0 |  |  | 0
a) | Lighting System complete for switchyard including maingate & subtation boundary | Set per Substation | 0 |  | 0 | 0 |  |  | 0 | [9 empty] | 0 | 0
b) | Lighting System complete for Control room building. | Set per Substation | 0 |  | 0 | 0 |  |  | 0 | [9 empty] | 0 | 0
x | Testing Equipment |  | 0 |  | 0 | 0 |  |  | 0
a | Megger(Hand operated), 1000V | No. | 0 |  | 0 | 0 |  |  | 0 | [9 empty] | 0 | 0
xi | Tools & Plants |  | 0 |  | 0 | 0 |  |  | 0 | [9 empty] | 0
a | Crimping Tools Machine (Hydraulic type) | No. | 0 |  | 0 | 0 |  |  | 0 | [10 empty] | 0
b | Multi Meter | No. | 0 |  | 0 | 0 |  |  | 0 | [9 empty] | 0 | 0
c | Max-pully(5 Ton) | No. | 0 |  | 0 | 0 |  |  | 0 | [9 empty] | 0 | 0
d | Chain Pully Block(5Ton - 10 Ton) | No. | 0 |  | 0 | 0 |  |  | 0 | [9 empty] | 0 | 0
xii | Safety Equipment |  | 0 |  | 0 | 0 |  |  | 0 | [9 empty] | 0
A | Portable Fire Extinguisher |  | 0 |  | 0 | 0 |  |  | 0
a | Dry Chemical Powder Type(5 Kg) for C/R | No. | 0 |  | 0 | 0 |  |  | 0 | [9 empty] | 0 | 0
b | CO2 Type Trolly mounted of 22.5Kg Capacity for S/Y | No. | 0 |  | 0 | 0 |  |  | 0 | [9 empty] | 0 | 0
c | CO2 Type of 4.5Kg Capacity for C/R | No. | 0 |  | 0 | 0 |  |  | 0 | [9 empty] | 0 | 0
B | Electrical Resistance Hand Gloves conforming IS:4770-1968 | No. | 0 |  | 0 | 0 |  |  | 0 | [9 empty] | 0 | 0
C | Rubber Mat 1M wide 12.5mm thick | No. | 0 |  | 0 | 0 |  |  | 0 | [9 empty] | 0 | 0
D | Safety Belt with theigh stracs confirming IS:2925 with ISI mark | No. | 0 |  | 0 | 0 |  |  | 0 | [9 empty] | 0 | 0
| SUB -TOTAL - PART -II 33KV BAY EXTN |  |  |  | 3469269.8332
II | Materials for 33kV HT Lines as per TS. Total line length 23km ( 33 kv line for termination at Jainagar-1km and Sitamarhi-Susand line -22km )
A | 3 Phase with ACSR conductor |  | 0 |  | 0 | 0 |  |  | 0 | [16 empty] | 16.6667
1 | Dog Conductor. | Km. | 70 | 71322.64 | 4992584.8 | 2482552.335 |  |  | 0
| Panther Conductor. * | Km. | 0 | 149748.8612 | 0 | 0 |  |  | 59.994 | [8 empty] | 59.994 |  |  |  |  | 0 |  |  | no of span 20 nos
2 | Pole/Support Structure | [7 empty] | 3.96 | [8 empty] | 3.96
2a | 13 mtr rail pole | No. | 483 | 38780.6099 | 18731034.5615 | 18731034.5615 |  |  | 0
2b | 13 mtr RS Joist 150x150mm | No. | [6 empty] | 463.8 | [8 empty] | 463.8
3 | M.S.Galvanised Items |  | 0 |  | 0 | 0 |  |  | 0 | [13 empty] | 0
3a | Fabrication and Supply of M.S. Galvanised items- Pole Top Bracket, V-Cross arm, Gaurding cross arm, Back Clamps for V-Cross arm and Gaurd cross arm, D P Channel, D P Channel clamp, Stay clamps angle, Stay clamps side, D P cross bracing & clamps etc. complete as required. | MT | 23 | 93523.6135 | 2151043.1094 | 1799480.3347 |  |  | 0
3b | Galvanised M.S. Fasteners of different type/Sizes as per requirement suitable for above |  | 0 |  | 0 | 0 |  |  | 27 | [8 empty] | 27 |  |  |  |  | 0
3b(i) | Nuts & Bolts | Kg | 460 | 102.0265 | 46932.1911 | 38226.1112 |  |  | 0
3b(ii) | Washers (plain and spring) | Kg | 78 | 102.0265 | 7958.0672 | 6481.8189 |  |  | 516 | [8 empty] | 516 |  |  |  |  | 0
4 | 33kV Pin Insulators | [7 empty] | 79.32 | [8 empty] | 79.32 |  |  |  |  | 0
4a | Pins(10kN) with nuts and washers complete suitable for insulator assembly | Set | 1380 | 1325.2321 | 1828820.2601 | 433783.2619 |  |  | 0
4b | Porcelain pin Insulator (900 mm creepage) | Set | 1380 | 0 | 0 | 993878.8912 |  |  | 1296 | [8 empty] | 1296 |  |  |  |  | 0
5 | 33kV Disc insulator assembly | [7 empty] | 1296 | [8 empty] | 1296 |  |  |  |  | 0
5a | 33kV, 70 kN Electro Mechanical Strength Disc insulator string having 900 mm min. creepage distance ( 1 string consists of 3 insulators of 300mm creepage) | Set | 276 | 3181.4867 | 878090.3384 | 476662.9866 |  |  | 0
5b | Hardware fittings suitable for the above complete with cross arm strap, ball eye socket eye, strain clamp, cotter pin etc. | Set | 276 | 0 | 0 | 173513.3048 |  |  | 309.6 | [8 empty] | 309.6 |  |  |  |  | 0
6 | AL alloy Preformed insulator bindings for 33 kV pin insulator | Set | 1380 | 0 | 0 | 51522.1499 |  |  | 309.6 | [8 empty] | 309.6 |  |  |  |  | 0
7 | 33kV stay set assembly (excluding stay clamp & fasteners) | [7 empty] | 1296 | [8 empty] | 1296 |  |  |  |  | 0
7a | Stay wire (7/8 SWG) | kg | 856 | 84.5002 | 72332.1538 | 60824.5595 |  |  | 0
7b | Set of 2 nos Guy Strain Insulators designation 'C' | Set | 92 | 66.6729 | 6133.9058 | 11523.2335 |  |  | 3730.8 | [8 empty] | 3730.8 |  |  |  |  | 0
7c | Hardware Fittings (Anchor plate, Anchor rod, Turnbuckle, Thimbles, Guy grips, fastners to attatch Anchor Plate to Anchor Rod, etc) to complete 33 kV stay set | Set | 92 | 811.7448 | 74680.5252 | 60164.575 |  |  | 444 | [8 empty] | 444 |  |  |  |  | 0
8 | Earthing | [7 empty] | 444 | [8 empty] | 444 |  |  |  |  | 0
| 20mm dia 2500 mm long GI Rod together with fixing arrangement(excluding GI wire required for earthing). | Set | 460 | 878.4177 | 404072.1555 | 269244.7832 |  |  | 0
9 | Guarding and Lacing |  | 0 |  | 0 | 0 |  |  | 444 | [8 empty] | 444 |  |  |  |  | 0
9a | 8 SWG GI wire for guarding & earthing | kg | 259 | 86.1564 | 22314.5148 | 18403.6927 |  |  | 0
9b | 10 SWG wire for lacings | kg | 57 | 86.1564 | 4910.9164 | 3912.9375 |  |  | 223.2014 | [8 empty] | 223.2014 |  |  |  |  | 0
10 | Material for 33kV railway crossing |  |  |  | 0 | 0 |  |  | 49.104 | [8 empty] | 49.104 |  |  |  |  | 0
a | 33kV 3Cx300 sq.mm aluminium, armoured XLPE cable | mtr | 600 | 0 | 0 | 2169277.6148 |  |  | 0
b | 33kV Termination Kit suitable for 33kV 3Cx300 sq.mm XLPE cable | Set | 4 | 0 | 0 | 80604.8258 |  |  | 0
c | 33kV, 400Amp AB switch | Nos. | 2 | 0 | 0 | 105070.0187 |  |  | 0
[5 empty] | 0 | 0
3 | 33kV river crossing on 132 kV tower |  |  |  | 0 | 0
1 | D/C D type tower material with 25 mtr extension* | MT |  | 58943.0185 | 0 | 0
2 | 132 kV 90kN EMS strength porcelain insulators string (consisting of 8 nos disc with 300mm creepage of each disc) alongwith all hardware and accesoories suitable for Panther conductor | Set for River Crossing |  |  | 0 | 0 | [13 empty] | Approved Estimate
i) | Insulator
| Insulator (90 KN Standard) * | Nos |  | 497.2765 | 0 | 0
ii) | Hardware Fitting
| Single Tension Fittings* | Nos |  | 9419.0023 | 0 | 0
| Double Tension Fittings* | Nos |  | 11469.9867 | 0 | 0
iii) | Earthwire (G.S. 7/3.15 mm) * | Km |  | 41558.5913 | 0 | 0
iv) | E'wire Accessories
| Flexible Copper Bond for earthwire * | Nos |  | 362.2693 | 0 | 0
| Vibration Damper for Earthwire * | Nos |  | 412.897 | 0 | 0
| Earthwire Tension Clamps * | Nos |  | 686.2866 | 0 | 0
| SUB -TOTAL - PART -II 33KV HT LINES |  |  |  | 29220907.4993 |  |  | 32772320.5266 | 1424883.5012
III | Materials for 33kV underground line Lines as per TS. Total line length 300 mtr ( 33 kv underground line from Raxaul (old )to raxaul (new)) |  |  |  | 0 | 0 |  | 1424883.5012
a | 33kV 3Cx300 sq.mm aluminium, armoured XLPE cable | mtr | 325 | 3615.4627 | 1175025.3747 | 1175025.3747 |  |  | 0 | [8 empty] | 0
b | 33kV Termination Kit suitable for 33kV 3Cx300 sq.mm XLPE cable | Set | 2 | 20151.2064 | 40302.4129 | 40302.4129 |  |  | 0 | [8 empty] | 0
c | 33kV, 400Amp AB switch | Nos. | 2 | 52535.0093 | 105070.0187 | 105070.0187 |  |  | 0 | [8 empty] | 0
d | Structutre for 33kV gantry for termination of cable | MT | 2.6 | 99617.3196 | 259005.0309 | 259005.0309
| SUB -TOTAL - 33KV UNDERGROUND LINES |  |  |  | 1579402.8372 |  |  | 1926087.4991 | 5926.4231
IV | Materials for Energy meter and CT for 132KV & 33 KV Lines |  |  |  | 0 | 0
1 | 132 kV Energy meter alongwith CT as per TS * | set | 6 | 741348.4427 | 4448090.6564 | 4448090.6564
2 | 33 kV Energy meter alongwith CT as per TS * | set | 16 | 363572.9833 | 5817167.7324 | 6544313.699
V | Materials for 33kV capacitor bank - 3 nos ( at Jaleswar (Nepal), Janakpur (Nepal) and Bhaiwahawa (Nepal) |  |  |  | 0 | 0
v | Capcitor bank at Jaleswar (Nepal) (12MVAR at 33kV level) | Set | 1 | 1608137.2898 | 1608137.2898 | 1608137.2898
| TOTAL SUPPLY PORTION |  |  |  | 49222239.6375 | 48825588.8844
| Freight & Insurance Charges @ 6% |  |  |  | 2625046.1115
| ENTRY TAX @ 8% |  |  |  | 4147782.8599
| GRAND TOTAL - SUPPLY PORTION INCLUDING TAXES & DUTIES |  |  |  | 55995068.6089
* NOTE : UNIT RATES FOR THESE ITEMS ARE TAKEN FROM SCHEDULE OF RATES 3Q 2011 PRICE LEVEL
# Note: Quantity including Spares
[5 empty] | 43405071.9051 | 45497549.7651
[5 empty] | 86571083.5964 | 88266910.7034
[5 empty] | 43166011.6913 | 42769360.9383

## INDO-Nepal-ERECTION (hidden)
| COST BREAK UP OF TRANSMISSION LINES AND SUBSTATIONS | [16 empty] | ANNEXURE - 1.2.1
ANNEXURE - 1.2 (B)
| ERECTION PORTION | [16 empty] | (Rs. in Lakhs)
PROJ: | PROVISION OF TWO NOS. 220 kV BAYS FOR N.C.RAILWAY AT 765/400/220 KV FATEHPUR S/S OF POWERGRID.
Quantity Breakup
Sl. No. | Description of Items | Unit | Quantity # | Unit Erection Rate (Rs.) | Total Amount in Rupees | Check Qty. | 11kV Trunk | 11kV Branch | 11kV Spur | LT Line | DT 16kVA | DT 25kVA | Service Connections | Recond 11kV | New 33kV Line | New 33/11kV S/s 1x5MVA | New 33/11kV S/s 2x5MVA | 33kV Bay Aug. | Trans. Aug. | Recon 33kV Line
1 | 2 | 3 | 4 | 5 | 6=4x5
I | Erection of 11kV HT Lines as per TS. Total line length 6km ( Janinagar-Nepal border)
A. | 3 Phase With ACSR Rabbit Conductor
1 | Route survey and pole spotting of 11KV line | Km. | 6 | 1180.0841 | 7080.5048 | 6 | 6 | 0
2 | Erection of PSC Poles |  | 0 |  | 0
2a | 9 mts. 300 kg working load PSC Pole including backfilling the pit with excavated/borrowed earth & Jhama(broken brick bating) and compaction complete in all respects. | Nos | 54 | 1393.709 | 75260.2841 | 21.6 | 21.6 | 0 | [5 empty] | 0
2b | 9 mts. 300 kg working load PSC Pole including concreting of the pole (including supply of foundation material) in all respects. | Nos | 54 | 2004.0454 | 108218.4512 | 21.6 | 21.6 | 0 |  |  | 0 | 0 |  | 0
2c | Double pole structure using 9 mtr 300kg working load PSC poles including backfilling the pit with excavated/borrowed earth & Jhama(broken brick bating) and compaction complete in all respects. | Nos | 0 | 2504.7382 | 0 | 0 |  | 0
2d | Double pole structure using 9 mtr 300kg working load PSC poles including concreting of the pole (including supply of foundation material) in all respects. | Nos | 9 | 3006.7051 | 27060.3459 | 2.8 | 2.8 | 0
3 | Erection of 13 mtr rail pole |  | 0 |  | 0 | 0
3a | 13 mtr rail pole including concreting of the rail pole (including supply of foundation material) in all respects. | Nos | 23 | 5669.6973 | 130403.0378 | 53 | 53 | 0
3b | Double pole structure using 13 mtr rail pole including concreting of the rail pole (including supply of foundation material) in all respects. | Nos | 0 | 7014.7959 | 0 | 5 | 5 | 0
3c | Triple pole structure using 13 mtr RAIL POLE including concreting of the joist (including supply of foundation material) in all respects. | Nos | 0 | 3006.7051 | 0 | 0 |  | 0
3b | Four pole structure using 13 mtr rail poles including concreting of the rail pole (including supply of foundation material) in all respects. | Nos | 0 | 13076.6191 | 0 | 6 | 6 | 0
4 | Stringing of conductor |  | 0 |  | 0
4a | Stringing of 3- ph 3-wire ACSR Rabbit conductor including installation of insulators, hardware fittings, fixing of all galvanised items i.e.cross arm, guarding cross arm, pole top bracket, clamps etc., conductor accessories, jumpering arrangement at tension pole, stringing of guard wires (as required), GI earthwire etc. as per requirement complete in all respect. (This shall also include supply and installation of PG clamps at tension locations, danger plates and anticlimbing devices on DP, Triple pole and Four pole structures and connectors and preformed jointing & repair sleeves and any other material required but not included in supply portion of BPS as per requirements. ) | Km | 6 | 18673.3813 | 112040.2878 | 5.4 | 5.4
4b | Stringing of 3- ph 3-wire AAAC equivalent to ACSR Weasel conductor including installation of insulators, hardware fittings, fixing of all galvanised items i.e.cross arm, guarding cross arm, pole top bracket, clamps etc., conductor accessories, jumpering arrangement at tension pole, stringing of guard wires (as required), GI earthwire etc. as per requirement complete in all respect. (This shall also include supply and installation of PG clamps at tension locations, danger plates and anticlimbing devices on DP, Triple pole and Four pole structures and connectors and preformed jointing & repair sleeves and any other material required but not included in supply portion of BPS as per requirements. ) |  | 0 |  | 0 | 0
4b(i) | Branch Line | km | 0 |  | 0 | 0 |  | 0
4b(ii) | Spur line | km | 0 |  | 0 | 0
5 | 11 kV Stay set complete in all respect. | Set | 24 | 1823.5324 | 43764.7779 | 132 | 132 | 0 |  |  | 0 | 0 |  | 0
6 | Earthing |  | 0 |  | 0 | 0
i | Untreated Rod type earthing. | Set | 120 | 214.9117 | 25789.4069 | 132 | 132 | 0 |  | 0 |  |  |  | 0
ii | Treated pipe type earthing as per TS | Nos. | 0 |  | 0 | 0 |  |  |  |  | 0 | 0
7 | Erection of 11KV Railway crossing including supply of 2 nos GI pipe of 1.5 times the dia of XLPE cable, clamps & connectors etc as per TS | Set | 1 | 53622.4055 | 53622.4055
II. | ERECTION OF LT line as per TS |  | 0 |  | 0 | 0
1 | Route survey and pole spotting of LT line | CKm. | 0 |  | 0 | 0 |  |  |  | 0
2 | Erection of PSC Poles |  | 0 |  | 0 | 0
2a | 8 mts. 200 kg working load PSC Pole including backfilling the pit with excavated/borrowed earth & Jhama(broken brick bating) and compaction complete in all respects. | Nos | 0 |  | 0 | 0 |  |  |  | 0
2b | 8 mts. 200 kg PSC Pole including concreting of the pole (including supply of foundation material) in all respects. | Nos | 0 |  | 0 | 0 |  |  |  | 0
3 | Stringing of Aerial Bunched Cable |  | 0 |  | 0 | 0
3a | Stringing of 1 phase Aerial Bunched Cable (ABC) including installation of eyehooks & eyehook clamps, all accessories as per TS. This would include supply & installation of jointing kits, termination kits, end caps, connectors for ABC to ABC tapping and all other items required for completion of works but not included in supply portion of BPS | Km | 0 |  | 0 | 0 |  |  |  | 0
4 | LT Stay set complete in all respect. | Set | 0 |  | 0 | 0 |  |  |  | 0
III | Replacement of old Conductor with Rabbit/Weasel on existing 11kV HT Lines as per TS |  | 0 |  | 0 | 0
1 | Route survey and pole spotting of 11KV line as per TS | Km. | 0 |  | 0 | 0 | [7 empty] | 0
2 | Dismantling of conductor and other compnent of lines including damaged poles. The contractor shall stack, account for dismantled conductor and steel poles (rail pole/RS Joist/steel tubular poles), transport it to the designated store of DISCOM and deposit the same there. All balance items shall be disposed off by the contractor at his own cost. | Km. | 0 |  | 0 | 0 | [7 empty] | 0
4 | Stringing of Conductor as per TS. |  | 0 |  | 0 | 0
4a | Laying out and Sagging of AAAC Rabbit Conductor , Mid point jointing , binding of conductor with pin insulator including jumpering etc.(this shall include supply and instalation of PG clamp danger plate and anticlimbing device as per actual site requirement). | Km | 0 |  | 0 | 0 | [7 empty] | 0
4b | Laying out and Sagging of guard wire including lacing complete along the line and at crossings (Road, drain/nalla, etc.) | kg | 0 |  | 0 | 0 | [7 empty] | 0
4c | Fixing & fitting of Top Bracket / A-clamp, V cross arm, Top channel, Cross bracing, back clamp, support clamp, Guard Bracket, Earth clamp, back clamp, etc., including straightening of tilted pole, including dismantling of existing items and disposing off (Payment shall be made based on the tonnage of the new structure material installed.) | MT | 0 |  | 0 | 0 | [7 empty] | 0
4d | Fixing & fitting of Disc insulator assembly with hard ware fitting on DP wherever necessary including dismantling of existing insulators and disposing off as per technical specification(Payment shall be made based on the sets of new Insulator installed) | Set | 0 |  | 0 | 0 | [7 empty] | 0
4e | Fixing & fitting of Pin insulator with pin including dismantling of existing insulators and disposing off (Payment shall be made based on the sets of new Insulator installed) | Set | 0 |  | 0 | 0 | [7 empty] | 0
III | ERECTION OF POLE MOUNTED DISTRIBUTION TRANSFORMERS as per TS |  | 0 |  | 0 | 0
1 | Installation testing & commissioning of 1-Phase, (11/0.23 kV) Distribution Transformer along with all associated equipment , accessories and mounting arrangement viz M.S.galvanised items- channel & Clamps for supporting transformer, DO fuse, LA, transformer belting & belting support, if required, angle for LT distribution box, LTDB, PVC cables , DT Energy meter , GI Earthwire etc as per TS.This includes supply and fixing of danger plate, RGGVY board (300mm(L)x300mm(W), 1.6mm thickness(min.)), anticlimbing device etc. |  | 0 |  | 0 | 0
1a | 1 phase, 25 KVA | No. | 0 |  | 0 | 0 | [5 empty] | 0
1b | 1 phase, 16 KVA | No. | 0 |  | 0 | 0 |  |  |  |  | 0
IV | ERECTION AND COMMISSIONING OF SERVICE CONNECTIONS AS PER TS |  | 0 |  | 0 | 0
1 | Providing service connection for BPL consumers . This includes supply of all remaining items required for service connection(rewirable kitkat fuse, DP switch, wooden meter board with earthing terminal, 14W CFL lamp with lamp holder, and a 5Amp switch on a seprate wooden board etc.)as per TS, except PVC cable, piercing connector and energy meter which have been considered separately as supply items. | No. | 0 |  | 0 | 0 | [6 empty] | 0
V | Other Items as per TS |  | 0 |  | 0 | 0
1 | Erection and commissioning of 11kV Line sectionliser Tilted type, 3 pole 400 Amp. 10kA. | Set | 0 |  | 0 | 0 | [6 empty] | 0
2 | Supply(including supply of angle, all other acessary and founndation material for angle etc.) and erection of RGGVY board (made of Iron sheet) of size 3feetx 4feet and thickness 1.6mm near office of Sarpanch/Gram Panchayat or any other prominent location of the village. | Set | 0 |  | 0 | 0 | 0
3 | Erection 11kV railway crossing including supply of 2 nos. GI Pipes of 1.5 times the dia of XLPE cable, clamp & connctors etc. as per TS | No. | 0 |  | 0 | 0 | 0
3 | Erection 11kV line on 132 kV D/C tower for 1 nos of river crossing (600 mtr Span each) - total 2 nos of tower |  |  |  | 0
| Erection of Tower |  |  |  | 0
a | Foundation of lattice structure tower including design of foundation form box, template for stub setting, supply of all materials required for foundation, excavation in all type of soil, backfilling etc |  |  |  | 0
i | Earthwork,excavation of foundation, trenches or drain (Not exceeding 1.5mts. Width 0.6 mts depth) including dressing of sides, ramming of bottoms lift upto 1.5 mts. Including stacking out the excavated soil, disposing of surplus materials within lead of all type of laterite rock (blasting prohibited including counterpoise earthing for 2 nos of river crossing tower. | Cu.m |  | 287 | 0 | [7 empty] | 383 | #VALUE! | 0 | #VALUE! | Approved Estimate
ii | Providing and laying cement concrete 1:1.5:3 (1: cement, 1.5: sand, 3: granite) excluding cost of cantering & shuttering in foundation and plinth(for soft rock) for 2 nos of river crossing tower. | Cu.m |  | 6033 | 0 | [7 empty] | 7659 | #VALUE! | 0 | #VALUE! | Approved Estimate
iii | Providing and laying lean cement concrete 1:3:6 (1: cement, 3: sand, 6: granite) at bottom for 2 nos of river crossing tower. | Cu.m |  | 4980 | 0
iv | High yield strength reinforcement to IS-1788 of 1966 for RCC work including bending, binding, placing in posision in all floorsfor 2 nos of river crossing tower.. | MT |  | 76273 | 0 | [7 empty] | 68933 | #VALUE! | 0 | #VALUE! | Approved Estimate
b | Erection of galvanised steel structural tower materials as per approved drawing and technical specification for 2 nos of river crossing tower. | MT |  | 5379 | 0 | [7 empty] | 7659 | #VALUE! | 0 | #VALUE! | Approved Estimate
c | Stringing of panther conductor including fixing of double tension and single tension hardware for, insulators, conductor, earthwire and conductor and earthwire accessories complete in all respectas to make D/C line operational as per TS | Route km |  | 71377.8 | 0 | [7 empty] | 153 | #VALUE! | 0 | #VALUE! | Approved Estimate
0
PART - II |  |  | 0 |  | 0 | 0
I | Erection of equipments for new 33kV Bay Extn. - 2 nos.(At Jainagar and Sitamarhi) as per TS (including all accessories). |  | 0 |  | 0
A |  |  | 0 |  | 0 | 0
1 | 5 MVA, 33/11kV Power Transformer with OLTC(Excluding foundation). | No. | 0 |  | 0 | 0 | [9 empty] | 0 | 0 |  | 0
2 | 100 KVA, 33/0.433 kV, Station Transformers (Excluding foundation). | No. | 0 |  | 0 | 0 | [9 empty] | 0 | 0
1 | 3-ph, Outdoor type, Vacuum Circuit breaker along with support structure (Excluding foundation). |  | 0 |  | 0 | 0
i. | 36kV, 1250A, 25kA, 3-ph VCB | set | 2 | 25737.931 | 51475.8621 | 2 | [9 empty] | 0 | 0 | 2 | 0
ii. | 12kV, 630/600A, 25kA, 3-ph VCB | set | 0 |  | 0 | 0 | [9 empty] | 0 | 0 |  | 0
2 | Isolator/AB switch |  |  |  | 0
a | 3-ph, 3 Pin type, Horizontal Mounting type, Isolator without Earth Switch(Excluding foundation). |  | 0 |  | 0 | 0
i | 36kV, 630A, 25kA, 3-ph Isolator | Set | 4 | 19303.4483 | 77213.7931 | 4 | [9 empty] | 0 | 0 | 4 | 0
ii | 12kV, 400A, 25kA, 3-ph Isolator | Set | 0 |  | 0 | 0 | [9 empty] | 0 | 0 |  | 0
3b | 36kV 400A 25KA, 3 ph 9 post insulator, AB isolator, Gang operated along with support insulator operating mechanism Base channel down pipe and all required acessories complete as per TS (For pole mounted station transformer) | Set | 0 |  | 0 | 0 | [9 empty] | 0 | 0
3 | Lightning Arrestor |  | 0 |  | 0 | 0
i. | 30kV, 10kA, 1-ph, Station Class | No. | 6 | 2145.2566 | 12871.5393 | 6 | [9 empty] | 0 | 0 | 6 | 0
ii | 30kV, 10kA, 1-ph, Station Class with polymer housing for transformer | No. | 0 |  | 0 | 0 | [9 empty] | 0 | 0 |  | 0
iii | 9kV, 10kA, 1-ph, Station Class | No. | 0 |  | 0 | 0 | [9 empty] | 0 | 0 |  | 0
iv | 9kV, 10kA, 1-ph, Station Class with polymer housing for transformer | No. | 0 |  | 0 | 0 | [9 empty] | 0 | 0 |  | 0
4 | Outdoor type Single Phase Current Transformer (CT) including JB (excluding foundation) |  | 0 |  | 0 | 0
i. | 36kV, 400/200/100/1A, 30VA CT, 1-ph | No. | 6 | 9651.7241 | 57910.3448 | 6 | [9 empty] | 0 | 0 | 6 | 0
ii. | 36kV,200/100/1A, 30VA CT, 1-ph | No. | 0 |  | 0 | 0 | [9 empty] | 0 | 0 |  | 0
ii. | 12kV, 400/200/100/5A, 30VA CT, 1-ph | No. | 0 |  | 0 | 0 | [9 empty] | 0 | 0 |  | 0
5 | Outdoor type Potential Transformer (PT) including JB (excluding foundation) |  | 0 |  | 0 | 0
i. | 36 kV, 1-ph, 33kV/110 volt | set | 6 | 9651.7241 | 57910.3448 | 6 | [9 empty] | 0 | 0 | 6 | 0
ii | 12 kV, 3-ph, 11kV/110 volt | set | 0 | 1252.3691 | 0 | 0 | [9 empty] | 0 | 0 |  | 0
6 | Indoor type Control & Relay Panel (including foundation). |  | 0 |  | 0 | 0
i. | 33kV C&R Panel for |  | 0 |  | 0 | 0
a | 33kV Feeder VCB with TVM Energy Meter | set | 2 | 17159.4786 | 34318.9572 | 2 | [9 empty] | 0 | 0 | 2 | 0
b | 33/11kV Trf VCB with TVM Energy Meter | set | 0 |  | 0 | 0 | [9 empty] | 0 | 0 |  | 0
ii. | 11kV C&R Panel for |  | 0 |  | 0 | 0
a | 33/11kV Trf VCB without TVM Energy Meter | set | 0 |  | 0 | 0 | [9 empty] | 0 | 0 |  | 0
b | 11kV Feeder VCB with TVM Energy Meter | set | 0 |  | 0 | 0 | [9 empty] | 0 | 0 |  | 0
8 | 33kV, 400A, 1-ph Horn Gap Fuse complete with Support Insulators, Hardware, Base Channel, terminal connectors etc. complete for installation, testing & commissioning.( 1 Set for 3 poles) | Set | 0 |  | 0 | 0 | [9 empty] | 0 | 0
9 | Battery , Battery Charger with 30V DCDB & 415V ACDB |  | 0 |  | 0 | 0
i. | 24V, 80AH, Lead-ACid type Battery Set at 10 Hr Discharge Rate consisting of 12 Nos., each of 2.2V Cell having float level indicators, terminal connectors, required quantity of electrolyte, distilled water,connectors and all other accessories complete. | set | 0 |  | 0 | 0 | [9 empty] | 0 | 0
ii. | 24V, Float-Cum-Boost Battery Charger with full wave, full control rectification, 50Hz Input Voltage for charging 24V, 80AH Battery alongwith inbuit DCDB, connectors etc. complete and conection with 24 V 80AH Battery Set and Three phase AC input supply | set | 0 |  | 0 | 0 | [9 empty] | 0 | 0
iii. | 415V AC Distribution board/panel of sheet steel enclosed cubical floor mounting type for catering auxialiary power supply of the substation etc. complete. | set | 0 |  | 0 | 0 | [9 empty] | 0 | 0
7 | Bay Marshelling Kiosk ( AC cum DC Panel ) complete including foundation. | No. | 2 | 0 | 0 | 2 | [9 empty] | 0 | 0 | 2 | 0
8 | Substation Auxilaries |  | 0 |  | 0 | 0
A | 1.1KV grade PVC insulated steel armoured power & control cables laying including termination of cable, supply & installation of all accessories (as per requirement) like double compression type cable glands, ferules, lugging etc. for following cables as per approved cable schedule. |  | 0 |  | 0 | 0
i | Power Cable (Aluminium Conductor) |  | 0 |  | 0 | 0
a | 4cx10 Sq.mm | Mtr. | 50 | 11.4662 | 573.3124 | 50 | [9 empty] | 0 | 0 | 50 | 0
b | 3.5cx35 Sq.mm | Mtr. | 50 | 11.4662 | 573.3124 | 50 | [9 empty] | 0 | 0 | 50 | 0
c | 3.5cx95 Sq.mm | Mtr. | 0 |  | 0 | 0 | [9 empty] | 0 | 0
B | Control Cable(Copper Conductor) |  | 0 |  | 0 | 0
a | 2cx2.5 Sq.mm | Mtr. | 700 | 12.869 | 9008.2759 | 700 | [9 empty] | 0 | 0 | 700 | 0
b | 5cx2.5 Sq.mm | Mtr. | 260 | 16.7297 | 4349.7103 | 260 | [9 empty] | 0 | 0 | 260 | 0
c | 10cx2.5 Sq.mm | Mtr. | 80 | 25.7379 | 2059.0345 | 80 | [9 empty] | 0 | 0 | 80 | 0
9 | Erection of Structures |  | 0 |  | 0 | 0
| Erection of Galvanised MS lattice structure for 33 kV and 11kV Switch yard i.e. Tower Beam, lighting tower, equipment support structure including Nuts, bolts, foundation bolts, washers and other accessories complete. | MT | 8.4 | 7506.4676 | 63054.3277 | 8.4 | [9 empty] | 0 | 0 | 8.4 | 0
10 | Stringing |  | 0 |  | 0 | 0
i | Erection of Bus bar, installation of all droppers, jumpers and inter connetion with all outdoor equipments using ACSR wolf conductor, including all assoicated conductor, insulator, hardware, clamps, connector for 33kV and 11kV bus bar and line gantry and equipment etc. for construction of new 33/11kV sub-station with one no. 33kV feeder, 2nos.of 33/11kV transformer bay & 4 nos. of 11kV outgoing feeder | Set per new sub-station 1x5MVA | 0 |  | 0 | 0 | [9 empty] | 0 | 0
ii | Erection of Bus bar, installation of all droppers, jumpers and inter connetion with all outdoor equipments using ACSR wolf conductor, including all assoicated conductor, insulator, hardware, clamps, connector for 33kV and 11kV bus bar and line gantry and equipment etc. for construction of new 33/11kV sub-station with one no. 33kV feeder, 2nos.of 33/11kV transformer bay & 4 nos. of 11kV outgoing feeder | Set per new sub-station 2x5MVA | 0 |  | 0 | 0 | [10 empty] | 0
iii | Erection of Bus bar,installation of all droppers, jumpers and inter connetion with all outdoor equipments using ACSR wolf conductor, including all assoicated conductor, insulator, hardware, clamps, connector for 33kV and 11kV bus bar and line gantry and equipment etc. for construction of augmentation of existing 33/11kV sub-station with one no. of 33/11kV transformer bay & 2 nos. of 11kV outgoing feeder | Set per sub-station for augmentation work | 0 |  | 0 | 0 | [12 empty] | 0
i | Erection of Bus bar,installation of all droppers, jumpers and inter connetion with all outdoor equipments using ACSR wolf conductor, including all assoicated conductor, insulator, hardware, clamps, connector for 33kV and 11kV bus bar and line gantry and equipment etc. for 33kV Bay extension. | Set per 33kV bay Extn. | 2 | 10020.227 | 20040.4539 | 2 | [11 empty] | 2
11 | Erection of Earthing |  | 0 |  | 0 | 0
i | Laying 32 mm dia MS round rod for earth mat and connection of earthmat with all the substation equipment and structure including gantries with riser of size 50x6 and 25x6 Galvanised Steel. | MT | 1 | 2145.2566 | 2145.2566 | 1 | [9 empty] | 0 | 0 | 1 | 0
ii | 40 mm dia 3000mm long pipe earth electrodes with test links, RCC pits,CI cover hinged to CI frame,Charcoal, Salt (Alternatively Calcium Bentonite clay & black soil as per TS) and other accessories required for connection with earth mat ( including supply of all materials required for treated earth pit except supply itmes like 40 mm dia GI pipe with fixing arrangement) | Set | 10 | 5362.4979 | 53624.9793 | 10 | [9 empty] | 0 | 0 | 10 | 0
iii | 20mm dia, 3000mm long GI Rod as earth electrodes and other accessories etc. ( Untreated) to be burried below ground and other accessories required for connection with earth mat ( including supply of all materials required for untreated earth pit except supply itmes like 20 mm dia GI rod with fixing arrangement) | Set | 10 | 7506.4676 | 75064.6759 | 10 | [9 empty] | 0 | 0 | 10 | 0
iv | 33kV & 11kV Insulator along with Hardware & Accessories as per approved drawings & TS |  | 0 |  | 0 | 0
c | 33kV Bus Post Insulator (Excluding foundation) | Set | 0 |  | 0 | 0 | [9 empty] | 0 | 0 |  | 0
d | 11kV Bus Post Insulator (Excluding foundation) | Set | 0 |  | 0 | 0 | [9 empty] | 0 | 0 |  | 0
v | Station Lighting System : Switchyard & Building lighting/ illumination as per TS and approved design & drawing. |  | 0 |  | 0 | 0
a) | Lighting System complete for switchyard including maingate & subtation boundary | Set per Substation | 0 |  | 0 | 0 | [9 empty] | 0 | 0
b) | Lighting System complete for Control room building. | Set per Substation | 0 |  | 0 | 0 | [9 empty] | 0 | 0
B | Civil Work |  | 0 |  | 0 | 0
1 | Equipment Foundation |  | 0 |  | 0 | 0
| Design, engineering, supply of labour, material, T&P and construction of RCC foundation as per approved design & drawings for following equipments |  | 0 |  | 0 | 0
i | 33 KV Circuit Breaker | No. | 2 | 34317.6703 | 68635.3407 | 2 | [9 empty] | 0 | 0 | 2 | 0
ii | 33/11 KV, 5 MVA, Power Transformer | No. | 0 | 24712.3131 | 0 | 0 | [9 empty] | 0 | 0 |  | 0
ii | 33 kV LA (Single foundaion for set of 3 single phase LAs) | No. | 2 | 24712.3131 | 49424.6262 | 0 | [9 empty] | 0 | 0 | 0 | 0
iii | 33 KV Isolator | No. | 4 | 21448.7048 | 85794.8193 | 4 | [9 empty] | 0 | 0 | 4 | 0
vii | 33 kV Post Insulator (Single foundaion for set of 3 BPIs) | No. | 0 |  | 0 | 0 | [9 empty] | 0 | 0 |  | 0
iv | Foundations for 33 kV Bus Gantry (Tower) | No. | 4 | 64344.8276 | 257379.3103 | 4 | [9 empty] | 0 | 0 | 4 | 0
v | Foundations for 33 kV Line Gantry (Tower) | No. | 2 | 64344.8276 | 128689.6552 | 2 | [9 empty] | 0 | 0 | 2
x | 33kV, 400A, 1-ph Horn Gap Fuse ( 1 Set for 3 poles) | Nos | 0 |  | 0 | 0 | [9 empty] | 0 | 0
xi | 11 KV Circuit Breaker | No. | 0 |  | 0 | 0 | [9 empty] | 0 | 0 |  | 0
xii | 11 kV LA (Single foundaion for set of 3 single phase LAs) | No. | 0 |  | 0 | 0 | [9 empty] | 0 | 0 |  | 0
xiii | 11 KV Isolator | No. | 0 |  | 0 | 0 | [9 empty] | 0 | 0 |  | 0
xvi | 11 kV Post Insulator (Single foundaion for set of 3 BPIs) | No. | 0 |  | 0 | 0 | [9 empty] | 0 | 0 |  | 0
xvii | Foundations for 11 kV Bus Gantry (Tower) | No. | 0 |  | 0 | 0 | [9 empty] | 0 | 0 |  | 0
xviii | Foundations for 11 kV Line Gantry (Tower) | No. | 0 |  | 0 | 0 | [9 empty] | 0 | 0 |  | 0
xix | Double pole foundation for mounting 33/0.433 kV, 100kVA Station Transformers | No. | 0 |  | 0 | 0 | [9 empty] | 0 | 0
3 | Soil Investigation & Contour Survey of Substation area (New Sub-station) | Per Substation | 0 |  | 0 | 0 | [9 empty] | 0 | 0
4 | Earth Filling & Site Levelling |  | 0 |  | 0 | 0
i. | Earth work in PSS site with ordinary soil (vide classification of soil item - A) obtained from borrow pits free from logs,stumps,roots,rubbish or any other ingradients likely to detoriate or affect the stability of the site surface including breaking the clods maximum to 60 mm cubes,placing the earth in layers not exceeding 225 mm in loose thickness,rough dreesing including cost of cutting and removing shurbs , roots falling in borrow area all complete as per approved design ( Mode of measurement: sectional measurement after required compaction) | CUM | 0 |  | 0 | 0 | [9 empty] | 0 | 0
5 | Gravel filling in switchyard area excluding road, trenches etc. | CUM | 0 |  | 0 | 0 | [9 empty] | 0 | 0
6 | Construction of Boundary Wall including Barbed Wire Fencing on MS angle over the Boundary Wall & Main Gate including Supply, Fabrication, Fixing, Painting all complete as per approved Drawing. | Mtrs | 0 |  | 0 | 0 | [9 empty] | 0 | 0
7 | Security fencing with toe wall alongwith one switchyard gate as per approved drawings. | Mtrs | 0 |  | 0 | 0 | [9 empty] | 0 | 0
8 | Design, engineering and construction of Control Room Building including form work, excavation etc. all complete as per approved Drawing (Estimated size of control romm shall be 120 sq mtr.) including cable trench alongwith chequered plate (6 mm thick) cover inside the control room building. | Sq.Mtr. | 0 |  | 0 | 0 | [9 empty] | 0 | 0
9 | Design, engineering and construction of Cable Trench alongwith precast RCC Trench Cover, Brick Work wherever required all complete as approved Drawing outside the control room building. |  | 0 |  | 0 | 0
i) | 0.5 Mtrs wide Trench ( 500 mm deep) | Mtrs | 60 | 4879.9117 | 292794.7034 | 60 | [9 empty] | 0 | 0 | 60 | 0
ii) | 0.75 Mtrs wide main Trench ( 600 mm deep) | Mtrs | 60 | 8043.1034 | 482586.2069 | 60 | [9 empty] | 0 | 0 | 60 | 0
10 | Construction of Drainage System in the Substation premises all complete as approved Drawing. | Mtrs | 0 |  | 0 | 0 | [9 empty] | 0 | 0
11 | Construction of RCC Approach Road all complete as per approved Drawing. | Mtrs | 0 |  | 0 | 0 | [9 empty] | 0 | 0
12 | Sinking of Tubewell and installation of motor operated submersible pump of suitable capacity and reputed make (Make to be approved by POWERGRID) | Nos | 0 |  | 0 | 0 | [9 empty] | 0 | 0
I | Erection of 33kV HT Lines as per TS. Total line length 23km ( 33 kv line for termination at Jainagar-1km and Sitamarhi-Susand line -22km ) |  | 0 |  | 0 | 0
A. | 3 Phase With AAA Dog Conductor |  | 0 |  | 0 | 0
1 | Route survey and pole spotting of 33KV line | Km. | 23 | 1444.5194 | 33223.9468 | 19.8 | [8 empty] | 19.8 |  |  |  |  | 0
2 | Erection of PSC Poles |  | 0 |  | 0 | 0
2a | 9 mts. 400 kg working load PSC Pole including backfilling the pit with excavated/borrowed earth & Jhama(broken brick bating) and compaction complete in all respects. | Nos | 0 |  | 0 | 0
2b | 9 mts. 400 kg working load PSC Pole including concreting of the pole (including supply of foundation material) in all respects. | Nos | 0 |  | 0 | 0
2c | Double pole structure using 9 mtr 400kg working load PSC poles including backfilling the pit with excavated/borrowed earth & Jhama(broken brick bating) and compaction complete in all respects. | Nos | 0 |  | 0 | 0
2d | Double pole structure using 9 mtr 400kg working load PSC poles including concreting of the pole (including supply of foundation material) in all respects. | Nos | 0 |  | 0 | 0
3 | Erection of 13 mtr rail pole |  | 0 |  | 0 | 0
3a | 13 mtr RAIL POLE including concreting of the joist (including supply of foundation material) in all respects. | Nos | 391 | 5535.3237 | 2164311.5827 | 17205335.8 | [8 empty] | 17205335.8 |  |  |  |  | 0
3b | Double pole structure using 13 mtr RAIL POLE including concreting of the joist (including supply of foundation material) in all respects. | Nos | 46 | 11062.6446 | 508881.6518 | 40 | [8 empty] | 40
3c | Triple pole structure using 13 mtr RAIL POLE including concreting of the joist (including supply of foundation material) in all respects. | Nos | 0 | 16596.6345 | 0 | 0 | [13 empty] | 0
3b | Four pole structure using 13 mtr RAIL POLE poles including concreting of the joist (including supply of foundation material) in all respects. | Nos | 0 | 22070.6029 | 0 | 12 | [8 empty] | 12 |  |  |  |  | 0
4 | Stringing of 3- ph 3-wire AAAC equivalent to ACSR Dog conductor including installation of insulators, hardware fittings, fixing of all galvanised items i.e.cross arm, guarding cross arm, pole top bracket, clamps etc., conductor accessories, jumpering arrangement at tension pole, stringing of guard wires (as required), GI earthwire etc. as per requirement complete in all respect. (This shall also include supply and installation of PG clamps at tension locations, danger plates and anticlimbing devices on DP, Triple pole and Four pole structures and connectors and preformed jointing & repair sleeves and any other material required but not included in supply portion of BPS as per requirements. ) | Km | 23 | 21341.0072 | 490843.1655 | 19.8 | [8 empty] | 19.8 |  |  |  |  | 0
5 | 33 kV Stay set complete in all respect. | Set | 92 | 1890.0129 | 173881.1914 | 444 | [8 empty] | 444 |  |  |  |  | 0
6 | Untreated Rod type earthing. | Set | 460 | 222.7468 | 102463.5108 | 444 | [8 empty] | 444 |  |  |  |  | 0
II | Replacement of old Conductor with AAA Dog on existing 33kV HT Lines as per TS |  | 0 |  | 0 | 0
1 | Route survey and pole spotting of 11KV line as per TS | Km. | 0 |  | 0 | 0 | [13 empty] | 0
2 | Dismantling of conductor and other compnent of lines including damaged poles. The contractor shall stack, account for dismantled conductor and steel poles (rail pole/RS Joist/steel tubular poles), transport it to the designated store of DISCOM and deposit the same there. All balance items shall be disposed off by the contractor at his own cost. | Km. | 0 |  | 0 | 0 | [13 empty] | 0
4 | Stringing of Conductor as per TS. |  | 0 |  | 0 | 0
4a | Laying out and Sagging of 3- ph 3-wire AAAC equivalent to ACSR Dog Conductor , Mid point jointing , binding of conductor with pin insulator including jumpering etc.(this shall include supply and instalation of PG clamp danger plate and anticlimbing device as per actual site requirement). | Km | 0 |  | 0 | 0 | [13 empty] | 0
4b | Laying out and Sagging of guard wire including lacing complete along the line and at crossings (Road, drain/nalla, etc.) | kg | 0 |  | 0 | 0 | [13 empty] | 0
4c | Fixing & fitting of Top Bracket / A-clamp, V cross arm, Top channel, Cross bracing, back clamp, support clamp, Guard Bracket, Earth clamp, back clamp, etc., including straightening of tilted pole, including dismantling of existing items and disposing off (Payment shall be made based on the tonnage of the new structure material installed.) | MT | 0 |  | 0 | 0 | [13 empty] | 0
4d | Fixing & fitting of Disc insulator assembly with hard ware fitting on DP wherever necessary including dismantling of existing insulators and disposing off as per technical specification(Payment shall be made based on the sets of new Insulator installed) | Set | 0 |  | 0 | 0 | [13 empty] | 0
4e | Fixing & fitting of Pin insulator with pin including dismantling of existing insulators and disposing off (Payment shall be made based on the sets of new Insulator installed) | Set | 0 |  | 0 | 0 | [13 empty] | 0
III | Erection 33kV railway crossing including supply of 2 nos. GI Pipes of 1.5 times the dia of XLPE cable, clamp & connctors etc. as per TS | Set | 1 | 77807.9784 | 77807.9784 | 0
3 | Erection 33kV line on 132 kV D/C tower for 2 nos of river crossing (600 mtr Span each) - total 4 nos of tower |  |  |  | 0
| Erection of Tower |  |  |  | 0
a | Foundation of lattice structure tower including design of foundation form box, template for stub setting, supply of all materials required for foundation, excavation in all type of soil, backfilling etc |  |  |  | 0
i | *Earthwork,excavation of foundation, trenches or drain (Not exceeding 1.5mts. Width 0.6 mts depth) including dressing of sides, ramming of bottoms lift upto 1.5 mts. Including stacking out the excavated soil, disposing of surplus materials within lead of all type of laterite rock (blasting prohibited including counterpoise earthing for 4 nos of river crossing tower. | Cu.m |  | 287 | 0 | [7 empty] | 383 | #VALUE! | 0 | #VALUE! | Approved Estimate
ii | *Providing and laying cement concrete 1:1.5:3 (1: cement, 1.5: sand, 3: granite) excluding cost of cantering & shuttering in foundation and plinth(for soft rock) for 4 nos of river crossing tower. | Cu.m |  | 6033 | 0 | [7 empty] | 7659 | #VALUE! | 0 | #VALUE! | Approved Estimate
iii | *Providing and laying lean cement concrete 1:3:6 (1: cement, 3: sand, 6: granite) at bottom for 4 nos of river crossing tower. | Cu.m |  | 4980 | 0
iv | *High yield strength reinforcement to IS-1788 of 1966 for RCC work including bending, binding, placing in posision in all floorsfor 4 nos of river crossing tower.. | MT |  | 76273 | 0 | [7 empty] | 68933 | #VALUE! | 0 | #VALUE! | Approved Estimate
b | *Erection of galvanised steel structural tower materials as per approved drawing and technical specification for 4 nos of river crossing tower. | MT |  | 5379 | 0 | [7 empty] | 7659 | #VALUE! | 0 | #VALUE! | Approved Estimate
c | *Stringing of panther conductor including fixing of double tension and single tension hardware for, insulators, conductor, earthwire and conductor and earthwire accessories complete in all respectas to make D/C line operational as per TS | Route km |  | 71377.8 | 0 | [7 empty] | 153 | #VALUE! | 0 | #VALUE! | Approved Estimate
III | Erection of 33kV underground line Lines as per TS. Total line length 300 mtr ( 33 kv underground line from Raxaul (old )to raxaul (new)) |  |  |  | 0
a | Erection 33kV under ground cable including supply of 2 nos. GI Pipes of 1.5 times the dia of XLPE cable, erection of terminating gantry and termination of cable including instalation of ab switch. | LS | 1 | 346684.6619 | 346684.6619 | #REF! | [8 empty] | #REF!
0
IV | Materials for Energy meter and CT for 132KV & 33 KV Lines |  |  |  | 0
1 | Erection of 132 kV Energy meter alongwith CT as per TS * | set | 6 | 16443 | 98658
1 | Erection of 33 kV Energy meter alongwith CT as per TS * | set | 16 | 16443 | 263088
V | Erection of 33kV capacitor bank - 3 nos ( at Jaleswar (Nepal), Janakpur (Nepal) and Bhaiwahawa (Nepal) |  |  |  | 0
V | Erection of Capcitor bank at Jaleswar (Nepal) (12MVAR at 33kV level) | Set | 1 | 37974.3293 | 37974.3293
| TOTAL - ERECTION PORTION |  |  |  | 6768556.3629
| PROJECT TOTAL - SUPPLY + ERECTION |  |  |  | 62763624.9718

## PV (hidden)
PV FACTOR
|  | BASE DATE | LATEST | 2011-09-01 | ESC FACTOR
1 | PV FOR AREVA | 2008-08-01 | 2011-09-01
| WPI | 128.9 | 155.8 | 155.8 | 1.167 | SUPLY
| CPI | 145 | 197 | 197 | 1.2869 | ERECTION
2 | PV FOR ICOMM | 2008-05-01
| WPI | 124.1 | 155.8 | 155.8 | 1.2044 | SUPLY
| CPI | 139 | 197 | 197 | 1.3338 | ERECTION
3 | rail pole | 2011-02-01
| WPI | 148.1 | 155.8 | 155.8 | 1.0416 | SUPLY
| CPI | 185 | 197 | 197 | 1.0519 | ERECTION
3 | CAPACITOR BANK | 2005-02-01
| WPI | 100.6407 | 155.8 | 155.8 | 1.4385 | SUPLY
| CPI | 113.3909 | 197 | 197 | 1.5899 | ERECTION

## tl-sum-ED(ENGG) (hidden)
ABSTRACT COST ESTIMATE
TRANSMISSION LINES
ER
PROJ: | #REF! | [13 empty] | NR-I
| #REF! | [13 empty] | WR
TRANSMISSION LINE SUMMARY
|  | SIPAT - NORTH KARANPURA 765KV S/C TRANS.LINE | SIPAT-SEONI 765KV S/C LINE (CKT- III) | NORTH KARANPURA - SASARAM 765KV S/C LINE (PART- I: WZ 2 Portion) | NORTH KARANPURA - SASARAM 765KV S/C LINE (PART- II: WZ 4 Portion) | SASARAM -FATEHPUR 765KV S/C LINE | FATEHPUR - AGRA 765KV S/C LINE | NORTH KARANPURA- RANCHI 400KV D/C (QUAD) TRANS. LINE | 400KV D/C SASARAM - BALIA (QUAD) TRANS. LINE | AGRA - GURGAON 400KV D/C TRANS. LINE | LILO OF 400KV S/C SINGRAULI - KANPUR TRANS. LINE AT FATEHPUR | LILO OF 400KV S/C ALLAHABAD - KANPUR TRANS. LINE AT FATEHPUR
S.NO. | DESCRIPTION | [11 empty] | TOTAL
|  | 436 KM | 375 KM | 175 KM | 49 KM | 342 KM | 325 KM | 109.43 KM | 135 KM | 220 KM | 2.5 KM | 1.0 KM |  |  |  | 4q04 | diff
1 | Tower Steel | #REF! | 4283.5559 | #REF! | #REF! | #REF! | 4044.9635 | #REF! | #REF! | #REF! | #REF! | #REF! | #REF! |  |  | 12522.969 | #REF!
2 | Conductor | #REF! | 16208.61 | #REF! | #REF! | #REF! | 4275.2 | #REF! | #REF! | #REF! | #REF! | #REF! | #REF! |  |  | 9782.0999 | #REF!
3 | Earthwire | #REF! | 330.8787 | #REF! | #REF! | #REF! | 88.0087 | #REF! | #REF! | #REF! | #REF! | #REF! | #REF! |  |  | 238.2074 | #REF!
4 | Insulator | #REF! | 3651.82 | #REF! | #REF! | #REF! | 845.33 | #REF! | #REF! | #REF! | #REF! | #REF! | #REF! |  |  | 2384.2533 | #REF!
5 | Hardware Fittings | #REF! | 2092.8104 | #REF! | #REF! | #REF! | 464.5404 | #REF! | #REF! | #REF! | #REF! | #REF! | #REF! |  |  | 886.5393 | #REF!
6 | Conductor & E'wire Accessories | #REF! | 740.7183 | #REF! | #REF! | #REF! | 194.5983 | #REF! | #REF! | #REF! | #REF! | #REF! | #REF! |  |  | 627.985 | #REF!
| Sub-Total - Supply Cost | #REF! | 27308.3934 | #REF! | #REF! | #REF! | 9912.6409 | #REF! | #REF! | #REF! | #REF! | #REF! | #REF! | #REF! |  | 26442.0538 | #REF!
7 | Freight, Insurance & CST | #REF! | 2052.26 | #REF! | #REF! | #REF! | 611.54 | #REF! | #REF! | #REF! | #REF! | #REF! | #REF! |  |  | 2840.6434 | #REF!
ED | Service Tax | #REF! | 0 | #REF! | #REF! | #REF! | 0 | #REF! | #REF! | #REF! | #REF! | #REF! | #REF!
9 | Entry Tax | #REF! | 0 | #REF! | #REF! | #REF! | 0 | #REF! | #REF! | #REF! | #REF! | #REF! | #REF! |  |  | 162.44 | #REF!
10 | Erection | #REF! | 230.21 | #REF! | #REF! | #REF! | 230.21 | #REF! | #REF! | #REF! | #REF! | #REF! | #REF! |  |  | 986.29 | #REF!
11 | Stringing | #REF! | 889.03 | #REF! | #REF! | #REF! | 234.7 | #REF! | #REF! | #REF! | #REF! | #REF! | #REF! |  |  | 675.8 | #REF!
12 | Civil Works | #REF! | 4033.86 | #REF! | #REF! | #REF! | 1050.97 | #REF! | #REF! | #REF! | #REF! | #REF! | #REF! |  |  | 5304.04 | #REF!
| Sub-Total | #REF! | 34513.7534 | #REF! | #REF! | #REF! | 12040.0609 | #REF! | #REF! | #REF! | #REF! | #REF! | #REF! | #REF! |  | 36411.2672 | #REF!
| Equipment Cost per Km | #REF! | 92.0367 | #REF! | #REF! | #REF! | 121.6168 | #REF! | #REF! | #REF! | #REF! | #REF!
13 | River Crossings/ Aviation Signal/ Wind measuring equipment | #REF! | 0 | #REF! | #REF! | #REF! | 11.5493 | #REF! | #REF! | #REF! | #REF! | #REF! | #REF! | #REF! |  | 844.232 | #REF!
| Total Equipment Cost | #REF! | 34513.7534 | #REF! | #REF! | #REF! | 12051.6102 | #REF! | #REF! | #REF! | #REF! | #REF! | #REF! | #REF! | #REF! | 37255.4992 | #REF!
| Cost per Km | #REF! | 92.0367 | #REF! | #REF! | #REF! | 121.7334 | #REF! | #REF! | #REF! | #REF! | #REF!
| Preliminary & Gen. Civil Works | #REF! | #REF! | #REF! | #REF! | #REF! | #REF! | #REF! | #REF! | #REF! | #REF! | #REF! | #REF! | #REF! |  | 2114.8559 | #REF!
| Total Cost | #REF! | #REF! | #REF! | #REF! | #REF! | #REF! | #REF! | #REF! | #REF! | #REF! | #REF! | #REF! | #REF! |  | 39370.3551 | #REF!
| Total Cost per Km | #REF! | 94.5947 | #REF! | #REF! | #REF! | 124.2105 | #REF! | #REF! | #REF! | #REF! | #REF!
BASIS:Average of | 400kV:1. SITANAGARAM - GAJUWAKA 400KV D/C TL 2 .TALA- SILIGURI 400KV D/C TL 3. PALANPUR - CHANDRAPUR 40KV D/C TL and 4. RIHAND -II and TALCHER-II (for few rates)
765kV: TEHRI TRANSMISSION SYSTEM
| CONDUCTOR PACKAGE | #REF! | 17504.78 | #REF! | #REF! | #REF! | 4549.93 | #REF! | #REF! | #REF! | #REF! | #REF! | #REF!
#REF!
| INSULATOR PACKAGE | #REF! | 3941.44 | #REF! | #REF! | #REF! | 897.69 | #REF! | #REF! | #REF! | #REF! | #REF! | #REF!
| TOWER PACKAGE | #REF! | 13067.5334 | #REF! | #REF! | #REF! | 6603.9902 | #REF! | #REF! | #REF! | #REF! | #REF! | #REF! | #REF! | #REF!
|  | #REF! | 34526.4134 | #REF! | #REF! | #REF! | 12084.5902 | #REF! | #REF! | #REF! | #REF! | #REF! | #REF!
|  | #REF! | -12.66 | #REF! | #REF! | #REF! | -32.98 | #REF! | #REF! | #REF! | #REF! | #REF!

## COVER (3) (hidden)
DETAILED PROJECT REPORT
DETAILED PROJECT REPORT
for
STRENGTHENING OF INDIA – NEPAL ELECTRICAL INTERCONNECTION – SHORT TERM
0
***********************************
DPR Prepared by
POWER GRID CORPORATION
OF INDIA LIMITED
(A Government of India Enterprise)
New Delhi,
December, 2011
Client :
NEPAL ELECTRICITY AUTHORITY
ADVANCE COPY

## COVER (2) (hidden)
MODIFIED COST ESTIMATE
for |  | for
PROVISION OF TWO NOS. 220 kV BAYS FOR N.C.RAILWAY AT 765/400/220 KV FATEHPUR S/S OF POWERGRID.
(CONSULTANCY SERVICES TO MeSEB -
DEPOSIT WORK ON COST PLUS BASIS)
SCOPE:
TRANSMISSION LINES |  |  | Length (Km)
1 | 11 KV HT LINES |  | 6
Nepal Snow Portion
2 | West Seti - Bareilly 400 KV D/C |  | 0
Nepal Hilly Portion
1 | 400 KV D/C Karcham Wangtoo - Abdullapur |  | 230
(Quad) Transmission Line
2 | 0 |  | 0
0
2 | LILO of 400 KV D/C (ACSR Triple Snowbird) |  | 4
Baspa - N. Jhakri TL at Karcham Wangtoo - Snow Portion
4 | LILO of 400 KV D/C Nalagarh - Kaithal |  | 0
(Triple Snowbird) TL at Patiala
SUB STATIONS
1 | #REF!
2 | Bareilly 400/220 KV (Extn) S/S (UPPCL)
1 | #REF!
2 | KARCHAM WANGTOO GEN SWITCHYARD (Extn) (JHPL)
April 2010
| Client |  | Cost Estimate prepared by:
| M/S. MeSEB |  | POWER GRID CORPORATION OF INDIA LTD.
(A. Govt. of India Enterprise)
Gurgaon.

## pile fdn-NR-I (hidden)
ANNEXURE - 1.2.5(a)
#REF!
GANGA RIVER CROSSING LOCATION : UNCHAHAR E+25 M TOWERS
BOQ FOR PILE FOUNDATIONS (TWO LOCATIONS)
SL. |  |  |  |  | U N I T R A T E S (LOA) |  |  | LOA | (ESCALATED)U N I T R A T E S |  |  |  | QTY/ TOWER LOC |  | T O T A L C O S T | Nos. of | TOTAL
NO. |  |  | DESCRIPTION | UNIT |  |  |  | REF. |  | UNIT RATES | [5 empty] | TOWER | COST
[5 empty] | EX-WORKS | CIVIL | ERECTION |  | EX-WORKS | CIVIL | ERECTION |  |  |  | EX-WORKS | LOC. | CIVIL
1 | PILE FOUNDATION
1 | #REF! | [6 empty] | 2
a) | 1500mm dia. bored piles in all types of soil
excluding soft rock, shale etc:
| i) Upto 45 M depth from cut-off level |  |  | M | [5 empty] | 15162 |  |  | 1380 |  |  | 2 | 41847120
| (b) Extra over item 1(a) for boring including socketing |  |  | M | [5 empty] | 1679 |  |  | 160 |  |  | 2 | 537280
in weathered rock, fissured rock , soft rock shale
weathered rock limited to maximun depth of 5.0m
2 | Excavation of all types of soil |  |  | Cu. M. |  | 78 |  | 3 |  | 187 |  |  | 30 |  |  | 2 | 11220 | 106902948
3 | Backfilling with excavated earth |  |  | Cu. M. |  | 36 |  | 3 |  | 134 |  |  | 5 |  |  | 2 | 1340
4 | P.C.C (1:4:8) |  |  | Cu. M. |  | 1428 |  | 3 |  | 5489 |  |  | 30 |  |  | 2 | 329340
5 | R.C.C M20 Grade (Concrete for piles not covered but |  |  | Cu. M. |  | 2457 |  | 3 |  | 7820 |  |  | 430 |  |  | 2 | 6725200
concrete in pile caps and foundation mats, pedestals,
tie beams etc. included)
6 | Form Works |  |  | Sq.M |  | 171 |  | 3 |  | 582 |  |  | 225 |  |  | 2 | 261900
1.7 | i) Reinforcement Steel for piles only |  |  | MT |  | 17700 |  | 3 |  |  |  |  | 0 |  |  |  | 0
7 | i) Reinforcement Steel for pile, pile cap, pedestal etc |  |  | MT |  | 17700 |  | 4 |  | 51795 |  |  | 456 |  |  | 2 | 47237040
| ii) Reinforcement Steel for pile caps, pedestals, tie-beams etc. |  |  | MT | [5 empty] | 22711 | [6 empty] | 0
8 | Mild Steel Liner supporting the Piles |  |  | MT |  | 30000 |  | * |  | 67877 |  |  | 72 |  |  | 2 | 9774288
9 | Conducting Standard Penetration Test (SPT) at various |  |  | Nos. |  | 210 |  | 3 |  | 1273 |  |  | 70 |  |  | 2 | 178220
elevation in Pile Borehole
10 | Conducting Integrity Test on Pile |  |  | Nos. |  | 210 |  | 3 |  | 5435 |  |  | 32 |  |  | 2 | 347840
1.1 | Mobilising one piling Rig for each tower Location |  |  | Lum-sum |  | 1395000 |  | 3 | [8 empty] | 0
11 | Design & Construction of suitable temperory working platform in mid-stream location for installation / construction of piles |  |  | Nos |  | 1395000 |  | 3 |  | 8122751 |  |  | 1 |  |  | 2 | 16245502
[6 empty] | T O T A L |  |  |  | TOTAL |  |  |  |  | SUB-TOTAL |  | 123496290
TOTAL
_ | _ | _ | _ | _ |  |  |  |  | _ |  | _ | _ | Rs. Lacs | _ | _ |  | 1234.9629
ANNEXURE - 1.2.5(b)
#REF!
GANGA RIVER CROSSING LOCATION : ALLAHABAD E+25 M TOWERS
BOQ FOR PILE FOUNDATIONS (TWO LOCATIONS)
SL. |  |  |  |  | U N I T R A T E S (LOA) |  |  | LOA | (ESCALATED)U N I T R A T E S |  |  |  | QTY/ TOWER LOC |  | T O T A L C O S T | Nos. of | TOTAL
NO. |  |  | DESCRIPTION | UNIT |  |  |  | REF. |  | UNIT RATES | [5 empty] | TOWER | COST
[5 empty] | EX-WORKS | CIVIL | ERECTION |  | EX-WORKS | CIVIL | ERECTION |  |  |  | EX-WORKS | LOC. | CIVIL
1 | PILE FOUNDATION
1 | #REF! | [6 empty] | 2
a) | 1500mm dia. bored piles in all types of soil
excluding soft rock, shale etc:
| i) Upto 30 M depth from cut-off level |  |  | M | [5 empty] | 15162 |  |  | 1520 |  |  | 2 | 46092480
| (b) Extra over item 1(a) for boring including socketing |  |  | M | [5 empty] | 1679 |  |  | 160 |  |  | 2 | 537280
in weathered rock, fissured rock , soft rock shale
weathered rock limited to maximun depth of 5.0m
2 | Excavation of all types of soil |  |  | Cu. M. |  | 78 |  | 3 |  | 187 |  |  | 30 |  |  | 2 | 11220 | 145436598
3 | Backfilling with excavated earth |  |  | Cu. M. |  | 36 |  | 3 |  | 134 |  |  | 5 |  |  | 2 | 1340
4 | P.C.C (1:4:8) |  |  | Cu. M. |  | 1428 |  | 3 |  | 5489 |  |  | 30 |  |  | 2 | 329340
5 | R.C.C M20 Grade (Concrete for piles not covered but |  |  | Cu. M. |  | 2457 |  | 3 |  | 7820 |  |  | 430 |  |  | 2 | 6725200
concrete in pile caps and foundation mats, pedestals,
tie beams etc. included)
6 | Form Works |  |  | Sq.M |  | 171 |  | 3 |  | 582 |  |  | 225 |  |  | 2 | 261900
1.7 | i) Reinforcement Steel for piles only |  |  | MT |  | 17700 |  | 3 |  |  |  |  | 0 |  |  |  | 0
7 | i) Reinforcement Steel for pile, pile cap, pedestal etc |  |  | MT |  | 17700 |  | 4 |  | 51795 |  |  | 787 |  |  | 2 | 81525330
| ii) Reinforcement Steel for pile caps, pedestals, tie-beams etc. |  |  | MT | [5 empty] | 22711 | [6 empty] | 0
8 | Mild Steel Liner supporting the Piles |  |  | MT |  | 30000 |  | * |  | 67877 |  |  | 72 |  |  | 2 | 9774288
9 | Conducting Standard Penetration Test (SPT) at various |  |  | Nos. |  | 210 |  | 3 |  | 1273 |  |  | 70 |  |  | 2 | 178220
elevation in Pile Borehole
10 | Conducting Integrity Test on Pile |  |  | Nos. |  | 210 |  | 3 |  | 5435 |  |  | 32 |  |  | 2 | 347840
1.1 | Mobilising one piling Rig for each tower Location |  |  | Lum-sum |  | 1395000 |  | 3 | [8 empty] | 0
11 | Design & Construction of suitable temperory working platform in mid-stream location for installation / construction of piles |  |  | Nos |  | 1395000 |  | 3 |  | 8122751 |  |  | 1 |  |  | 2 | 16245502
[6 empty] | T O T A L |  |  |  | TOTAL |  |  |  |  | SUB-TOTAL |  | 162029940
TOTAL
_ | _ | _ | _ | _ |  |  |  |  | _ |  | _ | _ | Rs. Lacs | _ | _ |  | 1620.2994
ANNEXURE - 1.2.6(a)
TRANSMISSION LINE : 765KV S/C RANCHI-SIPAT TRANS LINE( Ckt-I,ER Portion)
YAMUNA RIVER CROSSING LOCATION : AGRA
BOQ FOR PILE FOUNDATIONS (TWO LOCATIONS)
SL. |  |  |  |  | U N I T R A T E S (LOA) |  |  | LOA | (ESCALATED)U N I T R A T E S |  |  |  | QTY/ TOWER LOC |  | T O T A L C O S T | Nos. of | TOTAL
NO. |  |  | DESCRIPTION | UNIT |  |  |  | REF. |  | UNIT RATES | [5 empty] | TOWER | COST
[5 empty] | EX-WORKS | CIVIL | ERECTION |  | EX-WORKS | CIVIL | ERECTION |  |  |  | EX-WORKS | LOC. | CIVIL
1 | PILE FOUNDATION
1 | #REF! | [6 empty] | 2
a) | 1200mm dia. bored piles in all types of soil
excluding soft rock, shale etc:
| i) Upto 30 M depth from cut-off level |  |  | M | [5 empty] | 12137 |  |  | 410 |  |  | 2 | 9952340 |  | 5232
| (b) Extra over item 1(a) for boring including socketing |  |  | M | [5 empty] | 3882 |  |  | 80 |  |  | 2 | 621120
in weathered rock, fissured rock , soft rock shale
weathered rock limited to maximun depth of 5.0m
2 | Excavation of all types of soil |  |  | Cu. M. |  | 78 |  | 3 |  | 187 |  |  | 10 |  |  | 2 | 3740 | 24477406
3 | Backfilling with excavated earth |  |  | Cu. M. |  | 36 |  | 3 |  | 134 |  |  | 5 |  |  | 2 | 1340
4 | P.C.C (1:4:8) |  |  | Cu. M. |  | 1428 |  | 3 |  | 5489 |  |  | 10 |  |  | 2 | 109780
5 | R.C.C M20 Grade (Concrete for piles not covered but |  |  | Cu. M. |  | 2457 |  | 3 |  | 7820 |  |  | 110 |  |  | 2 | 1720400
concrete in pile caps and foundation mats, pedestals,
tie beams etc. included)
6 | Form Works |  |  | Sq.M |  | 171 |  | 3 |  | 582 |  |  | 135 |  |  | 2 | 157140
1.7 | i) Reinforcement Steel for piles only |  |  | MT |  | 17700 |  | 3 |  |  |  |  | 0 |  |  |  | 0
7 | i) Reinforcement Steel for pile, pile cap, pedestal etc |  |  | MT |  | 17700 |  | 4 |  | 51795 |  |  | 76 |  |  | 2 | 7872840
| ii) Reinforcement Steel for pile caps, pedestals, tie-beams etc. |  |  | MT | [5 empty] | 22711 | [6 empty] | 0
8 | Mild Steel Liner supporting the Piles |  |  | MT |  | 30000 |  | * |  | 67877 |  |  | 29 |  |  | 2 | 3936866
9 | Conducting Standard Penetration Test (SPT) at various |  |  | Nos. |  | 210 |  | 3 |  | 1273 |  |  | 40 |  |  | 2 | 101840
elevation in Pile Borehole
10 | Conducting Integrity Test on Pile |  |  | Nos. |  | 210 |  | 3 |  | 5435 |  |  | 16 |  |  | 2 | 173920
11 | Design & Construction of suitable temperory working platform in mid-stream location for installation / construction of piles |  |  | Nos |  | 1395000 |  | 3 |  | 8122751 |  |  | 1 |  |  | 2 | 16245502
[6 empty] | T O T A L |  |  |  | TOTAL |  |  |  |  | SUB-TOTAL |  | 40896828
TOTAL
_ | _ | _ | _ | _ |  |  |  |  | _ | _ | _ | _ | Rs. Lacs | _ | _ |  | 408.9683

## ss-sum-ED ENGG (hidden)
ANNEXURE - 1.3
ABSTRACT COST ESTIMATE
SUBSTATIONS
PROJ: | #REF!
#REF!
SUBSTATION SUMMARY
SL. | DESCRIPTION | 400/220 KV | 400/220 KV | 400/200 KV | 400/220 KV | 765/400 KV | 765/400KV | 400/220 KV | 765/400KV | TOTAL
NO. |  | FATEHPUR | GURGAON GIS | AGRA | BALIA | SEONI | SIPAT | RANCHI | SASARAM
|  | NEW SUBSTATION | EXTENSION SUBSTATION | EXTENSION SUBSTATION | EXTENSION SUBSTATION | EXTENSION SUBSTATION | EXTENSION SUBSTATION | EXTENSION SUBSTATION | EXTENSION SUBSTATION
1.1 | 500 MVA, 765/sqrt3/400/sqrt3/33 KV, 1PH Auto Transformer | 0 | 0 | 0 | 0 | 0 | 0 | 0 | #REF! | #REF!
1.2 | 315 MVA, 400/220 KV 3PH Trfmr. | #REF! | 0 | 0 | 0 | #REF! | #REF! | 0 | #REF! | #REF!
1.3 | 110MVAR, 765 KV Line Reactor | 0 | 0 | 0 | 0 | #REF! | #REF! | 0 | 0 | #REF!
1.4 | 80MVAR, 765 KV Line Reactor | 0 | 0 | 0 | 0 | #REF! | #REF! | 0 | 0 | #REF!
1.5 | 50MVAR, 765KV Line Reactor | 0 | 0 | 0 | 0 | 0 | 0 | 0 | #REF! | #REF!
1.6 | 110 MVAR, 765KV Bus Reactor | 0 | 0 | 0 | 0 | 0 | #REF! | 0 | #REF! | #REF!
1.7 | 80MVAR, 400 KV Line Reactor | #REF! | 0 | #REF! | 0 | 0 | 0 | 0 | #REF! | #REF!
1.8 | 50MVAR, 400 KV Line Reactor | #REF! | 0 | #REF! | 0 | 0 | 0 | 0 | 0 | #REF!
1.9 | 80MVAR, 420KV Bus Reactor | #REF! | 0 | 0 | 0 | 0 | 0 | 0 | 0 | #REF!
| Sub-Total 1.0 | #REF! | 0 | #REF! | 0 | #REF! | #REF! | 0 | #REF! | #REF! | #REF!
2 | 765 KV EQUIPMENT
| Circuit Breaker | 0 | 0 | 0 | 0 | #REF! | #REF! | 0 | #REF! | #REF!
| Isolator | 0 | 0 | 0 | 0 | #REF! | #REF! | 0 | #REF! | #REF!
| Current Transformer | 0 | 0 | 0 | 0 | #REF! | #REF! | 0 | #REF! | #REF!
| Capacitive Voltage Transformer | 0 | 0 | 0 | 0 | #REF! | #REF! | 0 | #REF! | #REF!
| Lightning Arrestor | 0 | 0 | 0 | 0 | #REF! | #REF! | 0 | #REF! | #REF!
| Sub-Total 2.0 | 0 | 0 | 0 | 0 | #REF! | #REF! | 0 | #REF! | #REF! | #REF! | verified
3 | 400 KV GIS EQUIPMENT | 0 | #REF! | 0 | 0 | 0 | 0 | 0 | 0 | #REF!
400 KV EQUIPMENT
| Circuit Breaker | #REF! | #REF! | #REF! | #REF! | 0 | 0 | #REF! | #REF! | #REF!
| Isolator | #REF! | #REF! | #REF! | #REF! | 0 | 0 | #REF! | #REF! | #REF!
[7 empty] | . |  | .
| Current Transformer | #REF! | #REF! | #REF! | #REF! | 0 | 0 | #REF! | #REF! | #REF!
| Capacitive Voltage Transformer | #REF! | #REF! | #REF! | #REF! | 0 | 0 | #REF! | #REF! | #REF!
| Lightning Arrestor | #REF! | #REF! | #REF! | #REF! | 0 | 0 | #REF! | #REF! | #REF!
| Sub-Total 3.0 | #REF! | #REF! | #REF! | #REF! | 0 | 0 | #REF! | #REF! | #REF! | #REF! | verified
4 | 220 KV GIS EQUIPMENT | 0 | 0 | 0 | 0 | 0 | 0 | 0 | 0 | 0
220 KV EQUIPMENT
| Circuit Breaker | #REF! | 0 | 0 | 0 | 0 | 0 | 0 | 0 | #REF!
| Isolator | #REF! | 0 | 0 | 0 | 0 | 0 | 0 | 0 | #REF!
| Current Transformer | #REF! | 0 | 0 | 0 | 0 | 0 | 0 | 0 | #REF!
| Capacitive Voltage Transformer | #REF! | 0 | 0 | 0 | 0 | 0 | 0 | 0 | #REF!
| Lightning Arrestor | #REF! | 0 | 0 | 0 | 0 | 0 | 0 | 0 | #REF!
| Sub-Total 4.0 | #REF! | 0 | 0 | 0 | 0 | 0 | 0 | 0 | #REF! | #REF! | verified
4 | 132 KV EQUIPMENT
| Circuit Breaker | [8 empty] | 0
| Isolator | [8 empty] | 0
| Current Transformer | [8 empty] | 0
| Capacitive Voltage Transformer | [8 empty] | 0
| Lightning Arrestor | [8 empty] | 0
| Sub-Total 4 | [8 empty] | 0 | 0 | verified
5 | 72.5 KV EQUIPMENT | #REF! | 0 | 0 | 0 | 0 | 0 | 0 | 0 | #REF! | #REF!
6 | 36KV EQUIPMENT | #REF! | 0 | 0 | 0 | 0 | 0 | 0 | 0 | #REF! | #REF!
6 | 11 KV EQUIPMENT | 0 | 0 | 0 | 0 | 0 | 0 | 0 | 0 | 0 | 0
7 | FIXED SERIES COMPENSATION | 0 | 0 | 0 | 0 | 0 | 0 | 0 | 0 | 0 | 0
7 | Control & Relay Panels | #REF! | #REF! | #REF! | #REF! | #REF! | #REF! | #REF! | #REF! | #REF! | #REF!
8 | PLCC Equipment | #REF! | #REF! | #REF! | #REF! | #REF! | #REF! | #REF! | #REF! | #REF! | #REF!
10 | Remote Terminal Unit (RTU) | 0 | 0 | 0 | 0 | 0 | 0 | 0 | 0 | 0 | 0 | #REF! | #REF!
9 | SWITCHYARD ERECTION
| Equipment Structure | #REF! | #REF! | #REF! | #REF! | #REF! | #REF! | #REF! | #REF! | #REF!
| Other Equipment (Busbar matls.) | #REF! | #REF! | #REF! | #REF! | #REF! | #REF! | #REF! | #REF! | #REF!
| Equipment Civil Works | #REF! | #REF! | #REF! | #REF! | #REF! | #REF! | #REF! | #REF! | #REF!
| Erection | #REF! | #REF! | #REF! | #REF! | #REF! | #REF! | #REF! | #REF! | #REF!
| Sub-Total 9 | #REF! | #REF! | #REF! | #REF! | #REF! | #REF! | #REF! | #REF! | #REF! | #REF! | verified
10 | SUBSTATION AUXILIARIES | #REF! | #REF! | #REF! | #REF! | #REF! | #REF! | #REF! | #REF! | #REF! | #REF!
13 | Overhead payable to SEB | 0 | 0 | 0 | #REF! | 0 | 0 | 0 | 0 | #REF! | #REF!
| Total Equipment Cost | #REF! | #REF! | #REF! | #REF! | #REF! | #REF! | #REF! | #REF! | #REF! | #REF! | #REF!
#REF!
| Preliminary & Gen. Civil Works | #REF! | #REF! | #REF! | #REF! | #REF! | #REF! | #REF! | #REF! | #REF! | #REF!
| Total Cost | #REF! | #REF! | #REF! | #REF! | #REF! | #REF! | #REF! | #REF! | #REF! | #REF! | verified
| TRANSFORMER PACKAGE | #REF! | 0 | 0 | 0 | #REF! | #REF! | 0 | #REF! | #REF!
| REACTORS PACKAGE | #REF! | 0 | #REF! | 0 | #REF! | #REF! | 0 | #REF! | #REF!
| SUB-STN EQUIPMENTS PKG | #REF! | #REF! | #REF! | #REF! | #REF! | #REF! | #REF! | #REF! | #REF! | #REF!
|  | #REF! | #REF! | #REF! | #REF! | #REF! | #REF! | #REF! | #REF! | #REF!
|  | #REF! | #REF! | #REF! | #REF! | #REF! | #REF! | #REF! | #REF! | #REF!

## file cover (hidden)
COST ESTIMATE
for | for
PROVISION OF TWO NOS. 220 kV BAYS FOR N.C.RAILWAY AT 765/400/220 KV FATEHPUR S/S OF POWERGRID.