## Basic (hidden)
Package Name | 400kV GIS Substation Package SS-151 (including Transformer) for (i) Extension of 400/220kV Maharani Bagh (PG) GIS S/s and 400/220/33kV, 500 MVA 3-Ph ICT at Maharani Bagh (PG) {with oil to SF6 bushing) under Augmentation of transformation capacity at 400/220kV Maharani Bagh (PG) S/s (GIS) in Delhi by 1x500 MVA, 400/220kV ICT (5th), (ii) 400kV Sectionalization bay (GIS) at 765/400kV Jhatikara (PG) S/s under Implementation of 400kV Sectionalization bay (GIS) at 765/400kV Jhatikara (PG) S/s to interconnect both 400kV sections in the event of contingency and (iii) Extension of 400/220kV Lucknow (PG) S/s under Augmentation of transformation capacity at 400/220kV Lucknow (PG) S/s by 1x500 MVA, 400/220kV ICT (3rd) along with associated bays
Package Code | 400kV GIS Substation Package SS-151 (including Transformer)
Specification No. | Specification No.: CC/NT/W-GIS/DOM/A04/25/08355
Original

## Cover
Price Schedules | 400kV GIS Substation Package SS-151 (including Transformer) for (i) Extension of 400/220kV Maharani Bagh (PG) GIS S/s and 400/220/33kV, 500 MVA 3-Ph ICT at Maharani Bagh (PG) {with oil to SF6 bushing) under Augmentation of transformation capacity at 400/220kV Maharani Bagh (PG) S/s (GIS) in Delhi by 1x500 MVA, 400/220kV ICT (5th), (ii) 400kV Sectionalization bay (GIS) at 765/400kV Jhatikara (PG) S/s under Implementation of 400kV Sectionalization bay (GIS) at 765/400kV Jhatikara (PG) S/s to interconnect both 400kV sections in the event of contingency and (iii) Extension of 400/220kV Lucknow (PG) S/s under Augmentation of transformation capacity at 400/220kV Lucknow (PG) S/s by 1x500 MVA, 400/220kV ICT (3rd) along with associated bays |  | 400kV GIS Substation Package SS-151 (including Transformer)
Specification No.: CC/NT/W-GIS/DOM/A04/25/08355
| 1 | Fill up only green shaded cells in Sch-1, Sch-2, Sch-3, Sch-4, Sch-7 and Bid Form 2nd Envelope.
| 2 | All the cells in Sch-5 & Sch-6 are auto filled, therefore no cell is required to be filled up there.
| 3 | Instructions / error messages, if any, will be displayed automatically after selecting the cell.
| 4 | After filling up all the schedues, save the file, take print out of all the schedules and Bid form and sign & stamp and submit them as hard copy of the 2nd envelope (Price part) of the bid. Also ensure to submit the soft copy of the the same file on CD/ DVD.
पावर ग्रिड कारपोरेशन ऑफ इण्डिया लिमिटेड
(भारत सरकार का उद्यम)
Power Grid Corporation of India Limited
(A Government of India Enterprises)
Click to skip Instructions & Proceed
Click for Detailed General Instructions
General guidelines for filling up the Price Schedules, Sch-1 to Sch-7

## Instructions
General Instruction to the Bidders for filling up this workbook of Price Schedules
I | While filling up the worksheets following may please be observed :
| (i) | Fill up only green shaded cells.
| (ii) | Certain data type entries have been restricted, such as Numeric values or limits of numeric values.
| (iii) | Select only the options provided in pull down menus.
| (iv) | Do not link any cell of this work book with any other work book.
| (v) | Do not use copy & paste or cut & paste options for filling up the data.
| (vi) | Do not reformat any of the cell of the work book.
II | This Workbook consists of following worksheets :
Cover :
Opening page of the workbook.
Names of Bidder :
| ● | Select Sole Bidder or JV (Joint Venture) from the pull down menu. Do not leave this cell blank.
| ● | Select nos. of the JV Partners other than the Lead Partner from drop down menu.
| ● | In case of JV partners more than 2, enter details of 3rd & more partners along with details of 2nd partner.
| ● | Fill up names and address of the Sole Bidder and /or Joint Venture.
| ● | Fill up date in dd-mmm-yyyy format from drop down menu.
| ● | Click for Sch-1 given at the right top of the worksheet to go to Sch-1.
Sch-1 (Ex-works Prices) :
| ● | Fill up unit rates for all the items in numeric values greater than 0 (zero). If unit rate is left blank, the corresponding item shall be deemed to be included in the total price.
| ● | Corresponding cell for mode of transaction shall be come enable only after filling up the unit rate, therefore first fill up the unit rate and then mode of transaction for the corresponding item.
| ● | Select either Direct or Bought-out from the drop down menu. Do not leave the cell blank the same shall be deemed to be Bought-out if the cell is left blank.
| ● | Total amount shall get calculated automatically.
| ● | Type Test charges shall appear automatically after filling up Sch-7 appropriately.
Sch-2 (Freight & Insurance Charges) :
| ● | Fill up unit rates for all the items in numeric values greater than 0 (zero). If unit rate is left blank, the corresponding item shall be deemed to be included in the total price.
| ● | Total amount shall get calculated automatically.
Sch-3 (Erection Charges) :
| ● | Fill up unit rates for all the items in numeric values greater than 0 (zero). If unit rate is left blank, the corresponding item shall be deemed to be included in the total price.
| ● | Total amount shall get calculated automatically.
Sch-4 (Training Charges) :
| ● | Not applicable, hence no cell is required to be filled up.
Sch-4b (Maintenance Charges during and after Defect Liability Period) :
| ● | Not applicable, hence no cell is required to be filled up.
Sch-5 (Summary of Taxes and Duties applicable on the Goods) :
| ● | No cell is required to be filled in by the bidder in this worksheet.
Sch -6 :
| ● | Summary of all the Schedules without considering discount (mentioned in the work sheet discount) shall be displayed automatically.
| ● | No cell is required to be filled in by the bidder in this worksheet.
Sch-7 (Type Test Charges) :
| ● | Not applicable, hence no cell is required to be filled up.
Bid from 2nd Envelope :
| ● | Fill up ref. no. as bidder's ref no. of this letter.
| ● | This letter shall consider the net price as per Sch-6 (After Discount).
| ● | Fill up names & Designation of the representatives of other JV partner(s) if the bidder is JV (Joint Venture) .
| ● | Fill up additional information as required.
* * *
Happy Bidding !
Click to Proceed

## Names of Bidder
400kV GIS Substation Package SS-151 (including Transformer) for (i) Extension of 400/220kV Maharani Bagh (PG) GIS S/s and 400/220/33kV, 500 MVA 3-Ph ICT at Maharani Bagh (PG) {with oil to SF6 bushing) under Augmentation of transformation capacity at 400/220kV Maharani Bagh (PG) S/s (GIS) in Delhi by 1x500 MVA, 400/220kV ICT (5th), (ii) 400kV Sectionalization bay (GIS) at 765/400kV Jhatikara (PG) S/s under Implementation of 400kV Sectionalization bay (GIS) at 765/400kV Jhatikara (PG) S/s to interconnect both 400kV sections in the event of contingency and (iii) Extension of 400/220kV Lucknow (PG) S/s under Augmentation of transformation capacity at 400/220kV Lucknow (PG) S/s by 1x500 MVA, 400/220kV ICT (3rd) along with associated bays
Specification No.: CC/NT/W-GIS/DOM/A04/25/08355 |  |  |  |  | Sole Bidder | 1 |  | Sole Bidder | 1
[5 empty] | Joint Venture | 2 or More |  | JV (Joint Venture) | 2 or More
Enter following details of the bidder
Specify type of Bidder [Select from drop down menu] | Sole Bidder |  | Sole Bidder | 1 | 0 | Sole Bidder | 1 | 0
0
Name of Sole Bidder | …….. …….. …….. …….. …….. ……..
Address of Sole Bidder | …….. …….. …….. …….. …….. ……..
…….. …….. …….. …….. …….. ……..
…….. …….. …….. …….. …….. ……..
Name of other Partner - 1
Address of other Partner - 1
…….. …….. …….. …….. …….. ……..
…….. …….. …….. …….. …….. ……..
Name of other Partner - 2 (more, if any) | …….. …….. …….. …….. …….. ……..
Address of other Partner - 2 (more, if any) | …….. …….. …….. …….. …….. ……..
…….. …….. …….. …….. …….. ……..
…….. …….. …….. …….. …….. ……..
Printed Name
Designation
email ID of Bid Signatory
Mobile No. of Bid Signatory
Tel No. of Bid Signatory
Fax No. of Bid Signatory
Date |  | 31
Place
Click for Sch-1

## Sch-1
Specification No.: CC/NT/W-GIS/DOM/A04/25/08355 | [13 empty] | Schedule - 1 |  |  | Direct Total | 0 | Sole Bidder | `
[17 empty] | BO Total | #REF! | 0
400kV GIS Substation Package SS-151 (including Transformer) for (i) Extension of 400/220kV Maharani Bagh (PG) GIS S/s and 400/220/33kV, 500 MVA 3-Ph ICT at Maharani Bagh (PG) {with oil to SF6 bushing) under Augmentation of transformation capacity at 400/220kV Maharani Bagh (PG) S/s (GIS) in Delhi by 1x500 MVA, 400/220kV ICT (5th), (ii) 400kV Sectionalization bay (GIS) at 765/400kV Jhatikara (PG) S/s under Implementation of 400kV Sectionalization bay (GIS) at 765/400kV Jhatikara (PG) S/s to interconnect both 400kV sections in the event of contingency and (iii) Extension of 400/220kV Lucknow (PG) S/s under Augmentation of transformation capacity at 400/220kV Lucknow (PG) S/s by 1x500 MVA, 400/220kV ICT (3rd) along with associated bays
(SCHEDULE OF RATES AND PRICES)
Bidder’s Name and Address (Sole Bidder) : | [11 empty] | To:
Contracts Services, 3rd Floor
Name : |  | …….. …….. …….. …….. …….. …….. | [9 empty] | Power Grid Corporation of India Ltd.,
Address : |  | …….. …….. …….. …….. …….. …….. | [9 empty] | "Saudamini", Plot No.-2
|  | …….. …….. …….. …….. …….. …….. | [9 empty] | Sector-29,
|  | …….. …….. …….. …….. …….. …….. | [9 empty] | Gurgaon (Haryana) - 122001
PLANT AND EQUIPMENT (INCLUDING MANDATORY SPARES PARTS) TO BE SUPPLIED, INCLUDING TYPE TEST CHARGES FOR TESTS TO BE CONDUCTED | [17 empty] | Direct
[14 empty] | All Prices are in Indian Rupees. |  |  |  | Bought-Out
SI. No. | PR No | PR Line Item No | Activity Description | Material Code | HSN Code | Whether HSN in column ‘ 6 ’ is confirmed. If not indicate applicable the HSN code * | Rate of GST applicable ( in %) | Whether rate of GST in column ‘4’ is confirmed. If not indicate applicable rate of GST * | Item Description | Unit | Qty. | Unit Ex-works price (excluding GST) | Total Ex-works price (excluding GST) | GST Tax as confirmed by Bidder
1 | 2 | 3 | 4 | 5 | 6 | 7 | 8 | 9 | 10 | 11 | 12 | 13 | 14= 12 x 13 | 15
PART A (Substation Portion)
I | ICT-5 Maharani Bagh | [13 empty] | Revaluation of J column | Tax Calculation
1 | 7000033426 | 10 | 400kV POWER TRANSFORMER | 1000004798 | 85042340 |  | 18 |  | 500MVA, 400KV/220/33 KV, 3-phase Autotransformer excluding insulatingoil | EA | 1 |  | Included | 0 | 0 | 0
2 | 7000033426 | 20 | 400kV POWER TRANSFORMER | 1000013986 | 85049010 |  | 18 |  | Insulating Oil for 500MVA, 400KV/220/33 KV, 3-phase Autotransformer | SET | 1 |  | Included | 0 | 0 | 0
3 | 7000033426 | 30 | 400kV POWER TRANSFORMER | 1000030470 | 85049010 |  | 18 |  | Digital RTCC Panel consist of digital RTCC relays as per technicalspecification | SET | 1 |  | Included | 0 | 0 | 0
4 | 7000033426 | 40 | GIS PORTION-420kV, 50kA GIS Equipment | 1000004627 | 85359030 |  | 18 |  | 420kV, 3150 A, 50 kA, SF6 GIS ICT feederbay module as per Section-Project,Technical specification | SET | 1 |  | Included | 0 | 0 | 0
5 | 7000033426 | 50 | GIS PORTION-420kV, 50kA GIS Equipment | 1000004286 | 85389000 |  | 18 |  | 420kV, 3000A, 50kA, Single phase, SF6Gas Insulated Bus Duct (GIB) outsideGIS Hall alongwith associated supportstructure | M | 225 |  | Included | 0 | 0 | 0
6 | 7000033426 | 60 | GIS PORTION-420kV, 50kA GIS Equipment | 1000004294 | 85389000 |  | 18 |  | 420kV, 4000A,50kA, Single phase SF6 GasInsulated Bus Duct (GIB) outside GISHall alongwith associated supportstructure | M | 100 |  | Included | 0 | 0 | 0
7 | 7000033426 | 70 | GIS PORTION-420kV, 50kA GIS Equipment | 1000032801 | 85359030 |  | 18 |  | 420KV, 4000A,50KA GIS BUSBAR MODULE EXTENSION | SET | 2 |  | Included | 0 | 0 | 0
8 | 7000033426 | 80 | GIS PORTION-420kV, 50kA GIS Equipment | 1000077608 | 85359030 |  | 18 |  | 420KV,4000A, 63KA, 3-PHASE GIS EXTENSION PIECE (INTERFACE) MODULESUITABLE FOR EXTENDING EXISTING HYOSUNG MAKE GIS BUS BAR/DUCT AS PERTECHNICAL SPECIFICATION | SET | 2 |  | Included | 0 | 0 | 0
9 | 7000033426 | 90 | GIS PORTION-420kV, 50kA GIS Equipment | 1000058226 | 85359030 |  | 18 |  | 400KV GIS-SF6 TO OIL INTERFACE MOD- TR | SET | 3 |  | Included | 0 | 0 | 0
10 | 7000033426 | 100 | GIS PORTION-220kV, 50kA GIS Equipment | 1000001678 | 85359030 |  | 18 |  | 245kV, 1600 A, 40 kA, SF6 GIS ICT feederbay module as per Section-Project,Technical specification | SET | 1 |  | Included | 0 | 0 | 0
11 | 7000033426 | 110 | GIS PORTION-220kV, 50kA GIS Equipment | 1000032783 | 85359030 |  | 18 |  | 245 KV, 3000 A, 40 KA, SF6 GIS BUS BAR MODULE EXTENSION AS PERSECTION-PROJECT, TECHNICAL SPECIFICATION | SET | 2 |  | Included | 0 | 0 | 0
12 | 7000033426 | 130 | GIS PORTION-220kV, 50kA GIS Equipment | 1000038326 | 85389000 |  | 18 |  | 245 kV, 3000A, 40KA, 1 PH SF6 GAS INSULATED BUS DUCT (GIB) OUTSIDE GISHALLALONGWITH ASSOCIATED SUPPORT STRUCTURE | M | 100 |  | Included | 0 | 0 | 0
13 | 7000033426 | 120 | GIS PORTION-220kV, 50kA GIS Equipment | 1000058295 | 85359030 |  | 18 |  | 220KV GIS- CABLE CONNECTION ENCLOSURE WITH MAIN CIRCUIT | SET | 3 |  | Included | 0 | 0 | 0
14 | 7000033426 | 140 | GIS PORTION-220kV, 50kA GIS Equipment | 1000077601 | 85359030 |  | 18 |  | 245KV,3000A, 50KA, 3-PHASE GIS EXTENSION PIECE (INTERFACE) MODULESUITABLE FOR EXTENDING EXISTING HYOSUNG MAKE GIS BUS BAR/DUCT AS PERTECHNICAL SPECIFICATION | SET | 2 |  | Included | 0 | 0 | 0
15 | 7000033426 | 1180 | GIS PORTION-Erection Hardware | 1000011334 | 72169990 |  | 18 |  | Erection Hardware for 400kV I type layout for GIS terminationarrangement-Transformer bay as per technical specification | SET | 1 |  | Included | 0 | 0 | 0
16 | 7000033426 | 1190 | GIS PORTION-Erection Hardware | 1000011252 | 72169990 |  | 18 |  | Erection Hardware for 220kV DM-type layout for GIS terminationarrangement-Transformer bay as per technical specification | SET | 1 |  | Included | 0 | 0 | 0
17 | 7000033426 | 1380 | GIS PORTION-TESTING & MAINTENANCE | 1000025436 | 90271000 |  | 18 |  | SF6 Gas Leakage Detector | EA | 1 |  | Included | 0 | 0 | 0
18 | 7000033426 | 1390 | GIS PORTION-TESTING & MAINTENANCE | 1000032132 | 85389000 |  | 18 |  | SF6 GAS ANALYZER | EA | 1 |  | Included | 0 | 0 | 0
19 | 7000033426 | 1400 | GIS PORTION-TESTING & MAINTENANCE | 1000038259 | 84289090 |  | 18 |  | SCISSOR LIFT | EA | 1 |  | Included | 0 | 0 | 0
20 | 7000033426 | 1410 | GIS PORTION-TESTING & MAINTENANCE | 1000025440 | 85389000 |  | 18 |  | SF6 Gas processing Unit for 400kV GIS station | SET | 1 |  | Included | 0 | 0 | 0
21 | 7000033426 | 170 | 220kV EHV Cable & Associated Equipments | 1000032030 | 85446090 |  | 18 |  | 220KV HV POWER CABLE ALONG WITH ACCESSORIES | KM | 0.5 |  | Included | 0 | 0 | 0
22 | 7000033426 | 150 | 220kV EHV Cable & Associated Equipments | 1000061754 | 85446090 |  | 18 |  | 220KV CABLE TERMINATION KIT ALONG WITH ASSOCIATED SUPPORT STRUCTUREAND ACCESSORIES FOR TERMINATION AT COUPLING TRANSFORMER SIDE | SET | 3 |  | Included | 0 | 0 | 0
23 | 7000033426 | 160 | 220kV EHV Cable & Associated Equipments | 1000061753 | 85446090 |  | 18 |  | 220 KV CABLE TERMINATION KIT ALONG WITH ASSOCIATED SUPPORT STRUCTUREAND ACCESSORIES FOR TERMINATION AT BAY SIDE | SET | 3 |  | Included | 0 | 0 | 0
24 | 7000033426 | 180 | CRP for 420kV Bays with SAS | 1000002165 | 85371000 |  | 18 |  | 400kV Circuit Breaker Relay Panel with Auto Reclose (with Automation) | EA | 1 |  | Included | 0 | 0 | 0
25 | 7000033426 | 190 | CRP for 420kV Bays with SAS | 1000004274 | 85371000 |  | 18 |  | 400kV Transformer Protection Panel (For both HV & MV side)-(withAutomation) | EA | 1 |  | Included | 0 | 0 | 0
26 | 7000033426 | 200 | CRP for 420kV Bays with SAS | 1000002146 | 85371000 |  | 18 |  | Augmentation of existing 400kV bus bar protection scheme.(No. of baysas per specification)-(with Automation) | SET | 1 |  | Included | 0 | 0 | 0
27 | 7000033426 | 210 | CRP for 220kV Bays with SAS | 1000001170 | 85371000 |  | 18 |  | 220kV Circuit Breaker Relay Panel with Auto Reclose (with Automation) | EA | 1 |  | Included | 0 | 0 | 0
28 | 7000033426 | 220 | CRP for 220kV Bays with SAS | 1000001167 | 85371000 |  | 18 |  | Augmentation of existing 220kV bus bar protection scheme.(No. of baysas per specification)-(with Automation) | SET | 1 |  | Included | 0 | 0 | 0
29 | 7000033426 | 230 | SAS-AUG | 1000003409 | 85371000 |  | 18 |  | Augmentation of Substation automation System for 400kV Main bay as perTechnical Specification | EA | 1 |  | Included | 0 | 0 | 0
30 | 7000033426 | 240 | SAS-AUG | 1000001333 | 85371000 |  | 18 |  | Augmentation of Substation automation System for 220kV bay as perTechnical Specification | EA | 1 |  | Included | 0 | 0 | 0
31 | 7000033426 | 250 | VMS | 1000030433 | 85287390 |  | 18 |  | COLOR IP CAMERA, WITH PAN, TILT AND ZOOM FACILITIES, ALONGWITH ALLREQUIRED ITEMS, ACCESSORIES, LINE INTERFACE UNITS, FIBER PATCH CORDS,POWER SUPPLY UNITS, JUNCTION BOXES, CABLES, FIBER OPTIC CABLES, ETC.,AND INCLUDING INTEGRATION IN EXISTING HARDWARE AND SOFTWARE FORAUGMENTATION OF VISUAL MONITORING SYSTEM AS PER TECHNICALSPECIFICATION. | SET | 1 |  | Included | 0 | 0 | 0
32 | 7000033426 | 260 | LT SWITCHGEAR | 1000055451 | 85371000 |  | 18 |  | EXTENSION OF LT SWITCHGEAR AS PER TECHNICAL SPECIFICATION | SET | 1 |  | Included | 0 | 0 | 0
33 | 7000033426 | 270 | POWER & CONTROL CABLE | 1000000444 | 85446090 |  | 18 |  | 1.1kV grade Power Cables (XLPEinsulated) along withlugs,glands,straight joints &accessories,etc. | LS | 1 |  | Included | 0 | 0 | 0
34 | 7000033426 | 280 | POWER & CONTROL CABLE | 1000000443 | 85446020 |  | 18 |  | 1.1kV grade Power Cables (PVCinsulated)along withlugs,glands,straight joints &accessories,etc. | LS | 1 |  | Included | 0 | 0 | 0
35 | 7000033426 | 290 | POWER & CONTROL CABLE | 1000000442 | 85446020 |  | 18 |  | 1.1kV grade Control Cables (PVCinsulated) along withlugs,glands,straight joints &accessories,etc. | LS | 1 |  | Included | 0 | 0 | 0
36 | 7000033426 | 300 | AIR CONDITIONING & VENTILATION SYSTEM | 1000006284 | 84151090 |  | 28 |  | Air conditioning system for Switchyard Panel Room of 6m length | SET | 1 |  | Included | 0 | 0 | 0
37 | 7000033426 | 310 | FIRE FIGHTING SYSTEM | 1000012018 | 85311020 |  | 18 |  | Fire Detection and Alarm System for Switchyard Panel Room of 6 mlength | SET | 1 |  | Included | 0 | 0 | 0
38 | 7000033426 | 320 | FIRE FIGHTING SYSTEM | 1000012069 | 84248990 |  | 18 |  | HVW spray system, Hydrant system and complete U/G & O/G piping andaccessories etc. out side the pump house for 500MVA , 400KV/220/33kV, 3-phase Autotransformer | SET | 1 |  | Included | 0 | 0 | 0
39 | 7000033426 | 330 | ILLUMINATION SYSTEM | 1000013795 | 94059900 |  | 18 |  | Illumination System for switchyard panel room of 6 m length | LS | 1 |  | Included | 0 | 0 | 0
40 | 7000033426 | 340 | ILLUMINATION SYSTEM | 1000038325 | 94059900 |  | 18 |  | LIGHTING FIXTURE LED LUMINAIRES TYPE FL2 AS PER TECH. SPECIFICATIONS | EA | 10 |  | Included | 0 | 0 | 0
41 | 7000033426 | 350 | ILLUMINATION SYSTEM | 1000014547 | 85371000 |  | 18 |  | Lighting Panel type ACP-2 as per technical specification | EA | 1 |  | Included | 0 | 0 | 0
42 | 7000033426 | 360 | ILLUMINATION SYSTEM | 1000001894 | 94059900 |  | 18 |  | Outdoor Power Receptacle for oilfiltration unit (250A) | EA | 1 |  | Included | 0 | 0 | 0
43 | 7000033426 | 370 | COMMON EQUIPMENT | 1000025391 | 82032000 |  | 18 |  | Relay Test kit | EA | 1 |  | Included | 0 | 0 | 0
44 | 7000033426 | 380 | EARTHMAT | 1000032055 | 72159090 |  | 18 |  | 40 MM MS ROD FOR MAIN EARTHMAT | KM | 1 |  | Included | 0 | 0 | 0
45 | 7000033426 | 390 | 400kV POWER TRANSFORMER SPARE | 1000060011 | 85049010 |  | 18 |  | 420KV,1250A OIL TO SF6 BUSHING WITH METAL PARTS AND GASKETS | EA | 1 |  | Included | 0 | 0 | 0
46 | 7000033426 | 400 | 400kV POWER TRANSFORMER SPARE | 1000030937 | 85049010 |  | 18 |  | 52KV, 3150A RIP BUSHING WITH METAL PARTS AND GASKETS | EA | 1 |  | Included | 0 | 0 | 0
47 | 7000033426 | 410 | 400kV POWER TRANSFORMER SPARE | 1000002071 | 85049010 |  | 18 |  | 36kV, 2000A Bushing with metal parts andgaskets for Transformer | EA | 1 |  | Included | 0 | 0 | 0
48 | 7000033426 | 420 | 400kV POWER TRANSFORMER SPARE | 1000016676 | 85049010 |  | 18 |  | Oil cooler pump with motor for 400kV Transformer | SET | 1 |  | Included | 0 | 0 | 0
49 | 7000033426 | 430 | 400kV POWER TRANSFORMER SPARE | 1000009731 | 85049010 |  | 18 |  | Cooler fan with motor for 400kV Transformer | EA | 1 |  | Included | 0 | 0 | 0
50 | 7000033426 | 440 | 400kV POWER TRANSFORMER SPARE | 1000028774 | 85049010 |  | 18 |  | Local winding temperature indicator (WTI) with contact | EA | 1 |  | Included | 0 | 0 | 0
51 | 7000033426 | 450 | 400kV POWER TRANSFORMER SPARE | 1000026245 | 85049010 |  | 18 |  | OTI complete with contacts & sensing device | SET | 1 |  | Included | 0 | 0 | 0
52 | 7000033426 | 460 | 400kV POWER TRANSFORMER SPARE | 1000016694 | 85049010 |  | 18 |  | Oil flow indicator for 400kV T/F with flow switch | SET | 1 |  | Included | 0 | 0 | 0
53 | 7000033426 | 470 | 400kV POWER TRANSFORMER SPARE | 1000007922 | 85049010 |  | 18 |  | Buchholz Relay (Main Tank) complete with float and contacts forTransformer | SET | 1 |  | Included | 0 | 0 | 0
54 | 7000033426 | 480 | 400kV POWER TRANSFORMER SPARE | 1000028280 | 85049010 |  | 18 |  | Magnetic Oil Level Gauge | EA | 1 |  | Included | 0 | 0 | 0
55 | 7000033426 | 490 | 400kV POWER TRANSFORMER SPARE | 1000009586 | 85049010 |  | 18 |  | Starters, contactors, switches and relays for electrical controlpanels of 400kV T/F (one set of each type) | SET | 1 |  | Included | 0 | 0 | 0
56 | 7000033426 | 500 | 400kV POWER TRANSFORMER SPARE | 1000032089 | 85049010 |  | 18 |  | SPARES INSULATING OIL TO BE HANDED OVER TO OWNER AFTER COMMISSIONING | KL | 5 |  | Included | 0 | 0 | 0
57 | 7000033426 | 510 | 400kV POWER TRANSFORMER SPARE | 1000076494 | 85352913 |  | 18 |  | 245KV,2150A OIL TO OIL TYPE,RIP BUSHING | EA | 1 |  | Included | 0 | 0 | 0
58 | 7000033426 | 520 | GIS PORTION-GIS MANDATORY SPARE | 1000049817 | 85359030 |  | 18 |  | SF6 PRESSURE GAUGE CUM SWITCH /DENSITY MONITORS AND PRESSURESWITCH AS APPLICABLE, OF EACH TYPE-400KV GIS | SET | 2 |  | Included | 0 | 0 | 0
59 | 7000033426 | 530 | GIS PORTION-GIS MANDATORY SPARE | 1000049753 | 85359030 |  | 18 |  | COUPLING DEVICE FOR PRESSURE GAUGE CUM SWITCH FOR CONNECTINGGAS HANDLING PLANT OF EACH TYPE-400KV GIS | SET | 3 |  | Included | 0 | 0 | 0
60 | 7000033426 | 540 | GIS PORTION-GIS MANDATORY SPARE | 1000049762 | 85359030 |  | 18 |  | RUBBER GASKETS, Ã‚â‚¬Å’OÃ‚â‚¬Â RINGS AND SEALS FOR SF6 GAS FOR GISENCLOSURE OF EACH TYPE-400KV GIS | SET | 2 |  | Included | 0 | 0 | 0
61 | 7000033426 | 550 | GIS PORTION-GIS MANDATORY SPARE | 1000058330 | 85359030 |  | 18 |  | 400KV GIS-MOLECULAR FILTER FOR SF6 GAS WITH FILTER BAGS (5 % OF TOTALWEIGHT) | SET | 3 |  | Included | 0 | 0 | 0
62 | 7000033426 | 560 | GIS PORTION-GIS MANDATORY SPARE | 1000049750 | 85359030 |  | 18 |  | CONTROL VALVES FOR SF6 GAS OF EACH TYPE-400KV GIS | SET | 1 |  | Included | 0 | 0 | 0
63 | 7000033426 | 570 | GIS PORTION-GIS MANDATORY SPARE | 1000058331 | 85359030 |  | 18 |  | 400KV GIS-SF6 GAS (5 % OF TOTAL GAS QUANTITY) | LOT | 3 |  | Included | 0 | 0 | 0
64 | 7000033426 | 580 | GIS PORTION-GIS MANDATORY SPARE | 1000049783 | 85359030 |  | 18 |  | LOCKING DEVICE TO KEEP THE DIS-CONNECTORS (ISOLATORS)AND EARTHING/FAST EARTHING SWITCHES IN CLOSE OR OPEN POSITION IN CASEOF REMOVAL OF THE DRIVING MECHANISM-400KV GIS | SET | 1 |  | Included | 0 | 0 | 0
65 | 7000033426 | 590 | GIS PORTION-GIS MANDATORY SPARE | 1000049505 | 85359030 |  | 18 |  | UHF PD SENSORS OF EACH TYPE ALONG WITH BNC CONNECTOR FOR 420KV GIS | EA | 3 |  | Included | 0 | 0 | 0
66 | 7000033426 | 600 | GIS PORTION-GIS MANDATORY SPARE | 1000058334 | 85359030 |  | 18 |  | 400KV GIS-SUPPORT INSULATORS (GAS THROUGH) OF EACH TYPE (COMPLETE WITHMETAL RING ETC.) ALONG WITH ASSOCIATED CONTACTS AND SHIELDS | EA | 5 |  | Included | 0 | 0 | 0
67 | 7000033426 | 610 | GIS PORTION-GIS MANDATORY SPARE | 1000058329 | 85359030 |  | 18 |  | 400KV GIS-GAS BARRIERS OF EACH TYPE (COMPLETE WITH METAL RING ETC.)ALONG WITH ASSOCIATED CONTACTS AND SHIELDS | EA | 5 |  | Included | 0 | 0 | 0
68 | 7000033426 | 620 | GIS PORTION-GIS MANDATORY SPARE | 1000058333 | 85359030 |  | 18 |  | 400KV GIS- 3150A SF6 TO AIR BUSHING COMPLETE IN ALL RESPECT | EA | 5 |  | Included | 0 | 0 | 0
69 | 7000033426 | 630 | GIS PORTION-GIS MANDATORY SPARE | 1000058317 | 85359030 |  | 18 |  | 400KV GIS-ONE POLE OF 3150A CIRCUIT BREAKER WITHOUT PIR WITHINTERRUPTER, MAIN CIRCUIT, ENCLOSURE AND OPERATING MECHANISM COMPLETEIN ALL RESPECT | SET | 2 |  | Included | 0 | 0 | 0
70 | 7000033426 | 640 | GIS PORTION-GIS MANDATORY SPARE | 1000021873 | 85389000 |  | 18 |  | Trip coil assembly with resistor for420kV GIS Circuit Breaker (asapplicable) | SET | 1 |  | Included | 0 | 0 | 0
71 | 7000033426 | 650 | GIS PORTION-GIS MANDATORY SPARE | 1000009208 | 85389000 |  | 18 |  | Closing coil assembly with resistor for420kV GIS Circuit Breaker (asapplicable) | SET | 3 |  | Included | 0 | 0 | 0
72 | 7000033426 | 660 | GIS PORTION-GIS MANDATORY SPARE | 1000058324 | 85359030 |  | 18 |  | RELAYS, POWER CONTACTORS, PUSH BUTTONS, TIMERS & MCBS ETC. (ASAPPLICABLE) OF EACH TYPE FOR 400KV GIS CIRCUIT BREAKER | SET | 3 |  | Included | 0 | 0 | 0
73 | 7000033426 | 670 | GIS PORTION-GIS MANDATORY SPARE | 1000007067 | 85389000 |  | 18 |  | Auxiliary switch assembly of each type for 420kV GIS Circuit Breaker | SET | 1 |  | Included | 0 | 0 | 0
74 | 7000033426 | 680 | GIS PORTION-GIS MANDATORY SPARE | 1000058323 | 85359030 |  | 18 |  | 400KV GIS CIRCUIT BREAKER-OPERATION COUNTER | EA | 3 |  | Included | 0 | 0 | 0
75 | 7000033426 | 690 | GIS PORTION-GIS MANDATORY SPARE | 1000058320 | 85359030 |  | 18 |  | 400KV GIS CIRCUIT BREAKER-HYDRAULIC OPERATING MECHANISM WITH DRIVEMOTOR (FOR HYDRAULIC OPERATED MECHANISM, IF APPLICABLE) | SET | 3 |  | Included | 0 | 0 | 0
76 | 7000033426 | 700 | GIS PORTION-GIS MANDATORY SPARE | 1000058318 | 85359030 |  | 18 |  | 400KV GIS CIRCUIT BREAKER- COMPLETE HYDRAULIC-SPRING OPERATINGMECHANISM INCLUDING CHARGING MECHANISM ETC. (FOR HYDRAULIC-SPRINGOPERATED MECHANISM, IF APPLICABLE) | SET | 1 |  | Included | 0 | 0 | 0
77 | 7000033426 | 710 | GIS PORTION-GIS MANDATORY SPARE | 1000058314 | 85359030 |  | 18 |  | 400KV GIS- SINGLE PHASE MAINTENANCE EARTHING SWITCH INCLUDING MAINCIRCUIT, ENCLOSURE, DRIVING MECHANISM AND SUPPORT INSULATOR ETC.,COMPLETE IN ALL RESPECT (NOTE 1 - IN CASE, DIS-CONNECTOR SWITCH (DS) &EARTH SWITCH (ES) IS PROVIDED IN A SAME ENCLOSURE WITH COMMONOPERATING MECHANISM, THEN THE MODULE COMPRISING OF DIS-CONNECTOR &EARTH SWITCH IN SINGLE ENCLOSURE WITH COMMON OPERATING MECHANISM IS TOBE PROVIDED UNDER THE HEAD OF SPARE DIS-CONNECTOR ONLY. NOTE 2 - INCASE, DIS-CONNECTOR SWITCH (DS) & EARTH SWITCH (ES) IS PROVIDED IN ASAME ENCLOSURE WITH SEPARATE OPERATING MECHANISM, THEN THE MODULECOMPRISING OF DIS-CONNECTOR & EARTH SWITCH IN SINGLE ENCLOSURE WITHSEPARATE OPERATING MECHANISM IS TO BE PROVIDED UNDER THE HEAD OF SPAREDIS-CONNECTOR ONLY.) | EA | 2 |  | Included | 0 | 0 | 0
78 | 7000033426 | 720 | GIS PORTION-GIS MANDATORY SPARE | 1000058312 | 85359030 |  | 18 |  | OPEN/CLOSE CONTACTOR ASSEMBLY, TIMERS, KEY INTERLOCK, INTERLOCKINGCOILS, RELAYS, PUSH BUTTONS, INDICATING LAMPS, POWER CONTACTORS,RESISTORS, FUSES, MCBS & DRIVE CONTROL CARDS ETC. (AS APPLICABLE) ONEOF EACH TYPE FOR ONE COMPLETE MOM BOX FOR 400KV GIS MAINTENANCE EARTHSWITCH | SET | 1 |  | Included | 0 | 0 | 0
79 | 7000033426 | 730 | GIS PORTION-GIS MANDATORY SPARE | 1000049776 | 85359030 |  | 18 |  | LIMIT SWITCHES AND AUX. SWITCHES FOR ONE COMPLETE MOM BOX FORDISCONNECTOR-400KV GIS | SET | 1 |  | Included | 0 | 0 | 0
80 | 7000033426 | 740 | GIS PORTION-GIS MANDATORY SPARE | 1000049778 | 85359030 |  | 18 |  | LIMIT SWITCHES AND AUX. SWITCHES FOR ONE COMPLETE MOM BOX FORMAINTENANCE EARTHING SWITCH-400KV GIS | SET | 2 |  | Included | 0 | 0 | 0
81 | 7000033426 | 750 | GIS PORTION-GIS MANDATORY SPARE | 1000058306 | 85359030 |  | 18 |  | DRIVE MECHANISM FOR 400KV GIS DISCONNECTOR SWITCH | SET | 2 |  | Included | 0 | 0 | 0
82 | 7000033426 | 760 | GIS PORTION-GIS MANDATORY SPARE | 1000058313 | 85359030 |  | 18 |  | DRIVE MECHANISM FOR 400KV GIS MAINTENANCE EARTH SWITCH | SET | 1 |  | Included | 0 | 0 | 0
83 | 7000033426 | 770 | GIS PORTION-GIS MANDATORY SPARE | 1000058315 | 85359030 |  | 18 |  | MOTOR FOR DRIVE MECHANISM FOR 400KVGIS MAINTENANCE EARTH SWITCH | EA | 1 |  | Included | 0 | 0 | 0
84 | 7000033426 | 780 | GIS PORTION-GIS MANDATORY SPARE | 1000058326 | 85359030 |  | 18 |  | 400KV GIS- SINGLE PHASE OF CURRENT TRANSFORMER (2 CORES, TYPE-CTB)WITH ASSOCIATED ENCLOSURE AND PRIMARY CONDUCTOR COMPLETE IN ALLRESPECT | EA | 1 |  | Included | 0 | 0 | 0
85 | 7000033426 | 790 | GIS PORTION-GIS MANDATORY SPARE | 1000058328 | 85359030 |  | 18 |  | 400KV GIS- SINGLE PHASE VT WITH ASSOCIATED ENCLOSURE COMPLETE IN ALLRESPECT | EA | 1 |  | Included | 0 | 0 | 0
86 | 7000033426 | 800 | GIS PORTION-GIS MANDATORY SPARE | 1000058336 | 85359030 |  | 18 |  | 400KV GIS- SURGE COUNTER/ MONITOR | EA | 1 |  | Included | 0 | 0 | 0
87 | 7000033426 | 810 | GIS PORTION-GIS MANDATORY SPARE | 1000049816 | 85359030 |  | 18 |  | SF6 PRESSURE GAUGE CUM SWITCH /DENSITY MONITORS AND PRESSURESWITCH AS APPLICABLE, OF EACH TYPE-220KV GIS | SET | 2 |  | Included | 0 | 0 | 0
88 | 7000033426 | 820 | GIS PORTION-GIS MANDATORY SPARE | 1000049752 | 85359030 |  | 18 |  | COUPLING DEVICE FOR PRESSURE GAUGE CUM SWITCH FOR CONNECTINGGAS HANDLING PLANT OF EACH TYPE-220KV GIS | SET | 3 |  | Included | 0 | 0 | 0
89 | 7000033426 | 830 | GIS PORTION-GIS MANDATORY SPARE | 1000049761 | 85359030 |  | 18 |  | RUBBER GASKETS, Ã‚â‚¬Å’OÃ‚â‚¬Â RINGS AND SEALS FOR SF6 GAS FOR GISENCLOSURE OF EACH TYPE-220KV GIS | SET | 2 |  | Included | 0 | 0 | 0
90 | 7000033426 | 840 | GIS PORTION-GIS MANDATORY SPARE | 1000058298 | 85359030 |  | 18 |  | 220KV GIS-MOLECULAR FILTER FOR SF6 GAS WITH FILTER BAGS (5 % OF TOTALWEIGHT) | SET | 3 |  | Included | 0 | 0 | 0
91 | 7000033426 | 850 | GIS PORTION-GIS MANDATORY SPARE | 1000049749 | 85359030 |  | 18 |  | CONTROL VALVES FOR SF6 GAS OF EACH TYPE-220KV GIS | SET | 1 |  | Included | 0 | 0 | 0
92 | 7000033426 | 860 | GIS PORTION-GIS MANDATORY SPARE | 1000058299 | 85359030 |  | 18 |  | 220KV GIS-SF6 GAS (5 % OF TOTAL GAS QUANTITY) | LOT | 3 |  | Included | 0 | 0 | 0
93 | 7000033426 | 870 | GIS PORTION-GIS MANDATORY SPARE | 1000049782 | 85359030 |  | 18 |  | LOCKING DEVICE TO KEEP THE DIS-CONNECTORS (ISOLATORS)AND EARTHING/FAST EARTHING SWITCHES (AS APPLICABLE) IN CLOSE OR OPENPOSITION IN CASE OF REMOVAL OF THE DRIVING MECHANISM-220KV GIS | SET | 1 |  | Included | 0 | 0 | 0
94 | 7000033426 | 880 | GIS PORTION-GIS MANDATORY SPARE | 1000049504 | 85359030 |  | 18 |  | UHF PD SENSORS OF EACH TYPE ALONG WITH BNC CONNECTOR FOR 245KV GIS | EA | 3 |  | Included | 0 | 0 | 0
95 | 7000033426 | 890 | GIS PORTION-GIS MANDATORY SPARE | 1000058302 | 85359030 |  | 18 |  | 220KV GIS-SUPPORT INSULATORS (GAS THROUGH) OF EACH TYPE (COMPLETE WITHMETAL RING ETC.) ALONG WITH ASSOCIATED CONTACTS AND SHIELDS | EA | 5 |  | Included | 0 | 0 | 0
96 | 7000033426 | 900 | GIS PORTION-GIS MANDATORY SPARE | 1000058297 | 85359030 |  | 18 |  | 220KV GIS-GAS BARRIERS OF EACH TYPE (COMPLETE WITH METAL RING ETC.)ALONG WITH ASSOCIATED CONTACTS AND SHIELDS | EA | 5 |  | Included | 0 | 0 | 0
97 | 7000033426 | 910 | GIS PORTION-GIS MANDATORY SPARE | 1000058301 | 85359030 |  | 18 |  | 220KV GIS- 1600A SF6 TO AIR BUSHING COMPLETE IN ALL RESPECT | EA | 5 |  | Included | 0 | 0 | 0
98 | 7000033426 | 920 | GIS PORTION-GIS MANDATORY SPARE | 1000058284 | 85359030 |  | 18 |  | 220KV GIS-ONE POLE OF 1600A CIRCUIT BREAKER WITH INTERRUPTER, MAINCIRCUIT, ENCLOSURE AND OPERATING MECHANISM COMPLETE IN ALL RESPECT | SET | 2 |  | Included | 0 | 0 | 0
99 | 7000033426 | 930 | GIS PORTION-GIS MANDATORY SPARE | 1000009185 | 85389000 |  | 18 |  | Closing coil assembly with resistor for245kV GIS Circuit Breaker (asapplicable) | SET | 3 |  | Included | 0 | 0 | 0
100 | 7000033426 | 940 | GIS PORTION-GIS MANDATORY SPARE | 1000058292 | 85359030 |  | 18 |  | RELAYS, POWER CONTACTORS, PUSH BUTTONS, TIMERS & MCBS ETC. (ASAPPLICABLE) OF EACH TYPE FOR 220KV GIS CIRCUIT BREAKER | SET | 3 |  | Included | 0 | 0 | 0
101 | 7000033426 | 950 | GIS PORTION-GIS MANDATORY SPARE | 1000007066 | 85389000 |  | 18 |  | Auxiliary switch assembly of each type for 245kV GIS Circuit Breaker | SET | 1 |  | Included | 0 | 0 | 0
102 | 7000033426 | 960 | GIS PORTION-GIS MANDATORY SPARE | 1000058291 | 85359030 |  | 18 |  | 220KV GIS CIRCUIT BREAKER-OPERATION COUNTER | EA | 3 |  | Included | 0 | 0 | 0
103 | 7000033426 | 970 | GIS PORTION-GIS MANDATORY SPARE | 1000058288 | 85359030 |  | 18 |  | 220KV GIS CIRCUIT BREAKER-HYDRAULIC OPERATING MECHANISM WITH DRIVEMOTOR (FOR HYDRAULIC OPERATED MECHANISM, IF APPLICABLE) | SET | 3 |  | Included | 0 | 0 | 0
104 | 7000033426 | 980 | GIS PORTION-GIS MANDATORY SPARE | 1000058287 | 85359030 |  | 18 |  | 220KV GIS CIRCUIT BREAKER- COMPLETE HYDRAULIC-SPRING OPERATINGMECHANISM INCLUDING CHARGING MECHANISM ETC. (FOR HYDRAULIC-SPRINGOPERATED MECHANISM, IF APPLICABLE) | SET | 1 |  | Included | 0 | 0 | 0
105 | 7000033426 | 990 | GIS PORTION-GIS MANDATORY SPARE | 1000058373 | 85359030 |  | 18 |  | 220kV GIS- Three phase of 3000Adisconnector switch including maincircuit, enclosure, driving mechanismand support insulator etc., complete inall respect (Note 1- The contractorshall supply spare for disconnectorswitch to ensure one to one replacementof all disconnector switch supplied asmain equipment without any requirementof modification in fittings at site tocover all different types ofdisconnector switch supplied. In case,quantity of supplied dis-connectorswitch types (for one to onereplacement) are more than the quantitymentioned in BPS for spare, thecontractor shall supply theseadditional types of disconnector switchwithout any additional priceimplication to POWERGRID and quantitiesof these additional type ofdisconnector switch are deem to beincluded in the quantities mentioned inBPS for spare disconnector. Note 2 - Incase, Dis-connector Switch (DS) & EarthSwitch (ES) is provided in a sameenclosure with common operatingmechanism, then the module comprisingof Dis-connector & Earth switch insingle enclosure with common operatingmechanism is to be provided under thehead of spare Dis-connector only. Note3- In case, Dis-connector Switch (DS)&Earth Switch (ES) is provided in asame enclosure with separate operatingmechanism, then the module comprisingof Dis-connector & Earth switch insingle enclosure with separateoperating mechanism is to be providedunder the head of spare Dis-connectoronly.) | EA | 1 |  | Included | 0 | 0 | 0
106 | 7000033426 | 1000 | GIS PORTION-GIS MANDATORY SPARE | 1000058273 | 85359030 |  | 18 |  | OPEN/CLOSE CONTACTOR ASSEMBLY, TIMERS, KEY INTERLOCK, INTERLOCKINGCOILS, RELAYS, PUSH BUTTONS, INDICATING LAMPS, POWER CONTACTORS,RESISTORS, FUSES, MCBS & DRIVE CONTROL CARDS ETC. (AS APPLICABLE) ONEOF EACH TYPE FOR ONE COMPLETE MOM BOX FOR 220KV GIS DISCONNECTORSWITCH | SET | 1 |  | Included | 0 | 0 | 0
107 | 7000033426 | 1010 | GIS PORTION-GIS MANDATORY SPARE | 1000058280 | 85359030 |  | 18 |  | OPEN/CLOSE CONTACTOR ASSEMBLY, TIMERS, KEY INTERLOCK, INTERLOCKINGCOILS, RELAYS, PUSH BUTTONS, INDICATING LAMPS, POWER CONTACTORS,RESISTORS, FUSES, MCBS & DRIVE CONTROL CARDS ETC. (AS APPLICABLE) ONEOF EACH TYPE FOR ONE COMPLETE MOM BOX FOR 220KV GIS MAINTENANCE EARTHSWITCH | SET | 1 |  | Included | 0 | 0 | 0
108 | 7000033426 | 1020 | GIS PORTION-GIS MANDATORY SPARE | 1000049773 | 85359030 |  | 18 |  | LIMIT SWITCHES AND AUX. SWITCHES FOR ONE COMPLETE MOM BOX FORDISCONNECTOR-220KV GIS | SET | 1 |  | Included | 0 | 0 | 0
109 | 7000033426 | 1030 | GIS PORTION-GIS MANDATORY SPARE | 1000049775 | 85359030 |  | 18 |  | LIMIT SWITCHES AND AUX. SWITCHES FOR ONE COMPLETE MOM BOX FORMAINTENANCE EARTHING SWITCH-220KV GIS | SET | 2 |  | Included | 0 | 0 | 0
110 | 7000033426 | 1040 | GIS PORTION-GIS MANDATORY SPARE | 1000058274 | 85359030 |  | 18 |  | DRIVE MECHANISM FOR 220KV GIS DISCONNECTOR SWITCH | SET | 2 |  | Included | 0 | 0 | 0
111 | 7000033426 | 1050 | GIS PORTION-GIS MANDATORY SPARE | 1000058281 | 85359030 |  | 18 |  | DRIVE MECHANISM FOR 220KV GIS MAINTENANCE EARTH SWITCH | SET | 1 |  | Included | 0 | 0 | 0
112 | 7000033426 | 1060 | GIS PORTION-GIS MANDATORY SPARE | 1000058275 | 85359030 |  | 18 |  | MOTOR FOR DRIVE MECHANISM FOR 220KV GIS DISCONNECTOR SWITCH | EA | 1 |  | Included | 0 | 0 | 0
113 | 7000033426 | 1070 | GIS PORTION-GIS MANDATORY SPARE | 1000058283 | 85359030 |  | 18 |  | MOTOR FOR DRIVE MECHANISM FOR 220KVGIS MAINTENANCE EARTH SWITCH | EA | 1 |  | Included | 0 | 0 | 0
114 | 7000033426 | 1080 | GIS PORTION-GIS MANDATORY SPARE | 1000058294 | 85359030 |  | 18 |  | 220KV GIS- SINGLE PHASE OF CURRENT TRANSFORMER (4 CORES) WITHASSOCIATED ENCLOSURE AND PRIMARY CONDUCTOR COMPLETE IN ALL RESPECT | EA | 1 |  | Included | 0 | 0 | 0
115 | 7000033426 | 1090 | GIS PORTION-GIS MANDATORY SPARE | 1000058296 | 85359030 |  | 18 |  | 220KV GIS- SINGLE PHASE VT WITH ASSOCIATED ENCLOSURE COMPLETE IN ALLRESPECT | EA | 2 |  | Included | 0 | 0 | 0
116 | 7000033426 | 1100 | GIS PORTION-GIS MANDATORY SPARE | 1000058304 | 85359030 |  | 18 |  | 220KV GIS- SURGE COUNTER/ MONITOR | EA | 1 |  | Included | 0 | 0 | 0
117 | 7000033426 | 1110 | GIS PORTION-GIS MANDATORY SPARE | 1000058304 | 85359030 |  | 18 |  | 220KV GIS- SURGE COUNTER/ MONITOR | EA | 1 |  | Included | 0 | 0 | 0
118 | 7000033426 | 1120 | MANDATORY SPARE | 1000019912 | 85371000 |  | 18 |  | Relay & protection Panels (with automation) | LS | 1 |  | Included | 0 | 0 | 0
119 | 7000033426 | 1130 | MANDATORY SPARE | 1000019927 | 85389000 |  | 18 |  | Spares-Substation Automation System | LS | 1 |  | Included | 0 | 0 | 0
120 | 7000033426 | 1140 | MANDATORY SPARE | 1000032289 | 84819090 |  | 18 |  | SPARES FOFIRE PROTECTION SYSTEM | SET | 1 |  | Included | 0 | 0 | 0
121 | 7000033426 | 1420 | LCLM | 1000078276 | 73082011 |  | 18 |  | HIGH MAST FOR LIGHTING CUM LIGHTNING PROTECTION (30M HEIGHT WITH 1.0 MHIGH SPIKE), INCLUDING HARDWARE, LANTERN CARRIAGES,PULLEY SYSTEM WITHWIRE ROPES,NUTS, BOLTS,FOUNDATION BOLTS, ALL TYPE OF WASHERS ETC.COMPLETE IN ALL RESPECT. | EA | 2 |  | Included | 0 | 0 | 0
122 | 7000033426 | 1150 | STEEL STRUCTURE | 1000015954 | 73082011 |  | 18 |  | Fabrication, galvanising and supply of Lattice Structures (MS Steel),to be designed during detailed engineering, for towers, beams andequipment support structure including pack plates / packwashers andgusset plates excluding fasteners and foundation bolts | MT | 10 |  | Included | 0 | 0 | 0
123 | 7000033426 | 1160 | STEEL STRUCTURE | 1000011713 | 73082011 |  | 18 |  | Fabrication, galvanising and supply of fasteners ( nuts, bolts andwashers ) including step bolts for lattice and pipe structures to bedesigned during detailed engineering | MT | 3 |  | Included | 0 | 0 | 0
124 | 7000033426 | 1170 | STEEL STRUCTURE | 1000012373 | 73082011 |  | 18 |  | Fabrication, galvanising and supply of foundation bolts including nuts,checknut and washers for lattice and pipe structures to be designedduring detailed engineering | MT | 5 |  | Included | 0 | 0 | 0
II | Bus Sec Bay Jhatikara | [13 empty] | Revaluation of J column | Tax Calculation
1 | 7000033428 | 20 | GIS PORTION-420kV, 63kA GIS Equipment | 1000004654 | 85359030 |  | 18 |  | 420kV, 4000 A, 63 kA, SF6 GIS Bussectionaliser module as perSection-Project, Technicalspecification | SET | 2 |  | Included | 0 | 0 | 0
2 | 7000033428 | 10 | GIS PORTION-420kV, 63kA GIS Equipment | 1000004295 | 85389000 |  | 18 |  | 420kV, 4000A,63kA, Single phase SF6 GasInsulated Bus Duct (GIB) outside GISHall alongwith associated supportstructure | M | 700 |  | Included | 0 | 0 | 0
3 | 7000033428 | 30 | GIS PORTION-420kV, 63kA GIS Equipment | 1000032799 | 85389000 |  | 18 |  | 420KV, 4000A, 63KA SF6 TO AIR BUSHING | SET | 12 |  | Included | 0 | 0 | 0
4 | 7000033428 | 660 | GIS PORTION-TESTING & MAINTENANCE | 1000025440 | 85389000 |  | 18 |  | SF6 Gas processing Unit for 400kV GIS station | SET | 1 |  | Included | 0 | 0 | 0
5 | 7000033428 | 670 | GIS PORTION-TESTING & MAINTENANCE | 1000025436 | 90271000 |  | 18 |  | SF6 Gas Leakage Detector | EA | 1 |  | Included | 0 | 0 | 0
6 | 7000033428 | 680 | GIS PORTION-TESTING & MAINTENANCE | 1000032132 | 85389000 |  | 18 |  | SF6 GAS ANALYZER | EA | 1 |  | Included | 0 | 0 | 0
7 | 7000033428 | 40 | 420kV, 63kA AIS EQUIPMENT | 1000004401 | 85462040 |  | 18 |  | 420 kV, 1 phase Bus Post Insulator (except for Line Traps) | EA | 12 |  | Included | 0 | 0 | 0
8 | 7000033428 | 50 | GIS PORTION- Erection Hardware | 1000011334 | 72169990 |  | 18 |  | Erection Hardware for 400kV I type layout for GIS terminationarrangement-Transformer bay as per technical specification | SET | 2 |  | Included | 0 | 0 | 0
9 | 7000033428 | 60 | Earthmat | 1000032055 | 72159090 |  | 18 |  | 40 MM MS ROD FOR MAIN EARTHMAT | KM | 0.5 |  | Included | 0 | 0 | 0
10 | 7000033428 | 70 | CRP for 420kV Bays with SAS | 1000002163 | 85371000 |  | 18 |  | 400kV Circuit Breaker Relay Panel without Auto Reclose (withAutomation) | EA | 2 |  | Included | 0 | 0 | 0
11 | 7000033428 | 80 | CRP for 420kV Bays with SAS | 1000002146 | 85371000 |  | 18 |  | Augmentation of existing 400kV bus bar protection scheme.(No. of baysas per specification)-(with Automation) | SET | 1 |  | Included | 0 | 0 | 0
12 | 7000033428 | 90 | SAS-AUG | 1000003409 | 85371000 |  | 18 |  | Augmentation of Substation automation System for 400kV Main bay as perTechnical Specification | EA | 2 |  | Included | 0 | 0 | 0
13 | 7000033428 | 100 | VMS | 1000030433 | 85287390 |  | 18 |  | COLOR IP CAMERA, WITH PAN, TILT AND ZOOM FACILITIES, ALONGWITH ALLREQUIRED ITEMS, ACCESSORIES, LINE INTERFACE UNITS, FIBER PATCH CORDS,POWER SUPPLY UNITS, JUNCTION BOXES, CABLES, FIBER OPTIC CABLES, ETC.,AND INCLUDING INTEGRATION IN EXISTING HARDWARE AND SOFTWARE FORAUGMENTATION OF VISUAL MONITORING SYSTEM AS PER TECHNICALSPECIFICATION. | SET | 1 |  | Included | 0 | 0 | 0
14 | 7000033428 | 120 | POWER & CONTROL CABLE | 1000000442 | 85446020 |  | 18 |  | 1.1kV grade Control Cables (PVCinsulated) along withlugs,glands,straight joints &accessories,etc. | LS | 1 |  | Included | 0 | 0 | 0
15 | 7000033428 | 110 | POWER & CONTROL CABLE | 1000000443 | 85446020 |  | 18 |  | 1.1kV grade Power Cables (PVCinsulated)along withlugs,glands,straight joints &accessories,etc. | LS | 1 |  | Included | 0 | 0 | 0
16 | 7000033428 | 130 | AIR CONDITIONING & VENTILATION SYSTEM | 1000006284 | 84151090 |  | 28 |  | Air conditioning system for Switchyard Panel Room of 6m length | SET | 1 |  | Included | 0 | 0 | 0
17 | 7000033428 | 140 | FIRE FIGHTING SYSTEM | 1000012018 | 85311020 |  | 18 |  | Fire Detection and Alarm System for Switchyard Panel Room of 6 mlength | SET | 1 |  | Included | 0 | 0 | 0
18 | 7000033428 | 150 | ILLUMINATION SYSTEM | 1000038387 | 94051090 |  | 18 |  | LED FLOOD LIGHT LUMINARIESTYPE FL-1 (150W) AS PER TECHNICALSPECIFICATION | EA | 5 |  | Included | 0 | 0 | 0
19 | 7000033428 | 160 | ILLUMINATION SYSTEM | 1000038325 | 94059900 |  | 18 |  | LIGHTING FIXTURE LED LUMINAIRES TYPE FL2 AS PER TECH. SPECIFICATIONS | EA | 5 |  | Included | 0 | 0 | 0
20 | 7000033428 | 170 | ILLUMINATION SYSTEM | 1000013795 | 94059900 |  | 18 |  | Illumination System for switchyard panel room of 6 m length | LS | 1 |  | Included | 0 | 0 | 0
21 | 7000033428 | 180 | GIS PORTION-Spares for 420kV GIS | 1000049817 | 85359030 |  | 18 |  | SF6 PRESSURE GAUGE CUM SWITCH /DENSITY MONITORS AND PRESSURESWITCH AS APPLICABLE, OF EACH TYPE-400KV GIS | SET | 2 |  | Included | 0 | 0 | 0
22 | 7000033428 | 190 | GIS PORTION-Spares for 420kV GIS | 1000049753 | 85359030 |  | 18 |  | COUPLING DEVICE FOR PRESSURE GAUGE CUM SWITCH FOR CONNECTINGGAS HANDLING PLANT OF EACH TYPE-400KV GIS | SET | 3 |  | Included | 0 | 0 | 0
23 | 7000033428 | 200 | GIS PORTION-Spares for 420kV GIS | 1000049762 | 85359030 |  | 18 |  | RUBBER GASKETS, Ã‚â‚¬Å’OÃ‚â‚¬Â RINGS AND SEALS FOR SF6 GAS FOR GISENCLOSURE OF EACH TYPE-400KV GIS | SET | 2 |  | Included | 0 | 0 | 0
24 | 7000033428 | 210 | GIS PORTION-Spares for 420kV GIS | 1000058330 | 85359030 |  | 18 |  | 400KV GIS-MOLECULAR FILTER FOR SF6 GAS WITH FILTER BAGS (5 % OF TOTALWEIGHT) | SET | 3 |  | Included | 0 | 0 | 0
25 | 7000033428 | 220 | GIS PORTION-Spares for 420kV GIS | 1000049750 | 85359030 |  | 18 |  | CONTROL VALVES FOR SF6 GAS OF EACH TYPE-400KV GIS | SET | 1 |  | Included | 0 | 0 | 0
26 | 7000033428 | 230 | GIS PORTION-Spares for 420kV GIS | 1000058331 | 85359030 |  | 18 |  | 400KV GIS-SF6 GAS (5 % OF TOTAL GAS QUANTITY) | LOT | 3 |  | Included | 0 | 0 | 0
27 | 7000033428 | 240 | GIS PORTION-Spares for 420kV GIS | 1000049783 | 85359030 |  | 18 |  | LOCKING DEVICE TO KEEP THE DIS-CONNECTORS (ISOLATORS)AND EARTHING/FAST EARTHING SWITCHES IN CLOSE OR OPEN POSITION IN CASEOF REMOVAL OF THE DRIVING MECHANISM-400KV GIS | SET | 1 |  | Included | 0 | 0 | 0
28 | 7000033428 | 250 | GIS PORTION-Spares for 420kV GIS | 1000049505 | 85359030 |  | 18 |  | UHF PD SENSORS OF EACH TYPE ALONG WITH BNC CONNECTOR FOR 420KV GIS | EA | 3 |  | Included | 0 | 0 | 0
29 | 7000033428 | 260 | GIS PORTION-Spares for 420kV GIS | 1000058334 | 85359030 |  | 18 |  | 400KV GIS-SUPPORT INSULATORS (GAS THROUGH) OF EACH TYPE (COMPLETE WITHMETAL RING ETC.) ALONG WITH ASSOCIATED CONTACTS AND SHIELDS | EA | 5 |  | Included | 0 | 0 | 0
30 | 7000033428 | 270 | GIS PORTION-Spares for 420kV GIS | 1000058329 | 85359030 |  | 18 |  | 400KV GIS-GAS BARRIERS OF EACH TYPE (COMPLETE WITH METAL RING ETC.)ALONG WITH ASSOCIATED CONTACTS AND SHIELDS | EA | 5 |  | Included | 0 | 0 | 0
31 | 7000033428 | 490 | GIS PORTION-Spares for 420kV GIS | 1000062658 | 85359030 |  | 18 |  | 400KV GIS- 4000A SF6 TO AIR BUSHING COMPLETE IN ALL RESPECT | EA | 5 |  | Included | 0 | 0 | 0
32 | 7000033428 | 280 | GIS PORTION-Spares for 420kV GIS | 1000058317 | 85359030 |  | 18 |  | 400KV GIS-ONE POLE OF 3150A CIRCUIT BREAKER WITHOUT PIR WITHINTERRUPTER, MAIN CIRCUIT, ENCLOSURE AND OPERATING MECHANISM COMPLETEIN ALL RESPECT | SET | 2 |  | Included | 0 | 0 | 0
33 | 7000033428 | 290 | GIS PORTION-Spares for 420kV GIS | 1000021873 | 85389000 |  | 18 |  | Trip coil assembly with resistor for420kV GIS Circuit Breaker (asapplicable) | SET | 1 |  | Included | 0 | 0 | 0
34 | 7000033428 | 300 | GIS PORTION-Spares for 420kV GIS | 1000009208 | 85389000 |  | 18 |  | Closing coil assembly with resistor for420kV GIS Circuit Breaker (asapplicable) | SET | 3 |  | Included | 0 | 0 | 0
35 | 7000033428 | 310 | GIS PORTION-Spares for 420kV GIS | 1000058324 | 85359030 |  | 18 |  | RELAYS, POWER CONTACTORS, PUSH BUTTONS, TIMERS & MCBS ETC. (ASAPPLICABLE) OF EACH TYPE FOR 400KV GIS CIRCUIT BREAKER | SET | 3 |  | Included | 0 | 0 | 0
36 | 7000033428 | 320 | GIS PORTION-Spares for 420kV GIS | 1000007067 | 85389000 |  | 18 |  | Auxiliary switch assembly of each type for 420kV GIS Circuit Breaker | SET | 1 |  | Included | 0 | 0 | 0
37 | 7000033428 | 330 | GIS PORTION-Spares for 420kV GIS | 1000058323 | 85359030 |  | 18 |  | 400KV GIS CIRCUIT BREAKER-OPERATION COUNTER | EA | 3 |  | Included | 0 | 0 | 0
38 | 7000033428 | 340 | GIS PORTION-Spares for 420kV GIS | 1000058320 | 85359030 |  | 18 |  | 400KV GIS CIRCUIT BREAKER-HYDRAULIC OPERATING MECHANISM WITH DRIVEMOTOR (FOR HYDRAULIC OPERATED MECHANISM, IF APPLICABLE) | SET | 3 |  | Included | 0 | 0 | 0
39 | 7000033428 | 350 | GIS PORTION-Spares for 420kV GIS | 1000058318 | 85359030 |  | 18 |  | 400KV GIS CIRCUIT BREAKER- COMPLETE HYDRAULIC-SPRING OPERATINGMECHANISM INCLUDING CHARGING MECHANISM ETC. (FOR HYDRAULIC-SPRINGOPERATED MECHANISM, IF APPLICABLE) | SET | 1 |  | Included | 0 | 0 | 0
40 | 7000033428 | 360 | GIS PORTION-Spares for 420kV GIS | 1000058314 | 85359030 |  | 18 |  | 400KV GIS- SINGLE PHASE MAINTENANCE EARTHING SWITCH INCLUDING MAINCIRCUIT, ENCLOSURE, DRIVING MECHANISM AND SUPPORT INSULATOR ETC.,COMPLETE IN ALL RESPECT (NOTE 1 - IN CASE, DIS-CONNECTOR SWITCH (DS) &EARTH SWITCH (ES) IS PROVIDED IN A SAME ENCLOSURE WITH COMMONOPERATING MECHANISM, THEN THE MODULE COMPRISING OF DIS-CONNECTOR &EARTH SWITCH IN SINGLE ENCLOSURE WITH COMMON OPERATING MECHANISM IS TOBE PROVIDED UNDER THE HEAD OF SPARE DIS-CONNECTOR ONLY. NOTE 2 - INCASE, DIS-CONNECTOR SWITCH (DS) & EARTH SWITCH (ES) IS PROVIDED IN ASAME ENCLOSURE WITH SEPARATE OPERATING MECHANISM, THEN THE MODULECOMPRISING OF DIS-CONNECTOR & EARTH SWITCH IN SINGLE ENCLOSURE WITHSEPARATE OPERATING MECHANISM IS TO BE PROVIDED UNDER THE HEAD OF SPAREDIS-CONNECTOR ONLY.) | EA | 2 |  | Included | 0 | 0 | 0
41 | 7000033428 | 370 | GIS PORTION-Spares for 420kV GIS | 1000058310 | 85359030 |  | 18 |  | 400KV GIS - SINGLE PHASE FAST EARTHING SWITCH INCLUDING MAIN CIRCUIT,ENCLOSURE, DRIVING MECHANISM AND SUPPORT INSULATOR ETC., COMPLETE INALL RESPECT (NOTE 1 - IN CASE, DIS-CONNECTOR SWITCH (DS) & EARTHSWITCH (ES) IS PROVIDED IN A SAME ENCLOSURE WITH COMMON OPERATINGMECHANISM, THEN THE MODULE COMPRISING OF DIS-CONNECTOR & EARTH SWITCHIN SINGLE ENCLOSURE WITH COMMON OPERATING MECHANISM IS TO BE PROVIDEDUNDER THE HEAD OF SPARE DIS-CONNECTOR ONLY. NOTE 2 - IN CASE,DIS-CONNECTOR SWITCH (DS) & EARTH SWITCH (ES) IS PROVIDED IN A SAMEENCLOSURE WITH SEPARATE OPERATING MECHANISM, THEN THE MODULECOMPRISING OF DIS-CONNECTOR & EARTH SWITCH IN SINGLE ENCLOSURE WITHSEPARATE OPERATING MECHANISM IS TO BE PROVIDED UNDER THE HEAD OF SPAREDIS-CONNECTOR ONLY.) | EA | 1 |  | Included | 0 | 0 | 0
42 | 7000033428 | 380 | GIS PORTION-Spares for 420kV GIS | 1000058312 | 85359030 |  | 18 |  | OPEN/CLOSE CONTACTOR ASSEMBLY, TIMERS, KEY INTERLOCK, INTERLOCKINGCOILS, RELAYS, PUSH BUTTONS, INDICATING LAMPS, POWER CONTACTORS,RESISTORS, FUSES, MCBS & DRIVE CONTROL CARDS ETC. (AS APPLICABLE) ONEOF EACH TYPE FOR ONE COMPLETE MOM BOX FOR 400KV GIS MAINTENANCE EARTHSWITCH | SET | 1 |  | Included | 0 | 0 | 0
43 | 7000033428 | 390 | GIS PORTION-Spares for 420kV GIS | 1000058308 | 85359030 |  | 18 |  | OPEN/CLOSE CONTACTOR ASSEMBLY, TIMERS, KEY INTERLOCK, INTERLOCKINGCOILS, RELAYS, PUSH BUTTONS, INDICATING LAMPS, POWER CONTACTORS,RESISTORS, FUSES, MCBS & DRIVE CONTROL CARDS ETC. (AS APPLICABLE) ONEOF EACH TYPE FOR ONE COMPLETE MOM BOX FOR 400KV GIS FAST EARTHINGSWITCH | SET | 1 |  | Included | 0 | 0 | 0
44 | 7000033428 | 400 | GIS PORTION-Spares for 420kV GIS | 1000049776 | 85359030 |  | 18 |  | LIMIT SWITCHES AND AUX. SWITCHES FOR ONE COMPLETE MOM BOX FORDISCONNECTOR-400KV GIS | SET | 1 |  | Included | 0 | 0 | 0
45 | 7000033428 | 410 | GIS PORTION-Spares for 420kV GIS | 1000049778 | 85359030 |  | 18 |  | LIMIT SWITCHES AND AUX. SWITCHES FOR ONE COMPLETE MOM BOX FORMAINTENANCE EARTHING SWITCH-400KV GIS | SET | 2 |  | Included | 0 | 0 | 0
46 | 7000033428 | 420 | GIS PORTION-Spares for 420kV GIS | 1000049777 | 85359030 |  | 18 |  | LIMIT SWITCHES AND AUX. SWITCHES FOR ONE COMPLETE MOM BOX FOR FASTEARTHING SWITCH (IF APPLICABLE)-400KV GIS | SET | 2 |  | Included | 0 | 0 | 0
47 | 7000033428 | 430 | GIS PORTION-Spares for 420kV GIS | 1000058306 | 85359030 |  | 18 |  | DRIVE MECHANISM FOR 400KV GIS DISCONNECTOR SWITCH | SET | 2 |  | Included | 0 | 0 | 0
48 | 7000033428 | 440 | GIS PORTION-Spares for 420kV GIS | 1000058313 | 85359030 |  | 18 |  | DRIVE MECHANISM FOR 400KV GIS MAINTENANCE EARTH SWITCH | SET | 1 |  | Included | 0 | 0 | 0
49 | 7000033428 | 450 | GIS PORTION-Spares for 420kV GIS | 1000058309 | 85359030 |  | 18 |  | DRIVE MECHANISM FOR 400KV GIS FAST EARTHING SWITCH | SET | 1 |  | Included | 0 | 0 | 0
50 | 7000033428 | 460 | GIS PORTION-Spares for 420kV GIS | 1000058315 | 85359030 |  | 18 |  | MOTOR FOR DRIVE MECHANISM FOR 400KVGIS MAINTENANCE EARTH SWITCH | EA | 1 |  | Included | 0 | 0 | 0
51 | 7000033428 | 470 | GIS PORTION-Spares for 420kV GIS | 1000058311 | 85359030 |  | 18 |  | MOTOR FOR DRIVE MECHANISM FOR 400KV GIS FAST EARTHING SWITCH | EA | 1 |  | Included | 0 | 0 | 0
52 | 7000033428 | 480 | GIS PORTION-Spares for 420kV GIS | 1000058326 | 85359030 |  | 18 |  | 400KV GIS- SINGLE PHASE OF CURRENT TRANSFORMER (2 CORES, TYPE-CTB)WITH ASSOCIATED ENCLOSURE AND PRIMARY CONDUCTOR COMPLETE IN ALLRESPECT | EA | 1 |  | Included | 0 | 0 | 0
53 | 7000033428 | 630 | Tower and Equipment Support Structure | 1000015952 | 73082011 |  | 18 |  | Fabrication, galvanising and supply of Equipment Support (Pipe)Structures to be designed during detailed engineering | MT | 3 |  | Included | 0 | 0 | 0
54 | 7000033428 | 640 | Tower and Equipment Support Structure | 1000011713 | 73082011 |  | 18 |  | Fabrication, galvanising and supply of fasteners ( nuts, bolts andwashers ) including step bolts for lattice and pipe structures to bedesigned during detailed engineering | MT | 1 |  | Included | 0 | 0 | 0
55 | 7000033428 | 650 | Tower and Equipment Support Structure | 1000012373 | 73082011 |  | 18 |  | Fabrication, galvanising and supply of foundation bolts including nuts,checknut and washers for lattice and pipe structures to be designedduring detailed engineering | MT | 1 |  | Included | 0 | 0 | 0
56 | 7000033428 | 690 | LCLM | 1000078276 | 73082011 |  | 18 |  | HIGH MAST FOR LIGHTING CUM LIGHTNING PROTECTION (30M HEIGHT WITH 1.0 MHIGH SPIKE), INCLUDING HARDWARE, LANTERN CARRIAGES,PULLEY SYSTEM WITHWIRE ROPES,NUTS, BOLTS,FOUNDATION BOLTS, ALL TYPE OF WASHERS ETC.COMPLETE IN ALL RESPECT. | EA | 1 |  | Included | 0 | 0 | 0
III | ICT Bay 400/220kV Lucknow SS | [13 empty] | Revaluation of J column | Tax Calculation
1 | 7000033427 | 720 | GIS PORTION TESTING & MAINTENANCE | 1000025440 | 85389000 |  | 18 |  | SF6 Gas processing Unit for 400kV GIS station | SET | 1 |  | Included | 0 | 0 | 0
2 | 7000033427 | 730 | GIS PORTION TESTING & MAINTENANCE | 1000025436 | 90271000 |  | 18 |  | SF6 Gas Leakage Detector | EA | 1 |  | Included | 0 | 0 | 0
3 | 7000033427 | 740 | GIS PORTION TESTING & MAINTENANCE | 1000032132 | 85389000 |  | 18 |  | SF6 GAS ANALYZER | EA | 1 |  | Included | 0 | 0 | 0
4 | 7000033427 | 60 | GIS PORTION-420kV, 63kA GIS Equipment | 1000032802 | 85359030 |  | 18 |  | 420KV, 4000A,63KA GIS BUSBAR MODULE EXTENSION | SET | 2 |  | Included | 0 | 0 | 0
5 | 7000033427 | 10 | GIS PORTION-420kV, 63kA GIS Equipment | 1000004637 | 85359030 |  | 18 |  | 420kV, 3150 A, 63 kA, SF6 GIS ICT feederbay module as per Section-Project,Technical specification | SET | 1 |  | Included | 0 | 0 | 0
6 | 7000033427 | 20 | GIS PORTION-420kV, 63kA GIS Equipment | 1000004505 | 85359030 |  | 18 |  | 420kV, 3150 A, 63 kA, SF6 GIS Tie baymodule(without PIR) as perSection-Project, Technicalspecification | SET | 1 |  | Included | 0 | 0 | 0
7 | 7000033427 | 30 | GIS PORTION-420kV, 63kA GIS Equipment | 1000004287 | 85389000 |  | 18 |  | 420kV, 3000A, 63kA, Single phase, SF6Gas Insulated Bus Duct (GIB) outsideGIS Hall alongwith associated supportstructure | M | 60 |  | Included | 0 | 0 | 0
8 | 7000033427 | 50 | GIS PORTION-420kV, 63kA GIS Equipment | 1000004295 | 85389000 |  | 18 |  | 420kV, 4000A,63kA, Single phase SF6 GasInsulated Bus Duct (GIB) outside GISHall alongwith associated supportstructure | M | 800 |  | Included | 0 | 0 | 0
9 | 7000033427 | 40 | GIS PORTION-420kV, 63kA GIS Equipment | 1000032699 | 85389000 |  | 18 |  | 3150A, 63KA, 1SEC SINGLE PHASE 420KV SF6 TO AIR BUSHING | EA | 3 |  | Included | 0 | 0 | 0
10 | 7000033427 | 70 | GIS PORTION-420kV, 63kA GIS Equipment | 1000062658 | 85359030 |  | 18 |  | 400KV GIS- 4000A SF6 TO AIR BUSHING COMPLETE IN ALL RESPECT | EA | 6 |  | Included | 0 | 0 | 0
11 | 7000033427 | 80 | GIS PORTION-220kV, 50kA GIS Equipment | 1000001693 | 85389000 |  | 18 |  | 245kV,1600A, 50kA,3 Single phase/3Phase, SF6 Gas Insulated Bus Duct (GIB)outside GIS Hall alongwith associatedsupport structure(Quantity mentionedhere is for 3 Phase type) | M | 150 |  | Included | 0 | 0 | 0
12 | 7000033427 | 90 | GIS PORTION-220kV, 50kA GIS Equipment | 1000029503 | 85389000 |  | 18 |  | 245kV, 1600A, 50kA Single phase SF6 to Air Bushing | EA | 6 |  | Included | 0 | 0 | 0
13 | 7000033427 | 100 | 420kV, 63kA AIS EQUIPMENT | 1000020419 | 85354010 |  | 18 |  | 336kV Surge Arrester (1-phase) | EA | 3 |  | Included | 0 | 0 | 0
14 | 7000033427 | 110 | 420kV, 63kA AIS EQUIPMENT | 1000004401 | 85462040 |  | 18 |  | 420 kV, 1 phase Bus Post Insulator (except for Line Traps) | EA | 6 |  | Included | 0 | 0 | 0
15 | 7000033427 | 120 | 245kV, 50kA AIS EQUIPMENT | 1000001695 | 85462040 |  | 18 |  | 245 kV, 1 phase Bus Post Insulator (except for Line Traps) | EA | 15 |  | Included | 0 | 0 | 0
16 | 7000033427 | 130 | 245kV, 50kA AIS EQUIPMENT | 1000020417 | 85354010 |  | 18 |  | 216kV Surge Arrester (1-phase) | EA | 3 |  | Included | 0 | 0 | 0
17 | 7000033427 | 140 | 245kV, 50kA AIS EQUIPMENT | 1000032777 | 85353090 |  | 18 |  | 245KV, 1600 A, 50KA, 3-PHASE, DOUBLE BREAK TANDEM ISOLATOR WITHOUT E/S | EA | 2 |  | Included | 0 | 0 | 0
18 | 7000033427 | 150 | 245kV, 50kA AIS EQUIPMENT | 1000001689 | 85353090 |  | 18 |  | 245kV, 1600A, 50 KA, 3-phase DoubleBreak Isolator with two E/S | EA | 1 |  | Included | 0 | 0 | 0
19 | 7000033427 | 160 | 245kV, 50kA AIS EQUIPMENT | 1000001688 | 85353090 |  | 18 |  | 245kV, 1600A, 50 KA, 3-phase DoubleBreak Isolator with one E/S | EA | 1 |  | Included | 0 | 0 | 0
20 | 7000033427 | 170 | 245kV, 50kA AIS EQUIPMENT | 1000001684 | 85359090 |  | 18 |  | 245 kV, 1600A, 50KA, 1-Phase CurrentTransformer with 120% extended currentrating | EA | 3 |  | Included | 0 | 0 | 0
21 | 7000033427 | 180 | 245kV, 50kA AIS EQUIPMENT | 1000001683 | 85352912 |  | 18 |  | 245kV, 1600A, 50KA Circuit Breaker(3-Phase) with support structure | EA | 1 |  | Included | 0 | 0 | 0
22 | 7000033427 | 190 | GIS PORTION-Erection Hardware | 1000011334 | 72169990 |  | 18 |  | Erection Hardware for 400kV I type layout for GIS terminationarrangement-Transformer bay as per technical specification | SET | 1 |  | Included | 0 | 0 | 0
23 | 7000033427 | 200 | Erection Hardware for 220 kV DMT Type S | 1000011257 | 72169990 |  | 18 |  | Erection Hardware for 220kV layout (Double Main and TransferScheme)-Bus work (three Bay) as per technical specification | SET | 1 |  | Included | 0 | 0 | 0
24 | 7000033427 | 210 | Erection Hardware for 220 kV DMT Type S | 1000011264 | 72169990 |  | 18 |  | Erection Hardware for 220kV layout (Double Main and TransferScheme)-Transformer Bay as per technical specification | SET | 1 |  | Included | 0 | 0 | 0
25 | 7000033427 | 220 | Earthmat | 1000032055 | 72159090 |  | 18 |  | 40 MM MS ROD FOR MAIN EARTHMAT | KM | 1.5 |  | Included | 0 | 0 | 0
26 | 7000033427 | 230 | CSD | 1000009713 | 85389000 |  | 18 |  | Controlled Switching Device for 420 kV, 3-ph Circuit Breaker | EA | 1 |  | Included | 0 | 0 | 0
27 | 7000033427 | 240 | CRP for conventianal 420kV Bays | 1000055445 | 85371000 |  | 18 |  | 400KV CIRCUIT BREAKER RELAY PANEL | EA | 1 |  | Included | 0 | 0 | 0
28 | 7000033427 | 250 | CRP for conventianal 420kV Bays | 1000004273 | 85371000 |  | 18 |  | 400kV Transformer Protection Panel (For both HV & MV side) | EA | 1 |  | Included | 0 | 0 | 0
29 | 7000033427 | 260 | CRP for conventianal 420kV Bays | 1000006843 | 85371000 |  | 18 |  | Augmentation of existing 400kV bus bar protection scheme | SET | 1 |  | Included | 0 | 0 | 0
30 | 7000033427 | 270 | CRP for conventianal 420kV Bays | 1000030470 | 85049010 |  | 18 |  | Digital RTCC Panel consist of digital RTCC relays as per technicalspecification | SET | 1 |  | Included | 0 | 0 | 0
31 | 7000033427 | 280 | CRP for conventianal 220kV Bays | 1000055442 | 85371000 |  | 18 |  | 220KV CIRCUIT BREAKER RELAY PANEL | EA | 1 |  | Included | 0 | 0 | 0
32 | 7000033427 | 290 | CRP for conventianal 220kV Bays | 1000006842 | 85371000 |  | 18 |  | Augmentation of existing 220kV bus bar protection scheme | SET | 1 |  | Included | 0 | 0 | 0
33 | 7000033427 | 300 | CRP for conventianal 220kV Bays | 1000033603 | 85371000 |  | 18 |  | 220KV CONTROL PANEL FOR ICT BAY WITH BCU | EA | 1 |  | Included | 0 | 0 | 0
34 | 7000033427 | 310 | SAS-AUG | 1000049435 | 85389000 |  | 18 |  | UPGARDATION OF COMPLETE IEC 61850 BASED SUBSTATION AUTOMATION SYSTEMAS PER TECHNICAL SPECIFICATION | SET | 1 |  | Included | 0 | 0 | 0
35 | 7000033427 | 320 | VMS | 1000030433 | 85287390 |  | 18 |  | COLOR IP CAMERA, WITH PAN, TILT AND ZOOM FACILITIES, ALONGWITH ALLREQUIRED ITEMS, ACCESSORIES, LINE INTERFACE UNITS, FIBER PATCH CORDS,POWER SUPPLY UNITS, JUNCTION BOXES, CABLES, FIBER OPTIC CABLES, ETC.,AND INCLUDING INTEGRATION IN EXISTING HARDWARE AND SOFTWARE FORAUGMENTATION OF VISUAL MONITORING SYSTEM AS PER TECHNICALSPECIFICATION. | SET | 1 |  | Included | 0 | 0 | 0
36 | 7000033427 | 330 | LT SWITCHGEAR | 1000055451 | 85371000 |  | 18 |  | EXTENSION OF LT SWITCHGEAR AS PER TECHNICAL SPECIFICATION | SET | 1 |  | Included | 0 | 0 | 0
37 | 7000033427 | 340 | POWER & CONTROL CABLE | 1000000444 | 85446090 |  | 18 |  | 1.1kV grade Power Cables (XLPEinsulated) along withlugs,glands,straight joints &accessories,etc. | LS | 1 |  | Included | 0 | 0 | 0
38 | 7000033427 | 350 | POWER & CONTROL CABLE | 1000000443 | 85446020 |  | 18 |  | 1.1kV grade Power Cables (PVCinsulated)along withlugs,glands,straight joints &accessories,etc. | LS | 1 |  | Included | 0 | 0 | 0
39 | 7000033427 | 360 | POWER & CONTROL CABLE | 1000000442 | 85446020 |  | 18 |  | 1.1kV grade Control Cables (PVCinsulated) along withlugs,glands,straight joints &accessories,etc. | LS | 1 |  | Included | 0 | 0 | 0
40 | 7000033427 | 370 | AIR CONDITIONING & VENTILATION SYSTEM | 1000006284 | 84151090 |  | 28 |  | Air conditioning system for Switchyard Panel Room of 6m length | SET | 1 |  | Included | 0 | 0 | 0
41 | 7000033427 | 380 | FIRE FIGHTING SYSTEM | 1000055456 | 84248990 |  | 18 |  | HVW SPRAY SYSTEM, HYDRANT SYSTEM AND COMPLETE U/G & O/G PIPING ANDACCESSORIES ETC. OUT SIDE THE PUMP HOUSE FOR 400KV, 3-PHASEAUTOTRANSFORMER | SET | 1 |  | Included | 0 | 0 | 0
42 | 7000033427 | 390 | FIRE FIGHTING SYSTEM | 1000012018 | 85311020 |  | 18 |  | Fire Detection and Alarm System for Switchyard Panel Room of 6 mlength | SET | 1 |  | Included | 0 | 0 | 0
43 | 7000033427 | 400 | ILLUMINATION SYSTEM | 1000013795 | 94059900 |  | 18 |  | Illumination System for switchyard panel room of 6 m length | LS | 1 |  | Included | 0 | 0 | 0
44 | 7000033427 | 410 | ILLUMINATION SYSTEM | 1000038325 | 94059900 |  | 18 |  | LIGHTING FIXTURE LED LUMINAIRES TYPE FL2 AS PER TECH. SPECIFICATIONS | EA | 15 |  | Included | 0 | 0 | 0
45 | 7000033427 | 420 | ILLUMINATION SYSTEM | 1000038387 | 94051090 |  | 18 |  | LED FLOOD LIGHT LUMINARIESTYPE FL-1 (150W) AS PER TECHNICALSPECIFICATION | EA | 15 |  | Included | 0 | 0 | 0
46 | 7000033427 | 430 | ILLUMINATION SYSTEM | 1000001894 | 94059900 |  | 18 |  | Outdoor Power Receptacle for oilfiltration unit (250A) | EA | 1 |  | Included | 0 | 0 | 0
47 | 7000033427 | 440 | ILLUMINATION SYSTEM | 1000014548 | 94059900 |  | 18 |  | Lighting Panel type ACP-3 as per technical specification | EA | 1 |  | Included | 0 | 0 | 0
48 | 7000033427 | 450 | Mandatory Spare LOT | 1000024186 | 85354010 |  | 18 |  | SPARES FOR 336KV SURGE ARRESTER | LS | 1 |  | Included | 0 | 0 | 0
49 | 7000033427 | 520 | Mandatory Spare LOT | 1000025930 | 85354010 |  | 18 |  | Spare-216kV Surge Arrester | SET | 1 |  | Included | 0 | 0 | 0
50 | 7000033427 | 460 | Mandatory Spare LOT | 1000025935 | 85389000 |  | 18 |  | Spare-245kV Circuit Breaker | SET | 1 |  | Included | 0 | 0 | 0
51 | 7000033427 | 470 | Mandatory Spare LOT | 1000025936 | 85353090 |  | 18 |  | Spare-245kV Isolator | SET | 1 |  | Included | 0 | 0 | 0
52 | 7000033427 | 480 | Mandatory Spare LOT | 1000025933 | 85389000 |  | 18 |  | Spare-245kV CT | SET | 1 |  | Included | 0 | 0 | 0
53 | 7000033427 | 490 | Mandatory Spare LOT | 1000019912 | 85371000 |  | 18 |  | Relay & protection Panels (with automation) | LS | 1 |  | Included | 0 | 0 | 0
54 | 7000033427 | 500 | Mandatory Spare LOT | 1000019927 | 85389000 |  | 18 |  | Spares-Substation Automation System | LS | 1 |  | Included | 0 | 0 | 0
55 | 7000033427 | 510 | Mandatory Spare LOT | 1000032289 | 84819090 |  | 18 |  | SPARES FOFIRE PROTECTION SYSTEM | SET | 1 |  | Included | 0 | 0 | 0
56 | 7000033427 | 700 | LCLM | 1000078276 | 73082011 |  | 18 |  | HIGH MAST FOR LIGHTING CUM LIGHTNING PROTECTION (30M HEIGHT WITH 1.0 MHIGH SPIKE), INCLUDING HARDWARE, LANTERN CARRIAGES,PULLEY SYSTEM WITHWIRE ROPES,NUTS, BOLTS,FOUNDATION BOLTS, ALL TYPE OF WASHERS ETC.COMPLETE IN ALL RESPECT. | EA | 2 |  | Included | 0 | 0 | 0
57 | 7000033427 | 770 | Supply of Non standard structure | 1000015954 | 73082011 |  | 18 |  | Fabrication, galvanising and supply of Lattice Structures (MS Steel),to be designed during detailed engineering, for towers, beams andequipment support structure including pack plates / packwashers andgusset plates excluding fasteners and foundation bolts | MT | 18 |  | Included | 0 | 0 | 0
58 | 7000033427 | 780 | Supply of Non standard structure | 1000011713 | 73082011 |  | 18 |  | Fabrication, galvanising and supply of fasteners ( nuts, bolts andwashers ) including step bolts for lattice and pipe structures to bedesigned during detailed engineering | MT | 1 |  | Included | 0 | 0 | 0
59 | 7000033427 | 790 | Supply of Non standard structure | 1000012373 | 73082011 |  | 18 |  | Fabrication, galvanising and supply of foundation bolts including nuts,checknut and washers for lattice and pipe structures to be designedduring detailed engineering | MT | 3 |  | Included | 0 | 0 | 0
60 | 7000033427 | 800 | GIS PORTION-GIS MANDATORY SPARE | 1000007067 | 85389000 |  | 18 |  | Auxiliary switch assembly of each type for 420kV GIS Circuit Breaker | SET | 1 |  | Included | 0 | 0 | 0
61 | 7000033427 | 810 | GIS PORTION-GIS MANDATORY SPARE | 1000009208 | 85389000 |  | 18 |  | Closing coil assembly with resistor for420kV GIS Circuit Breaker (asapplicable) | SET | 3 |  | Included | 0 | 0 | 0
62 | 7000033427 | 820 | GIS PORTION-GIS MANDATORY SPARE | 1000021873 | 85389000 |  | 18 |  | Trip coil assembly with resistor for420kV GIS Circuit Breaker (asapplicable) | SET | 1 |  | Included | 0 | 0 | 0
63 | 7000033427 | 830 | GIS PORTION-GIS MANDATORY SPARE | 1000049505 | 85359030 |  | 18 |  | UHF PD SENSORS OF EACH TYPE ALONG WITH BNC CONNECTOR FOR 420KV GIS | EA | 3 |  | Included | 0 | 0 | 0
64 | 7000033427 | 840 | GIS PORTION-GIS MANDATORY SPARE | 1000049750 | 85359030 |  | 18 |  | CONTROL VALVES FOR SF6 GAS OF EACH TYPE-400KV GIS | SET | 1 |  | Included | 0 | 0 | 0
65 | 7000033427 | 850 | GIS PORTION-GIS MANDATORY SPARE | 1000049753 | 85359030 |  | 18 |  | COUPLING DEVICE FOR PRESSURE GAUGE CUM SWITCH FOR CONNECTINGGAS HANDLING PLANT OF EACH TYPE-400KV GIS | SET | 3 |  | Included | 0 | 0 | 0
66 | 7000033427 | 860 | GIS PORTION-GIS MANDATORY SPARE | 1000049762 | 85359030 |  | 18 |  | RUBBER GASKETS, Ã‚â‚¬Å’OÃ‚â‚¬Â RINGS AND SEALS FOR SF6 GAS FOR GISENCLOSURE OF EACH TYPE-400KV GIS | SET | 2 |  | Included | 0 | 0 | 0
67 | 7000033427 | 870 | GIS PORTION-GIS MANDATORY SPARE | 1000049776 | 85359030 |  | 18 |  | LIMIT SWITCHES AND AUX. SWITCHES FOR ONE COMPLETE MOM BOX FORDISCONNECTOR-400KV GIS | SET | 1 |  | Included | 0 | 0 | 0
68 | 7000033427 | 880 | GIS PORTION-GIS MANDATORY SPARE | 1000049777 | 85359030 |  | 18 |  | LIMIT SWITCHES AND AUX. SWITCHES FOR ONE COMPLETE MOM BOX FOR FASTEARTHING SWITCH (IF APPLICABLE)-400KV GIS | SET | 2 |  | Included | 0 | 0 | 0
69 | 7000033427 | 890 | GIS PORTION-GIS MANDATORY SPARE | 1000049778 | 85359030 |  | 18 |  | LIMIT SWITCHES AND AUX. SWITCHES FOR ONE COMPLETE MOM BOX FORMAINTENANCE EARTHING SWITCH-400KV GIS | SET | 2 |  | Included | 0 | 0 | 0
70 | 7000033427 | 900 | GIS PORTION-GIS MANDATORY SPARE | 1000049783 | 85359030 |  | 18 |  | LOCKING DEVICE TO KEEP THE DIS-CONNECTORS (ISOLATORS)AND EARTHING/FAST EARTHING SWITCHES IN CLOSE OR OPEN POSITION IN CASEOF REMOVAL OF THE DRIVING MECHANISM-400KV GIS | SET | 1 |  | Included | 0 | 0 | 0
71 | 7000033427 | 910 | GIS PORTION-GIS MANDATORY SPARE | 1000049817 | 85359030 |  | 18 |  | SF6 PRESSURE GAUGE CUM SWITCH /DENSITY MONITORS AND PRESSURESWITCH AS APPLICABLE, OF EACH TYPE-400KV GIS | SET | 2 |  | Included | 0 | 0 | 0
72 | 7000033427 | 920 | GIS PORTION-GIS MANDATORY SPARE | 1000058306 | 85359030 |  | 18 |  | DRIVE MECHANISM FOR 400KV GIS DISCONNECTOR SWITCH | SET | 2 |  | Included | 0 | 0 | 0
73 | 7000033427 | 930 | GIS PORTION-GIS MANDATORY SPARE | 1000058308 | 85359030 |  | 18 |  | OPEN/CLOSE CONTACTOR ASSEMBLY, TIMERS, KEY INTERLOCK, INTERLOCKINGCOILS, RELAYS, PUSH BUTTONS, INDICATING LAMPS, POWER CONTACTORS,RESISTORS, FUSES, MCBS & DRIVE CONTROL CARDS ETC. (AS APPLICABLE) ONEOF EACH TYPE FOR ONE COMPLETE MOM BOX FOR 400KV GIS FAST EARTHINGSWITCH | SET | 1 |  | Included | 0 | 0 | 0
74 | 7000033427 | 940 | GIS PORTION-GIS MANDATORY SPARE | 1000058309 | 85359030 |  | 18 |  | DRIVE MECHANISM FOR 400KV GIS FAST EARTHING SWITCH | SET | 1 |  | Included | 0 | 0 | 0
75 | 7000033427 | 950 | GIS PORTION-GIS MANDATORY SPARE | 1000058310 | 85359030 |  | 18 |  | 400KV GIS - SINGLE PHASE FAST EARTHING SWITCH INCLUDING MAIN CIRCUIT,ENCLOSURE, DRIVING MECHANISM AND SUPPORT INSULATOR ETC., COMPLETE INALL RESPECT (NOTE 1 - IN CASE, DIS-CONNECTOR SWITCH (DS) & EARTHSWITCH (ES) IS PROVIDED IN A SAME ENCLOSURE WITH COMMON OPERATINGMECHANISM, THEN THE MODULE COMPRISING OF DIS-CONNECTOR & EARTH SWITCHIN SINGLE ENCLOSURE WITH COMMON OPERATING MECHANISM IS TO BE PROVIDEDUNDER THE HEAD OF SPARE DIS-CONNECTOR ONLY. NOTE 2 - IN CASE,DIS-CONNECTOR SWITCH (DS) & EARTH SWITCH (ES) IS PROVIDED IN A SAMEENCLOSURE WITH SEPARATE OPERATING MECHANISM, THEN THE MODULECOMPRISING OF DIS-CONNECTOR & EARTH SWITCH IN SINGLE ENCLOSURE WITHSEPARATE OPERATING MECHANISM IS TO BE PROVIDED UNDER THE HEAD OF SPAREDIS-CONNECTOR ONLY.) | EA | 1 |  | Included | 0 | 0 | 0
76 | 7000033427 | 960 | GIS PORTION-GIS MANDATORY SPARE | 1000058311 | 85359030 |  | 18 |  | MOTOR FOR DRIVE MECHANISM FOR 400KV GIS FAST EARTHING SWITCH | EA | 1 |  | Included | 0 | 0 | 0
77 | 7000033427 | 970 | GIS PORTION-GIS MANDATORY SPARE | 1000058312 | 85359030 |  | 18 |  | OPEN/CLOSE CONTACTOR ASSEMBLY, TIMERS, KEY INTERLOCK, INTERLOCKINGCOILS, RELAYS, PUSH BUTTONS, INDICATING LAMPS, POWER CONTACTORS,RESISTORS, FUSES, MCBS & DRIVE CONTROL CARDS ETC. (AS APPLICABLE) ONEOF EACH TYPE FOR ONE COMPLETE MOM BOX FOR 400KV GIS MAINTENANCE EARTHSWITCH | SET | 1 |  | Included | 0 | 0 | 0
78 | 7000033427 | 980 | GIS PORTION-GIS MANDATORY SPARE | 1000058313 | 85359030 |  | 18 |  | DRIVE MECHANISM FOR 400KV GIS MAINTENANCE EARTH SWITCH | SET | 1 |  | Included | 0 | 0 | 0
79 | 7000033427 | 990 | GIS PORTION-GIS MANDATORY SPARE | 1000058314 | 85359030 |  | 18 |  | 400KV GIS- SINGLE PHASE MAINTENANCE EARTHING SWITCH INCLUDING MAINCIRCUIT, ENCLOSURE, DRIVING MECHANISM AND SUPPORT INSULATOR ETC.,COMPLETE IN ALL RESPECT (NOTE 1 - IN CASE, DIS-CONNECTOR SWITCH (DS) &EARTH SWITCH (ES) IS PROVIDED IN A SAME ENCLOSURE WITH COMMONOPERATING MECHANISM, THEN THE MODULE COMPRISING OF DIS-CONNECTOR &EARTH SWITCH IN SINGLE ENCLOSURE WITH COMMON OPERATING MECHANISM IS TOBE PROVIDED UNDER THE HEAD OF SPARE DIS-CONNECTOR ONLY. NOTE 2 - INCASE, DIS-CONNECTOR SWITCH (DS) & EARTH SWITCH (ES) IS PROVIDED IN ASAME ENCLOSURE WITH SEPARATE OPERATING MECHANISM, THEN THE MODULECOMPRISING OF DIS-CONNECTOR & EARTH SWITCH IN SINGLE ENCLOSURE WITHSEPARATE OPERATING MECHANISM IS TO BE PROVIDED UNDER THE HEAD OF SPAREDIS-CONNECTOR ONLY.) | EA | 2 |  | Included | 0 | 0 | 0
80 | 7000033427 | 1000 | GIS PORTION-GIS MANDATORY SPARE | 1000058315 | 85359030 |  | 18 |  | MOTOR FOR DRIVE MECHANISM FOR 400KVGIS MAINTENANCE EARTH SWITCH | EA | 1 |  | Included | 0 | 0 | 0
81 | 7000033427 | 1010 | GIS PORTION-GIS MANDATORY SPARE | 1000058317 | 85359030 |  | 18 |  | 400KV GIS-ONE POLE OF 3150A CIRCUIT BREAKER WITHOUT PIR WITHINTERRUPTER, MAIN CIRCUIT, ENCLOSURE AND OPERATING MECHANISM COMPLETEIN ALL RESPECT | SET | 2 |  | Included | 0 | 0 | 0
82 | 7000033427 | 1020 | GIS PORTION-GIS MANDATORY SPARE | 1000058318 | 85359030 |  | 18 |  | 400KV GIS CIRCUIT BREAKER- COMPLETE HYDRAULIC-SPRING OPERATINGMECHANISM INCLUDING CHARGING MECHANISM ETC. (FOR HYDRAULIC-SPRINGOPERATED MECHANISM, IF APPLICABLE) | SET | 1 |  | Included | 0 | 0 | 0
83 | 7000033427 | 1030 | GIS PORTION-GIS MANDATORY SPARE | 1000058320 | 85359030 |  | 18 |  | 400KV GIS CIRCUIT BREAKER-HYDRAULIC OPERATING MECHANISM WITH DRIVEMOTOR (FOR HYDRAULIC OPERATED MECHANISM, IF APPLICABLE) | SET | 3 |  | Included | 0 | 0 | 0
84 | 7000033427 | 1040 | GIS PORTION-GIS MANDATORY SPARE | 1000058323 | 85359030 |  | 18 |  | 400KV GIS CIRCUIT BREAKER-OPERATION COUNTER | EA | 3 |  | Included | 0 | 0 | 0
85 | 7000033427 | 1050 | GIS PORTION-GIS MANDATORY SPARE | 1000058324 | 85359030 |  | 18 |  | RELAYS, POWER CONTACTORS, PUSH BUTTONS, TIMERS & MCBS ETC. (ASAPPLICABLE) OF EACH TYPE FOR 400KV GIS CIRCUIT BREAKER | SET | 3 |  | Included | 0 | 0 | 0
86 | 7000033427 | 1060 | GIS PORTION-GIS MANDATORY SPARE | 1000058326 | 85359030 |  | 18 |  | 400KV GIS- SINGLE PHASE OF CURRENT TRANSFORMER (2 CORES, TYPE-CTB)WITH ASSOCIATED ENCLOSURE AND PRIMARY CONDUCTOR COMPLETE IN ALLRESPECT | EA | 1 |  | Included | 0 | 0 | 0
87 | 7000033427 | 1070 | GIS PORTION-GIS MANDATORY SPARE | 1000058329 | 85359030 |  | 18 |  | 400KV GIS-GAS BARRIERS OF EACH TYPE (COMPLETE WITH METAL RING ETC.)ALONG WITH ASSOCIATED CONTACTS AND SHIELDS | EA | 5 |  | Included | 0 | 0 | 0
88 | 7000033427 | 1080 | GIS PORTION-GIS MANDATORY SPARE | 1000058330 | 85359030 |  | 18 |  | 400KV GIS-MOLECULAR FILTER FOR SF6 GAS WITH FILTER BAGS (5 % OF TOTALWEIGHT) | SET | 3 |  | Included | 0 | 0 | 0
89 | 7000033427 | 1090 | GIS PORTION-GIS MANDATORY SPARE | 1000058331 | 85359030 |  | 18 |  | 400KV GIS-SF6 GAS (5 % OF TOTAL GAS QUANTITY) | LOT | 3 |  | Included | 0 | 0 | 0
90 | 7000033427 | 1100 | GIS PORTION-GIS MANDATORY SPARE | 1000058334 | 85359030 |  | 18 |  | 400KV GIS-SUPPORT INSULATORS (GAS THROUGH) OF EACH TYPE (COMPLETE WITHMETAL RING ETC.) ALONG WITH ASSOCIATED CONTACTS AND SHIELDS | EA | 5 |  | Included | 0 | 0 | 0
91 | 7000033427 | 1110 | GIS PORTION-GIS MANDATORY SPARE | 1000062658 | 85359030 |  | 18 |  | 400KV GIS- 4000A SF6 TO AIR BUSHING COMPLETE IN ALL RESPECT | EA | 5 |  | Included | 0 | 0 | 0
[7 empty] | Total Ex-works Price | [5 empty] | 0 | 0 | 0 | 0
[7 empty] | Total Type Test charges as per Schedule-7 | [5 empty] | 0
[7 empty] | Total Ex-works Price including Type Test charges | [5 empty] | 0
[7 empty] | Total GST Tax as confirmed by Bidder | [5 empty] | 0
Note : | Specify amount of GST on the transaction between the Contractor and the Employer.
* | In case the bidder leaves the cell for confirmation of the HSN code and/or GST rate “blank”, the HSN code and corresponding GST rate indicated by the Employer shall be deemed to be the one confirmed by the Bidder.
Date : | --
Place : | [10 empty] | Printed Name :
Designation :
Click for Sch-2

## Sch-1 dis (hidden)
Specification No.: CC/NT/W-GIS/DOM/A04/25/08355 | [5 empty] | Schedule - 1 |  |  |  | Direct Total | 0 | Sole Bidder | `
[10 empty] | BO Total | #REF! | 0
400kV GIS Substation Package SS-151 (including Transformer) for (i) Extension of 400/220kV Maharani Bagh (PG) GIS S/s and 400/220/33kV, 500 MVA 3-Ph ICT at Maharani Bagh (PG) {with oil to SF6 bushing) under Augmentation of transformation capacity at 400/220kV Maharani Bagh (PG) S/s (GIS) in Delhi by 1x500 MVA, 400/220kV ICT (5th), (ii) 400kV Sectionalization bay (GIS) at 765/400kV Jhatikara (PG) S/s under Implementation of 400kV Sectionalization bay (GIS) at 765/400kV Jhatikara (PG) S/s to interconnect both 400kV sections in the event of contingency and (iii) Extension of 400/220kV Lucknow (PG) S/s under Augmentation of transformation capacity at 400/220kV Lucknow (PG) S/s by 1x500 MVA, 400/220kV ICT (3rd) along with associated bays
(SCHEDULE OF RATES AND PRICES : EX-WORKS PRICES)
Bidder’s Name and Address (Sole Bidder) : |  |  |  | To:
Contract Services
Name : | …….. …….. …….. …….. …….. …….. |  |  | Power Grid Corporation of India Ltd.,
Address : | …….. …….. …….. …….. …….. …….. |  |  | "Saudamini", Plot No.-2
| …….. …….. …….. …….. …….. …….. |  |  | Sector-29,
| …….. …….. …….. …….. …….. …….. |  |  | Gurgaon (Haryana) - 122001
Plant and Equipment (including Mandatory Spares Parts) to be supplied, including Type Test Charges for Tests to be conducted. | [10 empty] | Direct
[6 empty] | All Prices are in Indian Rupees. |  |  |  |  | Bought-Out
SI. No. | Item Description | Unit | Qty. | Unit Ex-works price | Total Ex-works price | Mode of Transaction (Direct / Bought-out)
1 | 2 | 3 | 4 | 5 | 6 = 4 x 5 | 7
0 | 0
#REF! | #REF!
0 | 0
#REF! | #REF! | #REF! | #REF! | #REF! | #REF! | #REF!
#REF! | #REF! | #REF! | #REF! | #REF! | #REF! | #REF!
#REF! | #REF!
#REF! | #REF! | #REF! | #REF! | #REF! | #REF! | #REF!
#REF! | #REF! | #REF! | #REF! | #REF! | #REF! | #REF!
#REF! | #REF!
#REF! | #REF! | #REF! | #REF! | #REF! | #REF! | #REF!
#REF! | #REF! | #REF! | #REF! | #REF! | #REF! | #REF!
#REF! | #REF!
#REF! | #REF!
#REF! | #REF! | #REF! | #REF! | #REF! | #REF! | #REF!
#REF! | #REF! | #REF! | #REF! | #REF! | #REF! | #REF!
#REF! | #REF!
#REF! | #REF! | #REF! | #REF! | #REF! | #REF! | #REF!
#REF! | #REF! | #REF! | #REF! | #REF! | #REF! | #REF!
#REF! | #REF! | #REF! | #REF! | #REF! | #REF! | #REF!
#REF! | #REF! | #REF! | #REF! | #REF! | #REF! | #REF!
#REF! | #REF! | #REF! | #REF! | #REF! | #REF! | #REF!
#REF! | #REF! | #REF! | #REF! | #REF! | #REF! | #REF!
#REF! | #REF!
#REF! | #REF! | #REF! | #REF! | #REF! | #REF! | #REF!
#REF! | #REF!
#REF! | #REF! | #REF! | #REF! | #REF! | #REF! | #REF!
#REF! | #REF! | #REF! | #REF! | #REF! | #REF! | #REF!
#REF! | #REF! | #REF! | #REF! | #REF! | #REF! | #REF!
#REF! | #REF! | #REF! | #REF! | #REF! | #REF! | #REF!
#REF! | #REF!
#REF! | #REF! | #REF! | #REF! | #REF! | #REF! | #REF!
#REF! | #REF! | #REF! | #REF! | #REF! | #REF! | #REF!
#REF! | #REF! | #REF! | #REF! | #REF! | #REF! | #REF!
#REF! | #REF!
#REF! | #REF! | #REF! | #REF! | #REF! | #REF! | #REF!
#REF! | #REF! | #REF! | #REF! | #REF! | #REF! | #REF!
#REF! | #REF! | #REF! | #REF! | #REF! | #REF! | #REF!
#REF! | #REF! | #REF! | #REF! | #REF! | #REF! | #REF!
#REF! | #REF! | #REF! | #REF! | #REF! | #REF! | #REF!
#REF! | #REF!
| #REF! | #REF! | #REF! | #REF! | #REF! | #REF!
#REF!
| #REF! | #REF! | #REF! | #REF! | #REF! | #REF!
| #REF! | #REF! | #REF! | #REF! | #REF! | #REF!
| Total Ex-Works Price Direct |  |  |  | 0 | Direct
| Total Ex-Works Price Bought Out |  |  |  | 0
| Total Ex-Works Price |  |  |  | 0
| Total Type Test charges as per Schedule-7 |  |  |  | #REF! |  |  | #REF! |  | #REF!
| Total Ex-works Price including Type Test charges |  |  |  | #REF! |  |  | #REF! |  | #REF!
[7 empty] | Discount Sch-1 | #REF! | MPD Sch-1 | #REF!
[7 empty] | Dis Alert | #REF!
Note : | Specify amount of Excise Duty, Sales Tax/'VAT and other taxes payable on the transaction between the Contractor and the Employer and octroi/entry tax as applicable for destination site/state on all items of supply including bought-out finished items (to be identified in the Contract), which shall be dispatched directly from the sub-vendor’s works to the Employer’s site (sale-in-transit), separately in Schedule-5. Excise Duty, Sales tax and other levies for all the bought-out items are to be included in the EXW Price (Col. No. 5) only and not to be indicated in Schedule-5.
Date : | --
Place : |  |  | Printed Name :
Designation :
Click for Sch-2

## Sch-2
Specification No.: CC/NT/W-GIS/DOM/A04/25/08355 | [8 empty] | Schedule - 2
400kV GIS Substation Package SS-151 (including Transformer) for (i) Extension of 400/220kV Maharani Bagh (PG) GIS S/s and 400/220/33kV, 500 MVA 3-Ph ICT at Maharani Bagh (PG) {with oil to SF6 bushing) under Augmentation of transformation capacity at 400/220kV Maharani Bagh (PG) S/s (GIS) in Delhi by 1x500 MVA, 400/220kV ICT (5th), (ii) 400kV Sectionalization bay (GIS) at 765/400kV Jhatikara (PG) S/s under Implementation of 400kV Sectionalization bay (GIS) at 765/400kV Jhatikara (PG) S/s to interconnect both 400kV sections in the event of contingency and (iii) Extension of 400/220kV Lucknow (PG) S/s under Augmentation of transformation capacity at 400/220kV Lucknow (PG) S/s by 1x500 MVA, 400/220kV ICT (3rd) along with associated bays
(SCHEDULE OF RATES AND PRICES)
Bidder’s Name and Address (Sole Bidder) : | [7 empty] | To:
Contracts Services, 3rd Floor
Name : |  | …….. …….. …….. …….. …….. …….. | [5 empty] | Power Grid Corporation of India Ltd.,
Address : |  | …….. …….. …….. …….. …….. …….. | [5 empty] | "Saudamini", Plot No.-2
|  | …….. …….. …….. …….. …….. …….. | [5 empty] | Sector-29,
|  | …….. …….. …….. …….. …….. …….. | [5 empty] | Gurgaon (Haryana) - 122001
LOCAL TRANSPORTATION, IN-TRANSIT INSURANCE, LOADING AND UNLOADING
All Prices are in Indian Rupees.
SI. No. | PR No | PR Line Item No | Activity Description | Material Code | Description | Unit | Quantity | Unit Freight, In-transit Insurance, loading & unloading Charges | Total Freight, In-transit Insurance, loading & unloading Charges
1 | 2 | 3 | 4 | 5 | 4 | 5 | 6 | 7 | 8= 6 x 7
PART A (Substation Portion)
ICT-5 Maharani Bagh
1 | 7000033426 | 10 | 400kV POWER TRANSFORMER | 1000004798 | 500MVA, 400KV/220/33 KV, 3-phase Autotransformer excluding insulatingoil | EA | 1 |  | Included
2 | 7000033426 | 20 | 400kV POWER TRANSFORMER | 1000013986 | Insulating Oil for 500MVA, 400KV/220/33 KV, 3-phase Autotransformer | SET | 1 |  | Included
3 | 7000033426 | 30 | 400kV POWER TRANSFORMER | 1000030470 | Digital RTCC Panel consist of digital RTCC relays as per technicalspecification | SET | 1 |  | Included
4 | 7000033426 | 40 | GIS PORTION-420kV, 50kA GIS Equipment | 1000004627 | 420kV, 3150 A, 50 kA, SF6 GIS ICT feederbay module as per Section-Project,Technical specification | SET | 1 |  | Included
5 | 7000033426 | 50 | GIS PORTION-420kV, 50kA GIS Equipment | 1000004286 | 420kV, 3000A, 50kA, Single phase, SF6Gas Insulated Bus Duct (GIB) outsideGIS Hall alongwith associated supportstructure | M | 225 |  | Included
6 | 7000033426 | 60 | GIS PORTION-420kV, 50kA GIS Equipment | 1000004294 | 420kV, 4000A,50kA, Single phase SF6 GasInsulated Bus Duct (GIB) outside GISHall alongwith associated supportstructure | M | 100 |  | Included
7 | 7000033426 | 70 | GIS PORTION-420kV, 50kA GIS Equipment | 1000032801 | 420KV, 4000A,50KA GIS BUSBAR MODULE EXTENSION | SET | 2 |  | Included
8 | 7000033426 | 80 | GIS PORTION-420kV, 50kA GIS Equipment | 1000077608 | 420KV,4000A, 63KA, 3-PHASE GIS EXTENSION PIECE (INTERFACE) MODULESUITABLE FOR EXTENDING EXISTING HYOSUNG MAKE GIS BUS BAR/DUCT AS PERTECHNICAL SPECIFICATION | SET | 2 |  | Included
9 | 7000033426 | 90 | GIS PORTION-420kV, 50kA GIS Equipment | 1000058226 | 400KV GIS-SF6 TO OIL INTERFACE MOD- TR | SET | 3 |  | Included
10 | 7000033426 | 100 | GIS PORTION-220kV, 50kA GIS Equipment | 1000001678 | 245kV, 1600 A, 40 kA, SF6 GIS ICT feederbay module as per Section-Project,Technical specification | SET | 1 |  | Included
11 | 7000033426 | 110 | GIS PORTION-220kV, 50kA GIS Equipment | 1000032783 | 245 KV, 3000 A, 40 KA, SF6 GIS BUS BAR MODULE EXTENSION AS PERSECTION-PROJECT, TECHNICAL SPECIFICATION | SET | 2 |  | Included
12 | 7000033426 | 130 | GIS PORTION-220kV, 50kA GIS Equipment | 1000038326 | 245 kV, 3000A, 40KA, 1 PH SF6 GAS INSULATED BUS DUCT (GIB) OUTSIDE GISHALLALONGWITH ASSOCIATED SUPPORT STRUCTURE | M | 100 |  | Included
13 | 7000033426 | 120 | GIS PORTION-220kV, 50kA GIS Equipment | 1000058295 | 220KV GIS- CABLE CONNECTION ENCLOSURE WITH MAIN CIRCUIT | SET | 3 |  | Included
14 | 7000033426 | 140 | GIS PORTION-220kV, 50kA GIS Equipment | 1000077601 | 245KV,3000A, 50KA, 3-PHASE GIS EXTENSION PIECE (INTERFACE) MODULESUITABLE FOR EXTENDING EXISTING HYOSUNG MAKE GIS BUS BAR/DUCT AS PERTECHNICAL SPECIFICATION | SET | 2 |  | Included
15 | 7000033426 | 1180 | GIS PORTION-Erection Hardware | 1000011334 | Erection Hardware for 400kV I type layout for GIS terminationarrangement-Transformer bay as per technical specification | SET | 1 |  | Included
16 | 7000033426 | 1190 | GIS PORTION-Erection Hardware | 1000011252 | Erection Hardware for 220kV DM-type layout for GIS terminationarrangement-Transformer bay as per technical specification | SET | 1 |  | Included
17 | 7000033426 | 1380 | GIS PORTION-TESTING & MAINTENANCE | 1000025436 | SF6 Gas Leakage Detector | EA | 1 |  | Included
18 | 7000033426 | 1390 | GIS PORTION-TESTING & MAINTENANCE | 1000032132 | SF6 GAS ANALYZER | EA | 1 |  | Included
19 | 7000033426 | 1400 | GIS PORTION-TESTING & MAINTENANCE | 1000038259 | SCISSOR LIFT | EA | 1 |  | Included
20 | 7000033426 | 1410 | GIS PORTION-TESTING & MAINTENANCE | 1000025440 | SF6 Gas processing Unit for 400kV GIS station | SET | 1 |  | Included
21 | 7000033426 | 170 | 220kV EHV Cable & Associated Equipments | 1000032030 | 220KV HV POWER CABLE ALONG WITH ACCESSORIES | KM | 0.5 |  | Included
22 | 7000033426 | 150 | 220kV EHV Cable & Associated Equipments | 1000061754 | 220KV CABLE TERMINATION KIT ALONG WITH ASSOCIATED SUPPORT STRUCTUREAND ACCESSORIES FOR TERMINATION AT COUPLING TRANSFORMER SIDE | SET | 3 |  | Included
23 | 7000033426 | 160 | 220kV EHV Cable & Associated Equipments | 1000061753 | 220 KV CABLE TERMINATION KIT ALONG WITH ASSOCIATED SUPPORT STRUCTUREAND ACCESSORIES FOR TERMINATION AT BAY SIDE | SET | 3 |  | Included
24 | 7000033426 | 180 | CRP for 420kV Bays with SAS | 1000002165 | 400kV Circuit Breaker Relay Panel with Auto Reclose (with Automation) | EA | 1 |  | Included
25 | 7000033426 | 190 | CRP for 420kV Bays with SAS | 1000004274 | 400kV Transformer Protection Panel (For both HV & MV side)-(withAutomation) | EA | 1 |  | Included
26 | 7000033426 | 200 | CRP for 420kV Bays with SAS | 1000002146 | Augmentation of existing 400kV bus bar protection scheme.(No. of baysas per specification)-(with Automation) | SET | 1 |  | Included
27 | 7000033426 | 210 | CRP for 220kV Bays with SAS | 1000001170 | 220kV Circuit Breaker Relay Panel with Auto Reclose (with Automation) | EA | 1 |  | Included
28 | 7000033426 | 220 | CRP for 220kV Bays with SAS | 1000001167 | Augmentation of existing 220kV bus bar protection scheme.(No. of baysas per specification)-(with Automation) | SET | 1 |  | Included
29 | 7000033426 | 230 | SAS-AUG | 1000003409 | Augmentation of Substation automation System for 400kV Main bay as perTechnical Specification | EA | 1 |  | Included
30 | 7000033426 | 240 | SAS-AUG | 1000001333 | Augmentation of Substation automation System for 220kV bay as perTechnical Specification | EA | 1 |  | Included
31 | 7000033426 | 250 | VMS | 1000030433 | COLOR IP CAMERA, WITH PAN, TILT AND ZOOM FACILITIES, ALONGWITH ALLREQUIRED ITEMS, ACCESSORIES, LINE INTERFACE UNITS, FIBER PATCH CORDS,POWER SUPPLY UNITS, JUNCTION BOXES, CABLES, FIBER OPTIC CABLES, ETC.,AND INCLUDING INTEGRATION IN EXISTING HARDWARE AND SOFTWARE FORAUGMENTATION OF VISUAL MONITORING SYSTEM AS PER TECHNICALSPECIFICATION. | SET | 1 |  | Included
32 | 7000033426 | 260 | LT SWITCHGEAR | 1000055451 | EXTENSION OF LT SWITCHGEAR AS PER TECHNICAL SPECIFICATION | SET | 1 |  | Included
33 | 7000033426 | 270 | POWER & CONTROL CABLE | 1000000444 | 1.1kV grade Power Cables (XLPEinsulated) along withlugs,glands,straight joints &accessories,etc. | LS | 1 |  | Included
34 | 7000033426 | 280 | POWER & CONTROL CABLE | 1000000443 | 1.1kV grade Power Cables (PVCinsulated)along withlugs,glands,straight joints &accessories,etc. | LS | 1 |  | Included
35 | 7000033426 | 290 | POWER & CONTROL CABLE | 1000000442 | 1.1kV grade Control Cables (PVCinsulated) along withlugs,glands,straight joints &accessories,etc. | LS | 1 |  | Included
36 | 7000033426 | 300 | AIR CONDITIONING & VENTILATION SYSTEM | 1000006284 | Air conditioning system for Switchyard Panel Room of 6m length | SET | 1 |  | Included
37 | 7000033426 | 310 | FIRE FIGHTING SYSTEM | 1000012018 | Fire Detection and Alarm System for Switchyard Panel Room of 6 mlength | SET | 1 |  | Included
38 | 7000033426 | 320 | FIRE FIGHTING SYSTEM | 1000012069 | HVW spray system, Hydrant system and complete U/G & O/G piping andaccessories etc. out side the pump house for 500MVA , 400KV/220/33kV, 3-phase Autotransformer | SET | 1 |  | Included
39 | 7000033426 | 330 | ILLUMINATION SYSTEM | 1000013795 | Illumination System for switchyard panel room of 6 m length | LS | 1 |  | Included
40 | 7000033426 | 340 | ILLUMINATION SYSTEM | 1000038325 | LIGHTING FIXTURE LED LUMINAIRES TYPE FL2 AS PER TECH. SPECIFICATIONS | EA | 10 |  | Included
41 | 7000033426 | 350 | ILLUMINATION SYSTEM | 1000014547 | Lighting Panel type ACP-2 as per technical specification | EA | 1 |  | Included
42 | 7000033426 | 360 | ILLUMINATION SYSTEM | 1000001894 | Outdoor Power Receptacle for oilfiltration unit (250A) | EA | 1 |  | Included
43 | 7000033426 | 370 | COMMON EQUIPMENT | 1000025391 | Relay Test kit | EA | 1 |  | Included
44 | 7000033426 | 380 | EARTHMAT | 1000032055 | 40 MM MS ROD FOR MAIN EARTHMAT | KM | 1 |  | Included
45 | 7000033426 | 390 | 400kV POWER TRANSFORMER SPARE | 1000060011 | 420KV,1250A OIL TO SF6 BUSHING WITH METAL PARTS AND GASKETS | EA | 1 |  | Included
46 | 7000033426 | 400 | 400kV POWER TRANSFORMER SPARE | 1000030937 | 52KV, 3150A RIP BUSHING WITH METAL PARTS AND GASKETS | EA | 1 |  | Included
47 | 7000033426 | 410 | 400kV POWER TRANSFORMER SPARE | 1000002071 | 36kV, 2000A Bushing with metal parts andgaskets for Transformer | EA | 1 |  | Included
48 | 7000033426 | 420 | 400kV POWER TRANSFORMER SPARE | 1000016676 | Oil cooler pump with motor for 400kV Transformer | SET | 1 |  | Included
49 | 7000033426 | 430 | 400kV POWER TRANSFORMER SPARE | 1000009731 | Cooler fan with motor for 400kV Transformer | EA | 1 |  | Included
50 | 7000033426 | 440 | 400kV POWER TRANSFORMER SPARE | 1000028774 | Local winding temperature indicator (WTI) with contact | EA | 1 |  | Included
51 | 7000033426 | 450 | 400kV POWER TRANSFORMER SPARE | 1000026245 | OTI complete with contacts & sensing device | SET | 1 |  | Included
52 | 7000033426 | 460 | 400kV POWER TRANSFORMER SPARE | 1000016694 | Oil flow indicator for 400kV T/F with flow switch | SET | 1 |  | Included
53 | 7000033426 | 470 | 400kV POWER TRANSFORMER SPARE | 1000007922 | Buchholz Relay (Main Tank) complete with float and contacts forTransformer | SET | 1 |  | Included
54 | 7000033426 | 480 | 400kV POWER TRANSFORMER SPARE | 1000028280 | Magnetic Oil Level Gauge | EA | 1 |  | Included
55 | 7000033426 | 490 | 400kV POWER TRANSFORMER SPARE | 1000009586 | Starters, contactors, switches and relays for electrical controlpanels of 400kV T/F (one set of each type) | SET | 1 |  | Included
56 | 7000033426 | 500 | 400kV POWER TRANSFORMER SPARE | 1000032089 | SPARES INSULATING OIL TO BE HANDED OVER TO OWNER AFTER COMMISSIONING | KL | 5 |  | Included
57 | 7000033426 | 510 | 400kV POWER TRANSFORMER SPARE | 1000076494 | 245KV,2150A OIL TO OIL TYPE,RIP BUSHING | EA | 1 |  | Included
58 | 7000033426 | 520 | GIS PORTION-GIS MANDATORY SPARE | 1000049817 | SF6 PRESSURE GAUGE CUM SWITCH /DENSITY MONITORS AND PRESSURESWITCH AS APPLICABLE, OF EACH TYPE-400KV GIS | SET | 2 |  | Included
59 | 7000033426 | 530 | GIS PORTION-GIS MANDATORY SPARE | 1000049753 | COUPLING DEVICE FOR PRESSURE GAUGE CUM SWITCH FOR CONNECTINGGAS HANDLING PLANT OF EACH TYPE-400KV GIS | SET | 3 |  | Included
60 | 7000033426 | 540 | GIS PORTION-GIS MANDATORY SPARE | 1000049762 | RUBBER GASKETS, Ã‚â‚¬Å’OÃ‚â‚¬Â RINGS AND SEALS FOR SF6 GAS FOR GISENCLOSURE OF EACH TYPE-400KV GIS | SET | 2 |  | Included
61 | 7000033426 | 550 | GIS PORTION-GIS MANDATORY SPARE | 1000058330 | 400KV GIS-MOLECULAR FILTER FOR SF6 GAS WITH FILTER BAGS (5 % OF TOTALWEIGHT) | SET | 3 |  | Included
62 | 7000033426 | 560 | GIS PORTION-GIS MANDATORY SPARE | 1000049750 | CONTROL VALVES FOR SF6 GAS OF EACH TYPE-400KV GIS | SET | 1 |  | Included
63 | 7000033426 | 570 | GIS PORTION-GIS MANDATORY SPARE | 1000058331 | 400KV GIS-SF6 GAS (5 % OF TOTAL GAS QUANTITY) | LOT | 3 |  | Included
64 | 7000033426 | 580 | GIS PORTION-GIS MANDATORY SPARE | 1000049783 | LOCKING DEVICE TO KEEP THE DIS-CONNECTORS (ISOLATORS)AND EARTHING/FAST EARTHING SWITCHES IN CLOSE OR OPEN POSITION IN CASEOF REMOVAL OF THE DRIVING MECHANISM-400KV GIS | SET | 1 |  | Included
65 | 7000033426 | 590 | GIS PORTION-GIS MANDATORY SPARE | 1000049505 | UHF PD SENSORS OF EACH TYPE ALONG WITH BNC CONNECTOR FOR 420KV GIS | EA | 3 |  | Included
66 | 7000033426 | 600 | GIS PORTION-GIS MANDATORY SPARE | 1000058334 | 400KV GIS-SUPPORT INSULATORS (GAS THROUGH) OF EACH TYPE (COMPLETE WITHMETAL RING ETC.) ALONG WITH ASSOCIATED CONTACTS AND SHIELDS | EA | 5 |  | Included
67 | 7000033426 | 610 | GIS PORTION-GIS MANDATORY SPARE | 1000058329 | 400KV GIS-GAS BARRIERS OF EACH TYPE (COMPLETE WITH METAL RING ETC.)ALONG WITH ASSOCIATED CONTACTS AND SHIELDS | EA | 5 |  | Included
68 | 7000033426 | 620 | GIS PORTION-GIS MANDATORY SPARE | 1000058333 | 400KV GIS- 3150A SF6 TO AIR BUSHING COMPLETE IN ALL RESPECT | EA | 5 |  | Included
69 | 7000033426 | 630 | GIS PORTION-GIS MANDATORY SPARE | 1000058317 | 400KV GIS-ONE POLE OF 3150A CIRCUIT BREAKER WITHOUT PIR WITHINTERRUPTER, MAIN CIRCUIT, ENCLOSURE AND OPERATING MECHANISM COMPLETEIN ALL RESPECT | SET | 2 |  | Included
70 | 7000033426 | 640 | GIS PORTION-GIS MANDATORY SPARE | 1000021873 | Trip coil assembly with resistor for420kV GIS Circuit Breaker (asapplicable) | SET | 1 |  | Included
71 | 7000033426 | 650 | GIS PORTION-GIS MANDATORY SPARE | 1000009208 | Closing coil assembly with resistor for420kV GIS Circuit Breaker (asapplicable) | SET | 3 |  | Included
72 | 7000033426 | 660 | GIS PORTION-GIS MANDATORY SPARE | 1000058324 | RELAYS, POWER CONTACTORS, PUSH BUTTONS, TIMERS & MCBS ETC. (ASAPPLICABLE) OF EACH TYPE FOR 400KV GIS CIRCUIT BREAKER | SET | 3 |  | Included
73 | 7000033426 | 670 | GIS PORTION-GIS MANDATORY SPARE | 1000007067 | Auxiliary switch assembly of each type for 420kV GIS Circuit Breaker | SET | 1 |  | Included
74 | 7000033426 | 680 | GIS PORTION-GIS MANDATORY SPARE | 1000058323 | 400KV GIS CIRCUIT BREAKER-OPERATION COUNTER | EA | 3 |  | Included
75 | 7000033426 | 690 | GIS PORTION-GIS MANDATORY SPARE | 1000058320 | 400KV GIS CIRCUIT BREAKER-HYDRAULIC OPERATING MECHANISM WITH DRIVEMOTOR (FOR HYDRAULIC OPERATED MECHANISM, IF APPLICABLE) | SET | 3 |  | Included
76 | 7000033426 | 700 | GIS PORTION-GIS MANDATORY SPARE | 1000058318 | 400KV GIS CIRCUIT BREAKER- COMPLETE HYDRAULIC-SPRING OPERATINGMECHANISM INCLUDING CHARGING MECHANISM ETC. (FOR HYDRAULIC-SPRINGOPERATED MECHANISM, IF APPLICABLE) | SET | 1 |  | Included
77 | 7000033426 | 710 | GIS PORTION-GIS MANDATORY SPARE | 1000058314 | 400KV GIS- SINGLE PHASE MAINTENANCE EARTHING SWITCH INCLUDING MAINCIRCUIT, ENCLOSURE, DRIVING MECHANISM AND SUPPORT INSULATOR ETC.,COMPLETE IN ALL RESPECT (NOTE 1 - IN CASE, DIS-CONNECTOR SWITCH (DS) &EARTH SWITCH (ES) IS PROVIDED IN A SAME ENCLOSURE WITH COMMONOPERATING MECHANISM, THEN THE MODULE COMPRISING OF DIS-CONNECTOR &EARTH SWITCH IN SINGLE ENCLOSURE WITH COMMON OPERATING MECHANISM IS TOBE PROVIDED UNDER THE HEAD OF SPARE DIS-CONNECTOR ONLY. NOTE 2 - INCASE, DIS-CONNECTOR SWITCH (DS) & EARTH SWITCH (ES) IS PROVIDED IN ASAME ENCLOSURE WITH SEPARATE OPERATING MECHANISM, THEN THE MODULECOMPRISING OF DIS-CONNECTOR & EARTH SWITCH IN SINGLE ENCLOSURE WITHSEPARATE OPERATING MECHANISM IS TO BE PROVIDED UNDER THE HEAD OF SPAREDIS-CONNECTOR ONLY.) | EA | 2 |  | Included
78 | 7000033426 | 720 | GIS PORTION-GIS MANDATORY SPARE | 1000058312 | OPEN/CLOSE CONTACTOR ASSEMBLY, TIMERS, KEY INTERLOCK, INTERLOCKINGCOILS, RELAYS, PUSH BUTTONS, INDICATING LAMPS, POWER CONTACTORS,RESISTORS, FUSES, MCBS & DRIVE CONTROL CARDS ETC. (AS APPLICABLE) ONEOF EACH TYPE FOR ONE COMPLETE MOM BOX FOR 400KV GIS MAINTENANCE EARTHSWITCH | SET | 1 |  | Included
79 | 7000033426 | 730 | GIS PORTION-GIS MANDATORY SPARE | 1000049776 | LIMIT SWITCHES AND AUX. SWITCHES FOR ONE COMPLETE MOM BOX FORDISCONNECTOR-400KV GIS | SET | 1 |  | Included
80 | 7000033426 | 740 | GIS PORTION-GIS MANDATORY SPARE | 1000049778 | LIMIT SWITCHES AND AUX. SWITCHES FOR ONE COMPLETE MOM BOX FORMAINTENANCE EARTHING SWITCH-400KV GIS | SET | 2 |  | Included
81 | 7000033426 | 750 | GIS PORTION-GIS MANDATORY SPARE | 1000058306 | DRIVE MECHANISM FOR 400KV GIS DISCONNECTOR SWITCH | SET | 2 |  | Included
82 | 7000033426 | 760 | GIS PORTION-GIS MANDATORY SPARE | 1000058313 | DRIVE MECHANISM FOR 400KV GIS MAINTENANCE EARTH SWITCH | SET | 1 |  | Included
83 | 7000033426 | 770 | GIS PORTION-GIS MANDATORY SPARE | 1000058315 | MOTOR FOR DRIVE MECHANISM FOR 400KVGIS MAINTENANCE EARTH SWITCH | EA | 1 |  | Included
84 | 7000033426 | 780 | GIS PORTION-GIS MANDATORY SPARE | 1000058326 | 400KV GIS- SINGLE PHASE OF CURRENT TRANSFORMER (2 CORES, TYPE-CTB)WITH ASSOCIATED ENCLOSURE AND PRIMARY CONDUCTOR COMPLETE IN ALLRESPECT | EA | 1 |  | Included
85 | 7000033426 | 790 | GIS PORTION-GIS MANDATORY SPARE | 1000058328 | 400KV GIS- SINGLE PHASE VT WITH ASSOCIATED ENCLOSURE COMPLETE IN ALLRESPECT | EA | 1 |  | Included
86 | 7000033426 | 800 | GIS PORTION-GIS MANDATORY SPARE | 1000058336 | 400KV GIS- SURGE COUNTER/ MONITOR | EA | 1 |  | Included
87 | 7000033426 | 810 | GIS PORTION-GIS MANDATORY SPARE | 1000049816 | SF6 PRESSURE GAUGE CUM SWITCH /DENSITY MONITORS AND PRESSURESWITCH AS APPLICABLE, OF EACH TYPE-220KV GIS | SET | 2 |  | Included
88 | 7000033426 | 820 | GIS PORTION-GIS MANDATORY SPARE | 1000049752 | COUPLING DEVICE FOR PRESSURE GAUGE CUM SWITCH FOR CONNECTINGGAS HANDLING PLANT OF EACH TYPE-220KV GIS | SET | 3 |  | Included
89 | 7000033426 | 830 | GIS PORTION-GIS MANDATORY SPARE | 1000049761 | RUBBER GASKETS, Ã‚â‚¬Å’OÃ‚â‚¬Â RINGS AND SEALS FOR SF6 GAS FOR GISENCLOSURE OF EACH TYPE-220KV GIS | SET | 2 |  | Included
90 | 7000033426 | 840 | GIS PORTION-GIS MANDATORY SPARE | 1000058298 | 220KV GIS-MOLECULAR FILTER FOR SF6 GAS WITH FILTER BAGS (5 % OF TOTALWEIGHT) | SET | 3 |  | Included
91 | 7000033426 | 850 | GIS PORTION-GIS MANDATORY SPARE | 1000049749 | CONTROL VALVES FOR SF6 GAS OF EACH TYPE-220KV GIS | SET | 1 |  | Included
92 | 7000033426 | 860 | GIS PORTION-GIS MANDATORY SPARE | 1000058299 | 220KV GIS-SF6 GAS (5 % OF TOTAL GAS QUANTITY) | LOT | 3 |  | Included
93 | 7000033426 | 870 | GIS PORTION-GIS MANDATORY SPARE | 1000049782 | LOCKING DEVICE TO KEEP THE DIS-CONNECTORS (ISOLATORS)AND EARTHING/FAST EARTHING SWITCHES (AS APPLICABLE) IN CLOSE OR OPENPOSITION IN CASE OF REMOVAL OF THE DRIVING MECHANISM-220KV GIS | SET | 1 |  | Included
94 | 7000033426 | 880 | GIS PORTION-GIS MANDATORY SPARE | 1000049504 | UHF PD SENSORS OF EACH TYPE ALONG WITH BNC CONNECTOR FOR 245KV GIS | EA | 3 |  | Included
95 | 7000033426 | 890 | GIS PORTION-GIS MANDATORY SPARE | 1000058302 | 220KV GIS-SUPPORT INSULATORS (GAS THROUGH) OF EACH TYPE (COMPLETE WITHMETAL RING ETC.) ALONG WITH ASSOCIATED CONTACTS AND SHIELDS | EA | 5 |  | Included
96 | 7000033426 | 900 | GIS PORTION-GIS MANDATORY SPARE | 1000058297 | 220KV GIS-GAS BARRIERS OF EACH TYPE (COMPLETE WITH METAL RING ETC.)ALONG WITH ASSOCIATED CONTACTS AND SHIELDS | EA | 5 |  | Included
97 | 7000033426 | 910 | GIS PORTION-GIS MANDATORY SPARE | 1000058301 | 220KV GIS- 1600A SF6 TO AIR BUSHING COMPLETE IN ALL RESPECT | EA | 5 |  | Included
98 | 7000033426 | 920 | GIS PORTION-GIS MANDATORY SPARE | 1000058284 | 220KV GIS-ONE POLE OF 1600A CIRCUIT BREAKER WITH INTERRUPTER, MAINCIRCUIT, ENCLOSURE AND OPERATING MECHANISM COMPLETE IN ALL RESPECT | SET | 2 |  | Included
99 | 7000033426 | 930 | GIS PORTION-GIS MANDATORY SPARE | 1000009185 | Closing coil assembly with resistor for245kV GIS Circuit Breaker (asapplicable) | SET | 3 |  | Included
100 | 7000033426 | 940 | GIS PORTION-GIS MANDATORY SPARE | 1000058292 | RELAYS, POWER CONTACTORS, PUSH BUTTONS, TIMERS & MCBS ETC. (ASAPPLICABLE) OF EACH TYPE FOR 220KV GIS CIRCUIT BREAKER | SET | 3 |  | Included
101 | 7000033426 | 950 | GIS PORTION-GIS MANDATORY SPARE | 1000007066 | Auxiliary switch assembly of each type for 245kV GIS Circuit Breaker | SET | 1 |  | Included
102 | 7000033426 | 960 | GIS PORTION-GIS MANDATORY SPARE | 1000058291 | 220KV GIS CIRCUIT BREAKER-OPERATION COUNTER | EA | 3 |  | Included
103 | 7000033426 | 970 | GIS PORTION-GIS MANDATORY SPARE | 1000058288 | 220KV GIS CIRCUIT BREAKER-HYDRAULIC OPERATING MECHANISM WITH DRIVEMOTOR (FOR HYDRAULIC OPERATED MECHANISM, IF APPLICABLE) | SET | 3 |  | Included
104 | 7000033426 | 980 | GIS PORTION-GIS MANDATORY SPARE | 1000058287 | 220KV GIS CIRCUIT BREAKER- COMPLETE HYDRAULIC-SPRING OPERATINGMECHANISM INCLUDING CHARGING MECHANISM ETC. (FOR HYDRAULIC-SPRINGOPERATED MECHANISM, IF APPLICABLE) | SET | 1 |  | Included
105 | 7000033426 | 990 | GIS PORTION-GIS MANDATORY SPARE | 1000058373 | 220kV GIS- Three phase of 3000Adisconnector switch including maincircuit, enclosure, driving mechanismand support insulator etc., complete inall respect (Note 1- The contractorshall supply spare for disconnectorswitch to ensure one to one replacementof all disconnector switch supplied asmain equipment without any requirementof modification in fittings at site tocover all different types ofdisconnector switch supplied. In case,quantity of supplied dis-connectorswitch types (for one to onereplacement) are more than the quantitymentioned in BPS for spare, thecontractor shall supply theseadditional types of disconnector switchwithout any additional priceimplication to POWERGRID and quantitiesof these additional type ofdisconnector switch are deem to beincluded in the quantities mentioned inBPS for spare disconnector. Note 2 - Incase, Dis-connector Switch (DS) & EarthSwitch (ES) is provided in a sameenclosure with common operatingmechanism, then the module comprisingof Dis-connector & Earth switch insingle enclosure with common operatingmechanism is to be provided under thehead of spare Dis-connector only. Note3- In case, Dis-connector Switch (DS)&Earth Switch (ES) is provided in asame enclosure with separate operatingmechanism, then the module comprisingof Dis-connector & Earth switch insingle enclosure with separateoperating mechanism is to be providedunder the head of spare Dis-connectoronly.) | EA | 1 |  | Included
106 | 7000033426 | 1000 | GIS PORTION-GIS MANDATORY SPARE | 1000058273 | OPEN/CLOSE CONTACTOR ASSEMBLY, TIMERS, KEY INTERLOCK, INTERLOCKINGCOILS, RELAYS, PUSH BUTTONS, INDICATING LAMPS, POWER CONTACTORS,RESISTORS, FUSES, MCBS & DRIVE CONTROL CARDS ETC. (AS APPLICABLE) ONEOF EACH TYPE FOR ONE COMPLETE MOM BOX FOR 220KV GIS DISCONNECTORSWITCH | SET | 1 |  | Included
107 | 7000033426 | 1010 | GIS PORTION-GIS MANDATORY SPARE | 1000058280 | OPEN/CLOSE CONTACTOR ASSEMBLY, TIMERS, KEY INTERLOCK, INTERLOCKINGCOILS, RELAYS, PUSH BUTTONS, INDICATING LAMPS, POWER CONTACTORS,RESISTORS, FUSES, MCBS & DRIVE CONTROL CARDS ETC. (AS APPLICABLE) ONEOF EACH TYPE FOR ONE COMPLETE MOM BOX FOR 220KV GIS MAINTENANCE EARTHSWITCH | SET | 1 |  | Included
108 | 7000033426 | 1020 | GIS PORTION-GIS MANDATORY SPARE | 1000049773 | LIMIT SWITCHES AND AUX. SWITCHES FOR ONE COMPLETE MOM BOX FORDISCONNECTOR-220KV GIS | SET | 1 |  | Included
109 | 7000033426 | 1030 | GIS PORTION-GIS MANDATORY SPARE | 1000049775 | LIMIT SWITCHES AND AUX. SWITCHES FOR ONE COMPLETE MOM BOX FORMAINTENANCE EARTHING SWITCH-220KV GIS | SET | 2 |  | Included
110 | 7000033426 | 1040 | GIS PORTION-GIS MANDATORY SPARE | 1000058274 | DRIVE MECHANISM FOR 220KV GIS DISCONNECTOR SWITCH | SET | 2 |  | Included
111 | 7000033426 | 1050 | GIS PORTION-GIS MANDATORY SPARE | 1000058281 | DRIVE MECHANISM FOR 220KV GIS MAINTENANCE EARTH SWITCH | SET | 1 |  | Included
112 | 7000033426 | 1060 | GIS PORTION-GIS MANDATORY SPARE | 1000058275 | MOTOR FOR DRIVE MECHANISM FOR 220KV GIS DISCONNECTOR SWITCH | EA | 1 |  | Included
113 | 7000033426 | 1070 | GIS PORTION-GIS MANDATORY SPARE | 1000058283 | MOTOR FOR DRIVE MECHANISM FOR 220KVGIS MAINTENANCE EARTH SWITCH | EA | 1 |  | Included
114 | 7000033426 | 1080 | GIS PORTION-GIS MANDATORY SPARE | 1000058294 | 220KV GIS- SINGLE PHASE OF CURRENT TRANSFORMER (4 CORES) WITHASSOCIATED ENCLOSURE AND PRIMARY CONDUCTOR COMPLETE IN ALL RESPECT | EA | 1 |  | Included
115 | 7000033426 | 1090 | GIS PORTION-GIS MANDATORY SPARE | 1000058296 | 220KV GIS- SINGLE PHASE VT WITH ASSOCIATED ENCLOSURE COMPLETE IN ALLRESPECT | EA | 2 |  | Included
116 | 7000033426 | 1100 | GIS PORTION-GIS MANDATORY SPARE | 1000058304 | 220KV GIS- SURGE COUNTER/ MONITOR | EA | 1 |  | Included
117 | 7000033426 | 1110 | GIS PORTION-GIS MANDATORY SPARE | 1000058304 | 220KV GIS- SURGE COUNTER/ MONITOR | EA | 1 |  | Included
118 | 7000033426 | 1120 | MANDATORY SPARE | 1000019912 | Relay & protection Panels (with automation) | LS | 1 |  | Included
119 | 7000033426 | 1130 | MANDATORY SPARE | 1000019927 | Spares-Substation Automation System | LS | 1 |  | Included
120 | 7000033426 | 1140 | MANDATORY SPARE | 1000032289 | SPARES FOFIRE PROTECTION SYSTEM | SET | 1 |  | Included
121 | 7000033426 | 1420 | LCLM | 1000078276 | HIGH MAST FOR LIGHTING CUM LIGHTNING PROTECTION (30M HEIGHT WITH 1.0 MHIGH SPIKE), INCLUDING HARDWARE, LANTERN CARRIAGES,PULLEY SYSTEM WITHWIRE ROPES,NUTS, BOLTS,FOUNDATION BOLTS, ALL TYPE OF WASHERS ETC.COMPLETE IN ALL RESPECT. | EA | 2 |  | Included
122 | 7000033426 | 1150 | STEEL STRUCTURE | 1000015954 | Fabrication, galvanising and supply of Lattice Structures (MS Steel),to be designed during detailed engineering, for towers, beams andequipment support structure including pack plates / packwashers andgusset plates excluding fasteners and foundation bolts | MT | 10 |  | Included
123 | 7000033426 | 1160 | STEEL STRUCTURE | 1000011713 | Fabrication, galvanising and supply of fasteners ( nuts, bolts andwashers ) including step bolts for lattice and pipe structures to bedesigned during detailed engineering | MT | 3 |  | Included
124 | 7000033426 | 1170 | STEEL STRUCTURE | 1000012373 | Fabrication, galvanising and supply of foundation bolts including nuts,checknut and washers for lattice and pipe structures to be designedduring detailed engineering | MT | 5 |  | Included
II | Bus Sec Bay Jhatikara
1 | 7000033428 | 20 | GIS PORTION-420kV, 63kA GIS Equipment | 1000004654 | 420kV, 4000 A, 63 kA, SF6 GIS Bussectionaliser module as perSection-Project, Technicalspecification | SET | 2 |  | Included
2 | 7000033428 | 10 | GIS PORTION-420kV, 63kA GIS Equipment | 1000004295 | 420kV, 4000A,63kA, Single phase SF6 GasInsulated Bus Duct (GIB) outside GISHall alongwith associated supportstructure | M | 700 |  | Included
3 | 7000033428 | 30 | GIS PORTION-420kV, 63kA GIS Equipment | 1000032799 | 420KV, 4000A, 63KA SF6 TO AIR BUSHING | SET | 12 |  | Included
4 | 7000033428 | 660 | GIS PORTION-TESTING & MAINTENANCE | 1000025440 | SF6 Gas processing Unit for 400kV GIS station | SET | 1 |  | Included
5 | 7000033428 | 670 | GIS PORTION-TESTING & MAINTENANCE | 1000025436 | SF6 Gas Leakage Detector | EA | 1 |  | Included
6 | 7000033428 | 680 | GIS PORTION-TESTING & MAINTENANCE | 1000032132 | SF6 GAS ANALYZER | EA | 1 |  | Included
7 | 7000033428 | 40 | 420kV, 63kA AIS EQUIPMENT | 1000004401 | 420 kV, 1 phase Bus Post Insulator (except for Line Traps) | EA | 12 |  | Included
8 | 7000033428 | 50 | GIS PORTION- Erection Hardware | 1000011334 | Erection Hardware for 400kV I type layout for GIS terminationarrangement-Transformer bay as per technical specification | SET | 2 |  | Included
9 | 7000033428 | 60 | Earthmat | 1000032055 | 40 MM MS ROD FOR MAIN EARTHMAT | KM | 0.5 |  | Included
10 | 7000033428 | 70 | CRP for 420kV Bays with SAS | 1000002163 | 400kV Circuit Breaker Relay Panel without Auto Reclose (withAutomation) | EA | 2 |  | Included
11 | 7000033428 | 80 | CRP for 420kV Bays with SAS | 1000002146 | Augmentation of existing 400kV bus bar protection scheme.(No. of baysas per specification)-(with Automation) | SET | 1 |  | Included
12 | 7000033428 | 90 | SAS-AUG | 1000003409 | Augmentation of Substation automation System for 400kV Main bay as perTechnical Specification | EA | 2 |  | Included
13 | 7000033428 | 100 | VMS | 1000030433 | COLOR IP CAMERA, WITH PAN, TILT AND ZOOM FACILITIES, ALONGWITH ALLREQUIRED ITEMS, ACCESSORIES, LINE INTERFACE UNITS, FIBER PATCH CORDS,POWER SUPPLY UNITS, JUNCTION BOXES, CABLES, FIBER OPTIC CABLES, ETC.,AND INCLUDING INTEGRATION IN EXISTING HARDWARE AND SOFTWARE FORAUGMENTATION OF VISUAL MONITORING SYSTEM AS PER TECHNICALSPECIFICATION. | SET | 1 |  | Included
14 | 7000033428 | 120 | POWER & CONTROL CABLE | 1000000442 | 1.1kV grade Control Cables (PVCinsulated) along withlugs,glands,straight joints &accessories,etc. | LS | 1 |  | Included
15 | 7000033428 | 110 | POWER & CONTROL CABLE | 1000000443 | 1.1kV grade Power Cables (PVCinsulated)along withlugs,glands,straight joints &accessories,etc. | LS | 1 |  | Included
16 | 7000033428 | 130 | AIR CONDITIONING & VENTILATION SYSTEM | 1000006284 | Air conditioning system for Switchyard Panel Room of 6m length | SET | 1 |  | Included
17 | 7000033428 | 140 | FIRE FIGHTING SYSTEM | 1000012018 | Fire Detection and Alarm System for Switchyard Panel Room of 6 mlength | SET | 1 |  | Included
18 | 7000033428 | 150 | ILLUMINATION SYSTEM | 1000038387 | LED FLOOD LIGHT LUMINARIESTYPE FL-1 (150W) AS PER TECHNICALSPECIFICATION | EA | 5 |  | Included
19 | 7000033428 | 160 | ILLUMINATION SYSTEM | 1000038325 | LIGHTING FIXTURE LED LUMINAIRES TYPE FL2 AS PER TECH. SPECIFICATIONS | EA | 5 |  | Included
20 | 7000033428 | 170 | ILLUMINATION SYSTEM | 1000013795 | Illumination System for switchyard panel room of 6 m length | LS | 1 |  | Included
21 | 7000033428 | 180 | GIS PORTION-Spares for 420kV GIS | 1000049817 | SF6 PRESSURE GAUGE CUM SWITCH /DENSITY MONITORS AND PRESSURESWITCH AS APPLICABLE, OF EACH TYPE-400KV GIS | SET | 2 |  | Included
22 | 7000033428 | 190 | GIS PORTION-Spares for 420kV GIS | 1000049753 | COUPLING DEVICE FOR PRESSURE GAUGE CUM SWITCH FOR CONNECTINGGAS HANDLING PLANT OF EACH TYPE-400KV GIS | SET | 3 |  | Included
23 | 7000033428 | 200 | GIS PORTION-Spares for 420kV GIS | 1000049762 | RUBBER GASKETS, Ã‚â‚¬Å’OÃ‚â‚¬Â RINGS AND SEALS FOR SF6 GAS FOR GISENCLOSURE OF EACH TYPE-400KV GIS | SET | 2 |  | Included
24 | 7000033428 | 210 | GIS PORTION-Spares for 420kV GIS | 1000058330 | 400KV GIS-MOLECULAR FILTER FOR SF6 GAS WITH FILTER BAGS (5 % OF TOTALWEIGHT) | SET | 3 |  | Included
25 | 7000033428 | 220 | GIS PORTION-Spares for 420kV GIS | 1000049750 | CONTROL VALVES FOR SF6 GAS OF EACH TYPE-400KV GIS | SET | 1 |  | Included
26 | 7000033428 | 230 | GIS PORTION-Spares for 420kV GIS | 1000058331 | 400KV GIS-SF6 GAS (5 % OF TOTAL GAS QUANTITY) | LOT | 3 |  | Included
27 | 7000033428 | 240 | GIS PORTION-Spares for 420kV GIS | 1000049783 | LOCKING DEVICE TO KEEP THE DIS-CONNECTORS (ISOLATORS)AND EARTHING/FAST EARTHING SWITCHES IN CLOSE OR OPEN POSITION IN CASEOF REMOVAL OF THE DRIVING MECHANISM-400KV GIS | SET | 1 |  | Included
28 | 7000033428 | 250 | GIS PORTION-Spares for 420kV GIS | 1000049505 | UHF PD SENSORS OF EACH TYPE ALONG WITH BNC CONNECTOR FOR 420KV GIS | EA | 3 |  | Included
29 | 7000033428 | 260 | GIS PORTION-Spares for 420kV GIS | 1000058334 | 400KV GIS-SUPPORT INSULATORS (GAS THROUGH) OF EACH TYPE (COMPLETE WITHMETAL RING ETC.) ALONG WITH ASSOCIATED CONTACTS AND SHIELDS | EA | 5 |  | Included
30 | 7000033428 | 270 | GIS PORTION-Spares for 420kV GIS | 1000058329 | 400KV GIS-GAS BARRIERS OF EACH TYPE (COMPLETE WITH METAL RING ETC.)ALONG WITH ASSOCIATED CONTACTS AND SHIELDS | EA | 5 |  | Included
31 | 7000033428 | 490 | GIS PORTION-Spares for 420kV GIS | 1000062658 | 400KV GIS- 4000A SF6 TO AIR BUSHING COMPLETE IN ALL RESPECT | EA | 5 |  | Included
32 | 7000033428 | 280 | GIS PORTION-Spares for 420kV GIS | 1000058317 | 400KV GIS-ONE POLE OF 3150A CIRCUIT BREAKER WITHOUT PIR WITHINTERRUPTER, MAIN CIRCUIT, ENCLOSURE AND OPERATING MECHANISM COMPLETEIN ALL RESPECT | SET | 2 |  | Included
33 | 7000033428 | 290 | GIS PORTION-Spares for 420kV GIS | 1000021873 | Trip coil assembly with resistor for420kV GIS Circuit Breaker (asapplicable) | SET | 1 |  | Included
34 | 7000033428 | 300 | GIS PORTION-Spares for 420kV GIS | 1000009208 | Closing coil assembly with resistor for420kV GIS Circuit Breaker (asapplicable) | SET | 3 |  | Included
35 | 7000033428 | 310 | GIS PORTION-Spares for 420kV GIS | 1000058324 | RELAYS, POWER CONTACTORS, PUSH BUTTONS, TIMERS & MCBS ETC. (ASAPPLICABLE) OF EACH TYPE FOR 400KV GIS CIRCUIT BREAKER | SET | 3 |  | Included
36 | 7000033428 | 320 | GIS PORTION-Spares for 420kV GIS | 1000007067 | Auxiliary switch assembly of each type for 420kV GIS Circuit Breaker | SET | 1 |  | Included
37 | 7000033428 | 330 | GIS PORTION-Spares for 420kV GIS | 1000058323 | 400KV GIS CIRCUIT BREAKER-OPERATION COUNTER | EA | 3 |  | Included
38 | 7000033428 | 340 | GIS PORTION-Spares for 420kV GIS | 1000058320 | 400KV GIS CIRCUIT BREAKER-HYDRAULIC OPERATING MECHANISM WITH DRIVEMOTOR (FOR HYDRAULIC OPERATED MECHANISM, IF APPLICABLE) | SET | 3 |  | Included
39 | 7000033428 | 350 | GIS PORTION-Spares for 420kV GIS | 1000058318 | 400KV GIS CIRCUIT BREAKER- COMPLETE HYDRAULIC-SPRING OPERATINGMECHANISM INCLUDING CHARGING MECHANISM ETC. (FOR HYDRAULIC-SPRINGOPERATED MECHANISM, IF APPLICABLE) | SET | 1 |  | Included
40 | 7000033428 | 360 | GIS PORTION-Spares for 420kV GIS | 1000058314 | 400KV GIS- SINGLE PHASE MAINTENANCE EARTHING SWITCH INCLUDING MAINCIRCUIT, ENCLOSURE, DRIVING MECHANISM AND SUPPORT INSULATOR ETC.,COMPLETE IN ALL RESPECT (NOTE 1 - IN CASE, DIS-CONNECTOR SWITCH (DS) &EARTH SWITCH (ES) IS PROVIDED IN A SAME ENCLOSURE WITH COMMONOPERATING MECHANISM, THEN THE MODULE COMPRISING OF DIS-CONNECTOR &EARTH SWITCH IN SINGLE ENCLOSURE WITH COMMON OPERATING MECHANISM IS TOBE PROVIDED UNDER THE HEAD OF SPARE DIS-CONNECTOR ONLY. NOTE 2 - INCASE, DIS-CONNECTOR SWITCH (DS) & EARTH SWITCH (ES) IS PROVIDED IN ASAME ENCLOSURE WITH SEPARATE OPERATING MECHANISM, THEN THE MODULECOMPRISING OF DIS-CONNECTOR & EARTH SWITCH IN SINGLE ENCLOSURE WITHSEPARATE OPERATING MECHANISM IS TO BE PROVIDED UNDER THE HEAD OF SPAREDIS-CONNECTOR ONLY.) | EA | 2 |  | Included
41 | 7000033428 | 370 | GIS PORTION-Spares for 420kV GIS | 1000058310 | 400KV GIS - SINGLE PHASE FAST EARTHING SWITCH INCLUDING MAIN CIRCUIT,ENCLOSURE, DRIVING MECHANISM AND SUPPORT INSULATOR ETC., COMPLETE INALL RESPECT (NOTE 1 - IN CASE, DIS-CONNECTOR SWITCH (DS) & EARTHSWITCH (ES) IS PROVIDED IN A SAME ENCLOSURE WITH COMMON OPERATINGMECHANISM, THEN THE MODULE COMPRISING OF DIS-CONNECTOR & EARTH SWITCHIN SINGLE ENCLOSURE WITH COMMON OPERATING MECHANISM IS TO BE PROVIDEDUNDER THE HEAD OF SPARE DIS-CONNECTOR ONLY. NOTE 2 - IN CASE,DIS-CONNECTOR SWITCH (DS) & EARTH SWITCH (ES) IS PROVIDED IN A SAMEENCLOSURE WITH SEPARATE OPERATING MECHANISM, THEN THE MODULECOMPRISING OF DIS-CONNECTOR & EARTH SWITCH IN SINGLE ENCLOSURE WITHSEPARATE OPERATING MECHANISM IS TO BE PROVIDED UNDER THE HEAD OF SPAREDIS-CONNECTOR ONLY.) | EA | 1 |  | Included
42 | 7000033428 | 380 | GIS PORTION-Spares for 420kV GIS | 1000058312 | OPEN/CLOSE CONTACTOR ASSEMBLY, TIMERS, KEY INTERLOCK, INTERLOCKINGCOILS, RELAYS, PUSH BUTTONS, INDICATING LAMPS, POWER CONTACTORS,RESISTORS, FUSES, MCBS & DRIVE CONTROL CARDS ETC. (AS APPLICABLE) ONEOF EACH TYPE FOR ONE COMPLETE MOM BOX FOR 400KV GIS MAINTENANCE EARTHSWITCH | SET | 1 |  | Included
43 | 7000033428 | 390 | GIS PORTION-Spares for 420kV GIS | 1000058308 | OPEN/CLOSE CONTACTOR ASSEMBLY, TIMERS, KEY INTERLOCK, INTERLOCKINGCOILS, RELAYS, PUSH BUTTONS, INDICATING LAMPS, POWER CONTACTORS,RESISTORS, FUSES, MCBS & DRIVE CONTROL CARDS ETC. (AS APPLICABLE) ONEOF EACH TYPE FOR ONE COMPLETE MOM BOX FOR 400KV GIS FAST EARTHINGSWITCH | SET | 1 |  | Included
44 | 7000033428 | 400 | GIS PORTION-Spares for 420kV GIS | 1000049776 | LIMIT SWITCHES AND AUX. SWITCHES FOR ONE COMPLETE MOM BOX FORDISCONNECTOR-400KV GIS | SET | 1 |  | Included
45 | 7000033428 | 410 | GIS PORTION-Spares for 420kV GIS | 1000049778 | LIMIT SWITCHES AND AUX. SWITCHES FOR ONE COMPLETE MOM BOX FORMAINTENANCE EARTHING SWITCH-400KV GIS | SET | 2 |  | Included
46 | 7000033428 | 420 | GIS PORTION-Spares for 420kV GIS | 1000049777 | LIMIT SWITCHES AND AUX. SWITCHES FOR ONE COMPLETE MOM BOX FOR FASTEARTHING SWITCH (IF APPLICABLE)-400KV GIS | SET | 2 |  | Included
47 | 7000033428 | 430 | GIS PORTION-Spares for 420kV GIS | 1000058306 | DRIVE MECHANISM FOR 400KV GIS DISCONNECTOR SWITCH | SET | 2 |  | Included
48 | 7000033428 | 440 | GIS PORTION-Spares for 420kV GIS | 1000058313 | DRIVE MECHANISM FOR 400KV GIS MAINTENANCE EARTH SWITCH | SET | 1 |  | Included
49 | 7000033428 | 450 | GIS PORTION-Spares for 420kV GIS | 1000058309 | DRIVE MECHANISM FOR 400KV GIS FAST EARTHING SWITCH | SET | 1 |  | Included
50 | 7000033428 | 460 | GIS PORTION-Spares for 420kV GIS | 1000058315 | MOTOR FOR DRIVE MECHANISM FOR 400KVGIS MAINTENANCE EARTH SWITCH | EA | 1 |  | Included
51 | 7000033428 | 470 | GIS PORTION-Spares for 420kV GIS | 1000058311 | MOTOR FOR DRIVE MECHANISM FOR 400KV GIS FAST EARTHING SWITCH | EA | 1 |  | Included
52 | 7000033428 | 480 | GIS PORTION-Spares for 420kV GIS | 1000058326 | 400KV GIS- SINGLE PHASE OF CURRENT TRANSFORMER (2 CORES, TYPE-CTB)WITH ASSOCIATED ENCLOSURE AND PRIMARY CONDUCTOR COMPLETE IN ALLRESPECT | EA | 1 |  | Included
53 | 7000033428 | 630 | Tower and Equipment Support Structure | 1000015952 | Fabrication, galvanising and supply of Equipment Support (Pipe)Structures to be designed during detailed engineering | MT | 3 |  | Included
54 | 7000033428 | 640 | Tower and Equipment Support Structure | 1000011713 | Fabrication, galvanising and supply of fasteners ( nuts, bolts andwashers ) including step bolts for lattice and pipe structures to bedesigned during detailed engineering | MT | 1 |  | Included
55 | 7000033428 | 650 | Tower and Equipment Support Structure | 1000012373 | Fabrication, galvanising and supply of foundation bolts including nuts,checknut and washers for lattice and pipe structures to be designedduring detailed engineering | MT | 1 |  | Included
56 | 7000033428 | 690 | LCLM | 1000078276 | HIGH MAST FOR LIGHTING CUM LIGHTNING PROTECTION (30M HEIGHT WITH 1.0 MHIGH SPIKE), INCLUDING HARDWARE, LANTERN CARRIAGES,PULLEY SYSTEM WITHWIRE ROPES,NUTS, BOLTS,FOUNDATION BOLTS, ALL TYPE OF WASHERS ETC.COMPLETE IN ALL RESPECT. | EA | 1 |  | Included
III | ICT Bay 400/220kV Lucknow SS
1 | 7000033427 | 720 | GIS PORTION TESTING & MAINTENANCE | 1000025440 | SF6 Gas processing Unit for 400kV GIS station | SET | 1 |  | Included
2 | 7000033427 | 730 | GIS PORTION TESTING & MAINTENANCE | 1000025436 | SF6 Gas Leakage Detector | EA | 1 |  | Included
3 | 7000033427 | 740 | GIS PORTION TESTING & MAINTENANCE | 1000032132 | SF6 GAS ANALYZER | EA | 1 |  | Included
4 | 7000033427 | 60 | GIS PORTION-420kV, 63kA GIS Equipment | 1000032802 | 420KV, 4000A,63KA GIS BUSBAR MODULE EXTENSION | SET | 2 |  | Included
5 | 7000033427 | 10 | GIS PORTION-420kV, 63kA GIS Equipment | 1000004637 | 420kV, 3150 A, 63 kA, SF6 GIS ICT feederbay module as per Section-Project,Technical specification | SET | 1 |  | Included
6 | 7000033427 | 20 | GIS PORTION-420kV, 63kA GIS Equipment | 1000004505 | 420kV, 3150 A, 63 kA, SF6 GIS Tie baymodule(without PIR) as perSection-Project, Technicalspecification | SET | 1 |  | Included
7 | 7000033427 | 30 | GIS PORTION-420kV, 63kA GIS Equipment | 1000004287 | 420kV, 3000A, 63kA, Single phase, SF6Gas Insulated Bus Duct (GIB) outsideGIS Hall alongwith associated supportstructure | M | 60 |  | Included
8 | 7000033427 | 50 | GIS PORTION-420kV, 63kA GIS Equipment | 1000004295 | 420kV, 4000A,63kA, Single phase SF6 GasInsulated Bus Duct (GIB) outside GISHall alongwith associated supportstructure | M | 800 |  | Included
9 | 7000033427 | 40 | GIS PORTION-420kV, 63kA GIS Equipment | 1000032699 | 3150A, 63KA, 1SEC SINGLE PHASE 420KV SF6 TO AIR BUSHING | EA | 3 |  | Included
10 | 7000033427 | 70 | GIS PORTION-420kV, 63kA GIS Equipment | 1000062658 | 400KV GIS- 4000A SF6 TO AIR BUSHING COMPLETE IN ALL RESPECT | EA | 6 |  | Included
11 | 7000033427 | 80 | GIS PORTION-220kV, 50kA GIS Equipment | 1000001693 | 245kV,1600A, 50kA,3 Single phase/3Phase, SF6 Gas Insulated Bus Duct (GIB)outside GIS Hall alongwith associatedsupport structure(Quantity mentionedhere is for 3 Phase type) | M | 150 |  | Included
12 | 7000033427 | 90 | GIS PORTION-220kV, 50kA GIS Equipment | 1000029503 | 245kV, 1600A, 50kA Single phase SF6 to Air Bushing | EA | 6 |  | Included
13 | 7000033427 | 100 | 420kV, 63kA AIS EQUIPMENT | 1000020419 | 336kV Surge Arrester (1-phase) | EA | 3 |  | Included
14 | 7000033427 | 110 | 420kV, 63kA AIS EQUIPMENT | 1000004401 | 420 kV, 1 phase Bus Post Insulator (except for Line Traps) | EA | 6 |  | Included
15 | 7000033427 | 120 | 245kV, 50kA AIS EQUIPMENT | 1000001695 | 245 kV, 1 phase Bus Post Insulator (except for Line Traps) | EA | 15 |  | Included
16 | 7000033427 | 130 | 245kV, 50kA AIS EQUIPMENT | 1000020417 | 216kV Surge Arrester (1-phase) | EA | 3 |  | Included
17 | 7000033427 | 140 | 245kV, 50kA AIS EQUIPMENT | 1000032777 | 245KV, 1600 A, 50KA, 3-PHASE, DOUBLE BREAK TANDEM ISOLATOR WITHOUT E/S | EA | 2 |  | Included
18 | 7000033427 | 150 | 245kV, 50kA AIS EQUIPMENT | 1000001689 | 245kV, 1600A, 50 KA, 3-phase DoubleBreak Isolator with two E/S | EA | 1 |  | Included
19 | 7000033427 | 160 | 245kV, 50kA AIS EQUIPMENT | 1000001688 | 245kV, 1600A, 50 KA, 3-phase DoubleBreak Isolator with one E/S | EA | 1 |  | Included
20 | 7000033427 | 170 | 245kV, 50kA AIS EQUIPMENT | 1000001684 | 245 kV, 1600A, 50KA, 1-Phase CurrentTransformer with 120% extended currentrating | EA | 3 |  | Included
21 | 7000033427 | 180 | 245kV, 50kA AIS EQUIPMENT | 1000001683 | 245kV, 1600A, 50KA Circuit Breaker(3-Phase) with support structure | EA | 1 |  | Included
22 | 7000033427 | 190 | GIS PORTION-Erection Hardware | 1000011334 | Erection Hardware for 400kV I type layout for GIS terminationarrangement-Transformer bay as per technical specification | SET | 1 |  | Included
23 | 7000033427 | 200 | Erection Hardware for 220 kV DMT Type S | 1000011257 | Erection Hardware for 220kV layout (Double Main and TransferScheme)-Bus work (three Bay) as per technical specification | SET | 1 |  | Included
24 | 7000033427 | 210 | Erection Hardware for 220 kV DMT Type S | 1000011264 | Erection Hardware for 220kV layout (Double Main and TransferScheme)-Transformer Bay as per technical specification | SET | 1 |  | Included
25 | 7000033427 | 220 | Earthmat | 1000032055 | 40 MM MS ROD FOR MAIN EARTHMAT | KM | 1.5 |  | Included
26 | 7000033427 | 230 | CSD | 1000009713 | Controlled Switching Device for 420 kV, 3-ph Circuit Breaker | EA | 1 |  | Included
27 | 7000033427 | 240 | CRP for conventianal 420kV Bays | 1000055445 | 400KV CIRCUIT BREAKER RELAY PANEL | EA | 1 |  | Included
28 | 7000033427 | 250 | CRP for conventianal 420kV Bays | 1000004273 | 400kV Transformer Protection Panel (For both HV & MV side) | EA | 1 |  | Included
29 | 7000033427 | 260 | CRP for conventianal 420kV Bays | 1000006843 | Augmentation of existing 400kV bus bar protection scheme | SET | 1 |  | Included
30 | 7000033427 | 270 | CRP for conventianal 420kV Bays | 1000030470 | Digital RTCC Panel consist of digital RTCC relays as per technicalspecification | SET | 1 |  | Included
31 | 7000033427 | 280 | CRP for conventianal 220kV Bays | 1000055442 | 220KV CIRCUIT BREAKER RELAY PANEL | EA | 1 |  | Included
32 | 7000033427 | 290 | CRP for conventianal 220kV Bays | 1000006842 | Augmentation of existing 220kV bus bar protection scheme | SET | 1 |  | Included
33 | 7000033427 | 300 | CRP for conventianal 220kV Bays | 1000033603 | 220KV CONTROL PANEL FOR ICT BAY WITH BCU | EA | 1 |  | Included
34 | 7000033427 | 310 | SAS-AUG | 1000049435 | UPGARDATION OF COMPLETE IEC 61850 BASED SUBSTATION AUTOMATION SYSTEMAS PER TECHNICAL SPECIFICATION | SET | 1 |  | Included
35 | 7000033427 | 320 | VMS | 1000030433 | COLOR IP CAMERA, WITH PAN, TILT AND ZOOM FACILITIES, ALONGWITH ALLREQUIRED ITEMS, ACCESSORIES, LINE INTERFACE UNITS, FIBER PATCH CORDS,POWER SUPPLY UNITS, JUNCTION BOXES, CABLES, FIBER OPTIC CABLES, ETC.,AND INCLUDING INTEGRATION IN EXISTING HARDWARE AND SOFTWARE FORAUGMENTATION OF VISUAL MONITORING SYSTEM AS PER TECHNICALSPECIFICATION. | SET | 1 |  | Included
36 | 7000033427 | 330 | LT SWITCHGEAR | 1000055451 | EXTENSION OF LT SWITCHGEAR AS PER TECHNICAL SPECIFICATION | SET | 1 |  | Included
37 | 7000033427 | 340 | POWER & CONTROL CABLE | 1000000444 | 1.1kV grade Power Cables (XLPEinsulated) along withlugs,glands,straight joints &accessories,etc. | LS | 1 |  | Included
38 | 7000033427 | 350 | POWER & CONTROL CABLE | 1000000443 | 1.1kV grade Power Cables (PVCinsulated)along withlugs,glands,straight joints &accessories,etc. | LS | 1 |  | Included
39 | 7000033427 | 360 | POWER & CONTROL CABLE | 1000000442 | 1.1kV grade Control Cables (PVCinsulated) along withlugs,glands,straight joints &accessories,etc. | LS | 1 |  | Included
40 | 7000033427 | 370 | AIR CONDITIONING & VENTILATION SYSTEM | 1000006284 | Air conditioning system for Switchyard Panel Room of 6m length | SET | 1 |  | Included
41 | 7000033427 | 380 | FIRE FIGHTING SYSTEM | 1000055456 | HVW SPRAY SYSTEM, HYDRANT SYSTEM AND COMPLETE U/G & O/G PIPING ANDACCESSORIES ETC. OUT SIDE THE PUMP HOUSE FOR 400KV, 3-PHASEAUTOTRANSFORMER | SET | 1 |  | Included
42 | 7000033427 | 390 | FIRE FIGHTING SYSTEM | 1000012018 | Fire Detection and Alarm System for Switchyard Panel Room of 6 mlength | SET | 1 |  | Included
43 | 7000033427 | 400 | ILLUMINATION SYSTEM | 1000013795 | Illumination System for switchyard panel room of 6 m length | LS | 1 |  | Included
44 | 7000033427 | 410 | ILLUMINATION SYSTEM | 1000038325 | LIGHTING FIXTURE LED LUMINAIRES TYPE FL2 AS PER TECH. SPECIFICATIONS | EA | 15 |  | Included
45 | 7000033427 | 420 | ILLUMINATION SYSTEM | 1000038387 | LED FLOOD LIGHT LUMINARIESTYPE FL-1 (150W) AS PER TECHNICALSPECIFICATION | EA | 15 |  | Included
46 | 7000033427 | 430 | ILLUMINATION SYSTEM | 1000001894 | Outdoor Power Receptacle for oilfiltration unit (250A) | EA | 1 |  | Included
47 | 7000033427 | 440 | ILLUMINATION SYSTEM | 1000014548 | Lighting Panel type ACP-3 as per technical specification | EA | 1 |  | Included
48 | 7000033427 | 450 | Mandatory Spare LOT | 1000024186 | SPARES FOR 336KV SURGE ARRESTER | LS | 1 |  | Included
49 | 7000033427 | 520 | Mandatory Spare LOT | 1000025930 | Spare-216kV Surge Arrester | SET | 1 |  | Included
50 | 7000033427 | 460 | Mandatory Spare LOT | 1000025935 | Spare-245kV Circuit Breaker | SET | 1 |  | Included
51 | 7000033427 | 470 | Mandatory Spare LOT | 1000025936 | Spare-245kV Isolator | SET | 1 |  | Included
52 | 7000033427 | 480 | Mandatory Spare LOT | 1000025933 | Spare-245kV CT | SET | 1 |  | Included
53 | 7000033427 | 490 | Mandatory Spare LOT | 1000019912 | Relay & protection Panels (with automation) | LS | 1 |  | Included
54 | 7000033427 | 500 | Mandatory Spare LOT | 1000019927 | Spares-Substation Automation System | LS | 1 |  | Included
55 | 7000033427 | 510 | Mandatory Spare LOT | 1000032289 | SPARES FOFIRE PROTECTION SYSTEM | SET | 1 |  | Included
56 | 7000033427 | 700 | LCLM | 1000078276 | HIGH MAST FOR LIGHTING CUM LIGHTNING PROTECTION (30M HEIGHT WITH 1.0 MHIGH SPIKE), INCLUDING HARDWARE, LANTERN CARRIAGES,PULLEY SYSTEM WITHWIRE ROPES,NUTS, BOLTS,FOUNDATION BOLTS, ALL TYPE OF WASHERS ETC.COMPLETE IN ALL RESPECT. | EA | 2 |  | Included
57 | 7000033427 | 770 | Supply of Non standard structure | 1000015954 | Fabrication, galvanising and supply of Lattice Structures (MS Steel),to be designed during detailed engineering, for towers, beams andequipment support structure including pack plates / packwashers andgusset plates excluding fasteners and foundation bolts | MT | 18 |  | Included
58 | 7000033427 | 780 | Supply of Non standard structure | 1000011713 | Fabrication, galvanising and supply of fasteners ( nuts, bolts andwashers ) including step bolts for lattice and pipe structures to bedesigned during detailed engineering | MT | 1 |  | Included
59 | 7000033427 | 790 | Supply of Non standard structure | 1000012373 | Fabrication, galvanising and supply of foundation bolts including nuts,checknut and washers for lattice and pipe structures to be designedduring detailed engineering | MT | 3 |  | Included
60 | 7000033427 | 800 | GIS PORTION-GIS MANDATORY SPARE | 1000007067 | Auxiliary switch assembly of each type for 420kV GIS Circuit Breaker | SET | 1 |  | Included
61 | 7000033427 | 810 | GIS PORTION-GIS MANDATORY SPARE | 1000009208 | Closing coil assembly with resistor for420kV GIS Circuit Breaker (asapplicable) | SET | 3 |  | Included
62 | 7000033427 | 820 | GIS PORTION-GIS MANDATORY SPARE | 1000021873 | Trip coil assembly with resistor for420kV GIS Circuit Breaker (asapplicable) | SET | 1 |  | Included
63 | 7000033427 | 830 | GIS PORTION-GIS MANDATORY SPARE | 1000049505 | UHF PD SENSORS OF EACH TYPE ALONG WITH BNC CONNECTOR FOR 420KV GIS | EA | 3 |  | Included
64 | 7000033427 | 840 | GIS PORTION-GIS MANDATORY SPARE | 1000049750 | CONTROL VALVES FOR SF6 GAS OF EACH TYPE-400KV GIS | SET | 1 |  | Included
65 | 7000033427 | 850 | GIS PORTION-GIS MANDATORY SPARE | 1000049753 | COUPLING DEVICE FOR PRESSURE GAUGE CUM SWITCH FOR CONNECTINGGAS HANDLING PLANT OF EACH TYPE-400KV GIS | SET | 3 |  | Included
66 | 7000033427 | 860 | GIS PORTION-GIS MANDATORY SPARE | 1000049762 | RUBBER GASKETS, Ã‚â‚¬Å’OÃ‚â‚¬Â RINGS AND SEALS FOR SF6 GAS FOR GISENCLOSURE OF EACH TYPE-400KV GIS | SET | 2 |  | Included
67 | 7000033427 | 870 | GIS PORTION-GIS MANDATORY SPARE | 1000049776 | LIMIT SWITCHES AND AUX. SWITCHES FOR ONE COMPLETE MOM BOX FORDISCONNECTOR-400KV GIS | SET | 1 |  | Included
68 | 7000033427 | 880 | GIS PORTION-GIS MANDATORY SPARE | 1000049777 | LIMIT SWITCHES AND AUX. SWITCHES FOR ONE COMPLETE MOM BOX FOR FASTEARTHING SWITCH (IF APPLICABLE)-400KV GIS | SET | 2 |  | Included
69 | 7000033427 | 890 | GIS PORTION-GIS MANDATORY SPARE | 1000049778 | LIMIT SWITCHES AND AUX. SWITCHES FOR ONE COMPLETE MOM BOX FORMAINTENANCE EARTHING SWITCH-400KV GIS | SET | 2 |  | Included
70 | 7000033427 | 900 | GIS PORTION-GIS MANDATORY SPARE | 1000049783 | LOCKING DEVICE TO KEEP THE DIS-CONNECTORS (ISOLATORS)AND EARTHING/FAST EARTHING SWITCHES IN CLOSE OR OPEN POSITION IN CASEOF REMOVAL OF THE DRIVING MECHANISM-400KV GIS | SET | 1 |  | Included
71 | 7000033427 | 910 | GIS PORTION-GIS MANDATORY SPARE | 1000049817 | SF6 PRESSURE GAUGE CUM SWITCH /DENSITY MONITORS AND PRESSURESWITCH AS APPLICABLE, OF EACH TYPE-400KV GIS | SET | 2 |  | Included
72 | 7000033427 | 920 | GIS PORTION-GIS MANDATORY SPARE | 1000058306 | DRIVE MECHANISM FOR 400KV GIS DISCONNECTOR SWITCH | SET | 2 |  | Included
73 | 7000033427 | 930 | GIS PORTION-GIS MANDATORY SPARE | 1000058308 | OPEN/CLOSE CONTACTOR ASSEMBLY, TIMERS, KEY INTERLOCK, INTERLOCKINGCOILS, RELAYS, PUSH BUTTONS, INDICATING LAMPS, POWER CONTACTORS,RESISTORS, FUSES, MCBS & DRIVE CONTROL CARDS ETC. (AS APPLICABLE) ONEOF EACH TYPE FOR ONE COMPLETE MOM BOX FOR 400KV GIS FAST EARTHINGSWITCH | SET | 1 |  | Included
74 | 7000033427 | 940 | GIS PORTION-GIS MANDATORY SPARE | 1000058309 | DRIVE MECHANISM FOR 400KV GIS FAST EARTHING SWITCH | SET | 1 |  | Included
75 | 7000033427 | 950 | GIS PORTION-GIS MANDATORY SPARE | 1000058310 | 400KV GIS - SINGLE PHASE FAST EARTHING SWITCH INCLUDING MAIN CIRCUIT,ENCLOSURE, DRIVING MECHANISM AND SUPPORT INSULATOR ETC., COMPLETE INALL RESPECT (NOTE 1 - IN CASE, DIS-CONNECTOR SWITCH (DS) & EARTHSWITCH (ES) IS PROVIDED IN A SAME ENCLOSURE WITH COMMON OPERATINGMECHANISM, THEN THE MODULE COMPRISING OF DIS-CONNECTOR & EARTH SWITCHIN SINGLE ENCLOSURE WITH COMMON OPERATING MECHANISM IS TO BE PROVIDEDUNDER THE HEAD OF SPARE DIS-CONNECTOR ONLY. NOTE 2 - IN CASE,DIS-CONNECTOR SWITCH (DS) & EARTH SWITCH (ES) IS PROVIDED IN A SAMEENCLOSURE WITH SEPARATE OPERATING MECHANISM, THEN THE MODULECOMPRISING OF DIS-CONNECTOR & EARTH SWITCH IN SINGLE ENCLOSURE WITHSEPARATE OPERATING MECHANISM IS TO BE PROVIDED UNDER THE HEAD OF SPAREDIS-CONNECTOR ONLY.) | EA | 1 |  | Included
76 | 7000033427 | 960 | GIS PORTION-GIS MANDATORY SPARE | 1000058311 | MOTOR FOR DRIVE MECHANISM FOR 400KV GIS FAST EARTHING SWITCH | EA | 1 |  | Included
77 | 7000033427 | 970 | GIS PORTION-GIS MANDATORY SPARE | 1000058312 | OPEN/CLOSE CONTACTOR ASSEMBLY, TIMERS, KEY INTERLOCK, INTERLOCKINGCOILS, RELAYS, PUSH BUTTONS, INDICATING LAMPS, POWER CONTACTORS,RESISTORS, FUSES, MCBS & DRIVE CONTROL CARDS ETC. (AS APPLICABLE) ONEOF EACH TYPE FOR ONE COMPLETE MOM BOX FOR 400KV GIS MAINTENANCE EARTHSWITCH | SET | 1 |  | Included
78 | 7000033427 | 980 | GIS PORTION-GIS MANDATORY SPARE | 1000058313 | DRIVE MECHANISM FOR 400KV GIS MAINTENANCE EARTH SWITCH | SET | 1 |  | Included
79 | 7000033427 | 990 | GIS PORTION-GIS MANDATORY SPARE | 1000058314 | 400KV GIS- SINGLE PHASE MAINTENANCE EARTHING SWITCH INCLUDING MAINCIRCUIT, ENCLOSURE, DRIVING MECHANISM AND SUPPORT INSULATOR ETC.,COMPLETE IN ALL RESPECT (NOTE 1 - IN CASE, DIS-CONNECTOR SWITCH (DS) &EARTH SWITCH (ES) IS PROVIDED IN A SAME ENCLOSURE WITH COMMONOPERATING MECHANISM, THEN THE MODULE COMPRISING OF DIS-CONNECTOR &EARTH SWITCH IN SINGLE ENCLOSURE WITH COMMON OPERATING MECHANISM IS TOBE PROVIDED UNDER THE HEAD OF SPARE DIS-CONNECTOR ONLY. NOTE 2 - INCASE, DIS-CONNECTOR SWITCH (DS) & EARTH SWITCH (ES) IS PROVIDED IN ASAME ENCLOSURE WITH SEPARATE OPERATING MECHANISM, THEN THE MODULECOMPRISING OF DIS-CONNECTOR & EARTH SWITCH IN SINGLE ENCLOSURE WITHSEPARATE OPERATING MECHANISM IS TO BE PROVIDED UNDER THE HEAD OF SPAREDIS-CONNECTOR ONLY.) | EA | 2 |  | Included
80 | 7000033427 | 1000 | GIS PORTION-GIS MANDATORY SPARE | 1000058315 | MOTOR FOR DRIVE MECHANISM FOR 400KVGIS MAINTENANCE EARTH SWITCH | EA | 1 |  | Included
81 | 7000033427 | 1010 | GIS PORTION-GIS MANDATORY SPARE | 1000058317 | 400KV GIS-ONE POLE OF 3150A CIRCUIT BREAKER WITHOUT PIR WITHINTERRUPTER, MAIN CIRCUIT, ENCLOSURE AND OPERATING MECHANISM COMPLETEIN ALL RESPECT | SET | 2 |  | Included
82 | 7000033427 | 1020 | GIS PORTION-GIS MANDATORY SPARE | 1000058318 | 400KV GIS CIRCUIT BREAKER- COMPLETE HYDRAULIC-SPRING OPERATINGMECHANISM INCLUDING CHARGING MECHANISM ETC. (FOR HYDRAULIC-SPRINGOPERATED MECHANISM, IF APPLICABLE) | SET | 1 |  | Included
83 | 7000033427 | 1030 | GIS PORTION-GIS MANDATORY SPARE | 1000058320 | 400KV GIS CIRCUIT BREAKER-HYDRAULIC OPERATING MECHANISM WITH DRIVEMOTOR (FOR HYDRAULIC OPERATED MECHANISM, IF APPLICABLE) | SET | 3 |  | Included
84 | 7000033427 | 1040 | GIS PORTION-GIS MANDATORY SPARE | 1000058323 | 400KV GIS CIRCUIT BREAKER-OPERATION COUNTER | EA | 3 |  | Included
85 | 7000033427 | 1050 | GIS PORTION-GIS MANDATORY SPARE | 1000058324 | RELAYS, POWER CONTACTORS, PUSH BUTTONS, TIMERS & MCBS ETC. (ASAPPLICABLE) OF EACH TYPE FOR 400KV GIS CIRCUIT BREAKER | SET | 3 |  | Included
86 | 7000033427 | 1060 | GIS PORTION-GIS MANDATORY SPARE | 1000058326 | 400KV GIS- SINGLE PHASE OF CURRENT TRANSFORMER (2 CORES, TYPE-CTB)WITH ASSOCIATED ENCLOSURE AND PRIMARY CONDUCTOR COMPLETE IN ALLRESPECT | EA | 1 |  | Included
87 | 7000033427 | 1070 | GIS PORTION-GIS MANDATORY SPARE | 1000058329 | 400KV GIS-GAS BARRIERS OF EACH TYPE (COMPLETE WITH METAL RING ETC.)ALONG WITH ASSOCIATED CONTACTS AND SHIELDS | EA | 5 |  | Included
88 | 7000033427 | 1080 | GIS PORTION-GIS MANDATORY SPARE | 1000058330 | 400KV GIS-MOLECULAR FILTER FOR SF6 GAS WITH FILTER BAGS (5 % OF TOTALWEIGHT) | SET | 3 |  | Included
89 | 7000033427 | 1090 | GIS PORTION-GIS MANDATORY SPARE | 1000058331 | 400KV GIS-SF6 GAS (5 % OF TOTAL GAS QUANTITY) | LOT | 3 |  | Included
90 | 7000033427 | 1100 | GIS PORTION-GIS MANDATORY SPARE | 1000058334 | 400KV GIS-SUPPORT INSULATORS (GAS THROUGH) OF EACH TYPE (COMPLETE WITHMETAL RING ETC.) ALONG WITH ASSOCIATED CONTACTS AND SHIELDS | EA | 5 |  | Included
91 | 7000033427 | 1110 | GIS PORTION-GIS MANDATORY SPARE | 1000062658 | 400KV GIS- 4000A SF6 TO AIR BUSHING COMPLETE IN ALL RESPECT | EA | 5 |  | Included
[5 empty] | Total F&I Price |  |  |  | 0
#
Bidders to note that the item description under various schedules are through unique material ID for respective items under SAP ERP System and therefore, identical item description appears in schedule-1(Ex-works) & schedule-2(F&I). However, the prices to be quoted in Price Schedule-2(F&I) shall be towards Local Transportation, Insurance and other Incidental Services only in line with clause ITB 11.4(b).
Date: | --
Place: | [6 empty] | Printed Name :
Designation :
Click for Sch-3

## Sch-2 Dis (hidden)
Specification No.: CC/NT/W-GIS/DOM/A04/25/08355 |  |  |  |  | Schedule - 2 Dis
400kV GIS Substation Package SS-151 (including Transformer) for (i) Extension of 400/220kV Maharani Bagh (PG) GIS S/s and 400/220/33kV, 500 MVA 3-Ph ICT at Maharani Bagh (PG) {with oil to SF6 bushing) under Augmentation of transformation capacity at 400/220kV Maharani Bagh (PG) S/s (GIS) in Delhi by 1x500 MVA, 400/220kV ICT (5th), (ii) 400kV Sectionalization bay (GIS) at 765/400kV Jhatikara (PG) S/s under Implementation of 400kV Sectionalization bay (GIS) at 765/400kV Jhatikara (PG) S/s to interconnect both 400kV sections in the event of contingency and (iii) Extension of 400/220kV Lucknow (PG) S/s under Augmentation of transformation capacity at 400/220kV Lucknow (PG) S/s by 1x500 MVA, 400/220kV ICT (3rd) along with associated bays | [5 empty] | As per Lum-sum |  | 0
(SCHEDULE OF RATES AND PRICES : FREIGHT & INSURANCE CHARGES) | [5 empty] | AS per Percent |  | #REF!
[6 empty] | As per lum-sum on Sch-2 |  | 0%
Bidder’s Name and Address (Sole Bidder) : |  |  |  | To: |  | As per Percent on Sch-2 |  | #REF!
|  |  |  | Contracts Services, 3rd Floor |  | Total Discount |  | #REF!
Name : | …….. …….. …….. …….. …….. …….. |  |  | Power Grid Corporation of India Ltd.,
Address : | …….. …….. …….. …….. …….. …….. |  |  | "Saudamini", Plot No.-2
| …….. …….. …….. …….. …….. …….. |  |  | Sector-29, |  | Multipackage Discount |  | 0%
| …….. …….. …….. …….. …….. …….. |  |  | Gurgaon (Haryana) - 122001
[5 empty] | All Prices are in Indian Rupees. |  | Amount after Discount (Rs.) |  | Dis Alert | Amount after MPD (Rs.)
SI. No. | Description | Unit | Quantity | Unit Freight & Insurance Charges | Total Freight & Insurance Charges |  | Unit Freight & Insurance Charges | Total Freight & Insurance Charges |  | Unit Freight & Insurance Charges | Total Freight & Insurance Charges
1 | 2 | 3 | 4 | 5 | 6 = 4 x 5 |  | 5 | 6 = 4 x 5 |  | 5 | 6 = 4 x 5
#REF! | #REF!
#REF! | #REF! | #REF! | #REF! | #REF! | #REF!
#REF! | #REF! | #REF! | #REF! | #REF! | #REF!
#REF! | #REF!
#REF! | #REF! | #REF! | #REF! | #REF! | #REF!
#REF! | #REF! | #REF! | #REF! | #REF! | #REF!
#REF! | #REF!
#REF! | #REF! | #REF! | #REF! | #REF! | #REF!
#REF! | #REF! | #REF! | #REF! | #REF! | #REF!
#REF! | #REF! | #REF! | #REF! | #REF! | #REF!
#REF! | #REF! | #REF! | #REF! | #REF! | #REF!
#REF! | #REF! | #REF! | #REF! | #REF! | #REF!
#REF! | #REF! | #REF! | #REF! | #REF! | #REF!
#REF! | #REF!
#REF! | #REF! | #REF! | #REF! | #REF! | #REF!
#REF! | #REF!
#REF! | #REF! | #REF! | #REF! | #REF! | #REF!
#REF! | #REF! | #REF! | #REF! | #REF! | #REF!
#REF! | #REF! | #REF! | #REF! | #REF! | #REF!
#REF! | #REF! | #REF! | #REF! | #REF! | #REF!
#REF! | #REF!
#REF! | #REF! | #REF! | #REF! | #REF! | #REF!
#REF! | #REF! | #REF! | #REF! | #REF! | #REF!
#REF! | #REF! | #REF! | #REF! | #REF! | #REF!
#REF! | #REF! | #REF! | #REF! | #REF! | #REF!
#REF! | #REF! | #REF! | #REF! | #REF! | #REF!
#REF! | #REF! | #REF! | #REF! | #REF! | #REF!
#REF! | #REF! | #REF! | #REF! | #REF! | #REF!
#REF! | #REF! | #REF! | #REF! | #REF! | #REF!
#REF! | #REF!
| #REF! | #REF! | #REF! | #REF! | #REF!
#REF! | #REF! | #REF! | #REF! | #REF! | #REF!
#REF! | #REF! | #REF! | #REF! | #REF! | #REF!
| Total F&I Price |  |  |  | #REF!
Date : | --
Place : |  |  | Printed Name :
Designation :
Click for Sch-3

## Sch-3
Specification No.: CC/NT/W-GIS/DOM/A04/25/08355 | [14 empty] | Schedule - 3
400kV GIS Substation Package SS-151 (including Transformer) for (i) Extension of 400/220kV Maharani Bagh (PG) GIS S/s and 400/220/33kV, 500 MVA 3-Ph ICT at Maharani Bagh (PG) {with oil to SF6 bushing) under Augmentation of transformation capacity at 400/220kV Maharani Bagh (PG) S/s (GIS) in Delhi by 1x500 MVA, 400/220kV ICT (5th), (ii) 400kV Sectionalization bay (GIS) at 765/400kV Jhatikara (PG) S/s under Implementation of 400kV Sectionalization bay (GIS) at 765/400kV Jhatikara (PG) S/s to interconnect both 400kV sections in the event of contingency and (iii) Extension of 400/220kV Lucknow (PG) S/s under Augmentation of transformation capacity at 400/220kV Lucknow (PG) S/s by 1x500 MVA, 400/220kV ICT (3rd) along with associated bays | [18 empty] | As per Lum-sum |  | 0%
(SCHEDULE OF RATES AND PRICES ) | [18 empty] | AS per Percent |  | #REF!
[19 empty] | As per lum-sum on Sch-3 |  | 0%
Bidder’s Name and Address (Sole Bidder) : | [11 empty] | To: | [6 empty] | As per Percent on Sch-3 |  | #REF!
[12 empty] | Contracts Services, 3rd Floor | [6 empty] | Total Discount |  | #REF!
Name : |  | …….. …….. …….. …….. …….. …….. | [9 empty] | Power Grid Corporation of India Ltd.,
Address : |  | …….. …….. …….. …….. …….. …….. | [9 empty] | "Saudamini", Plot No.-2
|  | …….. …….. …….. …….. …….. …….. | [9 empty] | Sector-29, | [6 empty] | Multipackage lum-sum |  | 0%
|  | …….. …….. …….. …….. …….. …….. | [9 empty] | Gurgaon (Haryana) - 122001
[7 empty] | INSTALLATION CHARGES | [12 empty] | Amount after Discount (Rs.) |  | Dis Alert | Amount after MPD (Rs.)
All Prices are in Indian Rupees.
SI. No. | PR No | PR Line Item No | Activity Header | PR Activity No | Activity Description | Service Code | SAC (Service Accounting Codes) | Whether SAC in column '8’ is confirmed. If not indicate applicable the SAC * | Rate of GST applicable ( in %) | Whether rate of GST in column ‘4’ is confirmed. If not indicate applicable rate of GST * | Description | Unit | Quantity | Unit Erection Charges | Total Erection Charges | Total GST as confirmed by Bidder |  |  |  | Unit Erection Charges | Total Erection Charges |  | Unit Erection Charges | Total Erection Charges
1 | 2 | 3 | 4 | 5 | 6 | 7 | 8 | 9 | 10 | 11 | 12 | 13 | 14 | 15 | 16 = 14 x 15 | 17 |  |  |  | 5 | 6 = 4 x 5 |  | 5 | 6 = 4 x 5
PART A (Substation Portion)
| ICT-5 Maharani Bagh | [15 empty] | Revaluation of J column | Tax Calculation
1 | 7000033426 | 1200 | 200 | 10 | 400kV POWER TRANSFORMER | 100000015 | 998736 |  | 18 |  | 500MVA, 400KV/220/33 KV, 3-phase Autotransformer excluding insulating oil | EA | 1 |  | Included | 0 | 0 | 0
2 | 7000033426 | 1200 | 200 | 20 | 400kV POWER TRANSFORMER | 100001910 | 998736 |  | 18 |  | Insulating Oil for 500MVA, 400KV/220/33 KV, 3-phase Autotransformer | SET | 1 |  | Included | 0 | 0 | 0
3 | 7000033426 | 1200 | 200 | 30 | 400kV POWER TRANSFORMER | 100002238 | 998736 |  | 18 |  | Digital RTCC Panel consist of digital RTCC relays as per technical specification | SET | 1 |  | Included | 0 | 0 | 0
4 | 7000033426 | 1210 | 210 | 10 | GIS PORTION-420kV, 50kA GIS Equipment | 100001826 | 998736 |  | 18 |  | 420kV, 3150 A, 63 kA, SF6 GIS ICT feeder bay module as per Section-Project, Technical specification | SET | 1 |  | Included | 0 | 0 | 0
5 | 7000033426 | 1210 | 210 | 20 | GIS PORTION-420kV, 50kA GIS Equipment | 100002137 | 998736 |  | 18 |  | 420kV, 3000A, 50kA, Single phase, SF6Gas Insulated Bus Duct (GIB) outsideGIS Hall alongwith associated supportstructure | M | 225 |  | Included | 0 | 0 | 0
6 | 7000033426 | 1210 | 210 | 30 | GIS PORTION-420kV, 50kA GIS Equipment | 100002139 | 998736 |  | 18 |  | 420kV, 4000A,50kA, Single phase SF6 GasInsulated Bus Duct (GIB) outside GISHall alongwith associated supportstructure | M | 100 |  | Included | 0 | 0 | 0
7 | 7000033426 | 1210 | 210 | 40 | GIS PORTION-420kV, 50kA GIS Equipment | 100003559 | 998736 |  | 18 |  | Extension of 420kV , 4000 A, 50 kA 3 -phase SF6 GIS bus bar | SET | 2 |  | Included | 0 | 0 | 0
8 | 7000033426 | 1210 | 210 | 50 | GIS PORTION-420kV, 50kA GIS Equipment | 100057110 | 998736 |  | 18 |  | 420kV,4000A, 63kA, 3-Phase GIS Extension Piece (Interface) module suitable for extending existing HYOSUNG make GIS Bus Bar/Duct asper Technical Specification | SET | 2 |  | Included | 0 | 0 | 0
9 | 7000033426 | 1210 | 210 | 60 | GIS PORTION-420kV, 50kA GIS Equipment | 100023002 | 998736 |  | 18 |  | 400kV GIS- 3150A, 63kA for 1 Sec, 1- phase Gas insulated interface module along with associated active parts to facilitate thedirect inter-connection of GIS duct with the Transformer | SET | 3 |  | Included | 0 | 0 | 0
10 | 7000033426 | 1220 | 220 | 10 | GIS PORTION-220kV, 50kA GIS Equipment | 100000372 | 998736 |  | 18 |  | 245kV, 1600 A, 40 kA, SF6 GIS ICT feeder bay module | SET | 1 |  | Included | 0 | 0 | 0
11 | 7000033426 | 1220 | 220 | 20 | GIS PORTION-220kV, 50kA GIS Equipment | 100003583 | 998736 |  | 18 |  | 245 kV, 3000 A, 40 kA, SF6 GIS Bus bar module Extension as per Section-Project, Technical specification | SET | 2 |  | Included | 0 | 0 | 0
12 | 7000033426 | 1220 | 220 | 30 | GIS PORTION-220kV, 50kA GIS Equipment | 100057264 | 998736 |  | 18 |  | 245kV,3000A, 50kA, Single phase, SF6 Gas Insulated Bus Duct (GIB) outside GIS Hall alongwith associated support structure etc. asper Technical Specification | M | 100 |  | Included | 0 | 0 | 0
13 | 7000033426 | 1220 | 220 | 50 | GIS PORTION-220kV, 50kA GIS Equipment | 100057475 | 998736 |  | 18 |  | 220KV GIS- CABLE CONNECTION ENCLOSURE WITH MAIN CIRCUIT | SET | 3 |  | Included | 0 | 0 | 0
14 | 7000033426 | 1220 | 220 | 60 | GIS PORTION-220kV, 50kA GIS Equipment | 100057120 | 998736 |  | 18 |  | 245kV,3000A, 50kA, 3-Phase GIS Extension Piece (Interface) module suitable for extending existing HYOSUNG make GIS Bus Bar/Duct asper Technical Specification | SET | 2 |  | Included | 0 | 0 | 0
15 | 7000033426 | 1230 | 230 | 10 | GIS PORTION-Erection Hardware | 100002188 | 998731 |  | 18 |  | Erection Hardware for 400kV I type layout for GIS termination arrangement-Transformer bay as per technical specification | SET | 1 |  | Included | 0 | 0 | 0
16 | 7000033426 | 1240 | 240 | 10 | GIS PORTION-Erection Hardware | 100000513 | 998731 |  | 18 |  | Erection Hardware for 220kV DM-type layout for GIS termination arrangement-Transformer bay as per specification | SET | 1 |  | Included | 0 | 0 | 0
17 | 7000033426 | 1250 | 250 | 10 | 220kV EHV Cable & Associated Equipments | 100003013 | 998736 |  | 18 |  | 220kV HV Power Cable along with accessories | KM | 0.5 |  | Included | 0 | 0 | 0
18 | 7000033426 | 1250 | 250 | 20 | 220kV EHV Cable & Associated Equipments | 100033791 | 995461 |  | 18 |  | 220 kV cable termination Kit along with associated Support Structure and accessories for termination at Coupling Transformer Side | SET | 3 |  | Included | 0 | 0 | 0
19 | 7000033426 | 1250 | 250 | 30 | 220kV EHV Cable & Associated Equipments | 100033792 | 995461 |  | 18 |  | 220 kV cable termination Kit along with associated Support Structure and accessories for termination at Bay Side | SET | 3 |  | Included | 0 | 0 | 0
20 | 7000033426 | 1250 | 250 | 50 | 220kV EHV Cable & Associated Equipments | 100003969 | 995423 |  | 18 |  | Construction of buried cable trench along with excavation, PCC, back filling, restoration and construction of jointing bays (asper requirement) etc. as per technical specification | KM | 0.2 |  | Included | 0 | 0 | 0
21 | 7000033426 | 1260 | 260 | 10 | CRP for 420kV Bays with SAS | 100000728 | 998736 |  | 18 |  | 400kV Circuit Breaker Relay Panel with Auto Reclose (with Automation) | EA | 1 |  | Included | 0 | 0 | 0
22 | 7000033426 | 1260 | 260 | 20 | CRP for 420kV Bays with SAS | 100000731 | 998736 |  | 18 |  | 400kV Transformer Protection Panel (For both HV & MV side)-(with Automation) | EA | 1 |  | Included | 0 | 0 | 0
23 | 7000033426 | 1260 | 260 | 30 | CRP for 420kV Bays with SAS | 100000735 | 998736 |  | 18 |  | Augmentation of existing 400kV bus bar protection scheme.(No. of bays as per specification)-(with Automation) | SET | 1 |  | Included | 0 | 0 | 0
24 | 7000033426 | 1270 | 270 | 10 | CRP for 220kV Bays with SAS | 100000736 | 998736 |  | 18 |  | 220kV Circuit Breaker Relay Panel with Auto Reclose (with Automation) | EA | 1 |  | Included | 0 | 0 | 0
25 | 7000033426 | 1270 | 270 | 20 | CRP for 220kV Bays with SAS | 100000743 | 998736 |  | 18 |  | Augmentation of existing 220kV bus bar protection scheme.(No. of bays as per specification)-(with Automation) | SET | 1 |  | Included | 0 | 0 | 0
26 | 7000033426 | 1280 | 280 | 10 | SAS-AUG | 100002069 | 998736 |  | 18 |  | Augmentation of Substation automation System for 400kV Main bay as per Technical Specification | EA | 1 |  | Included | 0 | 0 | 0
27 | 7000033426 | 1280 | 280 | 20 | SAS-AUG | 100002070 | 998736 |  | 18 |  | Augmentation of Substation automation System for 220kV bay as per Technical Specification | EA | 1 |  | Included | 0 | 0 | 0
28 | 7000033426 | 1290 | 290 | 10 | VMS | 100002500 | 998731 |  | 18 |  | Color IP camera, with PAN, TILT and ZOOM facilities, alongwith all required Items, Accessories, Line Interface units, Fiber patchcords, Power supply units, Junction Boxes, Cables, Fiber Optic Cables, etc., and including Integration in existing Hardware andSoftware for Augmentation of Visual Monitoring System as per technical specification. | SET | 1 |  | Included | 0 | 0 | 0
29 | 7000033426 | 1300 | 300 | 10 | LT SWITCHGEAR | 100016772 | 998736 |  | 18 |  | Extension of LT Switchgear as per technical Specification | SET | 1 |  | Included | 0 | 0 | 0
30 | 7000033426 | 1310 | 320 | 10 | POWER & CONTROL CABLE | 100002180 | 998736 |  | 18 |  | 1.1kV grade Power Cables (XLPEinsulated) along withlugs,glands,straight joints &accessories,etc. | LS | 1 |  | Included | 0 | 0 | 0
31 | 7000033426 | 1310 | 320 | 20 | POWER & CONTROL CABLE | 100002181 | 998736 |  | 18 |  | 1.1kV grade Power Cables (PVCinsulated)along withlugs,glands,straight joints &accessories,etc. | LS | 1 |  | Included | 0 | 0 | 0
32 | 7000033426 | 1310 | 320 | 30 | POWER & CONTROL CABLE | 100002182 | 998736 |  | 18 |  | 1.1kV grade Control Cables (PVCinsulated) along withlugs,glands,straight joints &accessories,etc. | LS | 1 |  | Included | 0 | 0 | 0
33 | 7000033426 | 1320 | 330 | 10 | AIR CONDITIONING & VENTILATION SYSTEM | 100001882 | 995463 |  | 18 |  | Air conditioning system for Switchyard Panel Room of 6m length | SET | 1 |  | Included | 0 | 0 | 0
34 | 7000033426 | 1330 | 340 | 10 | FIRE FIGHTING SYSTEM | 100002062 | 995461 |  | 18 |  | Fire Detection and Alarm System for Switchyard Panel Room of 6 m length | SET | 1 |  | Included | 0 | 0 | 0
35 | 7000033426 | 1330 | 340 | 20 | FIRE FIGHTING SYSTEM | 100000983 | 998736 |  | 18 |  | HVW spray system, Hydrant system and complete U/G & O/G piping and accessories etc. out side the pump house for 500MVA ,400KV/220/33 kV, 3-phase Autotransformer | SET | 1 |  | Included | 0 | 0 | 0
36 | 7000033426 | 1340 | 350 | 10 | ILLUMINATION SYSTEM | 100001021 | 995461 |  | 18 |  | Lighting Panel type ACP-2 as per technical specification | EA | 1 |  | Included | 0 | 0 | 0
37 | 7000033426 | 1340 | 350 | 20 | ILLUMINATION SYSTEM | 100004926 | 998731 |  | 18 |  | Lighting Fixture LED Luminaires type FL2 as per tech. specifications | EA | 10 |  | Included | 0 | 0 | 0
38 | 7000033426 | 1340 | 350 | 30 | ILLUMINATION SYSTEM | 100001116 | 998739 |  | 18 |  | Illumination System for switchyard panel room of 6 m length | SET | 1 |  | Included | 0 | 0 | 0
39 | 7000033426 | 1340 | 350 | 40 | ILLUMINATION SYSTEM | 100001885 | 998739 |  | 18 |  | Outdoor Power Receptacle for oilfiltration unit (250A) | EA | 1 |  | Included | 0 | 0 | 0
40 | 7000033426 | 1350 | 370 | 10 | EARTHMAT | 100003103 | 998731 |  | 18 |  | 40 mm MS rod for Main Earthmat | KM | 1 |  | Included | 0 | 0 | 0
41 | 7000033426 | 1430 | 379 | 10 | LCLM | 100057596 | 995455 |  | 18 |  | High Mast for Lighting cum Lightning protection (30M height with 1.0M high spike), including Hardware, Lantern carriages,pulleysystem with wire ropes,nuts, bolts, foundation bolts, all type of washers etc. complete in all respect. | EA | 2 |  | Included | 0 | 0 | 0
42 | 7000033426 | 1360 | 380 | 10 | STEEL STRUCTURE | 100001210 | 995455 |  | 18 |  | Erection of Lattice Structures (MS Steel), to be designed during detailed engineering, for towers, beams and equipment supportstructure including pack plates / packwashers and gusset plates excluding fasteners and foundation bolts | MT | 10 |  | Included | 0 | 0 | 0
43 | 7000033426 | 1360 | 380 | 20 | STEEL STRUCTURE | 100001680 | 995455 |  | 18 |  | Erection of fasteners ( nuts, bolts and washers ) including step bolts for lattice and pipe structures to be designed duringdetailed engineering | MT | 3 |  | Included | 0 | 0 | 0
44 | 7000033426 | 1360 | 380 | 30 | STEEL STRUCTURE | 100001681 | 995455 |  | 18 |  | Erection of foundation bolts including nuts, checknut and washers for lattice and pipe structures to be designed during detailedengineering | MT | 5 |  | Included | 0 | 0 | 0
45 | 7000033426 | 1370 | 390 | 10 | Civil Works | 100004518 | 995433 |  | 18 |  | Excavation in all kind of soil including rock for all leads and lifts, backfilling, disposal of surplus earth within a lead up to2Km as per technical specification. The surplus earth shall be roughly graded . | M3 | 1946 |  | Included | 0 | 0 | 0
46 | 7000033426 | 1370 | 390 | 20 | Civil Works | 100001325 | 995454 |  | 18 |  | Providing and laying of Plain Cement Concrete (PCC) (1:4:8) | M3 | 105 |  | Included | 0 | 0 | 0
47 | 7000033426 | 1370 | 390 | 30 | Civil Works | 100001326 | 995454 |  | 18 |  | Providing and laying of Plain Cement Concrete (PCC) (1:2:4) | M3 | 27 |  | Included | 0 | 0 | 0
48 | 7000033426 | 1370 | 390 | 40 | Civil Works | 100001327 | 995454 |  | 18 |  | Providing and laying of Reinforced Cement Concrete M25 mix including pre cast, shuttering, Grouting of pockets & underpinning butexcluding steel reinforcement | M3 | 1116 |  | Included | 0 | 0 | 0
49 | 7000033426 | 1370 | 390 | 50 | Civil Works | 100003768 | 995451 |  | 18 |  | Providing and laying of reinforced cement concrete for piling work of Grade M-25 ( Minimum cement content of 400Kg/cu.m.) ofspecified diameter & length below the pile cap | M3 | 730 |  | Included | 0 | 0 | 0
50 | 7000033426 | 1370 | 390 | 60 | Civil Works | 100001436 | 995451 |  | 18 |  | Boring, providing and installing bore cast-in-situ reinforced cement concrete pile of specified diameter and length below the pilecap, M25 grade in cement concrete, to carry a safe working load not less than specified excluding the cost of reinforcement steeland cement concrete which shall be paid separately but including the cost of boring with casing and/or bentonite solution and thelength of pile to be embedded in the pile cap (length of pile boring for payment shall be measured up to bottom of pile cap)-500 mmdia | M | 3720 |  | Included | 0 | 0 | 0
51 | 7000033426 | 1370 | 390 | 70 | Civil Works | 100044329 | 995451 |  | 18 |  | Routine test-Vertical load testing of piles in accordance with IS 2911 (Part IV) including installation of loading platform andpreparation of pile head or construction of test cap and dismantling of test cap after test etc. complete as per specification & thedirection of Engineer in-charge. - 500MM Dia pile | EA | 2 |  | Included | 0 | 0 | 0
52 | 7000033426 | 1370 | 390 | 80 | Civil Works | 100044340 | 995451 |  | 18 |  | Routine Pullout Test of piles in accordance with IS 2911(Part-IV) inlcuding T&P, labour , hydraulic jack etc. complete-500MM diapile | EA | 2 |  | Included | 0 | 0 | 0
53 | 7000033426 | 1370 | 390 | 90 | Civil Works | 100044341 | 995451 |  | 18 |  | Routine test- Lateral load testing of single pile in accordance with IS Code of practice IS : 2911 (Part IV) for determining safeallowable lateral load on pile -500MM dia pile | EA | 2 |  | Included | 0 | 0 | 0
54 | 7000033426 | 1370 | 390 | 100 | Civil Works | 120002789 | 995451 |  | 18 |  | 20.9 Integrity testing of Pile using Low Strain/ Sonic Integrity Test/ Sonic Echo Test method in accordance with IS 14893 includingsurface preparation of pile top by removing soil, mud, dust & chipping lean concrete lumps etc. and use of computerised equipmentand high skill trained personal for conducting the test & submission of results, all complete as per direction ofEngineer-in-charge. Note: DSR unit is 'per test' | EA | 248 |  | Included | 0 | 0 | 0
55 | 7000033426 | 1370 | 390 | 110 | Civil Works | 100001329 | 995454 |  | 18 |  | Steel Reinforcement | MT | 158 |  | Included | 0 | 0 | 0
56 | 7000033426 | 1370 | 390 | 120 | Civil Works | 100001330 | 995428 |  | 18 |  | Stone filling (40 mm size) for transformer/Reactor foundation | M3 | 21 |  | Included | 0 | 0 | 0
57 | 7000033426 | 1370 | 390 | 130 | Civil Works | 100001331 | 995455 |  | 18 |  | Misc. Structural steel including rails, embedments, edge protection angles, gratings etc. but excluding the reinforcement steel andsteel for lattice and pipe structures. | MT | 25 |  | Included | 0 | 0 | 0
58 | 7000033426 | 1370 | 390 | 140 | Civil Works | 100001714 | 995428 |  | 18 |  | Stone spreading in switchyard excluding PCC | M2 | 500 |  | Included | 0 | 0 | 0
59 | 7000033426 | 1370 | 390 | 150 | Civil Works | 100001712 | 995428 |  | 18 |  | Removing,cleaning and washing of existing stones and respreading of stones in switchyard excluding PCC | M2 | 200 |  | Included | 0 | 0 | 0
60 | 7000033426 | 1370 | 390 | 160 | Civil Works | 100001713 | 995424 |  | 18 |  | Antiweed treatment | M2 | 700 |  | Included | 0 | 0 | 0
61 | 7000033426 | 1370 | 390 | 170 | Civil Works | 100048595 | 995423 |  | 18 |  | Providing & laying non-woven Geo-synthetics fabric of minimum 200 GSM in separration layer between sub garde and stone spreading inswitchyard as per Technical Specification and direction of Engineer-in-Charge. | M2 | 700 |  | Included | 0 | 0 | 0
62 | 7000033426 | 1370 | 390 | 180 | Civil Works | 100054773 | 995454 |  | 18 |  | External finishing/ painting of fire wall with cement wash | M2 | 240 |  | Included | 0 | 0 | 0
63 | 7000033426 | 1370 | 390 | 190 | Civil Works | 100008110 | 995421 |  | 18 |  | 3.75m wide Bitumen road with earthen shoulder including 100 mm dia RCC Hume Pipe @ 100 metre interval as per drawing and TS (as perDSR item no 16.35 and 16.30.1) and including 225 mm thick WBM in three equal layers of 75 mm each as per CPWD specification. | M2 | 375 |  | Included | 0 | 0 | 0
64 | 7000033426 | 1370 | 390 | 200 | Civil Works | 100001457 | 995421 |  | 18 |  | Construction of rail cum road as per drawing including all item such as excavation,compactions, rolling watering, WBM etc. butexcluding concrete reinforcement and structural steel-Section having four rails for auto transformer. | M2 | 93 |  | Included | 0 | 0 | 0
65 | 7000033426 | 1370 | 390 | 210 | Civil Works | 100020960 | 995461 |  | 18 |  | RCC culvert crossings including supplying and laying hume pipe 250mm dia of grade (NP-3) excluding concrete as per specification. | M | 35 |  | Included | 0 | 0 | 0
66 | 7000033426 | 1370 | 390 | 220 | Civil Works | 100020961 | 995461 |  | 18 |  | RCC culvert crossings including supplying and laying hume pipe 300mm dia of grade (NP-3) excluding concrete as per specification. | M | 35 |  | Included | 0 | 0 | 0
67 | 7000033426 | 1370 | 390 | 230 | Civil Works | 100020962 | 995461 |  | 18 |  | RCC culvert crossings including supplying and laying hume pipe 450mm dia of grade (NP-3) excluding concrete as per specification. | M | 35 |  | Included | 0 | 0 | 0
68 | 7000033426 | 1370 | 390 | 240 | Civil Works | 100001409 | 995462 |  | 18 |  | Supplying and erecting dewatering pumps-5 HP | EA | 3 |  | Included | 0 | 0 | 0
69 | 7000033426 | 1370 | 390 | 250 | Civil Works | 100015791 | 995454 |  | 18 |  | All civil works for Drains construction of Section A-A including crossings if any as per technical specification and tender drawingscomplete in all respect with all labour and materials. | M | 300 |  | Included | 0 | 0 | 0
70 | 7000033426 | 1370 | 390 | 260 | Civil Works | 100015792 | 995454 |  | 18 |  | All civil works for Drains construction of Section B-B including crossings if any as per technical specification and tender drawingscomplete in all respect with all labour and materials. | M | 180 |  | Included | 0 | 0 | 0
71 | 7000033426 | 1370 | 390 | 270 | Civil Works | 100015793 | 995454 |  | 18 |  | All civil works for Drains construction of Section C-C including crossings if any as per technical specification and tender drawingscomplete in all respect with all labour and materials. | M | 180 |  | Included | 0 | 0 | 0
72 | 7000033426 | 1370 | 390 | 280 | Civil Works | 100003437 | 995454 |  | 18 |  | Switchyard Panel Room - Civil Works. All civil works as per drawing and specifications complete, including - brickwork, finishing(external and internal), windows etc. However, excavation, PCC, RCC and reinforcement shall be paid separately as per BPS. | M2 | 30 |  | Included | 0 | 0 | 0
73 | 7000033426 | 1370 | 390 | 290 | Civil Works | 100044418 | 995414 |  | 18 |  | Store Building - All civil works as per drawing and specifications complete, including - brickwork, finishing (external andinternal), windows etc. However, excavation, PCC, RCC, reinforcement steel and miscellaneous structural steel shall be paidseparately as per BPS | M2 | 500 |  | Included | 0 | 0 | 0
74 | 7000033426 | 1370 | 390 | 300 | Civil Works | 100044419 | 995414 |  | 18 |  | Watch Tower - All civil works as per drawing and specifications complete, including - brickwork, finishing (external and internal),windows etc. However, excavation, PCC, RCC, reinforcement steel and miscellaneous structural steel shall be paid separately as perBPS | M2 | 20 |  | Included | 0 | 0 | 0
75 | 7000033426 | 1370 | 390 | 310 | Civil Works | 100002911 | 995432 |  | 18 |  | Earthwork in excavation & filling in all types of soil and soft/disintegrated rock in open areas/nallas/channels, to the requiredslopes, shapes, levels, elevations and profile, including trimming of bottom and slopes of excavation, bailing out rain(dewatering), pumping, removal of slush, preparing embankments/marginal banks, loosening, dressing, spreading material in layers notexceeding 200mm, as per direction of Engineer-in-Charge, water flooding, compacting to achieve 95% consolidation at optimum moisturecontent, finishing etc. all complete, for all leads and lifts within leveling boundary, including disposal of surplus earth andstacking of unsuitable material within a lead of 2.0 Km beyond substation boundary, with all labour, material, tools, tackles andequipment, safeguards and incidentals, Royalty,taxes etc. as necessary, as per drawings, specification and directions of theEngineer-in-Charge. Clearing of jungle is included in this item. (Only excavation/cutting will be measured for payment purpose.) | M3 | 2250 |  | Included | 0 | 0 | 0
76 | 7000033426 | 1370 | 390 | 320 | Civil Works | 100002583 | 995432 |  | 18 |  | Supply of earth (excluding rock & boulders) at site including royalty, carriage and filling in specified areas in layers notexceeding 200mm in depth, compacting under optimum moisture condition to achieve 95% of Proctor density, finishing etc. allcomplete, for all leads & lifts, with all labour, material, tools, tackles, equipments, safeguards & incidentals as necessary as perdrawings, specification and direction of the Engineer- in- Charge. | M3 | 1500 |  | Included | 0 | 0 | 0
77 | 7000033426 | 1370 | 390 | 330 | Civil Works | 100002912 | 995454 |  | 18 |  | Providing and fixing Pre cast RCC Boundary wall as per drawings and specifications, including centring, shuttering, moulding,RCC, reinforcement, casting, curing, hoisting, carriage of precast cols/panels to site,Excavation, PCC, backfilling,MS angles andConcertina coil etc. complete. | M | 160 |  | Included | 0 | 0 | 0
78 | 7000033426 | 1370 | 390 | 340 | Civil Works | 100001479 | 995454 |  | 18 |  | Cable Trench including all types of crossings, all metallic works and sump pit including concrte and reinforcement steel Section 3-3 | M | 10 |  | Included | 0 | 0 | 0
79 | 7000033426 | 1370 | 390 | 350 | Civil Works | 100001480 | 995454 |  | 18 |  | Cable Trench including all types of crossings, all metallic works and sump pit including concrte and reinforcement steel Section 4-4 | M | 30 |  | Included | 0 | 0 | 0
80 | 7000033426 | 1370 | 390 | 360 | Civil Works | 100004799 | 995429 |  | 18 |  | Dismantling of existing store and disposal of unserviceable items as per the direction of Engineer-in-Charge. | M2 | 416 |  | Included | 0 | 0 | 0
81 | 7000033426 | 1370 | 390 | 370 | Civil Works | 100001455 | 995429 |  | 18 |  | Dismantling of existing boundary wall, stacking of steel, barbedwire, bricks and other usable materials including disposal ofrubbish | RM | 100 |  | Included | 0 | 0 | 0
82 | 7000033426 | 1370 | 390 | 400 | Civil Works | 100003295 | 995429 |  | 18 |  | Dismantling of RCC in foundation including disposal of debris and reinforcement bars of dismantled RCC works within substationboundaries as per direction of enginner incahrge | M3 | 75 |  | Included | 0 | 0 | 0
83 | 7000033426 | 1370 | 390 | 410 | Civil Works | 100007097 | 995454 |  | 18 |  | Dry stone pitching 22.5 cm thick including supply of stones and preparing surface complete including construction of 600 mm high and230 mm wide cement concrete (1:3:6) (1 cement : 3 coarse sand (zone-III) : 6 graded stone aggregate 20 mm nominal size) toe wall atthe lowest portion of stone pitching area etc. completed as per theinstruction of Engineer-In-Charge. . | M2 | 500 |  | Included | 0 | 0 | 0
84 | 7000033426 | 1370 | 390 | 420 | Civil Works | 100057201 | 995429 |  | 18 |  | Dismantling of existing security watch tower, stacking of steel, windows, doors, bricks and other usable materials includingdisposal of rubbish. | EA | 2 |  | Included | 0 | 0 | 0
85 | 7000033426 | 1370 | 390 | 430 | Civil Works | 100057202 | 995429 |  | 18 |  | Dismantling and re erection of solar panels including stacking of usable materials including disposal of rubbish. | LOT | 1 |  | Included | 0 | 0 | 0
| Bus Sec Bay Jhatikara | [15 empty] | Revaluation of J column | Tax Calculation
1 | 7000033428 | 500 | 1220 | 10 | GIS PORTION-420kV, 63kA GIS Equipment | 100000240 | 998736 |  | 18 |  | 420kV, 4000 A, 63 kA, 3-phase SF6 GIS bus sectionaliser module | SET | 2 |  | Included | 0 | 0 | 0
2 | 7000033428 | 500 | 1220 | 20 | GIS PORTION-420kV, 63kA GIS Equipment | 100002142 | 998736 |  | 18 |  | 420kV, 4000A,63kA, Single phase SF6 GasInsulated Bus Duct (GIB) outside GISHall alongwith associated supportstructure | M | 700 |  | Included | 0 | 0 | 0
3 | 7000033428 | 500 | 1220 | 30 | GIS PORTION-420kV, 63kA GIS Equipment | 100003564 | 998736 |  | 18 |  | 420kV, 4000 A, 63 kA SF6 /Air Bushing for connecting GIS to AIS | SET | 12 |  | Included | 0 | 0 | 0
4 | 7000033428 | 510 | 1310 | 10 | 420kV, 63kA AIS EQUIPMENT | 100005443 | 998734 |  | 18 |  | 420KV, 1-PHASE BUS POST INSULATORS | EA | 12 |  | Included | 0 | 0 | 0
5 | 7000033428 | 520 | 1411 | 10 | GIS PORTION - Erection Hardware | 100002188 | 998731 |  | 18 |  | Erection Hardware for 400kV I type layout for GIS termination arrangement-Transformer bay as per technical specification | SET | 2 |  | Included | 0 | 0 | 0
6 | 7000033428 | 530 | 1451 | 10 | Earthmat | 100003103 | 998731 |  | 18 |  | 40 mm MS rod for Main Earthmat | KM | 0.5 |  | Included | 0 | 0 | 0
7 | 7000033428 | 540 | 1470 | 10 | CRP for 420kV Bays with SAS | 100000729 | 998736 |  | 18 |  | 400kV Circuit Breaker Relay Panel without Auto Reclose (with Automation) | EA | 2 |  | Included | 0 | 0 | 0
8 | 7000033428 | 540 | 1470 | 20 | CRP for 420kV Bays with SAS | 100000735 | 998736 |  | 18 |  | Augmentation of existing 400kV bus bar protection scheme.(No. of bays as per specification)-(with Automation) | SET | 1 |  | Included | 0 | 0 | 0
9 | 7000033428 | 550 | 1513 | 10 | SAS-AUG | 100002069 | 998736 |  | 18 |  | Augmentation of Substation automation System for 400kV Main bay as per Technical Specification | EA | 2 |  | Included | 0 | 0 | 0
10 | 7000033428 | 560 | 1520 | 10 | VMS | 100002500 | 998731 |  | 18 |  | Color IP camera, with PAN, TILT and ZOOM facilities, alongwith all required Items, Accessories, Line Interface units, Fiber patchcords, Power supply units, Junction Boxes, Cables, Fiber Optic Cables, etc., and including Integration in existing Hardware andSoftware for Augmentation of Visual Monitoring System as per technical specification. | SET | 1 |  | Included | 0 | 0 | 0
11 | 7000033428 | 570 | 1590 | 20 | POWER & CONTROL CABLE | 100002181 | 998736 |  | 18 |  | 1.1kV grade Power Cables (PVCinsulated)along withlugs,glands,straight joints &accessories,etc. | LS | 1 |  | Included | 0 | 0 | 0
12 | 7000033428 | 570 | 1590 | 30 | POWER & CONTROL CABLE | 100002182 | 998736 |  | 18 |  | 1.1kV grade Control Cables (PVCinsulated) along withlugs,glands,straight joints &accessories,etc. | LS | 1 |  | Included | 0 | 0 | 0
13 | 7000033428 | 580 | 1600 | 10 | AIR CONDITIONING & VENTILATION SYSTEM | 100001882 | 995463 |  | 18 |  | Air conditioning system for Switchyard Panel Room of 6m length | SET | 1 |  | Included | 0 | 0 | 0
14 | 7000033428 | 590 | 1610 | 10 | FIRE FIGHTING SYSTEM | 100002062 | 995461 |  | 18 |  | Fire Detection and Alarm System for Switchyard Panel Room of 6 m length | SET | 1 |  | Included | 0 | 0 | 0
15 | 7000033428 | 600 | 1620 | 10 | ILLUMINATION SYSTEM | 100004852 | 998731 |  | 18 |  | Lighting Fixture LED Luminaires type FL-1 as per tech. specifications | EA | 5 |  | Included | 0 | 0 | 0
16 | 7000033428 | 600 | 1620 | 20 | ILLUMINATION SYSTEM | 100004926 | 998731 |  | 18 |  | Lighting Fixture LED Luminaires type FL2 as per tech. specifications | EA | 5 |  | Included | 0 | 0 | 0
17 | 7000033428 | 600 | 1620 | 30 | ILLUMINATION SYSTEM | 100001116 | 998739 |  | 18 |  | Illumination System for switchyard panel room of 6 m length | SET | 1 |  | Included | 0 | 0 | 0
18 | 7000033428 | 610 | 1630 | 10 | Civil Works | 100004518 | 995433 |  | 18 |  | Excavation in all kind of soil including rock for all leads and lifts, backfilling, disposal of surplus earth within a lead up to2Km as per technical specification. The surplus earth shall be roughly graded . | M3 | 1139 |  | Included | 0 | 0 | 0
19 | 7000033428 | 610 | 1630 | 20 | Civil Works | 100011662 | 995433 |  | 18 |  | Excavation in hard rock which require blasting (including chemical blasting and rock excavated using specialized tools) for allfoundation works including stacking, measuring, disposal etc.for all leads and lifts as per technical specification. | M3 | 141 |  | Included | 0 | 0 | 0
20 | 7000033428 | 610 | 1630 | 30 | Civil Works | 100001325 | 995454 |  | 18 |  | Providing and laying of Plain Cement Concrete (PCC) (1:4:8) | M3 | 46 |  | Included | 0 | 0 | 0
21 | 7000033428 | 610 | 1630 | 40 | Civil Works | 100001326 | 995454 |  | 18 |  | Providing and laying of Plain Cement Concrete (PCC) (1:2:4) | M3 | 32 |  | Included | 0 | 0 | 0
22 | 7000033428 | 610 | 1630 | 50 | Civil Works | 100001327 | 995454 |  | 18 |  | Providing and laying of Reinforced Cement Concrete M25 mix including pre cast, shuttering, Grouting of pockets & underpinning butexcluding steel reinforcement | M3 | 371 |  | Included | 0 | 0 | 0
23 | 7000033428 | 610 | 1630 | 60 | Civil Works | 100001329 | 995454 |  | 18 |  | Steel Reinforcement | MT | 26 |  | Included | 0 | 0 | 0
24 | 7000033428 | 610 | 1630 | 70 | Civil Works | 100001714 | 995428 |  | 18 |  | Stone spreading in switchyard excluding PCC | M2 | 160 |  | Included | 0 | 0 | 0
25 | 7000033428 | 610 | 1630 | 80 | Civil Works | 100001713 | 995424 |  | 18 |  | Antiweed treatment | M2 | 160 |  | Included | 0 | 0 | 0
26 | 7000033428 | 610 | 1630 | 90 | Civil Works | 100001712 | 995428 |  | 18 |  | Removing,cleaning and washing of existing stones and respreading of stones in switchyard excluding PCC | M2 | 200 |  | Included | 0 | 0 | 0
27 | 7000033428 | 610 | 1630 | 100 | Civil Works | 100004748 | 995454 |  | 18 |  | Providing and laying Plain Cement Concrete 1:5:10 (1 cement : 5 sand : 10 brick aggregate) including a layer of cement slurry of mix1:6 (1 cement : 6 fine sand) shall be laid uniformly over cement concrete layer. The cement consumption for cement slurry shall notbe less than 150 kg per 100 sq.m. | M3 | 20 |  | Included | 0 | 0 | 0
28 | 7000033428 | 610 | 1630 | 110 | Civil Works | 100008110 | 995421 |  | 18 |  | 3.75m wide Bitumen road with earthen shoulder including 100 mm dia RCC Hume Pipe @ 100 metre interval as per drawing and TS (as perDSR item no 16.35 and 16.30.1) and including 225 mm thick WBM in three equal layers of 75 mm each as per CPWD specification. | M2 | 188 |  | Included | 0 | 0 | 0
29 | 7000033428 | 610 | 1630 | 120 | Civil Works | 100015791 | 995454 |  | 18 |  | All civil works for Drains construction of Section A-A including crossings if any as per technical specification and tender drawingscomplete in all respect with all labour and materials. | M | 25 |  | Included | 0 | 0 | 0
30 | 7000033428 | 610 | 1630 | 130 | Civil Works | 100015792 | 995454 |  | 18 |  | All civil works for Drains construction of Section B-B including crossings if any as per technical specification and tender drawingscomplete in all respect with all labour and materials. | M | 25 |  | Included | 0 | 0 | 0
31 | 7000033428 | 610 | 1630 | 140 | Civil Works | 100015793 | 995454 |  | 18 |  | All civil works for Drains construction of Section C-C including crossings if any as per technical specification and tender drawingscomplete in all respect with all labour and materials. | M | 25 |  | Included | 0 | 0 | 0
32 | 7000033428 | 610 | 1630 | 150 | Civil Works | 100015794 | 995454 |  | 18 |  | All civil works for Drains construction of Section D-D including crossings if any as per technical specification and tender drawingscomplete in all respect with all labour and materials. | M | 25 |  | Included | 0 | 0 | 0
33 | 7000033428 | 610 | 1630 | 160 | Civil Works | 100001478 | 995454 |  | 18 |  | Cable Trench including all types of crossings, all metallic works and sump pit including concrte and reinforcement steel Section 2-2 | M | 50 |  | Included | 0 | 0 | 0
34 | 7000033428 | 610 | 1630 | 170 | Civil Works | 100001479 | 995454 |  | 18 |  | Cable Trench including all types of crossings, all metallic works and sump pit including concrte and reinforcement steel Section 3-3 | M | 30 |  | Included | 0 | 0 | 0
35 | 7000033428 | 610 | 1630 | 180 | Civil Works | 100001480 | 995454 |  | 18 |  | Cable Trench including all types of crossings, all metallic works and sump pit including concrte and reinforcement steel Section 4-4 | M | 20 |  | Included | 0 | 0 | 0
36 | 7000033428 | 610 | 1630 | 190 | Civil Works | 100003437 | 995454 |  | 18 |  | Switchyard Panel Room - Civil Works. All civil works as per drawing and specifications complete, including - brickwork, finishing(external and internal), windows etc. However, excavation, PCC, RCC and reinforcement shall be paid separately as per BPS. | M2 | 105 |  | Included | 0 | 0 | 0
37 | 7000033428 | 610 | 1630 | 200 | Civil Works | 100001721 | 995428 |  | 18 |  | Supplying, filling and compacting stone boulders mixed with sand under foundations, roads, cable trenches, drains etc in layers notexceeding 250mm thickness including ramming, watering compacting | M3 | 12 |  | Included | 0 | 0 | 0
38 | 7000033428 | 610 | 1630 | 210 | Civil Works | 100002911 | 995432 |  | 18 |  | Earthwork in excavation & filling in all types of soil and soft/disintegrated rock in open areas/nallas/channels, to the requiredslopes, shapes, levels, elevations and profile, including trimming of bottom and slopes of excavation, bailing out rain(dewatering), pumping, removal of slush, preparing embankments/marginal banks, loosening, dressing, spreading material in layers notexceeding 200mm, as per direction of Engineer-in-Charge, water flooding, compacting to achieve 95% consolidation at optimum moisturecontent, finishing etc. all complete, for all leads and lifts within leveling boundary, including disposal of surplus earth andstacking of unsuitable material within a lead of 2.0 Km beyond substation boundary, with all labour, material, tools, tackles andequipment, safeguards and incidentals, Royalty,taxes etc. as necessary, as per drawings, specification and directions of theEngineer-in-Charge. Clearing of jungle is included in this item. (Only excavation/cutting will be measured for payment purpose.) | M3 | 200 |  | Included | 0 | 0 | 0
39 | 7000033428 | 610 | 1630 | 220 | Civil Works | 100002583 | 995432 |  | 18 |  | Supply of earth (excluding rock & boulders) at site including royalty, carriage and filling in specified areas in layers notexceeding 200mm in depth, compacting under optimum moisture condition to achieve 95% of Proctor density, finishing etc. allcomplete, for all leads & lifts, with all labour, material, tools, tackles, equipments, safeguards & incidentals as necessary as perdrawings, specification and direction of the Engineer- in- Charge. | M3 | 50 |  | Included | 0 | 0 | 0
40 | 7000033428 | 610 | 1630 | 230 | Civil Works | 100002914 | 995432 |  | 18 |  | Earthwork in excavation in Hard rocks in open areas/nallas/ channels, to the required slopes, shapes, levels, elevations andprofile, including trimming of bottom and slopes of excavation and stacking and disposal of rock for a lead up to 2.0 KM beyondleveling boundary and all lifts , with all labour, material, tools, tackles and equipment, safeguards and incidentals,Royalty,taxesetc. as per directions of the Engineer-in-Charge. Serviceable material if available shall be stacked at site as identified byEngineer-in-Charge.(50% void deduction from stack measurement) | M3 | 5 |  | Included | 0 | 0 | 0
41 | 7000033428 | 610 | 1630 | 240 | Civil Works | 100007097 | 995454 |  | 18 |  | Dry stone pitching 22.5 cm thick including supply of stones and preparing surface complete including construction of 600 mm high and230 mm wide cement concrete (1:3:6) (1 cement : 3 coarse sand (zone-III) : 6 graded stone aggregate 20 mm nominal size) toe wall atthe lowest portion of stone pitching area etc. completed as per theinstruction of Engineer-In-Charge. . | M2 | 630 |  | Included | 0 | 0 | 0
42 | 7000033428 | 620 | 1640 | 20 | Tower and Equipment Support Structure | 100001241 | 995455 |  | 18 |  | Erection of Equipment Support (Pipe) Structures to be designed during detailed engineering. | MT | 3 |  | Included | 0 | 0 | 0
43 | 7000033428 | 620 | 1640 | 30 | Tower and Equipment Support Structure | 100001680 | 995455 |  | 18 |  | Erection of fasteners ( nuts, bolts and washers ) including step bolts for lattice and pipe structures to be designed duringdetailed engineering | MT | 1 |  | Included | 0 | 0 | 0
44 | 7000033428 | 620 | 1640 | 40 | Tower and Equipment Support Structure | 100001681 | 995455 |  | 18 |  | Erection of foundation bolts including nuts, checknut and washers for lattice and pipe structures to be designed during detailedengineering | MT | 1 |  | Included | 0 | 0 | 0
45 | 7000033428 | 700 | 1650 | 10 | LCLM | 100057596 | 995455 |  | 18 |  | High Mast for Lighting cum Lightning protection (30M height with 1.0M high spike), including Hardware, Lantern carriages,pulleysystem with wire ropes,nuts, bolts, foundation bolts, all type of washers etc. complete in all respect. | EA | 1 |  | Included | 0 | 0 | 0
| ICT Bay 400/220kV Lucknow SS | [15 empty] | Revaluation of J column | Tax Calculation
1 | 7000033427 | 530 | 1220 | 10 | GIS PORTION-420kV, 63kA GIS Equipment | 100003557 | 998736 |  | 18 |  | Extension of 420kV , 4000 A, 63 kA3 -phase SF6 GIS bus bar | SET | 2 |  | Included | 0 | 0 | 0
2 | 7000033427 | 530 | 1220 | 20 | GIS PORTION-420kV, 63kA GIS Equipment | 100001826 | 998736 |  | 18 |  | 420kV, 3150 A, 63 kA, SF6 GIS ICT feeder bay module as per Section-Project, Technical specification | SET | 1 |  | Included | 0 | 0 | 0
3 | 7000033427 | 530 | 1220 | 30 | GIS PORTION-420kV, 63kA GIS Equipment | 100002132 | 998736 |  | 18 |  | 420kV, 3150 A, 63 kA, SF6 GIS Tie bay module(without PIR) as per Section-Project, Technical specification | SET | 1 |  | Included | 0 | 0 | 0
4 | 7000033427 | 530 | 1220 | 40 | GIS PORTION-420kV, 63kA GIS Equipment | 100002140 | 998736 |  | 18 |  | 420kV, 3000A/3150, 63kA, Single phase, SF6 Gas Insulated Bus Duct (GIB) outsideGIS Hall along with associated support structure | M | 60 |  | Included | 0 | 0 | 0
5 | 7000033427 | 530 | 1220 | 50 | GIS PORTION-420kV, 63kA GIS Equipment | 100002392 | 998736 |  | 18 |  | 420kV, SF6 to Air Bushing alongwithassociated support structure for 3150A,63 kA for 1 sec. Single Phase | EA | 3 |  | Included | 0 | 0 | 0
6 | 7000033427 | 530 | 1220 | 60 | GIS PORTION-420kV, 63kA GIS Equipment | 100003564 | 998736 |  | 18 |  | 420kV, 4000 A, 63 kA SF6 /Air Bushing for connecting GIS to AIS | SET | 6 |  | Included | 0 | 0 | 0
7 | 7000033427 | 530 | 1220 | 49 | GIS PORTION-420kV, 63kA GIS Equipment | 100002142 | 998736 |  | 18 |  | 420kV, 4000A,63kA, Single phase SF6 GasInsulated Bus Duct (GIB) outside GISHall alongwith associated supportstructure | M | 600 |  | Included | 0 | 0 | 0
8 | 7000033427 | 540 | 1250 | 10 | GIS PORTION-220kV, 50kA GIS Equipment | 100002153 | 998736 |  | 18 |  | 245kV,1600A, 50kA,3 Single phase/3Phase, SF6 Gas Insulated Bus Duct(GIB) outside GIS Hall alongwithassociated support structure(Quantitymentioned here is for 3 Phase type) | M | 150 |  | Included | 0 | 0 | 0
9 | 7000033427 | 540 | 1250 | 20 | GIS PORTION-220kV, 50kA GIS Equipment | 100002390 | 998736 |  | 18 |  | 245kV,1600A, 50 kA for 1 sec SF6 to Air Bushing | EA | 6 |  | Included | 0 | 0 | 0
10 | 7000033427 | 550 | 1310 | 10 | 420kV, 63kA AIS EQUIPMENT | 100000328 | 998736 |  | 18 |  | 336kV Surge Arrester (1-phase) | EA | 3 |  | Included | 0 | 0 | 0
11 | 7000033427 | 550 | 1310 | 20 | 420kV, 63kA AIS EQUIPMENT | 100005443 | 998734 |  | 18 |  | 420KV, 1-PHASE BUS POST INSULATORS | EA | 6 |  | Included | 0 | 0 | 0
12 | 7000033427 | 560 | 1340 | 10 | 245kV, 50kA AIS EQUIPMENT | 100001907 | 998736 |  | 18 |  | 245 kV,1 phase Bus Post Insulator (except for Line Traps) | EA | 15 |  | Included | 0 | 0 | 0
13 | 7000033427 | 560 | 1340 | 20 | 245kV, 50kA AIS EQUIPMENT | 100000484 | 998736 |  | 18 |  | 216kV Surge Arrester (1-phase) | EA | 3 |  | Included | 0 | 0 | 0
14 | 7000033427 | 560 | 1340 | 30 | 245kV, 50kA AIS EQUIPMENT | 100002016 | 998736 |  | 18 |  | 245kV, 1600A, 50 KA, 3-phase DoubleBreak Tandem Isolator without E/S | EA | 2 |  | Included | 0 | 0 | 0
15 | 7000033427 | 560 | 1340 | 40 | 245kV, 50kA AIS EQUIPMENT | 100002013 | 998736 |  | 18 |  | 245kV, 1600A, 50 KA, 3-phase DoubleBreak Isolator with two E/S | EA | 1 |  | Included | 0 | 0 | 0
16 | 7000033427 | 560 | 1340 | 50 | 245kV, 50kA AIS EQUIPMENT | 100002014 | 998736 |  | 18 |  | 245kV, 1600A, 50 KA, 3-phase DoubleBreak Isolator with one E/S | EA | 1 |  | Included | 0 | 0 | 0
17 | 7000033427 | 560 | 1340 | 60 | 245kV, 50kA AIS EQUIPMENT | 100001989 | 998736 |  | 18 |  | 245 kV, 1600A, 50KA, 1-Phase CurrentTransformer with 120% extended currentrating | EA | 3 |  | Included | 0 | 0 | 0
18 | 7000033427 | 560 | 1340 | 70 | 245kV, 50kA AIS EQUIPMENT | 100003634 | 998736 |  | 18 |  | 245 kV 1600A, 50KA Circuit Breakers (3-Phase) with support | EA | 1 |  | Included | 0 | 0 | 0
19 | 7000033427 | 570 | 1411 | 10 | GIS PORTION-Erection Hardware | 100002188 | 998731 |  | 18 |  | Erection Hardware for 400kV I type layout for GIS termination arrangement-Transformer bay as per technical specification | SET | 1 |  | Included | 0 | 0 | 0
20 | 7000033427 | 580 | 1430 | 10 | Erection Hardware for 220 kV DMT Type S | 100000491 | 998731 |  | 18 |  | Erection Hardware for 220kV layout (Double Main and Transfer Scheme as per SLD)-Bus work (three Bay) as per specification | SET | 1 |  | Included | 0 | 0 | 0
21 | 7000033427 | 580 | 1430 | 20 | Erection Hardware for 220 kV DMT Type S | 100000486 | 998731 |  | 18 |  | Erection Hardware for 220kV layout (Double Main and Transfer Scheme as per SLD)-Transformer Bay as per specification | SET | 1 |  | Included | 0 | 0 | 0
22 | 7000033427 | 590 | 1451 | 10 | Earthmat | 100003103 | 998731 |  | 18 |  | 40 mm MS rod for Main Earthmat | KM | 1.5 |  | Included | 0 | 0 | 0
23 | 7000033427 | 600 | 1452 | 10 | CSD | 100000268 | 998736 |  | 18 |  | Controlled Switching Device for 420 kV, 3-ph Circuit Breaker | EA | 1 |  | Included | 0 | 0 | 0
24 | 7000033427 | 610 | 1470 | 10 | CRP for conventianal 420kV Bays | 100016775 | 998736 |  | 18 |  | 400kV Circuit Breaker Relay Panel | EA | 1 |  | Included | 0 | 0 | 0
25 | 7000033427 | 610 | 1470 | 20 | CRP for conventianal 420kV Bays | 100000793 | 998736 |  | 18 |  | 400kV Transformer Protection Panel (For both HV & MV side) | EA | 1 |  | Included | 0 | 0 | 0
26 | 7000033427 | 610 | 1470 | 30 | CRP for conventianal 420kV Bays | 100000796 | 998736 |  | 18 |  | Augmentation of existing 400kV bus bar protection scheme | SET | 1 |  | Included | 0 | 0 | 0
27 | 7000033427 | 610 | 1470 | 40 | CRP for conventianal 420kV Bays | 100002238 | 998736 |  | 18 |  | Digital RTCC Panel consist of digital RTCC relays as per technical specification | SET | 1 |  | Included | 0 | 0 | 0
28 | 7000033427 | 620 | 1490 | 10 | CRP for conventianal 220kV Bays | 100016774 | 998736 |  | 18 |  | 220kV Circuit Breaker Relay Panel | EA | 1 |  | Included | 0 | 0 | 0
29 | 7000033427 | 620 | 1490 | 20 | CRP for conventianal 220kV Bays | 100000808 | 998736 |  | 18 |  | Augmentation of existing 220kV bus bar protection scheme | SET | 1 |  | Included | 0 | 0 | 0
30 | 7000033427 | 620 | 1490 | 30 | CRP for conventianal 220kV Bays | 100003845 | 998736 |  | 18 |  | 220KV CONTROL PANEL FOR ICT BAY WITH BCU | EA | 1 |  | Included | 0 | 0 | 0
31 | 7000033427 | 630 | 1513 | 10 | SAS-AUG | 100008164 | 998736 |  | 18 |  | Upgardation of Complete IEC 61850 based Substation automation system as per Technical Specification | SET | 1 |  | Included | 0 | 0 | 0
32 | 7000033427 | 640 | 1520 | 10 | VMS | 100002500 | 998731 |  | 18 |  | Color IP camera, with PAN, TILT and ZOOM facilities, alongwith all required Items, Accessories, Line Interface units, Fiber patchcords, Power supply units, Junction Boxes, Cables, Fiber Optic Cables, etc., and including Integration in existing Hardware andSoftware for Augmentation of Visual Monitoring System as per technical specification. | SET | 1 |  | Included | 0 | 0 | 0
33 | 7000033427 | 650 | 1540 | 30 | LT SWITCHGEAR | 100016772 | 998736 |  | 18 |  | Extension of LT Switchgear as per technical Specification | SET | 1 |  | Included | 0 | 0 | 0
34 | 7000033427 | 660 | 1590 | 10 | POWER & CONTROL CABLE | 100002180 | 998736 |  | 18 |  | 1.1kV grade Power Cables (XLPEinsulated) along withlugs,glands,straight joints &accessories,etc. | LS | 1 |  | Included | 0 | 0 | 0
35 | 7000033427 | 660 | 1590 | 20 | POWER & CONTROL CABLE | 100002181 | 998736 |  | 18 |  | 1.1kV grade Power Cables (PVCinsulated)along withlugs,glands,straight joints &accessories,etc. | LS | 1 |  | Included | 0 | 0 | 0
36 | 7000033427 | 660 | 1590 | 30 | POWER & CONTROL CABLE | 100002182 | 998736 |  | 18 |  | 1.1kV grade Control Cables (PVCinsulated) along withlugs,glands,straight joints &accessories,etc. | LS | 1 |  | Included | 0 | 0 | 0
37 | 7000033427 | 670 | 1600 | 10 | AIR CONDITIONING & VENTILATION SYSTEM | 100001882 | 995463 |  | 18 |  | Air conditioning system for Switchyard Panel Room of 6m length | SET | 1 |  | Included | 0 | 0 | 0
38 | 7000033427 | 680 | 1610 | 10 | FIRE FIGHTING SYSTEM | 100016783 | 998736 |  | 18 |  | HVW spray system, Hydrant system and complete U/G & O/G piping and accessories etc. out side the pump house for 400kV, 3-phaseAutotransformer | SET | 1 |  | Included | 0 | 0 | 0
39 | 7000033427 | 680 | 1610 | 20 | FIRE FIGHTING SYSTEM | 100002062 | 995461 |  | 18 |  | Fire Detection and Alarm System for Switchyard Panel Room of 6 m length | SET | 1 |  | Included | 0 | 0 | 0
40 | 7000033427 | 690 | 1620 | 10 | ILLUMINATION SYSTEM | 100001022 | 998731 |  | 18 |  | Lighting Panel type ACP-3 as per technical specification | EA | 1 |  | Included | 0 | 0 | 0
41 | 7000033427 | 690 | 1620 | 20 | ILLUMINATION SYSTEM | 100001885 | 998739 |  | 18 |  | Outdoor Power Receptacle for oilfiltration unit (250A) | EA | 1 |  | Included | 0 | 0 | 0
42 | 7000033427 | 690 | 1620 | 30 | ILLUMINATION SYSTEM | 100004852 | 998731 |  | 18 |  | Lighting Fixture LED Luminaires type FL-1 as per tech. specifications | EA | 5 |  | Included | 0 | 0 | 0
43 | 7000033427 | 690 | 1620 | 40 | ILLUMINATION SYSTEM | 100004926 | 998731 |  | 18 |  | Lighting Fixture LED Luminaires type FL2 as per tech. specifications | EA | 5 |  | Included | 0 | 0 | 0
44 | 7000033427 | 690 | 1620 | 50 | ILLUMINATION SYSTEM | 100001116 | 998739 |  | 18 |  | Illumination System for switchyard panel room of 6 m length | SET | 1 |  | Included | 0 | 0 | 0
45 | 7000033427 | 710 | 1630 | 10 | LCLM | 100057596 | 995455 |  | 18 |  | High Mast for Lighting cum Lightning protection (30M height with 1.0M high spike), including Hardware, Lantern carriages,pulleysystem with wire ropes,nuts, bolts, foundation bolts, all type of washers etc. complete in all respect. | EA | 2 |  | Included | 0 | 0 | 0
46 | 7000033427 | 750 | 1640 | 10 | Civil works | 100004518 | 995433 |  | 18 |  | Excavation in all kind of soil including rock for all leads and lifts, backfilling, disposal of surplus earth within a lead up to2Km as per technical specification. The surplus earth shall be roughly graded . | M3 | 3556 |  | Included | 0 | 0 | 0
47 | 7000033427 | 750 | 1640 | 20 | Civil works | 100011662 | 995433 |  | 18 |  | Excavation in hard rock which require blasting (including chemical blasting and rock excavated using specialized tools) for allfoundation works including stacking, measuring, disposal etc.for all leads and lifts as per technical specification. | M3 | 356 |  | Included | 0 | 0 | 0
48 | 7000033427 | 750 | 1640 | 30 | Civil works | 100001325 | 995454 |  | 18 |  | Providing and laying of Plain Cement Concrete (PCC) (1:4:8) | M3 | 248 |  | Included | 0 | 0 | 0
49 | 7000033427 | 750 | 1640 | 40 | Civil works | 100001326 | 995454 |  | 18 |  | Providing and laying of Plain Cement Concrete (PCC) (1:2:4) | M3 | 41 |  | Included | 0 | 0 | 0
50 | 7000033427 | 750 | 1640 | 50 | Civil works | 100001327 | 995454 |  | 18 |  | Providing and laying of Reinforced Cement Concrete M25 mix including pre cast, shuttering, Grouting of pockets & underpinning butexcluding steel reinforcement | M3 | 1555 |  | Included | 0 | 0 | 0
51 | 7000033427 | 750 | 1640 | 60 | Civil works | 100001329 | 995454 |  | 18 |  | Steel Reinforcement | MT | 109 |  | Included | 0 | 0 | 0
52 | 7000033427 | 750 | 1640 | 70 | Civil works | 100001330 | 995428 |  | 18 |  | Stone filling (40 mm size) for transformer/Reactor foundation | M3 | 21 |  | Included | 0 | 0 | 0
53 | 7000033427 | 750 | 1640 | 80 | Civil works | 100001331 | 995455 |  | 18 |  | Misc. Structural steel including rails, embedments, edge protection angles, gratings etc. but excluding the reinforcement steel andsteel for lattice and pipe structures. | MT | 24 |  | Included | 0 | 0 | 0
54 | 7000033427 | 750 | 1640 | 90 | Civil works | 100001714 | 995428 |  | 18 |  | Stone spreading in switchyard excluding PCC | M2 | 5000 |  | Included | 0 | 0 | 0
55 | 7000033427 | 750 | 1640 | 100 | Civil works | 100001713 | 995424 |  | 18 |  | Antiweed treatment | M2 | 5200 |  | Included | 0 | 0 | 0
56 | 7000033427 | 750 | 1640 | 110 | Civil works | 100001328 | 995454 |  | 18 |  | Providing and laying Plain Cement Concrete 1:5:10 (1 cement : 5 sand : 10 brick aggregate) | M3 | 398 |  | Included | 0 | 0 | 0
57 | 7000033427 | 750 | 1640 | 120 | Civil works | 100054773 | 995454 |  | 18 |  | External finishing/ painting of fire wall with cement wash | M2 | 240 |  | Included | 0 | 0 | 0
58 | 7000033427 | 750 | 1640 | 130 | Civil works | 100004507 | 995421 |  | 18 |  | 3.75m wide Cement Concrete road with PCC shoulder including 100 mm dia RCC Hume Pipe @ 100 metre interval as per drawing and TS.However, reinforcement steel and all type concrete shall be paid separately under relevant items | M2 | 1500 |  | Included | 0 | 0 | 0
59 | 7000033427 | 750 | 1640 | 140 | Civil works | 100001457 | 995421 |  | 18 |  | Construction of rail cum road as per drawing including all item such as excavation,compactions, rolling watering, WBM etc. butexcluding concrete reinforcement and structural steel-Section having four rails for auto transformer. | M2 | 92 |  | Included | 0 | 0 | 0
60 | 7000033427 | 750 | 1640 | 150 | Civil works | 100001409 | 995462 |  | 18 |  | Supplying and erecting dewatering pumps-5 HP | EA | 1 |  | Included | 0 | 0 | 0
61 | 7000033427 | 750 | 1640 | 160 | Civil works | 100015791 | 995454 |  | 18 |  | All civil works for Drains construction of Section A-A including crossings if any as per technical specification and tender drawingscomplete in all respect with all labour and materials. | M | 400 |  | Included | 0 | 0 | 0
62 | 7000033427 | 750 | 1640 | 170 | Civil works | 100015792 | 995454 |  | 18 |  | All civil works for Drains construction of Section B-B including crossings if any as per technical specification and tender drawingscomplete in all respect with all labour and materials. | M | 240 |  | Included | 0 | 0 | 0
63 | 7000033427 | 750 | 1640 | 180 | Civil works | 100015793 | 995454 |  | 18 |  | All civil works for Drains construction of Section C-C including crossings if any as per technical specification and tender drawingscomplete in all respect with all labour and materials. | M | 80 |  | Included | 0 | 0 | 0
64 | 7000033427 | 750 | 1640 | 190 | Civil works | 100015794 | 995454 |  | 18 |  | All civil works for Drains construction of Section D-D including crossings if any as per technical specification and tender drawingscomplete in all respect with all labour and materials. | M | 80 |  | Included | 0 | 0 | 0
65 | 7000033427 | 750 | 1640 | 200 | Civil works | 100003437 | 995454 |  | 18 |  | Switchyard Panel Room - Civil Works. All civil works as per drawing and specifications complete, including - brickwork, finishing(external and internal), windows etc. However, excavation, PCC, RCC and reinforcement shall be paid separately as per BPS. | M2 | 30 |  | Included | 0 | 0 | 0
66 | 7000033427 | 750 | 1640 | 210 | Civil works | 100002911 | 995432 |  | 18 |  | Earthwork in excavation & filling in all types of soil and soft/disintegrated rock in open areas/nallas/channels, to the requiredslopes, shapes, levels, elevations and profile, including trimming of bottom and slopes of excavation, bailing out rain(dewatering), pumping, removal of slush, preparing embankments/marginal banks, loosening, dressing, spreading material in layers notexceeding 200mm, as per direction of Engineer-in-Charge, water flooding, compacting to achieve 95% consolidation at optimum moisturecontent, finishing etc. all complete, for all leads and lifts within leveling boundary, including disposal of surplus earth andstacking of unsuitable material within a lead of 2.0 Km beyond substation boundary, with all labour, material, tools, tackles andequipment, safeguards and incidentals, Royalty,taxes etc. as necessary, as per drawings, specification and directions of theEngineer-in-Charge. Clearing of jungle is included in this item. (Only excavation/cutting will be measured for payment purpose.) | M3 | 3150 |  | Included | 0 | 0 | 0
67 | 7000033427 | 750 | 1640 | 220 | Civil works | 100002583 | 995432 |  | 18 |  | Supply of earth (excluding rock & boulders) at site including royalty, carriage and filling in specified areas in layers notexceeding 200mm in depth, compacting under optimum moisture condition to achieve 95% of Proctor density, finishing etc. allcomplete, for all leads & lifts, with all labour, material, tools, tackles, equipments, safeguards & incidentals as necessary as perdrawings, specification and direction of the Engineer- in- Charge. | M3 | 963 |  | Included | 0 | 0 | 0
68 | 7000033427 | 750 | 1640 | 230 | Civil works | 100002914 | 995432 |  | 18 |  | Earthwork in excavation in Hard rocks in open areas/nallas/ channels, to the required slopes, shapes, levels, elevations andprofile, including trimming of bottom and slopes of excavation and stacking and disposal of rock for a lead up to 2.0 KM beyondleveling boundary and all lifts , with all labour, material, tools, tackles and equipment, safeguards and incidentals,Royalty,taxesetc. as per directions of the Engineer-in-Charge. Serviceable material if available shall be stacked at site as identified byEngineer-in-Charge.(50% void deduction from stack measurement) | M3 | 700 |  | Included | 0 | 0 | 0
69 | 7000033427 | 750 | 1640 | 240 | Civil works | 100001478 | 995454 |  | 18 |  | Cable Trench including all types of crossings, all metallic works and sump pit including concrte and reinforcement steel Section 2-2 | M | 40 |  | Included | 0 | 0 | 0
70 | 7000033427 | 750 | 1640 | 250 | Civil works | 100001479 | 995454 |  | 18 |  | Cable Trench including all types of crossings, all metallic works and sump pit including concrte and reinforcement steel Section 3-3 | M | 30 |  | Included | 0 | 0 | 0
71 | 7000033427 | 750 | 1640 | 260 | Civil works | 100001480 | 995454 |  | 18 |  | Cable Trench including all types of crossings, all metallic works and sump pit including concrte and reinforcement steel Section 4-4 | M | 20 |  | Included | 0 | 0 | 0
72 | 7000033427 | 750 | 1640 | 270 | Civil works | 100001712 | 995428 |  | 18 |  | Removing,cleaning and washing of existing stones and respreading of stones in switchyard excluding PCC | M2 | 200 |  | Included | 0 | 0 | 0
73 | 7000033427 | 750 | 1640 | 280 | Civil works | 100001717 | 995434 |  | 18 |  | Dismantling of existing Chain link fencing | M | 200 |  | Included | 0 | 0 | 0
74 | 7000033427 | 750 | 1640 | 290 | Civil works | 170001624 | 995479 |  | 18 |  | Demolishing PCC 1:2:4 by mechanical means . | M3 | 77 |  | Included | 0 | 0 | 0
75 | 7000033427 | 750 | 1640 | 300 | Civil works | 100001454 | 995429 |  | 18 |  | Demolishing RCC work including stacking of steel bars and disposal of unserviceable material. | M3 | 33 |  | Included | 0 | 0 | 0
76 | 7000033427 | 750 | 1640 | 310 | Civil works | 100001391 | 995477 |  | 18 |  | New chain Link Fencing excluding concrete | M | 50 |  | Included | 0 | 0 | 0
77 | 7000033427 | 750 | 1640 | 320 | Civil works | 100007097 | 995454 |  | 18 |  | Dry stone pitching 22.5 cm thick including supply of stones and preparing surface complete including construction of 600 mm high and230 mm wide cement concrete (1:3:6) (1 cement : 3 coarse sand (zone-III) : 6 graded stone aggregate 20 mm nominal size) toe wall atthe lowest portion of stone pitching area etc. completed as per theinstruction of Engineer-In-Charge. . | M2 | 500 |  | Included | 0 | 0 | 0
78 | 7000033427 | 750 | 1640 | 330 | Civil works | 100001721 | 995428 |  | 18 |  | Supplying, filling and compacting stone boulders mixed with sand under foundations, roads, cable trenches, drains etc in layers notexceeding 250mm thickness including ramming, watering compacting | M3 | 496 |  | Included | 0 | 0 | 0
79 | 7000033427 | 750 | 1640 | 340 | Civil works | 100001720 | 995428 |  | 18 |  | Supplying, filling and compacting CNS material as per specification under floors, foundations, roads, cable trenches, drains etc inlayers not exceeding 200 mm thickness | M3 | 496 |  | Included | 0 | 0 | 0
80 | 7000033427 | 760 | 1650 | 10 | Erection of Non standard structure | 100001210 | 995455 |  | 18 |  | Erection of Lattice Structures (MS Steel), to be designed during detailed engineering, for towers, beams and equipment supportstructure including pack plates / packwashers and gusset plates excluding fasteners and foundation bolts | MT | 18 |  | Included | 0 | 0 | 0
81 | 7000033427 | 760 | 1650 | 20 | Erection of Non standard structure | 100001680 | 995455 |  | 18 |  | Erection of fasteners ( nuts, bolts and washers ) including step bolts for lattice and pipe structures to be designed duringdetailed engineering | MT | 1 |  | Included | 0 | 0 | 0
82 | 7000033427 | 760 | 1650 | 30 | Erection of Non standard structure | 100001681 | 995455 |  | 18 |  | Erection of foundation bolts including nuts, checknut and washers for lattice and pipe structures to be designed during detailedengineering | MT | 3 |  | Included | 0 | 0 | 0
[11 empty] | Total Installation Charges |  |  |  | 0 |  |  | 0
[11 empty] | Total GST as confirmed by Bidder |  |  |  |  | 0
* | In case the bidder leaves the cell for confirmation of the SAC and/or GST rate “blank”, the SAC and corresponding GST rate indicated by the Employer shall be deemed to be the one confirmed by the Bidder.
Date : |  |  | --
Place : | [11 empty] | Printed Name :
Designation :
Click for Sch-4

## Sch-3 Dis (hidden)
Specification No.: CC/NT/W-GIS/DOM/A04/25/08355 |  |  |  |  | Schedule - 3
400kV GIS Substation Package SS-151 (including Transformer) for (i) Extension of 400/220kV Maharani Bagh (PG) GIS S/s and 400/220/33kV, 500 MVA 3-Ph ICT at Maharani Bagh (PG) {with oil to SF6 bushing) under Augmentation of transformation capacity at 400/220kV Maharani Bagh (PG) S/s (GIS) in Delhi by 1x500 MVA, 400/220kV ICT (5th), (ii) 400kV Sectionalization bay (GIS) at 765/400kV Jhatikara (PG) S/s under Implementation of 400kV Sectionalization bay (GIS) at 765/400kV Jhatikara (PG) S/s to interconnect both 400kV sections in the event of contingency and (iii) Extension of 400/220kV Lucknow (PG) S/s under Augmentation of transformation capacity at 400/220kV Lucknow (PG) S/s by 1x500 MVA, 400/220kV ICT (3rd) along with associated bays | [7 empty] | As per Lum-sum |  | 0%
(SCHEDULE OF RATES AND PRICES : ERECTION CHARGES) | [7 empty] | AS per Percent |  | #REF!
[8 empty] | As per lum-sum on Sch-3 |  | 0%
Bidder’s Name and Address (Sole Bidder) : |  |  |  | To: |  |  |  | As per Percent on Sch-3 |  | #REF!
|  |  |  | Contracts Services, 3rd Floor |  |  |  | Total Discount |  | #REF!
Name : | …….. …….. …….. …….. …….. …….. |  |  | Power Grid Corporation of India Ltd.,
Address : | …….. …….. …….. …….. …….. …….. |  |  | "Saudamini", Plot No.-2
| …….. …….. …….. …….. …….. …….. |  |  | Sector-29, |  |  |  | Multipackage lum-sum |  | 0%
| …….. …….. …….. …….. …….. …….. |  |  | Gurgaon (Haryana) - 122001
[5 empty] | All Prices are in Indian Rupees. |  |  |  | Amount after Discount (Rs.) |  | Dis Alert | Amount after MPD (Rs.)
SI. No. | Description | Unit | Quantity | Unit Erection Charges | Total Erection Charges |  |  |  | Unit Erection Charges | Total Erection Charges |  | Unit Erection Charges | Total Erection Charges
1 | 2 | 3 | 4 | 5 | 6 = 4 x 5 |  |  |  | 5 | 6 = 4 x 5 |  | 5 | 6 = 4 x 5
#REF! | #REF!
#REF! | #REF!
| #REF! | #REF! | #REF! | #REF! | #REF!
| #REF! | #REF! | #REF! | #REF! | #REF!
#REF! | #REF! |  |  |  |  | (a) | Detailed Soil Investigation
| #REF! | #REF! | #REF! | #REF! | #REF! | (b) | All kinds of soil except fissured rock & hard rock
| #REF! | #REF! | #REF! | #REF! | #REF! | (e) | River Crossing Location
| #REF! | #REF! | #REF! | #REF! | #REF! | (f)
#REF! | #REF!
| #REF! | #REF! | #REF! | #REF! | #REF!
| #REF! | #REF! | #REF! | #REF! | #REF!
| #REF! | #REF! | #REF! | #REF! | #REF!
#REF! | #REF!
#REF! | #REF!
| #REF! | #REF! | #REF! | #REF! | #REF!
| #REF! | #REF! | #REF! | #REF! | #REF!
| #REF! | #REF! | #REF! | #REF! | #REF!
| #REF! | #REF! | #REF! | #REF! | #REF!
| #REF! | #REF! | #REF! | #REF! | #REF!
#REF! | #REF!
| #REF! | #REF! | #REF! | #REF! | #REF!
| #REF! | #REF! | #REF! | #REF! | #REF!
#REF! | #REF! | #REF! | #REF! | #REF! | #REF!
#REF! | #REF! | #REF! | #REF! | #REF! | #REF!
#REF! | #REF!
| #REF! | #REF! | #REF! | #REF! | #REF!
#REF! | #REF!
| #REF! | #REF! | #REF! | #REF! | #REF!
| #REF! | #REF! | #REF! | #REF! | #REF!
#REF! | #REF!
| #REF! | #REF! | #REF! | #REF! | #REF!
| #REF! | #REF! | #REF! | #REF! | #REF!
| #REF! | #REF! | #REF! | #REF! | #REF!
| #REF! | #REF! | #REF! | #REF! | #REF!
| #REF! | #REF! | #REF! | #REF! | #REF!
| #REF! | #REF! | #REF! | #REF! | #REF!
#REF!
| #REF! | #REF! | #REF! | #REF! | #REF!
| #REF! | #REF! | #REF! | #REF! | #REF!
| #REF! | #REF! | #REF! | #REF! | #REF!
| #REF! | #REF! | #REF! | #REF! | #REF!
#REF! | #REF!
#REF!
| #REF! | #REF! | #REF! | #REF! | #REF!
#REF! | #REF!
#REF! | #REF! | #REF! | #REF! | #REF! | #REF!
#REF! | #REF!
#REF! | #REF! | #REF! | #REF! | #REF! | #REF!
#REF! | #REF! | #REF! | #REF! | #REF! | #REF!
#REF! | #REF!
| #REF! | #REF! | #REF! | #REF! | #REF!
| Total Erection Price (A+B) |  |  |  | #REF!
Date : | --
Place : |  |  | Printed Name :
Designation :
Click for Sch-4

## Sch-4
Specification No.: CC/NT/W-GIS/DOM/A04/25/08355 | [15 empty] | Schedule - 4
400kV GIS Substation Package SS-151 (including Transformer) for (i) Extension of 400/220kV Maharani Bagh (PG) GIS S/s and 400/220/33kV, 500 MVA 3-Ph ICT at Maharani Bagh (PG) {with oil to SF6 bushing) under Augmentation of transformation capacity at 400/220kV Maharani Bagh (PG) S/s (GIS) in Delhi by 1x500 MVA, 400/220kV ICT (5th), (ii) 400kV Sectionalization bay (GIS) at 765/400kV Jhatikara (PG) S/s under Implementation of 400kV Sectionalization bay (GIS) at 765/400kV Jhatikara (PG) S/s to interconnect both 400kV sections in the event of contingency and (iii) Extension of 400/220kV Lucknow (PG) S/s under Augmentation of transformation capacity at 400/220kV Lucknow (PG) S/s by 1x500 MVA, 400/220kV ICT (3rd) along with associated bays
(SCHEDULE OF RATES AND PRICES )
Bidder’s Name and Address (Sole Bidder) : | [14 empty] | To:
Contracts Services, 3rd Floor
Name : | …….. …….. …….. …….. …….. …….. | [13 empty] | Power Grid Corporation of India Ltd.,
Address : | …….. …….. …….. …….. …….. …….. | [13 empty] | "Saudamini", Plot No.-2
| …….. …….. …….. …….. …….. …….. | [13 empty] | Sector-29,
| …….. …….. …….. …….. …….. …….. | [13 empty] | Gurgaon (Haryana) - 122001
Training Charges for Training to be imparted
SI. No. | PR No | PR Line Item No | Activity Header | PR Activity No | Activity Description | Service Code | SAC (Service Accounting Codes) | Whether SAC in column '8’ is confirmed. If not indicate applicable the SAC * | Rate of GST applicable ( in %) | Whether rate of GST in column ‘4’ is confirmed. If not indicate applicable rate of GST * | Description | Unit | Quantity | Unit Training Charges excluding GST | Total Training Charges excluding GST | Total GST as confirmed by Bidder
1 | 2 | 3 | 4 | 5 | 6 | 7 | 8 | 9 | 10 | 11 | 12 | 13 | 14 | 15 | 16 = 14 x 15 | 17
[17 empty] | Revaluation of J column | Tax Calculation
NOT APPLICABLE | [16 empty] | Revaluation of J column | Tax Calculation
[15 empty] | Included | 0 | 0 | 0
[9 empty] | Total Training Charges | [5 empty] | 0 |  |  | 0
[9 empty] | Total GST as confirmed by Bidder | [6 empty] | 0
Date : | -- | [12 empty] | Printed Name :
Place : | [13 empty] | Designation :
Click for Sch-5

## Sch-4b (hidden)
Specification No.: CC/NT/W-GIS/DOM/A04/25/08355 | [15 empty] | Schedule - 4b
400kV GIS Substation Package SS-151 (including Transformer) for (i) Extension of 400/220kV Maharani Bagh (PG) GIS S/s and 400/220/33kV, 500 MVA 3-Ph ICT at Maharani Bagh (PG) {with oil to SF6 bushing) under Augmentation of transformation capacity at 400/220kV Maharani Bagh (PG) S/s (GIS) in Delhi by 1x500 MVA, 400/220kV ICT (5th), (ii) 400kV Sectionalization bay (GIS) at 765/400kV Jhatikara (PG) S/s under Implementation of 400kV Sectionalization bay (GIS) at 765/400kV Jhatikara (PG) S/s to interconnect both 400kV sections in the event of contingency and (iii) Extension of 400/220kV Lucknow (PG) S/s under Augmentation of transformation capacity at 400/220kV Lucknow (PG) S/s by 1x500 MVA, 400/220kV ICT (3rd) along with associated bays
(SCHEDULE OF RATES AND PRICES )
Bidder’s Name and Address (Sole Bidder) : | [14 empty] | To:
Contracts Services, 3rd Floor
Name : | …….. …….. …….. …….. …….. …….. | [13 empty] | Power Grid Corporation of India Ltd.,
Address : | …….. …….. …….. …….. …….. …….. | [13 empty] | "Saudamini", Plot No.-2
| …….. …….. …….. …….. …….. …….. | [13 empty] | Sector-29,
| …….. …….. …….. …….. …….. …….. | [13 empty] | Gurgaon (Haryana) - 122001
Maintenance Charges during & after Defect Laibility Period
SI. No. | PR No | PR Line Item No | Activity Header | PR Activity No | Activity Description | Service Code | SAC (Service Accounting Codes) | Whether SAC in column '8’ is confirmed. If not indicate applicable the SAC * | Rate of GST applicable ( in %) | Whether rate of GST in column ‘4’ is confirmed. If not indicate applicable rate of GST * | Description | Unit | Quantity | Unit Maintenance Charges excluding GST | Total Maintenance Charges excluding GST | Total GST as confirmed by Bidder
1 | 2 | 3 | 4 | 5 | 6 | 7 | 8 | 9 | 10 | 11 | 12 | 13 | 14 | 15 | 16 = 14 x 15 | 17
| 0 | [15 empty] | Revaluation of P column | Tax Calculation
A. | #REF! | [15 empty] | Revaluation of P column | Tax Calculation
1 | [14 empty] | Included | 0 | 0 | 0
2 | [14 empty] | Included | 0 | 0 | 0
3 | [14 empty] | Included | 0 | 0 | 0
4 | [14 empty] | Included | 0 | 0 | 0
B. | #REF! | [15 empty] | Revaluation of P column | Tax Calculation
1 | [14 empty] | Included | 0 | 0 | 0
2 | [14 empty] | Included | 0 | 0 | 0
3 | [14 empty] | Included | 0 | 0 | 0
4 | [14 empty] | Included | 0 | 0 | 0
[9 empty] | Total Maintenance Charges during and after Defect Liabilty Period | [5 empty] | 0 |  |  | 0
[9 empty] | Total GST as confirmed by Bidder | [6 empty] | 0
Date : | -- | [12 empty] | Printed Name :
Place : | [13 empty] | Designation :
Click for Sch-5

## Sch-5
Specification No.: CC/NT/W-GIS/DOM/A04/25/08355 |  |  |  | Schedule - 5
400kV GIS Substation Package SS-151 (including Transformer) for (i) Extension of 400/220kV Maharani Bagh (PG) GIS S/s and 400/220/33kV, 500 MVA 3-Ph ICT at Maharani Bagh (PG) {with oil to SF6 bushing) under Augmentation of transformation capacity at 400/220kV Maharani Bagh (PG) S/s (GIS) in Delhi by 1x500 MVA, 400/220kV ICT (5th), (ii) 400kV Sectionalization bay (GIS) at 765/400kV Jhatikara (PG) S/s under Implementation of 400kV Sectionalization bay (GIS) at 765/400kV Jhatikara (PG) S/s to interconnect both 400kV sections in the event of contingency and (iii) Extension of 400/220kV Lucknow (PG) S/s under Augmentation of transformation capacity at 400/220kV Lucknow (PG) S/s by 1x500 MVA, 400/220kV ICT (3rd) along with associated bays
(SUMMARY OF TAXES & DUTIES APPLICABLE ON PLANT & EQUIPMENT)
Bidder’s Name and Address (Sole Bidder) : |  |  | To:
Contracts Services, 3rd Floor
Name : | …….. …….. …….. …….. …….. …….. |  | Power Grid Corporation of India Ltd.,
Address : | …….. …….. …….. …….. …….. …….. |  | "Saudamini", Plot No.-2
| …….. …….. …….. …….. …….. …….. |  | Sector-29,
| …….. …….. …….. …….. …….. …….. |  | Gurgaon (Haryana) - 122001
Sl. No. | Item Nos. |  | Total Price (INR) |  | After Discount |  | After MPDiscount
1 | TOTAL GST ON GOODS |  |  |  | Excise Duty | #REF! | Excise Duty | #REF!
| Total GST for Supply of Goods (inter-alia including Type Test Charges) between the Contractor and the Employer (identified in Schedule 1') which are not included in the Ex-works price as per the provision of the Bidding Documents, as applicable. |  | 0
2 | TOTAL GST ON SERVICES |  |  |  | Sales Tax | 0 | Sales Tax | 0
| Total GST on Installation Services (Schedule-3), Training to be imparted in India (Schedule-4) |  | 0 |  | #REF! | 0 | #REF! | 0
| GRAND TOTAL [1+2] |  | 0 |  | Grand Total after Discount | #REF! | Grand Total after MPD | #REF!
Date : | -- | Printed Name :
Place : |  | Designation :
Click for Sch-6

## Sch-5 Dis (hidden)
Specification No.: CC/NT/W-GIS/DOM/A04/25/08355 |  |  |  | Schedule - 5
400kV GIS Substation Package SS-151 (including Transformer) for (i) Extension of 400/220kV Maharani Bagh (PG) GIS S/s and 400/220/33kV, 500 MVA 3-Ph ICT at Maharani Bagh (PG) {with oil to SF6 bushing) under Augmentation of transformation capacity at 400/220kV Maharani Bagh (PG) S/s (GIS) in Delhi by 1x500 MVA, 400/220kV ICT (5th), (ii) 400kV Sectionalization bay (GIS) at 765/400kV Jhatikara (PG) S/s under Implementation of 400kV Sectionalization bay (GIS) at 765/400kV Jhatikara (PG) S/s to interconnect both 400kV sections in the event of contingency and (iii) Extension of 400/220kV Lucknow (PG) S/s under Augmentation of transformation capacity at 400/220kV Lucknow (PG) S/s by 1x500 MVA, 400/220kV ICT (3rd) along with associated bays
SUMMARY OF TAXES & DUTIES APPLICABLE ON GOODS
Bidder’s Name and Address (Sole Bidder) : |  |  | To:
Contracts Services, 3rd Floor
Name : | …….. …….. …….. …….. …….. …….. |  | Power Grid Corporation of India Ltd.,
Address : | …….. …….. …….. …….. …….. …….. |  | "Saudamini", Plot No.-2
| …….. …….. …….. …….. …….. …….. |  | Sector-29,
| …….. …….. …….. …….. …….. …….. |  | Gurgaon (Haryana) - 122001
Sl. No. | Item Nos. |  | Total Price (INR)
1 | TOTAL GST ON GOODS |  | 0
Total GST for Supply of Goods (inter-alia including Type Test Charges) between the Contractor and the Employer (identified in Schedule 1') which are not included in the Ex-works price as per the provision of the Bidding Documents, as applicable.
2 | TOTAL GST ON SERVICES |  | 0
Total GST on Installation Services (Schedule-3), Training to be imparted in India (Schedule-4a) and Maintenance Charges during and after Defect Liabilty Period (Schedule-4b)
| GRAND TOTAL [1+2] |  | 0
Date : | -- | Printed Name :
Place : |  | Designation :
Click for Sch-6

## Sch-6
Specification No.: CC/NT/W-GIS/DOM/A04/25/08355 |  |  | Schedule - 6
400kV GIS Substation Package SS-151 (including Transformer) for (i) Extension of 400/220kV Maharani Bagh (PG) GIS S/s and 400/220/33kV, 500 MVA 3-Ph ICT at Maharani Bagh (PG) {with oil to SF6 bushing) under Augmentation of transformation capacity at 400/220kV Maharani Bagh (PG) S/s (GIS) in Delhi by 1x500 MVA, 400/220kV ICT (5th), (ii) 400kV Sectionalization bay (GIS) at 765/400kV Jhatikara (PG) S/s under Implementation of 400kV Sectionalization bay (GIS) at 765/400kV Jhatikara (PG) S/s to interconnect both 400kV sections in the event of contingency and (iii) Extension of 400/220kV Lucknow (PG) S/s under Augmentation of transformation capacity at 400/220kV Lucknow (PG) S/s by 1x500 MVA, 400/220kV ICT (3rd) along with associated bays
(GRAND SUMMARY)
Bidder’s Name and Address (Sole Bidder) : |  |  | To:
Contracts Services, 3rd Floor
Name : | …….. …….. …….. …….. …….. …….. |  | Power Grid Corporation of India Ltd.,
Address : | …….. …….. …….. …….. …….. …….. |  | "Saudamini", Plot No.-2
| …….. …….. …….. …….. …….. …….. |  | Sector-29,
| …….. …….. …….. …….. …….. …….. |  | Gurgaon (Haryana) - 122001
Sl. No. | Description |  | Total Price (INR)
1 | TOTAL SCHEDULE NO. 1 |  | 0
Ex-works price of Plant and Equipment including Type Test Charges
2 | TOTAL SCHEDULE NO. 2 |  | 0
Local Transportation, In-transit Insurance, loading & unloading
3 | TOTAL SCHEDULE NO. 3 |  | 0
Installation Charges
4 | TOTAL SCHEDULE NO. 4 |  | 0
Training Charges
4b | TOTAL SCHEDULE NO. 4b |  | 0
Maintenance Charges during & after Defect Laibility Period
5 | TOTAL SCHEDULE NO. 5 |  | 0
Taxes and Duties
6 | TOTAL SCHEDULE NO. 7 |  | 0
Type Test Charges [Total of this Schedule is included in Schedule - 1 above.]
| GRAND TOTAL [1+2+3+4+5] |  | 0
Date : | -- | Printed Name :
Place : |  | Designation :
Click for Sch-7

## Sch-6 After Discount
Specification No.: CC/NT/W-GIS/DOM/A04/25/08355 |  |  | Schedule - 6 After Discount
400kV GIS Substation Package SS-151 (including Transformer) for (i) Extension of 400/220kV Maharani Bagh (PG) GIS S/s and 400/220/33kV, 500 MVA 3-Ph ICT at Maharani Bagh (PG) {with oil to SF6 bushing) under Augmentation of transformation capacity at 400/220kV Maharani Bagh (PG) S/s (GIS) in Delhi by 1x500 MVA, 400/220kV ICT (5th), (ii) 400kV Sectionalization bay (GIS) at 765/400kV Jhatikara (PG) S/s under Implementation of 400kV Sectionalization bay (GIS) at 765/400kV Jhatikara (PG) S/s to interconnect both 400kV sections in the event of contingency and (iii) Extension of 400/220kV Lucknow (PG) S/s under Augmentation of transformation capacity at 400/220kV Lucknow (PG) S/s by 1x500 MVA, 400/220kV ICT (3rd) along with associated bays
(GRAND SUMMARY)
Bidder’s Name and Address (Sole Bidder) : |  |  | To:
Contracts Services, 3rd Floor
Name : | …….. …….. …….. …….. …….. …….. |  | Power Grid Corporation of India Ltd.,
Address : | …….. …….. …….. …….. …….. …….. |  | "Saudamini", Plot No.-2
| …….. …….. …….. …….. …….. …….. |  | Sector-29,
| …….. …….. …….. …….. …….. …….. |  | Gurgaon (Haryana) - 122001
Sl. No. | Description |  | Total Price (INR)
1 | TOTAL SCHEDULE NO. 1 |  | 0
Ex-works price of Plant and Equipment including Type Test Charges
2 | TOTAL SCHEDULE NO. 2 |  | 0
Local Transportation, In-transit Insurance, loading & unloading
3 | TOTAL SCHEDULE NO. 3 |  | 0
Installation Charges
4 | TOTAL SCHEDULE NO. 4 |  | 0
Training Charges
4b | TOTAL SCHEDULE NO. 4b |  | 0
Maintenance Charges during & after Defect Laibility Period
5 | TOTAL SCHEDULE NO. 5 |  | 0
Taxes and Duties
6 | TOTAL SCHEDULE NO. 7 |  | 0
Type Test Charges [Total of this Schedule is included in Schedule - 1 above.]
| GRAND TOTAL [1+2+3+4+5] |  | 0
Date : | -- | Printed Name :
Place : |  | Designation :
Click for Sch-7

## Sch-7
Specification No.: CC/NT/W-GIS/DOM/A04/25/08355 | [11 empty] | Schedule 7
400kV GIS Substation Package SS-151 (including Transformer) for (i) Extension of 400/220kV Maharani Bagh (PG) GIS S/s and 400/220/33kV, 500 MVA 3-Ph ICT at Maharani Bagh (PG) {with oil to SF6 bushing) under Augmentation of transformation capacity at 400/220kV Maharani Bagh (PG) S/s (GIS) in Delhi by 1x500 MVA, 400/220kV ICT (5th), (ii) 400kV Sectionalization bay (GIS) at 765/400kV Jhatikara (PG) S/s under Implementation of 400kV Sectionalization bay (GIS) at 765/400kV Jhatikara (PG) S/s to interconnect both 400kV sections in the event of contingency and (iii) Extension of 400/220kV Lucknow (PG) S/s under Augmentation of transformation capacity at 400/220kV Lucknow (PG) S/s by 1x500 MVA, 400/220kV ICT (3rd) along with associated bays | [15 empty] | As per Lum-sum |  | 0%
(SCHEDULE OF RATES AND PRICES ) | [15 empty] | AS per Percent |  | #REF!
[16 empty] | As per lum-sum on Sch-7 |  | 0%
Bidder’s Name and Address (Sole Bidder) : | [9 empty] | To: | [5 empty] | As per Percent on Sch-7 |  | #REF!
[10 empty] | Contracts Services, 3rd Floor | [5 empty] | Total Discount |  | #REF!
Name : | [7 empty] | …….. …….. …….. …….. …….. …….. |  | Power Grid Corporation of India Ltd.,
Address : | [7 empty] | …….. …….. …….. …….. …….. …….. |  | "Saudamini", Plot No.-2
[8 empty] | …….. …….. …….. …….. …….. …….. |  | Sector-29, | [5 empty] | Multipackage Discount |  | 0%
[8 empty] | …….. …….. …….. …….. …….. …….. |  | Gurgaon (Haryana) - 122001
Type tests on Earthwire, Hardwar Fittings & accessories of conductor & earthwire:
SL. NO. | PR No | Line Item No | Code | HSN Code | Whether HSN in column ‘2’ is confirmed. If not indicate applicable the HSN code * | Rate of GST applicable ( in %) | Whether rate of GST in column ‘4’ is confirmed. If not indicate applicable rate of GST * | Description of Test | Unit | Quantity | Unit Test Charge | Total Test Charges (Rs.) | Total GST as confirmed by Bidder | Revaluation of M column | Tax Calculation |  | Total Test Charges After Discount (Rs.) |  | Dis Alert | Total Test Charges After MPD (Rs.)
1 | 2 | 3 | 4 | 5 | 6 | 7 | 8 | 9 | 10 | 11 | 12 | 13 = 10 x 11 | 14
I
1 | [11 empty] | Included | 0 | 0 | 0
2 | [11 empty] | Included | 0 | 0 | 0
NOT APPLICABLE
[8 empty] | TOTAL TYPE TEST CHARGES |  |  |  | 0
[8 empty] | Total GST as confirmed by Bidder |  |  |  |  | 0
Date : |  |  |  | -- |  |  |  |  | Printed Name :
Place : | [8 empty] | Designation :
Note : |  |  |  | Bidder should indicate the name of test laboratories where type tests are proposed to be conducted
Specification No.: CC/NT/W-GIS/DOM/A04/25/08355
400kV GIS Substation Package SS-151 (including Transformer) for (i) Extension of 400/220kV Maharani Bagh (PG) GIS S/s and 400/220/33kV, 500 MVA 3-Ph ICT at Maharani Bagh (PG) {with oil to SF6 bushing) under Augmentation of transformation capacity at 400/220kV Maharani Bagh (PG) S/s (GIS) in Delhi by 1x500 MVA, 400/220kV ICT (5th), (ii) 400kV Sectionalization bay (GIS) at 765/400kV Jhatikara (PG) S/s under Implementation of 400kV Sectionalization bay (GIS) at 765/400kV Jhatikara (PG) S/s to interconnect both 400kV sections in the event of contingency and (iii) Extension of 400/220kV Lucknow (PG) S/s under Augmentation of transformation capacity at 400/220kV Lucknow (PG) S/s by 1x500 MVA, 400/220kV ICT (3rd) along with associated bays | [7 empty] | 0 | 0
(SCHEDULE OF RATES AND PRICES ) | [7 empty] | 0 | 0
Bidder’s Name and Address (Sole Bidder) :
[8 empty] | 0 | 0
Name : | [7 empty] | …….. …….. …….. …….. …….. …….. | 0
Address : | [7 empty] | …….. …….. …….. …….. …….. …….. | 0
[8 empty] | …….. …….. …….. …….. …….. …….. | 0
[8 empty] | …….. …….. …….. …….. …….. …….. | 0
SL. NO. | [7 empty] | Description of Test | #REF!
#REF! | [7 empty] | #REF! | #REF!
#REF! | [7 empty] | #REF!
#REF! | [7 empty] | #REF! | #REF!
#REF! | [7 empty] | #REF! | #REF!
[8 empty] | #REF! | #REF!
#REF! | [7 empty] | #REF!
#REF! | [7 empty] | #REF!
#REF! | [7 empty] | #REF!
#REF! | [7 empty] | #REF! | #REF!
#REF! | [7 empty] | #REF! | #REF!
#REF! | [7 empty] | #REF! | #REF!
#REF! | [7 empty] | #REF! | #REF!
[8 empty] | #REF! | #REF!
#REF! | [7 empty] | #REF!
#REF! | [7 empty] | #REF! | #REF!
#REF! | [7 empty] | #REF! | #REF!
#REF! | [7 empty] | #REF! | #REF!
#REF! | [7 empty] | #REF! | #REF!
[8 empty] | #REF! | #REF!
#REF! | [7 empty] | #REF!
#REF! | [7 empty] | #REF! | #REF!
#REF! | [7 empty] | #REF! | #REF!
#REF! | [7 empty] | #REF! | #REF!
[8 empty] | #REF! | #REF!
#REF! | [7 empty] | #REF!
#REF! | [7 empty] | #REF! | #REF!
#REF! | [7 empty] | #REF! | #REF!
#REF! | [7 empty] | #REF! | #REF!
[8 empty] | #REF! | #REF!
#REF! | [7 empty] | #REF!
#REF! | [7 empty] | #REF! | #REF!
#REF! | [7 empty] | #REF! | #REF!
#REF! | [7 empty] | #REF! | #REF!
#REF! | [7 empty] | #REF! | #REF!
[8 empty] | #REF! | #REF!
[8 empty] | #REF! | #REF!
#REF! | [7 empty] | #REF!
#REF! | [7 empty] | #REF!
#REF! | [7 empty] | #REF! | #REF!
#REF! | [7 empty] | #REF! | #REF!
#REF! | [7 empty] | #REF! | #REF!
[8 empty] | #REF! | #REF!
[8 empty] | #REF! | #REF!
#REF! | [7 empty] | #REF!
#REF! | [7 empty] | #REF!
#REF! | [7 empty] | #REF! | #REF!
#REF! | [7 empty] | #REF! | #REF!
#REF! | [7 empty] | #REF! | #REF!
#REF! | [7 empty] | #REF! | #REF!
#REF! | [7 empty] | #REF! | #REF!
[8 empty] | #REF! | #REF!
#REF! | [7 empty] | #REF!
#REF! | [7 empty] | #REF! | #REF!
#REF! | [7 empty] | #REF! | #REF!
#REF! | [7 empty] | #REF! | #REF!
#REF! | [7 empty] | #REF! | #REF!
#REF! | [7 empty] | #REF! | #REF!
#REF! | [7 empty] | #REF! | #REF!
[8 empty] | #REF! | #REF!
#REF! | [7 empty] | #REF!
#REF! | [7 empty] | #REF! | #REF!
#REF! | [7 empty] | #REF! | #REF!
#REF! | [7 empty] | #REF! | #REF!
#REF! | [7 empty] | #REF! | #REF!
#REF! | [7 empty] | #REF! | #REF!
#REF! | [7 empty] | #REF! | #REF!
#REF! | [7 empty] | #REF! | #REF!
#REF! | [7 empty] | #REF! | #REF!
#REF! | [7 empty] | #REF! | #REF!
[8 empty] | #REF! | #REF!
#REF! | [7 empty] | #REF!
#REF! | [7 empty] | #REF! | #REF!
#REF! | [7 empty] | #REF! | #REF!
#REF! | [7 empty] | #REF! | #REF!
[8 empty] | #REF! | #REF!
#REF! | [7 empty] | #REF!
#REF! | [7 empty] | #REF! | #REF!
#REF! | [7 empty] | #REF! | #REF!
#REF! | [7 empty] | #REF! | #REF!
[8 empty] | #REF! | #REF!
#REF! | [7 empty] | #REF!
#REF! | [7 empty] | #REF! | #REF!
#REF! | [7 empty] | #REF! | #REF!
[8 empty] | #REF! | #REF!
#REF! | [7 empty] | #REF!
#REF! | [7 empty] | #REF! | #REF!
#REF! | [7 empty] | #REF! | #REF!
#REF! | [7 empty] | #REF! | #REF!
#REF! | [7 empty] | #REF! | #REF!
#REF! | [7 empty] | #REF! | #REF!
#REF! | [7 empty] | #REF! | #REF!
[8 empty] | #REF! | #REF!
#REF! | [7 empty] | #REF!
#REF! | [7 empty] | #REF! | #REF!
#REF! | [7 empty] | #REF! | #REF!
#REF! | [7 empty] | #REF! | #REF!
#REF! | [7 empty] | #REF! | #REF!
#REF! | [7 empty] | #REF!
#REF! | [7 empty] | #REF! | #REF!
#REF! | [7 empty] | #REF! | #REF!
#REF! | [7 empty] | #REF! | #REF!
#REF! | [7 empty] | #REF! | #REF!
[8 empty] | #REF! | #REF!
[8 empty] | #REF! | #REF!
[8 empty] | #REF! | #REF!
Click for Bid Form 2nd Envelope

## Sch-7 Dis (hidden)
Specification No.: CC/NT/W-GIS/DOM/A04/25/08355
400kV GIS Substation Package SS-151 (including Transformer) for (i) Extension of 400/220kV Maharani Bagh (PG) GIS S/s and 400/220/33kV, 500 MVA 3-Ph ICT at Maharani Bagh (PG) {with oil to SF6 bushing) under Augmentation of transformation capacity at 400/220kV Maharani Bagh (PG) S/s (GIS) in Delhi by 1x500 MVA, 400/220kV ICT (5th), (ii) 400kV Sectionalization bay (GIS) at 765/400kV Jhatikara (PG) S/s under Implementation of 400kV Sectionalization bay (GIS) at 765/400kV Jhatikara (PG) S/s to interconnect both 400kV sections in the event of contingency and (iii) Extension of 400/220kV Lucknow (PG) S/s under Augmentation of transformation capacity at 400/220kV Lucknow (PG) S/s by 1x500 MVA, 400/220kV ICT (3rd) along with associated bays | [6 empty] | As per Lum-sum |  | 0%
(SCHEDULE OF RATES AND PRICES : TYPE TEST CHARGES) | [6 empty] | AS per Percent |  | #REF!
[7 empty] | As per lum-sum on Sch-7 |  | 0%
Bidder’s Name and Address (Sole Bidder) : |  |  |  | To: |  |  | As per Percent on Sch-7 |  | #REF!
|  |  |  | Contracts Services, 3rd Floor |  |  | Total Discount |  | #REF!
Name : | …….. …….. …….. …….. …….. …….. |  |  | Power Grid Corporation of India Ltd.,
Address : | …….. …….. …….. …….. …….. …….. |  |  | "Saudamini", Plot No.-2
| …….. …….. …….. …….. …….. …….. |  |  | Sector-29, |  |  | Multipackage Discount |  | 0%
| …….. …….. …….. …….. …….. …….. |  |  | Gurgaon (Haryana) - 122001
Type Tests on Earthwire
SL. NO. | Description of Test | Unit | Quantity | Unit Test Charge | Total Test Charges (Rs.) |  |  | Total Test Charges After Discount (Rs.) |  | Dis Alert | Total Test Charges After MPD (Rs.)
I | #REF!
(a) | #REF! | #REF! | #REF! | #REF! | #REF!
(b) | #REF! | #REF! | #REF! | #REF! | #REF!
| Sub-Total (I) |  |  |  | #REF!
| TOTAL TEST CHARGES (I) |  |  |  | #REF!
[7 empty] | Discount Sche-7 | #REF! |  | MPD Sche-7 | #REF!
[7 empty] | Dis Alert | #REF!
Signature :
Date : | -- | Printed Name :
Place : |  | Designation :
Common Seal :
Note : | Bidder should indicate the name of test laboratories where type tests are proposed to be conducted
Specification No.: CC/NT/W-GIS/DOM/A04/25/08355
400kV GIS Substation Package SS-151 (including Transformer) for (i) Extension of 400/220kV Maharani Bagh (PG) GIS S/s and 400/220/33kV, 500 MVA 3-Ph ICT at Maharani Bagh (PG) {with oil to SF6 bushing) under Augmentation of transformation capacity at 400/220kV Maharani Bagh (PG) S/s (GIS) in Delhi by 1x500 MVA, 400/220kV ICT (5th), (ii) 400kV Sectionalization bay (GIS) at 765/400kV Jhatikara (PG) S/s under Implementation of 400kV Sectionalization bay (GIS) at 765/400kV Jhatikara (PG) S/s to interconnect both 400kV sections in the event of contingency and (iii) Extension of 400/220kV Lucknow (PG) S/s under Augmentation of transformation capacity at 400/220kV Lucknow (PG) S/s by 1x500 MVA, 400/220kV ICT (3rd) along with associated bays | 0 | 0 |  |  |  | 0
(SCHEDULE OF RATES AND PRICES : TYPE TEST CHARGES) | 0 | 0 |  |  |  | 0
Bidder’s Name and Address (Sole Bidder) : | [5 empty] | 0
| 0 | 0 |  |  |  | 0
Name : | …….. …….. …….. …….. …….. …….. | 0 |  |  |  | 0
Address : | …….. …….. …….. …….. …….. …….. | 0 |  |  |  | 0
| …….. …….. …….. …….. …….. …….. | 0 |  |  |  | 0
| …….. …….. …….. …….. …….. …….. | 0 |  |  |  | 0
SL. NO. | Description of Test | 0
#REF! | #REF! | #REF!
#REF! | #REF!
#REF! | #REF! | #REF!
#REF! | #REF! | #REF!
| #REF! | #REF!
#REF! | #REF!
#REF! | #REF!
#REF! | #REF!
#REF! | #REF! | #REF!
#REF! | #REF! | #REF!
#REF! | #REF! | #REF!
#REF! | #REF! | #REF!
| #REF! | #REF!
#REF! | #REF!
#REF! | #REF! | #REF!
#REF! | #REF! | #REF!
#REF! | #REF! | #REF!
#REF! | #REF! | #REF!
| #REF! | #REF!
#REF! | #REF!
#REF! | #REF! | #REF!
#REF! | #REF! | #REF!
#REF! | #REF! | #REF!
| #REF! | #REF!
#REF! | #REF!
#REF! | #REF! | #REF!
#REF! | #REF! | #REF!
#REF! | #REF! | #REF!
| #REF! | #REF!
#REF! | #REF!
#REF! | #REF! | #REF!
#REF! | #REF! | #REF!
#REF! | #REF! | #REF!
#REF! | #REF! | #REF!
| #REF! | #REF!
| #REF! | #REF!
#REF! | #REF!
#REF! | #REF!
#REF! | #REF! | #REF!
#REF! | #REF! | #REF!
#REF! | #REF! | #REF!
| #REF! | #REF!
| #REF! | #REF!
#REF! | #REF!
#REF! | #REF!
#REF! | #REF! | #REF!
#REF! | #REF! | #REF!
#REF! | #REF! | #REF!
#REF! | #REF! | #REF!
#REF! | #REF! | #REF!
| #REF! | #REF!
#REF! | #REF!
#REF! | #REF! | #REF!
#REF! | #REF! | #REF!
#REF! | #REF! | #REF!
#REF! | #REF! | #REF!
#REF! | #REF! | #REF!
#REF! | #REF! | #REF!
| #REF! | #REF!
#REF! | #REF!
#REF! | #REF! | #REF!
#REF! | #REF! | #REF!
#REF! | #REF! | #REF!
#REF! | #REF! | #REF!
#REF! | #REF! | #REF!
#REF! | #REF! | #REF!
#REF! | #REF! | #REF!
#REF! | #REF! | #REF!
#REF! | #REF! | #REF!
| #REF! | #REF!
#REF! | #REF!
#REF! | #REF! | #REF!
#REF! | #REF! | #REF!
#REF! | #REF! | #REF!
| #REF! | #REF!
#REF! | #REF!
#REF! | #REF! | #REF!
#REF! | #REF! | #REF!
#REF! | #REF! | #REF!
| #REF! | #REF!
#REF! | #REF!
#REF! | #REF! | #REF!
#REF! | #REF! | #REF!
| #REF! | #REF!
#REF! | #REF!
#REF! | #REF! | #REF!
#REF! | #REF! | #REF!
#REF! | #REF! | #REF!
#REF! | #REF! | #REF!
#REF! | #REF! | #REF!
#REF! | #REF! | #REF!
| #REF! | #REF!
#REF! | #REF!
#REF! | #REF! | #REF!
#REF! | #REF! | #REF!
#REF! | #REF! | #REF!
#REF! | #REF! | #REF!
#REF! | #REF!
#REF! | #REF! | #REF!
#REF! | #REF! | #REF!
#REF! | #REF! | #REF!
#REF! | #REF! | #REF!
| #REF! | #REF!
| #REF! | #REF!
| #REF! | #REF!
Click for Bid Form 2nd Envelope

## Discount
This letter of discount is optional. Bidder may / may not offer any discount.
Specification No.: CC/NT/W-GIS/DOM/A04/25/08355 |  |  |  |  | Letter of Discount
LETTER OF DISCOUNT
To:
Contract Services
Power Grid Corporation of India Ltd.,
"Saudamini", Plot No.-2
Sector-29, (near IFFCO Chowk)
Gurgaon (Haryana) - 122001
Subject : |  | 400kV GIS Substation Package SS-151 (including Transformer) for (i) Extension of 400/220kV Maharani Bagh (PG) GIS S/s and 400/220/33kV, 500 MVA 3-Ph ICT at Maharani Bagh (PG) {with oil to SF6 bushing) under Augmentation of transformation capacity at 400/220kV Maharani Bagh (PG) S/s (GIS) in Delhi by 1x500 MVA, 400/220kV ICT (5th), (ii) 400kV Sectionalization bay (GIS) at 765/400kV Jhatikara (PG) S/s under Implementation of 400kV Sectionalization bay (GIS) at 765/400kV Jhatikara (PG) S/s to interconnect both 400kV sections in the event of contingency and (iii) Extension of 400/220kV Lucknow (PG) S/s under Augmentation of transformation capacity at 400/220kV Lucknow (PG) S/s by 1x500 MVA, 400/220kV ICT (3rd) along with associated bays
Dear Sir
With reference to the subject tender, we hereby offer unconditional discount on the prices quoted by us as per details given here below : | [6 empty] | Eq Weightage of Rs/ % | Final Discount Factor
| 1 | Discount on lum-sum basis on total price quoted by us without Taxes & Duties. [The discount shall be proportionately applicable on all the items of all the Schdules i.e. Sch-1 (without type test charges), Sch-2, Sch-3, Sch-4a, Sch-4b & Sch-7] In Rs. |  |  |  | 0 | 0%
| 2 | Discount on percent basis on total price quoted by us without Taxes & Duties. [The discount shall be proportionately applicable on all the items of all the Schdules i.e. Sch-1 (without type test charges), Sch-2 , Sch-3, Sch-4a, Sch-4b & Sch-7] In Percent (%) |  |  |  | 0 | 0%
| 3 | Discount on lum-sum basis on the Schedules as given below : [The discount shall be proportionately applicable on all the relevent items of the respective Schdules.] In Rs.
|  | Schedule-1 : Ex works prices |  | In Rs. |  | 0 | 0% | Schedule-1 : Ex-Works Price | 0%
|  | Schedule-2 : Freight & Insurance |  | In Rs. |  | 0 | 0% | Schedule-2 : Freight & Insurance | 0%
|  | Schedule-3 : Erection Charges |  | In Rs. |  | 0 | 0% | Schedule-3 : Erection Charges | 0%
|  | Schedule-4a : Training Charges |  | In Rs. |  | 0 | 0% | Schedule-4a : Training Charges | 0%
|  | Schedule-4b : Maintenance Charges during and after DLP |  | In Rs. |  | 0 | 0% | Schedule-4b : Maintenance Charges | 0%
|  | Schedule-7 : Type Test Charges |  | In Rs. |  | 0 | 0% | Schedule-7 : Type Test Charges | 0%
| 4 | Discount on percent basis on the Schedules as given below : [The discount shall be proportionately applicable on all the relevent items of the respective Schdules.] In Percent (%)
|  | Schedule-1 : Ex works prices |  | In Percent (%) |  | 0 | 0%
|  | Schedule-2 : Freight & Insurance |  | In Percent (%) |  | 0 | 0%
|  | Schedule-3 : Erection Charges |  | In Percent (%) |  | 0 | 0%
|  | Schedule-4a : Training Charges |  | In Percent (%) |  | 0 | 0%
|  | Schedule-4b : Maintenance Charges during and after DLP |  | In Percent (%) |  | 0 | 0%
|  | Schedule-7 : Type Test Charges |  | In Percent (%) |  | 0 | 0%
Discount(s) offered at sl. No. 1 to 4 will get displayed and accounted for automatically in the respective items of the Schedules.
| 5 | We hereby offer Multi-package discount as given below:
Multi-Package Discount(s) offered at sl. No. 5 will not get automatically accounted for in the respective items of the Schedules. The same shall be worked out saparately for evaluation.
Please consider this letter of discount as the integral part of our price bid.
Thanking you, we remain,
Yours faithfully,
For and on behalf of …….. …….. …….. …….. …….. ……..
Date : |  | -- | Printed Name :
Place : |  |  | Designation :
Click for Bid Form

## Octroi (hidden)
Details of Octroi
Sl No. | Description of Items | Amount on which Octroi is applicable | Rate of Octroi | Octroi
(1) | (2) | (3) | (4) | (5) =(3) x (4)
1 |  |  |  | 0
2 |  |  |  | 0
3 |  |  |  | 0
4 |  |  |  | 0
5 |  |  |  | 0
6 |  |  |  | 0
7 |  |  |  | 0
8 |  |  |  | 0
9 |  |  |  | 0
10 |  |  |  | 0
| Total |  |  | 0
Back to Sch 5

## Entry Tax (hidden)
Details of Entry Tax
Sl No. | Description of Items | Amount on which Entry Tax is applicable | Rate of Entry Tax | Entry Tax
(1) | (2) | (3) | (4) | (5) =(3) x (4)
1 |  |  |  | 0
2 |  |  |  | 0
3 |  |  |  | 0
4 |  |  |  | 0
5 |  |  |  | 0
6 |  |  |  | 0
7 |  |  |  | 0
8 |  |  |  | 0
9 |  |  |  | 0
10 |  |  |  | 0
| Total |  |  | 0
Back to Sch 5

## Other Taxes & Duties (hidden)
Details of Other Taxes & Duties
Sl No. | Description of Items | Amount on which Other Taxes & Duties are applicable | Description of Taxes & Duties | Rate of Taxes & Duties | Amount of Taxes & Duties
(1) | (2) | (3) | (4) | (5) | (6) =(3) x (4)
1 |  |  |  |  | 0
2 |  |  |  |  | 0
3 |  |  |  |  | 0
4 |  |  |  |  | 0
5 |  |  |  |  | 0
6 |  |  |  |  | 0
7 |  |  |  |  | 0
8 |  |  |  |  | 0
9 |  |  |  |  | 0
10 |  |  |  |  | 0
| Total |  |  |  | 0
Back to Sch 5

## Bid Form 2nd Envelope
Specification No.: CC/NT/W-GIS/DOM/A04/25/08355 |  |  |  | Bid Form 2nd Envelope |  | Sole Bidder |  |  |  | 1 | st |  | 1 | January
[6 empty] | 0 |  |  |  | 2 | nd |  | 2 | February
BID FORM (Second Envelope) | [9 empty] | 3 | rd |  | 3 | March
[10 empty] | 4 | th |  | 4 | April
Bid Proposal Ref. No. | [9 empty] | 5 | th |  | 5 | May
Date : | -- | [8 empty] | 6 | th | #VALUE! | 6 | June
[10 empty] | 7 | th | #VALUE! | 7 | July
To: | [9 empty] | 8 | th | #VALUE! | 8 | August
Contracts Services, 3rd Floor | [9 empty] | 9 | th | #VALUE! | 9 | September
Power Grid Corporation of India Ltd., | [9 empty] | 10 | th |  | 10 | October
"Saudamini", Plot No.-2 | [9 empty] | 11 | th |  | 11 | November
Sector-29, | [9 empty] | 12 | th |  | 12 | December
Gurgaon (Haryana) - 122001 | [9 empty] | 13 | th
[10 empty] | 14 | th
Name of Contract : | 400kV GIS Substation Package SS-151 (including Transformer) for (i) Extension of 400/220kV Maharani Bagh (PG) GIS S/s and 400/220/33kV, 500 MVA 3-Ph ICT at Maharani Bagh (PG) {with oil to SF6 bushing) under Augmentation of transformation capacity at 400/220kV Maharani Bagh (PG) S/s (GIS) in Delhi by 1x500 MVA, 400/220kV ICT (5th), (ii) 400kV Sectionalization bay (GIS) at 765/400kV Jhatikara (PG) S/s under Implementation of 400kV Sectionalization bay (GIS) at 765/400kV Jhatikara (PG) S/s to interconnect both 400kV sections in the event of contingency and (iii) Extension of 400/220kV Lucknow (PG) S/s under Augmentation of transformation capacity at 400/220kV Lucknow (PG) S/s by 1x500 MVA, 400/220kV ICT (3rd) along with associated bays | [8 empty] | 15 | th
Dear Ladies and/or Gentlemen, | [9 empty] | 16 | th
1 | In continuation of First Envelope of our Bid, we hereby submit the Second Envelope of the Bid, both of which shall be read together and in conjunction with each other, and shall be construed as an integral part of our Bid. Accordingly, we the undersigned, offer to design, manufacture, test, deliver, install and commission (including carrying out Trial Operation, Performance & Guarantee Test as per provision of Technical Specification) under the above-named package in full conformity with the said Bidding Documents for the sum of Rs. 0 (Rs. Zero Only ) or such other sums as may be determined in accordance with the terms and conditions of the Bidding Documents. |  |  |  |  | In continuation of First Envelope of our Bid, we hereby submit the Second Envelope of the Bid, both of which shall be read together and in conjunction with each other, and shall be construed as an integral part of our Bid. Accordingly, we the undersigned, offer to design, manufacture, test, deliver, install and commission (including carrying out Trial Operation, Performance & Guarantee Test as per provision of Technical Specification) under the above-named package in full conformity with the said Bidding Documents for the sum of Rs. | or such other sums as may be determined in accordance with the terms and conditions of the Bidding Documents. | 0 | (Rs. Zero Only ) | 17 | th
| The above amounts are in accordance with the price schedules attached herewith and are made part of this bid. | [8 empty] | 18 | th
2 | Price Schedules | [8 empty] | 19 | th
2.1 | In line with the requirements of the Bidding documents, we enclose herewith the following Price Schedules, duly filled - in as per your proforma: | [8 empty] | 20 | th
| Schedule 1 | Plant and Equipment (Including Mandatory Spare Parts) to be supplied, including Type Test Charges. | [7 empty] | 21 | st
| Schedule 2 | Local Transportation, In-transit Insurance, loading and unloading | [7 empty] | 22 | th
| Schedule 3 | Installation Charges. | [7 empty] | 23 | th
| Schedule 4 | Training charges for training to be imparted. | [7 empty] | 24 | th
| Schedule 4b | Maintenance Charges during & after Defect Laibility Period.
| Schedule 5 | Taxes and Duties not included in Schedule 1 | [7 empty] | 25 | th
| Schedule 6 | Grand Summary [Schedule 1to 5] | [7 empty] | 26 | th
| Schedule 7 | Break-up of Type Test Charges for Type Tests to be conducted | [7 empty] | 27 | th
2.2 | We are aware that the Price Schedules do not generally give a full description of the Work to be performed under each item and we shall be deemed to have read the Technical Specifications and other sections of the Bidding Documents and Drawings to ascertain the full scope of Work included in each item while filling-in the rates and prices. We agree that the entered rates and prices shall be deemed to include for the full scope as aforesaid, including overheads and profit. | [8 empty] | 28 | th
2.3 | We declare that as specified in Clause 11.5, Section –II:ITB, Vol.-I of the Bidding Documents, prices quoted by us in the Price Schedules shall be subject to Price Adjustment during the execution of Contract in accordance with Appendix-2 (Price Adjustment) to the Contract Agreement. | [8 empty] | 29 | th
2.4 | We understand that in the price schedules, where there are errors between the total of the amounts given under the column for the price Breakdown and the amount given under the Total Price, the former shall prevail and the latter will be corrected accordingly. We further understand that where there are discrepancies between amounts stated in figures and amounts stated in words, the amount stated in words shall prevail. Similarly, any discrepancy in the total bid price and that of the summation of Schedule price (price indicated in a Schedule indicating the total of that schedule), the total bid price shall be corrected to reflect the actual summation of the Schedule prices. | [8 empty] | 30 | th
2.5 | We declare that items left blank in the Schedules will be deemed to have been included in other items. The TOTAL for each Schedule and the TOTAL of Grand Summary shall be deemed to be the total price for executing the Facilities and sections thereof in complete accordance with the Contract, whether or not each individual item has been priced. | [8 empty] | 31 | st
3 | We confirm that except as otherwise specifically provided our Bid Prices in this Second Envelope include all taxes, duties, levies and charges as may be assessed on us/our Associate (applicable for Foreign Bidder), our Sub-Contractor/Sub-Vendor or their employees by all municipal, state or national government authorities in connection with the Facilities, in and outside of India.
3.1 | 100% of applicable Taxes and Duties i.e GST which are payable by the Employer under the Contract, shall be reimbursed by the Employer on production of satisfactory documentary evidence by the Contractor in accordance with the provisions of the Bidding Documents.
3.2 | We further understand that notwithstanding 3.0 above, in case of award on us, you shall also bear and pay/reimburse to us, GST applicable on supplies by us to you, imposed on the Plant & Equipment including Mandatory Spare Parts to be incorporated into the Facilities including Type Test charges for Type test to be conducted specified in Schedule No. 1, Installation Services specified in Schedule No. 3, Charges for Training to be imparted specified in Schedule No. 4a and Maintenance Charges during & after Defect Laibility Period specified in Schedule No. 4b of the Price Schedule in this Second Envelope by the Indian Laws.
3.3 | We confirm that we have also registered/we shall also get registered in the GST Network with a GSTIN, in all the states where the project is located and the states from which we shall make our supply of goods.
4 | # (For Joint Venture only) We, the partners of Joint Venture submitting this bid, do agree and confirm that in case of Award of Contract on the Joint Venture, we shall be jointly and severally liable and responsible for the execution of the Contract in accordance with Contract terms and conditions. |  |  |  | 1
5 | We, hereby, declare that only the persons or firms interested in this proposal as principals are named here and that no other persons or firms other than those mentioned herein have any interest in this proposal or in the Contract to be entered into, if the award is made on us, that this proposal is made without any connection with any other person, firm or party likewise submitting a proposal is in all respects for and in good faith, without collusion or fraud.
Thanking you, we remain,
Yours faithfully,
For and on behalf of …….. …….. …….. …….. …….. ……..
Signature :
Date : | -- |  | Printed Name :
Place : |  |  | Designation :
Common Seal :
In case of bid from a Joint Venture, name & designation of representative of JV partner is to be provided and Bid Form is also to be signed by him.
Please provide additional information of the Bidder
Business Address :
Country of Incorporation :
State/Province to be indicated :
Name of Principal Officer :
Address of Principal Officer :
Note: Bidders may note that no prescribed proforma has been enclosed for Attachment 2 : Power of Attorney. Bidders may use their own proforma for furnishing the required information with the bid.
* * *
Back to Cover Page

## Q & C (2) (hidden)
STATEMENT OF QUOTED / CORRECTED PRICES
All Figures are in Rupees
Bidder |  | 0
Sl. No. | Price Component | Quoted Price | Corrected Price
1 | TOTAL SCHEDULE NO. 1:Ex-Works Price of Plant and Equipment including Type Test Charges | 0 |  | 0
2 | TOTAL SCHEDULE NO.2: Local Transportation, Insurance and other Incidental Services. | 0 |  | 0
3 | TOTAL SCHEDULE NO.3: Installation Charges | 0 |  | 0
4 | TOTAL SCHEDULE NO.4: Training Charges | Not Applicable |  | Not Applicable
5 | TOTAL BID PRICE: (Excluding Taxes & Duties) | 0 |  | 0
6 | DISCOUNT | #REF! |  | #REF! | #REF!
7 | NET BID PRICE (Excluding Taxes & Duties) | #REF! |  | #REF!
8 | TAXES & DUTIES PAYABLE ADDITIONALLY
| A) EXCISE DUTY | 0 |  | 0
| B) CENTRAL SALES TAX | 0 |  | 0
| C) VAT | #REF! |  | 0
| D) ENTRY TAX / OCTROI | #REF! |  | 0
E) OTHERS
| F) TOTAL TAXES & DUTIES | #REF! |  | 0
8 | TOTAL BID PRICE (INCLUDING TAXES & DUTIES) | #REF! |  | 0
9 | TOTAL SCHEDULE NO.7: Type Test Charges [Total of this Schedule is included in Schedule-1 above] | 0 |  | 0
I) | Bidder has indicated the following taxes and duties additionally applicable for their bid:
| Excise Duty % as |  |  |  | Excise Duty
| CST % as |  |  |  | CST
| #REF! |  |  |  | VAT | #REF! | #REF!
| #REF! |  |  |  | Entry Tax/ Octroi | #REF! | #REF!
| Others as |  |  |  | Others
II) | With regard to Entry Tax, it may be mentioned that the substations covered under the subject pacakge falls in State of MP, where an entry tax @ 2% of Purchase Price is applicable. In view of the above, the taxes and duties inter-alia including entry tax applicable for the bids are calculated :
a) | Ex-Works Price of Direct Supplies (after discount, if any) |  | Rs. | 0
b) | Excise Duty, as applicable on (a) above at the rate : | 10% | Rs. | 0
c) | Amount on which Sales Tax is applicable | 0 |  | 0
d) | CST, as applicable on (a) + ED (b) above at the rate : | 2% | Rs. | 0
e) | VAT, as applicable on (a) + ED (b) above at the rate : | 1% |  | 0
f) | Others [……………………………………………] |  | Rs.
g) | Purchase Price for Entry Tax (Total Ex-Works+F&I+ED+CST+Others) |  | Rs. | 0
h) | Entry Tax, as applicable on (e) above at the rate : |  | Rs. | 0
400kV GIS Substation Package SS-151 (including Transformer) for (i) Extension of 400/220kV Maharani Bagh (PG) GIS S/s and 400/220/33kV, 500 MVA 3-Ph ICT at Maharani Bagh (PG) {with oil to SF6 bushing) under Augmentation of transformation capacity at 400/220kV Maharani Bagh (PG) S/s (GIS) in Delhi by 1x500 MVA, 400/220kV ICT (5th), (ii) 400kV Sectionalization bay (GIS) at 765/400kV Jhatikara (PG) S/s under Implementation of 400kV Sectionalization bay (GIS) at 765/400kV Jhatikara (PG) S/s to interconnect both 400kV sections in the event of contingency and (iii) Extension of 400/220kV Lucknow (PG) S/s under Augmentation of transformation capacity at 400/220kV Lucknow (PG) S/s by 1x500 MVA, 400/220kV ICT (3rd) along with associated bays |  | Statement of Quoted / Corrected Prices |  | Page
Spec. No. | Specification No.: CC/NT/W-GIS/DOM/A04/25/08355

## Q & C (hidden)
STATEMENT OF QUOTED / CORRECTED PRICES
All Figures are in Rupees
Bidder |  | …….. …….. …….. …….. …….. ……..
Sl. No. | Price Component | Quoted Price | Corrected Price
1 | TOTAL SCHEDULE NO. 1:Ex-Works Price of Plant and Equipment including Type Test Charges | 0 |  | 0
2 | TOTAL SCHEDULE NO.2: Local Transportation, Insurance and other Incidental Services. | 0 |  | 0
3 | TOTAL SCHEDULE NO.3: Installation Charges | 0 |  | 0
4 | TOTAL SCHEDULE NO.4: Training Charges | Not Applicable |  | Not Applicable
5 | TOTAL BID PRICE: (Excluding Taxes & Duties) | 0 |  | 0
6 | DISCOUNT | #REF! |  | #REF!
7 | NET BID PRICE (Excluding Taxes & Duties) | #REF! |  | #REF!
8 | TAXES & DUTIES PAYABLE ADDITIONALLY
| A) EXCISE DUTY | #REF! |  | 0
| B) CENTRAL SALES TAX /VAT | #REF! |  | #REF!
| C) ENTRY TAX / OCTROI | #REF! |  | #REF!
| D) OTHERS | #REF! |  | 0
| E) TOTAL TAXES & DUTIES | #REF! |  | #REF!
8 | TOTAL BID PRICE (INCLUDING TAXES & DUTIES) | #REF! |  | #REF!
9 | TOTAL SCHEDULE NO.7: Type Test Charges [Total of this Schedule is included in Schedule-1 above] | 0 |  | 0
I) | Bidder has indicated the following taxes and duties additionally applicable for their bid:
a) | Excise Duty |  | Rs. | #REF!
b) | CST /VAT |  | Rs. | #REF!
c) | Entry Tax / Octroi |  | Rs. | #REF!
d) | Others |  | Rs. | #REF!
II) | Bidder has offered following discount(s)
III) | With regard to Entry Tax, it may be mentioned that the substations covered under the subject pacakge falls in State of MP, where an entry tax @ 1% of Purchase Price is applicable. In view of the above, the taxes and duties inter-alia including entry tax applicable for the bids are calculated : |  |  |  | Details of dicounts
a) | Ex-Works Price of Direct Supplies (after discount, if any) |  | Rs. | 0 | Gross LS | #REF! | #REF! | #REF! | Gross % | #REF! | #REF! | #REF!
b) | Excise Duty @ 10.3% of (a) above |  | Rs. | 0 |  |  |  | #REF! |  |  |  | #REF!
c) | CST / VAT @ 2% of Ex-Works of Direct Supplies (a) + ED (b) above |  | Rs. | #REF! | Sch-1 Direct LS | #REF! | #REF! | #REF! | Sch-1 Direct % | #REF! | #REF! | #REF!
d) | Others |  | Rs. |  | Sch-1 BO LS | #REF! | #REF! | #REF! | Sch-1 BO % | #REF! | #REF! | #REF!
e) | Purchase Price for Entry Tax (Total Ex-Works+F&I+ED+CST+Others) |  | Rs. | #REF! | Sch-2 LS | #REF! | #REF! | #REF! | Sch-2 % | #REF! | #REF! | #REF!
f) | Entry Tax @ 1% of (e) above |  | Rs. | #REF! | Sch-3 LS | #REF! | #REF! | #REF! | Sch-3 % | #REF! | #REF! | #REF!
[5 empty] | Sch-7 LS | #REF! | #REF! | #REF! | Sch-7 % | #REF! | #REF! | #REF!
400kV GIS Substation Package SS-151 (including Transformer) for (i) Extension of 400/220kV Maharani Bagh (PG) GIS S/s and 400/220/33kV, 500 MVA 3-Ph ICT at Maharani Bagh (PG) {with oil to SF6 bushing) under Augmentation of transformation capacity at 400/220kV Maharani Bagh (PG) S/s (GIS) in Delhi by 1x500 MVA, 400/220kV ICT (5th), (ii) 400kV Sectionalization bay (GIS) at 765/400kV Jhatikara (PG) S/s under Implementation of 400kV Sectionalization bay (GIS) at 765/400kV Jhatikara (PG) S/s to interconnect both 400kV sections in the event of contingency and (iii) Extension of 400/220kV Lucknow (PG) S/s under Augmentation of transformation capacity at 400/220kV Lucknow (PG) S/s by 1x500 MVA, 400/220kV ICT (3rd) along with associated bays |  | Statement of Quoted / Corrected Prices |  | Page | Different Manner | #REF!
[5 empty] | Text for Discount | #REF!
#REF!
#REF!

## N to W (hidden)
0
Rs. Zero Only
0
0
0
0
0
0
1 | One
2 | Two
3 | Three
4 | Four
5 | Five
6 | Six
7 | Seven
8 | Eight
9 | Nine
10 | Ten
11 | Eleven
12 | Twelve
13 | Thirteen
14 | Fourteen
15 | Fifteen
16 | Sixteen
17 | Seventeen
18 | Eighteen
19 | Nineteen
20 | Twenty
21 | Twenty One
22 | Twenty Two
23 | Twenty Three
24 | Twenty Four
25 | Twenty Five
26 | Twenty Six
27 | Twenty Seven
28 | Twenty Eight
29 | Twenty Nine
30 | Thirty
31 | Thirty One
32 | Thirty Two
33 | Thirty Three
34 | Thirty Four
35 | Thirty Five
36 | Thirty Six
37 | Thirty Seven
38 | Thirty Eight
39 | Thirty Nine
40 | Forty
41 | Forty One
42 | Forty Two
43 | Forty Three
44 | Forty Four
45 | Forty Five
46 | Forty Six
47 | Forty Seven
48 | Forty Eight
49 | Forty Nine
50 | Fifty
51 | Fifty One
52 | Fifty Two
53 | Fifty Three
54 | Fifty Four
55 | Fifty Five
56 | Fifty Six
57 | Fifty Seven
58 | Fifty Eight
59 | Fifty Nine
60 | Sixty
61 | Sixty One
62 | Sixty Two
63 | Sixty Three
64 | Sixty Four
65 | Sixty Five
66 | Sixty Six
67 | Sixty Seven
68 | Sixty Eight
69 | Sixty Nine
70 | Seventy
71 | Seventy One
72 | Seventy Two
73 | Seventy Three
74 | Seventy Four
75 | Seventy Five
76 | Seventy Six
77 | Seventy Seven
78 | Seventy Eight
79 | Seventy Nine
80 | Eighty
81 | Eighty One
82 | Eighty Two
83 | Eighty Three
84 | Eighty Four
85 | Eighty Five
86 | Eighty Six
87 | Eighty Seven
88 | Eighty Eight
89 | Eighty Nine
90 | Ninety
91 | Ninety One
92 | Ninety Two
93 | Ninety Three
94 | Ninety Four
95 | Ninety Five
96 | Ninety Six
97 | Ninety Seven
98 | Ninety Eight
99 | Ninety Nine
100 | One Hundred