## Basic (hidden)
Package Name | Substation Package SS-92: For (I) Extension of 400/220kV GIS Indore S/S under ‘Transmission System associated with Scheme to control fault level at Indore Substation in Western Region’; and (II) Extension of Gwalior Substation with 2 Nos. GIS bays for termination of LILO of 220kV Gwalior Datia line under ‘Consultancy Services to MPPTCL’
Direct
Package Code | SS92 | Bought-out
Specification No. | Spec. No.: 5002002223/GIS-EXCLUDING/DOM/A00 - CC CS -1
ORIGINAL

## Cover
Price Schedules | Substation Package SS-92: For (I) Extension of 400/220kV GIS Indore S/S under ‘Transmission System associated with Scheme to control fault level at Indore Substation in Western Region’; and (II) Extension of Gwalior Substation with 2 Nos. GIS bays for termination of LILO of 220kV Gwalior Datia line under ‘Consultancy Services to MPPTCL’ |  | SS92
Spec. No.: 5002002223/GIS-EXCLUDING/DOM/A00 - CC CS -1
| 1 | Fill up only green shaded cells in Sch-1, Sch-2, Sch-3, Sch-5, Sch-7 and Bid Form 2nd Envelope.
| 2 | All the cells in Sch-4 & Sch-6 are auto filled, therefore no cell is required to be filled up there.
| 3 | Instructions / error messages, if any, will be displayed automatically after selecting the cell.
| 4 | After filling up all the schedues, save the file, take print out of all the schedules and Bid form and sign & stamp and submit them as hard copy of the 2nd envelope (Price part) of the bid. Also ensure to submit the soft copy of the the same file on CD/ DVD.
पावर ग्रिड कारपोरेशन ऑफ इण्डिया लिमिटेड
(भारत सरकार का उद्यम)
Power Grid Corporation of India Limited
(A Government of India Enterprises)
Click to skip Instructions & Proceed
Click for Detailed General Instructions
General guidelines for filling up the Price Schedules, Sch-1 to Sch-7

## Instructions (hidden)
General Instruction to the Bidders for filling up this workbook of Price Schedules for Package TW13
I | While filling up the worksheets following may please be observed :
| (i) | Fill up only green shaded cells.
| (ii) | Certain data type entries have been restricted, such as Numeric values or limits of numeric values.
| (iii) | Select only the options provided in pull down menus.
| (iv) | Do not link any cell of this work book with any other work book.
| (v) | Do not use copy & paste or cut & paste options for filling up the data.
| (vi) | Do not reformat any of the cell of the work book.
II | This Workbook consists of following worksheets :
Cover :
Opening page of the workbook.
Names of Bidder :
| ● | Select Sole Bidder or JV (Joint Venture) from the pull down menu. Do not leave this cell blank.
| ● | Select nos. of the JV Partners other than the Lead Partner from drop down menu.
| ● | In case of JV partners more than 2, enter details of 3rd & more partners along with details of 2nd partner.
| ● | Fill up names and address of the Sole Bidder and /or Joint Venture.
| ● | Fill up date in dd-mm-yyyy format from drop down menu.
| ● | Click for Sch-1 given at the right top of the worksheet to go to Sch-1.
Sch-1 (Ex-works Prices) :
| ● | Fill up unit rates for all the items in numeric values greater than 0 (zero). If unit rate is left blank, the corresponding item shall be deemed to be included in the total price.
| ● | Corresponding cell for mode of transaction shall be come enable only after filling up the unit rate, therefore first fill up the unit rate and then mode of transaction for the corresponding item.
| ● | Select either Direct or Bought-out from the drop down menu. Do not leave the cell blank the same shall be deemed to be Bought-out if the cell is left blank.
| ● | Total amount shall get calculated automatically.
| ● | Type Test charges shall appear automatically after filling up Sch-7 appropriately.
Sch-2 (Freight & Insurance Charges) :
| ● | Fill up unit rates for all the items in numeric values greater than 0 (zero). If unit rate is left blank, the corresponding item shall be deemed to be included in the total price.
| ● | Total amount shall get calculated automatically.
Sch-3 (Erection Charges) :
| ● | Fill up unit rates for all the items in numeric values greater than 0 (zero). If unit rate is left blank, the corresponding item shall be deemed to be included in the total price.
| ● | Total amount shall get calculated automatically.
Sch-4 (Training Charges) :
| ● | Not applicable, hence no cell is required to be filled up.
Sch-5 (Summary of Taxes and Duties applicable on the Goods) :
| ● | Fill up applicable rate of Excise Duty. The amount of Excise Duty on the items mentioned as Direct in the mode of transaction in Schedule-1 shall be calculated automatically at the rate mentioned by the bidder here.
| ● | Segregate and fill up the amount on which Sales Tax shall be applicable out of Ex-works supply items mentioned as direct in the mode of transaction in Schedule-1. Applicable Excise Duty on this amount will be calculated automatically at the rate mentioned by the bidder. Further, fill up the rate of applicable Sales Tax. Amount of Sales Tax shall be automatically calculated on the amount mentioned by the bidder as subjected to Sales Tax plus applicable Excise Duty at the rate mentioned by the Bidder.
| ● | Difference of total amount quoted by the bidder as Direct Transaction and the amount mentioned by him subjected to Sales Tax shall be considered as the amount on which VAT shall become applicable and the same shall be calculated & displayed automatically. Applicable Excise Duty on this amount at the rate mentioned by the bidder shall also be calculated & displayed automatically. Fill up the rate of applicable VAT. The amount of VAT shall be calculated automatically on the amount considered to be subjected to VAT plus applicable Excise Duty at the rate mentioned by the bidder here.
| ● | Amount as per details filled up by the bidder in the work sheets Entry Tax, Octroi and other Taxes & Duties shall be displayed in this work sheet Sch-5 but will not be added to the grand total and shall be considered as applicable.
| ● | Click at the links to go to the work sheets Entry Tax, Octroi and other Taxes & Duties one by one.
Entry Tax :
| ● | Fill the description, amount and rate of applicable Entry Tax. Total of this worksheet shall be displayed in Sch -5 (Taxes & Duties)
| ● | Click at the link to go back to Sch-5.
OCTROI :
| ● | Fill the description, amount and rate of applicable Octroi. Total of this worksheet shall be displayed in Sch -5 (Taxes & Duties)
| ● | Click at the link to go back to Sch-5.
Other Taxes & Duties :
| ● | Fill the description, amount and rate of applicable Other Taxes & Duties. Total of this worksheet shall be displayed in Sch -5 (Taxes & Duties)
| ● | Click at the link to go back to Sch-5.
Sch -6 :
| ● | Summary of all the Schedules without considering discount (mentioned in the work sheet discount) shall be displayed automatically.
| ● | No cell is required to be filled in by the bidder in this worksheet.
Sch-7 (Type Test Charges) :
| ● | Fill up the rates & location where type tests are proposed.
| ● | Total of this Sch-7 shall automatically appear in Sch-1.
Bid form 2nd Envelope :
| ● | Fill up ref. no. as bidder's ref no. of this letter.
| ● | This letter shall consider the net price as per Sch-6 (After Discount).
| ● | Fill up names & Designation of the representatives of other JV partner(s) if the bidder is JV (Joint Venture) .
| ● | Fill up additional information as required.
* * *
Happy Bidding !
Click to Proceed

## Names of Bidder
Substation Package SS-92: For (I) Extension of 400/220kV GIS Indore S/S under ‘Transmission System associated with Scheme to control fault level at Indore Substation in Western Region’; and (II) Extension of Gwalior Substation with 2 Nos. GIS bays for termination of LILO of 220kV Gwalior Datia line under ‘Consultancy Services to MPPTCL’
Spec. No.: 5002002223/GIS-EXCLUDING/DOM/A00 - CC CS -1 |  |  |  | Sole Bidder | 1
|  |  |  | JV (Joint Venture) | Other Partner
Enter following details of the bidder
Specify type of Bidder [Select from drop down menu] |  |  | 2 | 0
Name of Lead Partner
Address of Lead Partner
Name of other Partner - 1 | X
Address of other Partner - 1 | Y
Z
Name of other Partner - 2 (more, if any) | …….. …….. …….. …….. …….. ……..
Address of other Partner - 2 (more, if any) | …….. …….. …….. …….. …….. ……..
…….. …….. …….. …….. …….. ……..
…….. …….. …….. …….. …….. ……..
Printed Name
Designation
Date |  | 31
Place
Click for Sch-1

## Sch-1
Spec. No.: 5002002223/GIS-EXCLUDING/DOM/A00 - CC CS -1 | [12 empty] | Schedule-1
Substation Package SS-92: For (I) Extension of 400/220kV GIS Indore S/S under ‘Transmission System associated with Scheme to control fault level at Indore Substation in Western Region’; and (II) Extension of Gwalior Substation with 2 Nos. GIS bays for termination of LILO of 220kV Gwalior Datia line under ‘Consultancy Services to MPPTCL’
(SCHEDULE OF RATES AND PRICES)
BIDDER:
JOINT VENTURE OF 0 & X | [9 empty] | To: | [9 empty] | 2
Bidder’s Name and Address (Lead Partner) : | [9 empty] | Contract Services | [9 empty] | 0
Name : | [9 empty] | Power Grid Corporation of India Ltd., | [9 empty] | X
Address : | [9 empty] | "Saudamini", Plot No.-2 | [9 empty] | JOINT VENTURE OF 0 & X
Sector-29,
Gurgaon (Haryana) - 122001
Plant and Equipment (including Mandatory Spares Parts) to be supplied, including Type Test Charges for Tests to be conducted.
(All Prices are in Indian Rupees)
SI. No. | PR No | PR Line Item No | Activity Description | Material Code | HSN Code | Whether HSN in column ‘6’ is confirmed. If not, indicate applicable the HSN code # | Rate of GST applicable ( in %) | Whether rate of GST in column ‘8’ is confirmed. If not, indicate applicable rate of GST # | Item Description | Unit | Qty. | Unit Ex-Works Price (excluding GST) | Total Ex-Works Price (excluding GST)
1 | 2 | 3 | 4 | 5 | 6 | 7 | 8 | 9 | 10 | 11 | 12 | 13 | 14 = 12 X 13 | [7 empty] | 91
| 220KV GWALIOR LINE BAYS | [19 empty] | 0
1 | 7000016930 | 10 | 220 KV GIS Equipments | 1000001834 | 85359030 |  | 18 |  | 245 kV, 3000A, 40kA, SF6 GIS Bus barmodule as per Section-Project,Technical specification | SET | 2 |  | INCLUDED | 0 | 0 | 0 | 0 | 0 | 0
2 | 7000016931 | 10 | 220 KV GIS Equipments | 1000001679 | 85359030 |  | 18 |  | 245kV, 1600 A, 40 kA, SF6 GIS Linefeeder bay module as perSection-Project, Technicalspecification | SET | 2 |  | INCLUDED | 0 | 0 | 0 | 0 | 0 | 0
3 | 7000016945 | 10 | 220 KV GIS Equipments | 1000032764 | 85389000 |  | 18 |  | 245KV, 1600A, 40KA SINGLE PHASE SF6 TO AIR BUSHING | SET | 6 |  | INCLUDED | 0 | 0 | 0 | 0 | 0 | 0
4 | 7000016973 | 10 | 220 KV GIS Equipments | 1000033279 | 85389000 |  | 18 |  | 245KV,1600A, 40KA,3 PHASE, SF6 GAS INSULATED BUS DUCT (GIB) OUTSIDEGIS HALL ALONGWITH ASSOCIATED SUPPORT STRUCTURE | M | 70 |  | INCLUDED | 0 | 0 | 0 | 0 | 0 | 0
5 | 7000016974 | 10 | 220 KV GIS Equipments | 1000032772 | 85389000 |  | 18 |  | 245KV, 3000A, 40KA SINGLE PHASE SF6 TO AIR BUSHING | SET | 6 |  | INCLUDED | 0 | 0 | 0 | 0 | 0 | 0
6 | 7000016975 | 10 | 220 KV GIS Equipments | 1000036705 | 85389000 |  | 18 |  | 245KV 3000A 40KA 3-PH GIS BUS DUCT | M | 65 |  | INCLUDED | 0 | 0 | 0 | 0 | 0 | 0
7 | 7000016927 | 10 | 220 KV AIS EQUIPMENTS | 1000001772 | 85359090 |  | 18 |  | 245 kV, 4400pf Capacitive Voltage Transformer (1- Phase) | EA | 6 |  | INCLUDED | 0 | 0 | 0 | 0 | 0 | 0
8 | 7000016928 | 10 | 220 KV AIS EQUIPMENTS | 1000020417 | 85354010 |  | 18 |  | 216kV Surge Arrester (1-phase) | EA | 6 |  | INCLUDED | 0 | 0 | 0 | 0 | 0 | 0
9 | 7000016929 | 10 | 220 KV AIS EQUIPMENTS | 1000001695 | 85462040 |  | 18 |  | 245 kV, 1 phase Bus Post Insulator (except for Line Traps) | EA | 24 |  | INCLUDED | 0 | 0 | 0 | 0 | 0 | 0
10 | 7000016932 | 10 | Relay & Protection panel | 1000001170 | 85371000 |  | 18 |  | 220kV Circuit Breaker Relay Panel with Auto Reclose (with Automation) | EA | 2 |  | INCLUDED | 0 | 0 | 0 | 0 | 0 | 0
11 | 7000016943 | 10 | Relay & Protection panel | 1000001330 | 85371000 |  | 18 |  | 220kV Line Protection Panel (with Automation) | EA | 2 |  | INCLUDED | 0 | 0 | 0 | 0 | 0 | 0
12 | 7000016949 | 10 | Relay & Protection panel | 1000006842 | 85371000 |  | 18 |  | Augmentation of existing 220kV bus bar protection scheme | SET | 1 |  | INCLUDED | 0 | 0 | 0 | 0 | 0 | 0
13 | 7000016950 | 10 | Substation Automation System | 1000028312 | 85371000 |  | 18 |  | AUGMENTATION OF SUBSTATION AUTOMATION SYSTEM INCLUDING HARDWARE ANDSOFTWARE ALONG WITH ASSOCIATED EQUIPMENT AND KIOSKS FOR FOLLOWING BAYS(BAY AS DEFINED IN THE TECHNICAL SPECIFICATION, SEC.-SUBSTATIONAUTOMATION SYSTEM) | LOT | 2 |  | INCLUDED | 0 | 0 | 0 | 0 | 0 | 0
14 | 7000016947 | 10 | PLCC AT GWALIOR (POWERGRID) | 1000001567 | 85176210 |  | 18 |  | 220kV, 1600A, 0.5mH, 40 kA Line Trap | EA | 4 |  | INCLUDED | 0 | 0 | 0 | 0 | 0 | 0
15 | 7000016948 | 10 | PLCC AT GWALIOR (POWERGRID) | 1000001694 | 85462040 |  | 18 |  | 245 kV ,1 phase Bus Post Insulators for Line Traps | EA | 12 |  | INCLUDED | 0 | 0 | 0 | 0 | 0 | 0
16 | 7000016961 | 10 | PLCC AT GWALIOR (POWERGRID) | 1000010014 | 85176210 |  | 18 |  | Coupling device for PLCC | SET | 2 |  | INCLUDED | 0 | 0 | 0 | 0 | 0 | 0
17 | 7000016962 | 10 | PLCC AT GWALIOR (POWERGRID) | 1000000046 | 85176210 |  | 18 |  | Carrier Equipment Analog type (for Speech+Data & Speech+Protection) | EA | 2 |  | INCLUDED | 0 | 0 | 0 | 0 | 0 | 0
18 | 7000016963 | 10 | PLCC AT GWALIOR (POWERGRID) | 1000017887 | 85176210 |  | 18 |  | Analog Protection Coupler for PLCC | EA | 2 |  | INCLUDED | 0 | 0 | 0 | 0 | 0 | 0
19 | 7000016964 | 10 | PLCC AT GWALIOR (POWERGRID) | 1000002134 | 85176210 |  | 18 |  | 4wire telephone equipment | EA | 1 |  | INCLUDED | 0 | 0 | 0 | 0 | 0 | 0
20 | 7000016972 | 10 | PLCC AT GWALIOR (POWERGRID) | 1000009250 | 85176210 |  | 18 |  | HF Cable 75 ohms for PLCC | M | 0.5 |  | INCLUDED | 0 | 0 | 0 | 0 | 0 | 0
21 | 7000016968 | 10 | PLCC AT GWALIOR (DATIA-MPPTCL) | 1000000046 | 85176210 |  | 18 |  | Carrier Equipment Analog type (for Speech+Data & Speech+Protection) | EA | 2 |  | INCLUDED | 0 | 0 | 0 | 0 | 0 | 0
22 | 7000016969 | 10 | PLCC AT GWALIOR (DATIA-MPPTCL) | 1000017887 | 85176210 |  | 18 |  | Analog Protection Coupler for PLCC | EA | 2 |  | INCLUDED | 0 | 0 | 0 | 0 | 0 | 0
23 | 7000016970 | 10 | PLCC AT GWALIOR (DATIA-MPPTCL) | 1000002134 | 85176210 |  | 18 |  | 4wire telephone equipment | EA | 1 |  | INCLUDED | 0 | 0 | 0 | 0 | 0 | 0
24 | 7000016971 | 10 | PLCC AT GWALIOR (DATIA-MPPTCL) | 1000025769 | 85176210 |  | 18 |  | Testing & Maintenance equipment (print test kit only) for PLCC | SET | 1 |  | INCLUDED | 0 | 0 | 0 | 0 | 0 | 0
25 | 7000016933 | 10 | STEEL STRUCTURES | 1000029973 | 73082011 |  | 18 |  | CGP 220KV STANDARD TOWERS AND BEAMS | EA | 2 |  | INCLUDED | 0 | 0 | 0 | 0 | 0 | 0
26 | 7000016934 | 10 | STEEL STRUCTURES | 1000029974 | 73082011 |  | 18 |  | CHP 220KV STANDARD TOWERS AND BEAMS | EA | 2 |  | INCLUDED | 0 | 0 | 0 | 0 | 0 | 0
27 | 7000016935 | 10 | STEEL STRUCTURES | 1000020088 | 73082011 |  | 18 |  | Fabrication, galvanising and supply of Standard 220 kV Gantry BG1including nuts, bolts, all type of washers, packplates, step bolts andgusset plates excluding foundation bolts | EA | 3 |  | INCLUDED | 0 | 0 | 0 | 0 | 0 | 0
28 | 7000016936 | 10 | STEEL STRUCTURES | 1000020188 | 73045930 |  | 18 |  | Fabrication, galvanising and supply of Standard Pipe Structure - 220kV CVT including nuts, bolts, all type of washers, packplates, stepbolts and gusset plates excluding foundation bolts | EA | 6 |  | INCLUDED | 0 | 0 | 0 | 0 | 0 | 0
29 | 7000016937 | 10 | STEEL STRUCTURES | 1000020190 | 73045930 |  | 18 |  | Fabrication, galvanising and supply of Standard Pipe Structure - 220kV SA including nuts, bolts, all type of washers, packplates, stepbolts and gusset plates excluding foundation bolts | EA | 6 |  | INCLUDED | 0 | 0 | 0 | 0 | 0 | 0
30 | 7000016938 | 10 | STEEL STRUCTURES | 1000020186 | 73045930 |  | 18 |  | Fabrication, galvanising and supply of Std Pipe Structure - 220 kVBPI including nuts, bolts, all type of washers, packplates, step boltsand gusset plates excluding foundation bolts | EA | 12 |  | INCLUDED | 0 | 0 | 0 | 0 | 0 | 0
31 | 7000016956 | 10 | STEEL STRUCTURES | 1000052285 | 73045930 |  | 18 |  | EQUIPMENT STRUCTURE INCLUDING FOUNDATION BOLT-220KV HIGH BPI (1PH) | EA | 12 |  | INCLUDED | 0 | 0 | 0 | 0 | 0 | 0
32 | 7000016889 | 20 | STEEL STRUCTURES | 1000020191 | 73045930 |  | 18 |  | Fabrication, galvanising and supply of Std Pipe Structure - 220 kV WTincluding nuts, bolts, all type of washers, packplates, step bolts andgusset plates excluding foundation bolts | EA | 4 |  | INCLUDED | 0 | 0 | 0 | 0 | 0 | 0
33 | 7000016939 | 10 | Erection Insulator & Hardware | 1000011246 | 72169990 |  | 18 |  | Erection Hardware for 220kV DM-type layout for GIS terminationarrangement-Line bay as per technical specification | SET | 2 |  | INCLUDED | 0 | 0 | 0 | 0 | 0 | 0
34 | 7000016965 | 10 | Erection Insulator & Hardware | 1000055973 | 72169990 |  | 18 |  | 220KV SUSPENSION INSULATOR STRING AND ASSOCIATED HARDWARE FITTINGSWITH DROP CLAMP SUITABLE FOR QUAD CONDUCTOR | EA | 6 |  | INCLUDED | 0 | 0 | 0 | 0 | 0 | 0
35 | 7000016966 | 10 | Erection Insulator & Hardware | 1000055974 | 72169990 |  | 18 |  | 220KV SUSPENSION INSULATOR STRING AND ASSOCIATED HARDWARE FITTINGSWITH DROP CLAMP SUITABLE FOR SINGLR CONDUCTOR | EA | 6 |  | INCLUDED | 0 | 0 | 0 | 0 | 0 | 0
36 | 7000016967 | 10 | Erection Insulator & Hardware | 1000055979 | 72169990 |  | 18 |  | 220KV TENSION INSULATOR STRING AND ASSOCIATED HARDWARE FITTINGSWITHOUT TURN BUCKLE SUITABLE FOR SINGLE CONDUCTOR | EA | 6 |  | INCLUDED | 0 | 0 | 0 | 0 | 0 | 0
37 | 7000016940 | 10 | Earthing | 1000004302 | 72159090 |  | 18 |  | 40 mm MS rod for Main Earthmat | M | 500 |  | INCLUDED | 0 | 0 | 0 | 0 | 0 | 0
38 | 7000016941 | 10 | ILLUMINATION | 1000014548 | 94059900 |  | 18 |  | Lighting Panel type ACP-3 as per technical specification | EA | 1 |  | INCLUDED | 0 | 0 | 0 | 0 | 0 | 0
39 | 7000016944 | 10 | ILLUMINATION | 1000038039 | 94051090 |  | 18 |  | LIGHTING FIXTURE LED LUMINAIRES TYPE FL-1 AS PER TECH. SPECIFICATIONS | EA | 4 |  | INCLUDED | 0 | 0 | 0 | 0 | 0 | 0
40 | 7000016946 | 10 | ILLUMINATION | 1000038325 | 94059900 |  | 18 |  | LIGHTING FIXTURE LED LUMINAIRES TYPE FL2 AS PER TECH. SPECIFICATIONS | EA | 4 |  | INCLUDED | 0 | 0 | 0 | 0 | 0 | 0
41 | 7000016951 | 10 | ILLUMINATION | 1000013795 | 94059900 |  | 18 |  | Illumination System for switchyard panel room of 6 m length | LS | 1 |  | INCLUDED | 0 | 0 | 0 | 0 | 0 | 0
42 | 7000016955 | 10 | Air conditioning | 1000006284 | 84151090 |  | 28 |  | Air conditioning system for Switchyard Panel Room of 6m length | SET | 1 |  | INCLUDED | 0 | 0 | 0 | 0 | 0 | 0
43 | 7000016952 | 10 | Fire Protection | 1000012018 | 85311020 |  | 18 |  | Fire Detection and Alarm System for Switchyard Panel Room of 6 mlength | SET | 1 |  | INCLUDED | 0 | 0 | 0 | 0 | 0 | 0
44 | 7000016953 | 10 | Fire Protection | 1000012023 | 84241000 |  | 18 |  | 5kg CO2 type Portable Fire Extinguisher | EA | 1 |  | INCLUDED | 0 | 0 | 0 | 0 | 0 | 0
45 | 7000016954 | 10 | Visual Monitoring System | 1000030433 | 85287390 |  | 18 |  | COLOR IP CAMERA, WITH PAN, TILT AND ZOOM FACILITIES, ALONGWITH ALLREQUIRED ITEMS, ACCESSORIES, LINE INTERFACE UNITS, FIBER PATCH CORDS,POWER SUPPLY UNITS, JUNCTION BOXES, CABLES, FIBER OPTIC CABLES, ETC.,AND INCLUDING INTEGRATION IN EXISTING HARDWARE AND SOFTWARE FORAUGMENTATION OF VISUAL MONITORING SYSTEM AS PER TECHNICALSPECIFICATION. | SET | 1 |  | INCLUDED | 0 | 0 | 0 | 0 | 0 | 0
46 | 7000016986 | 10 | Mandatory Spares GIS | 1000058300 | 85359030 |  | 18 |  | 220KV GIS-SF6 GAS PRESSURE RELIEF DEVICE ASSEMBLY OF EACH TYPE | EA | 1 |  | INCLUDED | 0 | 0 | 0 | 0 | 0 | 0
47 | 7000016987 | 10 | Mandatory Spares GIS | 1000049816 | 85359030 |  | 18 |  | SF6 PRESSURE GAUGE CUM SWITCH /DENSITY MONITORS AND PRESSURESWITCH AS APPLICABLE, OF EACH TYPE-220KV GIS | SET | 2 |  | INCLUDED | 0 | 0 | 0 | 0 | 0 | 0
48 | 7000016988 | 10 | Mandatory Spares GIS | 1000049752 | 85359030 |  | 18 |  | COUPLING DEVICE FOR PRESSURE GAUGE CUM SWITCH FOR CONNECTINGGAS HANDLING PLANT OF EACH TYPE-220KV GIS | SET | 1 |  | INCLUDED | 0 | 0 | 0 | 0 | 0 | 0
49 | 7000016989 | 10 | Mandatory Spares GIS | 1000049761 | 85359030 |  | 18 |  | RUBBER GASKETS, Ã‚â‚¬Å’OÃ‚â‚¬Â RINGS AND SEALS FOR SF6 GAS FOR GISENCLOSURE OF EACH TYPE-220KV GIS | SET | 2 |  | INCLUDED | 0 | 0 | 0 | 0 | 0 | 0
50 | 7000016990 | 10 | Mandatory Spares GIS | 1000058298 | 85359030 |  | 18 |  | 220KV GIS-MOLECULAR FILTER FOR SF6 GAS WITH FILTER BAGS (5 % OF TOTALWEIGHT) | SET | 1 |  | INCLUDED | 0 | 0 | 0 | 0 | 0 | 0
51 | 7000016991 | 10 | Mandatory Spares GIS | 1000049749 | 85359030 |  | 18 |  | CONTROL VALVES FOR SF6 GAS OF EACH TYPE-220KV GIS | SET | 2 |  | INCLUDED | 0 | 0 | 0 | 0 | 0 | 0
52 | 7000016992 | 10 | Mandatory Spares GIS | 1000058299 | 85359030 |  | 18 |  | 220KV GIS-SF6 GAS (5 % OF TOTAL GAS QUANTITY) | LOT | 1 |  | INCLUDED | 0 | 0 | 0 | 0 | 0 | 0
53 | 7000016993 | 10 | Mandatory Spares GIS | 1000049782 | 85359030 |  | 18 |  | LOCKING DEVICE TO KEEP THE DIS-CONNECTORS (ISOLATORS)AND EARTHING/FAST EARTHING SWITCHES (AS APPLICABLE) IN CLOSE OR OPENPOSITION IN CASE OF REMOVAL OF THE DRIVING MECHANISM-220KV GIS | SET | 2 |  | INCLUDED | 0 | 0 | 0 | 0 | 0 | 0
54 | 7000016994 | 10 | Mandatory Spares GIS | 1000049504 | 85359030 |  | 18 |  | UHF PD SENSORS OF EACH TYPE ALONG WITH BNC CONNECTOR FOR 245KV GIS | EA | 3 |  | INCLUDED | 0 | 0 | 0 | 0 | 0 | 0
55 | 7000016995 | 10 | Mandatory Spares GIS | 1000058302 | 85359030 |  | 18 |  | 220KV GIS-SUPPORT INSULATORS (GAS THROUGH) OF EACH TYPE (COMPLETE WITHMETAL RING ETC.) ALONG WITH ASSOCIATED CONTACTS AND SHIELDS | EA | 3 |  | INCLUDED | 0 | 0 | 0 | 0 | 0 | 0
56 | 7000016996 | 10 | Mandatory Spares GIS | 1000058297 | 85359030 |  | 18 |  | 220KV GIS-GAS BARRIERS OF EACH TYPE (COMPLETE WITH METAL RING ETC.)ALONG WITH ASSOCIATED CONTACTS AND SHIELDS | EA | 3 |  | INCLUDED | 0 | 0 | 0 | 0 | 0 | 0
57 | 7000016997 | 10 | Mandatory Spares GIS | 1000058301 | 85359030 |  | 18 |  | 220KV GIS- 1600A SF6 TO AIR BUSHING COMPLETE IN ALL RESPECT | EA | 1 |  | INCLUDED | 0 | 0 | 0 | 0 | 0 | 0
58 | 7000016998 | 10 | Mandatory Spares GIS | 1000049497 | 85359030 |  | 18 |  | LCC SPARES - AUX. RELAYS, CONTACTORS,PUSH BUTTONS, SWITCHES, LAMPS,ANNUNCIATION WINDOWS, MCB, FUSES,TIMERS, TERMINAL BLOCKS ETC. OF EACHTYPE & RATING-220kV GIS | SET | 1 |  | INCLUDED | 0 | 0 | 0 | 0 | 0 | 0
59 | 7000016999 | 10 | Mandatory Spares GIS | 1000058284 | 85359030 |  | 18 |  | 220KV GIS-ONE POLE OF 1600A CIRCUIT BREAKER WITH INTERRUPTER, MAINCIRCUIT, ENCLOSURE AND OPERATING MECHANISM COMPLETE IN ALL RESPECT | SET | 1 |  | INCLUDED | 0 | 0 | 0 | 0 | 0 | 0
60 | 7000017000 | 10 | Mandatory Spares GIS | 1000021871 | 85389000 |  | 18 |  | Trip coil assembly with resistor for245kV GIS Circuit Breaker (asapplicable) | SET | 3 |  | INCLUDED | 0 | 0 | 0 | 0 | 0 | 0
61 | 7000017001 | 10 | Mandatory Spares GIS | 1000009185 | 85389000 |  | 18 |  | Closing coil assembly with resistor for245kV GIS Circuit Breaker (asapplicable) | SET | 3 |  | INCLUDED | 0 | 0 | 0 | 0 | 0 | 0
62 | 7000017002 | 10 | Mandatory Spares GIS | 1000058292 | 85359030 |  | 18 |  | RELAYS, POWER CONTACTORS, PUSH BUTTONS, TIMERS & MCBS ETC. (ASAPPLICABLE) OF EACH TYPE FOR 220KV GIS CIRCUIT BREAKER | SET | 1 |  | INCLUDED | 0 | 0 | 0 | 0 | 0 | 0
63 | 7000017003 | 10 | Mandatory Spares GIS | 1000007066 | 85389000 |  | 18 |  | Auxiliary switch assembly of each type for 245kV GIS Circuit Breaker | SET | 1 |  | INCLUDED | 0 | 0 | 0 | 0 | 0 | 0
64 | 7000017004 | 10 | Mandatory Spares GIS | 1000058291 | 85359030 |  | 18 |  | 220KV GIS CIRCUIT BREAKER-OPERATION COUNTER | EA | 1 |  | INCLUDED | 0 | 0 | 0 | 0 | 0 | 0
65 | 7000017005 | 10 | Mandatory Spares GIS | 1000058288 | 85359030 |  | 18 |  | 220KV GIS CIRCUIT BREAKER-HYDRAULIC OPERATING MECHANISM WITH DRIVEMOTOR (FOR HYDRAULIC OPERATED MECHANISM, IF APPLICABLE) | SET | 1 |  | INCLUDED | 0 | 0 | 0 | 0 | 0 | 0
66 | 7000017006 | 10 | Mandatory Spares GIS | 1000049758 | 85359030 |  | 18 |  | HYDRAULIC FILTER OF EACH TYPE (FOR HYDRAULIC OPERATED MECHANISM, IFPPLICABLE)-220KV GIS CIRCUIT BREKAER | SET | 1 |  | INCLUDED | 0 | 0 | 0 | 0 | 0 | 0
67 | 7000017007 | 10 | Mandatory Spares GIS | 1000058272 | 85359030 |  | 18 |  | 220KV GIS CIRCUIT BREAKER- HOSE PIPE OF EACH TYPE (AS APPLICABLE) (FORHYDRAULIC OPERATED MECHANISM, IF APPLICABLE) | SET | 1 |  | INCLUDED | 0 | 0 | 0 | 0 | 0 | 0
68 | 7000017008 | 10 | Mandatory Spares GIS | 1000058290 | 85359030 |  | 18 |  | 220KV GIS CIRCUIT BREAKER - N2 ACCUMULATOR (FOR HYDRAULIC OPERATEDMECHANISM, IF APPLICABLE) | SET | 1 |  | INCLUDED | 0 | 0 | 0 | 0 | 0 | 0
69 | 7000017009 | 10 | Mandatory Spares GIS | 1000049834 | 85359030 |  | 18 |  | VALVES OF EACH TYPE (FOR HYDRAULIC OPERATED MECHANISM, IFAPPLICABLE)-220KV GIS CIRCUIT BREKAER | SET | 1 |  | INCLUDED | 0 | 0 | 0 | 0 | 0 | 0
70 | 7000017010 | 10 | Mandatory Spares GIS | 1000049794 | 85359030 |  | 18 |  | PIPE LENGTH (COPPER & STEEL) OF EACH SIZE & TYPE (FOR HYDRAULICOPERATED MECHANISM, IF APPLICABLE)-220KV GIS CIRCUIT BREKAER | SET | 1 |  | INCLUDED | 0 | 0 | 0 | 0 | 0 | 0
71 | 7000017011 | 10 | Mandatory Spares GIS | 1000049807 | 85359030 |  | 18 |  | PRESSURE SWITCHES OF EACH TYPE (FOR HYDRAULIC OPERATED MECHANISM, IFAPPLICABLE)-220KV GIS CIRCUIT BREKAER | SET | 1 |  | INCLUDED | 0 | 0 | 0 | 0 | 0 | 0
72 | 7000017012 | 10 | Mandatory Spares GIS | 1000049804 | 85359030 |  | 18 |  | PRESSURE GAUGE WITH COUPLING DEVICE OF EACH TYPE (FOR HYDRAULICOPERATED MECHANISM, IF APPLICABLE)-220KV GIS CIRCUIT BREKAER | SET | 1 |  | INCLUDED | 0 | 0 | 0 | 0 | 0 | 0
73 | 7000017013 | 10 | Mandatory Spares GIS | 1000058289 | 85359030 |  | 18 |  | 220KV GIS CIRCUIT BREAKER-HYDRAULIC OIL (5% OF TOTAL OIL QUANTITY)(FOR HYDRAULIC OPERATED MECHANISM, IF APPLICABLE) | SET | 1 |  | INCLUDED | 0 | 0 | 0 | 0 | 0 | 0
74 | 7000017014 | 10 | Mandatory Spares GIS | 1000049798 | 85359030 |  | 18 |  | PRESSURE RELIEF DEVICE OF EACH TYPE (FOR HYDRAULIC OPERATED MECHANISM,IF APPLICABLE)-220KV GIS CIRCUIT BREKAER | SET | 1 |  | INCLUDED | 0 | 0 | 0 | 0 | 0 | 0
75 | 7000017015 | 10 | Mandatory Spares GIS | 1000058293 | 85359030 |  | 18 |  | 220KV GIS CIRCUIT BREAKER-COMPLETE SPRING OPERATING MECHANISMINCLUDING CHARGING MECHANISM ETC. (FOR SPRING OPERATED MECHANISM, IFAPPLICABLE) | SET | 1 |  | INCLUDED | 0 | 0 | 0 | 0 | 0 | 0
76 | 7000017016 | 10 | Mandatory Spares GIS | 1000058287 | 85359030 |  | 18 |  | 220KV GIS CIRCUIT BREAKER- COMPLETE HYDRAULIC-SPRING OPERATINGMECHANISM INCLUDING CHARGING MECHANISM ETC. (FOR HYDRAULIC-SPRINGOPERATED MECHANISM, IF APPLICABLE) | SET | 1 |  | INCLUDED | 0 | 0 | 0 | 0 | 0 | 0
77 | 7000017017 | 10 | Mandatory Spares GIS | 1000049797 | 85359030 |  | 18 |  | PRESSURE SWITCHES OF EACH TYPE (FOR HYDRAULIC-SPRING OPERATEDMECHANISM, IF APPLICABLE)-220KV GIS CIRCUIT BREAKER | SET | 1 |  | INCLUDED | 0 | 0 | 0 | 0 | 0 | 0
78 | 7000017018 | 10 | Mandatory Spares GIS | 1000049801 | 85359030 |  | 18 |  | PRESSURE GAUGE WITH COUPLING DEVICE OF EACH TYPE (FOR HYDRAULIC-SPRINGOPERATED MECHANISM, IF APPLICABLE)-220KV GIS CIRCUIT BREKAER | SET | 1 |  | INCLUDED | 0 | 0 | 0 | 0 | 0 | 0
79 | 7000017019 | 10 | Mandatory Spares GIS | 1000058371 | 85359030 |  | 18 |  | 220kV GIS- Three phase of 1600Adisconnector switch including maincircuit, enclosure, driving mechanismand support insulator etc., complete inall respect (Note 1- The contractorshall supply spare for disconnectorswitch to ensure one to one replacementof all disconnector switch supplied asmain equipment without any requirementof modification in fittings at site tocover all different types ofdisconnector switch supplied. In case,quantity of supplied dis-connectorswitch types (for one to onereplacement) are more than the quantitymentioned in BPS for spare, thecontractor shall supply theseadditional types of disconnector switchwithout any additional priceimplication to POWERGRID and quantitiesof these additional type ofdisconnector switch are deem to beincluded in the quantities mentioned inBPS for spare disconnector. Note 2 - Incase, Dis-connector Switch (DS) & EarthSwitch (ES) is provided in a sameenclosure with common operatingmechanism, then the module comprisingof Dis-connector & Earth switch insingle enclosure with common operatingmechanism is to be provided under thehead of spare Dis-connector only. Note3- In case, Dis-connector Switch (DS)&Earth Switch (ES) is provided in asame enclosure with separate operatingmechanism, then the module comprisingof Dis-connector & Earth switch insingle enclosure with separateoperating mechanism is to be providedunder the head of spare Dis-connectoronly.) | EA | 2 |  | INCLUDED | 0 | 0 | 0 | 0 | 0 | 0
80 | 7000017020 | 10 | Mandatory Spares GIS | 1000058282 | 85359030 |  | 18 |  | 220KV GIS- THREE PHASE MAINTENANCE EARTHING SWITCH INCLUDING MAINCIRCUIT, ENCLOSURE, DRIVING MECHANISM AND SUPPORT INSULATOR ETC.,COMPLETE IN ALL RESPECT (NOTE 1 - IN CASE, DIS-CONNECTOR SWITCH (DS) &EARTH SWITCH (ES) IS PROVIDED IN A SAME ENCLOSURE WITH COMMONOPERATING MECHANISM, THEN THE MODULE COMPRISING OF DIS-CONNECTOR &EARTH SWITCH IN SINGLE ENCLOSURE WITH COMMON OPERATING MECHANISM IS TOBE PROVIDED UNDER THE HEAD OF SPARE DIS-CONNECTOR ONLY. NOTE 2 - INCASE, DIS-CONNECTOR SWITCH (DS) & EARTH SWITCH (ES) IS PROVIDED IN ASAME ENCLOSURE WITH SEPARATE OPERATING MECHANISM, THEN THE MODULECOMPRISING OF DIS-CONNECTOR & EARTH SWITCH IN SINGLE ENCLOSURE WITHSEPARATE OPERATING MECHANISM IS TO BE PROVIDED UNDER THE HEAD OF SPAREDIS-CONNECTOR ONLY.) | EA | 1 |  | INCLUDED | 0 | 0 | 0 | 0 | 0 | 0
81 | 7000017021 | 10 | Mandatory Spares GIS | 1000058278 | 85359030 |  | 18 |  | 220KV GIS - THREE PHASE FAST EARTHING SWITCH INCLUDING MAIN CIRCUIT,ENCLOSURE, DRIVING MECHANISM AND SUPPORT INSULATOR ETC., COMPLETE INALL RESPECT (NOTE 1 - IN CASE, DIS-CONNECTOR SWITCH (DS) & EARTHSWITCH (ES) IS PROVIDED IN A SAME ENCLOSURE WITH COMMON OPERATINGMECHANISM, THEN THE MODULE COMPRISING OF DIS-CONNECTOR & EARTH SWITCHIN SINGLE ENCLOSURE WITH COMMON OPERATING MECHANISM IS TO BE PROVIDEDUNDER THE HEAD OF SPARE DIS-CONNECTOR ONLY. NOTE 2 - IN CASE,DIS-CONNECTOR SWITCH (DS) & EARTH SWITCH (ES) IS PROVIDED IN A SAMEENCLOSURE WITH SEPARATE OPERATING MECHANISM, THEN THE MODULECOMPRISING OF DIS-CONNECTOR & EARTH SWITCH IN SINGLE ENCLOSURE WITHSEPARATE OPERATING MECHANISM IS TO BE PROVIDED UNDER THE HEAD OF SPAREDIS-CONNECTOR ONLY.) | EA | 1 |  | INCLUDED | 0 | 0 | 0 | 0 | 0 | 0
82 | 7000017022 | 10 | Mandatory Spares GIS | 1000058273 | 85359030 |  | 18 |  | OPEN/CLOSE CONTACTOR ASSEMBLY, TIMERS, KEY INTERLOCK, INTERLOCKINGCOILS, RELAYS, PUSH BUTTONS, INDICATING LAMPS, POWER CONTACTORS,RESISTORS, FUSES, MCBS & DRIVE CONTROL CARDS ETC. (AS APPLICABLE) ONEOF EACH TYPE FOR ONE COMPLETE MOM BOX FOR 220KV GIS DISCONNECTORSWITCH | SET | 1 |  | INCLUDED | 0 | 0 | 0 | 0 | 0 | 0
83 | 7000017023 | 10 | Mandatory Spares GIS | 1000058280 | 85359030 |  | 18 |  | OPEN/CLOSE CONTACTOR ASSEMBLY, TIMERS, KEY INTERLOCK, INTERLOCKINGCOILS, RELAYS, PUSH BUTTONS, INDICATING LAMPS, POWER CONTACTORS,RESISTORS, FUSES, MCBS & DRIVE CONTROL CARDS ETC. (AS APPLICABLE) ONEOF EACH TYPE FOR ONE COMPLETE MOM BOX FOR 220KV GIS MAINTENANCE EARTHSWITCH | SET | 1 |  | INCLUDED | 0 | 0 | 0 | 0 | 0 | 0
84 | 7000017024 | 10 | Mandatory Spares GIS | 1000058276 | 85359030 |  | 18 |  | OPEN/CLOSE CONTACTOR ASSEMBLY, TIMERS, KEY INTERLOCK, INTERLOCKINGCOILS, RELAYS, PUSH BUTTONS, INDICATING LAMPS, POWER CONTACTORS,RESISTORS, FUSES, MCBS & DRIVE CONTROL CARDS ETC. (AS APPLICABLE) ONEOF EACH TYPE FOR ONE COMPLETE MOM BOX FOR 220KV GIS FAST EARTHINGSWITCH | SET | 1 |  | INCLUDED | 0 | 0 | 0 | 0 | 0 | 0
85 | 7000017025 | 10 | Mandatory Spares GIS | 1000049773 | 85359030 |  | 18 |  | LIMIT SWITCHES AND AUX. SWITCHES FOR ONE COMPLETE MOM BOX FORDISCONNECTOR-220KV GIS | SET | 1 |  | INCLUDED | 0 | 0 | 0 | 0 | 0 | 0
86 | 7000017026 | 10 | Mandatory Spares GIS | 1000049775 | 85359030 |  | 18 |  | LIMIT SWITCHES AND AUX. SWITCHES FOR ONE COMPLETE MOM BOX FORMAINTENANCE EARTHING SWITCH-220KV GIS | SET | 1 |  | INCLUDED | 0 | 0 | 0 | 0 | 0 | 0
87 | 7000017027 | 10 | Mandatory Spares GIS | 1000049774 | 85359030 |  | 18 |  | LIMIT SWITCHES AND AUX. SWITCHES FOR ONE COMPLETE MOM BOX FOR FASTEARTHING SWITCH (IF APPLICABLE)-220KV GIS | SET | 1 |  | INCLUDED | 0 | 0 | 0 | 0 | 0 | 0
88 | 7000017028 | 10 | Mandatory Spares GIS | 1000058274 | 85359030 |  | 18 |  | DRIVE MECHANISM FOR 220KV GIS DISCONNECTOR SWITCH | SET | 1 |  | INCLUDED | 0 | 0 | 0 | 0 | 0 | 0
89 | 7000017029 | 10 | Mandatory Spares GIS | 1000058281 | 85359030 |  | 18 |  | DRIVE MECHANISM FOR 220KV GIS MAINTENANCE EARTH SWITCH | SET | 1 |  | INCLUDED | 0 | 0 | 0 | 0 | 0 | 0
90 | 7000017030 | 10 | Mandatory Spares GIS | 1000058277 | 85359030 |  | 18 |  | DRIVE MECHANISM FOR 220KV GIS FAST EARTHING SWITCH | SET | 1 |  | INCLUDED | 0 | 0 | 0 | 0 | 0 | 0
91 | 7000017031 | 10 | Mandatory Spares GIS | 1000058275 | 85359030 |  | 18 |  | MOTOR FOR DRIVE MECHANISM FOR 220KV GIS DISCONNECTOR SWITCH | EA | 1 |  | INCLUDED | 0 | 0 | 0 | 0 | 0 | 0
92 | 7000017032 | 10 | Mandatory Spares GIS | 1000058283 | 85359030 |  | 18 |  | MOTOR FOR DRIVE MECHANISM FOR 220KVGIS MAINTENANCE EARTH SWITCH | EA | 1 |  | INCLUDED | 0 | 0 | 0 | 0 | 0 | 0
93 | 7000017033 | 10 | Mandatory Spares GIS | 1000058279 | 85359030 |  | 18 |  | MOTOR FOR DRIVE MECHANISM FOR 220KV GIS FAST EARTHING SWITCH | EA | 1 |  | INCLUDED | 0 | 0 | 0 | 0 | 0 | 0
94 | 7000017034 | 10 | Mandatory Spares GIS | 1000058294 | 85359030 |  | 18 |  | 220KV GIS- SINGLE PHASE OF CURRENT TRANSFORMER (4 CORES) WITHASSOCIATED ENCLOSURE AND PRIMARY CONDUCTOR COMPLETE IN ALL RESPECT | EA | 1 |  | INCLUDED | 0 | 0 | 0 | 0 | 0 | 0
95 | 7000017035 | 10 | Mandatory Spares AIS- Lumpsum | 1000025934 | 85359090 |  | 18 |  | Spare-245kV CVT | SET | 1 |  | INCLUDED | 0 | 0 | 0 | 0 | 0 | 0
96 | 7000017036 | 10 | Mandatory Spares AIS- Lumpsum | 1000025930 | 85354010 |  | 18 |  | Spare-216kV Surge Arrester | SET | 1 |  | INCLUDED | 0 | 0 | 0 | 0 | 0 | 0
97 | 7000017037 | 10 | Mandatory Spares CRP SAS- Lumpsum | 1000025949 | 85371000 |  | 18 |  | Spare-C & R Panel | SET | 1 |  | INCLUDED | 0 | 0 | 0 | 0 | 0 | 0
98 | 7000017038 | 10 | Mandatory Spares CRP SAS- Lumpsum | 1000019927 | 85389000 |  | 18 |  | Spares-Substation Automation System | LS | 1 |  | INCLUDED | 0 | 0 | 0 | 0 | 0 | 0
99 | 7000016957 | 10 | Foundation bolt | 1000012366 | 73082011 |  | 18 |  | Fabrication, galvanising and supply of 28mm dia foundation boltsincluding nuts, checknuts, washers and packplates. | EA | 312 |  | INCLUDED | 0 | 0 | 0 | 0 | 0 | 0
100 | 7000016958 | 10 | Foundation bolt | 1000012368 | 73082011 |  | 18 |  | Fabrication, galvanising and supply of 40mm dia foundation boltsincluding nuts, checknuts, washers and packplates. | EA | 32 |  | INCLUDED | 0 | 0 | 0 | 0 | 0 | 0
101 | 7000016959 | 10 | Foundation bolt | 1000012369 | 73082011 |  | 18 |  | Fabrication, galvanising and supply of 56mm dia foundation boltsincluding nuts, checknuts, washers and packplates | EA | 32 |  | INCLUDED | 0 | 0 | 0 | 0 | 0 | 0
102 | 7000016960 | 10 | Foundation bolt | 1000012371 | 73082011 |  | 18 |  | Fabrication, galvanising and supply of 80mm dia foundation boltsincluding nuts, checknuts, washers and packplates | EA | 24 |  | INCLUDED | 0 | 0 | 0 | 0 | 0 | 0
103 | 7000016976 | 10 | Control Cables | 1000031964 | 85446020 |  | 18 |  | 1.1KV GRADE 3CX2.5 SQMM CONTROL CABLE | KM | 2.9 |  | INCLUDED | 0 | 0 | 0 | 0 | 0 | 0
104 | 7000016977 | 10 | Control Cables | 1000031987 | 85446020 |  | 18 |  | 1.1KV GRADE 5CX2.5 SQMM CONTROL CABLE | KM | 1.8 |  | INCLUDED | 0 | 0 | 0 | 0 | 0 | 0
105 | 7000016978 | 10 | Control Cables | 1000031887 | 85446020 |  | 18 |  | 1.1KV GRADE 10CX2.5 SQMM CONTROL CABLE | KM | 1.3 |  | INCLUDED | 0 | 0 | 0 | 0 | 0 | 0
106 | 7000016979 | 10 | Control Cables | 1000056264 | 85446020 |  | 18 |  | 1.1KV GRADE 19CX1.5 SQMM CONTROL CABLE | KM | 1.5 |  | INCLUDED | 0 | 0 | 0 | 0 | 0 | 0
107 | 7000016980 | 10 | Power Cables | 1000031957 | 85446020 |  | 18 |  | 1.1KV GRADE 3.5CX70 SQMM (PVC) POWER CABLE | KM | 2 |  | INCLUDED | 0 | 0 | 0 | 0 | 0 | 0
108 | 7000016981 | 10 | Power Cables | 1000031953 | 85446020 |  | 18 |  | 1.1KV GRADE 3.5CX35 SQMM (PVC) POWER CABLE | KM | 2 |  | INCLUDED | 0 | 0 | 0 | 0 | 0 | 0
109 | 7000016982 | 10 | Power Cables | 1000031976 | 85446020 |  | 18 |  | 1.1KV GRADE 4CX16 SQMM (PVC) POWER CABLE | KM | 2 |  | INCLUDED | 0 | 0 | 0 | 0 | 0 | 0
110 | 7000016983 | 10 | Power Cables | 1000031985 | 85446020 |  | 18 |  | 1.1KV GRADE 4CX6 SQMM (PVC) POWER CABLE | KM | 3 |  | INCLUDED | 0 | 0 | 0 | 0 | 0 | 0
111 | 7000016984 | 10 | Power Cables | 1000031943 | 85446020 |  | 18 |  | 1.1KV GRADE 2CX6 SQMM (PVC) POWER CABLE | KM | 0.5 |  | INCLUDED | 0 | 0 | 0 | 0 | 0 | 0
| Extn. of 765/400/220kV Indore S/S | [12 empty] | 0 | 0 | 0 | 0 | 0 | 0
1 | 7000016714 | 10 | 400kV GIS Equipments | 1000004654 | 85359030 |  | 18 |  | 420kV, 4000 A, 63 kA, SF6 GIS Bussectionaliser module as perSection-Project, Technicalspecification | SET | 2 |  | INCLUDED | 0 | 0 | 0 | 0 | 0 | 0
2 | 7000016714 | 20 | 400kV GIS Equipments | 1000004295 | 85389000 |  | 18 |  | 420kV, 4000A,63kA, Single phase SF6 GasInsulated Bus Duct (GIB) outside GISHall alongwith associated supportstructure | M | 300 |  | INCLUDED | 0 | 0 | 0 | 0 | 0 | 0
3 | 7000016714 | 30 | 400kV GIS Equipments | 1000032799 | 85389000 |  | 18 |  | 420KV, 4000A, 63KA SF6 TO AIR BUSHING | SET | 12 |  | INCLUDED | 0 | 0 | 0 | 0 | 0 | 0
4 | 7000016714 | 40 | Control & Relay Panels | 1000002163 | 85371000 |  | 18 |  | 400kV Circuit Breaker Relay Panel without Auto Reclose (withAutomation) | EA | 2 |  | INCLUDED | 0 | 0 | 0 | 0 | 0 | 0
5 | 7000016714 | 60 | Control & Relay Panels | 1000002145 | 85371000 |  | 18 |  | 400kV Bus Bar Protection Panel (Duplicate)-(with Automation) | SET | 1 |  | INCLUDED | 0 | 0 | 0 | 0 | 0 | 0
6 | 7000016714 | 50 | Control & Relay Panels | 1000025391 | 82032000 |  | 18 |  | Relay Test kit | EA | 1 |  | INCLUDED | 0 | 0 | 0 | 0 | 0 | 0
7 | 7000016714 | 70 | SAS Equipments | 1000057621 | 85371000 |  | 18 |  | AUGMENTATION OF SUBSTATION AUTOMATION SYSTEM FOR 400KV BUSSECTIONALIZER BAY AS PER TECHNICAL SPECIFICATION | EA | 2 |  | INCLUDED | 0 | 0 | 0 | 0 | 0 | 0
8 | 7000016714 | 80 | Erection Hardware | 1000049683 | 72169990 |  | 18 |  | ERECTION HARDWARE FOR 400KV LAYOUT (ONE AND HALF BREAKER SCHEME)-BUSSECTION BAY AS PER TECHNICAL SPECIFICATION | SET | 1 |  | INCLUDED | 0 | 0 | 0 | 0 | 0 | 0
9 | 7000016714 | 90 | Testing & Maintenance Equipments-GIS | 1000025436 | 90271000 |  | 18 |  | SF6 Gas Leakage Detector | EA | 1 |  | INCLUDED | 0 | 0 | 0 | 0 | 0 | 0
10 | 7000016714 | 100 | Testing & Maintenance Equipments-GIS | 1000025440 | 85389000 |  | 18 |  | SF6 Gas processing Unit for 400kV GIS station | SET | 1 |  | INCLUDED | 0 | 0 | 0 | 0 | 0 | 0
11 | 7000016714 | 110 | Testing & Maintenance Equipments-GIS | 1000032132 | 85389000 |  | 18 |  | SF6 GAS ANALYZER | EA | 1 |  | INCLUDED | 0 | 0 | 0 | 0 | 0 | 0
12 | 7000016714 | 120 | Testing & Maintenance Equipments-GIS | 1000025329 | 90318000 |  | 18 |  | Portable Partial Discharge measurement test kitwith all necessary accessories,Industrial Grade Laptop and licensedsoftware as per Technicalspecification. | EA | 1 |  | INCLUDED | 0 | 0 | 0 | 0 | 0 | 0
13 | 7000016714 | 130 | 400kV AIS Equipments | 1000004401 | 85462040 |  | 18 |  | 420 kV, 1 phase Bus Post Insulator (except for Line Traps) | EA | 8 |  | INCLUDED | 0 | 0 | 0 | 0 | 0 | 0
14 | 7000016714 | 140 | Control Cables | 1000031964 | 85446020 |  | 18 |  | 1.1KV GRADE 3CX2.5 SQMM CONTROL CABLE | KM | 2.9 |  | INCLUDED | 0 | 0 | 0 | 0 | 0 | 0
15 | 7000016714 | 150 | Control Cables | 1000031987 | 85446020 |  | 18 |  | 1.1KV GRADE 5CX2.5 SQMM CONTROL CABLE | KM | 1.8 |  | INCLUDED | 0 | 0 | 0 | 0 | 0 | 0
16 | 7000016714 | 160 | Control Cables | 1000031887 | 85446020 |  | 18 |  | 1.1KV GRADE 10CX2.5 SQMM CONTROL CABLE | KM | 1.3 |  | INCLUDED | 0 | 0 | 0 | 0 | 0 | 0
17 | 7000016714 | 170 | Control Cables | 1000056264 | 85446020 |  | 18 |  | 1.1KV GRADE 19CX1.5 SQMM CONTROL CABLE | KM | 1.5 |  | INCLUDED | 0 | 0 | 0 | 0 | 0 | 0
18 | 7000016714 | 180 | Power Cables | 1000031957 | 85446020 |  | 18 |  | 1.1KV GRADE 3.5CX70 SQMM (PVC) POWER CABLE | KM | 2 |  | INCLUDED | 0 | 0 | 0 | 0 | 0 | 0
19 | 7000016714 | 190 | Power Cables | 1000031953 | 85446020 |  | 18 |  | 1.1KV GRADE 3.5CX35 SQMM (PVC) POWER CABLE | KM | 2 |  | INCLUDED | 0 | 0 | 0 | 0 | 0 | 0
20 | 7000016714 | 200 | Power Cables | 1000031976 | 85446020 |  | 18 |  | 1.1KV GRADE 4CX16 SQMM (PVC) POWER CABLE | KM | 2 |  | INCLUDED | 0 | 0 | 0 | 0 | 0 | 0
21 | 7000016714 | 210 | Power Cables | 1000031985 | 85446020 |  | 18 |  | 1.1KV GRADE 4CX6 SQMM (PVC) POWER CABLE | KM | 4 |  | INCLUDED | 0 | 0 | 0 | 0 | 0 | 0
22 | 7000016714 | 220 | Power Cables | 1000031943 | 85446020 |  | 18 |  | 1.1KV GRADE 2CX6 SQMM (PVC) POWER CABLE | KM | 0.5 |  | INCLUDED | 0 | 0 | 0 | 0 | 0 | 0
23 | 7000016714 | 230 | illumination | 1000014547 | 85371000 |  | 18 |  | Lighting Panel type ACP-2 as per technical specification | EA | 1 |  | INCLUDED | 0 | 0 | 0 | 0 | 0 | 0
24 | 7000016714 | 250 | illumination | 1000038039 | 94051090 |  | 18 |  | LIGHTING FIXTURE LED LUMINAIRES TYPE FL-1 AS PER TECH. SPECIFICATIONS | EA | 4 |  | INCLUDED | 0 | 0 | 0 | 0 | 0 | 0
25 | 7000016714 | 260 | illumination | 1000038325 | 94059900 |  | 18 |  | LIGHTING FIXTURE LED LUMINAIRES TYPE FL2 AS PER TECH. SPECIFICATIONS | EA | 4 |  | INCLUDED | 0 | 0 | 0 | 0 | 0 | 0
26 | 7000016714 | 270 | Spare: GIS Equipments | 1000058332 | 85359030 |  | 18 |  | 400KV GIS-SF6 GAS PRESSURE RELIEF DEVICE ASSEMBLY OF EACH TYPE | EA | 1 |  | INCLUDED | 0 | 0 | 0 | 0 | 0 | 0
27 | 7000016714 | 280 | Spare: GIS Equipments | 1000049817 | 85359030 |  | 18 |  | SF6 PRESSURE GAUGE CUM SWITCH /DENSITY MONITORS AND PRESSURESWITCH AS APPLICABLE, OF EACH TYPE-400KV GIS | SET | 2 |  | INCLUDED | 0 | 0 | 0 | 0 | 0 | 0
28 | 7000016714 | 290 | Spare: GIS Equipments | 1000049753 | 85359030 |  | 18 |  | COUPLING DEVICE FOR PRESSURE GAUGE CUM SWITCH FOR CONNECTINGGAS HANDLING PLANT OF EACH TYPE-400KV GIS | SET | 1 |  | INCLUDED | 0 | 0 | 0 | 0 | 0 | 0
29 | 7000016714 | 300 | Spare: GIS Equipments | 1000049762 | 85359030 |  | 18 |  | RUBBER GASKETS, Ã‚â‚¬Å’OÃ‚â‚¬Â RINGS AND SEALS FOR SF6 GAS FOR GISENCLOSURE OF EACH TYPE-400KV GIS | SET | 2 |  | INCLUDED | 0 | 0 | 0 | 0 | 0 | 0
30 | 7000016714 | 310 | Spare: GIS Equipments | 1000058330 | 85359030 |  | 18 |  | 400KV GIS-MOLECULAR FILTER FOR SF6 GAS WITH FILTER BAGS (5 % OF TOTALWEIGHT) | SET | 1 |  | INCLUDED | 0 | 0 | 0 | 0 | 0 | 0
31 | 7000016714 | 320 | Spare: GIS Equipments | 1000049750 | 85359030 |  | 18 |  | CONTROL VALVES FOR SF6 GAS OF EACH TYPE-400KV GIS | SET | 2 |  | INCLUDED | 0 | 0 | 0 | 0 | 0 | 0
32 | 7000016714 | 330 | Spare: GIS Equipments | 1000058331 | 85359030 |  | 18 |  | 400KV GIS-SF6 GAS (5 % OF TOTAL GAS QUANTITY) | LOT | 1 |  | INCLUDED | 0 | 0 | 0 | 0 | 0 | 0
33 | 7000016714 | 340 | Spare: GIS Equipments | 1000049783 | 85359030 |  | 18 |  | LOCKING DEVICE TO KEEP THE DIS-CONNECTORS (ISOLATORS)AND EARTHING/FAST EARTHING SWITCHES IN CLOSE OR OPEN POSITION IN CASEOF REMOVAL OF THE DRIVING MECHANISM-400KV GIS | SET | 2 |  | INCLUDED | 0 | 0 | 0 | 0 | 0 | 0
34 | 7000016714 | 350 | Spare: GIS Equipments | 1000049505 | 85359030 |  | 18 |  | UHF PD SENSORS OF EACH TYPE ALONG WITH BNC CONNECTOR FOR 420KV GIS | EA | 3 |  | INCLUDED | 0 | 0 | 0 | 0 | 0 | 0
35 | 7000016714 | 360 | Spare: GIS Equipments | 1000058334 | 85359030 |  | 18 |  | 400KV GIS-SUPPORT INSULATORS (GAS THROUGH) OF EACH TYPE (COMPLETE WITHMETAL RING ETC.) ALONG WITH ASSOCIATED CONTACTS AND SHIELDS | EA | 3 |  | INCLUDED | 0 | 0 | 0 | 0 | 0 | 0
36 | 7000016714 | 370 | Spare: GIS Equipments | 1000058329 | 85359030 |  | 18 |  | 400KV GIS-GAS BARRIERS OF EACH TYPE (COMPLETE WITH METAL RING ETC.)ALONG WITH ASSOCIATED CONTACTS AND SHIELDS | EA | 3 |  | INCLUDED | 0 | 0 | 0 | 0 | 0 | 0
37 | 7000016714 | 390 | Spare: GIS Equipments | 1000049498 | 85359030 |  | 18 |  | LCC SPARES - AUX. RELAYS, CONTACTORS,PUSH BUTTONS, SWITCHES,LAMPS,ANNUNCIATION WINDOWS, MCB, FUSES,TIMERS, TERMINAL BLOCKS ETC. OF EACHTYPE & RATING-400kV GIS | SET | 1 |  | INCLUDED | 0 | 0 | 0 | 0 | 0 | 0
38 | 7000016714 | 410 | Spare: GIS Equipments | 1000021873 | 85389000 |  | 18 |  | Trip coil assembly with resistor for420kV GIS Circuit Breaker (asapplicable) | SET | 3 |  | INCLUDED | 0 | 0 | 0 | 0 | 0 | 0
39 | 7000016714 | 420 | Spare: GIS Equipments | 1000009208 | 85389000 |  | 18 |  | Closing coil assembly with resistor for420kV GIS Circuit Breaker (asapplicable) | SET | 3 |  | INCLUDED | 0 | 0 | 0 | 0 | 0 | 0
40 | 7000016714 | 430 | Spare: GIS Equipments | 1000058324 | 85359030 |  | 18 |  | RELAYS, POWER CONTACTORS, PUSH BUTTONS, TIMERS & MCBS ETC. (ASAPPLICABLE) OF EACH TYPE FOR 400KV GIS CIRCUIT BREAKER | SET | 1 |  | INCLUDED | 0 | 0 | 0 | 0 | 0 | 0
41 | 7000016714 | 440 | Spare: GIS Equipments | 1000007067 | 85389000 |  | 18 |  | Auxiliary switch assembly of each type for 420kV GIS Circuit Breaker | SET | 1 |  | INCLUDED | 0 | 0 | 0 | 0 | 0 | 0
42 | 7000016714 | 450 | Spare: GIS Equipments | 1000058323 | 85359030 |  | 18 |  | 400KV GIS CIRCUIT BREAKER-OPERATION COUNTER | EA | 1 |  | INCLUDED | 0 | 0 | 0 | 0 | 0 | 0
43 | 7000016714 | 460 | Spare: GIS Equipments | 1000058320 | 85359030 |  | 18 |  | 400KV GIS CIRCUIT BREAKER-HYDRAULIC OPERATING MECHANISM WITH DRIVEMOTOR (FOR HYDRAULIC OPERATED MECHANISM, IF APPLICABLE) | SET | 1 |  | INCLUDED | 0 | 0 | 0 | 0 | 0 | 0
44 | 7000016714 | 470 | Spare: GIS Equipments | 1000049759 | 85359030 |  | 18 |  | HYDRAULIC FILTER OF EACH TYPE (FOR HYDRAULIC OPERATED MECHANISM, IFPPLICABLE)-400KV GIS CIRCUIT BREKAER | SET | 1 |  | INCLUDED | 0 | 0 | 0 | 0 | 0 | 0
45 | 7000016714 | 480 | Spare: GIS Equipments | 1000058319 | 85359030 |  | 18 |  | 400KV GIS CIRCUIT BREAKER- HOSE PIPE OF EACH TYPE (AS APPLICABLE) (FORHYDRAULIC OPERATED MECHANISM, IF APPLICABLE) | SET | 1 |  | INCLUDED | 0 | 0 | 0 | 0 | 0 | 0
46 | 7000016714 | 490 | Spare: GIS Equipments | 1000058322 | 85359030 |  | 18 |  | 400KV GIS CIRCUIT BREAKER - N2 ACCUMULATOR (FOR HYDRAULIC OPERATEDMECHANISM, IF APPLICABLE) | SET | 1 |  | INCLUDED | 0 | 0 | 0 | 0 | 0 | 0
47 | 7000016714 | 500 | Spare: GIS Equipments | 1000049835 | 85359030 |  | 18 |  | VALVES OF EACH TYPE (FOR HYDRAULIC OPERATED MECHANISM, IFAPPLICABLE)-400KV GIS CIRCUIT BREKAER | SET | 1 |  | INCLUDED | 0 | 0 | 0 | 0 | 0 | 0
48 | 7000016714 | 510 | Spare: GIS Equipments | 1000049795 | 85359030 |  | 18 |  | PIPE LENGTH (COPPER & STEEL) OF EACH SIZE & TYPE (FOR HYDRAULICOPERATED MECHANISM, IF APPLICABLE)-400KV GIS CIRCUIT BREKAER | SET | 1 |  | INCLUDED | 0 | 0 | 0 | 0 | 0 | 0
49 | 7000016714 | 520 | Spare: GIS Equipments | 1000049808 | 85359030 |  | 18 |  | PRESSURE SWITCHES OF EACH TYPE (FOR HYDRAULIC OPERATED MECHANISM, IFAPPLICABLE)-400KV GIS CIRCUIT BREKAER | SET | 1 |  | INCLUDED | 0 | 0 | 0 | 0 | 0 | 0
50 | 7000016714 | 530 | Spare: GIS Equipments | 1000049805 | 85359030 |  | 18 |  | PRESSURE GAUGE WITH COUPLING DEVICE OF EACH TYPE (FOR HYDRAULICOPERATED MECHANISM, IF APPLICABLE)-400KV GIS CIRCUIT BREKAER | SET | 1 |  | INCLUDED | 0 | 0 | 0 | 0 | 0 | 0
51 | 7000016714 | 540 | Spare: GIS Equipments | 1000058321 | 85359030 |  | 18 |  | 400KV GIS CIRCUIT BREAKER-HYDRAULIC OIL (5% OF TOTAL OIL QUANTITY)(FOR HYDRAULIC OPERATED MECHANISM, IF APPLICABLE) | SET | 1 |  | INCLUDED | 0 | 0 | 0 | 0 | 0 | 0
52 | 7000016714 | 550 | Spare: GIS Equipments | 1000049799 | 85359030 |  | 18 |  | PRESSURE RELIEF DEVICE OF EACH TYPE (FOR HYDRAULIC OPERATED MECHANISM,IF APPLICABLE)-400KV GIS CIRCUIT BREKAER | SET | 1 |  | INCLUDED | 0 | 0 | 0 | 0 | 0 | 0
53 | 7000016714 | 560 | Spare: GIS Equipments | 1000058325 | 85359030 |  | 18 |  | 400KV GIS CIRCUIT BREAKER-COMPLETE SPRING OPERATING MECHANISMINCLUDING CHARGING MECHANISM ETC. (FOR SPRING OPERATED MECHANISM, IFAPPLICABLE) | SET | 1 |  | INCLUDED | 0 | 0 | 0 | 0 | 0 | 0
54 | 7000016714 | 570 | Spare: GIS Equipments | 1000058318 | 85359030 |  | 18 |  | 400KV GIS CIRCUIT BREAKER- COMPLETE HYDRAULIC-SPRING OPERATINGMECHANISM INCLUDING CHARGING MECHANISM ETC. (FOR HYDRAULIC-SPRINGOPERATED MECHANISM, IF APPLICABLE) | SET | 1 |  | INCLUDED | 0 | 0 | 0 | 0 | 0 | 0
55 | 7000016714 | 580 | Spare: GIS Equipments | 1000049495 | 85359030 |  | 18 |  | PRESSURE SWITCHES OF EACH TYPE FOR420KV GIS CIRCUIT BREAKER (ForHydraulic-Spring Operated Mechanism, ifapplicable) | SET | 1 |  | INCLUDED | 0 | 0 | 0 | 0 | 0 | 0
56 | 7000016714 | 590 | Spare: GIS Equipments | 1000049802 | 85359030 |  | 18 |  | PRESSURE GAUGE WITH COUPLING DEVICE OF EACH TYPE (FOR HYDRAULIC-SPRINGOPERATED MECHANISM, IF APPLICABLE)-400KV GIS CIRCUIT BREKAER | SET | 1 |  | INCLUDED | 0 | 0 | 0 | 0 | 0 | 0
57 | 7000016714 | 610 | Spare: GIS Equipments | 1000058314 | 85359030 |  | 18 |  | 400KV GIS- SINGLE PHASE MAINTENANCE EARTHING SWITCH INCLUDING MAINCIRCUIT, ENCLOSURE, DRIVING MECHANISM AND SUPPORT INSULATOR ETC.,COMPLETE IN ALL RESPECT (NOTE 1 - IN CASE, DIS-CONNECTOR SWITCH (DS) &EARTH SWITCH (ES) IS PROVIDED IN A SAME ENCLOSURE WITH COMMONOPERATING MECHANISM, THEN THE MODULE COMPRISING OF DIS-CONNECTOR &EARTH SWITCH IN SINGLE ENCLOSURE WITH COMMON OPERATING MECHANISM IS TOBE PROVIDED UNDER THE HEAD OF SPARE DIS-CONNECTOR ONLY. NOTE 2 - INCASE, DIS-CONNECTOR SWITCH (DS) & EARTH SWITCH (ES) IS PROVIDED IN ASAME ENCLOSURE WITH SEPARATE OPERATING MECHANISM, THEN THE MODULECOMPRISING OF DIS-CONNECTOR & EARTH SWITCH IN SINGLE ENCLOSURE WITHSEPARATE OPERATING MECHANISM IS TO BE PROVIDED UNDER THE HEAD OF SPAREDIS-CONNECTOR ONLY.) | EA | 1 |  | INCLUDED | 0 | 0 | 0 | 0 | 0 | 0
58 | 7000016714 | 620 | Spare: GIS Equipments | 1000058305 | 85359030 |  | 18 |  | OPEN/CLOSE CONTACTOR ASSEMBLY, TIMERS, KEY INTERLOCK, INTERLOCKINGCOILS, RELAYS, PUSH BUTTONS, INDICATING LAMPS, POWER CONTACTORS,RESISTORS, FUSES, MCBS & DRIVE CONTROL CARDS ETC. (AS APPLICABLE) ONEOF EACH TYPE FOR ONE COMPLETE MOM BOX FOR 400KV GIS DISCONNECTORSWITCH | SET | 1 |  | INCLUDED | 0 | 0 | 0 | 0 | 0 | 0
59 | 7000016714 | 630 | Spare: GIS Equipments | 1000058312 | 85359030 |  | 18 |  | OPEN/CLOSE CONTACTOR ASSEMBLY, TIMERS, KEY INTERLOCK, INTERLOCKINGCOILS, RELAYS, PUSH BUTTONS, INDICATING LAMPS, POWER CONTACTORS,RESISTORS, FUSES, MCBS & DRIVE CONTROL CARDS ETC. (AS APPLICABLE) ONEOF EACH TYPE FOR ONE COMPLETE MOM BOX FOR 400KV GIS MAINTENANCE EARTHSWITCH | SET | 1 |  | INCLUDED | 0 | 0 | 0 | 0 | 0 | 0
60 | 7000016714 | 640 | Spare: GIS Equipments | 1000058308 | 85359030 |  | 18 |  | OPEN/CLOSE CONTACTOR ASSEMBLY, TIMERS, KEY INTERLOCK, INTERLOCKINGCOILS, RELAYS, PUSH BUTTONS, INDICATING LAMPS, POWER CONTACTORS,RESISTORS, FUSES, MCBS & DRIVE CONTROL CARDS ETC. (AS APPLICABLE) ONEOF EACH TYPE FOR ONE COMPLETE MOM BOX FOR 400KV GIS FAST EARTHINGSWITCH | SET | 1 |  | INCLUDED | 0 | 0 | 0 | 0 | 0 | 0
61 | 7000016714 | 650 | Spare: GIS Equipments | 1000049776 | 85359030 |  | 18 |  | LIMIT SWITCHES AND AUX. SWITCHES FOR ONE COMPLETE MOM BOX FORDISCONNECTOR-400KV GIS | SET | 1 |  | INCLUDED | 0 | 0 | 0 | 0 | 0 | 0
62 | 7000016714 | 660 | Spare: GIS Equipments | 1000049778 | 85359030 |  | 18 |  | LIMIT SWITCHES AND AUX. SWITCHES FOR ONE COMPLETE MOM BOX FORMAINTENANCE EARTHING SWITCH-400KV GIS | SET | 1 |  | INCLUDED | 0 | 0 | 0 | 0 | 0 | 0
63 | 7000016714 | 670 | Spare: GIS Equipments | 1000058306 | 85359030 |  | 18 |  | DRIVE MECHANISM FOR 400KV GIS DISCONNECTOR SWITCH | SET | 1 |  | INCLUDED | 0 | 0 | 0 | 0 | 0 | 0
64 | 7000016714 | 680 | Spare: GIS Equipments | 1000058313 | 85359030 |  | 18 |  | DRIVE MECHANISM FOR 400KV GIS MAINTENANCE EARTH SWITCH | SET | 1 |  | INCLUDED | 0 | 0 | 0 | 0 | 0 | 0
65 | 7000016714 | 690 | Spare: GIS Equipments | 1000058307 | 85359030 |  | 18 |  | MOTOR FOR DRIVE MECHANISM FOR 400KV GIS DISCONNECTOR SWITCH | EA | 1 |  | INCLUDED | 0 | 0 | 0 | 0 | 0 | 0
66 | 7000016714 | 700 | Spare: GIS Equipments | 1000058315 | 85359030 |  | 18 |  | MOTOR FOR DRIVE MECHANISM FOR 400KVGIS MAINTENANCE EARTH SWITCH | EA | 1 |  | INCLUDED | 0 | 0 | 0 | 0 | 0 | 0
67 | 7000016714 | 710 | Spare: GIS Equipments | 1000058327 | 85359030 |  | 18 |  | 400KV GIS- SINGLE PHASE OF CURRENT TRANSFORMER (3 CORES, TYPE-CTA)WITH ASSOCIATED ENCLOSURE AND PRIMARY CONDUCTOR COMPLETE IN ALLRESPECT | EA | 1 |  | INCLUDED | 0 | 0 | 0 | 0 | 0 | 0
68 | 7000016714 | 720 | Spare: GIS Equipments | 1000058326 | 85359030 |  | 18 |  | 400KV GIS- SINGLE PHASE OF CURRENT TRANSFORMER (2 CORES, TYPE-CTB)WITH ASSOCIATED ENCLOSURE AND PRIMARY CONDUCTOR COMPLETE IN ALLRESPECT | EA | 1 |  | INCLUDED | 0 | 0 | 0 | 0 | 0 | 0
69 | 7000016714 | 730 | Spare: GIS Equipments | 1000058328 | 85359030 |  | 18 |  | 400KV GIS- SINGLE PHASE VT WITH ASSOCIATED ENCLOSURE COMPLETE IN ALLRESPECT | EA | 1 |  | INCLUDED | 0 | 0 | 0 | 0 | 0 | 0
70 | 7000016714 | 900 | Spare: GIS Equipments | 1000062658 | 85359030 |  | 18 |  | 400KV GIS- 4000A SF6 TO AIR BUSHING COMPLETE IN ALL RESPECT | EA | 1 |  | INCLUDED | 0 | 0 | 0 | 0 | 0 | 0
71 | 7000016714 | 920 | Spare: GIS Equipments | 1000062657 | 85359030 |  | 18 |  | 400KV GIS-ONE POLE OF 4000A CIRCUIT BREAKER WITHOUT PIR WITHINTERRUPTER, MAIN CIRCUIT, ENCLOSURE AND OPERATING MECHANISM COMPLETEIN ALL RESPECT | SET | 1 |  | INCLUDED | 0 | 0 | 0 | 0 | 0 | 0
72 | 7000016714 | 930 | Spare: GIS Equipments | 1000062656 | 85359030 |  | 18 |  | 400kV GIS- Single phase of 4000A disconnector switch including maincircuit, enclosure, driving mechanism and support insulator etc.,complete in all respect (Note 1- The contractor shall supply spare fordisconnector switch to ensure one to one replacement of all disconnectorswitch supplied as main equipment without any requirement ofmodification in fittings at site to cover all different types ofdisconnector switch supplied. In case, quantity of supplied dis-connector switch types (for one to one replacement) are more than thequantity mentioned in BPS for spare, the contractor shall supply theseadditional types of disconnector switch without any additional priceimplication to POWERGRID and quantities of these additional type ofdisconnector switch are deem to be included in the quantities mentionedin BPS for spare disconnector. Note 2 - In case, Dis-connector Switch(DS) & Earth Switch (ES) is provided in a same enclosure with commonoperating mechanism, then the module comprising of Dis-connector & Earthswitch in single enclosure with common operating mechanism is to beprovided under the head of spare Dis-connector only. Note 3 - In case,Dis-connector Switch (DS) & Earth Switch (ES) is provided in a sameenclosure with separate operating mechanism, then the module comprisingof Dis-connector & Earth switch in single enclosure with separateoperating mechanism is to be provided under the head of spare Dis-connector only.) | EA | 2 |  | INCLUDED | 0 | 0 | 0 | 0 | 0 | 0
73 | 7000016714 | 740 | Spare: CRP & SAS | 1000019912 | 85371000 |  | 18 |  | Relay & protection Panels (with automation) | LS | 1 |  | INCLUDED | 0 | 0 | 0 | 0 | 0 | 0
74 | 7000016714 | 750 | Spare: CRP & SAS | 1000019927 | 85389000 |  | 18 |  | Spares-Substation Automation System | LS | 1 |  | INCLUDED | 0 | 0 | 0 | 0 | 0 | 0
75 | 7000016714 | 810 | Structures-400kV AIS Equipments | 1000017567 | 73045930 |  | 18 |  | Standard Pipe Structure for 400kV BPI (excluding wave trap) | EA | 8 |  | INCLUDED | 0 | 0 | 0 | 0 | 0 | 0
76 | 7000016714 | 880 | Foundation Bolts Supply | 1000012366 | 73082011 |  | 18 |  | Fabrication, galvanising and supply of 28mm dia foundation boltsincluding nuts, checknuts, washers and packplates. | EA | 32 |  | INCLUDED | 0 | 0 | 0 | 0 | 0 | 0
Total Ex-Works Price | [12 empty] | 0 |  | 0 |  | 0 | 0 | 0
Total Type Test charges as per Schedule-7 | [12 empty] | 0
Total Ex-Works Price including Type Test charges | [12 empty] | 0
# In case the bidder leaves the cell for confirmation of the HSN code and/or GST rate “blank”, the HSN code and corresponding GST rate indicated by the Employer shall be deemed to be the one confirmed by the Bidder.
| Date | [7 empty] | Printed Name
| Place | [7 empty] | Designation
Click for Sch-2

## Sch-2
Spec. No.: 5002002223/GIS-EXCLUDING/DOM/A00 - CC CS -1 | [8 empty] | Schedule - 2
Substation Package SS-92: For (I) Extension of 400/220kV GIS Indore S/S under ‘Transmission System associated with Scheme to control fault level at Indore Substation in Western Region’; and (II) Extension of Gwalior Substation with 2 Nos. GIS bays for termination of LILO of 220kV Gwalior Datia line under ‘Consultancy Services to MPPTCL’
(SCHEDULE OF RATES AND PRICES)
BIDDER:
JOINT VENTURE OF 0 & X | [6 empty] | To:
Bidder’s Name and Address (Lead Partner) : | [6 empty] | Contract Services
Name : | [6 empty] | Power Grid Corporation of India Ltd.,
Address : | [6 empty] | "Saudamini", Plot No.-2
Sector-29,
Gurgaon (Haryana) - 122001
Local Transportation, In-transit Insurance, Loading and Unloading
(All Prices are in Indian Rupees)
SI. No. | PR No | PR Line Item No | Activity Description | Material Code | Description | Unit | Quantity | Unit Freight, In-transit Insurance, loading & Unloading Charges | Total Freight, In-transit Insurance, loading & Unloading Charges
1 | 2 | 3 | 4 | 5 | 6 | 7 | 8 | 9 | 10 = 8 X 9
220KV GWALIOR LINE BAYS
1 | 7000016930 | 10 | 220 KV GIS Equipments | 1000001834 | 245 kV, 3000A, 40kA, SF6 GIS Bus barmodule as per Section-Project,Technical specification | SET | 2 |  | INCLUDED
2 | 7000016931 | 10 | 220 KV GIS Equipments | 1000001679 | 245kV, 1600 A, 40 kA, SF6 GIS Linefeeder bay module as perSection-Project, Technicalspecification | SET | 2 |  | INCLUDED
3 | 7000016945 | 10 | 220 KV GIS Equipments | 1000032764 | 245KV, 1600A, 40KA SINGLE PHASE SF6 TO AIR BUSHING | SET | 6 |  | INCLUDED
4 | 7000016973 | 10 | 220 KV GIS Equipments | 1000033279 | 245KV,1600A, 40KA,3 PHASE, SF6 GAS INSULATED BUS DUCT (GIB) OUTSIDEGIS HALL ALONGWITH ASSOCIATED SUPPORT STRUCTURE | M | 70 |  | INCLUDED
5 | 7000016974 | 10 | 220 KV GIS Equipments | 1000032772 | 245KV, 3000A, 40KA SINGLE PHASE SF6 TO AIR BUSHING | SET | 6 |  | INCLUDED
6 | 7000016975 | 10 | 220 KV GIS Equipments | 1000036705 | 245KV 3000A 40KA 3-PH GIS BUS DUCT | M | 65 |  | INCLUDED
7 | 7000016927 | 10 | 220 KV AIS EQUIPMENTS | 1000001772 | 245 kV, 4400pf Capacitive Voltage Transformer (1- Phase) | EA | 6 |  | INCLUDED
8 | 7000016928 | 10 | 220 KV AIS EQUIPMENTS | 1000020417 | 216kV Surge Arrester (1-phase) | EA | 6 |  | INCLUDED
9 | 7000016929 | 10 | 220 KV AIS EQUIPMENTS | 1000001695 | 245 kV, 1 phase Bus Post Insulator (except for Line Traps) | EA | 24 |  | INCLUDED
10 | 7000016932 | 10 | Relay & Protection panel | 1000001170 | 220kV Circuit Breaker Relay Panel with Auto Reclose (with Automation) | EA | 2 |  | INCLUDED
11 | 7000016943 | 10 | Relay & Protection panel | 1000001330 | 220kV Line Protection Panel (with Automation) | EA | 2 |  | INCLUDED
12 | 7000016949 | 10 | Relay & Protection panel | 1000006842 | Augmentation of existing 220kV bus bar protection scheme | SET | 1 |  | INCLUDED
13 | 7000016950 | 10 | Substation Automation System | 1000028312 | AUGMENTATION OF SUBSTATION AUTOMATION SYSTEM INCLUDING HARDWARE ANDSOFTWARE ALONG WITH ASSOCIATED EQUIPMENT AND KIOSKS FOR FOLLOWING BAYS(BAY AS DEFINED IN THE TECHNICAL SPECIFICATION, SEC.-SUBSTATIONAUTOMATION SYSTEM) | LOT | 2 |  | INCLUDED
14 | 7000016947 | 10 | PLCC AT GWALIOR (POWERGRID) | 1000001567 | 220kV, 1600A, 0.5mH, 40 kA Line Trap | EA | 4 |  | INCLUDED
15 | 7000016948 | 10 | PLCC AT GWALIOR (POWERGRID) | 1000001694 | 245 kV ,1 phase Bus Post Insulators for Line Traps | EA | 12 |  | INCLUDED
16 | 7000016961 | 10 | PLCC AT GWALIOR (POWERGRID) | 1000010014 | Coupling device for PLCC | SET | 2 |  | INCLUDED
17 | 7000016962 | 10 | PLCC AT GWALIOR (POWERGRID) | 1000000046 | Carrier Equipment Analog type (for Speech+Data & Speech+Protection) | EA | 2 |  | INCLUDED
18 | 7000016963 | 10 | PLCC AT GWALIOR (POWERGRID) | 1000017887 | Analog Protection Coupler for PLCC | EA | 2 |  | INCLUDED
19 | 7000016964 | 10 | PLCC AT GWALIOR (POWERGRID) | 1000002134 | 4wire telephone equipment | EA | 1 |  | INCLUDED
20 | 7000016972 | 10 | PLCC AT GWALIOR (POWERGRID) | 1000009250 | HF Cable 75 ohms for PLCC | M | 0.5 |  | INCLUDED
21 | 7000016968 | 10 | PLCC AT GWALIOR (DATIA-MPPTCL) | 1000000046 | Carrier Equipment Analog type (for Speech+Data & Speech+Protection) | EA | 2 |  | INCLUDED
22 | 7000016969 | 10 | PLCC AT GWALIOR (DATIA-MPPTCL) | 1000017887 | Analog Protection Coupler for PLCC | EA | 2 |  | INCLUDED
23 | 7000016970 | 10 | PLCC AT GWALIOR (DATIA-MPPTCL) | 1000002134 | 4wire telephone equipment | EA | 1 |  | INCLUDED
24 | 7000016971 | 10 | PLCC AT GWALIOR (DATIA-MPPTCL) | 1000025769 | Testing & Maintenance equipment (print test kit only) for PLCC | SET | 1 |  | INCLUDED
25 | 7000016933 | 10 | STEEL STRUCTURES | 1000029973 | CGP 220KV STANDARD TOWERS AND BEAMS | EA | 2 |  | INCLUDED
26 | 7000016934 | 10 | STEEL STRUCTURES | 1000029974 | CHP 220KV STANDARD TOWERS AND BEAMS | EA | 2 |  | INCLUDED
27 | 7000016935 | 10 | STEEL STRUCTURES | 1000020088 | Fabrication, galvanising and supply of Standard 220 kV Gantry BG1including nuts, bolts, all type of washers, packplates, step bolts andgusset plates excluding foundation bolts | EA | 3 |  | INCLUDED
28 | 7000016936 | 10 | STEEL STRUCTURES | 1000020188 | Fabrication, galvanising and supply of Standard Pipe Structure - 220kV CVT including nuts, bolts, all type of washers, packplates, stepbolts and gusset plates excluding foundation bolts | EA | 6 |  | INCLUDED
29 | 7000016937 | 10 | STEEL STRUCTURES | 1000020190 | Fabrication, galvanising and supply of Standard Pipe Structure - 220kV SA including nuts, bolts, all type of washers, packplates, stepbolts and gusset plates excluding foundation bolts | EA | 6 |  | INCLUDED
30 | 7000016938 | 10 | STEEL STRUCTURES | 1000020186 | Fabrication, galvanising and supply of Std Pipe Structure - 220 kVBPI including nuts, bolts, all type of washers, packplates, step boltsand gusset plates excluding foundation bolts | EA | 12 |  | INCLUDED
31 | 7000016956 | 10 | STEEL STRUCTURES | 1000052285 | EQUIPMENT STRUCTURE INCLUDING FOUNDATION BOLT-220KV HIGH BPI (1PH) | EA | 12 |  | INCLUDED
32 | 7000016889 | 20 | STEEL STRUCTURES | 1000020191 | Fabrication, galvanising and supply of Std Pipe Structure - 220 kV WTincluding nuts, bolts, all type of washers, packplates, step bolts andgusset plates excluding foundation bolts | EA | 4 |  | INCLUDED
33 | 7000016939 | 10 | Erection Insulator & Hardware | 1000011246 | Erection Hardware for 220kV DM-type layout for GIS terminationarrangement-Line bay as per technical specification | SET | 2 |  | INCLUDED
34 | 7000016965 | 10 | Erection Insulator & Hardware | 1000055973 | 220KV SUSPENSION INSULATOR STRING AND ASSOCIATED HARDWARE FITTINGSWITH DROP CLAMP SUITABLE FOR QUAD CONDUCTOR | EA | 6 |  | INCLUDED
35 | 7000016966 | 10 | Erection Insulator & Hardware | 1000055974 | 220KV SUSPENSION INSULATOR STRING AND ASSOCIATED HARDWARE FITTINGSWITH DROP CLAMP SUITABLE FOR SINGLR CONDUCTOR | EA | 6 |  | INCLUDED
36 | 7000016967 | 10 | Erection Insulator & Hardware | 1000055979 | 220KV TENSION INSULATOR STRING AND ASSOCIATED HARDWARE FITTINGSWITHOUT TURN BUCKLE SUITABLE FOR SINGLE CONDUCTOR | EA | 6 |  | INCLUDED
37 | 7000016940 | 10 | Earthing | 1000004302 | 40 mm MS rod for Main Earthmat | M | 500 |  | INCLUDED
38 | 7000016941 | 10 | ILLUMINATION | 1000014548 | Lighting Panel type ACP-3 as per technical specification | EA | 1 |  | INCLUDED
39 | 7000016944 | 10 | ILLUMINATION | 1000038039 | LIGHTING FIXTURE LED LUMINAIRES TYPE FL-1 AS PER TECH. SPECIFICATIONS | EA | 4 |  | INCLUDED
40 | 7000016946 | 10 | ILLUMINATION | 1000038325 | LIGHTING FIXTURE LED LUMINAIRES TYPE FL2 AS PER TECH. SPECIFICATIONS | EA | 4 |  | INCLUDED
41 | 7000016951 | 10 | ILLUMINATION | 1000013795 | Illumination System for switchyard panel room of 6 m length | LS | 1 |  | INCLUDED
42 | 7000016955 | 10 | Air conditioning | 1000006284 | Air conditioning system for Switchyard Panel Room of 6m length | SET | 1 |  | INCLUDED
43 | 7000016952 | 10 | Fire Protection | 1000012018 | Fire Detection and Alarm System for Switchyard Panel Room of 6 mlength | SET | 1 |  | INCLUDED
44 | 7000016953 | 10 | Fire Protection | 1000012023 | 5kg CO2 type Portable Fire Extinguisher | EA | 1 |  | INCLUDED
45 | 7000016954 | 10 | Visual Monitoring System | 1000030433 | COLOR IP CAMERA, WITH PAN, TILT AND ZOOM FACILITIES, ALONGWITH ALLREQUIRED ITEMS, ACCESSORIES, LINE INTERFACE UNITS, FIBER PATCH CORDS,POWER SUPPLY UNITS, JUNCTION BOXES, CABLES, FIBER OPTIC CABLES, ETC.,AND INCLUDING INTEGRATION IN EXISTING HARDWARE AND SOFTWARE FORAUGMENTATION OF VISUAL MONITORING SYSTEM AS PER TECHNICALSPECIFICATION. | SET | 1 |  | INCLUDED
46 | 7000016986 | 10 | Mandatory Spares GIS | 1000058300 | 220KV GIS-SF6 GAS PRESSURE RELIEF DEVICE ASSEMBLY OF EACH TYPE | EA | 1 |  | INCLUDED
47 | 7000016987 | 10 | Mandatory Spares GIS | 1000049816 | SF6 PRESSURE GAUGE CUM SWITCH /DENSITY MONITORS AND PRESSURESWITCH AS APPLICABLE, OF EACH TYPE-220KV GIS | SET | 2 |  | INCLUDED
48 | 7000016988 | 10 | Mandatory Spares GIS | 1000049752 | COUPLING DEVICE FOR PRESSURE GAUGE CUM SWITCH FOR CONNECTINGGAS HANDLING PLANT OF EACH TYPE-220KV GIS | SET | 1 |  | INCLUDED
49 | 7000016989 | 10 | Mandatory Spares GIS | 1000049761 | RUBBER GASKETS, Ã‚â‚¬Å’OÃ‚â‚¬Â RINGS AND SEALS FOR SF6 GAS FOR GISENCLOSURE OF EACH TYPE-220KV GIS | SET | 2 |  | INCLUDED
50 | 7000016990 | 10 | Mandatory Spares GIS | 1000058298 | 220KV GIS-MOLECULAR FILTER FOR SF6 GAS WITH FILTER BAGS (5 % OF TOTALWEIGHT) | SET | 1 |  | INCLUDED
51 | 7000016991 | 10 | Mandatory Spares GIS | 1000049749 | CONTROL VALVES FOR SF6 GAS OF EACH TYPE-220KV GIS | SET | 2 |  | INCLUDED
52 | 7000016992 | 10 | Mandatory Spares GIS | 1000058299 | 220KV GIS-SF6 GAS (5 % OF TOTAL GAS QUANTITY) | LOT | 1 |  | INCLUDED
53 | 7000016993 | 10 | Mandatory Spares GIS | 1000049782 | LOCKING DEVICE TO KEEP THE DIS-CONNECTORS (ISOLATORS)AND EARTHING/FAST EARTHING SWITCHES (AS APPLICABLE) IN CLOSE OR OPENPOSITION IN CASE OF REMOVAL OF THE DRIVING MECHANISM-220KV GIS | SET | 2 |  | INCLUDED
54 | 7000016994 | 10 | Mandatory Spares GIS | 1000049504 | UHF PD SENSORS OF EACH TYPE ALONG WITH BNC CONNECTOR FOR 245KV GIS | EA | 3 |  | INCLUDED
55 | 7000016995 | 10 | Mandatory Spares GIS | 1000058302 | 220KV GIS-SUPPORT INSULATORS (GAS THROUGH) OF EACH TYPE (COMPLETE WITHMETAL RING ETC.) ALONG WITH ASSOCIATED CONTACTS AND SHIELDS | EA | 3 |  | INCLUDED
56 | 7000016996 | 10 | Mandatory Spares GIS | 1000058297 | 220KV GIS-GAS BARRIERS OF EACH TYPE (COMPLETE WITH METAL RING ETC.)ALONG WITH ASSOCIATED CONTACTS AND SHIELDS | EA | 3 |  | INCLUDED
57 | 7000016997 | 10 | Mandatory Spares GIS | 1000058301 | 220KV GIS- 1600A SF6 TO AIR BUSHING COMPLETE IN ALL RESPECT | EA | 1 |  | INCLUDED
58 | 7000016998 | 10 | Mandatory Spares GIS | 1000049497 | LCC SPARES - AUX. RELAYS, CONTACTORS,PUSH BUTTONS, SWITCHES, LAMPS,ANNUNCIATION WINDOWS, MCB, FUSES,TIMERS, TERMINAL BLOCKS ETC. OF EACHTYPE & RATING-220kV GIS | SET | 1 |  | INCLUDED
59 | 7000016999 | 10 | Mandatory Spares GIS | 1000058284 | 220KV GIS-ONE POLE OF 1600A CIRCUIT BREAKER WITH INTERRUPTER, MAINCIRCUIT, ENCLOSURE AND OPERATING MECHANISM COMPLETE IN ALL RESPECT | SET | 1 |  | INCLUDED
60 | 7000017000 | 10 | Mandatory Spares GIS | 1000021871 | Trip coil assembly with resistor for245kV GIS Circuit Breaker (asapplicable) | SET | 3 |  | INCLUDED
61 | 7000017001 | 10 | Mandatory Spares GIS | 1000009185 | Closing coil assembly with resistor for245kV GIS Circuit Breaker (asapplicable) | SET | 3 |  | INCLUDED
62 | 7000017002 | 10 | Mandatory Spares GIS | 1000058292 | RELAYS, POWER CONTACTORS, PUSH BUTTONS, TIMERS & MCBS ETC. (ASAPPLICABLE) OF EACH TYPE FOR 220KV GIS CIRCUIT BREAKER | SET | 1 |  | INCLUDED
63 | 7000017003 | 10 | Mandatory Spares GIS | 1000007066 | Auxiliary switch assembly of each type for 245kV GIS Circuit Breaker | SET | 1 |  | INCLUDED
64 | 7000017004 | 10 | Mandatory Spares GIS | 1000058291 | 220KV GIS CIRCUIT BREAKER-OPERATION COUNTER | EA | 1 |  | INCLUDED
65 | 7000017005 | 10 | Mandatory Spares GIS | 1000058288 | 220KV GIS CIRCUIT BREAKER-HYDRAULIC OPERATING MECHANISM WITH DRIVEMOTOR (FOR HYDRAULIC OPERATED MECHANISM, IF APPLICABLE) | SET | 1 |  | INCLUDED
66 | 7000017006 | 10 | Mandatory Spares GIS | 1000049758 | HYDRAULIC FILTER OF EACH TYPE (FOR HYDRAULIC OPERATED MECHANISM, IFPPLICABLE)-220KV GIS CIRCUIT BREKAER | SET | 1 |  | INCLUDED
67 | 7000017007 | 10 | Mandatory Spares GIS | 1000058272 | 220KV GIS CIRCUIT BREAKER- HOSE PIPE OF EACH TYPE (AS APPLICABLE) (FORHYDRAULIC OPERATED MECHANISM, IF APPLICABLE) | SET | 1 |  | INCLUDED
68 | 7000017008 | 10 | Mandatory Spares GIS | 1000058290 | 220KV GIS CIRCUIT BREAKER - N2 ACCUMULATOR (FOR HYDRAULIC OPERATEDMECHANISM, IF APPLICABLE) | SET | 1 |  | INCLUDED
69 | 7000017009 | 10 | Mandatory Spares GIS | 1000049834 | VALVES OF EACH TYPE (FOR HYDRAULIC OPERATED MECHANISM, IFAPPLICABLE)-220KV GIS CIRCUIT BREKAER | SET | 1 |  | INCLUDED
70 | 7000017010 | 10 | Mandatory Spares GIS | 1000049794 | PIPE LENGTH (COPPER & STEEL) OF EACH SIZE & TYPE (FOR HYDRAULICOPERATED MECHANISM, IF APPLICABLE)-220KV GIS CIRCUIT BREKAER | SET | 1 |  | INCLUDED
71 | 7000017011 | 10 | Mandatory Spares GIS | 1000049807 | PRESSURE SWITCHES OF EACH TYPE (FOR HYDRAULIC OPERATED MECHANISM, IFAPPLICABLE)-220KV GIS CIRCUIT BREKAER | SET | 1 |  | INCLUDED
72 | 7000017012 | 10 | Mandatory Spares GIS | 1000049804 | PRESSURE GAUGE WITH COUPLING DEVICE OF EACH TYPE (FOR HYDRAULICOPERATED MECHANISM, IF APPLICABLE)-220KV GIS CIRCUIT BREKAER | SET | 1 |  | INCLUDED
73 | 7000017013 | 10 | Mandatory Spares GIS | 1000058289 | 220KV GIS CIRCUIT BREAKER-HYDRAULIC OIL (5% OF TOTAL OIL QUANTITY)(FOR HYDRAULIC OPERATED MECHANISM, IF APPLICABLE) | SET | 1 |  | INCLUDED
74 | 7000017014 | 10 | Mandatory Spares GIS | 1000049798 | PRESSURE RELIEF DEVICE OF EACH TYPE (FOR HYDRAULIC OPERATED MECHANISM,IF APPLICABLE)-220KV GIS CIRCUIT BREKAER | SET | 1 |  | INCLUDED
75 | 7000017015 | 10 | Mandatory Spares GIS | 1000058293 | 220KV GIS CIRCUIT BREAKER-COMPLETE SPRING OPERATING MECHANISMINCLUDING CHARGING MECHANISM ETC. (FOR SPRING OPERATED MECHANISM, IFAPPLICABLE) | SET | 1 |  | INCLUDED
76 | 7000017016 | 10 | Mandatory Spares GIS | 1000058287 | 220KV GIS CIRCUIT BREAKER- COMPLETE HYDRAULIC-SPRING OPERATINGMECHANISM INCLUDING CHARGING MECHANISM ETC. (FOR HYDRAULIC-SPRINGOPERATED MECHANISM, IF APPLICABLE) | SET | 1 |  | INCLUDED
77 | 7000017017 | 10 | Mandatory Spares GIS | 1000049797 | PRESSURE SWITCHES OF EACH TYPE (FOR HYDRAULIC-SPRING OPERATEDMECHANISM, IF APPLICABLE)-220KV GIS CIRCUIT BREAKER | SET | 1 |  | INCLUDED
78 | 7000017018 | 10 | Mandatory Spares GIS | 1000049801 | PRESSURE GAUGE WITH COUPLING DEVICE OF EACH TYPE (FOR HYDRAULIC-SPRINGOPERATED MECHANISM, IF APPLICABLE)-220KV GIS CIRCUIT BREKAER | SET | 1 |  | INCLUDED
79 | 7000017019 | 10 | Mandatory Spares GIS | 1000058371 | 220kV GIS- Three phase of 1600Adisconnector switch including maincircuit, enclosure, driving mechanismand support insulator etc., complete inall respect (Note 1- The contractorshall supply spare for disconnectorswitch to ensure one to one replacementof all disconnector switch supplied asmain equipment without any requirementof modification in fittings at site tocover all different types ofdisconnector switch supplied. In case,quantity of supplied dis-connectorswitch types (for one to onereplacement) are more than the quantitymentioned in BPS for spare, thecontractor shall supply theseadditional types of disconnector switchwithout any additional priceimplication to POWERGRID and quantitiesof these additional type ofdisconnector switch are deem to beincluded in the quantities mentioned inBPS for spare disconnector. Note 2 - Incase, Dis-connector Switch (DS) & EarthSwitch (ES) is provided in a sameenclosure with common operatingmechanism, then the module comprisingof Dis-connector & Earth switch insingle enclosure with common operatingmechanism is to be provided under thehead of spare Dis-connector only. Note3- In case, Dis-connector Switch (DS)&Earth Switch (ES) is provided in asame enclosure with separate operatingmechanism, then the module comprisingof Dis-connector & Earth switch insingle enclosure with separateoperating mechanism is to be providedunder the head of spare Dis-connectoronly.) | EA | 2 |  | INCLUDED
80 | 7000017020 | 10 | Mandatory Spares GIS | 1000058282 | 220KV GIS- THREE PHASE MAINTENANCE EARTHING SWITCH INCLUDING MAINCIRCUIT, ENCLOSURE, DRIVING MECHANISM AND SUPPORT INSULATOR ETC.,COMPLETE IN ALL RESPECT (NOTE 1 - IN CASE, DIS-CONNECTOR SWITCH (DS) &EARTH SWITCH (ES) IS PROVIDED IN A SAME ENCLOSURE WITH COMMONOPERATING MECHANISM, THEN THE MODULE COMPRISING OF DIS-CONNECTOR &EARTH SWITCH IN SINGLE ENCLOSURE WITH COMMON OPERATING MECHANISM IS TOBE PROVIDED UNDER THE HEAD OF SPARE DIS-CONNECTOR ONLY. NOTE 2 - INCASE, DIS-CONNECTOR SWITCH (DS) & EARTH SWITCH (ES) IS PROVIDED IN ASAME ENCLOSURE WITH SEPARATE OPERATING MECHANISM, THEN THE MODULECOMPRISING OF DIS-CONNECTOR & EARTH SWITCH IN SINGLE ENCLOSURE WITHSEPARATE OPERATING MECHANISM IS TO BE PROVIDED UNDER THE HEAD OF SPAREDIS-CONNECTOR ONLY.) | EA | 1 |  | INCLUDED
81 | 7000017021 | 10 | Mandatory Spares GIS | 1000058278 | 220KV GIS - THREE PHASE FAST EARTHING SWITCH INCLUDING MAIN CIRCUIT,ENCLOSURE, DRIVING MECHANISM AND SUPPORT INSULATOR ETC., COMPLETE INALL RESPECT (NOTE 1 - IN CASE, DIS-CONNECTOR SWITCH (DS) & EARTHSWITCH (ES) IS PROVIDED IN A SAME ENCLOSURE WITH COMMON OPERATINGMECHANISM, THEN THE MODULE COMPRISING OF DIS-CONNECTOR & EARTH SWITCHIN SINGLE ENCLOSURE WITH COMMON OPERATING MECHANISM IS TO BE PROVIDEDUNDER THE HEAD OF SPARE DIS-CONNECTOR ONLY. NOTE 2 - IN CASE,DIS-CONNECTOR SWITCH (DS) & EARTH SWITCH (ES) IS PROVIDED IN A SAMEENCLOSURE WITH SEPARATE OPERATING MECHANISM, THEN THE MODULECOMPRISING OF DIS-CONNECTOR & EARTH SWITCH IN SINGLE ENCLOSURE WITHSEPARATE OPERATING MECHANISM IS TO BE PROVIDED UNDER THE HEAD OF SPAREDIS-CONNECTOR ONLY.) | EA | 1 |  | INCLUDED
82 | 7000017022 | 10 | Mandatory Spares GIS | 1000058273 | OPEN/CLOSE CONTACTOR ASSEMBLY, TIMERS, KEY INTERLOCK, INTERLOCKINGCOILS, RELAYS, PUSH BUTTONS, INDICATING LAMPS, POWER CONTACTORS,RESISTORS, FUSES, MCBS & DRIVE CONTROL CARDS ETC. (AS APPLICABLE) ONEOF EACH TYPE FOR ONE COMPLETE MOM BOX FOR 220KV GIS DISCONNECTORSWITCH | SET | 1 |  | INCLUDED
83 | 7000017023 | 10 | Mandatory Spares GIS | 1000058280 | OPEN/CLOSE CONTACTOR ASSEMBLY, TIMERS, KEY INTERLOCK, INTERLOCKINGCOILS, RELAYS, PUSH BUTTONS, INDICATING LAMPS, POWER CONTACTORS,RESISTORS, FUSES, MCBS & DRIVE CONTROL CARDS ETC. (AS APPLICABLE) ONEOF EACH TYPE FOR ONE COMPLETE MOM BOX FOR 220KV GIS MAINTENANCE EARTHSWITCH | SET | 1 |  | INCLUDED
84 | 7000017024 | 10 | Mandatory Spares GIS | 1000058276 | OPEN/CLOSE CONTACTOR ASSEMBLY, TIMERS, KEY INTERLOCK, INTERLOCKINGCOILS, RELAYS, PUSH BUTTONS, INDICATING LAMPS, POWER CONTACTORS,RESISTORS, FUSES, MCBS & DRIVE CONTROL CARDS ETC. (AS APPLICABLE) ONEOF EACH TYPE FOR ONE COMPLETE MOM BOX FOR 220KV GIS FAST EARTHINGSWITCH | SET | 1 |  | INCLUDED
85 | 7000017025 | 10 | Mandatory Spares GIS | 1000049773 | LIMIT SWITCHES AND AUX. SWITCHES FOR ONE COMPLETE MOM BOX FORDISCONNECTOR-220KV GIS | SET | 1 |  | INCLUDED
86 | 7000017026 | 10 | Mandatory Spares GIS | 1000049775 | LIMIT SWITCHES AND AUX. SWITCHES FOR ONE COMPLETE MOM BOX FORMAINTENANCE EARTHING SWITCH-220KV GIS | SET | 1 |  | INCLUDED
87 | 7000017027 | 10 | Mandatory Spares GIS | 1000049774 | LIMIT SWITCHES AND AUX. SWITCHES FOR ONE COMPLETE MOM BOX FOR FASTEARTHING SWITCH (IF APPLICABLE)-220KV GIS | SET | 1 |  | INCLUDED
88 | 7000017028 | 10 | Mandatory Spares GIS | 1000058274 | DRIVE MECHANISM FOR 220KV GIS DISCONNECTOR SWITCH | SET | 1 |  | INCLUDED
89 | 7000017029 | 10 | Mandatory Spares GIS | 1000058281 | DRIVE MECHANISM FOR 220KV GIS MAINTENANCE EARTH SWITCH | SET | 1 |  | INCLUDED
90 | 7000017030 | 10 | Mandatory Spares GIS | 1000058277 | DRIVE MECHANISM FOR 220KV GIS FAST EARTHING SWITCH | SET | 1 |  | INCLUDED
91 | 7000017031 | 10 | Mandatory Spares GIS | 1000058275 | MOTOR FOR DRIVE MECHANISM FOR 220KV GIS DISCONNECTOR SWITCH | EA | 1 |  | INCLUDED
92 | 7000017032 | 10 | Mandatory Spares GIS | 1000058283 | MOTOR FOR DRIVE MECHANISM FOR 220KVGIS MAINTENANCE EARTH SWITCH | EA | 1 |  | INCLUDED
93 | 7000017033 | 10 | Mandatory Spares GIS | 1000058279 | MOTOR FOR DRIVE MECHANISM FOR 220KV GIS FAST EARTHING SWITCH | EA | 1 |  | INCLUDED
94 | 7000017034 | 10 | Mandatory Spares GIS | 1000058294 | 220KV GIS- SINGLE PHASE OF CURRENT TRANSFORMER (4 CORES) WITHASSOCIATED ENCLOSURE AND PRIMARY CONDUCTOR COMPLETE IN ALL RESPECT | EA | 1 |  | INCLUDED
95 | 7000017035 | 10 | Mandatory Spares AIS- Lumpsum | 1000025934 | Spare-245kV CVT | SET | 1 |  | INCLUDED
96 | 7000017036 | 10 | Mandatory Spares AIS- Lumpsum | 1000025930 | Spare-216kV Surge Arrester | SET | 1 |  | INCLUDED
97 | 7000017037 | 10 | Mandatory Spares CRP SAS- Lumpsum | 1000025949 | Spare-C & R Panel | SET | 1 |  | INCLUDED
98 | 7000017038 | 10 | Mandatory Spares CRP SAS- Lumpsum | 1000019927 | Spares-Substation Automation System | LS | 1 |  | INCLUDED
99 | 7000016957 | 10 | Foundation bolt | 1000012366 | Fabrication, galvanising and supply of 28mm dia foundation boltsincluding nuts, checknuts, washers and packplates. | EA | 312 |  | INCLUDED
100 | 7000016958 | 10 | Foundation bolt | 1000012368 | Fabrication, galvanising and supply of 40mm dia foundation boltsincluding nuts, checknuts, washers and packplates. | EA | 32 |  | INCLUDED
101 | 7000016959 | 10 | Foundation bolt | 1000012369 | Fabrication, galvanising and supply of 56mm dia foundation boltsincluding nuts, checknuts, washers and packplates | EA | 32 |  | INCLUDED
102 | 7000016960 | 10 | Foundation bolt | 1000012371 | Fabrication, galvanising and supply of 80mm dia foundation boltsincluding nuts, checknuts, washers and packplates | EA | 24 |  | INCLUDED
103 | 7000016976 | 10 | Control Cables | 1000031964 | 1.1KV GRADE 3CX2.5 SQMM CONTROL CABLE | KM | 2.9 |  | INCLUDED
104 | 7000016977 | 10 | Control Cables | 1000031987 | 1.1KV GRADE 5CX2.5 SQMM CONTROL CABLE | KM | 1.8 |  | INCLUDED
105 | 7000016978 | 10 | Control Cables | 1000031887 | 1.1KV GRADE 10CX2.5 SQMM CONTROL CABLE | KM | 1.3 |  | INCLUDED
106 | 7000016979 | 10 | Control Cables | 1000056264 | 1.1KV GRADE 19CX1.5 SQMM CONTROL CABLE | KM | 1.5 |  | INCLUDED
107 | 7000016980 | 10 | Power Cables | 1000031957 | 1.1KV GRADE 3.5CX70 SQMM (PVC) POWER CABLE | KM | 2 |  | INCLUDED
108 | 7000016981 | 10 | Power Cables | 1000031953 | 1.1KV GRADE 3.5CX35 SQMM (PVC) POWER CABLE | KM | 2 |  | INCLUDED
109 | 7000016982 | 10 | Power Cables | 1000031976 | 1.1KV GRADE 4CX16 SQMM (PVC) POWER CABLE | KM | 2 |  | INCLUDED
110 | 7000016983 | 10 | Power Cables | 1000031985 | 1.1KV GRADE 4CX6 SQMM (PVC) POWER CABLE | KM | 3 |  | INCLUDED
111 | 7000016984 | 10 | Power Cables | 1000031943 | 1.1KV GRADE 2CX6 SQMM (PVC) POWER CABLE | KM | 0.5 |  | INCLUDED
| Extn. of 765/400/220kV Indore S/S | 0 | 0 | 0 | 0 | 0 | 0 |  | INCLUDED
1 | 7000016714 | 10 | 400kV GIS Equipments | 1000004654 | 420kV, 4000 A, 63 kA, SF6 GIS Bussectionaliser module as perSection-Project, Technicalspecification | SET | 2 |  | INCLUDED
2 | 7000016714 | 20 | 400kV GIS Equipments | 1000004295 | 420kV, 4000A,63kA, Single phase SF6 GasInsulated Bus Duct (GIB) outside GISHall alongwith associated supportstructure | M | 300 |  | INCLUDED
3 | 7000016714 | 30 | 400kV GIS Equipments | 1000032799 | 420KV, 4000A, 63KA SF6 TO AIR BUSHING | SET | 12 |  | INCLUDED
4 | 7000016714 | 40 | Control & Relay Panels | 1000002163 | 400kV Circuit Breaker Relay Panel without Auto Reclose (withAutomation) | EA | 2 |  | INCLUDED
5 | 7000016714 | 60 | Control & Relay Panels | 1000002145 | 400kV Bus Bar Protection Panel (Duplicate)-(with Automation) | SET | 1 |  | INCLUDED
6 | 7000016714 | 50 | Control & Relay Panels | 1000025391 | Relay Test kit | EA | 1 |  | INCLUDED
7 | 7000016714 | 70 | SAS Equipments | 1000057621 | AUGMENTATION OF SUBSTATION AUTOMATION SYSTEM FOR 400KV BUSSECTIONALIZER BAY AS PER TECHNICAL SPECIFICATION | EA | 2 |  | INCLUDED
8 | 7000016714 | 80 | Erection Hardware | 1000049683 | ERECTION HARDWARE FOR 400KV LAYOUT (ONE AND HALF BREAKER SCHEME)-BUSSECTION BAY AS PER TECHNICAL SPECIFICATION | SET | 1 |  | INCLUDED
9 | 7000016714 | 90 | Testing & Maintenance Equipments-GIS | 1000025436 | SF6 Gas Leakage Detector | EA | 1 |  | INCLUDED
10 | 7000016714 | 100 | Testing & Maintenance Equipments-GIS | 1000025440 | SF6 Gas processing Unit for 400kV GIS station | SET | 1 |  | INCLUDED
11 | 7000016714 | 110 | Testing & Maintenance Equipments-GIS | 1000032132 | SF6 GAS ANALYZER | EA | 1 |  | INCLUDED
12 | 7000016714 | 120 | Testing & Maintenance Equipments-GIS | 1000025329 | Portable Partial Discharge measurement test kitwith all necessary accessories,Industrial Grade Laptop and licensedsoftware as per Technicalspecification. | EA | 1 |  | INCLUDED
13 | 7000016714 | 130 | 400kV AIS Equipments | 1000004401 | 420 kV, 1 phase Bus Post Insulator (except for Line Traps) | EA | 8 |  | INCLUDED
14 | 7000016714 | 140 | Control Cables | 1000031964 | 1.1KV GRADE 3CX2.5 SQMM CONTROL CABLE | KM | 2.9 |  | INCLUDED
15 | 7000016714 | 150 | Control Cables | 1000031987 | 1.1KV GRADE 5CX2.5 SQMM CONTROL CABLE | KM | 1.8 |  | INCLUDED
16 | 7000016714 | 160 | Control Cables | 1000031887 | 1.1KV GRADE 10CX2.5 SQMM CONTROL CABLE | KM | 1.3 |  | INCLUDED
17 | 7000016714 | 170 | Control Cables | 1000056264 | 1.1KV GRADE 19CX1.5 SQMM CONTROL CABLE | KM | 1.5 |  | INCLUDED
18 | 7000016714 | 180 | Power Cables | 1000031957 | 1.1KV GRADE 3.5CX70 SQMM (PVC) POWER CABLE | KM | 2 |  | INCLUDED
19 | 7000016714 | 190 | Power Cables | 1000031953 | 1.1KV GRADE 3.5CX35 SQMM (PVC) POWER CABLE | KM | 2 |  | INCLUDED
20 | 7000016714 | 200 | Power Cables | 1000031976 | 1.1KV GRADE 4CX16 SQMM (PVC) POWER CABLE | KM | 2 |  | INCLUDED
21 | 7000016714 | 210 | Power Cables | 1000031985 | 1.1KV GRADE 4CX6 SQMM (PVC) POWER CABLE | KM | 4 |  | INCLUDED
22 | 7000016714 | 220 | Power Cables | 1000031943 | 1.1KV GRADE 2CX6 SQMM (PVC) POWER CABLE | KM | 0.5 |  | INCLUDED
23 | 7000016714 | 230 | illumination | 1000014547 | Lighting Panel type ACP-2 as per technical specification | EA | 1 |  | INCLUDED
24 | 7000016714 | 250 | illumination | 1000038039 | LIGHTING FIXTURE LED LUMINAIRES TYPE FL-1 AS PER TECH. SPECIFICATIONS | EA | 4 |  | INCLUDED
25 | 7000016714 | 260 | illumination | 1000038325 | LIGHTING FIXTURE LED LUMINAIRES TYPE FL2 AS PER TECH. SPECIFICATIONS | EA | 4 |  | INCLUDED
26 | 7000016714 | 270 | Spare: GIS Equipments | 1000058332 | 400KV GIS-SF6 GAS PRESSURE RELIEF DEVICE ASSEMBLY OF EACH TYPE | EA | 1 |  | INCLUDED
27 | 7000016714 | 280 | Spare: GIS Equipments | 1000049817 | SF6 PRESSURE GAUGE CUM SWITCH /DENSITY MONITORS AND PRESSURESWITCH AS APPLICABLE, OF EACH TYPE-400KV GIS | SET | 2 |  | INCLUDED
28 | 7000016714 | 290 | Spare: GIS Equipments | 1000049753 | COUPLING DEVICE FOR PRESSURE GAUGE CUM SWITCH FOR CONNECTINGGAS HANDLING PLANT OF EACH TYPE-400KV GIS | SET | 1 |  | INCLUDED
29 | 7000016714 | 300 | Spare: GIS Equipments | 1000049762 | RUBBER GASKETS, Ã‚â‚¬Å’OÃ‚â‚¬Â RINGS AND SEALS FOR SF6 GAS FOR GISENCLOSURE OF EACH TYPE-400KV GIS | SET | 2 |  | INCLUDED
30 | 7000016714 | 310 | Spare: GIS Equipments | 1000058330 | 400KV GIS-MOLECULAR FILTER FOR SF6 GAS WITH FILTER BAGS (5 % OF TOTALWEIGHT) | SET | 1 |  | INCLUDED
31 | 7000016714 | 320 | Spare: GIS Equipments | 1000049750 | CONTROL VALVES FOR SF6 GAS OF EACH TYPE-400KV GIS | SET | 2 |  | INCLUDED
32 | 7000016714 | 330 | Spare: GIS Equipments | 1000058331 | 400KV GIS-SF6 GAS (5 % OF TOTAL GAS QUANTITY) | LOT | 1 |  | INCLUDED
33 | 7000016714 | 340 | Spare: GIS Equipments | 1000049783 | LOCKING DEVICE TO KEEP THE DIS-CONNECTORS (ISOLATORS)AND EARTHING/FAST EARTHING SWITCHES IN CLOSE OR OPEN POSITION IN CASEOF REMOVAL OF THE DRIVING MECHANISM-400KV GIS | SET | 2 |  | INCLUDED
34 | 7000016714 | 350 | Spare: GIS Equipments | 1000049505 | UHF PD SENSORS OF EACH TYPE ALONG WITH BNC CONNECTOR FOR 420KV GIS | EA | 3 |  | INCLUDED
35 | 7000016714 | 360 | Spare: GIS Equipments | 1000058334 | 400KV GIS-SUPPORT INSULATORS (GAS THROUGH) OF EACH TYPE (COMPLETE WITHMETAL RING ETC.) ALONG WITH ASSOCIATED CONTACTS AND SHIELDS | EA | 3 |  | INCLUDED
36 | 7000016714 | 370 | Spare: GIS Equipments | 1000058329 | 400KV GIS-GAS BARRIERS OF EACH TYPE (COMPLETE WITH METAL RING ETC.)ALONG WITH ASSOCIATED CONTACTS AND SHIELDS | EA | 3 |  | INCLUDED
37 | 7000016714 | 390 | Spare: GIS Equipments | 1000049498 | LCC SPARES - AUX. RELAYS, CONTACTORS,PUSH BUTTONS, SWITCHES,LAMPS,ANNUNCIATION WINDOWS, MCB, FUSES,TIMERS, TERMINAL BLOCKS ETC. OF EACHTYPE & RATING-400kV GIS | SET | 1 |  | INCLUDED
38 | 7000016714 | 410 | Spare: GIS Equipments | 1000021873 | Trip coil assembly with resistor for420kV GIS Circuit Breaker (asapplicable) | SET | 3 |  | INCLUDED
39 | 7000016714 | 420 | Spare: GIS Equipments | 1000009208 | Closing coil assembly with resistor for420kV GIS Circuit Breaker (asapplicable) | SET | 3 |  | INCLUDED
40 | 7000016714 | 430 | Spare: GIS Equipments | 1000058324 | RELAYS, POWER CONTACTORS, PUSH BUTTONS, TIMERS & MCBS ETC. (ASAPPLICABLE) OF EACH TYPE FOR 400KV GIS CIRCUIT BREAKER | SET | 1 |  | INCLUDED
41 | 7000016714 | 440 | Spare: GIS Equipments | 1000007067 | Auxiliary switch assembly of each type for 420kV GIS Circuit Breaker | SET | 1 |  | INCLUDED
42 | 7000016714 | 450 | Spare: GIS Equipments | 1000058323 | 400KV GIS CIRCUIT BREAKER-OPERATION COUNTER | EA | 1 |  | INCLUDED
43 | 7000016714 | 460 | Spare: GIS Equipments | 1000058320 | 400KV GIS CIRCUIT BREAKER-HYDRAULIC OPERATING MECHANISM WITH DRIVEMOTOR (FOR HYDRAULIC OPERATED MECHANISM, IF APPLICABLE) | SET | 1 |  | INCLUDED | qty changed
44 | 7000016714 | 470 | Spare: GIS Equipments | 1000049759 | HYDRAULIC FILTER OF EACH TYPE (FOR HYDRAULIC OPERATED MECHANISM, IFPPLICABLE)-400KV GIS CIRCUIT BREKAER | SET | 1 |  | INCLUDED
45 | 7000016714 | 480 | Spare: GIS Equipments | 1000058319 | 400KV GIS CIRCUIT BREAKER- HOSE PIPE OF EACH TYPE (AS APPLICABLE) (FORHYDRAULIC OPERATED MECHANISM, IF APPLICABLE) | SET | 1 |  | INCLUDED
46 | 7000016714 | 490 | Spare: GIS Equipments | 1000058322 | 400KV GIS CIRCUIT BREAKER - N2 ACCUMULATOR (FOR HYDRAULIC OPERATEDMECHANISM, IF APPLICABLE) | SET | 1 |  | INCLUDED
47 | 7000016714 | 500 | Spare: GIS Equipments | 1000049835 | VALVES OF EACH TYPE (FOR HYDRAULIC OPERATED MECHANISM, IFAPPLICABLE)-400KV GIS CIRCUIT BREKAER | SET | 1 |  | INCLUDED
48 | 7000016714 | 510 | Spare: GIS Equipments | 1000049795 | PIPE LENGTH (COPPER & STEEL) OF EACH SIZE & TYPE (FOR HYDRAULICOPERATED MECHANISM, IF APPLICABLE)-400KV GIS CIRCUIT BREKAER | SET | 1 |  | INCLUDED
49 | 7000016714 | 520 | Spare: GIS Equipments | 1000049808 | PRESSURE SWITCHES OF EACH TYPE (FOR HYDRAULIC OPERATED MECHANISM, IFAPPLICABLE)-400KV GIS CIRCUIT BREKAER | SET | 1 |  | INCLUDED
50 | 7000016714 | 530 | Spare: GIS Equipments | 1000049805 | PRESSURE GAUGE WITH COUPLING DEVICE OF EACH TYPE (FOR HYDRAULICOPERATED MECHANISM, IF APPLICABLE)-400KV GIS CIRCUIT BREKAER | SET | 1 |  | INCLUDED
51 | 7000016714 | 540 | Spare: GIS Equipments | 1000058321 | 400KV GIS CIRCUIT BREAKER-HYDRAULIC OIL (5% OF TOTAL OIL QUANTITY)(FOR HYDRAULIC OPERATED MECHANISM, IF APPLICABLE) | SET | 1 |  | INCLUDED
52 | 7000016714 | 550 | Spare: GIS Equipments | 1000049799 | PRESSURE RELIEF DEVICE OF EACH TYPE (FOR HYDRAULIC OPERATED MECHANISM,IF APPLICABLE)-400KV GIS CIRCUIT BREKAER | SET | 1 |  | INCLUDED
53 | 7000016714 | 560 | Spare: GIS Equipments | 1000058325 | 400KV GIS CIRCUIT BREAKER-COMPLETE SPRING OPERATING MECHANISMINCLUDING CHARGING MECHANISM ETC. (FOR SPRING OPERATED MECHANISM, IFAPPLICABLE) | SET | 1 |  | INCLUDED
54 | 7000016714 | 570 | Spare: GIS Equipments | 1000058318 | 400KV GIS CIRCUIT BREAKER- COMPLETE HYDRAULIC-SPRING OPERATINGMECHANISM INCLUDING CHARGING MECHANISM ETC. (FOR HYDRAULIC-SPRINGOPERATED MECHANISM, IF APPLICABLE) | SET | 1 |  | INCLUDED
55 | 7000016714 | 580 | Spare: GIS Equipments | 1000049495 | PRESSURE SWITCHES OF EACH TYPE FOR420KV GIS CIRCUIT BREAKER (ForHydraulic-Spring Operated Mechanism, ifapplicable) | SET | 1 |  | INCLUDED
56 | 7000016714 | 590 | Spare: GIS Equipments | 1000049802 | PRESSURE GAUGE WITH COUPLING DEVICE OF EACH TYPE (FOR HYDRAULIC-SPRINGOPERATED MECHANISM, IF APPLICABLE)-400KV GIS CIRCUIT BREKAER | SET | 1 |  | INCLUDED
57 | 7000016714 | 610 | Spare: GIS Equipments | 1000058314 | 400KV GIS- SINGLE PHASE MAINTENANCE EARTHING SWITCH INCLUDING MAINCIRCUIT, ENCLOSURE, DRIVING MECHANISM AND SUPPORT INSULATOR ETC.,COMPLETE IN ALL RESPECT (NOTE 1 - IN CASE, DIS-CONNECTOR SWITCH (DS) &EARTH SWITCH (ES) IS PROVIDED IN A SAME ENCLOSURE WITH COMMONOPERATING MECHANISM, THEN THE MODULE COMPRISING OF DIS-CONNECTOR &EARTH SWITCH IN SINGLE ENCLOSURE WITH COMMON OPERATING MECHANISM IS TOBE PROVIDED UNDER THE HEAD OF SPARE DIS-CONNECTOR ONLY. NOTE 2 - INCASE, DIS-CONNECTOR SWITCH (DS) & EARTH SWITCH (ES) IS PROVIDED IN ASAME ENCLOSURE WITH SEPARATE OPERATING MECHANISM, THEN THE MODULECOMPRISING OF DIS-CONNECTOR & EARTH SWITCH IN SINGLE ENCLOSURE WITHSEPARATE OPERATING MECHANISM IS TO BE PROVIDED UNDER THE HEAD OF SPAREDIS-CONNECTOR ONLY.) | EA | 1 |  | INCLUDED
58 | 7000016714 | 620 | Spare: GIS Equipments | 1000058305 | OPEN/CLOSE CONTACTOR ASSEMBLY, TIMERS, KEY INTERLOCK, INTERLOCKINGCOILS, RELAYS, PUSH BUTTONS, INDICATING LAMPS, POWER CONTACTORS,RESISTORS, FUSES, MCBS & DRIVE CONTROL CARDS ETC. (AS APPLICABLE) ONEOF EACH TYPE FOR ONE COMPLETE MOM BOX FOR 400KV GIS DISCONNECTORSWITCH | SET | 1 |  | INCLUDED
59 | 7000016714 | 630 | Spare: GIS Equipments | 1000058312 | OPEN/CLOSE CONTACTOR ASSEMBLY, TIMERS, KEY INTERLOCK, INTERLOCKINGCOILS, RELAYS, PUSH BUTTONS, INDICATING LAMPS, POWER CONTACTORS,RESISTORS, FUSES, MCBS & DRIVE CONTROL CARDS ETC. (AS APPLICABLE) ONEOF EACH TYPE FOR ONE COMPLETE MOM BOX FOR 400KV GIS MAINTENANCE EARTHSWITCH | SET | 1 |  | INCLUDED
60 | 7000016714 | 640 | Spare: GIS Equipments | 1000058308 | OPEN/CLOSE CONTACTOR ASSEMBLY, TIMERS, KEY INTERLOCK, INTERLOCKINGCOILS, RELAYS, PUSH BUTTONS, INDICATING LAMPS, POWER CONTACTORS,RESISTORS, FUSES, MCBS & DRIVE CONTROL CARDS ETC. (AS APPLICABLE) ONEOF EACH TYPE FOR ONE COMPLETE MOM BOX FOR 400KV GIS FAST EARTHINGSWITCH | SET | 1 |  | INCLUDED
61 | 7000016714 | 650 | Spare: GIS Equipments | 1000049776 | LIMIT SWITCHES AND AUX. SWITCHES FOR ONE COMPLETE MOM BOX FORDISCONNECTOR-400KV GIS | SET | 1 |  | INCLUDED
62 | 7000016714 | 660 | Spare: GIS Equipments | 1000049778 | LIMIT SWITCHES AND AUX. SWITCHES FOR ONE COMPLETE MOM BOX FORMAINTENANCE EARTHING SWITCH-400KV GIS | SET | 1 |  | INCLUDED
63 | 7000016714 | 670 | Spare: GIS Equipments | 1000058306 | DRIVE MECHANISM FOR 400KV GIS DISCONNECTOR SWITCH | SET | 1 |  | INCLUDED
64 | 7000016714 | 680 | Spare: GIS Equipments | 1000058313 | DRIVE MECHANISM FOR 400KV GIS MAINTENANCE EARTH SWITCH | SET | 1 |  | INCLUDED
65 | 7000016714 | 690 | Spare: GIS Equipments | 1000058307 | MOTOR FOR DRIVE MECHANISM FOR 400KV GIS DISCONNECTOR SWITCH | EA | 1 |  | INCLUDED
66 | 7000016714 | 700 | Spare: GIS Equipments | 1000058315 | MOTOR FOR DRIVE MECHANISM FOR 400KVGIS MAINTENANCE EARTH SWITCH | EA | 1 |  | INCLUDED
67 | 7000016714 | 710 | Spare: GIS Equipments | 1000058327 | 400KV GIS- SINGLE PHASE OF CURRENT TRANSFORMER (3 CORES, TYPE-CTA)WITH ASSOCIATED ENCLOSURE AND PRIMARY CONDUCTOR COMPLETE IN ALLRESPECT | EA | 1 |  | INCLUDED
68 | 7000016714 | 720 | Spare: GIS Equipments | 1000058326 | 400KV GIS- SINGLE PHASE OF CURRENT TRANSFORMER (2 CORES, TYPE-CTB)WITH ASSOCIATED ENCLOSURE AND PRIMARY CONDUCTOR COMPLETE IN ALLRESPECT | EA | 1 |  | INCLUDED
69 | 7000016714 | 730 | Spare: GIS Equipments | 1000058328 | 400KV GIS- SINGLE PHASE VT WITH ASSOCIATED ENCLOSURE COMPLETE IN ALLRESPECT | EA | 1 |  | INCLUDED
70 | 7000016714 | 900 | Spare: GIS Equipments | 1000062658 | 400KV GIS- 4000A SF6 TO AIR BUSHING COMPLETE IN ALL RESPECT | EA | 1 |  | INCLUDED
71 | 7000016714 | 920 | Spare: GIS Equipments | 1000062657 | 400KV GIS-ONE POLE OF 4000A CIRCUIT BREAKER WITHOUT PIR WITHINTERRUPTER, MAIN CIRCUIT, ENCLOSURE AND OPERATING MECHANISM COMPLETEIN ALL RESPECT | SET | 1 |  | INCLUDED
72 | 7000016714 | 930 | Spare: GIS Equipments | 1000062656 | 400kV GIS- Single phase of 4000A disconnector switch including maincircuit, enclosure, driving mechanism and support insulator etc.,complete in all respect (Note 1- The contractor shall supply spare fordisconnector switch to ensure one to one replacement of all disconnectorswitch supplied as main equipment without any requirement ofmodification in fittings at site to cover all different types ofdisconnector switch supplied. In case, quantity of supplied dis-connector switch types (for one to one replacement) are more than thequantity mentioned in BPS for spare, the contractor shall supply theseadditional types of disconnector switch without any additional priceimplication to POWERGRID and quantities of these additional type ofdisconnector switch are deem to be included in the quantities mentionedin BPS for spare disconnector. Note 2 - In case, Dis-connector Switch(DS) & Earth Switch (ES) is provided in a same enclosure with commonoperating mechanism, then the module comprising of Dis-connector & Earthswitch in single enclosure with common operating mechanism is to beprovided under the head of spare Dis-connector only. Note 3 - In case,Dis-connector Switch (DS) & Earth Switch (ES) is provided in a sameenclosure with separate operating mechanism, then the module comprisingof Dis-connector & Earth switch in single enclosure with separateoperating mechanism is to be provided under the head of spare Dis-connector only.) | EA | 2 |  | INCLUDED
73 | 7000016714 | 740 | Spare: CRP & SAS | 1000019912 | Relay & protection Panels (with automation) | LS | 1 |  | INCLUDED
74 | 7000016714 | 750 | Spare: CRP & SAS | 1000019927 | Spares-Substation Automation System | LS | 1 |  | INCLUDED
75 | 7000016714 | 810 | Structures-400kV AIS Equipments | 1000017567 | Standard Pipe Structure for 400kV BPI (excluding wave trap) | EA | 8 |  | INCLUDED
76 | 7000016714 | 880 | Foundation Bolts Supply | 1000012366 | Fabrication, galvanising and supply of 28mm dia foundation boltsincluding nuts, checknuts, washers and packplates. | EA | 32 |  | INCLUDED
| TOTAL | [7 empty] | 0
Note: Bidders to note that the item description under various schedules are through unique material ID for respective items under SAP ERP System and therefore, identical item description appears in schedule-1(Ex-works) & schedule-2(F&I). However, the prices to be quoted in Price Schedule-2(F&I) shall be towards Local Transportation, In-transit Insurance, loading and unloading only in line with clause ITB 11.4(b).
| Date |  |  |  |  | Printed Name
| Place |  |  |  |  | Designation

## Sch-3
Spec. No.: 5002002223/GIS-EXCLUDING/DOM/A00 - CC CS -1 | [14 empty] | Schedule - 3
Substation Package SS-92: For (I) Extension of 400/220kV GIS Indore S/S under ‘Transmission System associated with Scheme to control fault level at Indore Substation in Western Region’; and (II) Extension of Gwalior Substation with 2 Nos. GIS bays for termination of LILO of 220kV Gwalior Datia line under ‘Consultancy Services to MPPTCL’
(SCHEDULE OF RATES AND PRICES )
BIDDER:
JOINT VENTURE OF 0 & X | [11 empty] | To:
Bidder’s Name and Address (Lead Partner) : | [11 empty] | Contract Services
Name : | [11 empty] | Power Grid Corporation of India Ltd.,
Address : | [11 empty] | "Saudamini", Plot No.-2
Sector-29,
Gurgaon (Haryana) - 122001
Installation Charges :
SI. No. | PR No | PR Line Item No | Activity Header | PR Activity No | Activity Description | Service Code | SAC (Service Accounting Codes) | Whether SAC in column ‘8’ is confirmed. If not, indicate applicable the SAC # | Rate of GST applicable ( in %) | Whether rate of GST in column ‘10’ is confirmed. If not indicate applicable rate of GST # | Description | Unit | Quantity | Unit Erection Charges | Total Erection Charges |  | GST Before Discount | Discount | Total Price after discount | GST After Discount
1 | 2 | 3 | 4 | 5 | 6 | 7 | 8 | 9 | 10 | 11 | 12 | 13 | 14 | 15 | 16=14*15
Extn. of 765/400/220kV Indore S/S
1 | 7000016714 | 760 | 160 | 10 | Install. of 400kV GISEquipments | 100000240 | 998736 |  | 18 |  | 420kV, 4000 A, 63 kA, 3-phase SF6 GIS bus sectionaliser module | SET | 2 |  | INCLUDED | 0 | 0 | 0 | 0 | 0 | 0
2 | 7000016714 | 760 | 160 | 20 | Install. of 400kV GISEquipments | 100002142 | 998736 |  | 18 |  | 420kV, 4000A,63kA, Single phase SF6 GasInsulated Bus Duct (GIB) outside GISHall alongwith associated supportstructure | M | 300 |  | INCLUDED | 0 | 0 | 0 | 0 | 0 | 0
3 | 7000016714 | 760 | 160 | 30 | Install. of 400kV GISEquipments | 100003564 | 998736 |  | 18 |  | 420kV, 4000 A, 63 kA SF6 /Air Bushing for connecting GIS to AIS | SET | 12 |  | INCLUDED | 0 | 0 | 0 | 0 | 0 | 0
4 | 7000016714 | 770 | 170 | 10 | Install. of Control & Relay Panels | 100000729 | 998736 |  | 18 |  | 400kV Circuit Breaker Relay Panel without Auto Reclose (with Automation) | EA | 2 |  | INCLUDED | 0 | 0 | 0 | 0 | 0 | 0
5 | 7000016714 | 770 | 170 | 20 | Install. of Control & Relay Panels | 100000733 | 998736 |  | 18 |  | 400kV Bus Bar Protection Panel (Duplicate)-(with Automation) | SET | 1 |  | INCLUDED | 0 | 0 | 0 | 0 | 0 | 0
6 | 7000016714 | 780 | 180 | 10 | Install. of SAS Equipments | 100019516 | 998736 |  | 18 |  | Augmentation of Substation Automation System for 400kV Bus sectionalizer bay as per Technical Specification | EA | 2 |  | INCLUDED | 0 | 0 | 0 | 0 | 0 | 0
7 | 7000016714 | 790 | 190 | 10 | Install. of Erection Hardware | 100008263 | 998731 |  | 18 |  | Erection Hardware for 400kV layout (One and half breaker scheme as per SLD)-Bus section bay as per specification | SET | 2 |  | INCLUDED | 0 | 0 | 0 | 0 | 0 | 0
8 | 7000016714 | 800 | 200 | 10 | Install. of 400kV AIS Equipments | 100000340 | 998736 |  | 18 |  | 420 kV Bus Post Insulator (Except for wave traps) | EA | 8 |  | INCLUDED | 0 | 0 | 0 | 0 | 0 | 0
9 | 7000016714 | 820 | 220 | 10 | Install. of Structure AIS Equipment | 100001217 | 995455 |  | 18 |  | Erection of Pipe Structure - 400 kV, 1-Phase, BPI, (Excluding Wave Trap), including nuts, bolts, all type of washers,packplates, step bolts and gusset plates excluding foundation bolts | EA | 8 |  | INCLUDED | 0 | 0 | 0 | 0 | 0 | 0
10 | 7000016714 | 830 | 230 | 50 | Install. of Control Cables | 100002182 | 998736 |  | 18 |  | 1.1kV grade Control Cables (PVCinsulated) along withlugs,glands,straight joints &accessories,etc. | LS | 1 |  | INCLUDED | 0 | 0 | 0 | 0 | 0 | 0
11 | 7000016714 | 840 | 240 | 60 | Install. of Power Cables | 100002181 | 998736 |  | 18 |  | 1.1kV grade Power Cables (PVCinsulated)along withlugs,glands,straight joints &accessories,etc. | LS | 1 |  | INCLUDED | 0 | 0 | 0 | 0 | 0 | 0
12 | 7000016714 | 850 | 250 | 10 | Install. of illumination | 100001021 | 995461 |  | 18 |  | Lighting Panel type ACP-2 as per technical specification | EA | 1 |  | INCLUDED | 0 | 0 | 0 | 0 | 0 | 0
13 | 7000016714 | 850 | 250 | 30 | Install. of illumination | 100004931 | 998731 |  | 18 |  | LED Flood Light Luminaries Type FL-2 (250W) as per technical specification | EA | 4 |  | INCLUDED | 0 | 0 | 0 | 0 | 0 | 0
14 | 7000016714 | 850 | 250 | 40 | Install. of illumination | 100004930 | 998731 |  | 18 |  | LED Flood Light Luminaries Type-FL-1 as per technical specification | EA | 4 |  | INCLUDED | 0 | 0 | 0 | 0 | 0 | 0
15 | 7000016714 | 860 | 260 | 10 | Civil Works | 100004518 | 995433 |  | 18 |  | Excavation in all kind of soil including rock for all leads and lifts, backfilling, disposal of surplus earth within a lead up to2Km as per technical specification. The surplus earth shall be roughly graded . | M3 | 450 |  | INCLUDED | 0 | 0 | 0 | 0 | 0 | 0
16 | 7000016714 | 860 | 260 | 20 | Civil Works | 100001325 | 995454 |  | 18 |  | Providing and laying of Plain Cement Concrete (PCC) (1:4:8) | M3 | 18 |  | INCLUDED | 0 | 0 | 0 | 0 | 0 | 0
17 | 7000016714 | 860 | 260 | 30 | Civil Works | 100001326 | 995454 |  | 18 |  | Providing and laying of Plain Cement Concrete (PCC) (1:2:4) | M3 | 4 |  | INCLUDED | 0 | 0 | 0 | 0 | 0 | 0
18 | 7000016714 | 860 | 260 | 40 | Civil Works | 100001328 | 995454 |  | 18 |  | Providing and laying Plain Cement Concrete 1:5:10 (1 cement : 5 sand : 10 brick aggregate) | M3 | 56 |  | INCLUDED | 0 | 0 | 0 | 0 | 0 | 0
19 | 7000016714 | 860 | 260 | 50 | Civil Works | 100001327 | 995454 |  | 18 |  | Providing and laying of Reinforced Cement Concrete M25 mix including pre cast, shuttering, Grouting of pockets & underpinning butexcluding steel reinforcement | M3 | 131 |  | INCLUDED | 0 | 0 | 0 | 0 | 0 | 0
20 | 7000016714 | 860 | 260 | 60 | Civil Works | 100001329 | 995454 |  | 18 |  | Steel Reinforcement | MT | 9 |  | INCLUDED | 0 | 0 | 0 | 0 | 0 | 0
21 | 7000016714 | 860 | 260 | 70 | Civil Works | 100001331 | 995455 |  | 18 |  | Misc. Structural steel including rails, embedments, edge protection angles, gratings etc. but excluding the reinforcement steel andsteel for lattice and pipe structures. | MT | 1 |  | INCLUDED | 0 | 0 | 0 | 0 | 0 | 0
22 | 7000016714 | 860 | 260 | 80 | Civil Works | 100001714 | 995428 |  | 18 |  | Stone spreading in switchyard excluding PCC | M2 | 750 |  | INCLUDED | 0 | 0 | 0 | 0 | 0 | 0
23 | 7000016714 | 860 | 260 | 90 | Civil Works | 100001713 | 995424 |  | 18 |  | Antiweed treatment | M2 | 750 |  | INCLUDED | 0 | 0 | 0 | 0 | 0 | 0
24 | 7000016714 | 860 | 260 | 100 | Civil Works | 100001720 | 995428 |  | 18 |  | Supplying, filling and compacting CNS material as per specification under floors, foundations, roads, cable trenches, drains etc inlayers not exceeding 200 mm thickness | M3 | 72 |  | INCLUDED | 0 | 0 | 0 | 0 | 0 | 0
25 | 7000016714 | 860 | 260 | 110 | Civil Works | 100001721 | 995428 |  | 18 |  | Supplying, filling and compacting stone boulders mixed with sand under foundations, roads, cable trenches, drains etc in layers notexceeding 250mm thickness including ramming, watering compacting | M3 | 30 |  | INCLUDED | 0 | 0 | 0 | 0 | 0 | 0
26 | 7000016714 | 870 | 270 | 10 | Foundation Bolts Erection | 100001674 | 995455 |  | 18 |  | Erection of 28mm dia foundation bolts including nuts, checknuts, washers and packplates. | EA | 32 |  | INCLUDED | 0 | 0 | 0 | 0 | 0 | 0
220KV GWALIOR LINE BAYS
1 | 7000016910 | 10 | 270 | 10 | Service: 220 kV GIS equipment | 100000382 | 998736 |  | 18 |  | 245kV, 1600 A, 40 kA, SF6 GIS Line feeder bay module as per Section-Project, Technical specification | SET | 2 |  | INCLUDED | 0 | 0 | 0 | 0 | 0 | 0
2 | 7000016910 | 10 | 270 | 20 | Service: 220 kV GIS equipment | 100003589 | 998736 |  | 18 |  | 245kV, 1600A, 40kA Single phase SF6 to Air Bushing | SET | 6 |  | INCLUDED | 0 | 0 | 0 | 0 | 0 | 0
3 | 7000016910 | 10 | 270 | 30 | Service: 220 kV GIS equipment | 100000405 | 998736 |  | 18 |  | 245 kV, 3000A, 40kA, 3 single phase(isolated), SF6 gas insulated, metalenclosed bus bars to interconnect eachof Circuit Breaker bay module completewith voltage transformer, disconnectorswith grounding switch, local controlcubicle, SF6 gas monitoring system forthe complete bus | SET | 2 |  | INCLUDED | 0 | 0 | 0 | 0 | 0 | 0
4 | 7000016910 | 10 | 270 | 40 | Service: 220 kV GIS equipment | 100002436 | 998736 |  | 18 |  | 220 KV, 1600A, 40kA, 1sec three phase SF6 Gas Insulated Bus Duct (GIB) outside GIS hall including Bus Duct support structure andassociated accessories | M | 70 |  | INCLUDED | 0 | 0 | 0 | 0 | 0 | 0
5 | 7000016910 | 10 | 270 | 50 | Service: 220 kV GIS equipment | 100003592 | 998736 |  | 18 |  | 245kV, 3000A, 40kA Single phase SF6 to Air Bushing | SET | 6 |  | INCLUDED | 0 | 0 | 0 | 0 | 0 | 0
6 | 7000016910 | 10 | 270 | 60 | Service: 220 kV GIS equipment | 100004650 | 998736 |  | 18 |  | 245KV 3000A 40KA 3-PH GIS BUS DUCT | M | 65 |  | INCLUDED | 0 | 0 | 0 | 0 | 0 | 0
7 | 7000016889 | 10 | 280 | 10 | Service: 220 kV AIS equipment | 100000448 | 998736 |  | 18 |  | 245 kV, 4400pf Capacitive Voltage Transformer (1- Phase) | EA | 6 |  | INCLUDED | 0 | 0 | 0 | 0 | 0 | 0
8 | 7000016889 | 10 | 280 | 20 | Service: 220 kV AIS equipment | 100000484 | 998736 |  | 18 |  | 216kV Surge Arrester (1-phase) | EA | 6 |  | INCLUDED | 0 | 0 | 0 | 0 | 0 | 0
9 | 7000016889 | 10 | 280 | 30 | Service: 220 kV AIS equipment | 100001907 | 998736 |  | 18 |  | 245 kV,1 phase Bus Post Insulator (except for Line Traps) | EA | 24 |  | INCLUDED | 0 | 0 | 0 | 0 | 0 | 0
10 | 7000016911 | 10 | 290 | 10 | Service: Relay & Prot Panel | 100000736 | 998736 |  | 18 |  | 220kV Circuit Breaker Relay Panel with Auto Reclose (with Automation) | EA | 2 |  | INCLUDED | 0 | 0 | 0 | 0 | 0 | 0
11 | 7000016911 | 10 | 290 | 20 | Service: Relay & Prot Panel | 100000738 | 998736 |  | 18 |  | 220kV Line Protection Panel (with Automation) | EA | 2 |  | INCLUDED | 0 | 0 | 0 | 0 | 0 | 0
12 | 7000016911 | 10 | 290 | 30 | Service: Relay & Prot Panel | 100000743 | 998736 |  | 18 |  | Augmentation of existing 220kV bus bar protection scheme.(No. of bays as per specification)-(with Automation) | SET | 1 |  | INCLUDED | 0 | 0 | 0 | 0 | 0 | 0
13 | 7000016919 | 10 | 300 | 10 | Service: SAS | 100002070 | 998736 |  | 18 |  | Augmentation of Substation automation System for 220kV bay as per Technical Specification | EA | 2 |  | INCLUDED | 0 | 0 | 0 | 0 | 0 | 0
14 | 7000016918 | 10 | 310 | 10 | Service: PLCC AT GWALIOR (POWERGRID) | 100000878 | 998734 |  | 18 |  | 220kV, 1600A, 0.5mH, 40 kA Line Trap | EA | 4 |  | INCLUDED | 0 | 0 | 0 | 0 | 0 | 0
15 | 7000016918 | 10 | 310 | 20 | Service: PLCC AT GWALIOR (POWERGRID) | 100000884 | 998734 |  | 18 |  | 245 kV ,1 phase Bus Post Insulators for Line Traps | EA | 12 |  | INCLUDED | 0 | 0 | 0 | 0 | 0 | 0
16 | 7000016918 | 10 | 310 | 30 | Service: PLCC AT GWALIOR (POWERGRID) | 100000886 | 998734 |  | 18 |  | Coupling device for PLCC | EA | 2 |  | INCLUDED | 0 | 0 | 0 | 0 | 0 | 0
17 | 7000016918 | 10 | 310 | 40 | Service: PLCC AT GWALIOR (POWERGRID) | 100000888 | 998734 |  | 18 |  | Carrier Equipment Analog type (for Speech+Data & Speech+Protection) | EA | 2 |  | INCLUDED | 0 | 0 | 0 | 0 | 0 | 0
18 | 7000016918 | 10 | 310 | 50 | Service: PLCC AT GWALIOR (POWERGRID) | 100000890 | 998734 |  | 18 |  | Protection Coupler (Analog) | EA | 2 |  | INCLUDED | 0 | 0 | 0 | 0 | 0 | 0
19 | 7000016918 | 10 | 310 | 60 | Service: PLCC AT GWALIOR (POWERGRID) | 100003517 | 998734 |  | 18 |  | HF CABLE FOR PLCC-75 OHM (KM) | KM | 0.5 |  | INCLUDED | 0 | 0 | 0 | 0 | 0 | 0
20 | 7000016926 | 10 | 450 | 10 | Service: PLCC AT GWALIOR (DATIA-MPPTCL) | 100000888 | 998734 |  | 18 |  | Carrier Equipment Analog type (for Speech+Data & Speech+Protection) | EA | 2 |  | INCLUDED | 0 | 0 | 0 | 0 | 0 | 0
21 | 7000016926 | 10 | 450 | 20 | Service: PLCC AT GWALIOR (DATIA-MPPTCL) | 100000890 | 998734 |  | 18 |  | Protection Coupler (Analog) | EA | 2 |  | INCLUDED | 0 | 0 | 0 | 0 | 0 | 0
22 | 7000016926 | 10 | 450 | 30 | Service: PLCC AT GWALIOR (DATIA-MPPTCL) | 100001506 | 995429 |  | 18 |  | Dismantling, transportation & re-erection of 220kV PLCC | SET | 1 |  | INCLUDED | 0 | 0 | 0 | 0 | 0 | 0
23 | 7000016912 | 10 | 470 | 10 | Service: Fire protection system | 100000977 | 998736 |  | 18 |  | 5kg CO2 type Portable Fire Extinguisher | EA | 1 |  | INCLUDED | 0 | 0 | 0 | 0 | 0 | 0
24 | 7000016912 | 10 | 470 | 20 | Service: Fire protection system | 100002062 | 995461 |  | 18 |  | Fire Detection and Alarm System for Switchyard Panel Room of 6 m length | SET | 1 |  | INCLUDED | 0 | 0 | 0 | 0 | 0 | 0
25 | 7000016913 | 10 | 610 | 10 | Steel Structures | 100002442 | 995455 |  | 18 |  | Standard Towers for 220kV - Type CGP | EA | 2 |  | INCLUDED | 0 | 0 | 0 | 0 | 0 | 0
26 | 7000016913 | 10 | 610 | 20 | Steel Structures | 100002443 | 995455 |  | 18 |  | Erection of Std 220 kV Tower CHP including nuts, bolts, all type of washers, packplates, step bolts and gusset plates excludingfoundation bolts | EA | 2 |  | INCLUDED | 0 | 0 | 0 | 0 | 0 | 0
27 | 7000016913 | 10 | 610 | 30 | Steel Structures | 100001205 | 995455 |  | 18 |  | Erection of Std 220 kV Gantry BG1 including nuts, bolts, all type of washers, packplates, step bolts and gusset plates excludingfoundation bolts | EA | 3 |  | INCLUDED | 0 | 0 | 0 | 0 | 0 | 0
28 | 7000016913 | 10 | 610 | 40 | Steel Structures | 100001221 | 995455 |  | 18 |  | Erection of Pipe Structure - 220 kV 1-Phase CVT including nuts, bolts, all type of washers, packplates, step bolts and gusset platesexcluding foundation bolts | EA | 6 |  | INCLUDED | 0 | 0 | 0 | 0 | 0 | 0
29 | 7000016913 | 10 | 610 | 50 | Steel Structures | 100001224 | 995455 |  | 18 |  | Erection of Pipe Structure - 220 kV 1-Phase SA including nuts, bolts, all type of washers, packplates, step bolts and gusset platesexcluding foundation bolts | EA | 6 |  | INCLUDED | 0 | 0 | 0 | 0 | 0 | 0
30 | 7000016913 | 10 | 610 | 60 | Steel Structures | 100001225 | 995455 |  | 18 |  | Erection of Pipe Structure - 220 kV 1-Phase BPI including nuts, bolts, all type of washers, packplates, step bolts and gusset platesexcluding foundation bolts | EA | 12 |  | INCLUDED | 0 | 0 | 0 | 0 | 0 | 0
31 | 7000016913 | 10 | 610 | 80 | Steel Structures | 100013004 | 995455 |  | 18 |  | EQUIPMENT STRUCTURE INCLUDING FOUNDATION BOLT-220KV HIGH BPI (1PH) | EA | 12 |  | INCLUDED | 0 | 0 | 0 | 0 | 0 | 0
32 | 7000016913 | 10 | 610 | 90 | Steel Structures | 100001223 | 995455 |  | 18 |  | Erection of Pipe Structure - 220 kV 1-Phase WT including nuts, bolts, all type of washers, packplates, step bolts and gusset platesexcluding foundation bolts | EA | 4 |  | INCLUDED | 0 | 0 | 0 | 0 | 0 | 0
33 | 7000016914 | 10 | 640 | 10 | Service: Illumination | 100001022 | 998731 |  | 18 |  | Lighting Panel type ACP-3 as per technical specification | EA | 1 |  | INCLUDED | 0 | 0 | 0 | 0 | 0 | 0
34 | 7000016914 | 10 | 640 | 30 | Service: Illumination | 100004852 | 998731 |  | 18 |  | Lighting Fixture LED Luminaires type FL-1 as per tech. specifications | EA | 4 |  | INCLUDED | 0 | 0 | 0 | 0 | 0 | 0
35 | 7000016914 | 10 | 640 | 40 | Service: Illumination | 100004931 | 998731 |  | 18 |  | LED Flood Light Luminaries Type FL-2 (250W) as per technical specification | EA | 4 |  | INCLUDED | 0 | 0 | 0 | 0 | 0 | 0
36 | 7000016914 | 10 | 640 | 50 | Service: Illumination | 100001116 | 998739 |  | 18 |  | Illumination System for switchyard panel room of 6 m length | SET | 1 |  | INCLUDED | 0 | 0 | 0 | 0 | 0 | 0
37 | 7000016915 | 10 | 670 | 10 | Service: Erection Insulator & Hardware | 100000512 | 998731 |  | 18 |  | Erection Hardware for 220kV DM-type layout for GIS termination arrangement-Line bay as per specification | SET | 2 |  | INCLUDED | 0 | 0 | 0 | 0 | 0 | 0
38 | 7000016915 | 10 | 670 | 20 | Service: Erection Insulator & Hardware | 100017123 | 998731 |  | 18 |  | 220KV SUSPENSION INSULATOR STRING AND ASSOCIATED HARDWARE FITTINGS WITH DROP CLAMP SUITABLE FOR QUAD CONDUCTOR | EA | 6 |  | INCLUDED | 0 | 0 | 0 | 0 | 0 | 0
39 | 7000016915 | 10 | 670 | 30 | Service: Erection Insulator & Hardware | 100017125 | 998731 |  | 18 |  | 220KV SUSPENSION INSULATOR STRING AND ASSOCIATED HARDWARE FITTINGS WITH DROP CLAMP SUITABLE FOR SINGLR CONDUCTOR | EA | 6 |  | INCLUDED | 0 | 0 | 0 | 0 | 0 | 0
40 | 7000016915 | 10 | 670 | 40 | Service: Erection Insulator & Hardware | 100017120 | 998731 |  | 18 |  | 220KV TENSION INSULATOR STRING AND ASSOCIATED HARDWARE FITTINGS WITHOUT TURN BUCKLE SUITABLE FOR SINGLE CONDUCTOR | EA | 6 |  | INCLUDED | 0 | 0 | 0 | 0 | 0 | 0
41 | 7000016921 | 10 | 680 | 10 | Service: Power & Control cables | 100002181 | 998736 |  | 18 |  | 1.1kV grade Power Cables (PVCinsulated)along withlugs,glands,straight joints &accessories,etc. | LS | 1 |  | INCLUDED | 0 | 0 | 0 | 0 | 0 | 0
42 | 7000016921 | 10 | 680 | 20 | Service: Power & Control cables | 100002182 | 998736 |  | 18 |  | 1.1kV grade Control Cables (PVCinsulated) along withlugs,glands,straight joints &accessories,etc. | LS | 1 |  | INCLUDED | 0 | 0 | 0 | 0 | 0 | 0
43 | 7000016916 | 10 | 740 | 10 | Service: Earthing | 100001148 | 998739 |  | 18 |  | 40 mm MS rod for Main Earthmat | M | 500 |  | INCLUDED | 0 | 0 | 0 | 0 | 0 | 0
44 | 7000016920 | 10 | 920 | 10 | Service: VMS | 100002500 | 998731 |  | 18 |  | Color IP camera, with PAN, TILT and ZOOM facilities, alongwith all required Items, Accessories, Line Interface units, Fiber patchcords, Power supply units, Junction Boxes, Cables, Fiber Optic Cables, etc., and including Integration in existing Hardware andSoftware for Augmentation of Visual Monitoring System as per technical specification. | SET | 1 |  | INCLUDED | 0 | 0 | 0 | 0 | 0 | 0
45 | 7000016922 | 10 | 930 | 10 | Service: Air Conditioning | 100001882 | 995463 |  | 18 |  | Air conditioning system for Switchyard Panel Room of 6m length | SET | 1 |  | INCLUDED | 0 | 0 | 0 | 0 | 0 | 0
46 | 7000016923 | 10 | 940 | 10 | Dismantling and Re-erection | 100001531 | 995429 |  | 18 |  | Dismantling & re-erection of 220kV LM | EA | 2 |  | INCLUDED | 0 | 0 | 0 | 0 | 0 | 0
47 | 7000016924 | 10 | 950 | 10 | Civil Works | 100004518 | 995433 |  | 18 |  | Excavation in all kind of soil including rock for all leads and lifts, backfilling, disposal of surplus earth within a lead up to2Km as per technical specification. The surplus earth shall be roughly graded . | M3 | 2925 |  | INCLUDED | 0 | 0 | 0 | 0 | 0 | 0
48 | 7000016924 | 10 | 950 | 20 | Civil Works | 100001325 | 995454 |  | 18 |  | Providing and laying of Plain Cement Concrete (PCC) (1:4:8) | M3 | 156 |  | INCLUDED | 0 | 0 | 0 | 0 | 0 | 0
49 | 7000016924 | 10 | 950 | 30 | Civil Works | 100001326 | 995454 |  | 18 |  | Providing and laying of Plain Cement Concrete (PCC) (1:2:4) | M3 | 51 |  | INCLUDED | 0 | 0 | 0 | 0 | 0 | 0
50 | 7000016924 | 10 | 950 | 40 | Civil Works | 100001327 | 995454 |  | 18 |  | Providing and laying of Reinforced Cement Concrete M25 mix including pre cast, shuttering, Grouting of pockets & underpinning butexcluding steel reinforcement | M3 | 573 |  | INCLUDED | 0 | 0 | 0 | 0 | 0 | 0
51 | 7000016924 | 10 | 950 | 50 | Civil Works | 100001328 | 995454 |  | 18 |  | Providing and laying Plain Cement Concrete 1:5:10 (1 cement : 5 sand : 10 brick aggregate) | M3 | 306 |  | INCLUDED | 0 | 0 | 0 | 0 | 0 | 0
52 | 7000016924 | 10 | 950 | 60 | Civil Works | 100001329 | 995454 |  | 18 |  | Steel Reinforcement | MT | 36 |  | INCLUDED | 0 | 0 | 0 | 0 | 0 | 0
53 | 7000016924 | 10 | 950 | 70 | Civil Works | 100001331 | 995455 |  | 18 |  | Misc. Structural steel including rails, embedments, edge protection angles, gratings etc. but excluding the reinforcement steel andsteel for lattice and pipe structures. | MT | 9 |  | INCLUDED | 0 | 0 | 0 | 0 | 0 | 0
54 | 7000016924 | 10 | 950 | 80 | Civil Works | 100001714 | 995428 |  | 18 |  | Stone spreading in switchyard excluding PCC | M2 | 4000 |  | INCLUDED | 0 | 0 | 0 | 0 | 0 | 0
55 | 7000016924 | 10 | 950 | 90 | Civil Works | 100001713 | 995424 |  | 18 |  | Antiweed treatment | M2 | 4000 |  | INCLUDED | 0 | 0 | 0 | 0 | 0 | 0
56 | 7000016924 | 10 | 950 | 100 | Civil Works | 100001454 | 995429 |  | 18 |  | Demolishing RCC work including stacking of steel bars and disposal of unserviceable material. | M3 | 60 |  | INCLUDED | 0 | 0 | 0 | 0 | 0 | 0
57 | 7000016924 | 10 | 950 | 110 | Civil Works | 100004507 | 995421 |  | 18 |  | 3.75m wide Cement Concrete road with PCC shoulder including 100 mm dia RCC Hume Pipe @ 100 metre interval as per drawing and TS.However, reinforcement steel and all type concrete shall be paid separately under relevant items | M2 | 450 |  | INCLUDED | 0 | 0 | 0 | 0 | 0 | 0
58 | 7000016924 | 10 | 950 | 120 | Civil Works | 100001412 | 995462 |  | 18 |  | Drain including culverts but excluding concrete & reinforcement steel-Section A-A | M | 60 |  | INCLUDED | 0 | 0 | 0 | 0 | 0 | 0
59 | 7000016924 | 10 | 950 | 130 | Civil Works | 100001413 | 995462 |  | 18 |  | Drain including culverts but excluding concrete & reinforcement steel-Section B-B | M | 60 |  | INCLUDED | 0 | 0 | 0 | 0 | 0 | 0
60 | 7000016924 | 10 | 950 | 140 | Civil Works | 100001414 | 995462 |  | 18 |  | Drain including culverts but excluding concrete & reinforcement steel-Section C-C | M | 60 |  | INCLUDED | 0 | 0 | 0 | 0 | 0 | 0
61 | 7000016924 | 10 | 950 | 150 | Civil Works | 100001415 | 995462 |  | 18 |  | Drain including culverts but excluding concrete & reinforcement steel-Section D-D | M | 60 |  | INCLUDED | 0 | 0 | 0 | 0 | 0 | 0
62 | 7000016924 | 10 | 950 | 160 | Civil Works | 100001735 | 995462 |  | 18 |  | RCC culverts and cable trench crossings including supplying and laying hume pipe 250mm dia of grade (NP-3) excluding concrete as perspecification. | M | 40 |  | INCLUDED | 0 | 0 | 0 | 0 | 0 | 0
63 | 7000016924 | 10 | 950 | 170 | Civil Works | 100001736 | 995462 |  | 18 |  | RCC culverts and cable trench crossings including supplying and laying hume pipe 300mm dia of grade (NP-3) excluding concrete as perspecification. | M | 40 |  | INCLUDED | 0 | 0 | 0 | 0 | 0 | 0
64 | 7000016924 | 10 | 950 | 180 | Civil Works | 100001737 | 995462 |  | 18 |  | RCC culverts and cable trench crossings including supplying and laying hume pipe 450mm dia of grade (NP-3) excluding concrete as perspecification. | M | 10 |  | INCLUDED | 0 | 0 | 0 | 0 | 0 | 0
65 | 7000016924 | 10 | 950 | 190 | Civil Works | 100001405 | 995462 |  | 18 |  | Supplying & laying hume pipe of grade (NP-3) excluding reinforcement and concrete as per drawing-250mm dia | M | 10 |  | INCLUDED | 0 | 0 | 0 | 0 | 0 | 0
66 | 7000016924 | 10 | 950 | 200 | Civil Works | 100001404 | 995462 |  | 18 |  | Supplying & laying hume pipe of grade (NP-3) excluding reinforcement and concrete as per drawing-100mm dia | M | 10 |  | INCLUDED | 0 | 0 | 0 | 0 | 0 | 0
67 | 7000016924 | 10 | 950 | 210 | Civil Works | 100002911 | 995432 |  | 18 |  | Earthwork in excavation & filling in all types of soil and soft/disintegrated rock in open areas/nallas/channels, to the requiredslopes, shapes, levels, elevations and profile, including trimming of bottom and slopes of excavation, bailing out rain(dewatering), pumping, removal of slush, preparing embankments/marginal banks, loosening, dressing, spreading material in layers notexceeding 200mm, as per direction of Engineer-in-Charge, water flooding, compacting to achieve 95% consolidation at optimum moisturecontent, finishing etc. all complete, for all leads and lifts within leveling boundary, including disposal of surplus earth andstacking of unsuitable material within a lead of 2.0 Km beyond substation boundary, with all labour, material, tools, tackles andequipment, safeguards and incidentals, Royalty,taxes etc. as necessary, as per drawings, specification and directions of theEngineer-in-Charge. Clearing of jungle is included in this item. (Only excavation/cutting will be measured for payment purpose.) | M3 | 2000 |  | INCLUDED | 0 | 0 | 0 | 0 | 0 | 0
68 | 7000016924 | 10 | 950 | 220 | Civil Works | 100001542 | 995429 |  | 18 |  | Dismantling & Re-erection of Existing fence | M | 150 |  | INCLUDED | 0 | 0 | 0 | 0 | 0 | 0
69 | 7000016924 | 10 | 950 | 230 | Civil Works | 100001391 | 995477 |  | 18 |  | New chain Link Fencing excluding concrete | M | 50 |  | INCLUDED | 0 | 0 | 0 | 0 | 0 | 0
70 | 7000016924 | 10 | 950 | 240 | Civil Works | 100001721 | 995428 |  | 18 |  | Supplying, filling and compacting stone boulders mixed with sand under foundations, roads, cable trenches, drains etc in layers notexceeding 250mm thickness including ramming, watering compacting | M3 | 20 |  | INCLUDED | 0 | 0 | 0 | 0 | 0 | 0
71 | 7000016924 | 10 | 950 | 250 | Civil Works | 100003437 | 995454 |  | 18 |  | Switchyard Panel Room - Civil Works. All civil works as per drawing and specifications complete, including - brickwork, finishing(external and internal), windows etc. However, excavation, PCC, RCC and reinforcement shall be paid separately as per BPS. | M2 | 30 |  | INCLUDED | 0 | 0 | 0 | 0 | 0 | 0
72 | 7000016925 | 10 | 970 | 10 | Foundation bolt | 100001674 | 995455 |  | 18 |  | Erection of 28mm dia foundation bolts including nuts, checknuts, washers and packplates. | EA | 312 |  | INCLUDED | 0 | 0 | 0 | 0 | 0 | 0
73 | 7000016925 | 10 | 970 | 20 | Foundation bolt | 100001676 | 995455 |  | 18 |  | Erection of 40mm dia foundation bolts including nuts, checknuts, washers and packplates. | EA | 32 |  | INCLUDED | 0 | 0 | 0 | 0 | 0 | 0
74 | 7000016925 | 10 | 970 | 30 | Foundation bolt | 100001677 | 995455 |  | 18 |  | Erection of 56mm dia foundation bolts including nuts, checknuts, washers and packplates | EA | 32 |  | INCLUDED | 0 | 0 | 0 | 0 | 0 | 0
75 | 7000016925 | 10 | 970 | 40 | Foundation bolt | 100001679 | 995455 |  | 18 |  | Erection of 80mm dia foundation bolts including nuts, checknuts, washers and packplates | EA | 24 |  | INCLUDED | 0 | 0 | 0 | 0 | 0 | 0
2: Total; 16=14*15: 0 |  | 0 |  |  | 0 | 0
# | In case the bidder leaves the cell for confirmation of the SAC and/or GST rate “blank”, the SAC and corresponding GST rate indicated by the Employer shall be deemed to be the one confirmed by the Bidder.
| Date | [10 empty] | Printed Name
| Place | [10 empty] | Designation
0

## Sch-4
Spec. No.: 5002002223/GIS-EXCLUDING/DOM/A00 - CC CS -1 | [14 empty] | Schedule - 4
Substation Package SS-92: For (I) Extension of 400/220kV GIS Indore S/S under ‘Transmission System associated with Scheme to control fault level at Indore Substation in Western Region’; and (II) Extension of Gwalior Substation with 2 Nos. GIS bays for termination of LILO of 220kV Gwalior Datia line under ‘Consultancy Services to MPPTCL’
(SCHEDULE OF RATES AND PRICES )
BIDDER:
JOINT VENTURE OF 0 & X | [12 empty] | To:
Bidder’s Name and Address (Lead Partner) : | [12 empty] | Contract Services
Name : | [12 empty] | Power Grid Corporation of India Ltd.,
Address : | [12 empty] | "Saudamini", Plot No.-2
Sector-29,
Gurgaon (Haryana) - 122001
Training Charges :
SI. No. | PR No | Line Item No | Activity Header | PR Activity No | Activity Description | Service Code | SAC (Service Accounting Codes) | Whether SAC in column ‘…’ is confirmed. If not indicate applicable the SAC # | Rate of GST applicable ( in %) | Whether rate of GST in column ‘---’ is confirmed. If not indicate applicable rate of GST # | Description | Unit | Quantity | Unit Charges | Total Charges
1 | 2 | 3 | 4 | 5 | 6 | 7 | 8 | 9 | 10 | 11 | 12 | 13 | 14 | 15 | 16=14*15
NOT APPLICABLE
NOTE: To and fro charges and accommodation for the Instructor (Trainer) and Training material for the Trainees shall be included in the prices quoted by the bidder.
# In case the bidder leaves the cell for confirmation of the SAC and/or GST rate “blank” “blank”, the SAC and corresponding GST rate indicated by the Employer shall be deemed to be the one confirmed by the Bidder
Date
| Place | [9 empty] | Printed Name
Designation

## Sch-5
Spec. No.: 5002002223/GIS-EXCLUDING/DOM/A00 - CC CS -1 |  |  |  | Schedule - 5
Substation Package SS-92: For (I) Extension of 400/220kV GIS Indore S/S under ‘Transmission System associated with Scheme to control fault level at Indore Substation in Western Region’; and (II) Extension of Gwalior Substation with 2 Nos. GIS bays for termination of LILO of 220kV Gwalior Datia line under ‘Consultancy Services to MPPTCL’
(SUMMARY OF TAXES & DUTIES APPLICABLE ON PLANT & EQUIPMENT)
BIDDER:
JOINT VENTURE OF 0 & X |  |  | To:
Bidder’s Name and Address (Lead Partner) : |  |  | Contract Services
Name : |  |  | Power Grid Corporation of India Ltd.,
Address : |  |  | "Saudamini", Plot No.-2
Sector-29,
Gurgaon (Haryana) - 122001
Sl. No. | Item Nos. |  | Total Price (INR) |  | After Discount |  | After MPDiscount
1 | TOTAL GST on Goods |  | 0 |  | Excise Duty | #REF! | Excise Duty | #REF!
Total GST for Supply of Goods (inter-alia including Type Test Charges) between the Contractor and the Employer (identified in Schedule 1') which are not included in the Ex-works price as per the provision of the Bidding Documents, as applicable.
2 | TOTAL GST on Services |  | 0 |  | Sales Tax | 0 | Sales Tax | 0
| Total GST on Installation Services (indentified in Schedule-3) and Training to be imparted in India (identified in Schedule-4) which are not included in the Installation and Training charges as per the provision of the Bidding Documents, as applicable |  |  |  | #REF! | 0 | #REF! | 0
| GRAND TOTAL [1+2] |  | 0
Date : |  | Printed Name :
Place : |  | Designation :
Click for Sch-6

## Sch-5 after discount
Spec. No.: 5002002223/GIS-EXCLUDING/DOM/A00 - CC CS -1 |  |  |  | Schedule - 5 (after discount)
Substation Package SS-92: For (I) Extension of 400/220kV GIS Indore S/S under ‘Transmission System associated with Scheme to control fault level at Indore Substation in Western Region’; and (II) Extension of Gwalior Substation with 2 Nos. GIS bays for termination of LILO of 220kV Gwalior Datia line under ‘Consultancy Services to MPPTCL’
(SUMMARY OF TAXES & DUTIES APPLICABLE ON PLANT & EQUIPMENT)
BIDDER:
JOINT VENTURE OF 0 & X |  |  | To:
Bidder’s Name and Address (Lead Partner) : |  |  | Contract Services
Name : |  |  | Power Grid Corporation of India Ltd.,
Address : |  |  | "Saudamini", Plot No.-2
Sector-29,
Gurgaon (Haryana) - 122001
Sl. No. | Item Nos. |  | Total Price (INR)
1 | TOTAL GST on Goods |  | 0
Total GST for Supply of Goods (inter-alia including Type Test Charges) between the Contractor and the Employer (identified in Schedule 1') which are not included in the Ex-works price as per the provision of the Bidding Documents, as applicable.
2 | TOTAL GST on Services |  | 0
Total GST on Installation Services (indentified in Schedule-3) and Training to be imparted in India (identified in Schedule-4) which are not included in the Installation and Training charges as per the provision of the Bidding Documents, as applicable
| GRAND TOTAL [1+2] |  | 0
Date : |  | Printed Name :
Place : |  | Designation :
Click for Sch-6

## Sch-6
Spec. No.: 5002002223/GIS-EXCLUDING/DOM/A00 - CC CS -1 |  |  | Schedule - 6
Substation Package SS-92: For (I) Extension of 400/220kV GIS Indore S/S under ‘Transmission System associated with Scheme to control fault level at Indore Substation in Western Region’; and (II) Extension of Gwalior Substation with 2 Nos. GIS bays for termination of LILO of 220kV Gwalior Datia line under ‘Consultancy Services to MPPTCL’
(GRAND SUMMARY)
BIDDER:
JOINT VENTURE OF 0 & X |  |  | To:
Bidder’s Name and Address (Lead Partner) : |  |  | Contract Services
Name : |  |  | Power Grid Corporation of India Ltd.,
Address : |  |  | "Saudamini", Plot No.-2
Sector-29,
Gurgaon (Haryana) - 122001
Sl. No. | Description |  | Total Price (INR)
1 | TOTAL SCHEDULE NO. 1 |  | 0
Ex-works price of Plant and Equipment including Type Test Charges
2 | TOTAL SCHEDULE NO. 2 |  | 0
Local Transportation, In-transit Insurance, loading and unloading
3 | TOTAL SCHEDULE NO. 3 |  | 0
Installation Charges
4 | TOTAL SCHEDULE NO. 4 |  | Not Applicable
Training Charges
5 | TOTAL SCHEDULE NO. 5 |  | 0
Taxes and Duties
6 | TOTAL SCHEDULE NO. 7 |  | Not Applicable
Type Test Charges [Total of this Schedule is included in Schedule - 1 above.]
GRAND TOTAL [1+2+3+5]
0
Date : |  | Printed Name :
Place : |  | Designation :
Click for Sch-7

## Sch-6 After Discount (hidden)
Spec. No.: 5002002223/GIS-EXCLUDING/DOM/A00 - CC CS -1 |  |  | Schedule - 6 After Discount
Substation Package SS-92: For (I) Extension of 400/220kV GIS Indore S/S under ‘Transmission System associated with Scheme to control fault level at Indore Substation in Western Region’; and (II) Extension of Gwalior Substation with 2 Nos. GIS bays for termination of LILO of 220kV Gwalior Datia line under ‘Consultancy Services to MPPTCL’
(GRAND SUMMARY)
#REF! |  |  | To:
Bidder’s Name and Address (Lead Partner) : |  |  | Contract Services
Name : |  |  | Power Grid Corporation of India Ltd.,
Address : |  |  | "Saudamini", Plot No.-2
Sector-29,
Gurgaon (Haryana) - 122001
Sl. No. | Description |  | Total Price (INR)
1 | TOTAL SCHEDULE NO. 1
Ex-works price of Plant and Equipment including Type Test Charges
2 | TOTAL SCHEDULE NO. 2
Local Transportation, Insurance and other Incidental Services
3 | TOTAL SCHEDULE NO. 3
Installation Charges
4 | TOTAL SCHEDULE NO. 4
Training Charges
5 | TOTAL SCHEDULE NO. 5
Taxes and Duties
6 | TOTAL SCHEDULE NO. 7
Type Test Charges [Total of this Schedule is included in Schedule - 1 above.]
GRAND TOTAL [1+2+3+4+5]
Date : |  | Printed Name :
Place : |  | Designation :
Click for Sch-7

## Sch-6 (After Discount)
Spec. No.: 5002002223/GIS-EXCLUDING/DOM/A00 - CC CS -1 |  |  | Schedule - 6 (after discount)
Substation Package SS-92: For (I) Extension of 400/220kV GIS Indore S/S under ‘Transmission System associated with Scheme to control fault level at Indore Substation in Western Region’; and (II) Extension of Gwalior Substation with 2 Nos. GIS bays for termination of LILO of 220kV Gwalior Datia line under ‘Consultancy Services to MPPTCL’
(GRAND SUMMARY)
BIDDER:
JOINT VENTURE OF 0 & X |  |  | To:
Bidder’s Name and Address (Lead Partner) : |  |  | Contract Services
Name : |  |  | Power Grid Corporation of India Ltd.,
Address : |  |  | "Saudamini", Plot No.-2
Sector-29,
Gurgaon (Haryana) - 122001
Sl. No. | Description |  | Total Price (INR) | From Sch-6 | Discount Factors
1 | TOTAL SCHEDULE NO. 1 |  | 0 | 0 | 0
Ex-works price of Plant and Equipment including Type Test Charges
2 | TOTAL SCHEDULE NO. 2 |  | 0 | 0 | 0
Local Transportation, In-transit Insurance, loading and unloading
3 | TOTAL SCHEDULE NO. 3 |  | 0 | 0 | 0
Installation Charges
4 | TOTAL SCHEDULE NO. 4 |  | Not Applicable
Training Charges
5 | TOTAL SCHEDULE NO. 5 |  | 0
Taxes and Duties
6 | TOTAL SCHEDULE NO. 7 |  | Not Applicable
Type Test Charges [Total of this Schedule is included in Schedule - 1 above.]
GRAND TOTAL [1+2+3+5]
0
Date : |  | Printed Name :
Place : |  | Designation :
Click for Sch-7

## Sch-7
Spec. No.: 5002002223/GIS-EXCLUDING/DOM/A00 - CC CS -1 | [11 empty] | Schedule 7
Substation Package SS-92: For (I) Extension of 400/220kV GIS Indore S/S under ‘Transmission System associated with Scheme to control fault level at Indore Substation in Western Region’; and (II) Extension of Gwalior Substation with 2 Nos. GIS bays for termination of LILO of 220kV Gwalior Datia line under ‘Consultancy Services to MPPTCL’ | [12 empty] | As per Lum-sum |  | 0
(SCHEDULE OF RATES AND PRICES ) | [12 empty] | AS per Percent |  | #REF!
BIDDER:
JOINT VENTURE OF 0 & X
| Bidder’s Name and Address (Lead Partner) : | [8 empty] | To:
| Name : | [8 empty] | Contract Services
| Address : | [8 empty] | Power Grid Corporation of India Ltd.,
"Saudamini", Plot No.-2
Sector-29,
Gurgaon (Haryana) - 122001
Type tests on Earthwire, Hardwar Fittings & accessories of conductor & earthwire:
SL. NO. | PR No | Line Item No | Code | HSN of the Equipment /item for which type test is to be conducted | Whether HSN in column ‘---’ is confirmed. If not indicate applicable the HSN code # | Rate of GST applicable ( in %) | Whether rate of GST in column ‘---’ is confirmed. If not indicate applicable rate of GST # | Description of Test | Unit | Quantity | Unit Test Charge | Total Test Charges (Rs.) |  | Total Test Charges After Discount (Rs.) |  | Dis Alert | Total Test Charges After MPD (Rs.)
NOT APPLICABLE
| Date | [5 empty] | Printed Name
| Place | [5 empty] | Designation
Spec. No.: 5002002223/GIS-EXCLUDING/DOM/A00 - CC CS -1
Substation Package SS-92: For (I) Extension of 400/220kV GIS Indore S/S under ‘Transmission System associated with Scheme to control fault level at Indore Substation in Western Region’; and (II) Extension of Gwalior Substation with 2 Nos. GIS bays for termination of LILO of 220kV Gwalior Datia line under ‘Consultancy Services to MPPTCL’ | [7 empty] | 0 | 0
(SCHEDULE OF RATES AND PRICES ) | [7 empty] | 0 | 0
#REF!
#REF! | [7 empty] | #REF! | #REF!
#REF! | [7 empty] | #REF! | #REF!
#REF! | [7 empty] | #REF! | #REF!
[8 empty] | #REF! | #REF!
[8 empty] | 0 | 0
SL. NO. | [7 empty] | Description of Test | #REF!
#REF! | [7 empty] | #REF! | #REF!
#REF! | [7 empty] | #REF!
#REF! | [7 empty] | #REF! | #REF!
#REF! | [7 empty] | #REF! | #REF!
[8 empty] | #REF! | #REF!
#REF! | [7 empty] | #REF!
#REF! | [7 empty] | #REF!
#REF! | [7 empty] | #REF!
#REF! | [7 empty] | #REF! | #REF!
#REF! | [7 empty] | #REF! | #REF!
#REF! | [7 empty] | #REF! | #REF!
#REF! | [7 empty] | #REF! | #REF!
[8 empty] | #REF! | #REF!
#REF! | [7 empty] | #REF!
#REF! | [7 empty] | #REF! | #REF!
#REF! | [7 empty] | #REF! | #REF!
#REF! | [7 empty] | #REF! | #REF!
#REF! | [7 empty] | #REF! | #REF!
[8 empty] | #REF! | #REF!
#REF! | [7 empty] | #REF!
#REF! | [7 empty] | #REF! | #REF!
#REF! | [7 empty] | #REF! | #REF!
#REF! | [7 empty] | #REF! | #REF!
[8 empty] | #REF! | #REF!
#REF! | [7 empty] | #REF!
#REF! | [7 empty] | #REF! | #REF!
#REF! | [7 empty] | #REF! | #REF!
#REF! | [7 empty] | #REF! | #REF!
[8 empty] | #REF! | #REF!
#REF! | [7 empty] | #REF!
#REF! | [7 empty] | #REF! | #REF!
#REF! | [7 empty] | #REF! | #REF!
#REF! | [7 empty] | #REF! | #REF!
#REF! | [7 empty] | #REF! | #REF!
[8 empty] | #REF! | #REF!
[8 empty] | #REF! | #REF!
#REF! | [7 empty] | #REF!
#REF! | [7 empty] | #REF!
#REF! | [7 empty] | #REF! | #REF!
#REF! | [7 empty] | #REF! | #REF!
#REF! | [7 empty] | #REF! | #REF!
[8 empty] | #REF! | #REF!
[8 empty] | #REF! | #REF!
#REF! | [7 empty] | #REF!
#REF! | [7 empty] | #REF!
#REF! | [7 empty] | #REF! | #REF!
#REF! | [7 empty] | #REF! | #REF!
#REF! | [7 empty] | #REF! | #REF!
#REF! | [7 empty] | #REF! | #REF!
#REF! | [7 empty] | #REF! | #REF!
[8 empty] | #REF! | #REF!
#REF! | [7 empty] | #REF!
#REF! | [7 empty] | #REF! | #REF!
#REF! | [7 empty] | #REF! | #REF!
#REF! | [7 empty] | #REF! | #REF!
#REF! | [7 empty] | #REF! | #REF!
#REF! | [7 empty] | #REF! | #REF!
#REF! | [7 empty] | #REF! | #REF!
[8 empty] | #REF! | #REF!
#REF! | [7 empty] | #REF!
#REF! | [7 empty] | #REF! | #REF!
#REF! | [7 empty] | #REF! | #REF!
#REF! | [7 empty] | #REF! | #REF!
#REF! | [7 empty] | #REF! | #REF!
#REF! | [7 empty] | #REF! | #REF!
#REF! | [7 empty] | #REF! | #REF!
#REF! | [7 empty] | #REF! | #REF!
#REF! | [7 empty] | #REF! | #REF!
#REF! | [7 empty] | #REF! | #REF!
[8 empty] | #REF! | #REF!
#REF! | [7 empty] | #REF!
#REF! | [7 empty] | #REF! | #REF!
#REF! | [7 empty] | #REF! | #REF!
#REF! | [7 empty] | #REF! | #REF!
[8 empty] | #REF! | #REF!
#REF! | [7 empty] | #REF!
#REF! | [7 empty] | #REF! | #REF!
#REF! | [7 empty] | #REF! | #REF!
#REF! | [7 empty] | #REF! | #REF!
[8 empty] | #REF! | #REF!
#REF! | [7 empty] | #REF!
#REF! | [7 empty] | #REF! | #REF!
#REF! | [7 empty] | #REF! | #REF!
[8 empty] | #REF! | #REF!
#REF! | [7 empty] | #REF!
#REF! | [7 empty] | #REF! | #REF!
#REF! | [7 empty] | #REF! | #REF!
#REF! | [7 empty] | #REF! | #REF!
#REF! | [7 empty] | #REF! | #REF!
#REF! | [7 empty] | #REF! | #REF!
#REF! | [7 empty] | #REF! | #REF!
[8 empty] | #REF! | #REF!
#REF! | [7 empty] | #REF!
#REF! | [7 empty] | #REF! | #REF!
#REF! | [7 empty] | #REF! | #REF!
#REF! | [7 empty] | #REF! | #REF!
#REF! | [7 empty] | #REF! | #REF!
#REF! | [7 empty] | #REF!
#REF! | [7 empty] | #REF! | #REF!
#REF! | [7 empty] | #REF! | #REF!
#REF! | [7 empty] | #REF! | #REF!
#REF! | [7 empty] | #REF! | #REF!
[8 empty] | #REF! | #REF!
[8 empty] | #REF! | #REF!
[8 empty] | #REF! | #REF!

## Discount
This letter of discount is optional. Bidder may / may not offer any discount.
Spec. No.: 5002002223/GIS-EXCLUDING/DOM/A00 - CC CS -1 |  |  |  |  | Letter of Discount
LETTER OF DISCOUNT
To:
Contract Services | [6 empty] | Schedule 1 | 0
Power Grid Corporation of India Ltd., | [6 empty] | Schedule 2 | 0
"Saudamini", Plot No.-2 | [6 empty] | Schedule 3 | 0
Sector-29, (near IFFCO Chowk) | [6 empty] | Total | 0
Gurgaon (Haryana) - 122001
Subject : |  | Substation Package SS-92: For (I) Extension of 400/220kV GIS Indore S/S under ‘Transmission System associated with Scheme to control fault level at Indore Substation in Western Region’; and (II) Extension of Gwalior Substation with 2 Nos. GIS bays for termination of LILO of 220kV Gwalior Datia line under ‘Consultancy Services to MPPTCL’
Dear Sir
With reference to the subject tender, we hereby offer unconditional discount on the prices quoted by us as per details given here below : | [5 empty] | Sch-1 | Sch-2 | Sch-3
| 1 | Discount on lum-sum basis on total price quoted by us without GST. [The discount shall be proportionately applicable on all the items of all the Schdules i.e. Sch-1 (without type test charges), Sch-2, Sch-3, Sch-4 & Sch-7] In Rs. |  |  |  | 0 | 0 | 0
| 2 | Discount on percent basis on total price quoted by us without GST. [The discount shall be proportionately applicable on all the items of all the Schdules i.e. Sch-1 (without type test charges), Sch-2 , Sch-3, Sch-4 & Sch-7] In Percent (%) |  |  |  | 0 | 0 | 0
| 3 | Discount on lum-sum basis on the Schedules as given below : [The discount shall be proportionately applicable on all the relevent items of the respective Schdules.] In Rs.
|  | Schedule-1 : Ex works prices |  | In Rs. |  | 0
|  | Schedule-2 : Local Transportation, In-transit Insurance, loading and unloading |  | In Rs. |  |  | 0
|  | Schedule-3 : Installation Charges |  | In Rs. |  |  |  | 0
|  | Schedule-4 : Training Charges |  | In Rs.
|  | Schedule-7 : Type Test Charges |  | In Rs.
| 4 | Discount on percent basis on the Schedules as given below : [The discount shall be proportionately applicable on all the relevent items of the respective Schdules.] In Percent (%)
|  | Schedule-1 : Ex works prices |  | In Percent (%) |  | 0
|  | Schedule-2 : Local Transportation, In-transit Insurance, loading and unloading |  | In Percent (%) |  |  | 0
|  | Schedule-3 : Installation Charges |  | In Percent (%) |  |  |  | 0
|  | Schedule-4 : Training Charges |  | In Percent (%)
|  | Schedule-7 : Type Test Charges |  | In Percent (%)
Discount(s) offered at sl. No. 1 to 4 will get displayed and accounted for automatically in the respective items of the Schedules.
| 5 | We hereby offer Multi-package discount as given below:
[6 empty] | 0 | 0 | 0 | 0 | 0
|  | Multi-Package Discount(s) offered at sl. No. 5 will not get automatically accounted for in the respective items of the Schedules. The same shall be worked out saparately for evaluation. |  |  |  | #DIV/0! | #DIV/0! | #DIV/0! | #DIV/0! | #REF!
[Discount will not be calculated authometrically. However, the same shall be considered during evaluation.]
Please consider this letter of discount as the integral part of our price bid.
Thanking you, we remain, | [5 empty] | 0 | 0 | 0
[5 empty] | Yours faithfully, | 0 | 0 | 0 | Discount Factors
For and on behalf of
Date : |  |  | Printed Name : | 0
Place : |  |  | Designation : | 0

## Octroi (hidden)
Details of Octroi
Sl No. | Description of Items | Amount on which Octroi is applicable | Rate of Octroi | Octroi
(1) | (2) | (3) | (4) | (5) =(3) x (4)
1 |  |  |  | 0
2 |  |  |  | 0
3 |  |  |  | 0
4 |  |  |  | 0
5 |  |  |  | 0
6 |  |  |  | 0
7 |  |  |  | 0
8 |  |  |  | 0
9 |  |  |  | 0
10 |  |  |  | 0
| Total |  |  | 0
Back to Sch 5

## Entry Tax (hidden)
Details of Entry Tax
Sl No. | Description of Items | Amount on which Entry Tax is applicable | Rate of Entry Tax | Entry Tax
(1) | (2) | (3) | (4) | (5) =(3) x (4)
1 |  |  |  | 0
2 |  |  |  | 0
3 |  |  |  | 0
4 |  |  |  | 0
5 |  |  |  | 0
6 |  |  |  | 0
7 |  |  |  | 0
8 |  |  |  | 0
9 |  |  |  | 0
10 |  |  |  | 0
| Total |  |  | 0
Back to Sch 5

## Other Taxes & Duties (hidden)
Details of Other Taxes & Duties
Sl No. | Description of Items | Amount on which Other Taxes & Duties are applicable | Description of Taxes & Duties | Rate of Taxes & Duties | Amount of Taxes & Duties
(1) | (2) | (3) | (4) | (5) | (6) =(3) x (4)
1 |  |  |  |  | 0
2 |  |  |  |  | 0
3 |  |  |  |  | 0
4 |  |  |  |  | 0
5 |  |  |  |  | 0
6 |  |  |  |  | 0
7 |  |  |  |  | 0
8 |  |  |  |  | 0
9 |  |  |  |  | 0
10 |  |  |  |  | 0
| Total |  |  |  | 0
Back to Sch 5

## Bid Form 2nd Envelope
Spec. No.: 5002002223/GIS-EXCLUDING/DOM/A00 - CC CS -1 |  |  |  |  | Bid Form 2nd Envelope |  |  |  | Sole Bidder | 1 | st |  | 1 | January
[9 empty] | 0 | 2 | nd |  | 2 | February
BID FORM (Second Envelope) | [9 empty] | 3 | rd |  | 3 | March
[10 empty] | 4 | th |  | 4 | April
Bid Proposal Ref. No. | [9 empty] | 5 | th |  | 5 | May
Date : | [9 empty] | 6 | th | #VALUE! | 6 | June
[10 empty] | 7 | th | #VALUE! | 7 | July
To: | [9 empty] | 8 | th | #VALUE! | 8 | August
0 | [9 empty] | 9 | th | #VALUE! | 9 | September
Power Grid Corporation of India Ltd., | [9 empty] | 10 | th |  | 10 | October
"Saudamini", Plot No.-2 | [9 empty] | 11 | th |  | 11 | November
Sector-29, | [9 empty] | 12 | th |  | 12 | December
Gurgaon (Haryana) - 122001 | [9 empty] | 13 | th
[10 empty] | 14 | th
Name of Contract : |  | Substation Package SS-92: For (I) Extension of 400/220kV GIS Indore S/S under ‘Transmission System associated with Scheme to control fault level at Indore Substation in Western Region’; and (II) Extension of Gwalior Substation with 2 Nos. GIS bays for termination of LILO of 220kV Gwalior Datia line under ‘Consultancy Services to MPPTCL’ | [7 empty] | 15 | th
Dear Ladies and/or Gentlemen, | [9 empty] | 16 | th
1 | In continuation of First Envelope of our Bid, we hereby submit the Second Envelope of the Bid, both of which shall be read together and in conjunction with each other, and shall be construed as an integral part of our Bid. Accordingly, we the undersigned, offer to design, manufacture, test, deliver, install and commission (including carrying out Trial Operation, Performance & Guarantee Test as per provision of Technical Specification) under the above-named package in full conformity with the said Bidding Documents for the sum of Rs. 0/- () or such other sums as may be determined in accordance with the terms and conditions of the Bidding Documents |  |  |  |  | In continuation of First Envelope of our Bid, we hereby submit the Second Envelope of the Bid, both of which shall be read together and in conjunction with each other, and shall be construed as an integral part of our Bid. Accordingly, we the undersigned, offer to design, manufacture, test, deliver, install and commission (including carrying out Trial Operation, Performance & Guarantee Test as per provision of Technical Specification) under the above-named package in full conformity with the said Bidding Documents for the sum of Rs. |  |  |  | 17 | th
[6 empty] | 0 | /- (
)
| The above amounts are in accordance with the price schedules attached herewith and are made part of this bid. |  |  |  |  | or such other sums as may be determined in accordance with the terms and conditions of the Bidding Documents |  |  |  | 18 | th
2 | Price Schedules | [8 empty] | 19 | th
2.1 | In line with the requirements of the Bidding documents, we enclose herewith the following Price Schedules, duly filled - in as per your proforma: | [8 empty] | 20 | th
| Schedule 1 |  | Plant and Equipment (Including Mandatory Spare Parts) to be supplied, including Type Test Charges. | [6 empty] | 21 | st
| Schedule 2 |  | Local Transportation, In-transit Insurance, loading and unloading | [6 empty] | 22 | th
| Schedule 3 |  | Installation Charges. |  |  | Sole Bidder |  |  |  | 23 | th
| Schedule 4 |  | Training charges for training to be imparted. | [6 empty] | 24 | th
| Schedule 5 |  | Taxes and Duties not included in Schedule 1 | [6 empty] | 25 | th
| Schedule 6 |  | Grand Summary [Schedule 1to 5] | [6 empty] | 26 | th
| Schedule 7 |  | Break-up of Type Test Charges for Type Tests to be conducted | [6 empty] | 27 | th
2.2 | We are aware that the Price Schedules do not generally give a full description of the Work to be performed under each item and we shall be deemed to have read the Technical Specifications and other sections of the Bidding Documents and Drawings to ascertain the full scope of Work included in each item while filling-in the rates and prices. We agree that the entered rates and prices shall be deemed to include for the full scope as aforesaid, including overheads and profit. | [8 empty] | 28 | th
2.3 | We declare that as specified in Clause 11.5, Section –II:ITB, Vol.-I of the Bidding Documents, prices quoted by us in the Price Schedules shall be subject to Price Adjustment during the execution of Contract in accordance with Appendix-2 (Price Adjustment) to the Contract Agreement. | [8 empty] | 29 | th
2.4 | We understand that in the price schedules, where there are errors between the total of the amounts given under the column for the price Breakdown and the amount given under the Total Price, the former shall prevail and the latter will be corrected accordingly. We further understand that where there are discrepancies between amounts stated in figures and amounts stated in words, the amount stated in words shall prevail. Similarly, any discrepancy in the total bid price and that of the summation of Schedule price (price indicated in a Schedule indicating the total of that schedule), the total bid price shall be corrected to reflect the actual summation of the Schedule prices. | [8 empty] | 30 | th
2.5 | We declare that items left blank in the Schedules will be deemed to have been included in other items. The TOTAL for each Schedule and the TOTAL of Grand Summary shall be deemed to be the total price for executing the Facilities and sections thereof in complete accordance with the Contract, whether or not each individual item has been priced. | [8 empty] | 31 | st
3 | We confirm that except as otherwise specifically provided our Bid Prices in this Second Envelope include all taxes, duties, levies and charges as may be assessed on us/our Associate (applicable for Foreign Bidder), our Sub-Contractor/Sub-Vendor or their employees by all municipal, state or national government authorities in connection with the Facilities, in and outside of India.
3.1 | 100% of applicable Taxes and Duties i.e GST which are payable by the Employer under the Contract, shall be reimbursed by the Employer on production of satisfactory documentary evidence by the Contractor in accordance with the provisions of the Bidding Documents
3.2 | We further understand that notwithstanding 3.0 above, in case of award on us, you shall also bear and pay/reimburse to us, GST applicable on supplies by us to you, imposed on the Plant & Equipment including Mandatory Spare Parts to be incorporated into the Facilities including Type Test charges for Type test to be conducted in India specified in Schedule No. 1, Installation Services specified in Schedule No. 3 and Charges for Training to be imparted in India specified in Schedule No. 4 of the Price Schedule in this Second Envelope, by the Indian Laws.
3.3 | We confirm that we have also registered/we shall also get registered in the GST Network with a GSTIN in all the states where the project is located and the states from which we shall make our supply of goods.
4 | # (For Joint Venture only) We, the partners of Joint Venture submitting this bid, do agree and confirm that in case of Award of Contract on the Joint Venture, we shall be jointly and severally liable and responsible for the execution of the Contract in accordance with Contract terms and conditions.
5 | We, hereby, declare that only the persons or firms interested in this proposal as principals are named here and that no other persons or firms other than those mentioned herein have any interest in this proposal or in the Contract to be entered into, if the award is made on us, that this proposal is made without any connection with any other person, firm or party likewise submitting a proposal is in all respects for and in good faith, without collusion or fraud.
Thanking you, we remain,
Yours faithfully,
For and on behalf of test
Signature :
Date : |  |  |  | Printed Name : | 0
Place : |  |  |  | Designation : | 0
Common Seal :
Please provide additional information of the Bidder
Business Address :
Country of Incorporation :
State/Province to be indicated :
Name of Principal Officer :
Address of Principal Officer :
Note: Bidders may note that no prescribed proforma has been enclosed for Attachment 2 : Power of Attorney. Bidders may use their own proforma for furnishing the required information with the bid.
* * *
Back to Cover Page

## Contracts-Template (hidden)
Exworks
| Total Ex-Works Price Direct |  |  |  |  | 0
| Total Ex-Works Price Bought Out |  |  |  |  | 0
| Total Ex-Works Price |  |  |  |  | 0
| Total Type Test charges as per Schedule-7 |  |  |  |  | #REF!
| Total Ex-works Price including Type Test charges |  |  |  |  | #REF!
Note : | Specify amount of Excise Duty, Sales Tax/'VAT and other taxes payable on the transaction between the Contractor and the Employer and octroi/entry tax as applicable for destination site/state on all items of supply including bought-out finished items (to be identified in the Contract), which shall be dispatched directly from the sub-vendor’s works to the Employer’s site (sale-in-transit), separately in Schedule-5. Excise Duty, Sales tax and other levies for all the bought-out items are to be included in the EXW Price (Col. No. 5) only and not to be indicated in Schedule-5.
^ | If the item(s) quoted/considered as "Bought-out" in the bid are manufactured at Bidder's works and confirmed to be supplied under “Direct transaction” by the bidder, then the taxes and duties on such items shall be paid/reimbursed by POWERGRID in line with the provisions of Bidding Documents. For this purpose, at the time of award, the Ex-works price (exclusive of taxes & duties) shall be arrived at from the quoted Ex-works price (inclusive of taxes ad duties) by excluding taxes and duties applicable on such items, as on date of Bid opening, in case of supplies from manufacturer proposed in the bid. During contract execution, the taxes and duties on such items shall be paid/reimbursed at actuals, limited to the rates prevailing on date of Bid opening.
Date : | --
Place : |  |  | Printed Name : |  | --
Designation :
FandI
| Total F&I Price |  |  |  |  | (=SUM(I16:I27))
Date : | (='Sch-1'!B43)
Place : | (='Sch-1'!B44) |  | Printed Name : | (='Sch-1'!E44)
|  |  | Designation : | (='Sch-1'!E45)
service
| Total Installaiton Charges | [5 empty] | #REF!
Date : | (='Sch-1'!B43)
Place : | (='Sch-1'!B44) |  | Printed Name : | (='Sch-1'!E44)
|  |  | Designation : | (='Sch-1'!E45)
Training
Date : | (=IF('Sch-1'!B43=0,"", 'Sch-1'!B43)) |  | (="Printed Name : " & IF('Sch-1'!E44=0,"",'Sch-1'!E44))
Place : | (=IF('Sch-1'!B44=0,"", 'Sch-1'!B44)) |  | (="Designation : " & IF('Sch-1'!E45=0,"",'Sch-1'!E45))
Type test
| TOTAL TYPE TEST CHARGES |  |  |  |  | (=SUM(I17:I18))
Date : | (='Sch-1'!B43) | (="Printed Name : " & 'Sch-1'!E44)
Place : | (='Sch-1'!B44) | (="Designation : " & 'Sch-1'!E45)
Note : | Bidder should indicate the name of test laboratories where type tests are proposed to be conducted
Direct
Bought-out

## N-W (Cr.) (hidden)
#REF! |  |  | 0 |  | #REF! |  |  | 0 |  |  | #REF!
#REF!
INR
#REF! |  |  |  |  | #REF! | [5 empty] | #N/A
#N/A
#REF! | #REF! |  | 0 |  | #REF! | #REF! |  | 0
#REF! | #REF! | #REF! | 0 |  | #REF! | #REF! | #REF! | 0
#REF! | #REF! | #REF! | 0 |  | #REF! | #REF! | #REF! | 0 |  | #REF! | 0 | 0 | 0 | 0 | #REF! | plus
#REF! | #REF! | #REF! | 0 |  | #REF! | #REF! | #REF! | 0 |  | #REF! | 0 | 0 | 0 | 1 | #REF!
#REF! | #REF! | #REF! | 0 |  | #REF! | #REF! | #REF! | 0 |  | #REF! | 0 | 0 | 1 | 0 | #REF!
#REF! | #REF! | #REF! | 0 |  | #REF! | #REF! | #REF! | 0 |  | #REF! | 0 | 0 | 1 | 1 | #REF!
[10 empty] | #REF! | 0 | 1 | 0 | 0 | #REF!
1 | One |  | 1 | One | 1 | One |  | 1 | One | #REF! | 0 | 1 | 0 | 1 | #REF!
2 | Two |  | 2 | Two | 2 | Two |  | 2 | Two | #REF! | 0 | 1 | 1 | 0 | #REF!
3 | Three |  | 3 | Three | 3 | Three |  | 3 | Three | #REF! | 0 | 1 | 1 | 1 | #REF!
4 | Four |  | 4 | Four | 4 | Four |  | 4 | Four | #REF! | 1 | 0 | 0 | 0 | #REF!
5 | Five |  | 5 | Five | 5 | Five |  | 5 | Five | #REF! | 1 | 0 | 0 | 1 | #REF!
6 | Six |  | 6 | Six | 6 | Six |  | 6 | Six | #REF! | 1 | 0 | 1 | 0 | #REF!
7 | Seven |  | 7 | Seven | 7 | Seven |  | 7 | Seven | #REF! | 1 | 0 | 1 | 1 | #REF!
8 | Eight |  | 8 | Eight | 8 | Eight |  | 8 | Eight | #REF! | 1 | 1 | 0 | 0 | #REF!
9 | Nine |  | 9 | Nine | 9 | Nine |  | 9 | Nine | #REF! | 1 | 1 | 0 | 1 | #REF!
10 | Ten |  | 10 | Ten | 10 | Ten |  | 10 | Ten | #REF! | 1 | 1 | 1 | 0 | #REF!
11 | Eleven |  | 11 | Eleven | 11 | Eleven |  | 11 | Eleven | #REF! | 1 | 1 | 1 | 1 | #REF!
12 | Twelve |  | 12 | Twelve | 12 | Twelve |  | 12 | Twelve
13 | Thirteen |  | 13 | Thirteen | 13 | Thirteen |  | 13 | Thirteen
14 | Fourteen |  | 14 | Fourteen | 14 | Fourteen |  | 14 | Fourteen
15 | Fifteen |  | 15 | Fifteen | 15 | Fifteen |  | 15 | Fifteen
16 | Sixteen |  | 16 | Sixteen | 16 | Sixteen |  | 16 | Sixteen | #REF! | 0 | 0 | 0 | 0 | #REF! | +
17 | Seventeen |  | 17 | Seventeen | 17 | Seventeen |  | 17 | Seventeen | #REF! | 0 | 0 | 0 | 1 | #REF! | /- +
18 | Eighteen |  | 18 | Eighteen | 18 | Eighteen |  | 18 | Eighteen | #REF! | 0 | 0 | 1 | 0 | #REF! | /-
19 | Nineteen |  | 19 | Nineteen | 19 | Nineteen |  | 19 | Nineteen | #REF! | 0 | 0 | 1 | 1 | #REF!
20 | Twenty |  | 20 | Twenty | 20 | Twenty |  | 20 | Twenty | #REF! | 0 | 1 | 0 | 0 | #REF!
21 | Twenty One |  | 21 | Twenty One | 21 | Twenty One |  | 21 | Twenty One | #REF! | 0 | 1 | 0 | 1 | #REF!
22 | Twenty Two |  | 22 | Twenty Two | 22 | Twenty Two |  | 22 | Twenty Two | #REF! | 0 | 1 | 1 | 0 | #REF!
23 | Twenty Three |  | 23 | Twenty Three | 23 | Twenty Three |  | 23 | Twenty Three | #REF! | 0 | 1 | 1 | 1 | #REF!
24 | Twenty Four |  | 24 | Twenty Four | 24 | Twenty Four |  | 24 | Twenty Four | #REF! | 1 | 0 | 0 | 0 | #REF!
25 | Twenty Five |  | 25 | Twenty Five | 25 | Twenty Five |  | 25 | Twenty Five | #REF! | 1 | 0 | 0 | 1 | #REF!
26 | Twenty Six |  | 26 | Twenty Six | 26 | Twenty Six |  | 26 | Twenty Six | #REF! | 1 | 0 | 1 | 0 | #REF!
27 | Twenty Seven |  | 27 | Twenty Seven | 27 | Twenty Seven |  | 27 | Twenty Seven | #REF! | 1 | 0 | 1 | 1 | #REF!
28 | Twenty Eight |  | 28 | Twenty Eight | 28 | Twenty Eight |  | 28 | Twenty Eight | #REF! | 1 | 1 | 0 | 0 | #REF!
29 | Twenty Nine |  | 29 | Twenty Nine | 29 | Twenty Nine |  | 29 | Twenty Nine | #REF! | 1 | 1 | 0 | 1 | #REF!
30 | Thirty |  | 30 | Thirty | 30 | Thirty |  | 30 | Thirty | #REF! | 1 | 1 | 1 | 0 | #REF!
31 | Thirty One |  | 31 | Thirty One | 31 | Thirty One |  | 31 | Thirty One | #REF! | 1 | 1 | 1 | 1 | #REF!
32 | Thirty Two |  | 32 | Thirty Two | 32 | Thirty Two |  | 32 | Thirty Two
33 | Thirty Three |  | 33 | Thirty Three | 33 | Thirty Three |  | 33 | Thirty Three
34 | Thirty Four |  | 34 | Thirty Four | 34 | Thirty Four |  | 34 | Thirty Four
35 | Thirty Fivr |  | 35 | Thirty Fivr | 35 | Thirty Fivr |  | 35 | Thirty Fivr
36 | Thirty Six |  | 36 | Thirty Six | 36 | Thirty Six |  | 36 | Thirty Six
37 | Thirty Seven |  | 37 | Thirty Seven | 37 | Thirty Seven |  | 37 | Thirty Seven
38 | Thirty Eight |  | 38 | Thirty Eight | 38 | Thirty Eight |  | 38 | Thirty Eight
39 | Thirty Nine |  | 39 | Thirty Nine | 39 | Thirty Nine |  | 39 | Thirty Nine
40 | Forty |  | 40 | Forty | 40 | Forty |  | 40 | Forty
41 | Forty One |  | 41 | Forty One | 41 | Forty One |  | 41 | Forty One
42 | Forty Two |  | 42 | Forty Two | 42 | Forty Two |  | 42 | Forty Two
43 | Forty Three |  | 43 | Forty Three | 43 | Forty Three |  | 43 | Forty Three
44 | Forty Four |  | 44 | Forty Four | 44 | Forty Four |  | 44 | Forty Four
45 | Forty Five |  | 45 | Forty Five | 45 | Forty Five |  | 45 | Forty Five
46 | Forty Six |  | 46 | Forty Six | 46 | Forty Six |  | 46 | Forty Six
47 | Forty Seven |  | 47 | Forty Seven | 47 | Forty Seven |  | 47 | Forty Seven
48 | Forty Eight |  | 48 | Forty Eight | 48 | Forty Eight |  | 48 | Forty Eight
49 | Forty Nine |  | 49 | Forty Nine | 49 | Forty Nine |  | 49 | Forty Nine
50 | Fifty |  | 50 | Fifty | 50 | Fifty |  | 50 | Fifty
51 | Fifty One |  | 51 | Fifty One | 51 | Fifty One |  | 51 | Fifty One
52 | Fifty Two |  | 52 | Fifty Two | 52 | Fifty Two |  | 52 | Fifty Two
53 | Fifty Three |  | 53 | Fifty Three | 53 | Fifty Three |  | 53 | Fifty Three
54 | Fifty Four |  | 54 | Fifty Four | 54 | Fifty Four |  | 54 | Fifty Four
55 | Fifty Five |  | 55 | Fifty Five | 55 | Fifty Five |  | 55 | Fifty Five
56 | Fifty Six |  | 56 | Fifty Six | 56 | Fifty Six |  | 56 | Fifty Six
57 | Fifty Seven |  | 57 | Fifty Seven | 57 | Fifty Seven |  | 57 | Fifty Seven
58 | Fifty Eight |  | 58 | Fifty Eight | 58 | Fifty Eight |  | 58 | Fifty Eight
59 | Fifty Nine |  | 59 | Fifty Nine | 59 | Fifty Nine |  | 59 | Fifty Nine
60 | Sixty |  | 60 | Sixty | 60 | Sixty |  | 60 | Sixty
61 | Sixty One |  | 61 | Sixty One | 61 | Sixty One |  | 61 | Sixty One
62 | Sixty Two |  | 62 | Sixty Two | 62 | Sixty Two |  | 62 | Sixty Two
63 | Sixty Three |  | 63 | Sixty Three | 63 | Sixty Three |  | 63 | Sixty Three
64 | Sixty Four |  | 64 | Sixty Four | 64 | Sixty Four |  | 64 | Sixty Four
65 | Sixty Five |  | 65 | Sixty Five | 65 | Sixty Five |  | 65 | Sixty Five
66 | Sixty Six |  | 66 | Sixty Six | 66 | Sixty Six |  | 66 | Sixty Six
67 | Sixty Seven |  | 67 | Sixty Seven | 67 | Sixty Seven |  | 67 | Sixty Seven
68 | Sixty Eight |  | 68 | Sixty Eight | 68 | Sixty Eight |  | 68 | Sixty Eight
69 | Sixty Nine |  | 69 | Sixty Nine | 69 | Sixty Nine |  | 69 | Sixty Nine
70 | Seventy |  | 70 | Seventy | 70 | Seventy |  | 70 | Seventy
71 | Seventy One |  | 71 | Seventy One | 71 | Seventy One |  | 71 | Seventy One
72 | Seventy Two |  | 72 | Seventy Two | 72 | Seventy Two |  | 72 | Seventy Two
73 | Seventy Three |  | 73 | Seventy Three | 73 | Seventy Three |  | 73 | Seventy Three
74 | Seventy Four |  | 74 | Seventy Four | 74 | Seventy Four |  | 74 | Seventy Four
75 | Seventy Five |  | 75 | Seventy Five | 75 | Seventy Five |  | 75 | Seventy Five
76 | Seventy Six |  | 76 | Seventy Six | 76 | Seventy Six |  | 76 | Seventy Six
77 | Seventy Seven |  | 77 | Seventy Seven | 77 | Seventy Seven |  | 77 | Seventy Seven
78 | Seventy Eight |  | 78 | Seventy Eight | 78 | Seventy Eight |  | 78 | Seventy Eight
79 | Seventy Nine |  | 79 | Seventy Nine | 79 | Seventy Nine |  | 79 | Seventy Nine
80 | Eighty |  | 80 | Eighty | 80 | Eighty |  | 80 | Eighty
81 | Eighty One |  | 81 | Eighty One | 81 | Eighty One |  | 81 | Eighty One
82 | Eighty Two |  | 82 | Eighty Two | 82 | Eighty Two |  | 82 | Eighty Two
83 | Eighty Three |  | 83 | Eighty Three | 83 | Eighty Three |  | 83 | Eighty Three
84 | Eighty Four |  | 84 | Eighty Four | 84 | Eighty Four |  | 84 | Eighty Four
85 | Eighty Five |  | 85 | Eighty Five | 85 | Eighty Five |  | 85 | Eighty Five
86 | Eighty Six |  | 86 | Eighty Six | 86 | Eighty Six |  | 86 | Eighty Six
87 | Eighty Seven |  | 87 | Eighty Seven | 87 | Eighty Seven |  | 87 | Eighty Seven
88 | Eighty Eight |  | 88 | Eighty Eight | 88 | Eighty Eight |  | 88 | Eighty Eight
89 | Eighty Nine |  | 89 | Eighty Nine | 89 | Eighty Nine |  | 89 | Eighty Nine
90 | Ninety |  | 90 | Ninety | 90 | Ninety |  | 90 | Ninety
91 | Ninety One |  | 91 | Ninety One | 91 | Ninety One |  | 91 | Ninety One
92 | Ninety Two |  | 92 | Ninety Two | 92 | Ninety Two |  | 92 | Ninety Two
93 | Ninety Three |  | 93 | Ninety Three | 93 | Ninety Three |  | 93 | Ninety Three
94 | Ninety Four |  | 94 | Ninety Four | 94 | Ninety Four |  | 94 | Ninety Four
95 | Ninety Five |  | 95 | Ninety Five | 95 | Ninety Five |  | 95 | Ninety Five
96 | Ninety Six |  | 96 | Ninety Six | 96 | Ninety Six |  | 96 | Ninety Six
97 | Ninety Seven |  | 97 | Ninety Seven | 97 | Ninety Seven |  | 97 | Ninety Seven
98 | Ninety Eight |  | 98 | Ninety Eight | 98 | Ninety Eight |  | 98 | Ninety Eight
99 | Ninety Nine |  | 99 | Ninety Nine | 99 | Ninety Nine |  | 99 | Ninety Nine
100 | One Hundred |  | 100 | One Hundred | 100 | One Hundred |  | 100 | One Hundred
BG VALUE:
#REF!
#REF!
#REF! | #REF!
#REF! | #REF! | #REF!
#REF! | #REF! | #REF!
#REF! | #REF! | #REF!
#REF! | #REF! | #REF!
#REF! | #REF! | #REF!
1 | One
2 | Two
3 | Three
4 | Four
5 | Five
6 | Six
7 | Seven
8 | Eight
9 | Nine
10 | Ten
11 | Eleven
12 | Twelve
13 | Thirteen
14 | Fourteen
15 | Fifteen
16 | Sixteen
17 | Seventeen
18 | Eighteen
19 | Nineteen
20 | Twenty
21 | Twenty One
22 | Twenty Two
23 | Twenty Three
24 | Twenty Four
25 | Twenty Five
26 | Twenty Six
27 | Twenty Seven
28 | Twenty Eight
29 | Twenty Nine
30 | Thirty
31 | Thirty One
32 | Thirty Two
33 | Thirty Three
34 | Thirty Four
35 | Thirty Fivr
36 | Thirty Six
37 | Thirty Seven
38 | Thirty Eight
39 | Thirty Nine
40 | Forty
41 | Forty One
42 | Forty Two
43 | Forty Three
44 | Forty Four
45 | Forty Five
46 | Forty Six
47 | Forty Seven
48 | Forty Eight
49 | Forty Nine
50 | Fifty
51 | Fifty One
52 | Fifty Two
53 | Fifty Three
54 | Fifty Four
55 | Fifty Five
56 | Fifty Six
57 | Fifty Seven
58 | Fifty Eight
59 | Fifty Nine
60 | Sixty
61 | Sixty One
62 | Sixty Two
63 | Sixty Three
64 | Sixty Four
65 | Sixty Five
66 | Sixty Six
67 | Sixty Seven
68 | Sixty Eight
69 | Sixty Nine
70 | Seventy
71 | Seventy One
72 | Seventy Two
73 | Seventy Three
74 | Seventy Four
75 | Seventy Five
76 | Seventy Six
77 | Seventy Seven
78 | Seventy Eight
79 | Seventy Nine
80 | Eighty
81 | Eighty One
82 | Eighty Two
83 | Eighty Three
84 | Eighty Four
85 | Eighty Five
86 | Eighty Six
87 | Eighty Seven
88 | Eighty Eight
89 | Eighty Nine
90 | Ninety
91 | Ninety One
92 | Ninety Two
93 | Ninety Three
94 | Ninety Four
95 | Ninety Five
96 | Ninety Six
97 | Ninety Seven
98 | Ninety Eight
99 | Ninety Nine
100 | One Hundred