## Basic (hidden)
Package Name | 765kV AIS Substation Extension Package SS-124 (including 765/400kV GIS Bus Duct) for (i) Extension of 765/400kV Indore Substation under Augmentation of transformation capacity at 765/400kV Indore S/S in Madhya Pradesh; (ii) Extension of 400kV Indore (PG) S/s under Implementation of 400kV line bay at 765/400/220kV Indore (PG) S/s in MP for RE interconnection; (iii) Extension of 400kV Parli (New) S/s under Implementation of 400kV line bay at 765/400kV Parli (New) S/s for interconnection of RE project and (iv) Extension of 400/220kV Bhuj GIS PS under Augmentation of transformation capacity at 400/220kV Bhuj PS in Gujarat by 1x500MVA, 400/220kV ICT (9th)
Direct
Package Code | SS-124 | Bought-out
Specification No. | Spec No: CC/NT/W-AIS/DOM/A10/24/03802

## Cover
ORIGINAL
Price Schedules | 765kV AIS Substation Extension Package SS-124 (including 765/400kV GIS Bus Duct) for (i) Extension of 765/400kV Indore Substation under Augmentation of transformation capacity at 765/400kV Indore S/S in Madhya Pradesh; (ii) Extension of 400kV Indore (PG) S/s under Implementation of 400kV line bay at 765/400/220kV Indore (PG) S/s in MP for RE interconnection; (iii) Extension of 400kV Parli (New) S/s under Implementation of 400kV line bay at 765/400kV Parli (New) S/s for interconnection of RE project and (iv) Extension of 400/220kV Bhuj GIS PS under Augmentation of transformation capacity at 400/220kV Bhuj PS in Gujarat by 1x500MVA, 400/220kV ICT (9th) |  | Substation Extension Package SS-124
Spec No: CC/NT/W-AIS/DOM/A10/24/03802
| 1 | Fill up only green shaded cells in Sch-1, Sch-2, Sch-3, Sch-5, Sch-7 and Bid Form 2nd Envelope.
| 2 | All the cells in Sch-4 & Sch-6 are auto filled, therefore no cell is required to be filled up there.
| 3 | Instructions / error messages, if any, will be displayed automatically after selecting the cell.
| 4 | After filling up all the schedues, save the file, take print out of all the schedules and Bid form and sign & stamp and submit them as hard copy of the 2nd envelope (Price part) of the bid. Also ensure to submit the soft copy of the the same file on CD/ DVD.
Click to skip Instructions & Proceed
Click for Detailed General Instructions
General guidelines for filling up the Price Schedules, Sch-1 to Sch-7

## Instructions (hidden)
General Instruction to the Bidders for filling up this workbook of Price Schedules for Package TW13
I | While filling up the worksheets following may please be observed :
| (i) | Fill up only green shaded cells.
| (ii) | Certain data type entries have been restricted, such as Numeric values or limits of numeric values.
| (iii) | Select only the options provided in pull down menus.
| (iv) | Do not link any cell of this work book with any other work book.
| (v) | Do not use copy & paste or cut & paste options for filling up the data.
| (vi) | Do not reformat any of the cell of the work book.
II | This Workbook consists of following worksheets :
Cover :
Opening page of the workbook.
Names of Bidder :
| ● | Select Sole Bidder or JV (Joint Venture) from the pull down menu. Do not leave this cell blank.
| ● | Select nos. of the JV Partners other than the Lead Partner from drop down menu.
| ● | In case of JV partners more than 2, enter details of 3rd & more partners along with details of 2nd partner.
| ● | Fill up names and address of the Sole Bidder and /or Joint Venture.
| ● | Fill up date in dd-mm-yyyy format from drop down menu.
| ● | Click for Sch-1 given at the right top of the worksheet to go to Sch-1.
Sch-1 (Ex-works Prices) :
| ● | Fill up unit rates for all the items in numeric values greater than 0 (zero). If unit rate is left blank, the corresponding item shall be deemed to be included in the total price.
| ● | Corresponding cell for mode of transaction shall be come enable only after filling up the unit rate, therefore first fill up the unit rate and then mode of transaction for the corresponding item.
| ● | Select either Direct or Bought-out from the drop down menu. Do not leave the cell blank the same shall be deemed to be Bought-out if the cell is left blank.
| ● | Total amount shall get calculated automatically.
| ● | Type Test charges shall appear automatically after filling up Sch-7 appropriately.
Sch-2 (Freight & Insurance Charges) :
| ● | Fill up unit rates for all the items in numeric values greater than 0 (zero). If unit rate is left blank, the corresponding item shall be deemed to be included in the total price.
| ● | Total amount shall get calculated automatically.
Sch-3 (Erection Charges) :
| ● | Fill up unit rates for all the items in numeric values greater than 0 (zero). If unit rate is left blank, the corresponding item shall be deemed to be included in the total price.
| ● | Total amount shall get calculated automatically.
Sch-4 (Training Charges) :
| ● | Not applicable, hence no cell is required to be filled up.
Sch-5 (Summary of Taxes and Duties applicable on the Goods) :
| ● | Fill up applicable rate of Excise Duty. The amount of Excise Duty on the items mentioned as Direct in the mode of transaction in Schedule-1 shall be calculated automatically at the rate mentioned by the bidder here.
| ● | Segregate and fill up the amount on which Sales Tax shall be applicable out of Ex-works supply items mentioned as direct in the mode of transaction in Schedule-1. Applicable Excise Duty on this amount will be calculated automatically at the rate mentioned by the bidder. Further, fill up the rate of applicable Sales Tax. Amount of Sales Tax shall be automatically calculated on the amount mentioned by the bidder as subjected to Sales Tax plus applicable Excise Duty at the rate mentioned by the Bidder.
| ● | Difference of total amount quoted by the bidder as Direct Transaction and the amount mentioned by him subjected to Sales Tax shall be considered as the amount on which VAT shall become applicable and the same shall be calculated & displayed automatically. Applicable Excise Duty on this amount at the rate mentioned by the bidder shall also be calculated & displayed automatically. Fill up the rate of applicable VAT. The amount of VAT shall be calculated automatically on the amount considered to be subjected to VAT plus applicable Excise Duty at the rate mentioned by the bidder here.
| ● | Amount as per details filled up by the bidder in the work sheets Entry Tax, Octroi and other Taxes & Duties shall be displayed in this work sheet Sch-5 but will not be added to the grand total and shall be considered as applicable.
| ● | Click at the links to go to the work sheets Entry Tax, Octroi and other Taxes & Duties one by one.
Entry Tax :
| ● | Fill the description, amount and rate of applicable Entry Tax. Total of this worksheet shall be displayed in Sch -5 (Taxes & Duties)
| ● | Click at the link to go back to Sch-5.
OCTROI :
| ● | Fill the description, amount and rate of applicable Octroi. Total of this worksheet shall be displayed in Sch -5 (Taxes & Duties)
| ● | Click at the link to go back to Sch-5.
Other Taxes & Duties :
| ● | Fill the description, amount and rate of applicable Other Taxes & Duties. Total of this worksheet shall be displayed in Sch -5 (Taxes & Duties)
| ● | Click at the link to go back to Sch-5.
Sch -6 :
| ● | Summary of all the Schedules without considering discount (mentioned in the work sheet discount) shall be displayed automatically.
| ● | No cell is required to be filled in by the bidder in this worksheet.
Sch-7 (Type Test Charges) :
| ● | Fill up the rates & location where type tests are proposed.
| ● | Total of this Sch-7 shall automatically appear in Sch-1.
Bid form 2nd Envelope :
| ● | Fill up ref. no. as bidder's ref no. of this letter.
| ● | This letter shall consider the net price as per Sch-6 (After Discount).
| ● | Fill up names & Designation of the representatives of other JV partner(s) if the bidder is JV (Joint Venture) .
| ● | Fill up additional information as required.
* * *
Happy Bidding !
Click to Proceed

## Names of Bidder
765kV AIS Substation Extension Package SS-124 (including 765/400kV GIS Bus Duct) for (i) Extension of 765/400kV Indore Substation under Augmentation of transformation capacity at 765/400kV Indore S/S in Madhya Pradesh; (ii) Extension of 400kV Indore (PG) S/s under Implementation of 400kV line bay at 765/400/220kV Indore (PG) S/s in MP for RE interconnection; (iii) Extension of 400kV Parli (New) S/s under Implementation of 400kV line bay at 765/400kV Parli (New) S/s for interconnection of RE project and (iv) Extension of 400/220kV Bhuj GIS PS under Augmentation of transformation capacity at 400/220kV Bhuj PS in Gujarat by 1x500MVA, 400/220kV ICT (9th)
Spec No: CC/NT/W-AIS/DOM/A10/24/03802 |  |  |  | Sole Bidder | 1
|  |  |  | JV (Joint Venture) | Other Partner
Enter following details of the bidder
Specify type of Bidder [Select from drop down menu] | Sole Bidder |  | 1 | 0
Other Partner
Name of Sole Bidder
Address of Sole Bidder
Name of other Partner - 2 (more, if any)
Address of other Partner - 2 (more, if any)
Printed Name
Designation
Date |  | 31
Place
Click for Sch-1

## Sch-1
Spec No: CC/NT/W-AIS/DOM/A10/24/03802 | [12 empty] | Schedule-1
765kV AIS Substation Extension Package SS-124 (including 765/400kV GIS Bus Duct) for (i) Extension of 765/400kV Indore Substation under Augmentation of transformation capacity at 765/400kV Indore S/S in Madhya Pradesh; (ii) Extension of 400kV Indore (PG) S/s under Implementation of 400kV line bay at 765/400/220kV Indore (PG) S/s in MP for RE interconnection; (iii) Extension of 400kV Parli (New) S/s under Implementation of 400kV line bay at 765/400kV Parli (New) S/s for interconnection of RE project and (iv) Extension of 400/220kV Bhuj GIS PS under Augmentation of transformation capacity at 400/220kV Bhuj PS in Gujarat by 1x500MVA, 400/220kV ICT (9th)
(SCHEDULE OF RATES AND PRICES)
BIDDER:
0 | [9 empty] | To: | [9 empty] | 1
Bidder’s Name and Address (Sole Bidder) : | [9 empty] | Contract Services | [9 empty] | 0
Name : | [9 empty] | Power Grid Corporation of India Ltd., | [9 empty] | 0
Address : | [9 empty] | "Saudamini", Plot No.-2 | [9 empty] | 0
Sector-29,
Gurugram (Haryana) - 122001
Plant and Equipment (including Mandatory Spares Parts) to be supplied, including Type Test Charges for Tests to be conducted.
(All Prices are in Indian Rupees)
SI. No. | PR No | PR Line Item No | Activity Description | Material Code | HSN Code | Whether HSN in column ‘6’ is confirmed. If not indicate applicable the HSN code # | Rate of GST applicable ( in %) | Whether rate of GST in column ‘8’ is confirmed. If not indicate applicable rate of GST # | Item Description | Unit | Qty. | Unit Ex-Works Price (excluding GST) | Total Ex-Works Price (excluding GST)
1 | 2 | 3 | 4 | 5 | 6 | 7 | 8 | 9 | 10 | 11 | 12 | 13 | 14 = 12 X 13 | [7 empty] | 91
I | Extension of 400kV Parli (New) S/s
1 | 7000026766 | 10 | 400 kV AIS EQUIPMENT | 1000004498 | 85353090 |  | 18 |  | 420kV, 3150A, 63KA, Isolator (3-phase)(Double Break) with one E/S | EA | 6 |  | INCLUDED | 0 | 0 | 0 | 0 | 0 | 0
2 | 7000026766 | 20 | 400 kV AIS EQUIPMENT | 1000004463 | 85359090 |  | 18 |  | 420 kV, 3000A, 63KA, 1-Phase CurrentTransformer with 120% extended currentrating | EA | 6 |  | INCLUDED | 0 | 0 | 0 | 0 | 0 | 0
3 | 7000026766 | 30 | 400 kV AIS EQUIPMENT | 1000004535 | 85359090 |  | 18 |  | 420 kV, 4400 pF Capacitive Voltage Transformer (1-Phase) | EA | 3 |  | INCLUDED | 0 | 0 | 0 | 0 | 0 | 0
4 | 7000026766 | 40 | 400 kV AIS EQUIPMENT | 1000020419 | 85354010 |  | 18 |  | 336kV Surge Arrester (1-phase) | EA | 3 |  | INCLUDED | 0 | 0 | 0 | 0 | 0 | 0
5 | 7000026766 | 50 | 400 kV AIS EQUIPMENT | 1000004401 | 85462040 |  | 18 |  | 420 kV, 1 phase Bus Post Insulator (except for Line Traps) | EA | 12 |  | INCLUDED | 0 | 0 | 0 | 0 | 0 | 0
6 | 7000026766 | 60 | 400 kV AIS EQUIPMENT | 1000004290 | 85176210 |  | 18 |  | 400kV,3150A,0.5mH ,63kA Line Trap | EA | 2 |  | INCLUDED | 0 | 0 | 0 | 0 | 0 | 0
7 | 7000026766 | 70 | 400 kV AIS EQUIPMENT | 1000004400 | 85462040 |  | 18 |  | 420 kV ,1 phase Bus Post Insulators for Line Traps | EA | 6 |  | INCLUDED | 0 | 0 | 0 | 0 | 0 | 0
8 | 7000026766 | 80 | 400 kV AIS EQUIPMENT | 1000004502 | 85352913 |  | 18 |  | 420kV, 3150A, 63KA Circuit Breaker (3-Phase) with closing resistor with support structure | EA | 1 |  | INCLUDED | 0 | 0 | 0 | 0 | 0 | 0
9 | 7000026766 | 90 | 400 kV AIS EQUIPMENT | 1000004501 | 85352913 |  | 18 |  | 420kV, 3150A, 63kA Circuit Breaker (3-Phase) without closing resistorand with Support Structure | EA | 1 |  | INCLUDED | 0 | 0 | 0 | 0 | 0 | 0
10 | 7000026766 | 110 | Erection Hardware (400kV) | 1000011319 | 72169990 |  | 18 |  | Erection Hardware for 400kV I type layout-Bus Work (For two diameters)as per technical specification | SET | 1 |  | INCLUDED | 0 | 0 | 0 | 0 | 0 | 0
11 | 7000026766 | 120 | Erection Hardware (400kV) | 1000011322 | 72169990 |  | 18 |  | Erection Hardware for 400kV I type layout-Line bay as per technicalspecification | SET | 1 |  | INCLUDED | 0 | 0 | 0 | 0 | 0 | 0
12 | 7000026766 | 130 | Erection Hardware (400kV) | 1000011326 | 72169990 |  | 18 |  | Erection Hardware for 400kV I type layout-Spare bay of half dia as pertechnical specification | SET | 1 |  | INCLUDED | 0 | 0 | 0 | 0 | 0 | 0
13 | 7000026766 | 140 | Erection Hardware (400kV) | 1000055991 | 72169990 |  | 18 |  | 400KV TENSION INSULATOR STRING AND ASSOCIATED HARDWARE FITTINGSWITH TURN BUCKLE SUITABLE FOR QUAD CONDUCTOR | EA | 9 |  | INCLUDED | 0 | 0 | 0 | 0 | 0 | 0
14 | 7000026766 | 150 | Erection Hardware (400kV) | 1000055984 | 72169990 |  | 18 |  | 400KV TENSION INSULATOR STRING AND ASSOCIATED HARDWARE FITTINGSWITHOUT TURN BUCKLE SUITABLE FOR QUAD CONDUCTOR | EA | 6 |  | INCLUDED | 0 | 0 | 0 | 0 | 0 | 0
15 | 7000026766 | 160 | Erection Hardware (400kV) | 1000055986 | 72169990 |  | 18 |  | 400KV SUSPENSION INSULATOR STRING AND ASSOCIATED HARDWARE FITTINGSWITH DROP CLAMP SUITABLE FOR QUAD CONDUCTOR | EA | 9 |  | INCLUDED | 0 | 0 | 0 | 0 | 0 | 0
16 | 7000026766 | 180 | 400 kV Control and Relay Panel | 1000003398 | 85371000 |  | 18 |  | 400kV Line Protection Panel (with Automation) | EA | 1 |  | INCLUDED | 0 | 0 | 0 | 0 | 0 | 0
17 | 7000026766 | 190 | 400 kV Control and Relay Panel | 1000055446 | 85371000 |  | 18 |  | 400KV CIRCUIT BREAKER RELAY PANEL (WITH AUTOMATION) | EA | 2 |  | INCLUDED | 0 | 0 | 0 | 0 | 0 | 0
18 | 7000026766 | 200 | 400 kV Control and Relay Panel | 1000002146 | 85371000 |  | 18 |  | Augmentation of existing 400kV bus bar protection scheme.(No. of baysas per specification)-(with Automation) | SET | 1 |  | INCLUDED | 0 | 0 | 0 | 0 | 0 | 0
19 | 7000026766 | 210 | 400 kV Control and Relay Panel | 1000064768 | 85371000 |  | 18 |  | AUGMENTATION OF SUBSTATION AUTOMATION SYSTEM FOR 400KV MAIN BAY ASPER TECHNICAL SPECIFICATION : OTHER MAKE | EA | 1 |  | INCLUDED | 0 | 0 | 0 | 0 | 0 | 0
20 | 7000026766 | 220 | 400 kV Control and Relay Panel | 1000064770 | 85371000 |  | 18 |  | AUGMENTATION OF SUBSTATION AUTOMATION SYSTEM FOR 400KV TIE BAY ASPER TECHNICAL SPECIFICATION : OTHER MAKE | EA | 1 |  | INCLUDED | 0 | 0 | 0 | 0 | 0 | 0
21 | 7000026766 | 240 | PLCC Equipment | 1000010014 | 85176210 |  | 18 |  | Coupling device for PLCC | SET | 2 |  | INCLUDED | 0 | 0 | 0 | 0 | 0 | 0
22 | 7000026766 | 250 | PLCC Equipment | 1000028380 | 85176210 |  | 18 |  | CARRIER EQUIPMENT ANALOG TYPE (FOR SPEECH+DATA & SPEECH+PROTECTION) | EA | 2 |  | INCLUDED | 0 | 0 | 0 | 0 | 0 | 0
23 | 7000026766 | 260 | PLCC Equipment | 1000017887 | 85176210 |  | 18 |  | Analog Protection Coupler for PLCC | EA | 2 |  | INCLUDED | 0 | 0 | 0 | 0 | 0 | 0
24 | 7000026766 | 270 | PLCC Equipment | 1000010638 | 85176210 |  | 18 |  | Digital Protection Coupler | EA | 2 |  | INCLUDED | 0 | 0 | 0 | 0 | 0 | 0
25 | 7000026766 | 280 | PLCC Equipment | 1000036908 | 85446020 |  | 18 |  | HF CABLE 75 OHMS FOR PLCC | KM | 1 |  | INCLUDED | 0 | 0 | 0 | 0 | 0 | 0
26 | 7000026766 | 300 | AC+FIRE PROTN+ILLUM FOR SPR | 1000006284 | 84151090 |  | 28 |  | Air conditioning system for Switchyard Panel Room of 6m length | SET | 1 |  | INCLUDED | 0 | 0 | 0 | 0 | 0 | 0
27 | 7000026766 | 310 | AC+FIRE PROTN+ILLUM FOR SPR | 1000012022 | 84241000 |  | 18 |  | 4.5 kg CO2 type Portable Fire extinguisher | EA | 1 |  | INCLUDED | 0 | 0 | 0 | 0 | 0 | 0
28 | 7000026766 | 320 | AC+FIRE PROTN+ILLUM FOR SPR | 1000012018 | 85311020 |  | 18 |  | Fire Detection and Alarm System for Switchyard Panel Room of 6 mlength | SET | 1 |  | INCLUDED | 0 | 0 | 0 | 0 | 0 | 0
29 | 7000026766 | 330 | AC+FIRE PROTN+ILLUM FOR SPR | 1000013795 | 94059900 |  | 18 |  | Illumination System for switchyard panel room of 6 m length | LS | 1 |  | INCLUDED | 0 | 0 | 0 | 0 | 0 | 0
30 | 7000026766 | 350 | ILLUMINATION SYSTEM (OUTDOOR) | 1000038387 | 94051090 |  | 18 |  | LED FLOOD LIGHT LUMINARIESTYPE FL-1 (150W) AS PER TECHNICALSPECIFICATION | EA | 15 |  | INCLUDED | 0 | 0 | 0 | 0 | 0 | 0
31 | 7000026766 | 360 | ILLUMINATION SYSTEM (OUTDOOR) | 1000038325 | 94059900 |  | 18 |  | LIGHTING FIXTURE LED LUMINAIRES TYPE FL2 AS PER TECH. SPECIFICATIONS | EA | 15 |  | INCLUDED | 0 | 0 | 0 | 0 | 0 | 0
32 | 7000026766 | 370 | ILLUMINATION SYSTEM (OUTDOOR) | 1000020262 | 85371000 |  | 18 |  | Sub Lighting panel (outdoor) type SLP (Switchyard and Street Lighting) | EA | 2 |  | INCLUDED | 0 | 0 | 0 | 0 | 0 | 0
33 | 7000026766 | 380 | ILLUMINATION SYSTEM (OUTDOOR) | 1000014547 | 85371000 |  | 18 |  | Lighting Panel type ACP-2 as per technical specification | EA | 1 |  | INCLUDED | 0 | 0 | 0 | 0 | 0 | 0
34 | 7000026766 | 400 | Main Earthmat | 1000032055 | 72159090 |  | 18 |  | 40 MM MS ROD FOR MAIN EARTHMAT | KM | 3 |  | INCLUDED | 0 | 0 | 0 | 0 | 0 | 0
35 | 7000026766 | 420 | VISUAL MONITORING SYSTEM | 1000030433 | 85287390 |  | 18 |  | COLOR IP CAMERA, WITH PAN, TILT AND ZOOM FACILITIES, ALONGWITH ALLREQUIRED ITEMS, ACCESSORIES, LINE INTERFACE UNITS, FIBER PATCH CORDS,POWER SUPPLY UNITS, JUNCTION BOXES, CABLES, FIBER OPTIC CABLES, ETC.,AND INCLUDING INTEGRATION IN EXISTING HARDWARE AND SOFTWARE FORAUGMENTATION OF VISUAL MONITORING SYSTEM AS PER TECHNICALSPECIFICATION. | SET | 1 |  | INCLUDED | 0 | 0 | 0 | 0 | 0 | 0
36 | 7000026766 | 440 | Mandatory Spares-CB | 1000019918 | 85359090 |  | 18 |  | Spares for 420kV Circuit Breaker | LS | 1 |  | INCLUDED | 0 | 0 | 0 | 0 | 0 | 0
37 | 7000026766 | 450 | Mandatory Spares-ISO | 1000019919 | 85353090 |  | 18 |  | Spares for 420kV Double break Isolator | LS | 1 |  | INCLUDED | 0 | 0 | 0 | 0 | 0 | 0
38 | 7000026766 | 460 | Mandatory Spares-CT | 1000025941 | 85389000 |  | 18 |  | Spare-420kV CT 1 | SET | 1 |  | INCLUDED | 0 | 0 | 0 | 0 | 0 | 0
39 | 7000026766 | 470 | Mandatory Spares-LA | 1000024186 | 85354010 |  | 18 |  | SPARES FOR 336KV SURGE ARRESTER | LS | 1 |  | INCLUDED | 0 | 0 | 0 | 0 | 0 | 0
40 | 7000026766 | 480 | Power & Control cables | 1000031964 | 85446020 |  | 18 |  | 1.1KV GRADE 3CX2.5 SQMM CONTROL CABLE | KM | 1 |  | INCLUDED | 0 | 0 | 0 | 0 | 0 | 0
41 | 7000026766 | 490 | Power & Control cables | 1000031987 | 85446020 |  | 18 |  | 1.1KV GRADE 5CX2.5 SQMM CONTROL CABLE | KM | 3 |  | INCLUDED | 0 | 0 | 0 | 0 | 0 | 0
42 | 7000026766 | 500 | Power & Control cables | 1000031887 | 85446020 |  | 18 |  | 1.1KV GRADE 10CX2.5 SQMM CONTROL CABLE | KM | 1 |  | INCLUDED | 0 | 0 | 0 | 0 | 0 | 0
43 | 7000026766 | 510 | Power & Control cables | 1000056264 | 85446020 |  | 18 |  | 1.1KV GRADE 19CX1.5 SQMM CONTROL CABLE | KM | 1 |  | INCLUDED | 0 | 0 | 0 | 0 | 0 | 0
44 | 7000026766 | 520 | Power & Control cables | 1000056265 | 85446020 |  | 18 |  | 1.1KV GRADE 27CX1.5 SQMM CONTROL CABLE | KM | 1 |  | INCLUDED | 0 | 0 | 0 | 0 | 0 | 0
45 | 7000026766 | 530 | Power & Control cables | 1000032049 | 85446020 |  | 18 |  | 4PAIR, 0.5 SQ.MM SCREENED CABLE | KM | 0.5 |  | INCLUDED | 0 | 0 | 0 | 0 | 0 | 0
46 | 7000026766 | 540 | Power & Control cables | 1000031957 | 85446020 |  | 18 |  | 1.1KV GRADE 3.5CX70 SQMM (PVC) POWER CABLE | KM | 1 |  | INCLUDED | 0 | 0 | 0 | 0 | 0 | 0
47 | 7000026766 | 550 | Power & Control cables | 1000031943 | 85446020 |  | 18 |  | 1.1KV GRADE 2CX6 SQMM (PVC) POWER CABLE | KM | 1 |  | INCLUDED | 0 | 0 | 0 | 0 | 0 | 0
48 | 7000026766 | 560 | Power & Control cables | 1000031985 | 85446020 |  | 18 |  | 1.1KV GRADE 4CX6 SQMM (PVC) POWER CABLE | KM | 1 |  | INCLUDED | 0 | 0 | 0 | 0 | 0 | 0
49 | 7000026766 | 570 | structure Supply-Civil | 1000015954 | 73082011 |  | 18 |  | Fabrication, galvanising and supply of Lattice Structures (MS Steel),to be designed during detailed engineering, for towers, beams andequipment support structure including pack plates / packwashers andgusset plates excluding fasteners and foundation bolts | MT | 105 |  | INCLUDED | 0 | 0 | 0 | 0 | 0 | 0
50 | 7000026766 | 580 | structure Supply-Civil | 1000011713 | 73082011 |  | 18 |  | Fabrication, galvanising and supply of fasteners ( nuts, bolts andwashers ) including step bolts for lattice and pipe structures to bedesigned during detailed engineering | MT | 9 |  | INCLUDED | 0 | 0 | 0 | 0 | 0 | 0
51 | 7000026766 | 590 | structure Supply-Civil | 1000012373 | 73082011 |  | 18 |  | Fabrication, galvanising and supply of foundation bolts including nuts,checknut and washers for lattice and pipe structures to be designedduring detailed engineering | MT | 5 |  | INCLUDED | 0 | 0 | 0 | 0 | 0 | 0
52 | 7000026766 | 620 | BOQ of Comm Equip Supply | 1000031367 | 85176260 |  | 18 |  | SDH EQUIPMENT (STM-16 MADM UPTO 5 MSP PROTECTED DIRECTIONS)-BASEEQUIPMENT (COMMON CARDS, CROSS CONNECT/CONTROL CARDS, OPTICAL BASECARDS, POWER SUPPLY CARDS, POWER CABLING, OTHER HARDWARE ANDACCESSORIES INCLUDING SUB RACKS, PATCH CORD, DDF ETC FULLY EQUIPEDEXCLUDING OPTICAL INTERFACE & TRIBUTARY CARDS | EA | 1 |  | INCLUDED | 0 | 0 | 0 | 0 | 0 | 0
53 | 7000026766 | 630 | BOQ of Comm Equip Supply | 1000018706 | 85176990 |  | 18 |  | S16.1 SFP | EA | 4 |  | INCLUDED | 0 | 0 | 0 | 0 | 0 | 0
54 | 7000026766 | 640 | BOQ of Comm Equip Supply | 1000031374 | 85176290 |  | 18 |  | TRIBUTARY INTERFACE- E1 INTERFACE (MINIMUM 16 NOS.) | SET | 2 |  | INCLUDED | 0 | 0 | 0 | 0 | 0 | 0
55 | 7000026766 | 650 | BOQ of Comm Equip Supply | 1000034950 | 85176990 |  | 18 |  | ETHERNET INTERFACE 10/100 BASE T WITH LAYER-2 SWITCHING (MIN 8INTERFACES PER CARD) | EA | 2 |  | INCLUDED | 0 | 0 | 0 | 0 | 0 | 0
56 | 7000026766 | 660 | BOQ of Comm Equip Supply | 1000031381 | 85176290 |  | 18 |  | TRIBUTARY INTERFACE-GIGABIT ETHERNET INTERFACES 10/100 MBPS WITH LAYER-2 SWITCHING (MINIMUM 2 NOS.) | SET | 1 |  | INCLUDED | 0 | 0 | 0 | 0 | 0 | 0
57 | 7000026766 | 670 | BOQ of Comm Equip Supply | 1000026228 | 85176290 |  | 18 |  | Equipment Cabinets For SDH | EA | 1 |  | INCLUDED | 0 | 0 | 0 | 0 | 0 | 0
58 | 7000026766 | 680 | BOQ of Comm Equip Supply | 1000037545 | 85447090 |  | 18 |  | 24F (DWSM) APPROACH FIBRE OPTIC CABLE | KM | 1 |  | INCLUDED | 0 | 0 | 0 | 0 | 0 | 0
59 | 7000026766 | 690 | BOQ of Comm Equip Supply | 1000066614 | 73069011 |  | 18 |  | GI PIPE INSTALLATION HARDWARE FOR APPROACH CABLING | KM | 1 |  | INCLUDED | 0 | 0 | 0 | 0 | 0 | 0
60 | 7000026766 | 700 | BOQ of Comm Equip Supply | 1000066612 | 73071900 |  | 18 |  | GI ELBOW INSTALLATION HARDWARE FOR APPROAH CABLING | EA | 100 |  | INCLUDED | 0 | 0 | 0 | 0 | 0 | 0
61 | 7000026766 | 710 | BOQ of Comm Equip Supply | 1000066613 | 83071000 |  | 18 |  | GI FLEXIBLE CONDUIT INSTALLATION HARDWARE FOR APPROAH CABLING | EA | 75 |  | INCLUDED | 0 | 0 | 0 | 0 | 0 | 0
62 | 7000026766 | 720 | BOQ of Comm Equip Supply | 1000023471 | 85372000 |  | 18 |  | OPGW Fibre Optic Distribution Panel (FODP): Indoor Type: 96F | EA | 1 |  | INCLUDED | 0 | 0 | 0 | 0 | 0 | 0
63 | 7000026766 | 740 | PMUs for 400kV Bay at Parli New SS | 1000017518 | 85364900 |  | 18 |  | PMU with GPS Clock (clock can be either internal or external) | EA | 1 |  | INCLUDED | 0 | 0 | 0 | 0 | 0 | 0
64 | 7000026766 | 750 | PMUs for 400kV Bay at Parli New SS | 1000022512 | 90311000 |  | 18 |  | WAMS Hardware - Time System (GPS receiver) | EA | 1 |  | INCLUDED | 0 | 0 | 0 | 0 | 0 | 0
65 | 7000026766 | 760 | PMUs for 400kV Bay at Parli New SS | 1000071061 | 85176290 |  | 18 |  | SUBSTATION GRADE LAYER 2 LAN SWITCH | EA | 1 |  | INCLUDED | 0 | 0 | 0 | 0 | 0 | 0
66 | 7000026766 | 770 | PMUs for 400kV Bay at Parli New SS | 1000071062 | 85176290 |  | 18 |  | SUBSTATION GRADE LAYER 3 LAN SWITCH | EA | 1 |  | INCLUDED | 0 | 0 | 0 | 0 | 0 | 0
67 | 7000026766 | 780 | PMUs for 400kV Bay at Parli New SS | 1000022487 | 85447090 |  | 18 |  | WAMS Miscellaneous - Armored Fibre Optic Cable and associatedtermination (e.g. L2 Switch) for connecting PMU panels located indifferent control room of a station | EA | 1 |  | INCLUDED | 0 | 0 | 0 | 0 | 0 | 0
68 | 7000026766 | 790 | PMUs for 400kV Bay at Parli New SS | 1000030641 | 85389000 |  | 18 |  | LIU - FO PATCH PANEL-12 PORT | EA | 2 |  | INCLUDED | 0 | 0 | 0 | 0 | 0 | 0
69 | 7000026766 | 810 | Mandatory Spares-CRP & SAS | 1000019912 | 85371000 |  | 18 |  | Relay & protection Panels (with automation) | LS | 1 |  | INCLUDED | 0 | 0 | 0 | 0 | 0 | 0
70 | 7000026766 | 820 | Mandatory Spares-CRP & SAS | 1000019927 | 85389000 |  | 18 |  | Spares-Substation Automation System | LS | 1 |  | INCLUDED | 0 | 0 | 0 | 0 | 0 | 0
71 | 7000026766 | 840 | Mandatory Spares-CVT | 1000025943 | 85359090 |  | 18 |  | Spare-420kV CVT 1 | SET | 1 |  | INCLUDED | 0 | 0 | 0 | 0 | 0 | 0
72 | 7000026766 | 850 | MANDATORY SPARES -PLCC | 1000019213 | 85176210 |  | 18 |  | SPARES FOR PLCC | LS | 1 |  | INCLUDED | 0 | 0 | 0 | 0 | 0 | 0
II | Extension of 765/400kV Indore Substation
1 | 7000026861 | 10 | 765 kV AIS EQUIPMENT | 1000005826 | 85352919 |  | 18 |  | 765kV, 3150A, 50kA Circuit Breaker(3-Phase) without closing resistor(with support structure) | EA | 1 |  | INCLUDED | 0 | 0 | 0 | 0 | 0 | 0
2 | 7000026861 | 20 | 765 kV AIS EQUIPMENT | 1000005853 | 85353090 |  | 18 |  | 765kV, 3150A, 50Ka, Vertical Knee/DoubleBreak Isolator (3-Phase) with one E/S | EA | 1 |  | INCLUDED | 0 | 0 | 0 | 0 | 0 | 0
3 | 7000026861 | 30 | 765 kV AIS EQUIPMENT | 1000005820 | 85353090 |  | 18 |  | 765kV, 3150A, 50kA, Vertical Knee/DoubleBreak Isolator (1-Phase) with one E/S | EA | 3 |  | INCLUDED | 0 | 0 | 0 | 0 | 0 | 0
4 | 7000026861 | 40 | 765 kV AIS EQUIPMENT | 1000005819 | 85353090 |  | 18 |  | 765kV, 3150A, 50kA, Vertical Knee/DoubleBreak Isolator (1-Phase) without E/S | EA | 6 |  | INCLUDED | 0 | 0 | 0 | 0 | 0 | 0
5 | 7000026861 | 50 | 765 kV AIS EQUIPMENT | 1000005848 | 85359090 |  | 18 |  | 765 kV, 3000A, 50KA, 1-Phase CurrentTransformer with 120% extended currentrating | EA | 3 |  | INCLUDED | 0 | 0 | 0 | 0 | 0 | 0
6 | 7000026861 | 60 | 765 kV AIS EQUIPMENT | 1000020421 | 85354010 |  | 18 |  | 624kV Surge Arrester (1-Phase) | EA | 3 |  | INCLUDED | 0 | 0 | 0 | 0 | 0 | 0
7 | 7000026861 | 70 | 765 kV AIS EQUIPMENT | 1000005791 | 85462040 |  | 18 |  | 765 kV, 1 phase Bus Post Insulator (except for Line Traps) | EA | 6 |  | INCLUDED | 0 | 0 | 0 | 0 | 0 | 0
8 | 7000026861 | 80 | 765 kV AIS EQUIPMENT | 1000009714 | 85364900 |  | 18 |  | Controlled Switching Device for 765 kV, 3-ph Circuit Breaker | EA | 2 |  | INCLUDED | 0 | 0 | 0 | 0 | 0 | 0
9 | 7000026861 | 90 | 400 kV & 33 kV AIS EQUIPMENT | 1000004501 | 85352913 |  | 18 |  | 420kV, 3150A, 63kA Circuit Breaker (3-Phase) without closing resistorand with Support Structure | EA | 1 |  | INCLUDED | 0 | 0 | 0 | 0 | 0 | 0
10 | 7000026861 | 100 | 400 kV & 33 kV AIS EQUIPMENT | 1000004498 | 85353090 |  | 18 |  | 420kV, 3150A, 63KA, Isolator (3-phase)(Double Break) with one E/S | EA | 1 |  | INCLUDED | 0 | 0 | 0 | 0 | 0 | 0
11 | 7000026861 | 110 | 400 kV & 33 kV AIS EQUIPMENT | 1000004496 | 85353090 |  | 18 |  | 420kV, 3150A, 63KA, Isolator (1 phase)(Double Break) with one E/S | EA | 3 |  | INCLUDED | 0 | 0 | 0 | 0 | 0 | 0
12 | 7000026861 | 120 | 400 kV & 33 kV AIS EQUIPMENT | 1000004495 | 85353090 |  | 18 |  | 420kV, 3150A, 63KA, Isolator (1 phase)(Double Break) without E/S | EA | 3 |  | INCLUDED | 0 | 0 | 0 | 0 | 0 | 0
13 | 7000026861 | 130 | 400 kV & 33 kV AIS EQUIPMENT | 1000004463 | 85359090 |  | 18 |  | 420 kV, 3000A, 63KA, 1-Phase CurrentTransformer with 120% extended currentrating | EA | 3 |  | INCLUDED | 0 | 0 | 0 | 0 | 0 | 0
14 | 7000026861 | 140 | 400 kV & 33 kV AIS EQUIPMENT | 1000020419 | 85354010 |  | 18 |  | 336kV Surge Arrester (1-phase) | EA | 3 |  | INCLUDED | 0 | 0 | 0 | 0 | 0 | 0
15 | 7000026861 | 150 | 400 kV & 33 kV AIS EQUIPMENT | 1000004401 | 85462040 |  | 18 |  | 420 kV, 1 phase Bus Post Insulator (except for Line Traps) | EA | 12 |  | INCLUDED | 0 | 0 | 0 | 0 | 0 | 0
16 | 7000026861 | 160 | 400 kV & 33 kV AIS EQUIPMENT | 1000009713 | 85389000 |  | 18 |  | Controlled Switching Device for 420 kV, 3-ph Circuit Breaker | EA | 2 |  | INCLUDED | 0 | 0 | 0 | 0 | 0 | 0
17 | 7000026861 | 170 | 400 kV & 33 kV AIS EQUIPMENT | 1000001998 | 85049010 |  | 18 |  | Current transformer (33kV) for transformer Netural along with supportstructure & terminal connector | SET | 1 |  | INCLUDED | 0 | 0 | 0 | 0 | 0 | 0
18 | 7000026861 | 180 | 765 kV GIS EQUIPMENT | 1000050141 | 85359030 |  | 18 |  | 3150A, 50KA, 1 SEC SINGLE PHASE 765KV SF6 TO AIR BUSHING | EA | 2 |  | INCLUDED | 0 | 0 | 0 | 0 | 0 | 0
19 | 7000026861 | 190 | 765 kV GIS EQUIPMENT | 1000006101 | 85389000 |  | 18 |  | 800kV, 3000/3150 A, 50kA, Single phase, SF6 Gas Insulated Bus Duct (GIB) outside GIS Hall along with associated support structure. | M | 150 |  | INCLUDED | 0 | 0 | 0 | 0 | 0 | 0
20 | 7000026861 | 200 | 400 kV GIS EQUIPMENT | 1000032796 | 85389000 |  | 18 |  | 420KV, 3150A, 63KA SF6 TO AIR BUSHING including support structure | SET | 8 |  | INCLUDED | 0 | 0 | 0 | 0 | 0 | 0
21 | 7000026861 | 210 | 400 kV GIS EQUIPMENT | 1000059207 | 85359030 |  | 18 |  | 420KV, 3000A, 63KA, SINGLE PHASE, SF6 GAS INSULATED BUS DUCT (GIB)OUTSIDE GIS HALL ALONGWITH ASSOCIATED SUPPORT STRUCTURE, ETC. AS PERTECHNICAL SPECIFICATION | M | 750 |  | INCLUDED | 0 | 0 | 0 | 0 | 0 | 0
22 | 7000026861 | 220 | HV CABLE | 1000031144 | 85446090 |  | 18 |  | 66KV, 1-CORE, 185 SQ.MM XLPE CU CABLE ALONGWITH ACCESSORIES ETC. | M | 1200 |  | INCLUDED | 0 | 0 | 0 | 0 | 0 | 0
23 | 7000026861 | 230 | HV CABLE | 1000052625 | 85469090 |  | 18 |  | 66KV CABLE TERMINATION KIT FOR 185SQ MM CABLE WITH SUPPORT STRUCTUREREQUIRED AT BOTH ENDS | EA | 8 |  | INCLUDED | 0 | 0 | 0 | 0 | 0 | 0
24 | 7000026861 | 290 | CIVIL-SUPPLY OF STEEL STRUCTURE | 1000015954 | 73082011 |  | 18 |  | Fabrication, galvanising and supply of Lattice Structures (MS Steel),to be designed during detailed engineering, for towers, beams andequipment support structure including pack plates / packwashers andgusset plates excluding fasteners and foundation bolts | MT | 102 |  | INCLUDED | 0 | 0 | 0 | 0 | 0 | 0
25 | 7000026861 | 300 | CIVIL-SUPPLY OF STEEL STRUCTURE | 1000015953 | 73082011 |  | 18 |  | Fabrication, galvanising and supply of Lattice Structures (HT Steel),to be designed during detailed engineering, for towers, beams andequipment support structure including pack plates / packwashers andgusset plates excluding fasteners and foundation bolts | MT | 26 |  | INCLUDED | 0 | 0 | 0 | 0 | 0 | 0
26 | 7000026861 | 310 | CIVIL-SUPPLY OF STEEL STRUCTURE | 1000011713 | 73082011 |  | 18 |  | Fabrication, galvanising and supply of fasteners ( nuts, bolts andwashers ) including step bolts for lattice and pipe structures to bedesigned during detailed engineering | MT | 6 |  | INCLUDED | 0 | 0 | 0 | 0 | 0 | 0
27 | 7000026861 | 320 | CIVIL-SUPPLY OF STEEL STRUCTURE | 1000012373 | 73082011 |  | 18 |  | Fabrication, galvanising and supply of foundation bolts including nuts,checknut and washers for lattice and pipe structures to be designedduring detailed engineering | MT | 11 |  | INCLUDED | 0 | 0 | 0 | 0 | 0 | 0
28 | 7000026861 | 350 | 765 kV CRP | 1000005789 | 85371000 |  | 18 |  | 765kV Transformer Protection Panel (For both HV & MV side)-(withAutomation) | EA | 1 |  | INCLUDED | 0 | 0 | 0 | 0 | 0 | 0
29 | 7000026861 | 360 | 765 kV CRP | 1000055448 | 85371000 |  | 18 |  | 765KV CIRCUIT BREAKER RELAY PANEL (WITH AUTOMATION) | EA | 1 |  | INCLUDED | 0 | 0 | 0 | 0 | 0 | 0
30 | 7000026861 | 370 | 400 kV CRP | 1000055446 | 85371000 |  | 18 |  | 400KV CIRCUIT BREAKER RELAY PANEL (WITH AUTOMATION) | EA | 1 |  | INCLUDED | 0 | 0 | 0 | 0 | 0 | 0
31 | 7000026861 | 380 | 765KV SAS | 1000005535 | 85371000 |  | 18 |  | Augmentation of Substation automation system for 765kV Main bay as perTechnical Specification | EA | 1 |  | INCLUDED | 0 | 0 | 0 | 0 | 0 | 0
32 | 7000026861 | 390 | 400 kV SAS | 1000003409 | 85371000 |  | 18 |  | Augmentation of Substation automation System for 400kV Main bay as perTechnical Specification | EA | 1 |  | INCLUDED | 0 | 0 | 0 | 0 | 0 | 0
33 | 7000026861 | 440 | Erection Hardware for 765 kV S/Y | 1000011363 | 72169990 |  | 18 |  | Erection Hardware for 765kV I type layout-Transformer bay as pertechnical specification | SET | 1 |  | INCLUDED | 0 | 0 | 0 | 0 | 0 | 0
34 | 7000026861 | 450 | Erection Hardware for 765 kV S/Y | 1000015788 | 85049010 |  | 18 |  | Bus post insulators, spacers, equipmentsupport structures, conductors, Altube, clamp, connectors (including765kV, 400kV, tertiary and neuturalbushing terminal connectors etc) forarrangement of netural formation forTransformer(s), DELTA formation for onebank (each bank comprises of 3 singlephase units of Autotransformers) andmaking connection arrangement toconnect spare unit in place of any unitof the bank without physical shifting | LOT | 1 |  | INCLUDED | 0 | 0 | 0 | 0 | 0 | 0
35 | 7000026861 | 460 | Erection Hardware for 400kV S/Y | 1000011327 | 72169990 |  | 18 |  | Erection Hardware for 400kV I type layout-Transformer bay as pertechnical specification | SET | 1 |  | INCLUDED | 0 | 0 | 0 | 0 | 0 | 0
36 | 7000026861 | 490 | 765kV Insulator and Hardware | 1000055995 | 72169990 |  | 18 |  | 765KV TENSION INSULATOR STRING AND ASSOCIATED HARDWARE FITTINGSWITHOUT TURN BUCKLE SUITABLE FOR QUAD CONDUCTOR | EA | 3 |  | INCLUDED | 0 | 0 | 0 | 0 | 0 | 0
37 | 7000026861 | 500 | 765kV Insulator and Hardware | 1000055997 | 72169990 |  | 18 |  | 765KV TENSION INSULATOR STRING AND ASSOCIATED HARDWARE FITTINGS WITHTURN BUCKLE SUITABLE FOR QUAD CONDUCTOR | EA | 3 |  | INCLUDED | 0 | 0 | 0 | 0 | 0 | 0
38 | 7000026861 | 510 | 765kV Insulator and Hardware | 1000055993 | 72169990 |  | 18 |  | 765KV SUSPENSION INSULATOR STRING AND ASSOCIATED HARDWARE FITTINGSWITH THROUGH CLAMP SUITABLE FOR QUAD CONDUCTOR | EA | 3 |  | INCLUDED | 0 | 0 | 0 | 0 | 0 | 0
39 | 7000026861 | 520 | 400kV Insulator and Hardware | 1000055984 | 72169990 |  | 18 |  | 400KV TENSION INSULATOR STRING AND ASSOCIATED HARDWARE FITTINGSWITHOUT TURN BUCKLE SUITABLE FOR QUAD CONDUCTOR | EA | 6 |  | INCLUDED | 0 | 0 | 0 | 0 | 0 | 0
40 | 7000026861 | 530 | 400kV Insulator and Hardware | 1000055991 | 72169990 |  | 18 |  | 400KV TENSION INSULATOR STRING AND ASSOCIATED HARDWARE FITTINGSWITH TURN BUCKLE SUITABLE FOR QUAD CONDUCTOR | EA | 6 |  | INCLUDED | 0 | 0 | 0 | 0 | 0 | 0
41 | 7000026861 | 540 | 400kV Insulator and Hardware | 1000055986 | 72169990 |  | 18 |  | 400KV SUSPENSION INSULATOR STRING AND ASSOCIATED HARDWARE FITTINGSWITH DROP CLAMP SUITABLE FOR QUAD CONDUCTOR | EA | 6 |  | INCLUDED | 0 | 0 | 0 | 0 | 0 | 0
42 | 7000026861 | 550 | 400kV Insulator and Hardware | 1000055988 | 72169990 |  | 18 |  | 400KV SUSPENSION INSULATOR STRING AND ASSOCIATED HARDWARE FITTINGSWITH THROUGH CLAMP SUITABLE FOR QUAD CONDUCTOR | EA | 3 |  | INCLUDED | 0 | 0 | 0 | 0 | 0 | 0
43 | 7000026861 | 580 | POWER & CONTROL CABLE | 1000031964 | 85446020 |  | 18 |  | 1.1KV GRADE 3CX2.5 SQMM CONTROL CABLE | KM | 19.5 |  | INCLUDED | 0 | 0 | 0 | 0 | 0 | 0
44 | 7000026861 | 590 | POWER & CONTROL CABLE | 1000031987 | 85446020 |  | 18 |  | 1.1KV GRADE 5CX2.5 SQMM CONTROL CABLE | KM | 37.6 |  | INCLUDED | 0 | 0 | 0 | 0 | 0 | 0
45 | 7000026861 | 600 | POWER & CONTROL CABLE | 1000031993 | 85446020 |  | 18 |  | 1.1KV GRADE 7CX2.5 SQMM CONTROL CABLE | KM | 5.5 |  | INCLUDED | 0 | 0 | 0 | 0 | 0 | 0
46 | 7000026861 | 610 | POWER & CONTROL CABLE | 1000031887 | 85446020 |  | 18 |  | 1.1KV GRADE 10CX2.5 SQMM CONTROL CABLE | KM | 11.3 |  | INCLUDED | 0 | 0 | 0 | 0 | 0 | 0
47 | 7000026861 | 620 | POWER & CONTROL CABLE | 1000031904 | 85446020 |  | 18 |  | 1.1KV GRADE 14CX2.5 SQMM CONTROL CABLE | KM | 9.8 |  | INCLUDED | 0 | 0 | 0 | 0 | 0 | 0
48 | 7000026861 | 630 | POWER & CONTROL CABLE | 1000031908 | 85446020 |  | 18 |  | 1.1KV GRADE 19CX2.5 SQMM CONTROL CABLE | KM | 3.5 |  | INCLUDED | 0 | 0 | 0 | 0 | 0 | 0
49 | 7000026861 | 640 | POWER & CONTROL CABLE | 1000031927 | 85446020 |  | 18 |  | 1.1KV GRADE 27CX2.5 SQMM CONTROL CABLE | KM | 3 |  | INCLUDED | 0 | 0 | 0 | 0 | 0 | 0
50 | 7000026861 | 650 | POWER & CONTROL CABLE | 1000032049 | 85446020 |  | 18 |  | 4PAIR, 0.5 SQ.MM SCREENED CABLE | KM | 6.3 |  | INCLUDED | 0 | 0 | 0 | 0 | 0 | 0
51 | 7000026861 | 660 | POWER & CONTROL CABLE | 1000031957 | 85446020 |  | 18 |  | 1.1KV GRADE 3.5CX70 SQMM (PVC) POWER CABLE | KM | 3.5 |  | INCLUDED | 0 | 0 | 0 | 0 | 0 | 0
52 | 7000026861 | 670 | POWER & CONTROL CABLE | 1000031953 | 85446020 |  | 18 |  | 1.1KV GRADE 3.5CX35 SQMM (PVC) POWER CABLE | KM | 0.53 |  | INCLUDED | 0 | 0 | 0 | 0 | 0 | 0
53 | 7000026861 | 680 | POWER & CONTROL CABLE | 1000031943 | 85446020 |  | 18 |  | 1.1KV GRADE 2CX6 SQMM (PVC) POWER CABLE | KM | 6.3 |  | INCLUDED | 0 | 0 | 0 | 0 | 0 | 0
54 | 7000026861 | 690 | POWER & CONTROL CABLE | 1000031985 | 85446020 |  | 18 |  | 1.1KV GRADE 4CX6 SQMM (PVC) POWER CABLE | KM | 8 |  | INCLUDED | 0 | 0 | 0 | 0 | 0 | 0
55 | 7000026861 | 700 | POWER & CONTROL CABLE | 1000031951 | 85446090 |  | 18 |  | 1.1KV GRADE 3.5CX300 SQMM (XLPE) POWER CABLE | KM | 2.5 |  | INCLUDED | 0 | 0 | 0 | 0 | 0 | 0
56 | 7000026861 | 710 | POWER & CONTROL CABLE | 1000031976 | 85446020 |  | 18 |  | 1.1KV GRADE 4CX16 SQMM (PVC) POWER CABLE | KM | 0.53 |  | INCLUDED | 0 | 0 | 0 | 0 | 0 | 0
57 | 7000026861 | 720 | POWER & CONTROL CABLE | 1000031912 | 85446090 |  | 18 |  | 1.1KV, 1CX 150 SQMM XLPE POWER CABLE | KM | 2.5 |  | INCLUDED | 0 | 0 | 0 | 0 | 0 | 0
58 | 7000026861 | 740 | FIRE FIGHTING SYSTEM | 1000055460 | 84248990 |  | 18 |  | HVW SPRAY SYSTEM, HYDRANT SYSTEM AND COMPLETE U/G & O/G PIPING ANDACCESSORIES ETC. OUT SIDE THE PUMP HOUSE FOR 765 KV, 1-PHASEAUTOTRANSFORMER | SET | 3 |  | INCLUDED | 0 | 0 | 0 | 0 | 0 | 0
59 | 7000026861 | 750 | ILLUMINATION SYSTEM | 1000014547 | 85371000 |  | 18 |  | Lighting Panel type ACP-2 as per technical specification | EA | 1 |  | INCLUDED | 0 | 0 | 0 | 0 | 0 | 0
60 | 7000026861 | 760 | ILLUMINATION SYSTEM | 1000001894 | 94059900 |  | 18 |  | Outdoor Power Receptacle for oilfiltration unit (250A) | EA | 1 |  | INCLUDED | 0 | 0 | 0 | 0 | 0 | 0
61 | 7000026861 | 770 | ILLUMINATION SYSTEM | 1000038387 | 94051090 |  | 18 |  | LED FLOOD LIGHT LUMINARIESTYPE FL-1 (150W) AS PER TECHNICALSPECIFICATION | EA | 10 |  | INCLUDED | 0 | 0 | 0 | 0 | 0 | 0
62 | 7000026861 | 780 | ILLUMINATION SYSTEM | 1000038325 | 94059900 |  | 18 |  | LIGHTING FIXTURE LED LUMINAIRES TYPE FL2 AS PER TECH. SPECIFICATIONS | EA | 10 |  | INCLUDED | 0 | 0 | 0 | 0 | 0 | 0
63 | 7000026861 | 790 | ILLUMINATION SYSTEM | 1000038385 | 94059900 |  | 18 |  | FIRE WALL MOUNTED LED LUMINARIE TYPE FL-2 (250W) | EA | 6 |  | INCLUDED | 0 | 0 | 0 | 0 | 0 | 0
64 | 7000026861 | 800 | ILLUMINATION SYSTEM | 1000020262 | 85371000 |  | 18 |  | Sub Lighting panel (outdoor) type SLP (Switchyard and Street Lighting) | EA | 2 |  | INCLUDED | 0 | 0 | 0 | 0 | 0 | 0
65 | 7000026861 | 820 | VISUAL MONITORING SYSTEM | 1000030433 | 85287390 |  | 18 |  | COLOR IP CAMERA, WITH PAN, TILT AND ZOOM FACILITIES, ALONGWITH ALLREQUIRED ITEMS, ACCESSORIES, LINE INTERFACE UNITS, FIBER PATCH CORDS,POWER SUPPLY UNITS, JUNCTION BOXES, CABLES, FIBER OPTIC CABLES, ETC.,AND INCLUDING INTEGRATION IN EXISTING HARDWARE AND SOFTWARE FORAUGMENTATION OF VISUAL MONITORING SYSTEM AS PER TECHNICALSPECIFICATION. | SET | 1 |  | INCLUDED | 0 | 0 | 0 | 0 | 0 | 0
66 | 7000026861 | 840 | Mandatory Spares(LOT) | 1000027625 | 85352919 |  | 18 |  | Spare-765KV Circuit Breaker | LOT | 1 |  | INCLUDED | 0 | 0 | 0 | 0 | 0 | 0
67 | 7000026861 | 850 | Mandatory Spares(LOT) | 1000028091 | 85353090 |  | 18 |  | Spare-765kV VKDB Isolator | LOT | 1 |  | INCLUDED | 0 | 0 | 0 | 0 | 0 | 0
68 | 7000026861 | 860 | Mandatory Spares(LOT) | 1000054976 | 85352919 |  | 18 |  | SPARE-765KV CURRENT TRANSFORMER | LOT | 1 |  | INCLUDED | 0 | 0 | 0 | 0 | 0 | 0
69 | 7000026861 | 870 | Mandatory Spares(LOT) | 1000028372 | 85354010 |  | 18 |  | SPARES FOR 624KV SURGE ARRESTER | LS | 1 |  | INCLUDED | 0 | 0 | 0 | 0 | 0 | 0
70 | 7000026861 | 880 | Mandatory Spares(LOT) | 1000019918 | 85359090 |  | 18 |  | Spares for 420kV Circuit Breaker | LS | 1 |  | INCLUDED | 0 | 0 | 0 | 0 | 0 | 0
71 | 7000026861 | 890 | Mandatory Spares(LOT) | 1000019919 | 85353090 |  | 18 |  | Spares for 420kV Double break Isolator | LS | 1 |  | INCLUDED | 0 | 0 | 0 | 0 | 0 | 0
72 | 7000026861 | 900 | Mandatory Spares(LOT) | 1000025941 | 85389000 |  | 18 |  | Spare-420kV CT 1 | SET | 1 |  | INCLUDED | 0 | 0 | 0 | 0 | 0 | 0
73 | 7000026861 | 910 | Mandatory Spares(LOT) | 1000024186 | 85354010 |  | 18 |  | SPARES FOR 336KV SURGE ARRESTER | LS | 1 |  | INCLUDED | 0 | 0 | 0 | 0 | 0 | 0
74 | 7000026861 | 920 | Mandatory Spares(LOT) | 1000019912 | 85371000 |  | 18 |  | Relay & protection Panels (with automation) | LS | 1 |  | INCLUDED | 0 | 0 | 0 | 0 | 0 | 0
75 | 7000026861 | 930 | Mandatory Spares(LOT) | 1000019927 | 85389000 |  | 18 |  | Spares-Substation Automation System | LS | 1 |  | INCLUDED | 0 | 0 | 0 | 0 | 0 | 0
76 | 7000026861 | 940 | Mandatory Spares(LOT) | 1000032289 | 84819090 |  | 18 |  | SPARES FOFIRE PROTECTION SYSTEM | SET | 1 |  | INCLUDED | 0 | 0 | 0 | 0 | 0 | 0
77 | 7000026861 | 950 | Mandatory Spares-GIS-765kV-General | 1000058364 | 85359030 |  | 18 |  | 765KV GIS-SF6 GAS PRESSURE RELIEF DEVICE ASSEMBLY OF EACH TYPE | EA | 1 |  | INCLUDED | 0 | 0 | 0 | 0 | 0 | 0
78 | 7000026861 | 960 | Mandatory Spares-GIS-765kV-General | 1000049818 | 85359030 |  | 18 |  | SF6 PRESSURE GAUGE CUM SWITCH /DENSITY MONITORS AND PRESSURESWITCH AS APPLICABLE, OF EACH TYPE-765KV GIS | SET | 2 |  | INCLUDED | 0 | 0 | 0 | 0 | 0 | 0
79 | 7000026861 | 970 | Mandatory Spares-GIS-765kV-General | 1000049754 | 85359030 |  | 18 |  | COUPLING DEVICE FOR PRESSURE GAUGE CUM SWITCH FOR CONNECTINGGAS HANDLING PLANT OF EACH TYPE-765KV GIS | SET | 1 |  | INCLUDED | 0 | 0 | 0 | 0 | 0 | 0
80 | 7000026861 | 980 | Mandatory Spares-GIS-765kV-General | 1000049763 | 85359030 |  | 18 |  | RUBBER GASKETS, Ã‚â‚¬Å’OÃ‚â‚¬Â RINGS AND SEALS FOR SF6 GAS FOR GISENCLOSURE OF EACH TYPE-765KV GIS | SET | 2 |  | INCLUDED | 0 | 0 | 0 | 0 | 0 | 0
81 | 7000026861 | 990 | Mandatory Spares-GIS-765kV-General | 1000058362 | 85359030 |  | 18 |  | 765KV GIS-MOLECULAR FILTER FOR SF6 GAS WITH FILTER BAGS (5 % OF TOTALWEIGHT) | SET | 1 |  | INCLUDED | 0 | 0 | 0 | 0 | 0 | 0
82 | 7000026861 | 1000 | Mandatory Spares-GIS-765kV-General | 1000049751 | 85359030 |  | 18 |  | CONTROL VALVES FOR SF6 GAS OF EACH TYPE-765KV GIS | SET | 2 |  | INCLUDED | 0 | 0 | 0 | 0 | 0 | 0
83 | 7000026861 | 1010 | Mandatory Spares-GIS-765kV-General | 1000058363 | 85359030 |  | 18 |  | 765KV GIS-SF6 GAS (5 % OF TOTAL GAS QUANTITY) | LOT | 1 |  | INCLUDED | 0 | 0 | 0 | 0 | 0 | 0
84 | 7000026861 | 1020 | Mandatory Spares-GIS-765kV-General | 1000049784 | 85359030 |  | 18 |  | LOCKING DEVICE TO KEEP THE DIS-CONNECTORS (ISOLATORS)AND EARTHING/FAST EARTHING SWITCHES IN CLOSE OR OPEN POSITION IN CASEOF REMOVAL OF THE DRIVING MECHANISM-765KV GIS | SET | 2 |  | INCLUDED | 0 | 0 | 0 | 0 | 0 | 0
85 | 7000026861 | 1030 | Mandatory Spares-GIS-765kV-General | 1000049506 | 85359030 |  | 18 |  | UHF PD SENSORS OF EACH TYPE ALONG WITH BNC CONNECTOR FOR 765KV GIS | EA | 3 |  | INCLUDED | 0 | 0 | 0 | 0 | 0 | 0
86 | 7000026861 | 1040 | Mandatory Spares-GIS-765kV-General | 1000058366 | 85359030 |  | 18 |  | 765KV GIS-SUPPORT INSULATORS (GAS THROUGH) OF EACH TYPE (COMPLETE WITHMETAL RING ETC.) ALONG WITH ASSOCIATED CONTACTS AND SHIELDS | EA | 3 |  | INCLUDED | 0 | 0 | 0 | 0 | 0 | 0
87 | 7000026861 | 1050 | Mandatory Spares-GIS-765kV-General | 1000058361 | 85359030 |  | 18 |  | 765KV GIS-GAS BARRIERS OF EACH TYPE (COMPLETE WITH METAL RING ETC.)ALONG WITH ASSOCIATED CONTACTS AND SHIELDS | EA | 3 |  | INCLUDED | 0 | 0 | 0 | 0 | 0 | 0
88 | 7000026861 | 1060 | Mandatory Spares-GIS-765kV-General | 1000058365 | 85359030 |  | 18 |  | 765KV GIS- 3150A SF6 TO AIR BUSHING COMPLETE IN ALL RESPECT | EA | 1 |  | INCLUDED | 0 | 0 | 0 | 0 | 0 | 0
89 | 7000026861 | 1070 | Mandatory Spares-GIS-765kV-General | 1000049499 | 85359030 |  | 18 |  | LCC SPARES - AUX. RELAYS, CONTACTORS,PUSH BUTTONS, SWITCHES, LAMPS,ANNUNCIATION WINDOWS, MCB, FUSES,TIMERS, TERMINAL BLOCKS ETC. OF EACHTYPE & RATING-765kV GIS | SET | 1 |  | INCLUDED | 0 | 0 | 0 | 0 | 0 | 0
90 | 7000026861 | 1080 | Mandatory Spares-GIS-400kV-General | 1000058332 | 85359030 |  | 18 |  | 400KV GIS-SF6 GAS PRESSURE RELIEF DEVICE ASSEMBLY OF EACH TYPE | EA | 1 |  | INCLUDED | 0 | 0 | 0 | 0 | 0 | 0
91 | 7000026861 | 1090 | Mandatory Spares-GIS-400kV-General | 1000049817 | 85359030 |  | 18 |  | SF6 PRESSURE GAUGE CUM SWITCH /DENSITY MONITORS AND PRESSURESWITCH AS APPLICABLE, OF EACH TYPE-400KV GIS | SET | 2 |  | INCLUDED | 0 | 0 | 0 | 0 | 0 | 0
92 | 7000026861 | 1100 | Mandatory Spares-GIS-400kV-General | 1000049753 | 85359030 |  | 18 |  | COUPLING DEVICE FOR PRESSURE GAUGE CUM SWITCH FOR CONNECTINGGAS HANDLING PLANT OF EACH TYPE-400KV GIS | SET | 1 |  | INCLUDED | 0 | 0 | 0 | 0 | 0 | 0
93 | 7000026861 | 1110 | Mandatory Spares-GIS-400kV-General | 1000049762 | 85359030 |  | 18 |  | RUBBER GASKETS, Ã‚â‚¬Å’OÃ‚â‚¬Â RINGS AND SEALS FOR SF6 GAS FOR GISENCLOSURE OF EACH TYPE-400KV GIS | SET | 2 |  | INCLUDED | 0 | 0 | 0 | 0 | 0 | 0
94 | 7000026861 | 1120 | Mandatory Spares-GIS-400kV-General | 1000058330 | 85359030 |  | 18 |  | 400KV GIS-MOLECULAR FILTER FOR SF6 GAS WITH FILTER BAGS (5 % OF TOTALWEIGHT) | SET | 1 |  | INCLUDED | 0 | 0 | 0 | 0 | 0 | 0
95 | 7000026861 | 1130 | Mandatory Spares-GIS-400kV-General | 1000049750 | 85359030 |  | 18 |  | CONTROL VALVES FOR SF6 GAS OF EACH TYPE-400KV GIS | SET | 2 |  | INCLUDED | 0 | 0 | 0 | 0 | 0 | 0
96 | 7000026861 | 1140 | Mandatory Spares-GIS-400kV-General | 1000058331 | 85359030 |  | 18 |  | 400KV GIS-SF6 GAS (5 % OF TOTAL GAS QUANTITY) | LOT | 1 |  | INCLUDED | 0 | 0 | 0 | 0 | 0 | 0
97 | 7000026861 | 1150 | Mandatory Spares-GIS-400kV-General | 1000049783 | 85359030 |  | 18 |  | LOCKING DEVICE TO KEEP THE DIS-CONNECTORS (ISOLATORS)AND EARTHING/FAST EARTHING SWITCHES IN CLOSE OR OPEN POSITION IN CASEOF REMOVAL OF THE DRIVING MECHANISM-400KV GIS | SET | 2 |  | INCLUDED | 0 | 0 | 0 | 0 | 0 | 0
98 | 7000026861 | 1160 | Mandatory Spares-GIS-400kV-General | 1000049505 | 85359030 |  | 18 |  | UHF PD SENSORS OF EACH TYPE ALONG WITH BNC CONNECTOR FOR 420KV GIS | EA | 3 |  | INCLUDED | 0 | 0 | 0 | 0 | 0 | 0
99 | 7000026861 | 1170 | Mandatory Spares-GIS-400kV-General | 1000058334 | 85359030 |  | 18 |  | 400KV GIS-SUPPORT INSULATORS (GAS THROUGH) OF EACH TYPE (COMPLETE WITHMETAL RING ETC.) ALONG WITH ASSOCIATED CONTACTS AND SHIELDS | EA | 3 |  | INCLUDED | 0 | 0 | 0 | 0 | 0 | 0
100 | 7000026861 | 1180 | Mandatory Spares-GIS-400kV-General | 1000058329 | 85359030 |  | 18 |  | 400KV GIS-GAS BARRIERS OF EACH TYPE (COMPLETE WITH METAL RING ETC.)ALONG WITH ASSOCIATED CONTACTS AND SHIELDS | EA | 3 |  | INCLUDED | 0 | 0 | 0 | 0 | 0 | 0
101 | 7000026861 | 1190 | Mandatory Spares-GIS-400kV-General | 1000058333 | 85359030 |  | 18 |  | 400KV GIS- 3150A SF6 TO AIR BUSHING COMPLETE IN ALL RESPECT | EA | 1 |  | INCLUDED | 0 | 0 | 0 | 0 | 0 | 0
102 | 7000026861 | 1200 | Mandatory Spares-GIS-400kV-General | 1000049498 | 85359030 |  | 18 |  | LCC SPARES - AUX. RELAYS, CONTACTORS,PUSH BUTTONS, SWITCHES,LAMPS,ANNUNCIATION WINDOWS, MCB, FUSES,TIMERS, TERMINAL BLOCKS ETC. OF EACHTYPE & RATING-400kV GIS | SET | 1 |  | INCLUDED | 0 | 0 | 0 | 0 | 0 | 0
III | Extension of 400/220kV Bhuj GIS PS
1 | 7000026864 | 10 | 400 kV & 220 kV AIS EQUIPMENT | 1000020419 | 85354010 |  | 18 |  | 336kV Surge Arrester (1-phase) | EA | 3 |  | INCLUDED | 0 | 0 | 0 | 0 | 0 | 0
2 | 7000026864 | 20 | 400 kV & 220 kV AIS EQUIPMENT | 1000020417 | 85354010 |  | 18 |  | 216kV Surge Arrester (1-phase) | EA | 3 |  | INCLUDED | 0 | 0 | 0 | 0 | 0 | 0
3 | 7000026864 | 30 | 400 kV & 220 kV AIS EQUIPMENT | 1000001695 | 85462040 |  | 18 |  | 245 kV, 1 phase Bus Post Insulator (except for Line Traps) | EA | 21 |  | INCLUDED | 0 | 0 | 0 | 0 | 0 | 0
4 | 7000026864 | 50 | 220 kV GIS EQUIPMENT | 1000029503 | 85389000 |  | 18 |  | 245kV, 1600A, 50kA Single phase SF6 to Air Bushing | EA | 6 |  | INCLUDED | 0 | 0 | 0 | 0 | 0 | 0
5 | 7000026864 | 60 | 220 kV GIS EQUIPMENT | 1000061111 | 85359030 |  | 18 |  | 245KV,1600A, 50KA, SINGLE PHASE, SF6 GAS INSULATED BUS DUCT (GIB)OUTSIDE GIS HALL ALONGWITH ASSOCIATED SUPPORT STRUCTURE ETC. AS PERTECHNICAL SPECIFICATION | M | 1200 |  | INCLUDED | 0 | 0 | 0 | 0 | 0 | 0
6 | 7000026864 | 80 | Erection Hardware (400kV & 220 kV) | 1000011252 | 72169990 |  | 18 |  | Erection Hardware for 220kV DM-type layout for GIS terminationarrangement-Transformer bay as per technical specification | SET | 1 |  | INCLUDED | 0 | 0 | 0 | 0 | 0 | 0
7 | 7000026864 | 90 | Erection Hardware (400kV & 220 kV) | 1000011334 | 72169990 |  | 18 |  | Erection Hardware for 400kV I type layout for GIS terminationarrangement-Transformer bay as per technical specification | SET | 1 |  | INCLUDED | 0 | 0 | 0 | 0 | 0 | 0
8 | 7000026864 | 110 | Mandatory spares -220kV GIS | 1000058300 | 85359030 |  | 18 |  | 220KV GIS-SF6 GAS PRESSURE RELIEF DEVICE ASSEMBLY OF EACH TYPE | EA | 1 |  | INCLUDED | 0 | 0 | 0 | 0 | 0 | 0
9 | 7000026864 | 120 | Mandatory spares -220kV GIS | 1000049816 | 85359030 |  | 18 |  | SF6 PRESSURE GAUGE CUM SWITCH /DENSITY MONITORS AND PRESSURESWITCH AS APPLICABLE, OF EACH TYPE-220KV GIS | SET | 2 |  | INCLUDED | 0 | 0 | 0 | 0 | 0 | 0
10 | 7000026864 | 130 | Mandatory spares -220kV GIS | 1000049752 | 85359030 |  | 18 |  | COUPLING DEVICE FOR PRESSURE GAUGE CUM SWITCH FOR CONNECTINGGAS HANDLING PLANT OF EACH TYPE-220KV GIS | SET | 1 |  | INCLUDED | 0 | 0 | 0 | 0 | 0 | 0
11 | 7000026864 | 140 | Mandatory spares -220kV GIS | 1000049761 | 85359030 |  | 18 |  | RUBBER GASKETS, Ã‚â‚¬Å’OÃ‚â‚¬Â RINGS AND SEALS FOR SF6 GAS FOR GISENCLOSURE OF EACH TYPE-220KV GIS | SET | 2 |  | INCLUDED | 0 | 0 | 0 | 0 | 0 | 0
12 | 7000026864 | 150 | Mandatory spares -220kV GIS | 1000058298 | 85359030 |  | 18 |  | 220KV GIS-MOLECULAR FILTER FOR SF6 GAS WITH FILTER BAGS (5 % OF TOTALWEIGHT) | SET | 1 |  | INCLUDED | 0 | 0 | 0 | 0 | 0 | 0
13 | 7000026864 | 160 | Mandatory spares -220kV GIS | 1000049749 | 85359030 |  | 18 |  | CONTROL VALVES FOR SF6 GAS OF EACH TYPE-220KV GIS | SET | 2 |  | INCLUDED | 0 | 0 | 0 | 0 | 0 | 0
14 | 7000026864 | 170 | Mandatory spares -220kV GIS | 1000058299 | 85359030 |  | 18 |  | 220KV GIS-SF6 GAS (5 % OF TOTAL GAS QUANTITY) | LOT | 1 |  | INCLUDED | 0 | 0 | 0 | 0 | 0 | 0
15 | 7000026864 | 180 | Mandatory spares -220kV GIS | 1000049782 | 85359030 |  | 18 |  | LOCKING DEVICE TO KEEP THE DIS-CONNECTORS (ISOLATORS)AND EARTHING/FAST EARTHING SWITCHES (AS APPLICABLE) IN CLOSE OR OPENPOSITION IN CASE OF REMOVAL OF THE DRIVING MECHANISM-220KV GIS | SET | 2 |  | INCLUDED | 0 | 0 | 0 | 0 | 0 | 0
16 | 7000026864 | 190 | Mandatory spares -220kV GIS | 1000049504 | 85359030 |  | 18 |  | UHF PD SENSORS OF EACH TYPE ALONG WITH BNC CONNECTOR FOR 245KV GIS | EA | 3 |  | INCLUDED | 0 | 0 | 0 | 0 | 0 | 0
17 | 7000026864 | 200 | Mandatory spares -220kV GIS | 1000058302 | 85359030 |  | 18 |  | 220KV GIS-SUPPORT INSULATORS (GAS THROUGH) OF EACH TYPE (COMPLETE WITHMETAL RING ETC.) ALONG WITH ASSOCIATED CONTACTS AND SHIELDS | EA | 3 |  | INCLUDED | 0 | 0 | 0 | 0 | 0 | 0
18 | 7000026864 | 210 | Mandatory spares -220kV GIS | 1000058297 | 85359030 |  | 18 |  | 220KV GIS-GAS BARRIERS OF EACH TYPE (COMPLETE WITH METAL RING ETC.)ALONG WITH ASSOCIATED CONTACTS AND SHIELDS | EA | 3 |  | INCLUDED | 0 | 0 | 0 | 0 | 0 | 0
19 | 7000026864 | 220 | Mandatory spares -220kV GIS | 1000058301 | 85359030 |  | 18 |  | 220KV GIS- 1600A SF6 TO AIR BUSHING COMPLETE IN ALL RESPECT | EA | 1 |  | INCLUDED | 0 | 0 | 0 | 0 | 0 | 0
20 | 7000026864 | 230 | Mandatory spares -220kV GIS | 1000049497 | 85359030 |  | 18 |  | LCC SPARES - AUX. RELAYS, CONTACTORS,PUSH BUTTONS, SWITCHES, LAMPS,ANNUNCIATION WINDOWS, MCB, FUSES,TIMERS, TERMINAL BLOCKS ETC. OF EACHTYPE & RATING-220kV GIS | SET | 1 |  | INCLUDED | 0 | 0 | 0 | 0 | 0 | 0
21 | 7000026864 | 240 | CRP & SAS | 1000004274 | 85371000 |  | 18 |  | 400kV Transformer Protection Panel (For both HV & MV side)-(withAutomation) | EA | 1 |  | INCLUDED | 0 | 0 | 0 | 0 | 0 | 0
22 | 7000026864 | 250 | CRP & SAS | 1000001333 | 85371000 |  | 18 |  | Augmentation of Substation automation System for 220kV bay as perTechnical Specification | EA | 1 |  | INCLUDED | 0 | 0 | 0 | 0 | 0 | 0
23 | 7000026864 | 260 | CRP & SAS | 1000003409 | 85371000 |  | 18 |  | Augmentation of Substation automation System for 400kV Main bay as perTechnical Specification | EA | 1 |  | INCLUDED | 0 | 0 | 0 | 0 | 0 | 0
24 | 7000026864 | 270 | CRP & SAS | 1000001170 | 85371000 |  | 18 |  | 220kV Circuit Breaker Relay Panel with Auto Reclose (with Automation) | EA | 1 |  | INCLUDED | 0 | 0 | 0 | 0 | 0 | 0
25 | 7000026864 | 280 | CRP & SAS | 1000001167 | 85371000 |  | 18 |  | Augmentation of existing 220kV bus bar protection scheme.(No. of baysas per specification)-(with Automation) | SET | 1 |  | INCLUDED | 0 | 0 | 0 | 0 | 0 | 0
26 | 7000026864 | 300 | ILLUMINATION SYSTEM (OUTDOOR) | 1000014547 | 85371000 |  | 18 |  | Lighting Panel type ACP-2 as per technical specification | EA | 1 |  | INCLUDED | 0 | 0 | 0 | 0 | 0 | 0
27 | 7000026864 | 310 | ILLUMINATION SYSTEM (OUTDOOR) | 1000020262 | 85371000 |  | 18 |  | Sub Lighting panel (outdoor) type SLP (Switchyard and Street Lighting) | EA | 1 |  | INCLUDED | 0 | 0 | 0 | 0 | 0 | 0
28 | 7000026864 | 320 | ILLUMINATION SYSTEM (OUTDOOR) | 1000038039 | 94051090 |  | 18 |  | LIGHTING FIXTURE LED LUMINAIRES TYPE FL-1 AS PER TECH. SPECIFICATIONS | EA | 10 |  | INCLUDED | 0 | 0 | 0 | 0 | 0 | 0
29 | 7000026864 | 330 | ILLUMINATION SYSTEM (OUTDOOR) | 1000038325 | 94059900 |  | 18 |  | LIGHTING FIXTURE LED LUMINAIRES TYPE FL2 AS PER TECH. SPECIFICATIONS | EA | 10 |  | INCLUDED | 0 | 0 | 0 | 0 | 0 | 0
30 | 7000026864 | 350 | Power & Control cables | 1000031953 | 85446020 |  | 18 |  | 1.1KV GRADE 3.5CX35 SQMM (PVC) POWER CABLE | KM | 1 |  | INCLUDED | 0 | 0 | 0 | 0 | 0 | 0
31 | 7000026864 | 360 | Power & Control cables | 1000031951 | 85446090 |  | 18 |  | 1.1KV GRADE 3.5CX300 SQMM (XLPE) POWER CABLE | KM | 0.1 |  | INCLUDED | 0 | 0 | 0 | 0 | 0 | 0
32 | 7000026864 | 370 | Power & Control cables | 1000031976 | 85446020 |  | 18 |  | 1.1KV GRADE 4CX16 SQMM (PVC) POWER CABLE | KM | 4.5 |  | INCLUDED | 0 | 0 | 0 | 0 | 0 | 0
33 | 7000026864 | 380 | Power & Control cables | 1000031985 | 85446020 |  | 18 |  | 1.1KV GRADE 4CX6 SQMM (PVC) POWER CABLE | KM | 3 |  | INCLUDED | 0 | 0 | 0 | 0 | 0 | 0
34 | 7000026864 | 390 | Power & Control cables | 1000031943 | 85446020 |  | 18 |  | 1.1KV GRADE 2CX6 SQMM (PVC) POWER CABLE | KM | 1 |  | INCLUDED | 0 | 0 | 0 | 0 | 0 | 0
35 | 7000026864 | 400 | Power & Control cables | 1000031987 | 85446020 |  | 18 |  | 1.1KV GRADE 5CX2.5 SQMM CONTROL CABLE | KM | 9.5 |  | INCLUDED | 0 | 0 | 0 | 0 | 0 | 0
36 | 7000026864 | 410 | Power & Control cables | 1000031887 | 85446020 |  | 18 |  | 1.1KV GRADE 10CX2.5 SQMM CONTROL CABLE | KM | 8 |  | INCLUDED | 0 | 0 | 0 | 0 | 0 | 0
37 | 7000026864 | 420 | Power & Control cables | 1000056264 | 85446020 |  | 18 |  | 1.1KV GRADE 19CX1.5 SQMM CONTROL CABLE | KM | 8 |  | INCLUDED | 0 | 0 | 0 | 0 | 0 | 0
38 | 7000026864 | 430 | Power & Control cables | 1000056265 | 85446020 |  | 18 |  | 1.1KV GRADE 27CX1.5 SQMM CONTROL CABLE | KM | 5.5 |  | INCLUDED | 0 | 0 | 0 | 0 | 0 | 0
39 | 7000026864 | 440 | FIRE PROTECTION SYSTEM | 1000012069 | 84248990 |  | 18 |  | HVW spray system, Hydrant system and complete U/G & O/G piping andaccessories etc. out side the pump house for 500MVA , 400KV/220/33kV, 3-phase Autotransformer | SET | 1 |  | INCLUDED | 0 | 0 | 0 | 0 | 0 | 0
40 | 7000026864 | 460 | VISUAL MONITORING SYSTEM | 1000030433 | 85287390 |  | 18 |  | COLOR IP CAMERA, WITH PAN, TILT AND ZOOM FACILITIES, ALONGWITH ALLREQUIRED ITEMS, ACCESSORIES, LINE INTERFACE UNITS, FIBER PATCH CORDS,POWER SUPPLY UNITS, JUNCTION BOXES, CABLES, FIBER OPTIC CABLES, ETC.,AND INCLUDING INTEGRATION IN EXISTING HARDWARE AND SOFTWARE FORAUGMENTATION OF VISUAL MONITORING SYSTEM AS PER TECHNICALSPECIFICATION. | SET | 1 |  | INCLUDED | 0 | 0 | 0 | 0 | 0 | 0
41 | 7000026864 | 480 | AC+FIRE PROTN+ILLUM FOR SPR | 1000006284 | 84151090 |  | 28 |  | Air conditioning system for Switchyard Panel Room of 6m length | SET | 1 |  | INCLUDED | 0 | 0 | 0 | 0 | 0 | 0
42 | 7000026864 | 490 | AC+FIRE PROTN+ILLUM FOR SPR | 1000012022 | 84241000 |  | 18 |  | 4.5 kg CO2 type Portable Fire extinguisher | EA | 2 |  | INCLUDED | 0 | 0 | 0 | 0 | 0 | 0
43 | 7000026864 | 500 | AC+FIRE PROTN+ILLUM FOR SPR | 1000012018 | 85311020 |  | 18 |  | Fire Detection and Alarm System for Switchyard Panel Room of 6 mlength | SET | 1 |  | INCLUDED | 0 | 0 | 0 | 0 | 0 | 0
44 | 7000026864 | 510 | AC+FIRE PROTN+ILLUM FOR SPR | 1000013795 | 94059900 |  | 18 |  | Illumination System for switchyard panel room of 6 m length | LS | 1 |  | INCLUDED | 0 | 0 | 0 | 0 | 0 | 0
45 | 7000026864 | 530 | structure Supply-Civil | 1000015954 | 73082011 |  | 18 |  | Fabrication, galvanising and supply of Lattice Structures (MS Steel),to be designed during detailed engineering, for towers, beams andequipment support structure including pack plates / packwashers andgusset plates excluding fasteners and foundation bolts | MT | 8 |  | INCLUDED | 0 | 0 | 0 | 0 | 0 | 0
46 | 7000026864 | 540 | structure Supply-Civil | 1000011713 | 73082011 |  | 18 |  | Fabrication, galvanising and supply of fasteners ( nuts, bolts andwashers ) including step bolts for lattice and pipe structures to bedesigned during detailed engineering | MT | 1 |  | INCLUDED | 0 | 0 | 0 | 0 | 0 | 0
47 | 7000026864 | 550 | structure Supply-Civil | 1000012373 | 73082011 |  | 18 |  | Fabrication, galvanising and supply of foundation bolts including nuts,checknut and washers for lattice and pipe structures to be designedduring detailed engineering | MT | 1 |  | INCLUDED | 0 | 0 | 0 | 0 | 0 | 0
48 | 7000026864 | 580 | Mandatory Spares-CRP & SAS | 1000019912 | 85371000 |  | 18 |  | Relay & protection Panels (with automation) | LS | 1 |  | INCLUDED | 0 | 0 | 0 | 0 | 0 | 0
49 | 7000026864 | 590 | Mandatory Spares-CRP & SAS | 1000062002 | 85371000 |  | 18 |  | BAY CONTROL UNIT (IED) OF MAIN SYSTEM | EA | 1 |  | INCLUDED | 0 | 0 | 0 | 0 | 0 | 0
50 | 7000026864 | 600 | Mandatory Spares-CRP & SAS | 1000062004 | 85371000 |  | 18 |  | ETHERNET SWITCH SUITABLE FOR 19Ã‚â‚¬Â RACK MOUNTING WITH 24 FIBER OPTICPORTS | EA | 1 |  | INCLUDED | 0 | 0 | 0 | 0 | 0 | 0
51 | 7000026864 | 610 | Mandatory Spares-Fire Protection System | 1000010577 | 84818090 |  | 18 |  | Deluge valve (1 No. of each size) | SET | 1 |  | INCLUDED | 0 | 0 | 0 | 0 | 0 | 0
52 | 7000026864 | 620 | Mandatory Spares-Surge Arrester | 1000024186 | 85354010 |  | 18 |  | SPARES FOR 336KV SURGE ARRESTER | LS | 1 |  | INCLUDED | 0 | 0 | 0 | 0 | 0 | 0
53 | 7000026864 | 630 | Mandatory Spares-Surge Arrester | 1000025930 | 85354010 |  | 18 |  | Spare-216kV Surge Arrester | SET | 1 |  | INCLUDED | 0 | 0 | 0 | 0 | 0 | 0
54 | 7000026864 | 650 | PMUs for 9th ICT at Bhuj | 1000017518 | 85364900 |  | 18 |  | PMU with GPS Clock (clock can be either internal or external) | EA | 1 |  | INCLUDED | 0 | 0 | 0 | 0 | 0 | 0
55 | 7000026864 | 660 | PMUs for 9th ICT at Bhuj | 1000022512 | 90311000 |  | 18 |  | WAMS Hardware - Time System (GPS receiver) | EA | 1 |  | INCLUDED | 0 | 0 | 0 | 0 | 0 | 0
56 | 7000026864 | 670 | PMUs for 9th ICT at Bhuj | 1000071061 | 85176290 |  | 18 |  | SUBSTATION GRADE LAYER 2 LAN SWITCH | EA | 1 |  | INCLUDED | 0 | 0 | 0 | 0 | 0 | 0
57 | 7000026864 | 680 | PMUs for 9th ICT at Bhuj | 1000071062 | 85176290 |  | 18 |  | SUBSTATION GRADE LAYER 3 LAN SWITCH | EA | 1 |  | INCLUDED | 0 | 0 | 0 | 0 | 0 | 0
58 | 7000026864 | 690 | PMUs for 9th ICT at Bhuj | 1000022487 | 85447090 |  | 18 |  | WAMS Miscellaneous - Armored Fibre Optic Cable and associatedtermination (e.g. L2 Switch) for connecting PMU panels located indifferent control room of a station | EA | 1 |  | INCLUDED | 0 | 0 | 0 | 0 | 0 | 0
59 | 7000026864 | 700 | PMUs for 9th ICT at Bhuj | 1000030641 | 85389000 |  | 18 |  | LIU - FO PATCH PANEL-12 PORT | EA | 2 |  | INCLUDED | 0 | 0 | 0 | 0 | 0 | 0
IV | Extension of 400kV Indore (PG) S/s
1 | 7000026863 | 10 | 400 kV AIS EQUIPMENT | 1000004498 | 85353090 |  | 18 |  | 420kV, 3150A, 63KA, Isolator (3-phase)(Double Break) with one E/S | EA | 2 |  | INCLUDED | 0 | 0 | 0 | 0 | 0 | 0
2 | 7000026863 | 20 | 400 kV AIS EQUIPMENT | 1000004463 | 85359090 |  | 18 |  | 420 kV, 3000A, 63KA, 1-Phase CurrentTransformer with 120% extended currentrating | EA | 3 |  | INCLUDED | 0 | 0 | 0 | 0 | 0 | 0
3 | 7000026863 | 30 | 400 kV AIS EQUIPMENT | 1000004535 | 85359090 |  | 18 |  | 420 kV, 4400 pF Capacitive Voltage Transformer (1-Phase) | EA | 3 |  | INCLUDED | 0 | 0 | 0 | 0 | 0 | 0
4 | 7000026863 | 40 | 400 kV AIS EQUIPMENT | 1000020419 | 85354010 |  | 18 |  | 336kV Surge Arrester (1-phase) | EA | 3 |  | INCLUDED | 0 | 0 | 0 | 0 | 0 | 0
5 | 7000026863 | 50 | 400 kV AIS EQUIPMENT | 1000004401 | 85462040 |  | 18 |  | 420 kV, 1 phase Bus Post Insulator (except for Line Traps) | EA | 6 |  | INCLUDED | 0 | 0 | 0 | 0 | 0 | 0
6 | 7000026863 | 60 | 400 kV AIS EQUIPMENT | 1000004290 | 85176210 |  | 18 |  | 400kV,3150A,0.5mH ,63kA Line Trap | EA | 2 |  | INCLUDED | 0 | 0 | 0 | 0 | 0 | 0
7 | 7000026863 | 70 | 400 kV AIS EQUIPMENT | 1000004400 | 85462040 |  | 18 |  | 420 kV ,1 phase Bus Post Insulators for Line Traps | EA | 6 |  | INCLUDED | 0 | 0 | 0 | 0 | 0 | 0
8 | 7000026863 | 80 | 400 kV AIS EQUIPMENT | 1000004501 | 85352913 |  | 18 |  | 420kV, 3150A, 63kA Circuit Breaker (3-Phase) without closing resistorand with Support Structure | EA | 1 |  | INCLUDED | 0 | 0 | 0 | 0 | 0 | 0
9 | 7000026863 | 100 | Erection Hardware (400kV) | 1000011322 | 72169990 |  | 18 |  | Erection Hardware for 400kV I type layout-Line bay as per technicalspecification | SET | 1 |  | INCLUDED | 0 | 0 | 0 | 0 | 0 | 0
10 | 7000026863 | 110 | Erection Hardware (400kV) | 1000055986 | 72169990 |  | 18 |  | 400KV SUSPENSION INSULATOR STRING AND ASSOCIATED HARDWARE FITTINGSWITH DROP CLAMP SUITABLE FOR QUAD CONDUCTOR | EA | 6 |  | INCLUDED | 0 | 0 | 0 | 0 | 0 | 0
11 | 7000026863 | 120 | Erection Hardware (400kV) | 1000055991 | 72169990 |  | 18 |  | 400KV TENSION INSULATOR STRING AND ASSOCIATED HARDWARE FITTINGSWITH TURN BUCKLE SUITABLE FOR QUAD CONDUCTOR | EA | 6 |  | INCLUDED | 0 | 0 | 0 | 0 | 0 | 0
12 | 7000026863 | 130 | Erection Hardware (400kV) | 1000055984 | 72169990 |  | 18 |  | 400KV TENSION INSULATOR STRING AND ASSOCIATED HARDWARE FITTINGSWITHOUT TURN BUCKLE SUITABLE FOR QUAD CONDUCTOR | EA | 3 |  | INCLUDED | 0 | 0 | 0 | 0 | 0 | 0
13 | 7000026863 | 150 | 400 kV CRP & SAS | 1000003398 | 85371000 |  | 18 |  | 400kV Line Protection Panel (with Automation) | EA | 1 |  | INCLUDED | 0 | 0 | 0 | 0 | 0 | 0
14 | 7000026863 | 160 | 400 kV CRP & SAS | 1000055446 | 85371000 |  | 18 |  | 400KV CIRCUIT BREAKER RELAY PANEL (WITH AUTOMATION) | EA | 1 |  | INCLUDED | 0 | 0 | 0 | 0 | 0 | 0
15 | 7000026863 | 170 | 400 kV CRP & SAS | 1000064768 | 85371000 |  | 18 |  | AUGMENTATION OF SUBSTATION AUTOMATION SYSTEM FOR 400KV MAIN BAY ASPER TECHNICAL SPECIFICATION : OTHER MAKE | EA | 1 |  | INCLUDED | 0 | 0 | 0 | 0 | 0 | 0
16 | 7000026863 | 190 | PLCC Equipment | 1000010014 | 85176210 |  | 18 |  | Coupling device for PLCC | SET | 2 |  | INCLUDED | 0 | 0 | 0 | 0 | 0 | 0
17 | 7000026863 | 200 | PLCC Equipment | 1000028380 | 85176210 |  | 18 |  | CARRIER EQUIPMENT ANALOG TYPE (FOR SPEECH+DATA & SPEECH+PROTECTION) | EA | 2 |  | INCLUDED | 0 | 0 | 0 | 0 | 0 | 0
18 | 7000026863 | 210 | PLCC Equipment | 1000017887 | 85176210 |  | 18 |  | Analog Protection Coupler for PLCC | EA | 2 |  | INCLUDED | 0 | 0 | 0 | 0 | 0 | 0
19 | 7000026863 | 220 | PLCC Equipment | 1000010638 | 85176210 |  | 18 |  | Digital Protection Coupler | EA | 2 |  | INCLUDED | 0 | 0 | 0 | 0 | 0 | 0
20 | 7000026863 | 230 | PLCC Equipment | 1000036908 | 85446020 |  | 18 |  | HF CABLE 75 OHMS FOR PLCC | KM | 1 |  | INCLUDED | 0 | 0 | 0 | 0 | 0 | 0
21 | 7000026863 | 250 | AC+FIRE PROTN+ILLUM FOR SPR | 1000006284 | 84151090 |  | 28 |  | Air conditioning system for Switchyard Panel Room of 6m length | SET | 1 |  | INCLUDED | 0 | 0 | 0 | 0 | 0 | 0
22 | 7000026863 | 260 | AC+FIRE PROTN+ILLUM FOR SPR | 1000012022 | 84241000 |  | 18 |  | 4.5 kg CO2 type Portable Fire extinguisher | EA | 1 |  | INCLUDED | 0 | 0 | 0 | 0 | 0 | 0
23 | 7000026863 | 270 | AC+FIRE PROTN+ILLUM FOR SPR | 1000012018 | 85311020 |  | 18 |  | Fire Detection and Alarm System for Switchyard Panel Room of 6 mlength | SET | 1 |  | INCLUDED | 0 | 0 | 0 | 0 | 0 | 0
24 | 7000026863 | 280 | AC+FIRE PROTN+ILLUM FOR SPR | 1000013795 | 94059900 |  | 18 |  | Illumination System for switchyard panel room of 6 m length | LS | 1 |  | INCLUDED | 0 | 0 | 0 | 0 | 0 | 0
25 | 7000026863 | 300 | Main Earthmat | 1000032055 | 72159090 |  | 18 |  | 40 MM MS ROD FOR MAIN EARTHMAT | KM | 0.5 |  | INCLUDED | 0 | 0 | 0 | 0 | 0 | 0
26 | 7000026863 | 320 | ILLUMINATION SYSTEM (OUTDOOR) | 1000038387 | 94051090 |  | 18 |  | LED FLOOD LIGHT LUMINARIESTYPE FL-1 (150W) AS PER TECHNICALSPECIFICATION | EA | 5 |  | INCLUDED | 0 | 0 | 0 | 0 | 0 | 0
27 | 7000026863 | 330 | ILLUMINATION SYSTEM (OUTDOOR) | 1000038325 | 94059900 |  | 18 |  | LIGHTING FIXTURE LED LUMINAIRES TYPE FL2 AS PER TECH. SPECIFICATIONS | EA | 5 |  | INCLUDED | 0 | 0 | 0 | 0 | 0 | 0
28 | 7000026863 | 340 | ILLUMINATION SYSTEM (OUTDOOR) | 1000020262 | 85371000 |  | 18 |  | Sub Lighting panel (outdoor) type SLP (Switchyard and Street Lighting) | EA | 2 |  | INCLUDED | 0 | 0 | 0 | 0 | 0 | 0
29 | 7000026863 | 350 | ILLUMINATION SYSTEM (OUTDOOR) | 1000014547 | 85371000 |  | 18 |  | Lighting Panel type ACP-2 as per technical specification | EA | 1 |  | INCLUDED | 0 | 0 | 0 | 0 | 0 | 0
30 | 7000026863 | 370 | Power & Control cables | 1000031964 | 85446020 |  | 18 |  | 1.1KV GRADE 3CX2.5 SQMM CONTROL CABLE | KM | 1 |  | INCLUDED | 0 | 0 | 0 | 0 | 0 | 0
31 | 7000026863 | 380 | Power & Control cables | 1000031987 | 85446020 |  | 18 |  | 1.1KV GRADE 5CX2.5 SQMM CONTROL CABLE | KM | 2 |  | INCLUDED | 0 | 0 | 0 | 0 | 0 | 0
32 | 7000026863 | 390 | Power & Control cables | 1000031887 | 85446020 |  | 18 |  | 1.1KV GRADE 10CX2.5 SQMM CONTROL CABLE | KM | 1 |  | INCLUDED | 0 | 0 | 0 | 0 | 0 | 0
33 | 7000026863 | 400 | Power & Control cables | 1000056264 | 85446020 |  | 18 |  | 1.1KV GRADE 19CX1.5 SQMM CONTROL CABLE | KM | 1 |  | INCLUDED | 0 | 0 | 0 | 0 | 0 | 0
34 | 7000026863 | 410 | Power & Control cables | 1000056265 | 85446020 |  | 18 |  | 1.1KV GRADE 27CX1.5 SQMM CONTROL CABLE | KM | 1 |  | INCLUDED | 0 | 0 | 0 | 0 | 0 | 0
35 | 7000026863 | 420 | Power & Control cables | 1000032049 | 85446020 |  | 18 |  | 4PAIR, 0.5 SQ.MM SCREENED CABLE | KM | 0.5 |  | INCLUDED | 0 | 0 | 0 | 0 | 0 | 0
36 | 7000026863 | 430 | Power & Control cables | 1000031957 | 85446020 |  | 18 |  | 1.1KV GRADE 3.5CX70 SQMM (PVC) POWER CABLE | KM | 1 |  | INCLUDED | 0 | 0 | 0 | 0 | 0 | 0
37 | 7000026863 | 440 | Power & Control cables | 1000031985 | 85446020 |  | 18 |  | 1.1KV GRADE 4CX6 SQMM (PVC) POWER CABLE | KM | 1 |  | INCLUDED | 0 | 0 | 0 | 0 | 0 | 0
38 | 7000026863 | 450 | Mandatory Spares-CB | 1000019918 | 85359090 |  | 18 |  | Spares for 420kV Circuit Breaker | LS | 1 |  | INCLUDED | 0 | 0 | 0 | 0 | 0 | 0
39 | 7000026641 | 10 | Mandatory Spares-ISO | 1000019919 | 85353090 |  | 18 |  | Spares for 420kV Double break Isolator | LS | 1 |  | INCLUDED | 0 | 0 | 0 | 0 | 0 | 0
40 | 7000026863 | 460 | Mandatory Spares-CT | 1000025941 | 85389000 |  | 18 |  | Spare-420kV CT 1 | SET | 1 |  | INCLUDED | 0 | 0 | 0 | 0 | 0 | 0
41 | 7000026641 | 20 | Mandatory Spares-LA | 1000024186 | 85354010 |  | 18 |  | SPARES FOR 336KV SURGE ARRESTER | LS | 1 |  | INCLUDED | 0 | 0 | 0 | 0 | 0 | 0
42 | 7000026863 | 470 | STRUCTURE (SUPPLY) | 1000015954 | 73082011 |  | 18 |  | Fabrication, galvanising and supply of Lattice Structures (MS Steel),to be designed during detailed engineering, for towers, beams andequipment support structure including pack plates / packwashers andgusset plates excluding fasteners and foundation bolts | MT | 20 |  | INCLUDED | 0 | 0 | 0 | 0 | 0 | 0
43 | 7000026863 | 480 | STRUCTURE (SUPPLY) | 1000011713 | 73082011 |  | 18 |  | Fabrication, galvanising and supply of fasteners ( nuts, bolts andwashers ) including step bolts for lattice and pipe structures to bedesigned during detailed engineering | MT | 2 |  | INCLUDED | 0 | 0 | 0 | 0 | 0 | 0
44 | 7000026863 | 490 | STRUCTURE (SUPPLY) | 1000012373 | 73082011 |  | 18 |  | Fabrication, galvanising and supply of foundation bolts including nuts,checknut and washers for lattice and pipe structures to be designedduring detailed engineering | MT | 2 |  | INCLUDED | 0 | 0 | 0 | 0 | 0 | 0
45 | 7000026863 | 520 | BOQ of Comm Equip Supply | 1000031367 | 85176260 |  | 18 |  | SDH EQUIPMENT (STM-16 MADM UPTO 5 MSP PROTECTED DIRECTIONS)-BASEEQUIPMENT (COMMON CARDS, CROSS CONNECT/CONTROL CARDS, OPTICAL BASECARDS, POWER SUPPLY CARDS, POWER CABLING, OTHER HARDWARE ANDACCESSORIES INCLUDING SUB RACKS, PATCH CORD, DDF ETC FULLY EQUIPEDEXCLUDING OPTICAL INTERFACE & TRIBUTARY CARDS | EA | 1 |  | INCLUDED | 0 | 0 | 0 | 0 | 0 | 0
46 | 7000026863 | 530 | BOQ of Comm Equip Supply | 1000018706 | 85176990 |  | 18 |  | S16.1 SFP | EA | 4 |  | INCLUDED | 0 | 0 | 0 | 0 | 0 | 0
47 | 7000026863 | 540 | BOQ of Comm Equip Supply | 1000031374 | 85176290 |  | 18 |  | TRIBUTARY INTERFACE- E1 INTERFACE (MINIMUM 16 NOS.) | SET | 2 |  | INCLUDED | 0 | 0 | 0 | 0 | 0 | 0
48 | 7000026863 | 550 | BOQ of Comm Equip Supply | 1000034950 | 85176990 |  | 18 |  | ETHERNET INTERFACE 10/100 BASE T WITH LAYER-2 SWITCHING (MIN 8INTERFACES PER CARD) | EA | 2 |  | INCLUDED | 0 | 0 | 0 | 0 | 0 | 0
49 | 7000026863 | 560 | BOQ of Comm Equip Supply | 1000031381 | 85176290 |  | 18 |  | TRIBUTARY INTERFACE-GIGABIT ETHERNET INTERFACES 10/100 MBPS WITH LAYER-2 SWITCHING (MINIMUM 2 NOS.) | SET | 1 |  | INCLUDED | 0 | 0 | 0 | 0 | 0 | 0
50 | 7000026863 | 570 | BOQ of Comm Equip Supply | 1000026228 | 85176290 |  | 18 |  | Equipment Cabinets For SDH | EA | 1 |  | INCLUDED | 0 | 0 | 0 | 0 | 0 | 0
51 | 7000026863 | 580 | BOQ of Comm Equip Supply | 1000037545 | 85447090 |  | 18 |  | 24F (DWSM) APPROACH FIBRE OPTIC CABLE | KM | 1 |  | INCLUDED | 0 | 0 | 0 | 0 | 0 | 0
52 | 7000026863 | 590 | BOQ of Comm Equip Supply | 1000066614 | 73069011 |  | 18 |  | GI PIPE INSTALLATION HARDWARE FOR APPROACH CABLING | KM | 1 |  | INCLUDED | 0 | 0 | 0 | 0 | 0 | 0
53 | 7000026863 | 600 | BOQ of Comm Equip Supply | 1000066612 | 73071900 |  | 18 |  | GI ELBOW INSTALLATION HARDWARE FOR APPROAH CABLING | EA | 100 |  | INCLUDED | 0 | 0 | 0 | 0 | 0 | 0
54 | 7000026863 | 610 | BOQ of Comm Equip Supply | 1000066613 | 83071000 |  | 18 |  | GI FLEXIBLE CONDUIT INSTALLATION HARDWARE FOR APPROAH CABLING | EA | 75 |  | INCLUDED | 0 | 0 | 0 | 0 | 0 | 0
55 | 7000026863 | 620 | BOQ of Comm Equip Supply | 1000023471 | 85372000 |  | 18 |  | OPGW Fibre Optic Distribution Panel (FODP): Indoor Type: 96F | EA | 1 |  | INCLUDED | 0 | 0 | 0 | 0 | 0 | 0
56 | 7000026863 | 640 | PMUs for 400kV Bay at Indore 765kV SS | 1000017518 | 85364900 |  | 18 |  | PMU with GPS Clock (clock can be either internal or external) | EA | 1 |  | INCLUDED | 0 | 0 | 0 | 0 | 0 | 0
57 | 7000026863 | 650 | PMUs for 400kV Bay at Indore 765kV SS | 1000022512 | 90311000 |  | 18 |  | WAMS Hardware - Time System (GPS receiver) | EA | 1 |  | INCLUDED | 0 | 0 | 0 | 0 | 0 | 0
58 | 7000026863 | 660 | PMUs for 400kV Bay at Indore 765kV SS | 1000071061 | 85176290 |  | 18 |  | SUBSTATION GRADE LAYER 2 LAN SWITCH | EA | 1 |  | INCLUDED | 0 | 0 | 0 | 0 | 0 | 0
59 | 7000026863 | 670 | PMUs for 400kV Bay at Indore 765kV SS | 1000071062 | 85176290 |  | 18 |  | SUBSTATION GRADE LAYER 3 LAN SWITCH | EA | 1 |  | INCLUDED | 0 | 0 | 0 | 0 | 0 | 0
60 | 7000026863 | 680 | PMUs for 400kV Bay at Indore 765kV SS | 1000022487 | 85447090 |  | 18 |  | WAMS Miscellaneous - Armored Fibre Optic Cable and associatedtermination (e.g. L2 Switch) for connecting PMU panels located indifferent control room of a station | EA | 1 |  | INCLUDED | 0 | 0 | 0 | 0 | 0 | 0
61 | 7000026863 | 690 | PMUs for 400kV Bay at Indore 765kV SS | 1000030641 | 85389000 |  | 18 |  | LIU - FO PATCH PANEL-12 PORT | EA | 2 |  | INCLUDED | 0 | 0 | 0 | 0 | 0 | 0
62 | 7000026863 | 720 | Mandatory Spares-CVT | 1000025943 | 85359090 |  | 18 |  | Spare-420kV CVT 1 | SET | 1 |  | INCLUDED | 0 | 0 | 0 | 0 | 0 | 0
63 | 7000026863 | 730 | Mandatory Spares-CVT | 1000004535 | 85359090 |  | 18 |  | 420 kV, 4400 pF Capacitive Voltage Transformer (1-Phase) | EA | 1 |  | INCLUDED | 0 | 0 | 0 | 0 | 0 | 0
64 | 7000026863 | 740 | Mandatory Spares-CRP & SAS | 1000019912 | 85371000 |  | 18 |  | Relay & protection Panels (with automation) | LS | 1 |  | INCLUDED | 0 | 0 | 0 | 0 | 0 | 0
65 | 7000026863 | 750 | Mandatory Spares-CRP & SAS | 1000019927 | 85389000 |  | 18 |  | Spares-Substation Automation System | LS | 1 |  | INCLUDED | 0 | 0 | 0 | 0 | 0 | 0
66 | 7000026863 | 760 | MANDATORY SPARES -PLCC | 1000019213 | 85176210 |  | 18 |  | SPARES FOR PLCC | LS | 1 |  | INCLUDED | 0 | 0 | 0 | 0 | 0 | 0
Total Ex-Works Price | [12 empty] | 0 |  | 0 |  | 0 | 0 | 0
Total Type Test charges as per Schedule-7 | [12 empty] | 0
Total Ex-Works Price including Type Test charges | [12 empty] | 0
# In case the bidder leaves the cell for confirmation of the HSN code and/or GST rate “blank”, the HSN code and corresponding GST rate indicated by the Employer shall be deemed to be the one confirmed by the Bidder.
| Date | [7 empty] | Printed Name
| Place | [7 empty] | Designation
Click for Sch-2

## Sch-2
Spec No: CC/NT/W-AIS/DOM/A10/24/03802 | [8 empty] | Schedule - 2
765kV AIS Substation Extension Package SS-124 (including 765/400kV GIS Bus Duct) for (i) Extension of 765/400kV Indore Substation under Augmentation of transformation capacity at 765/400kV Indore S/S in Madhya Pradesh; (ii) Extension of 400kV Indore (PG) S/s under Implementation of 400kV line bay at 765/400/220kV Indore (PG) S/s in MP for RE interconnection; (iii) Extension of 400kV Parli (New) S/s under Implementation of 400kV line bay at 765/400kV Parli (New) S/s for interconnection of RE project and (iv) Extension of 400/220kV Bhuj GIS PS under Augmentation of transformation capacity at 400/220kV Bhuj PS in Gujarat by 1x500MVA, 400/220kV ICT (9th)
(SCHEDULE OF RATES AND PRICES)
BIDDER:
0 | [6 empty] | To:
Bidder’s Name and Address (Sole Bidder) : | [6 empty] | Contract Services
Name : | [6 empty] | Power Grid Corporation of India Ltd.,
Address : | [6 empty] | "Saudamini", Plot No.-2
Sector-29,
Gurugram (Haryana) - 122001
Local Transportation, In-transit Insurance, Loading and Unloading
(All Prices are in Indian Rupees)
SI. No. | PR No | PR Line Item No | Activity Description | Material Code | Description | Unit | Quantity | Unit Freight, In-transit Insurance, loading & Unloading Charges | Total Freight, In-transit Insurance, loading & Unloading Charges
1 | 2 | 3 | 4 | 5 | 6 | 7 | 8 | 9 | 10 = 8 X 9
I | Extension of 400kV Parli (New) S/s
1 | 7000026766 | 10 | 400 kV AIS EQUIPMENT | 1000004498 | 420kV, 3150A, 63KA, Isolator (3-phase)(Double Break) with one E/S | EA | 6 |  | INCLUDED
2 | 7000026766 | 20 | 400 kV AIS EQUIPMENT | 1000004463 | 420 kV, 3000A, 63KA, 1-Phase CurrentTransformer with 120% extended currentrating | EA | 6 |  | INCLUDED
3 | 7000026766 | 30 | 400 kV AIS EQUIPMENT | 1000004535 | 420 kV, 4400 pF Capacitive Voltage Transformer (1-Phase) | EA | 3 |  | INCLUDED
4 | 7000026766 | 40 | 400 kV AIS EQUIPMENT | 1000020419 | 336kV Surge Arrester (1-phase) | EA | 3 |  | INCLUDED
5 | 7000026766 | 50 | 400 kV AIS EQUIPMENT | 1000004401 | 420 kV, 1 phase Bus Post Insulator (except for Line Traps) | EA | 12 |  | INCLUDED
6 | 7000026766 | 60 | 400 kV AIS EQUIPMENT | 1000004290 | 400kV,3150A,0.5mH ,63kA Line Trap | EA | 2 |  | INCLUDED
7 | 7000026766 | 70 | 400 kV AIS EQUIPMENT | 1000004400 | 420 kV ,1 phase Bus Post Insulators for Line Traps | EA | 6 |  | INCLUDED
8 | 7000026766 | 80 | 400 kV AIS EQUIPMENT | 1000004502 | 420kV, 3150A, 63KA Circuit Breaker (3-Phase) with closing resistor with support structure | EA | 1 |  | INCLUDED
9 | 7000026766 | 90 | 400 kV AIS EQUIPMENT | 1000004501 | 420kV, 3150A, 63kA Circuit Breaker (3-Phase) without closing resistorand with Support Structure | EA | 1 |  | INCLUDED
10 | 7000026766 | 110 | Erection Hardware (400kV) | 1000011319 | Erection Hardware for 400kV I type layout-Bus Work (For two diameters)as per technical specification | SET | 1 |  | INCLUDED
11 | 7000026766 | 120 | Erection Hardware (400kV) | 1000011322 | Erection Hardware for 400kV I type layout-Line bay as per technicalspecification | SET | 1 |  | INCLUDED
12 | 7000026766 | 130 | Erection Hardware (400kV) | 1000011326 | Erection Hardware for 400kV I type layout-Spare bay of half dia as pertechnical specification | SET | 1 |  | INCLUDED
13 | 7000026766 | 140 | Erection Hardware (400kV) | 1000055991 | 400KV TENSION INSULATOR STRING AND ASSOCIATED HARDWARE FITTINGSWITH TURN BUCKLE SUITABLE FOR QUAD CONDUCTOR | EA | 9 |  | INCLUDED
14 | 7000026766 | 150 | Erection Hardware (400kV) | 1000055984 | 400KV TENSION INSULATOR STRING AND ASSOCIATED HARDWARE FITTINGSWITHOUT TURN BUCKLE SUITABLE FOR QUAD CONDUCTOR | EA | 6 |  | INCLUDED
15 | 7000026766 | 160 | Erection Hardware (400kV) | 1000055986 | 400KV SUSPENSION INSULATOR STRING AND ASSOCIATED HARDWARE FITTINGSWITH DROP CLAMP SUITABLE FOR QUAD CONDUCTOR | EA | 9 |  | INCLUDED
16 | 7000026766 | 180 | 400 kV Control and Relay Panel | 1000003398 | 400kV Line Protection Panel (with Automation) | EA | 1 |  | INCLUDED
17 | 7000026766 | 190 | 400 kV Control and Relay Panel | 1000055446 | 400KV CIRCUIT BREAKER RELAY PANEL (WITH AUTOMATION) | EA | 2 |  | INCLUDED
18 | 7000026766 | 200 | 400 kV Control and Relay Panel | 1000002146 | Augmentation of existing 400kV bus bar protection scheme.(No. of baysas per specification)-(with Automation) | SET | 1 |  | INCLUDED
19 | 7000026766 | 210 | 400 kV Control and Relay Panel | 1000064768 | AUGMENTATION OF SUBSTATION AUTOMATION SYSTEM FOR 400KV MAIN BAY ASPER TECHNICAL SPECIFICATION : OTHER MAKE | EA | 1 |  | INCLUDED
20 | 7000026766 | 220 | 400 kV Control and Relay Panel | 1000064770 | AUGMENTATION OF SUBSTATION AUTOMATION SYSTEM FOR 400KV TIE BAY ASPER TECHNICAL SPECIFICATION : OTHER MAKE | EA | 1 |  | INCLUDED
21 | 7000026766 | 240 | PLCC Equipment | 1000010014 | Coupling device for PLCC | SET | 2 |  | INCLUDED
22 | 7000026766 | 250 | PLCC Equipment | 1000028380 | CARRIER EQUIPMENT ANALOG TYPE (FOR SPEECH+DATA & SPEECH+PROTECTION) | EA | 2 |  | INCLUDED
23 | 7000026766 | 260 | PLCC Equipment | 1000017887 | Analog Protection Coupler for PLCC | EA | 2 |  | INCLUDED
24 | 7000026766 | 270 | PLCC Equipment | 1000010638 | Digital Protection Coupler | EA | 2 |  | INCLUDED
25 | 7000026766 | 280 | PLCC Equipment | 1000036908 | HF CABLE 75 OHMS FOR PLCC | KM | 1 |  | INCLUDED
26 | 7000026766 | 300 | AC+FIRE PROTN+ILLUM FOR SPR | 1000006284 | Air conditioning system for Switchyard Panel Room of 6m length | SET | 1 |  | INCLUDED
27 | 7000026766 | 310 | AC+FIRE PROTN+ILLUM FOR SPR | 1000012022 | 4.5 kg CO2 type Portable Fire extinguisher | EA | 1 |  | INCLUDED
28 | 7000026766 | 320 | AC+FIRE PROTN+ILLUM FOR SPR | 1000012018 | Fire Detection and Alarm System for Switchyard Panel Room of 6 mlength | SET | 1 |  | INCLUDED
29 | 7000026766 | 330 | AC+FIRE PROTN+ILLUM FOR SPR | 1000013795 | Illumination System for switchyard panel room of 6 m length | LS | 1 |  | INCLUDED
30 | 7000026766 | 350 | ILLUMINATION SYSTEM (OUTDOOR) | 1000038387 | LED FLOOD LIGHT LUMINARIESTYPE FL-1 (150W) AS PER TECHNICALSPECIFICATION | EA | 15 |  | INCLUDED
31 | 7000026766 | 360 | ILLUMINATION SYSTEM (OUTDOOR) | 1000038325 | LIGHTING FIXTURE LED LUMINAIRES TYPE FL2 AS PER TECH. SPECIFICATIONS | EA | 15 |  | INCLUDED
32 | 7000026766 | 370 | ILLUMINATION SYSTEM (OUTDOOR) | 1000020262 | Sub Lighting panel (outdoor) type SLP (Switchyard and Street Lighting) | EA | 2 |  | INCLUDED
33 | 7000026766 | 380 | ILLUMINATION SYSTEM (OUTDOOR) | 1000014547 | Lighting Panel type ACP-2 as per technical specification | EA | 1 |  | INCLUDED
34 | 7000026766 | 400 | Main Earthmat | 1000032055 | 40 MM MS ROD FOR MAIN EARTHMAT | KM | 3 |  | INCLUDED
35 | 7000026766 | 420 | VISUAL MONITORING SYSTEM | 1000030433 | COLOR IP CAMERA, WITH PAN, TILT AND ZOOM FACILITIES, ALONGWITH ALLREQUIRED ITEMS, ACCESSORIES, LINE INTERFACE UNITS, FIBER PATCH CORDS,POWER SUPPLY UNITS, JUNCTION BOXES, CABLES, FIBER OPTIC CABLES, ETC.,AND INCLUDING INTEGRATION IN EXISTING HARDWARE AND SOFTWARE FORAUGMENTATION OF VISUAL MONITORING SYSTEM AS PER TECHNICALSPECIFICATION. | SET | 1 |  | INCLUDED
36 | 7000026766 | 440 | Mandatory Spares-CB | 1000019918 | Spares for 420kV Circuit Breaker | LS | 1 |  | INCLUDED
37 | 7000026766 | 450 | Mandatory Spares-ISO | 1000019919 | Spares for 420kV Double break Isolator | LS | 1 |  | INCLUDED
38 | 7000026766 | 460 | Mandatory Spares-CT | 1000025941 | Spare-420kV CT 1 | SET | 1 |  | INCLUDED
39 | 7000026766 | 470 | Mandatory Spares-LA | 1000024186 | SPARES FOR 336KV SURGE ARRESTER | LS | 1 |  | INCLUDED
40 | 7000026766 | 480 | Power & Control cables | 1000031964 | 1.1KV GRADE 3CX2.5 SQMM CONTROL CABLE | KM | 1 |  | INCLUDED
41 | 7000026766 | 490 | Power & Control cables | 1000031987 | 1.1KV GRADE 5CX2.5 SQMM CONTROL CABLE | KM | 3 |  | INCLUDED
42 | 7000026766 | 500 | Power & Control cables | 1000031887 | 1.1KV GRADE 10CX2.5 SQMM CONTROL CABLE | KM | 1 |  | INCLUDED
43 | 7000026766 | 510 | Power & Control cables | 1000056264 | 1.1KV GRADE 19CX1.5 SQMM CONTROL CABLE | KM | 1 |  | INCLUDED
44 | 7000026766 | 520 | Power & Control cables | 1000056265 | 1.1KV GRADE 27CX1.5 SQMM CONTROL CABLE | KM | 1 |  | INCLUDED
45 | 7000026766 | 530 | Power & Control cables | 1000032049 | 4PAIR, 0.5 SQ.MM SCREENED CABLE | KM | 0.5 |  | INCLUDED
46 | 7000026766 | 540 | Power & Control cables | 1000031957 | 1.1KV GRADE 3.5CX70 SQMM (PVC) POWER CABLE | KM | 1 |  | INCLUDED
47 | 7000026766 | 550 | Power & Control cables | 1000031943 | 1.1KV GRADE 2CX6 SQMM (PVC) POWER CABLE | KM | 1 |  | INCLUDED
48 | 7000026766 | 560 | Power & Control cables | 1000031985 | 1.1KV GRADE 4CX6 SQMM (PVC) POWER CABLE | KM | 1 |  | INCLUDED
49 | 7000026766 | 570 | structure Supply-Civil | 1000015954 | Fabrication, galvanising and supply of Lattice Structures (MS Steel),to be designed during detailed engineering, for towers, beams andequipment support structure including pack plates / packwashers andgusset plates excluding fasteners and foundation bolts | MT | 105 |  | INCLUDED
50 | 7000026766 | 580 | structure Supply-Civil | 1000011713 | Fabrication, galvanising and supply of fasteners ( nuts, bolts andwashers ) including step bolts for lattice and pipe structures to bedesigned during detailed engineering | MT | 9 |  | INCLUDED
51 | 7000026766 | 590 | structure Supply-Civil | 1000012373 | Fabrication, galvanising and supply of foundation bolts including nuts,checknut and washers for lattice and pipe structures to be designedduring detailed engineering | MT | 5 |  | INCLUDED
52 | 7000026766 | 620 | BOQ of Comm Equip Supply | 1000031367 | SDH EQUIPMENT (STM-16 MADM UPTO 5 MSP PROTECTED DIRECTIONS)-BASEEQUIPMENT (COMMON CARDS, CROSS CONNECT/CONTROL CARDS, OPTICAL BASECARDS, POWER SUPPLY CARDS, POWER CABLING, OTHER HARDWARE ANDACCESSORIES INCLUDING SUB RACKS, PATCH CORD, DDF ETC FULLY EQUIPEDEXCLUDING OPTICAL INTERFACE & TRIBUTARY CARDS | EA | 1 |  | INCLUDED
53 | 7000026766 | 630 | BOQ of Comm Equip Supply | 1000018706 | S16.1 SFP | EA | 4 |  | INCLUDED
54 | 7000026766 | 640 | BOQ of Comm Equip Supply | 1000031374 | TRIBUTARY INTERFACE- E1 INTERFACE (MINIMUM 16 NOS.) | SET | 2 |  | INCLUDED
55 | 7000026766 | 650 | BOQ of Comm Equip Supply | 1000034950 | ETHERNET INTERFACE 10/100 BASE T WITH LAYER-2 SWITCHING (MIN 8INTERFACES PER CARD) | EA | 2 |  | INCLUDED
56 | 7000026766 | 660 | BOQ of Comm Equip Supply | 1000031381 | TRIBUTARY INTERFACE-GIGABIT ETHERNET INTERFACES 10/100 MBPS WITH LAYER-2 SWITCHING (MINIMUM 2 NOS.) | SET | 1 |  | INCLUDED
57 | 7000026766 | 670 | BOQ of Comm Equip Supply | 1000026228 | Equipment Cabinets For SDH | EA | 1 |  | INCLUDED
58 | 7000026766 | 680 | BOQ of Comm Equip Supply | 1000037545 | 24F (DWSM) APPROACH FIBRE OPTIC CABLE | KM | 1 |  | INCLUDED
59 | 7000026766 | 690 | BOQ of Comm Equip Supply | 1000066614 | GI PIPE INSTALLATION HARDWARE FOR APPROACH CABLING | KM | 1 |  | INCLUDED
60 | 7000026766 | 700 | BOQ of Comm Equip Supply | 1000066612 | GI ELBOW INSTALLATION HARDWARE FOR APPROAH CABLING | EA | 100 |  | INCLUDED
61 | 7000026766 | 710 | BOQ of Comm Equip Supply | 1000066613 | GI FLEXIBLE CONDUIT INSTALLATION HARDWARE FOR APPROAH CABLING | EA | 75 |  | INCLUDED
62 | 7000026766 | 720 | BOQ of Comm Equip Supply | 1000023471 | OPGW Fibre Optic Distribution Panel (FODP): Indoor Type: 96F | EA | 1 |  | INCLUDED
63 | 7000026766 | 740 | PMUs for 400kV Bay at Parli New SS | 1000017518 | PMU with GPS Clock (clock can be either internal or external) | EA | 1 |  | INCLUDED
64 | 7000026766 | 750 | PMUs for 400kV Bay at Parli New SS | 1000022512 | WAMS Hardware - Time System (GPS receiver) | EA | 1 |  | INCLUDED
65 | 7000026766 | 760 | PMUs for 400kV Bay at Parli New SS | 1000071061 | SUBSTATION GRADE LAYER 2 LAN SWITCH | EA | 1 |  | INCLUDED
66 | 7000026766 | 770 | PMUs for 400kV Bay at Parli New SS | 1000071062 | SUBSTATION GRADE LAYER 3 LAN SWITCH | EA | 1 |  | INCLUDED
67 | 7000026766 | 780 | PMUs for 400kV Bay at Parli New SS | 1000022487 | WAMS Miscellaneous - Armored Fibre Optic Cable and associatedtermination (e.g. L2 Switch) for connecting PMU panels located indifferent control room of a station | EA | 1 |  | INCLUDED
68 | 7000026766 | 790 | PMUs for 400kV Bay at Parli New SS | 1000030641 | LIU - FO PATCH PANEL-12 PORT | EA | 2 |  | INCLUDED
69 | 7000026766 | 810 | Mandatory Spares-CRP & SAS | 1000019912 | Relay & protection Panels (with automation) | LS | 1 |  | INCLUDED
70 | 7000026766 | 820 | Mandatory Spares-CRP & SAS | 1000019927 | Spares-Substation Automation System | LS | 1 |  | INCLUDED
71 | 7000026766 | 840 | Mandatory Spares-CVT | 1000025943 | Spare-420kV CVT 1 | SET | 1 |  | INCLUDED
72 | 7000026766 | 850 | MANDATORY SPARES -PLCC | 1000019213 | SPARES FOR PLCC | LS | 1 |  | INCLUDED
II | Extension of 765/400kV Indore Substation
1 | 7000026861 | 10 | 765 kV AIS EQUIPMENT | 1000005826 | 765kV, 3150A, 50kA Circuit Breaker(3-Phase) without closing resistor(with support structure) | EA | 1 |  | INCLUDED
2 | 7000026861 | 20 | 765 kV AIS EQUIPMENT | 1000005853 | 765kV, 3150A, 50Ka, Vertical Knee/DoubleBreak Isolator (3-Phase) with one E/S | EA | 1 |  | INCLUDED
3 | 7000026861 | 30 | 765 kV AIS EQUIPMENT | 1000005820 | 765kV, 3150A, 50kA, Vertical Knee/DoubleBreak Isolator (1-Phase) with one E/S | EA | 3 |  | INCLUDED
4 | 7000026861 | 40 | 765 kV AIS EQUIPMENT | 1000005819 | 765kV, 3150A, 50kA, Vertical Knee/DoubleBreak Isolator (1-Phase) without E/S | EA | 6 |  | INCLUDED
5 | 7000026861 | 50 | 765 kV AIS EQUIPMENT | 1000005848 | 765 kV, 3000A, 50KA, 1-Phase CurrentTransformer with 120% extended currentrating | EA | 3 |  | INCLUDED
6 | 7000026861 | 60 | 765 kV AIS EQUIPMENT | 1000020421 | 624kV Surge Arrester (1-Phase) | EA | 3 |  | INCLUDED
7 | 7000026861 | 70 | 765 kV AIS EQUIPMENT | 1000005791 | 765 kV, 1 phase Bus Post Insulator (except for Line Traps) | EA | 6 |  | INCLUDED
8 | 7000026861 | 80 | 765 kV AIS EQUIPMENT | 1000009714 | Controlled Switching Device for 765 kV, 3-ph Circuit Breaker | EA | 2 |  | INCLUDED
9 | 7000026861 | 90 | 400 kV & 33 kV AIS EQUIPMENT | 1000004501 | 420kV, 3150A, 63kA Circuit Breaker (3-Phase) without closing resistorand with Support Structure | EA | 1 |  | INCLUDED
10 | 7000026861 | 100 | 400 kV & 33 kV AIS EQUIPMENT | 1000004498 | 420kV, 3150A, 63KA, Isolator (3-phase)(Double Break) with one E/S | EA | 1 |  | INCLUDED
11 | 7000026861 | 110 | 400 kV & 33 kV AIS EQUIPMENT | 1000004496 | 420kV, 3150A, 63KA, Isolator (1 phase)(Double Break) with one E/S | EA | 3 |  | INCLUDED
12 | 7000026861 | 120 | 400 kV & 33 kV AIS EQUIPMENT | 1000004495 | 420kV, 3150A, 63KA, Isolator (1 phase)(Double Break) without E/S | EA | 3 |  | INCLUDED
13 | 7000026861 | 130 | 400 kV & 33 kV AIS EQUIPMENT | 1000004463 | 420 kV, 3000A, 63KA, 1-Phase CurrentTransformer with 120% extended currentrating | EA | 3 |  | INCLUDED
14 | 7000026861 | 140 | 400 kV & 33 kV AIS EQUIPMENT | 1000020419 | 336kV Surge Arrester (1-phase) | EA | 3 |  | INCLUDED
15 | 7000026861 | 150 | 400 kV & 33 kV AIS EQUIPMENT | 1000004401 | 420 kV, 1 phase Bus Post Insulator (except for Line Traps) | EA | 12 |  | INCLUDED
16 | 7000026861 | 160 | 400 kV & 33 kV AIS EQUIPMENT | 1000009713 | Controlled Switching Device for 420 kV, 3-ph Circuit Breaker | EA | 2 |  | INCLUDED
17 | 7000026861 | 170 | 400 kV & 33 kV AIS EQUIPMENT | 1000001998 | Current transformer (33kV) for transformer Netural along with supportstructure & terminal connector | SET | 1 |  | INCLUDED
18 | 7000026861 | 180 | 765 kV GIS EQUIPMENT | 1000050141 | 3150A, 50KA, 1 SEC SINGLE PHASE 765KV SF6 TO AIR BUSHING | EA | 2 |  | INCLUDED
19 | 7000026861 | 190 | 765 kV GIS EQUIPMENT | 1000006101 | 800kV, 3000/3150 A, 50kA, Single phase, SF6 Gas Insulated Bus Duct (GIB) outside GIS Hall along with associated support structure. | M | 150 |  | INCLUDED
20 | 7000026861 | 200 | 400 kV GIS EQUIPMENT | 1000032796 | 420KV, 3150A, 63KA SF6 TO AIR BUSHING including support structure | SET | 8 |  | INCLUDED
21 | 7000026861 | 210 | 400 kV GIS EQUIPMENT | 1000059207 | 420KV, 3000A, 63KA, SINGLE PHASE, SF6 GAS INSULATED BUS DUCT (GIB)OUTSIDE GIS HALL ALONGWITH ASSOCIATED SUPPORT STRUCTURE, ETC. AS PERTECHNICAL SPECIFICATION | M | 750 |  | INCLUDED
22 | 7000026861 | 220 | HV CABLE | 1000031144 | 66KV, 1-CORE, 185 SQ.MM XLPE CU CABLE ALONGWITH ACCESSORIES ETC. | M | 1200 |  | INCLUDED
23 | 7000026861 | 230 | HV CABLE | 1000052625 | 66KV CABLE TERMINATION KIT FOR 185SQ MM CABLE WITH SUPPORT STRUCTUREREQUIRED AT BOTH ENDS | EA | 8 |  | INCLUDED
24 | 7000026861 | 290 | CIVIL-SUPPLY OF STEEL STRUCTURE | 1000015954 | Fabrication, galvanising and supply of Lattice Structures (MS Steel),to be designed during detailed engineering, for towers, beams andequipment support structure including pack plates / packwashers andgusset plates excluding fasteners and foundation bolts | MT | 102 |  | INCLUDED
25 | 7000026861 | 300 | CIVIL-SUPPLY OF STEEL STRUCTURE | 1000015953 | Fabrication, galvanising and supply of Lattice Structures (HT Steel),to be designed during detailed engineering, for towers, beams andequipment support structure including pack plates / packwashers andgusset plates excluding fasteners and foundation bolts | MT | 26 |  | INCLUDED
26 | 7000026861 | 310 | CIVIL-SUPPLY OF STEEL STRUCTURE | 1000011713 | Fabrication, galvanising and supply of fasteners ( nuts, bolts andwashers ) including step bolts for lattice and pipe structures to bedesigned during detailed engineering | MT | 6 |  | INCLUDED
27 | 7000026861 | 320 | CIVIL-SUPPLY OF STEEL STRUCTURE | 1000012373 | Fabrication, galvanising and supply of foundation bolts including nuts,checknut and washers for lattice and pipe structures to be designedduring detailed engineering | MT | 11 |  | INCLUDED
28 | 7000026861 | 350 | 765 kV CRP | 1000005789 | 765kV Transformer Protection Panel (For both HV & MV side)-(withAutomation) | EA | 1 |  | INCLUDED
29 | 7000026861 | 360 | 765 kV CRP | 1000055448 | 765KV CIRCUIT BREAKER RELAY PANEL (WITH AUTOMATION) | EA | 1 |  | INCLUDED
30 | 7000026861 | 370 | 400 kV CRP | 1000055446 | 400KV CIRCUIT BREAKER RELAY PANEL (WITH AUTOMATION) | EA | 1 |  | INCLUDED
31 | 7000026861 | 380 | 765KV SAS | 1000005535 | Augmentation of Substation automation system for 765kV Main bay as perTechnical Specification | EA | 1 |  | INCLUDED
32 | 7000026861 | 390 | 400 kV SAS | 1000003409 | Augmentation of Substation automation System for 400kV Main bay as perTechnical Specification | EA | 1 |  | INCLUDED
33 | 7000026861 | 440 | Erection Hardware for 765 kV S/Y | 1000011363 | Erection Hardware for 765kV I type layout-Transformer bay as pertechnical specification | SET | 1 |  | INCLUDED
34 | 7000026861 | 450 | Erection Hardware for 765 kV S/Y | 1000015788 | Bus post insulators, spacers, equipmentsupport structures, conductors, Altube, clamp, connectors (including765kV, 400kV, tertiary and neuturalbushing terminal connectors etc) forarrangement of netural formation forTransformer(s), DELTA formation for onebank (each bank comprises of 3 singlephase units of Autotransformers) andmaking connection arrangement toconnect spare unit in place of any unitof the bank without physical shifting | LOT | 1 |  | INCLUDED
35 | 7000026861 | 460 | Erection Hardware for 400kV S/Y | 1000011327 | Erection Hardware for 400kV I type layout-Transformer bay as pertechnical specification | SET | 1 |  | INCLUDED
36 | 7000026861 | 490 | 765kV Insulator and Hardware | 1000055995 | 765KV TENSION INSULATOR STRING AND ASSOCIATED HARDWARE FITTINGSWITHOUT TURN BUCKLE SUITABLE FOR QUAD CONDUCTOR | EA | 3 |  | INCLUDED
37 | 7000026861 | 500 | 765kV Insulator and Hardware | 1000055997 | 765KV TENSION INSULATOR STRING AND ASSOCIATED HARDWARE FITTINGS WITHTURN BUCKLE SUITABLE FOR QUAD CONDUCTOR | EA | 3 |  | INCLUDED
38 | 7000026861 | 510 | 765kV Insulator and Hardware | 1000055993 | 765KV SUSPENSION INSULATOR STRING AND ASSOCIATED HARDWARE FITTINGSWITH THROUGH CLAMP SUITABLE FOR QUAD CONDUCTOR | EA | 3 |  | INCLUDED
39 | 7000026861 | 520 | 400kV Insulator and Hardware | 1000055984 | 400KV TENSION INSULATOR STRING AND ASSOCIATED HARDWARE FITTINGSWITHOUT TURN BUCKLE SUITABLE FOR QUAD CONDUCTOR | EA | 6 |  | INCLUDED
40 | 7000026861 | 530 | 400kV Insulator and Hardware | 1000055991 | 400KV TENSION INSULATOR STRING AND ASSOCIATED HARDWARE FITTINGSWITH TURN BUCKLE SUITABLE FOR QUAD CONDUCTOR | EA | 6 |  | INCLUDED
41 | 7000026861 | 540 | 400kV Insulator and Hardware | 1000055986 | 400KV SUSPENSION INSULATOR STRING AND ASSOCIATED HARDWARE FITTINGSWITH DROP CLAMP SUITABLE FOR QUAD CONDUCTOR | EA | 6 |  | INCLUDED
42 | 7000026861 | 550 | 400kV Insulator and Hardware | 1000055988 | 400KV SUSPENSION INSULATOR STRING AND ASSOCIATED HARDWARE FITTINGSWITH THROUGH CLAMP SUITABLE FOR QUAD CONDUCTOR | EA | 3 |  | INCLUDED
43 | 7000026861 | 580 | POWER & CONTROL CABLE | 1000031964 | 1.1KV GRADE 3CX2.5 SQMM CONTROL CABLE | KM | 19.5 |  | INCLUDED
44 | 7000026861 | 590 | POWER & CONTROL CABLE | 1000031987 | 1.1KV GRADE 5CX2.5 SQMM CONTROL CABLE | KM | 37.6 |  | INCLUDED
45 | 7000026861 | 600 | POWER & CONTROL CABLE | 1000031993 | 1.1KV GRADE 7CX2.5 SQMM CONTROL CABLE | KM | 5.5 |  | INCLUDED
46 | 7000026861 | 610 | POWER & CONTROL CABLE | 1000031887 | 1.1KV GRADE 10CX2.5 SQMM CONTROL CABLE | KM | 11.3 |  | INCLUDED
47 | 7000026861 | 620 | POWER & CONTROL CABLE | 1000031904 | 1.1KV GRADE 14CX2.5 SQMM CONTROL CABLE | KM | 9.8 |  | INCLUDED
48 | 7000026861 | 630 | POWER & CONTROL CABLE | 1000031908 | 1.1KV GRADE 19CX2.5 SQMM CONTROL CABLE | KM | 3.5 |  | INCLUDED
49 | 7000026861 | 640 | POWER & CONTROL CABLE | 1000031927 | 1.1KV GRADE 27CX2.5 SQMM CONTROL CABLE | KM | 3 |  | INCLUDED
50 | 7000026861 | 650 | POWER & CONTROL CABLE | 1000032049 | 4PAIR, 0.5 SQ.MM SCREENED CABLE | KM | 6.3 |  | INCLUDED
51 | 7000026861 | 660 | POWER & CONTROL CABLE | 1000031957 | 1.1KV GRADE 3.5CX70 SQMM (PVC) POWER CABLE | KM | 3.5 |  | INCLUDED
52 | 7000026861 | 670 | POWER & CONTROL CABLE | 1000031953 | 1.1KV GRADE 3.5CX35 SQMM (PVC) POWER CABLE | KM | 0.53 |  | INCLUDED
53 | 7000026861 | 680 | POWER & CONTROL CABLE | 1000031943 | 1.1KV GRADE 2CX6 SQMM (PVC) POWER CABLE | KM | 6.3 |  | INCLUDED
54 | 7000026861 | 690 | POWER & CONTROL CABLE | 1000031985 | 1.1KV GRADE 4CX6 SQMM (PVC) POWER CABLE | KM | 8 |  | INCLUDED
55 | 7000026861 | 700 | POWER & CONTROL CABLE | 1000031951 | 1.1KV GRADE 3.5CX300 SQMM (XLPE) POWER CABLE | KM | 2.5 |  | INCLUDED
56 | 7000026861 | 710 | POWER & CONTROL CABLE | 1000031976 | 1.1KV GRADE 4CX16 SQMM (PVC) POWER CABLE | KM | 0.53 |  | INCLUDED
57 | 7000026861 | 720 | POWER & CONTROL CABLE | 1000031912 | 1.1KV, 1CX 150 SQMM XLPE POWER CABLE | KM | 2.5 |  | INCLUDED
58 | 7000026861 | 740 | FIRE FIGHTING SYSTEM | 1000055460 | HVW SPRAY SYSTEM, HYDRANT SYSTEM AND COMPLETE U/G & O/G PIPING ANDACCESSORIES ETC. OUT SIDE THE PUMP HOUSE FOR 765 KV, 1-PHASEAUTOTRANSFORMER | SET | 3 |  | INCLUDED
59 | 7000026861 | 750 | ILLUMINATION SYSTEM | 1000014547 | Lighting Panel type ACP-2 as per technical specification | EA | 1 |  | INCLUDED
60 | 7000026861 | 760 | ILLUMINATION SYSTEM | 1000001894 | Outdoor Power Receptacle for oilfiltration unit (250A) | EA | 1 |  | INCLUDED
61 | 7000026861 | 770 | ILLUMINATION SYSTEM | 1000038387 | LED FLOOD LIGHT LUMINARIESTYPE FL-1 (150W) AS PER TECHNICALSPECIFICATION | EA | 10 |  | INCLUDED
62 | 7000026861 | 780 | ILLUMINATION SYSTEM | 1000038325 | LIGHTING FIXTURE LED LUMINAIRES TYPE FL2 AS PER TECH. SPECIFICATIONS | EA | 10 |  | INCLUDED
63 | 7000026861 | 790 | ILLUMINATION SYSTEM | 1000038385 | FIRE WALL MOUNTED LED LUMINARIE TYPE FL-2 (250W) | EA | 6 |  | INCLUDED
64 | 7000026861 | 800 | ILLUMINATION SYSTEM | 1000020262 | Sub Lighting panel (outdoor) type SLP (Switchyard and Street Lighting) | EA | 2 |  | INCLUDED
65 | 7000026861 | 820 | VISUAL MONITORING SYSTEM | 1000030433 | COLOR IP CAMERA, WITH PAN, TILT AND ZOOM FACILITIES, ALONGWITH ALLREQUIRED ITEMS, ACCESSORIES, LINE INTERFACE UNITS, FIBER PATCH CORDS,POWER SUPPLY UNITS, JUNCTION BOXES, CABLES, FIBER OPTIC CABLES, ETC.,AND INCLUDING INTEGRATION IN EXISTING HARDWARE AND SOFTWARE FORAUGMENTATION OF VISUAL MONITORING SYSTEM AS PER TECHNICALSPECIFICATION. | SET | 1 |  | INCLUDED
66 | 7000026861 | 840 | Mandatory Spares(LOT) | 1000027625 | Spare-765KV Circuit Breaker | LOT | 1 |  | INCLUDED
67 | 7000026861 | 850 | Mandatory Spares(LOT) | 1000028091 | Spare-765kV VKDB Isolator | LOT | 1 |  | INCLUDED
68 | 7000026861 | 860 | Mandatory Spares(LOT) | 1000054976 | SPARE-765KV CURRENT TRANSFORMER | LOT | 1 |  | INCLUDED
69 | 7000026861 | 870 | Mandatory Spares(LOT) | 1000028372 | SPARES FOR 624KV SURGE ARRESTER | LS | 1 |  | INCLUDED
70 | 7000026861 | 880 | Mandatory Spares(LOT) | 1000019918 | Spares for 420kV Circuit Breaker | LS | 1 |  | INCLUDED
71 | 7000026861 | 890 | Mandatory Spares(LOT) | 1000019919 | Spares for 420kV Double break Isolator | LS | 1 |  | INCLUDED
72 | 7000026861 | 900 | Mandatory Spares(LOT) | 1000025941 | Spare-420kV CT 1 | SET | 1 |  | INCLUDED
73 | 7000026861 | 910 | Mandatory Spares(LOT) | 1000024186 | SPARES FOR 336KV SURGE ARRESTER | LS | 1 |  | INCLUDED
74 | 7000026861 | 920 | Mandatory Spares(LOT) | 1000019912 | Relay & protection Panels (with automation) | LS | 1 |  | INCLUDED
75 | 7000026861 | 930 | Mandatory Spares(LOT) | 1000019927 | Spares-Substation Automation System | LS | 1 |  | INCLUDED
76 | 7000026861 | 940 | Mandatory Spares(LOT) | 1000032289 | SPARES FOFIRE PROTECTION SYSTEM | SET | 1 |  | INCLUDED
77 | 7000026861 | 950 | Mandatory Spares-GIS-765kV-General | 1000058364 | 765KV GIS-SF6 GAS PRESSURE RELIEF DEVICE ASSEMBLY OF EACH TYPE | EA | 1 |  | INCLUDED
78 | 7000026861 | 960 | Mandatory Spares-GIS-765kV-General | 1000049818 | SF6 PRESSURE GAUGE CUM SWITCH /DENSITY MONITORS AND PRESSURESWITCH AS APPLICABLE, OF EACH TYPE-765KV GIS | SET | 2 |  | INCLUDED
79 | 7000026861 | 970 | Mandatory Spares-GIS-765kV-General | 1000049754 | COUPLING DEVICE FOR PRESSURE GAUGE CUM SWITCH FOR CONNECTINGGAS HANDLING PLANT OF EACH TYPE-765KV GIS | SET | 1 |  | INCLUDED
80 | 7000026861 | 980 | Mandatory Spares-GIS-765kV-General | 1000049763 | RUBBER GASKETS, Ã‚â‚¬Å’OÃ‚â‚¬Â RINGS AND SEALS FOR SF6 GAS FOR GISENCLOSURE OF EACH TYPE-765KV GIS | SET | 2 |  | INCLUDED
81 | 7000026861 | 990 | Mandatory Spares-GIS-765kV-General | 1000058362 | 765KV GIS-MOLECULAR FILTER FOR SF6 GAS WITH FILTER BAGS (5 % OF TOTALWEIGHT) | SET | 1 |  | INCLUDED
82 | 7000026861 | 1000 | Mandatory Spares-GIS-765kV-General | 1000049751 | CONTROL VALVES FOR SF6 GAS OF EACH TYPE-765KV GIS | SET | 2 |  | INCLUDED
83 | 7000026861 | 1010 | Mandatory Spares-GIS-765kV-General | 1000058363 | 765KV GIS-SF6 GAS (5 % OF TOTAL GAS QUANTITY) | LOT | 1 |  | INCLUDED
84 | 7000026861 | 1020 | Mandatory Spares-GIS-765kV-General | 1000049784 | LOCKING DEVICE TO KEEP THE DIS-CONNECTORS (ISOLATORS)AND EARTHING/FAST EARTHING SWITCHES IN CLOSE OR OPEN POSITION IN CASEOF REMOVAL OF THE DRIVING MECHANISM-765KV GIS | SET | 2 |  | INCLUDED
85 | 7000026861 | 1030 | Mandatory Spares-GIS-765kV-General | 1000049506 | UHF PD SENSORS OF EACH TYPE ALONG WITH BNC CONNECTOR FOR 765KV GIS | EA | 3 |  | INCLUDED
86 | 7000026861 | 1040 | Mandatory Spares-GIS-765kV-General | 1000058366 | 765KV GIS-SUPPORT INSULATORS (GAS THROUGH) OF EACH TYPE (COMPLETE WITHMETAL RING ETC.) ALONG WITH ASSOCIATED CONTACTS AND SHIELDS | EA | 3 |  | INCLUDED
87 | 7000026861 | 1050 | Mandatory Spares-GIS-765kV-General | 1000058361 | 765KV GIS-GAS BARRIERS OF EACH TYPE (COMPLETE WITH METAL RING ETC.)ALONG WITH ASSOCIATED CONTACTS AND SHIELDS | EA | 3 |  | INCLUDED
88 | 7000026861 | 1060 | Mandatory Spares-GIS-765kV-General | 1000058365 | 765KV GIS- 3150A SF6 TO AIR BUSHING COMPLETE IN ALL RESPECT | EA | 1 |  | INCLUDED
89 | 7000026861 | 1070 | Mandatory Spares-GIS-765kV-General | 1000049499 | LCC SPARES - AUX. RELAYS, CONTACTORS,PUSH BUTTONS, SWITCHES, LAMPS,ANNUNCIATION WINDOWS, MCB, FUSES,TIMERS, TERMINAL BLOCKS ETC. OF EACHTYPE & RATING-765kV GIS | SET | 1 |  | INCLUDED
90 | 7000026861 | 1080 | Mandatory Spares-GIS-400kV-General | 1000058332 | 400KV GIS-SF6 GAS PRESSURE RELIEF DEVICE ASSEMBLY OF EACH TYPE | EA | 1 |  | INCLUDED
91 | 7000026861 | 1090 | Mandatory Spares-GIS-400kV-General | 1000049817 | SF6 PRESSURE GAUGE CUM SWITCH /DENSITY MONITORS AND PRESSURESWITCH AS APPLICABLE, OF EACH TYPE-400KV GIS | SET | 2 |  | INCLUDED
92 | 7000026861 | 1100 | Mandatory Spares-GIS-400kV-General | 1000049753 | COUPLING DEVICE FOR PRESSURE GAUGE CUM SWITCH FOR CONNECTINGGAS HANDLING PLANT OF EACH TYPE-400KV GIS | SET | 1 |  | INCLUDED
93 | 7000026861 | 1110 | Mandatory Spares-GIS-400kV-General | 1000049762 | RUBBER GASKETS, Ã‚â‚¬Å’OÃ‚â‚¬Â RINGS AND SEALS FOR SF6 GAS FOR GISENCLOSURE OF EACH TYPE-400KV GIS | SET | 2 |  | INCLUDED
94 | 7000026861 | 1120 | Mandatory Spares-GIS-400kV-General | 1000058330 | 400KV GIS-MOLECULAR FILTER FOR SF6 GAS WITH FILTER BAGS (5 % OF TOTALWEIGHT) | SET | 1 |  | INCLUDED
95 | 7000026861 | 1130 | Mandatory Spares-GIS-400kV-General | 1000049750 | CONTROL VALVES FOR SF6 GAS OF EACH TYPE-400KV GIS | SET | 2 |  | INCLUDED
96 | 7000026861 | 1140 | Mandatory Spares-GIS-400kV-General | 1000058331 | 400KV GIS-SF6 GAS (5 % OF TOTAL GAS QUANTITY) | LOT | 1 |  | INCLUDED
97 | 7000026861 | 1150 | Mandatory Spares-GIS-400kV-General | 1000049783 | LOCKING DEVICE TO KEEP THE DIS-CONNECTORS (ISOLATORS)AND EARTHING/FAST EARTHING SWITCHES IN CLOSE OR OPEN POSITION IN CASEOF REMOVAL OF THE DRIVING MECHANISM-400KV GIS | SET | 2 |  | INCLUDED
98 | 7000026861 | 1160 | Mandatory Spares-GIS-400kV-General | 1000049505 | UHF PD SENSORS OF EACH TYPE ALONG WITH BNC CONNECTOR FOR 420KV GIS | EA | 3 |  | INCLUDED
99 | 7000026861 | 1170 | Mandatory Spares-GIS-400kV-General | 1000058334 | 400KV GIS-SUPPORT INSULATORS (GAS THROUGH) OF EACH TYPE (COMPLETE WITHMETAL RING ETC.) ALONG WITH ASSOCIATED CONTACTS AND SHIELDS | EA | 3 |  | INCLUDED
100 | 7000026861 | 1180 | Mandatory Spares-GIS-400kV-General | 1000058329 | 400KV GIS-GAS BARRIERS OF EACH TYPE (COMPLETE WITH METAL RING ETC.)ALONG WITH ASSOCIATED CONTACTS AND SHIELDS | EA | 3 |  | INCLUDED
101 | 7000026861 | 1190 | Mandatory Spares-GIS-400kV-General | 1000058333 | 400KV GIS- 3150A SF6 TO AIR BUSHING COMPLETE IN ALL RESPECT | EA | 1 |  | INCLUDED
102 | 7000026861 | 1200 | Mandatory Spares-GIS-400kV-General | 1000049498 | LCC SPARES - AUX. RELAYS, CONTACTORS,PUSH BUTTONS, SWITCHES,LAMPS,ANNUNCIATION WINDOWS, MCB, FUSES,TIMERS, TERMINAL BLOCKS ETC. OF EACHTYPE & RATING-400kV GIS | SET | 1 |  | INCLUDED
III | Extension of 400/220kV Bhuj GIS PS
1 | 7000026864 | 10 | 400 kV & 220 kV AIS EQUIPMENT | 1000020419 | 336kV Surge Arrester (1-phase) | EA | 3 |  | INCLUDED
2 | 7000026864 | 20 | 400 kV & 220 kV AIS EQUIPMENT | 1000020417 | 216kV Surge Arrester (1-phase) | EA | 3 |  | INCLUDED
3 | 7000026864 | 30 | 400 kV & 220 kV AIS EQUIPMENT | 1000001695 | 245 kV, 1 phase Bus Post Insulator (except for Line Traps) | EA | 21 |  | INCLUDED
4 | 7000026864 | 50 | 220 kV GIS EQUIPMENT | 1000029503 | 245kV, 1600A, 50kA Single phase SF6 to Air Bushing | EA | 6 |  | INCLUDED
5 | 7000026864 | 60 | 220 kV GIS EQUIPMENT | 1000061111 | 245KV,1600A, 50KA, SINGLE PHASE, SF6 GAS INSULATED BUS DUCT (GIB)OUTSIDE GIS HALL ALONGWITH ASSOCIATED SUPPORT STRUCTURE ETC. AS PERTECHNICAL SPECIFICATION | M | 1200 |  | INCLUDED
6 | 7000026864 | 80 | Erection Hardware (400kV & 220 kV) | 1000011252 | Erection Hardware for 220kV DM-type layout for GIS terminationarrangement-Transformer bay as per technical specification | SET | 1 |  | INCLUDED
7 | 7000026864 | 90 | Erection Hardware (400kV & 220 kV) | 1000011334 | Erection Hardware for 400kV I type layout for GIS terminationarrangement-Transformer bay as per technical specification | SET | 1 |  | INCLUDED
8 | 7000026864 | 110 | Mandatory spares -220kV GIS | 1000058300 | 220KV GIS-SF6 GAS PRESSURE RELIEF DEVICE ASSEMBLY OF EACH TYPE | EA | 1 |  | INCLUDED
9 | 7000026864 | 120 | Mandatory spares -220kV GIS | 1000049816 | SF6 PRESSURE GAUGE CUM SWITCH /DENSITY MONITORS AND PRESSURESWITCH AS APPLICABLE, OF EACH TYPE-220KV GIS | SET | 2 |  | INCLUDED
10 | 7000026864 | 130 | Mandatory spares -220kV GIS | 1000049752 | COUPLING DEVICE FOR PRESSURE GAUGE CUM SWITCH FOR CONNECTINGGAS HANDLING PLANT OF EACH TYPE-220KV GIS | SET | 1 |  | INCLUDED
11 | 7000026864 | 140 | Mandatory spares -220kV GIS | 1000049761 | RUBBER GASKETS, Ã‚â‚¬Å’OÃ‚â‚¬Â RINGS AND SEALS FOR SF6 GAS FOR GISENCLOSURE OF EACH TYPE-220KV GIS | SET | 2 |  | INCLUDED
12 | 7000026864 | 150 | Mandatory spares -220kV GIS | 1000058298 | 220KV GIS-MOLECULAR FILTER FOR SF6 GAS WITH FILTER BAGS (5 % OF TOTALWEIGHT) | SET | 1 |  | INCLUDED
13 | 7000026864 | 160 | Mandatory spares -220kV GIS | 1000049749 | CONTROL VALVES FOR SF6 GAS OF EACH TYPE-220KV GIS | SET | 2 |  | INCLUDED
14 | 7000026864 | 170 | Mandatory spares -220kV GIS | 1000058299 | 220KV GIS-SF6 GAS (5 % OF TOTAL GAS QUANTITY) | LOT | 1 |  | INCLUDED
15 | 7000026864 | 180 | Mandatory spares -220kV GIS | 1000049782 | LOCKING DEVICE TO KEEP THE DIS-CONNECTORS (ISOLATORS)AND EARTHING/FAST EARTHING SWITCHES (AS APPLICABLE) IN CLOSE OR OPENPOSITION IN CASE OF REMOVAL OF THE DRIVING MECHANISM-220KV GIS | SET | 2 |  | INCLUDED
16 | 7000026864 | 190 | Mandatory spares -220kV GIS | 1000049504 | UHF PD SENSORS OF EACH TYPE ALONG WITH BNC CONNECTOR FOR 245KV GIS | EA | 3 |  | INCLUDED
17 | 7000026864 | 200 | Mandatory spares -220kV GIS | 1000058302 | 220KV GIS-SUPPORT INSULATORS (GAS THROUGH) OF EACH TYPE (COMPLETE WITHMETAL RING ETC.) ALONG WITH ASSOCIATED CONTACTS AND SHIELDS | EA | 3 |  | INCLUDED
18 | 7000026864 | 210 | Mandatory spares -220kV GIS | 1000058297 | 220KV GIS-GAS BARRIERS OF EACH TYPE (COMPLETE WITH METAL RING ETC.)ALONG WITH ASSOCIATED CONTACTS AND SHIELDS | EA | 3 |  | INCLUDED
19 | 7000026864 | 220 | Mandatory spares -220kV GIS | 1000058301 | 220KV GIS- 1600A SF6 TO AIR BUSHING COMPLETE IN ALL RESPECT | EA | 1 |  | INCLUDED
20 | 7000026864 | 230 | Mandatory spares -220kV GIS | 1000049497 | LCC SPARES - AUX. RELAYS, CONTACTORS,PUSH BUTTONS, SWITCHES, LAMPS,ANNUNCIATION WINDOWS, MCB, FUSES,TIMERS, TERMINAL BLOCKS ETC. OF EACHTYPE & RATING-220kV GIS | SET | 1 |  | INCLUDED
21 | 7000026864 | 240 | CRP & SAS | 1000004274 | 400kV Transformer Protection Panel (For both HV & MV side)-(withAutomation) | EA | 1 |  | INCLUDED
22 | 7000026864 | 250 | CRP & SAS | 1000001333 | Augmentation of Substation automation System for 220kV bay as perTechnical Specification | EA | 1 |  | INCLUDED
23 | 7000026864 | 260 | CRP & SAS | 1000003409 | Augmentation of Substation automation System for 400kV Main bay as perTechnical Specification | EA | 1 |  | INCLUDED
24 | 7000026864 | 270 | CRP & SAS | 1000001170 | 220kV Circuit Breaker Relay Panel with Auto Reclose (with Automation) | EA | 1 |  | INCLUDED
25 | 7000026864 | 280 | CRP & SAS | 1000001167 | Augmentation of existing 220kV bus bar protection scheme.(No. of baysas per specification)-(with Automation) | SET | 1 |  | INCLUDED
26 | 7000026864 | 300 | ILLUMINATION SYSTEM (OUTDOOR) | 1000014547 | Lighting Panel type ACP-2 as per technical specification | EA | 1 |  | INCLUDED
27 | 7000026864 | 310 | ILLUMINATION SYSTEM (OUTDOOR) | 1000020262 | Sub Lighting panel (outdoor) type SLP (Switchyard and Street Lighting) | EA | 1 |  | INCLUDED
28 | 7000026864 | 320 | ILLUMINATION SYSTEM (OUTDOOR) | 1000038039 | LIGHTING FIXTURE LED LUMINAIRES TYPE FL-1 AS PER TECH. SPECIFICATIONS | EA | 10 |  | INCLUDED
29 | 7000026864 | 330 | ILLUMINATION SYSTEM (OUTDOOR) | 1000038325 | LIGHTING FIXTURE LED LUMINAIRES TYPE FL2 AS PER TECH. SPECIFICATIONS | EA | 10 |  | INCLUDED
30 | 7000026864 | 350 | Power & Control cables | 1000031953 | 1.1KV GRADE 3.5CX35 SQMM (PVC) POWER CABLE | KM | 1 |  | INCLUDED
31 | 7000026864 | 360 | Power & Control cables | 1000031951 | 1.1KV GRADE 3.5CX300 SQMM (XLPE) POWER CABLE | KM | 0.1 |  | INCLUDED
32 | 7000026864 | 370 | Power & Control cables | 1000031976 | 1.1KV GRADE 4CX16 SQMM (PVC) POWER CABLE | KM | 4.5 |  | INCLUDED
33 | 7000026864 | 380 | Power & Control cables | 1000031985 | 1.1KV GRADE 4CX6 SQMM (PVC) POWER CABLE | KM | 3 |  | INCLUDED
34 | 7000026864 | 390 | Power & Control cables | 1000031943 | 1.1KV GRADE 2CX6 SQMM (PVC) POWER CABLE | KM | 1 |  | INCLUDED
35 | 7000026864 | 400 | Power & Control cables | 1000031987 | 1.1KV GRADE 5CX2.5 SQMM CONTROL CABLE | KM | 9.5 |  | INCLUDED
36 | 7000026864 | 410 | Power & Control cables | 1000031887 | 1.1KV GRADE 10CX2.5 SQMM CONTROL CABLE | KM | 8 |  | INCLUDED
37 | 7000026864 | 420 | Power & Control cables | 1000056264 | 1.1KV GRADE 19CX1.5 SQMM CONTROL CABLE | KM | 8 |  | INCLUDED
38 | 7000026864 | 430 | Power & Control cables | 1000056265 | 1.1KV GRADE 27CX1.5 SQMM CONTROL CABLE | KM | 5.5 |  | INCLUDED
39 | 7000026864 | 440 | FIRE PROTECTION SYSTEM | 1000012069 | HVW spray system, Hydrant system and complete U/G & O/G piping andaccessories etc. out side the pump house for 500MVA , 400KV/220/33kV, 3-phase Autotransformer | SET | 1 |  | INCLUDED
40 | 7000026864 | 460 | VISUAL MONITORING SYSTEM | 1000030433 | COLOR IP CAMERA, WITH PAN, TILT AND ZOOM FACILITIES, ALONGWITH ALLREQUIRED ITEMS, ACCESSORIES, LINE INTERFACE UNITS, FIBER PATCH CORDS,POWER SUPPLY UNITS, JUNCTION BOXES, CABLES, FIBER OPTIC CABLES, ETC.,AND INCLUDING INTEGRATION IN EXISTING HARDWARE AND SOFTWARE FORAUGMENTATION OF VISUAL MONITORING SYSTEM AS PER TECHNICALSPECIFICATION. | SET | 1 |  | INCLUDED
41 | 7000026864 | 480 | AC+FIRE PROTN+ILLUM FOR SPR | 1000006284 | Air conditioning system for Switchyard Panel Room of 6m length | SET | 1 |  | INCLUDED
42 | 7000026864 | 490 | AC+FIRE PROTN+ILLUM FOR SPR | 1000012022 | 4.5 kg CO2 type Portable Fire extinguisher | EA | 2 |  | INCLUDED
43 | 7000026864 | 500 | AC+FIRE PROTN+ILLUM FOR SPR | 1000012018 | Fire Detection and Alarm System for Switchyard Panel Room of 6 mlength | SET | 1 |  | INCLUDED
44 | 7000026864 | 510 | AC+FIRE PROTN+ILLUM FOR SPR | 1000013795 | Illumination System for switchyard panel room of 6 m length | LS | 1 |  | INCLUDED
45 | 7000026864 | 530 | structure Supply-Civil | 1000015954 | Fabrication, galvanising and supply of Lattice Structures (MS Steel),to be designed during detailed engineering, for towers, beams andequipment support structure including pack plates / packwashers andgusset plates excluding fasteners and foundation bolts | MT | 8 |  | INCLUDED
46 | 7000026864 | 540 | structure Supply-Civil | 1000011713 | Fabrication, galvanising and supply of fasteners ( nuts, bolts andwashers ) including step bolts for lattice and pipe structures to bedesigned during detailed engineering | MT | 1 |  | INCLUDED
47 | 7000026864 | 550 | structure Supply-Civil | 1000012373 | Fabrication, galvanising and supply of foundation bolts including nuts,checknut and washers for lattice and pipe structures to be designedduring detailed engineering | MT | 1 |  | INCLUDED
48 | 7000026864 | 580 | Mandatory Spares-CRP & SAS | 1000019912 | Relay & protection Panels (with automation) | LS | 1 |  | INCLUDED
49 | 7000026864 | 590 | Mandatory Spares-CRP & SAS | 1000062002 | BAY CONTROL UNIT (IED) OF MAIN SYSTEM | EA | 1 |  | INCLUDED
50 | 7000026864 | 600 | Mandatory Spares-CRP & SAS | 1000062004 | ETHERNET SWITCH SUITABLE FOR 19Ã‚â‚¬Â RACK MOUNTING WITH 24 FIBER OPTICPORTS | EA | 1 |  | INCLUDED
51 | 7000026864 | 610 | Mandatory Spares-Fire Protection System | 1000010577 | Deluge valve (1 No. of each size) | SET | 1 |  | INCLUDED
52 | 7000026864 | 620 | Mandatory Spares-Surge Arrester | 1000024186 | SPARES FOR 336KV SURGE ARRESTER | LS | 1 |  | INCLUDED
53 | 7000026864 | 630 | Mandatory Spares-Surge Arrester | 1000025930 | Spare-216kV Surge Arrester | SET | 1 |  | INCLUDED
54 | 7000026864 | 650 | PMUs for 9th ICT at Bhuj | 1000017518 | PMU with GPS Clock (clock can be either internal or external) | EA | 1 |  | INCLUDED
55 | 7000026864 | 660 | PMUs for 9th ICT at Bhuj | 1000022512 | WAMS Hardware - Time System (GPS receiver) | EA | 1 |  | INCLUDED
56 | 7000026864 | 670 | PMUs for 9th ICT at Bhuj | 1000071061 | SUBSTATION GRADE LAYER 2 LAN SWITCH | EA | 1 |  | INCLUDED
57 | 7000026864 | 680 | PMUs for 9th ICT at Bhuj | 1000071062 | SUBSTATION GRADE LAYER 3 LAN SWITCH | EA | 1 |  | INCLUDED
58 | 7000026864 | 690 | PMUs for 9th ICT at Bhuj | 1000022487 | WAMS Miscellaneous - Armored Fibre Optic Cable and associatedtermination (e.g. L2 Switch) for connecting PMU panels located indifferent control room of a station | EA | 1 |  | INCLUDED
59 | 7000026864 | 700 | PMUs for 9th ICT at Bhuj | 1000030641 | LIU - FO PATCH PANEL-12 PORT | EA | 2 |  | INCLUDED
IV | Extension of 400kV Indore (PG) S/s
1 | 7000026863 | 10 | 400 kV AIS EQUIPMENT | 1000004498 | 420kV, 3150A, 63KA, Isolator (3-phase)(Double Break) with one E/S | EA | 2 |  | INCLUDED
2 | 7000026863 | 20 | 400 kV AIS EQUIPMENT | 1000004463 | 420 kV, 3000A, 63KA, 1-Phase CurrentTransformer with 120% extended currentrating | EA | 3 |  | INCLUDED
3 | 7000026863 | 30 | 400 kV AIS EQUIPMENT | 1000004535 | 420 kV, 4400 pF Capacitive Voltage Transformer (1-Phase) | EA | 3 |  | INCLUDED
4 | 7000026863 | 40 | 400 kV AIS EQUIPMENT | 1000020419 | 336kV Surge Arrester (1-phase) | EA | 3 |  | INCLUDED
5 | 7000026863 | 50 | 400 kV AIS EQUIPMENT | 1000004401 | 420 kV, 1 phase Bus Post Insulator (except for Line Traps) | EA | 6 |  | INCLUDED
6 | 7000026863 | 60 | 400 kV AIS EQUIPMENT | 1000004290 | 400kV,3150A,0.5mH ,63kA Line Trap | EA | 2 |  | INCLUDED
7 | 7000026863 | 70 | 400 kV AIS EQUIPMENT | 1000004400 | 420 kV ,1 phase Bus Post Insulators for Line Traps | EA | 6 |  | INCLUDED
8 | 7000026863 | 80 | 400 kV AIS EQUIPMENT | 1000004501 | 420kV, 3150A, 63kA Circuit Breaker (3-Phase) without closing resistorand with Support Structure | EA | 1 |  | INCLUDED
9 | 7000026863 | 100 | Erection Hardware (400kV) | 1000011322 | Erection Hardware for 400kV I type layout-Line bay as per technicalspecification | SET | 1 |  | INCLUDED
10 | 7000026863 | 110 | Erection Hardware (400kV) | 1000055986 | 400KV SUSPENSION INSULATOR STRING AND ASSOCIATED HARDWARE FITTINGSWITH DROP CLAMP SUITABLE FOR QUAD CONDUCTOR | EA | 6 |  | INCLUDED
11 | 7000026863 | 120 | Erection Hardware (400kV) | 1000055991 | 400KV TENSION INSULATOR STRING AND ASSOCIATED HARDWARE FITTINGSWITH TURN BUCKLE SUITABLE FOR QUAD CONDUCTOR | EA | 6 |  | INCLUDED
12 | 7000026863 | 130 | Erection Hardware (400kV) | 1000055984 | 400KV TENSION INSULATOR STRING AND ASSOCIATED HARDWARE FITTINGSWITHOUT TURN BUCKLE SUITABLE FOR QUAD CONDUCTOR | EA | 3 |  | INCLUDED
13 | 7000026863 | 150 | 400 kV CRP & SAS | 1000003398 | 400kV Line Protection Panel (with Automation) | EA | 1 |  | INCLUDED
14 | 7000026863 | 160 | 400 kV CRP & SAS | 1000055446 | 400KV CIRCUIT BREAKER RELAY PANEL (WITH AUTOMATION) | EA | 1 |  | INCLUDED
15 | 7000026863 | 170 | 400 kV CRP & SAS | 1000064768 | AUGMENTATION OF SUBSTATION AUTOMATION SYSTEM FOR 400KV MAIN BAY ASPER TECHNICAL SPECIFICATION : OTHER MAKE | EA | 1 |  | INCLUDED
16 | 7000026863 | 190 | PLCC Equipment | 1000010014 | Coupling device for PLCC | SET | 2 |  | INCLUDED
17 | 7000026863 | 200 | PLCC Equipment | 1000028380 | CARRIER EQUIPMENT ANALOG TYPE (FOR SPEECH+DATA & SPEECH+PROTECTION) | EA | 2 |  | INCLUDED
18 | 7000026863 | 210 | PLCC Equipment | 1000017887 | Analog Protection Coupler for PLCC | EA | 2 |  | INCLUDED
19 | 7000026863 | 220 | PLCC Equipment | 1000010638 | Digital Protection Coupler | EA | 2 |  | INCLUDED
20 | 7000026863 | 230 | PLCC Equipment | 1000036908 | HF CABLE 75 OHMS FOR PLCC | KM | 1 |  | INCLUDED
21 | 7000026863 | 250 | AC+FIRE PROTN+ILLUM FOR SPR | 1000006284 | Air conditioning system for Switchyard Panel Room of 6m length | SET | 1 |  | INCLUDED
22 | 7000026863 | 260 | AC+FIRE PROTN+ILLUM FOR SPR | 1000012022 | 4.5 kg CO2 type Portable Fire extinguisher | EA | 1 |  | INCLUDED
23 | 7000026863 | 270 | AC+FIRE PROTN+ILLUM FOR SPR | 1000012018 | Fire Detection and Alarm System for Switchyard Panel Room of 6 mlength | SET | 1 |  | INCLUDED
24 | 7000026863 | 280 | AC+FIRE PROTN+ILLUM FOR SPR | 1000013795 | Illumination System for switchyard panel room of 6 m length | LS | 1 |  | INCLUDED
25 | 7000026863 | 300 | Main Earthmat | 1000032055 | 40 MM MS ROD FOR MAIN EARTHMAT | KM | 0.5 |  | INCLUDED
26 | 7000026863 | 320 | ILLUMINATION SYSTEM (OUTDOOR) | 1000038387 | LED FLOOD LIGHT LUMINARIESTYPE FL-1 (150W) AS PER TECHNICALSPECIFICATION | EA | 5 |  | INCLUDED
27 | 7000026863 | 330 | ILLUMINATION SYSTEM (OUTDOOR) | 1000038325 | LIGHTING FIXTURE LED LUMINAIRES TYPE FL2 AS PER TECH. SPECIFICATIONS | EA | 5 |  | INCLUDED
28 | 7000026863 | 340 | ILLUMINATION SYSTEM (OUTDOOR) | 1000020262 | Sub Lighting panel (outdoor) type SLP (Switchyard and Street Lighting) | EA | 2 |  | INCLUDED
29 | 7000026863 | 350 | ILLUMINATION SYSTEM (OUTDOOR) | 1000014547 | Lighting Panel type ACP-2 as per technical specification | EA | 1 |  | INCLUDED
30 | 7000026863 | 370 | Power & Control cables | 1000031964 | 1.1KV GRADE 3CX2.5 SQMM CONTROL CABLE | KM | 1 |  | INCLUDED
31 | 7000026863 | 380 | Power & Control cables | 1000031987 | 1.1KV GRADE 5CX2.5 SQMM CONTROL CABLE | KM | 2 |  | INCLUDED
32 | 7000026863 | 390 | Power & Control cables | 1000031887 | 1.1KV GRADE 10CX2.5 SQMM CONTROL CABLE | KM | 1 |  | INCLUDED
33 | 7000026863 | 400 | Power & Control cables | 1000056264 | 1.1KV GRADE 19CX1.5 SQMM CONTROL CABLE | KM | 1 |  | INCLUDED
34 | 7000026863 | 410 | Power & Control cables | 1000056265 | 1.1KV GRADE 27CX1.5 SQMM CONTROL CABLE | KM | 1 |  | INCLUDED
35 | 7000026863 | 420 | Power & Control cables | 1000032049 | 4PAIR, 0.5 SQ.MM SCREENED CABLE | KM | 0.5 |  | INCLUDED
36 | 7000026863 | 430 | Power & Control cables | 1000031957 | 1.1KV GRADE 3.5CX70 SQMM (PVC) POWER CABLE | KM | 1 |  | INCLUDED
37 | 7000026863 | 440 | Power & Control cables | 1000031985 | 1.1KV GRADE 4CX6 SQMM (PVC) POWER CABLE | KM | 1 |  | INCLUDED
38 | 7000026863 | 450 | Mandatory Spares-CB | 1000019918 | Spares for 420kV Circuit Breaker | LS | 1 |  | INCLUDED
39 | 7000026641 | 10 | Mandatory Spares-ISO | 1000019919 | Spares for 420kV Double break Isolator | LS | 1 |  | INCLUDED
40 | 7000026863 | 460 | Mandatory Spares-CT | 1000025941 | Spare-420kV CT 1 | SET | 1 |  | INCLUDED
41 | 7000026641 | 20 | Mandatory Spares-LA | 1000024186 | SPARES FOR 336KV SURGE ARRESTER | LS | 1 |  | INCLUDED
42 | 7000026863 | 470 | STRUCTURE (SUPPLY) | 1000015954 | Fabrication, galvanising and supply of Lattice Structures (MS Steel),to be designed during detailed engineering, for towers, beams andequipment support structure including pack plates / packwashers andgusset plates excluding fasteners and foundation bolts | MT | 20 |  | INCLUDED
43 | 7000026863 | 480 | STRUCTURE (SUPPLY) | 1000011713 | Fabrication, galvanising and supply of fasteners ( nuts, bolts andwashers ) including step bolts for lattice and pipe structures to bedesigned during detailed engineering | MT | 2 |  | INCLUDED
44 | 7000026863 | 490 | STRUCTURE (SUPPLY) | 1000012373 | Fabrication, galvanising and supply of foundation bolts including nuts,checknut and washers for lattice and pipe structures to be designedduring detailed engineering | MT | 2 |  | INCLUDED
45 | 7000026863 | 520 | BOQ of Comm Equip Supply | 1000031367 | SDH EQUIPMENT (STM-16 MADM UPTO 5 MSP PROTECTED DIRECTIONS)-BASEEQUIPMENT (COMMON CARDS, CROSS CONNECT/CONTROL CARDS, OPTICAL BASECARDS, POWER SUPPLY CARDS, POWER CABLING, OTHER HARDWARE ANDACCESSORIES INCLUDING SUB RACKS, PATCH CORD, DDF ETC FULLY EQUIPEDEXCLUDING OPTICAL INTERFACE & TRIBUTARY CARDS | EA | 1 |  | INCLUDED
46 | 7000026863 | 530 | BOQ of Comm Equip Supply | 1000018706 | S16.1 SFP | EA | 4 |  | INCLUDED
47 | 7000026863 | 540 | BOQ of Comm Equip Supply | 1000031374 | TRIBUTARY INTERFACE- E1 INTERFACE (MINIMUM 16 NOS.) | SET | 2 |  | INCLUDED
48 | 7000026863 | 550 | BOQ of Comm Equip Supply | 1000034950 | ETHERNET INTERFACE 10/100 BASE T WITH LAYER-2 SWITCHING (MIN 8INTERFACES PER CARD) | EA | 2 |  | INCLUDED
49 | 7000026863 | 560 | BOQ of Comm Equip Supply | 1000031381 | TRIBUTARY INTERFACE-GIGABIT ETHERNET INTERFACES 10/100 MBPS WITH LAYER-2 SWITCHING (MINIMUM 2 NOS.) | SET | 1 |  | INCLUDED
50 | 7000026863 | 570 | BOQ of Comm Equip Supply | 1000026228 | Equipment Cabinets For SDH | EA | 1 |  | INCLUDED
51 | 7000026863 | 580 | BOQ of Comm Equip Supply | 1000037545 | 24F (DWSM) APPROACH FIBRE OPTIC CABLE | KM | 1 |  | INCLUDED
52 | 7000026863 | 590 | BOQ of Comm Equip Supply | 1000066614 | GI PIPE INSTALLATION HARDWARE FOR APPROACH CABLING | KM | 1 |  | INCLUDED
53 | 7000026863 | 600 | BOQ of Comm Equip Supply | 1000066612 | GI ELBOW INSTALLATION HARDWARE FOR APPROAH CABLING | EA | 100 |  | INCLUDED
54 | 7000026863 | 610 | BOQ of Comm Equip Supply | 1000066613 | GI FLEXIBLE CONDUIT INSTALLATION HARDWARE FOR APPROAH CABLING | EA | 75 |  | INCLUDED
55 | 7000026863 | 620 | BOQ of Comm Equip Supply | 1000023471 | OPGW Fibre Optic Distribution Panel (FODP): Indoor Type: 96F | EA | 1 |  | INCLUDED
56 | 7000026863 | 640 | PMUs for 400kV Bay at Indore 765kV SS | 1000017518 | PMU with GPS Clock (clock can be either internal or external) | EA | 1 |  | INCLUDED
57 | 7000026863 | 650 | PMUs for 400kV Bay at Indore 765kV SS | 1000022512 | WAMS Hardware - Time System (GPS receiver) | EA | 1 |  | INCLUDED
58 | 7000026863 | 660 | PMUs for 400kV Bay at Indore 765kV SS | 1000071061 | SUBSTATION GRADE LAYER 2 LAN SWITCH | EA | 1 |  | INCLUDED
59 | 7000026863 | 670 | PMUs for 400kV Bay at Indore 765kV SS | 1000071062 | SUBSTATION GRADE LAYER 3 LAN SWITCH | EA | 1 |  | INCLUDED
60 | 7000026863 | 680 | PMUs for 400kV Bay at Indore 765kV SS | 1000022487 | WAMS Miscellaneous - Armored Fibre Optic Cable and associatedtermination (e.g. L2 Switch) for connecting PMU panels located indifferent control room of a station | EA | 1 |  | INCLUDED
61 | 7000026863 | 690 | PMUs for 400kV Bay at Indore 765kV SS | 1000030641 | LIU - FO PATCH PANEL-12 PORT | EA | 2 |  | INCLUDED
62 | 7000026863 | 720 | Mandatory Spares-CVT | 1000025943 | Spare-420kV CVT 1 | SET | 1 |  | INCLUDED
63 | 7000026863 | 730 | Mandatory Spares-CVT | 1000004535 | 420 kV, 4400 pF Capacitive Voltage Transformer (1-Phase) | EA | 1 |  | INCLUDED
64 | 7000026863 | 740 | Mandatory Spares-CRP & SAS | 1000019912 | Relay & protection Panels (with automation) | LS | 1 |  | INCLUDED
65 | 7000026863 | 750 | Mandatory Spares-CRP & SAS | 1000019927 | Spares-Substation Automation System | LS | 1 |  | INCLUDED
66 | 7000026863 | 760 | MANDATORY SPARES -PLCC | 1000019213 | SPARES FOR PLCC | LS | 1 |  | INCLUDED
| TOTAL for Local Transportation, In-transit Insurance, Loading and Unloading | [7 empty] | 0
Note: Bidders to note that the item description under various schedules are through unique material ID for respective items under SAP ERP System and therefore, identical item description appears in schedule-1(Ex-works) & schedule-2(F&I). However, the prices to be quoted in Price Schedule-2(F&I) shall be towards Local Transportation, In-transit Insurance, loading and unloading only in line with clause ITB 11.4(b).
| Date |  |  |  |  | Printed Name
| Place |  |  |  |  | Designation

## Sch-3
Spec No: CC/NT/W-AIS/DOM/A10/24/03802 | [14 empty] | Schedule - 3
765kV AIS Substation Extension Package SS-124 (including 765/400kV GIS Bus Duct) for (i) Extension of 765/400kV Indore Substation under Augmentation of transformation capacity at 765/400kV Indore S/S in Madhya Pradesh; (ii) Extension of 400kV Indore (PG) S/s under Implementation of 400kV line bay at 765/400/220kV Indore (PG) S/s in MP for RE interconnection; (iii) Extension of 400kV Parli (New) S/s under Implementation of 400kV line bay at 765/400kV Parli (New) S/s for interconnection of RE project and (iv) Extension of 400/220kV Bhuj GIS PS under Augmentation of transformation capacity at 400/220kV Bhuj PS in Gujarat by 1x500MVA, 400/220kV ICT (9th)
(SCHEDULE OF RATES AND PRICES )
BIDDER:
0 | [11 empty] | To:
Bidder’s Name and Address (Sole Bidder) : | [11 empty] | Contract Services
Name : | [11 empty] | Power Grid Corporation of India Ltd.,
Address : | [11 empty] | "Saudamini", Plot No.-2
Sector-29,
Gurugram (Haryana) - 122001
Installation Charges : | [13 empty] | (All Prices are in Indian Rupees)
SI. No. | PR No | PR Line Item No | Activity Header | PR Activity No | Activity Description | Service Code | SAC (Service Accounting Codes) | Whether SAC in column ‘8’ is confirmed. If not indicate applicable the SAC # | Rate of GST applicable ( in %) | Whether rate of GST in column ‘10’ is confirmed. If not indicate applicable rate of GST # | Description | Unit | Quantity | Unit Erection Charges | Total Erection Charges |  | GST Before Discount | Discount | Total Price after discount | GST After Discount
1 | 2 | 3 | 4 | 5 | 6 | 7 | 8 | 9 | 10 | 11 | 12 | 13 | 14 | 15 | 16=14*15
I | Extension of 765/400kV Indore Substation
1 | 7000026861 | 240 | 60 | 10 | 765 kV AIS EQUIPMENT | 100000134 | 998736 |  | 18 |  | 765kV, 3150A, 50kA Circuit Breaker(3-Phase) without closing resistor(with support structure) | EA | 1 |  | INCLUDED | 0 | 0 | 0 | 0 | 0 | 0
2 | 7000026861 | 240 | 60 | 20 | 765 kV AIS EQUIPMENT | 100000136 | 998736 |  | 18 |  | Controlled Switching Device for 765 kV, 3-ph Circuit Breaker | EA | 2 |  | INCLUDED | 0 | 0 | 0 | 0 | 0 | 0
3 | 7000026861 | 240 | 60 | 30 | 765 kV AIS EQUIPMENT | 100000171 | 998736 |  | 18 |  | 765kV, 3150A, 50kA, Vertical Knee/DoubleBreak Isolator (3-Phase) with one E/S | EA | 1 |  | INCLUDED | 0 | 0 | 0 | 0 | 0 | 0
4 | 7000026861 | 240 | 60 | 40 | 765 kV AIS EQUIPMENT | 100000181 | 998736 |  | 18 |  | 765kV, 3150A, 50kA, Vertical Knee/DoubleBreak Isolator (1-Phase) with one E/S | EA | 3 |  | INCLUDED | 0 | 0 | 0 | 0 | 0 | 0
5 | 7000026861 | 240 | 60 | 50 | 765 kV AIS EQUIPMENT | 100000182 | 998736 |  | 18 |  | 765kV, 3150A, 50kA, Vertical Knee/DoubleBreak Isolator (1-Phase) without E/S | EA | 6 |  | INCLUDED | 0 | 0 | 0 | 0 | 0 | 0
6 | 7000026861 | 240 | 60 | 60 | 765 kV AIS EQUIPMENT | 100000143 | 998736 |  | 18 |  | 765 kV, 3000A, 50KA, 1-Phase CurrentTransformer with 120% extended currentrating | EA | 3 |  | INCLUDED | 0 | 0 | 0 | 0 | 0 | 0
7 | 7000026861 | 240 | 60 | 70 | 765 kV AIS EQUIPMENT | 100000183 | 998736 |  | 18 |  | 624kV Surge Arrester (1-Phase) | EA | 3 |  | INCLUDED | 0 | 0 | 0 | 0 | 0 | 0
8 | 7000026861 | 240 | 60 | 80 | 765 kV AIS EQUIPMENT | 100000194 | 998736 |  | 18 |  | Erection of 765 kV, 1-Phase, Bus Post Insulator (except wave Traps) | SET | 6 |  | INCLUDED | 0 | 0 | 0 | 0 | 0 | 0
9 | 7000026861 | 250 | 70 | 10 | 400 kV & 33 kV AIS EQUIPMENT | 100000267 | 998736 |  | 18 |  | 420kV, 3150A, 63kA Circuit Breaker(3-Phase) without closing resistor(with support structure) | EA | 1 |  | INCLUDED | 0 | 0 | 0 | 0 | 0 | 0
10 | 7000026861 | 250 | 70 | 20 | 400 kV & 33 kV AIS EQUIPMENT | 100000287 | 998736 |  | 18 |  | 420kV, 3150A, 63KA, Isolator (3-phase)(Double Break) with one E/S | EA | 1 |  | INCLUDED | 0 | 0 | 0 | 0 | 0 | 0
11 | 7000026861 | 250 | 70 | 30 | 400 kV & 33 kV AIS EQUIPMENT | 100000326 | 998736 |  | 18 |  | 420kV, 3150A, 63KA, Isolator (1 phase)(Double Break) with one E/S | EA | 3 |  | INCLUDED | 0 | 0 | 0 | 0 | 0 | 0
12 | 7000026861 | 250 | 70 | 40 | 400 kV & 33 kV AIS EQUIPMENT | 100000327 | 998736 |  | 18 |  | 420kV, 3150A, 63KA, Isolator (1 phase)(Double Break) without E/S | EA | 3 |  | INCLUDED | 0 | 0 | 0 | 0 | 0 | 0
13 | 7000026861 | 250 | 70 | 50 | 400 kV & 33 kV AIS EQUIPMENT | 100000274 | 998736 |  | 18 |  | 420 kV, 3000A, 63KA, 1-Phase CurrentTransformer with 120% extended currentrating | EA | 3 |  | INCLUDED | 0 | 0 | 0 | 0 | 0 | 0
14 | 7000026861 | 250 | 70 | 60 | 400 kV & 33 kV AIS EQUIPMENT | 100000328 | 998736 |  | 18 |  | 336kV Surge Arrester (1-phase) | EA | 3 |  | INCLUDED | 0 | 0 | 0 | 0 | 0 | 0
15 | 7000026861 | 250 | 70 | 70 | 400 kV & 33 kV AIS EQUIPMENT | 100000340 | 998736 |  | 18 |  | 420 kV Bus Post Insulator (Except for wave traps) | EA | 12 |  | INCLUDED | 0 | 0 | 0 | 0 | 0 | 0
16 | 7000026861 | 250 | 70 | 80 | 400 kV & 33 kV AIS EQUIPMENT | 100000268 | 998736 |  | 18 |  | Controlled Switching Device for 420 kV, 3-ph Circuit Breaker | EA | 2 |  | INCLUDED | 0 | 0 | 0 | 0 | 0 | 0
17 | 7000026861 | 250 | 70 | 90 | 400 kV & 33 kV AIS EQUIPMENT | 100000011 | 998736 |  | 18 |  | Current transformer (33kV) for transformer Netural along with support structure & terminal connector | SET | 1 |  | INCLUDED | 0 | 0 | 0 | 0 | 0 | 0
18 | 7000026861 | 260 | 80 | 10 | 765 kV GIS EQUIPMENT | 100003674 | 998736 |  | 18 |  | 765kV , 3150A, 50kA GIS SF6 to AIR Bushing for connection of GIS to AIS | EA | 2 |  | INCLUDED | 0 | 0 | 0 | 0 | 0 | 0
19 | 7000026861 | 260 | 80 | 20 | 765 kV GIS EQUIPMENT | 100002094 | 998736 |  | 18 |  | 800kV, 3000/3150 A, 50kA, Single phase, SF6 Gas Insulated Bus Duct (GIB) outside GIS Hall along with associated support structure. | M | 150 |  | INCLUDED | 0 | 0 | 0 | 0 | 0 | 0
20 | 7000026861 | 270 | 90 | 10 | 400 kV GIS EQUIPMENT | 100002392 | 998736 |  | 18 |  | 420kV, SF6 to Air Bushing alongwithassociated support structure for 3150A,63 kA for 1 sec. Single Phase | EA | 8 |  | INCLUDED | 0 | 0 | 0 | 0 | 0 | 0
21 | 7000026861 | 270 | 90 | 20 | 400 kV GIS EQUIPMENT | 100023509 | 998736 |  | 18 |  | 420kV, 3000A, 63kA, Single phase, SF6 Gas Insulated Bus Duct (GIB) outside GIS Hall alongwith associated support structure, etc. asper Technical Specification | M | 750 |  | INCLUDED | 0 | 0 | 0 | 0 | 0 | 0
22 | 7000026861 | 280 | 100 | 50 | HV CABLE | 100002866 | 998736 |  | 18 |  | 66kV, 1-Core, 185 sq.mm XLPE CU Cable alongwith accessories etc. | M | 1200 |  | INCLUDED | 0 | 0 | 0 | 0 | 0 | 0
23 | 7000026861 | 280 | 100 | 60 | HV CABLE | 100042648 | 998736 |  | 18 |  | Termination kit & other accessiories for 66kV HT Cable | LOT | 1 |  | INCLUDED | 0 | 0 | 0 | 0 | 0 | 0
24 | 7000026861 | 330 | 120 | 10 | civil work-erection of steel structure | 100001210 | 995455 |  | 18 |  | Erection of Lattice Structures (MS Steel), to be designed during detailed engineering, for towers, beams and equipment supportstructure including pack plates / packwashers and gusset plates excluding fasteners and foundation bolts | MT | 102 |  | INCLUDED | 0 | 0 | 0 | 0 | 0 | 0
25 | 7000026861 | 330 | 120 | 20 | civil work-erection of steel structure | 100001209 | 995455 |  | 18 |  | Erection of Lattice Structures (HT Steel), to be designed during detailed engineering, for towers, beams and equipment supportstructure including pack plates / packwashers and gusset plates excluding fasteners and foundation bolts. | MT | 26 |  | INCLUDED | 0 | 0 | 0 | 0 | 0 | 0
26 | 7000026861 | 330 | 120 | 30 | civil work-erection of steel structure | 100001680 | 995455 |  | 18 |  | Erection of fasteners ( nuts, bolts and washers ) including step bolts for lattice and pipe structures to be designed duringdetailed engineering | MT | 6 |  | INCLUDED | 0 | 0 | 0 | 0 | 0 | 0
27 | 7000026861 | 330 | 120 | 40 | civil work-erection of steel structure | 100001681 | 995455 |  | 18 |  | Erection of foundation bolts including nuts, checknut and washers for lattice and pipe structures to be designed during detailedengineering | MT | 11 |  | INCLUDED | 0 | 0 | 0 | 0 | 0 | 0
28 | 7000026861 | 340 | 130 | 10 | Civil Work | 100004518 | 995433 |  | 18 |  | Excavation in all kind of soil including rock for all leads and lifts, backfilling, disposal of surplus earth within a lead up to2Km as per technical specification. The surplus earth shall be roughly graded . | M3 | 5822 |  | INCLUDED | 0 | 0 | 0 | 0 | 0 | 0
29 | 7000026861 | 340 | 130 | 20 | Civil Work | 100011662 | 995433 |  | 18 |  | Excavation in hard rock which require blasting (including chemical blasting and rock excavated using specialized tools) for allfoundation works including stacking, measuring, disposal etc.for all leads and lifts as per technical specification. | M3 | 1940 |  | INCLUDED | 0 | 0 | 0 | 0 | 0 | 0
30 | 7000026861 | 340 | 130 | 30 | Civil Work | 100001325 | 995454 |  | 18 |  | Providing and laying of Plain Cement Concrete (PCC) (1:4:8) | M3 | 246 |  | INCLUDED | 0 | 0 | 0 | 0 | 0 | 0
31 | 7000026861 | 340 | 130 | 40 | Civil Work | 100001326 | 995454 |  | 18 |  | Providing and laying of Plain Cement Concrete (PCC) (1:2:4) | M3 | 5 |  | INCLUDED | 0 | 0 | 0 | 0 | 0 | 0
32 | 7000026861 | 340 | 130 | 50 | Civil Work | 100001328 | 995454 |  | 18 |  | Providing and laying Plain Cement Concrete 1:5:10 (1 cement : 5 sand : 10 brick aggregate) | M3 | 574 |  | INCLUDED | 0 | 0 | 0 | 0 | 0 | 0
33 | 7000026861 | 340 | 130 | 60 | Civil Work | 100001327 | 995454 |  | 18 |  | Providing and laying of Reinforced Cement Concrete M25 mix including pre cast, shuttering, Grouting of pockets & underpinning butexcluding steel reinforcement | M3 | 2374 |  | INCLUDED | 0 | 0 | 0 | 0 | 0 | 0
34 | 7000026861 | 340 | 130 | 70 | Civil Work | 100001329 | 995454 |  | 18 |  | Steel Reinforcement | MT | 177 |  | INCLUDED | 0 | 0 | 0 | 0 | 0 | 0
35 | 7000026861 | 340 | 130 | 80 | Civil Work | 100001330 | 995428 |  | 18 |  | Stone filling (40 mm size) for transformer/Reactor foundation | M3 | 62 |  | INCLUDED | 0 | 0 | 0 | 0 | 0 | 0
36 | 7000026861 | 340 | 130 | 90 | Civil Work | 100001331 | 995455 |  | 18 |  | Misc. Structural steel including rails, embedments, edge protection angles, gratings etc. but excluding the reinforcement steel andsteel for lattice and pipe structures. | MT | 35 |  | INCLUDED | 0 | 0 | 0 | 0 | 0 | 0
37 | 7000026861 | 340 | 130 | 100 | Civil Work | 100001714 | 995428 |  | 18 |  | Stone spreading in switchyard excluding PCC | M2 | 7500 |  | INCLUDED | 0 | 0 | 0 | 0 | 0 | 0
38 | 7000026861 | 340 | 130 | 110 | Civil Work | 100001713 | 995424 |  | 18 |  | Antiweed treatment | M2 | 7500 |  | INCLUDED | 0 | 0 | 0 | 0 | 0 | 0
39 | 7000026861 | 340 | 130 | 120 | Civil Work | 100001712 | 995428 |  | 18 |  | Removing,cleaning and washing of existing stones and respreading of stones in switchyard excluding PCC | M2 | 7500 |  | INCLUDED | 0 | 0 | 0 | 0 | 0 | 0
40 | 7000026861 | 340 | 130 | 130 | Civil Work | 100003114 | 995454 |  | 18 |  | External finishing / painting of fire wall (water proofing cement paint) (DSR 13.44.1) | M2 | 720 |  | INCLUDED | 0 | 0 | 0 | 0 | 0 | 0
41 | 7000026861 | 340 | 130 | 140 | Civil Work | 100001457 | 995421 |  | 18 |  | Construction of rail cum road as per drawing including all item such as excavation,compactions, rolling watering, WBM etc. butexcluding concrete reinforcement and structural steel-Section having four rails for auto transformer. | M2 | 277 |  | INCLUDED | 0 | 0 | 0 | 0 | 0 | 0
42 | 7000026861 | 340 | 130 | 150 | Civil Work | 100007701 | 995462 |  | 18 |  | Supplying and erecting dewatering pumps- 2 HP | EA | 1 |  | INCLUDED | 0 | 0 | 0 | 0 | 0 | 0
43 | 7000026861 | 340 | 130 | 160 | Civil Work | 100001409 | 995462 |  | 18 |  | Supplying and erecting dewatering pumps-5 HP | EA | 1 |  | INCLUDED | 0 | 0 | 0 | 0 | 0 | 0
44 | 7000026861 | 340 | 130 | 170 | Civil Work | 100001478 | 995454 |  | 18 |  | Cable Trench including all types of crossings, all metallic works and sump pit including concrte and reinforcement steel Section 2-2 | M | 100 |  | INCLUDED | 0 | 0 | 0 | 0 | 0 | 0
45 | 7000026861 | 340 | 130 | 180 | Civil Work | 100001479 | 995454 |  | 18 |  | Cable Trench including all types of crossings, all metallic works and sump pit including concrte and reinforcement steel Section 3-3 | M | 100 |  | INCLUDED | 0 | 0 | 0 | 0 | 0 | 0
46 | 7000026861 | 340 | 130 | 190 | Civil Work | 100001480 | 995454 |  | 18 |  | Cable Trench including all types of crossings, all metallic works and sump pit including concrte and reinforcement steel Section 4-4 | M | 50 |  | INCLUDED | 0 | 0 | 0 | 0 | 0 | 0
47 | 7000026861 | 340 | 130 | 200 | Civil Work | 130000761 | 995428 |  | 18 |  | 14.4.2 Providing, laying and fixing following dia RCC pipe NP2 class (light duty) in ground complete with RCC collars, jointingwith cement mortar 1:2 (1 cement : 2 fine sand) including trenching (75 cm deep) and refilling etc as required. : 150 mm dia | M | 30 |  | INCLUDED | 0 | 0 | 0 | 0 | 0 | 0
48 | 7000026861 | 340 | 130 | 210 | Civil Work | 130000762 | 995428 |  | 18 |  | 14.4.3 Providing, laying and fixing following dia RCC pipe NP2 class (light duty) in ground complete with RCC collars, jointingwith cement mortar 1:2 (1 cement : 2 fine sand) including trenching (75 cm deep) and refilling etc as required. : 250 mm dia | M | 30 |  | INCLUDED | 0 | 0 | 0 | 0 | 0 | 0
49 | 7000026861 | 340 | 130 | 220 | Civil Work | 100020960 | 995461 |  | 18 |  | RCC culvert crossings including supplying and laying hume pipe 250mm dia of grade (NP-3) excluding concrete as per specification. | M | 10 |  | INCLUDED | 0 | 0 | 0 | 0 | 0 | 0
50 | 7000026861 | 340 | 130 | 230 | Civil Work | 100020961 | 995461 |  | 18 |  | RCC culvert crossings including supplying and laying hume pipe 300mm dia of grade (NP-3) excluding concrete as per specification. | M | 10 |  | INCLUDED | 0 | 0 | 0 | 0 | 0 | 0
51 | 7000026861 | 340 | 130 | 240 | Civil Work | 100020962 | 995461 |  | 18 |  | RCC culvert crossings including supplying and laying hume pipe 450mm dia of grade (NP-3) excluding concrete as per specification. | M | 10 |  | INCLUDED | 0 | 0 | 0 | 0 | 0 | 0
52 | 7000026861 | 340 | 130 | 250 | Civil Work | 100001721 | 995428 |  | 18 |  | Supplying, filling and compacting stone boulders mixed with sand under foundations, roads, cable trenches, drains etc in layers notexceeding 250mm thickness including ramming, watering compacting | M3 | 5 |  | INCLUDED | 0 | 0 | 0 | 0 | 0 | 0
53 | 7000026861 | 340 | 130 | 260 | Civil Work | 100001720 | 995428 |  | 18 |  | Supplying, filling and compacting CNS material as per specification under floors, foundations, roads, cable trenches, drains etc inlayers not exceeding 200 mm thickness | M3 | 5 |  | INCLUDED | 0 | 0 | 0 | 0 | 0 | 0
54 | 7000026861 | 400 | 180 | 10 | 765 kV CRP | 100000723 | 998736 |  | 18 |  | 765kV Transformer Protection Panel (For both HV & MV side)-(with Automation) | EA | 1 |  | INCLUDED | 0 | 0 | 0 | 0 | 0 | 0
55 | 7000026861 | 400 | 180 | 20 | 765 kV CRP | 100016780 | 998736 |  | 18 |  | 765kV Circuit Breaker Relay Panel (with Automation) | EA | 1 |  | INCLUDED | 0 | 0 | 0 | 0 | 0 | 0
56 | 7000026861 | 400 | 180 | 30 | 765 kV CRP | 100000727 | 998736 |  | 18 |  | Augmentation of existing 765kV bus bar protection scheme.(No. of bays as per specification)-(with Automation) | SET | 1 |  | INCLUDED | 0 | 0 | 0 | 0 | 0 | 0
57 | 7000026861 | 410 | 190 | 10 | 400 kV CRP | 100016779 | 998736 |  | 18 |  | 400kV Circuit Breaker Relay Panel (with Automation) | EA | 1 |  | INCLUDED | 0 | 0 | 0 | 0 | 0 | 0
58 | 7000026861 | 410 | 190 | 20 | 400 kV CRP | 100000735 | 998736 |  | 18 |  | Augmentation of existing 400kV bus bar protection scheme.(No. of bays as per specification)-(with Automation) | SET | 1 |  | INCLUDED | 0 | 0 | 0 | 0 | 0 | 0
59 | 7000026861 | 420 | 200 | 10 | 765KV SAS | 100002068 | 998736 |  | 18 |  | Augmentation of Substation automation system for 765kV Main bay as per Technical Specification | EA | 1 |  | INCLUDED | 0 | 0 | 0 | 0 | 0 | 0
60 | 7000026861 | 430 | 210 | 10 | 400 kV SAS | 100002069 | 998736 |  | 18 |  | Augmentation of Substation automation System for 400kV Main bay as per Technical Specification | EA | 1 |  | INCLUDED | 0 | 0 | 0 | 0 | 0 | 0
61 | 7000026861 | 470 | 240 | 10 | Erection Hardware for 765 kV S/Y | 100000185 | 998731 |  | 18 |  | Erection Hardware for 765kV I type layout-Transformer bay as per specification | SET | 1 |  | INCLUDED | 0 | 0 | 0 | 0 | 0 | 0
62 | 7000026861 | 480 | 250 | 20 | Erection Hardware for 400kV S/Y | 100002305 | 998731 |  | 18 |  | Erection Hardware for 400kV I type layout-Transformer bay as per technical specification(including its Tertiary Loading arrangement) | SET | 1 |  | INCLUDED | 0 | 0 | 0 | 0 | 0 | 0
63 | 7000026861 | 560 | 280 | 10 | 765kV Insulator and Hardware | 100017135 | 998731 |  | 18 |  | 765KV TENSION INSULATOR STRING AND ASSOCIATED HARDWARE FITTINGS WITHOUT TURN BUCKLE SUITABLE FOR QUAD CONDUCTOR | EA | 3 |  | INCLUDED | 0 | 0 | 0 | 0 | 0 | 0
64 | 7000026861 | 560 | 280 | 20 | 765kV Insulator and Hardware | 100017134 | 998731 |  | 18 |  | 765KV TENSION INSULATOR STRING AND ASSOCIATED HARDWARE FITTINGS WITH TURN BUCKLE SUITABLE FOR QUAD CONDUCTOR | EA | 3 |  | INCLUDED | 0 | 0 | 0 | 0 | 0 | 0
65 | 7000026861 | 560 | 280 | 40 | 765kV Insulator and Hardware | 100017138 | 998731 |  | 18 |  | 765KV SUSPENSION INSULATOR STRING AND ASSOCIATED HARDWARE FITTINGS WITH THROUGH CLAMP SUITABLE FOR QUAD CONDUCTOR | EA | 3 |  | INCLUDED | 0 | 0 | 0 | 0 | 0 | 0
66 | 7000026861 | 570 | 290 | 10 | 400kV Insulator and Hardware | 100017127 | 998731 |  | 18 |  | 400KV TENSION INSULATOR STRING AND ASSOCIATED HARDWARE FITTINGS WITHOUT TURN BUCKLE SUITABLE FOR QUAD CONDUCTOR | EA | 6 |  | INCLUDED | 0 | 0 | 0 | 0 | 0 | 0
67 | 7000026861 | 570 | 290 | 20 | 400kV Insulator and Hardware | 100017126 | 998731 |  | 18 |  | 400KV TENSION INSULATOR STRING AND ASSOCIATED HARDWARE FITTINGS WITH TURN BUCKLE SUITABLE FOR QUAD CONDUCTOR | EA | 6 |  | INCLUDED | 0 | 0 | 0 | 0 | 0 | 0
68 | 7000026861 | 570 | 290 | 30 | 400kV Insulator and Hardware | 100017133 | 998731 |  | 18 |  | 400KV SUSPENSION INSULATOR STRING AND ASSOCIATED HARDWARE FITTINGS WITH DROP CLAMP SUITABLE FOR QUAD CONDUCTOR | EA | 6 |  | INCLUDED | 0 | 0 | 0 | 0 | 0 | 0
69 | 7000026861 | 570 | 290 | 40 | 400kV Insulator and Hardware | 100017132 | 998731 |  | 18 |  | 400KV SUSPENSION INSULATOR STRING AND ASSOCIATED HARDWARE FITTINGS WITH THROUGH CLAMP SUITABLE FOR QUAD CONDUCTOR | EA | 3 |  | INCLUDED | 0 | 0 | 0 | 0 | 0 | 0
70 | 7000026861 | 730 | 320 | 10 | FIRE FIGHTING SYSTEM | 100016781 | 998736 |  | 18 |  | HVW spray system, Hydrant system and complete U/G & O/G piping and accessories etc. out side the pump house for 765 KV, 1-phaseAutotransformer | SET | 3 |  | INCLUDED | 0 | 0 | 0 | 0 | 0 | 0
71 | 7000026861 | 810 | 350 | 10 | ILLUMINATION SYSTEM | 100001021 | 995461 |  | 18 |  | Lighting Panel type ACP-2 as per technical specification | EA | 1 |  | INCLUDED | 0 | 0 | 0 | 0 | 0 | 0
72 | 7000026861 | 810 | 350 | 20 | ILLUMINATION SYSTEM | 100001885 | 998739 |  | 18 |  | Outdoor Power Receptacle for oilfiltration unit (250A) | EA | 1 |  | INCLUDED | 0 | 0 | 0 | 0 | 0 | 0
73 | 7000026861 | 810 | 350 | 30 | ILLUMINATION SYSTEM | 100004852 | 998731 |  | 18 |  | Lighting Fixture LED Luminaires type FL-1 as per tech. specifications | EA | 10 |  | INCLUDED | 0 | 0 | 0 | 0 | 0 | 0
74 | 7000026861 | 810 | 350 | 40 | ILLUMINATION SYSTEM | 100004926 | 998731 |  | 18 |  | Lighting Fixture LED Luminaires type FL2 as per tech. specifications | EA | 10 |  | INCLUDED | 0 | 0 | 0 | 0 | 0 | 0
75 | 7000026861 | 810 | 350 | 50 | ILLUMINATION SYSTEM | 100004937 | 998731 |  | 18 |  | Fire Wall Mounted LED Luminarie Type FL-2 (250W) | EA | 6 |  | INCLUDED | 0 | 0 | 0 | 0 | 0 | 0
76 | 7000026861 | 810 | 350 | 60 | ILLUMINATION SYSTEM | 100001024 | 998731 |  | 18 |  | Sub Lighting panel (outdoor) type SLP (Switchyard and Street Lighting) | EA | 2 |  | INCLUDED | 0 | 0 | 0 | 0 | 0 | 0
77 | 7000026861 | 830 | 370 | 10 | VISUAL MONITORING SYSTEM | 100002500 | 998731 |  | 18 |  | Color IP camera, with PAN, TILT and ZOOM facilities, alongwith all required Items, Accessories, Line Interface units, Fiber patchcords, Power supply units, Junction Boxes, Cables, Fiber Optic Cables, etc., and including Integration in existing Hardware andSoftware for Augmentation of Visual Monitoring System as per technical specification. | SET | 1 |  | INCLUDED | 0 | 0 | 0 | 0 | 0 | 0
78 | 7000026861 | 1210 | 410 | 10 | Power & Control cables | 100002181 | 998736 |  | 18 |  | 1.1kV grade Power Cables (PVCinsulated)along withlugs,glands,straight joints &accessories,etc. | LS | 1 |  | INCLUDED | 0 | 0 | 0 | 0 | 0 | 0
79 | 7000026861 | 1210 | 410 | 20 | Power & Control cables | 100002182 | 998736 |  | 18 |  | 1.1kV grade Control Cables (PVCinsulated) along withlugs,glands,straight joints &accessories,etc. | LS | 1 |  | INCLUDED | 0 | 0 | 0 | 0 | 0 | 0
80 | 7000026861 | 1210 | 410 | 30 | Power & Control cables | 100002180 | 998736 |  | 18 |  | 1.1kV grade Power Cables (XLPEinsulated) along withlugs,glands,straight joints &accessories,etc. | LS | 1 |  | INCLUDED | 0 | 0 | 0 | 0 | 0 | 0
II | Extension of 400kV Indore (PG) S/s
1 | 7000026863 | 90 | 20 | 20 | 400 kV AIS EQUIPMENT | 100000287 | 998736 |  | 18 |  | 420kV, 3150A, 63KA, Isolator (3-phase)(Double Break) with one E/S | EA | 2 |  | INCLUDED | 0 | 0 | 0 | 0 | 0 | 0
2 | 7000026863 | 90 | 20 | 30 | 400 kV AIS EQUIPMENT | 100000274 | 998736 |  | 18 |  | 420 kV, 3000A, 63KA, 1-Phase CurrentTransformer with 120% extended currentrating | EA | 3 |  | INCLUDED | 0 | 0 | 0 | 0 | 0 | 0
3 | 7000026863 | 90 | 20 | 40 | 400 kV AIS EQUIPMENT | 100000275 | 998736 |  | 18 |  | 420 kV, 4400 pF Capacitive Voltage Transformer (1-Phase) | EA | 3 |  | INCLUDED | 0 | 0 | 0 | 0 | 0 | 0
4 | 7000026863 | 90 | 20 | 50 | 400 kV AIS EQUIPMENT | 100000340 | 998736 |  | 18 |  | 420 kV Bus Post Insulator (Except for wave traps) | EA | 6 |  | INCLUDED | 0 | 0 | 0 | 0 | 0 | 0
5 | 7000026863 | 90 | 20 | 60 | 400 kV AIS EQUIPMENT | 100002042 | 998734 |  | 18 |  | 400kV,3150A,0.5mH ,63kA Line Trap | EA | 2 |  | INCLUDED | 0 | 0 | 0 | 0 | 0 | 0
6 | 7000026863 | 90 | 20 | 70 | 400 kV AIS EQUIPMENT | 100000883 | 998734 |  | 18 |  | 420 kV ,1 phase Bus Post Insulators for Line Traps | EA | 6 |  | INCLUDED | 0 | 0 | 0 | 0 | 0 | 0
7 | 7000026863 | 90 | 20 | 80 | 400 kV AIS EQUIPMENT | 100000328 | 998736 |  | 18 |  | 336kV Surge Arrester (1-phase) | EA | 3 |  | INCLUDED | 0 | 0 | 0 | 0 | 0 | 0
8 | 7000026863 | 90 | 20 | 100 | 400 kV AIS EQUIPMENT | 100000267 | 998736 |  | 18 |  | 420kV, 3150A, 63kA Circuit Breaker(3-Phase) without closing resistor(with support structure) | EA | 1 |  | INCLUDED | 0 | 0 | 0 | 0 | 0 | 0
9 | 7000026863 | 140 | 40 | 10 | Erection Hardware (400kV) | 100000329 | 998731 |  | 18 |  | Erection Hardware for 400kV I type layout-Line bay as per specification | SET | 1 |  | INCLUDED | 0 | 0 | 0 | 0 | 0 | 0
10 | 7000026863 | 140 | 40 | 20 | Erection Hardware (400kV) | 100017133 | 998731 |  | 18 |  | 400KV SUSPENSION INSULATOR STRING AND ASSOCIATED HARDWARE FITTINGS WITH DROP CLAMP SUITABLE FOR QUAD CONDUCTOR | EA | 6 |  | INCLUDED | 0 | 0 | 0 | 0 | 0 | 0
11 | 7000026863 | 140 | 40 | 30 | Erection Hardware (400kV) | 100017126 | 998731 |  | 18 |  | 400KV TENSION INSULATOR STRING AND ASSOCIATED HARDWARE FITTINGS WITH TURN BUCKLE SUITABLE FOR QUAD CONDUCTOR | EA | 6 |  | INCLUDED | 0 | 0 | 0 | 0 | 0 | 0
12 | 7000026863 | 140 | 40 | 40 | Erection Hardware (400kV) | 100017127 | 998731 |  | 18 |  | 400KV TENSION INSULATOR STRING AND ASSOCIATED HARDWARE FITTINGS WITHOUT TURN BUCKLE SUITABLE FOR QUAD CONDUCTOR | EA | 3 |  | INCLUDED | 0 | 0 | 0 | 0 | 0 | 0
13 | 7000026863 | 180 | 60 | 10 | 400 kV CRP & SAS | 100000730 | 998736 |  | 18 |  | 400kV Line Protection Panel (with Automation) | EA | 1 |  | INCLUDED | 0 | 0 | 0 | 0 | 0 | 0
14 | 7000026863 | 180 | 60 | 20 | 400 kV CRP & SAS | 100016779 | 998736 |  | 18 |  | 400kV Circuit Breaker Relay Panel (with Automation) | EA | 1 |  | INCLUDED | 0 | 0 | 0 | 0 | 0 | 0
15 | 7000026863 | 180 | 60 | 30 | 400 kV CRP & SAS | 100000735 | 998736 |  | 18 |  | Augmentation of existing 400kV bus bar protection scheme.(No. of bays as per specification)-(with Automation) | SET | 1 |  | INCLUDED | 0 | 0 | 0 | 0 | 0 | 0
16 | 7000026863 | 180 | 60 | 40 | 400 kV CRP & SAS | 100038444 | 998736 |  | 18 |  | Augmentation of Substation automation System for 400kV Main bay as per Technical Specification : Other Make | EA | 1 |  | INCLUDED | 0 | 0 | 0 | 0 | 0 | 0
17 | 7000026863 | 240 | 80 | 10 | PLCC Equipment | 100000886 | 998734 |  | 18 |  | Coupling device for PLCC | EA | 2 |  | INCLUDED | 0 | 0 | 0 | 0 | 0 | 0
18 | 7000026863 | 240 | 80 | 20 | PLCC Equipment | 100000888 | 998734 |  | 18 |  | Carrier Equipment Analog type (for Speech+Data & Speech+Protection) | EA | 2 |  | INCLUDED | 0 | 0 | 0 | 0 | 0 | 0
19 | 7000026863 | 240 | 80 | 30 | PLCC Equipment | 100000890 | 998734 |  | 18 |  | Protection Coupler (Analog) | EA | 2 |  | INCLUDED | 0 | 0 | 0 | 0 | 0 | 0
20 | 7000026863 | 240 | 80 | 40 | PLCC Equipment | 100000891 | 998734 |  | 18 |  | Digital Protection Coupler | EA | 2 |  | INCLUDED | 0 | 0 | 0 | 0 | 0 | 0
21 | 7000026863 | 240 | 80 | 50 | PLCC Equipment | 100003517 | 998734 |  | 18 |  | HF CABLE FOR PLCC-75 OHM (KM) | KM | 1 |  | INCLUDED | 0 | 0 | 0 | 0 | 0 | 0
22 | 7000026863 | 290 | 100 | 10 | AC+FIRE PROTN+ILLUM FOR SPR | 100001882 | 995463 |  | 18 |  | Air conditioning system for Switchyard Panel Room of 6m length | SET | 1 |  | INCLUDED | 0 | 0 | 0 | 0 | 0 | 0
23 | 7000026863 | 290 | 100 | 20 | AC+FIRE PROTN+ILLUM FOR SPR | 100000975 | 995461 |  | 18 |  | 4.5 kg CO2 type Portable Fire extinguisher | EA | 1 |  | INCLUDED | 0 | 0 | 0 | 0 | 0 | 0
24 | 7000026863 | 290 | 100 | 30 | AC+FIRE PROTN+ILLUM FOR SPR | 100002062 | 995461 |  | 18 |  | Fire Detection and Alarm System for Switchyard Panel Room of 6 m length | SET | 1 |  | INCLUDED | 0 | 0 | 0 | 0 | 0 | 0
25 | 7000026863 | 290 | 100 | 40 | AC+FIRE PROTN+ILLUM FOR SPR | 100001116 | 998739 |  | 18 |  | Illumination System for switchyard panel room of 6 m length | SET | 1 |  | INCLUDED | 0 | 0 | 0 | 0 | 0 | 0
26 | 7000026863 | 310 | 120 | 10 | Main Earthmat | 100003103 | 998731 |  | 18 |  | 40 mm MS rod for Main Earthmat | KM | 0.5 |  | INCLUDED | 0 | 0 | 0 | 0 | 0 | 0
27 | 7000026863 | 360 | 140 | 10 | ILLUMINATION SYSTEM (OUTDOOR) | 100004930 | 998731 |  | 18 |  | LED Flood Light Luminaries Type-FL-1 as per technical specification | EA | 5 |  | INCLUDED | 0 | 0 | 0 | 0 | 0 | 0
28 | 7000026863 | 360 | 140 | 20 | ILLUMINATION SYSTEM (OUTDOOR) | 100004931 | 998731 |  | 18 |  | LED Flood Light Luminaries Type FL-2 (250W) as per technical specification | EA | 5 |  | INCLUDED | 0 | 0 | 0 | 0 | 0 | 0
29 | 7000026863 | 360 | 140 | 30 | ILLUMINATION SYSTEM (OUTDOOR) | 100001024 | 998731 |  | 18 |  | Sub Lighting panel (outdoor) type SLP (Switchyard and Street Lighting) | EA | 2 |  | INCLUDED | 0 | 0 | 0 | 0 | 0 | 0
30 | 7000026863 | 360 | 140 | 40 | ILLUMINATION SYSTEM (OUTDOOR) | 100001021 | 995461 |  | 18 |  | Lighting Panel type ACP-2 as per technical specification | EA | 1 |  | INCLUDED | 0 | 0 | 0 | 0 | 0 | 0
31 | 7000026863 | 500 | 240 | 10 | STRUCTURE(ERECTION) | 100001210 | 995455 |  | 18 |  | Erection of Lattice Structures (MS Steel), to be designed during detailed engineering, for towers, beams and equipment supportstructure including pack plates / packwashers and gusset plates excluding fasteners and foundation bolts | MT | 20 |  | INCLUDED | 0 | 0 | 0 | 0 | 0 | 0
32 | 7000026863 | 500 | 240 | 20 | STRUCTURE(ERECTION) | 100001680 | 995455 |  | 18 |  | Erection of fasteners ( nuts, bolts and washers ) including step bolts for lattice and pipe structures to be designed duringdetailed engineering | MT | 2 |  | INCLUDED | 0 | 0 | 0 | 0 | 0 | 0
33 | 7000026863 | 500 | 240 | 30 | STRUCTURE(ERECTION) | 100001681 | 995455 |  | 18 |  | Erection of foundation bolts including nuts, checknut and washers for lattice and pipe structures to be designed during detailedengineering | MT | 2 |  | INCLUDED | 0 | 0 | 0 | 0 | 0 | 0
34 | 7000026863 | 510 | 250 | 10 | Civil Works | 100004518 | 995433 |  | 18 |  | Excavation in all kind of soil including rock for all leads and lifts, backfilling, disposal of surplus earth within a lead up to2Km as per technical specification. The surplus earth shall be roughly graded . | M3 | 649 |  | INCLUDED | 0 | 0 | 0 | 0 | 0 | 0
35 | 7000026863 | 510 | 250 | 20 | Civil Works | 100011662 | 995433 |  | 18 |  | Excavation in hard rock which require blasting (including chemical blasting and rock excavated using specialized tools) for allfoundation works including stacking, measuring, disposal etc.for all leads and lifts as per technical specification. | M3 | 216 |  | INCLUDED | 0 | 0 | 0 | 0 | 0 | 0
36 | 7000026863 | 510 | 250 | 30 | Civil Works | 100001325 | 995454 |  | 18 |  | Providing and laying of Plain Cement Concrete (PCC) (1:4:8) | M3 | 13 |  | INCLUDED | 0 | 0 | 0 | 0 | 0 | 0
37 | 7000026863 | 510 | 250 | 40 | Civil Works | 100001326 | 995454 |  | 18 |  | Providing and laying of Plain Cement Concrete (PCC) (1:2:4) | M3 | 5 |  | INCLUDED | 0 | 0 | 0 | 0 | 0 | 0
38 | 7000026863 | 510 | 250 | 50 | Civil Works | 100001328 | 995454 |  | 18 |  | Providing and laying Plain Cement Concrete 1:5:10 (1 cement : 5 sand : 10 brick aggregate) | M3 | 230 |  | INCLUDED | 0 | 0 | 0 | 0 | 0 | 0
39 | 7000026863 | 510 | 250 | 60 | Civil Works | 100001327 | 995454 |  | 18 |  | Providing and laying of Reinforced Cement Concrete M25 mix including pre cast, shuttering, Grouting of pockets & underpinning butexcluding steel reinforcement | M3 | 134 |  | INCLUDED | 0 | 0 | 0 | 0 | 0 | 0
40 | 7000026863 | 510 | 250 | 70 | Civil Works | 100001329 | 995454 |  | 18 |  | Steel Reinforcement | MT | 12 |  | INCLUDED | 0 | 0 | 0 | 0 | 0 | 0
41 | 7000026863 | 510 | 250 | 80 | Civil Works | 100001331 | 995455 |  | 18 |  | Misc. Structural steel including rails, embedments, edge protection angles, gratings etc. but excluding the reinforcement steel andsteel for lattice and pipe structures. | MT | 2 |  | INCLUDED | 0 | 0 | 0 | 0 | 0 | 0
42 | 7000026863 | 510 | 250 | 90 | Civil Works | 100001714 | 995428 |  | 18 |  | Stone spreading in switchyard excluding PCC | M2 | 3000 |  | INCLUDED | 0 | 0 | 0 | 0 | 0 | 0
43 | 7000026863 | 510 | 250 | 100 | Civil Works | 100001713 | 995424 |  | 18 |  | Antiweed treatment | M2 | 3000 |  | INCLUDED | 0 | 0 | 0 | 0 | 0 | 0
44 | 7000026863 | 510 | 250 | 110 | Civil Works | 100001712 | 995428 |  | 18 |  | Removing,cleaning and washing of existing stones and respreading of stones in switchyard excluding PCC | M2 | 3000 |  | INCLUDED | 0 | 0 | 0 | 0 | 0 | 0
45 | 7000026863 | 510 | 250 | 120 | Civil Works | 100001478 | 995454 |  | 18 |  | Cable Trench including all types of crossings, all metallic works and sump pit including concrte and reinforcement steel Section 2-2 | M | 100 |  | INCLUDED | 0 | 0 | 0 | 0 | 0 | 0
46 | 7000026863 | 510 | 250 | 130 | Civil Works | 100001479 | 995454 |  | 18 |  | Cable Trench including all types of crossings, all metallic works and sump pit including concrte and reinforcement steel Section 3-3 | M | 100 |  | INCLUDED | 0 | 0 | 0 | 0 | 0 | 0
47 | 7000026863 | 510 | 250 | 140 | Civil Works | 100001480 | 995454 |  | 18 |  | Cable Trench including all types of crossings, all metallic works and sump pit including concrte and reinforcement steel Section 4-4 | M | 50 |  | INCLUDED | 0 | 0 | 0 | 0 | 0 | 0
48 | 7000026863 | 510 | 250 | 150 | Civil Works | 100003437 | 995454 |  | 18 |  | Switchyard Panel Room - Civil Works. All civil works as per drawing and specifications complete, including - brickwork, finishing(external and internal), windows etc. However, excavation, PCC, RCC and reinforcement shall be paid separately as per BPS. | M2 | 27 |  | INCLUDED | 0 | 0 | 0 | 0 | 0 | 0
49 | 7000026863 | 630 | 270 | 10 | Install of Comm Equip | 100002812 | 998734 |  | 18 |  | SDH Equipment (STM-16 MADM upto 5 MSP protected directions)-Base Equipment (Common cards, Cross Connect/control cards, optical basecards, power supply cards, power cabling, other hardware and accessories including sub racks, patch cord, DDF etc fully equipedexcluding optical interface & Tributary cards | EA | 1 |  | INCLUDED | 0 | 0 | 0 | 0 | 0 | 0
50 | 7000026863 | 630 | 270 | 20 | Install of Comm Equip | 170000433 | 998734 |  | 18 |  | Optical Interface Cards/SFP# -S16.1 for SDH Equipment-STM-16 | EA | 4 |  | INCLUDED | 0 | 0 | 0 | 0 | 0 | 0
51 | 7000026863 | 630 | 270 | 30 | Install of Comm Equip | 100002825 | 998734 |  | 18 |  | Tributary interface- E1 interface (Minimum 16 nos.) | SET | 2 |  | INCLUDED | 0 | 0 | 0 | 0 | 0 | 0
52 | 7000026863 | 630 | 270 | 40 | Install of Comm Equip | 170000550 | 998336 |  | 18 |  | Ethernet Interface 10/100 Base T with Layer-2 switching (Min 8 Interfaces per card) | EA | 2 |  | INCLUDED | 0 | 0 | 0 | 0 | 0 | 0
53 | 7000026863 | 630 | 270 | 50 | Install of Comm Equip | 100002829 | 998734 |  | 18 |  | Tributary interface-Gigabit Ethernet Interfaces 10/100 Mbps with Layer -2 Switching (minimum 2 nos.) | SET | 1 |  | INCLUDED | 0 | 0 | 0 | 0 | 0 | 0
54 | 7000026863 | 630 | 270 | 60 | Install of Comm Equip | 170000375 | 998734 |  | 18 |  | Equipment Cabinets-For SDH Equipments | EA | 1 |  | INCLUDED | 0 | 0 | 0 | 0 | 0 | 0
55 | 7000026863 | 630 | 270 | 90 | Install of Comm Equip | 170004394 | 998336 |  | 18 |  | Fibre Optic Approach cabling: Including installation hardware like GI pipe, elbow, conduits, accessories etc.: 24 Fibre | KM | 1 |  | INCLUDED | 0 | 0 | 0 | 0 | 0 | 0
56 | 7000026863 | 630 | 270 | 100 | Install of Comm Equip | 170000356 | 998336 |  | 18 |  | Fibre Optic Distribution Panel (FODP): Indoor Type: FC Coupling and mounted on ETSI 19" rack or slimline rack: Type 2 (96 Fibre) | EA | 1 |  | INCLUDED | 0 | 0 | 0 | 0 | 0 | 0
57 | 7000026863 | 700 | 290 | 10 | PMUs for 400kV Bay at Indore 765kV SS | 170000502 | 998713 |  | 18 |  | Service:- Phasor Measurement Unit (PMU) | EA | 1 |  | INCLUDED | 0 | 0 | 0 | 0 | 0 | 0
58 | 7000026863 | 700 | 290 | 20 | PMUs for 400kV Bay at Indore 765kV SS | 170000530 | 998734 |  | 18 |  | WAMS TIME SYSTEM(GPS RECEIVER) | EA | 1 |  | INCLUDED | 0 | 0 | 0 | 0 | 0 | 0
59 | 7000026863 | 700 | 290 | 30 | PMUs for 400kV Bay at Indore 765kV SS | 170004701 | 998734 |  | 18 |  | SUBSTATION GRADE Layer 2 LAN SWITCH | EA | 1 |  | INCLUDED | 0 | 0 | 0 | 0 | 0 | 0
60 | 7000026863 | 700 | 290 | 40 | PMUs for 400kV Bay at Indore 765kV SS | 170004700 | 998734 |  | 18 |  | SUBSTATION GRADE Layer 3 LAN SWITCH | EA | 1 |  | INCLUDED | 0 | 0 | 0 | 0 | 0 | 0
61 | 7000026863 | 700 | 290 | 50 | PMUs for 400kV Bay at Indore 765kV SS | 170000504 | 998713 |  | 18 |  | Services:- Armored Fibre Optic Cable and associated termination equipment | LOT | 1 |  | INCLUDED | 0 | 0 | 0 | 0 | 0 | 0
62 | 7000026863 | 700 | 290 | 60 | PMUs for 400kV Bay at Indore 765kV SS | 170003449 | 998316 |  | 18 |  | SUPPLY, INSTALLATION, TESTING AND COMMISSIONING OF LIU-FO PATCH PANEL-12 PORT | EA | 2 |  | INCLUDED | 0 | 0 | 0 | 0 | 0 | 0
63 | 7000026863 | 700 | 290 | 70 | PMUs for 400kV Bay at Indore 765kV SS | 170000501 | 998734 |  | 18 |  | Integration of PMU with the PDC (Phasor Data Concentrator) of RLDCs and respective SLDCs as required. | LOT | 1 |  | INCLUDED | 0 | 0 | 0 | 0 | 0 | 0
64 | 7000026863 | 710 | 300 | 10 | Power & Control cables | 100002181 | 998736 |  | 18 |  | 1.1kV grade Power Cables (PVCinsulated)along withlugs,glands,straight joints &accessories,etc. | LS | 1 |  | INCLUDED | 0 | 0 | 0 | 0 | 0 | 0
65 | 7000026863 | 710 | 300 | 20 | Power & Control cables | 100002182 | 998736 |  | 18 |  | 1.1kV grade Control Cables (PVCinsulated) along withlugs,glands,straight joints &accessories,etc. | LS | 1 |  | INCLUDED | 0 | 0 | 0 | 0 | 0 | 0
66 | 7000026863 | 710 | 300 | 30 | Power & Control cables | 100002180 | 998736 |  | 18 |  | 1.1kV grade Power Cables (XLPEinsulated) along withlugs,glands,straight joints &accessories,etc. | LS | 1 |  | INCLUDED | 0 | 0 | 0 | 0 | 0 | 0
III | Extension of 400kV Parli (New) S/s
1 | 7000026766 | 100 | 20 | 10 | 400 kV AIS EQUIPMENT | 100000287 | 998736 |  | 18 |  | 420kV, 3150A, 63KA, Isolator (3-phase)(Double Break) with one E/S | EA | 6 |  | INCLUDED | 0 | 0 | 0 | 0 | 0 | 0
2 | 7000026766 | 100 | 20 | 20 | 400 kV AIS EQUIPMENT | 100000274 | 998736 |  | 18 |  | 420 kV, 3000A, 63KA, 1-Phase CurrentTransformer with 120% extended currentrating | EA | 6 |  | INCLUDED | 0 | 0 | 0 | 0 | 0 | 0
3 | 7000026766 | 100 | 20 | 30 | 400 kV AIS EQUIPMENT | 100000275 | 998736 |  | 18 |  | 420 kV, 4400 pF Capacitive Voltage Transformer (1-Phase) | EA | 3 |  | INCLUDED | 0 | 0 | 0 | 0 | 0 | 0
4 | 7000026766 | 100 | 20 | 40 | 400 kV AIS EQUIPMENT | 100000340 | 998736 |  | 18 |  | 420 kV Bus Post Insulator (Except for wave traps) | EA | 12 |  | INCLUDED | 0 | 0 | 0 | 0 | 0 | 0
5 | 7000026766 | 100 | 20 | 50 | 400 kV AIS EQUIPMENT | 100002042 | 998734 |  | 18 |  | 400kV,3150A,0.5mH ,63kA Line Trap | EA | 2 |  | INCLUDED | 0 | 0 | 0 | 0 | 0 | 0
6 | 7000026766 | 100 | 20 | 60 | 400 kV AIS EQUIPMENT | 100000883 | 998734 |  | 18 |  | 420 kV ,1 phase Bus Post Insulators for Line Traps | EA | 12 |  | INCLUDED | 0 | 0 | 0 | 0 | 0 | 0
7 | 7000026766 | 100 | 20 | 70 | 400 kV AIS EQUIPMENT | 100000328 | 998736 |  | 18 |  | 336kV Surge Arrester (1-phase) | EA | 3 |  | INCLUDED | 0 | 0 | 0 | 0 | 0 | 0
8 | 7000026766 | 100 | 20 | 80 | 400 kV AIS EQUIPMENT | 100000266 | 998736 |  | 18 |  | 420kV, 3150A, 63KA Circuit Breaker(3-Phase) with closing resistor(withsupport structure) | EA | 1 |  | INCLUDED | 0 | 0 | 0 | 0 | 0 | 0
9 | 7000026766 | 100 | 20 | 90 | 400 kV AIS EQUIPMENT | 100000267 | 998736 |  | 18 |  | 420kV, 3150A, 63kA Circuit Breaker(3-Phase) without closing resistor(with support structure) | EA | 1 |  | INCLUDED | 0 | 0 | 0 | 0 | 0 | 0
10 | 7000026766 | 170 | 40 | 10 | Erection Hardware (400kV) | 100000337 | 998731 |  | 18 |  | Erection Hardware for 400kV I type layout-Bus Work (For two diameters)/bays as per specification | SET | 1 |  | INCLUDED | 0 | 0 | 0 | 0 | 0 | 0
11 | 7000026766 | 170 | 40 | 20 | Erection Hardware (400kV) | 100000329 | 998731 |  | 18 |  | Erection Hardware for 400kV I type layout-Line bay as per specification | SET | 1 |  | INCLUDED | 0 | 0 | 0 | 0 | 0 | 0
12 | 7000026766 | 170 | 40 | 30 | Erection Hardware (400kV) | 100000335 | 998731 |  | 18 |  | Erection Hardware for 400kV I type layout-Spare bay of half dia as per specification | SET | 1 |  | INCLUDED | 0 | 0 | 0 | 0 | 0 | 0
13 | 7000026766 | 170 | 40 | 40 | Erection Hardware (400kV) | 100017133 | 998731 |  | 18 |  | 400KV SUSPENSION INSULATOR STRING AND ASSOCIATED HARDWARE FITTINGS WITH DROP CLAMP SUITABLE FOR QUAD CONDUCTOR | EA | 9 |  | INCLUDED | 0 | 0 | 0 | 0 | 0 | 0
14 | 7000026766 | 170 | 40 | 50 | Erection Hardware (400kV) | 100017126 | 998731 |  | 18 |  | 400KV TENSION INSULATOR STRING AND ASSOCIATED HARDWARE FITTINGS WITH TURN BUCKLE SUITABLE FOR QUAD CONDUCTOR | EA | 9 |  | INCLUDED | 0 | 0 | 0 | 0 | 0 | 0
15 | 7000026766 | 170 | 40 | 60 | Erection Hardware (400kV) | 100017127 | 998731 |  | 18 |  | 400KV TENSION INSULATOR STRING AND ASSOCIATED HARDWARE FITTINGS WITHOUT TURN BUCKLE SUITABLE FOR QUAD CONDUCTOR | EA | 6 |  | INCLUDED | 0 | 0 | 0 | 0 | 0 | 0
16 | 7000026766 | 230 | 60 | 10 | 400 kV Control and Relay Panel | 100000730 | 998736 |  | 18 |  | 400kV Line Protection Panel (with Automation) | EA | 1 |  | INCLUDED | 0 | 0 | 0 | 0 | 0 | 0
17 | 7000026766 | 230 | 60 | 20 | 400 kV Control and Relay Panel | 100016779 | 998736 |  | 18 |  | 400kV Circuit Breaker Relay Panel (with Automation) | EA | 2 |  | INCLUDED | 0 | 0 | 0 | 0 | 0 | 0
18 | 7000026766 | 230 | 60 | 30 | 400 kV Control and Relay Panel | 100000735 | 998736 |  | 18 |  | Augmentation of existing 400kV bus bar protection scheme.(No. of bays as per specification)-(with Automation) | SET | 1 |  | INCLUDED | 0 | 0 | 0 | 0 | 0 | 0
19 | 7000026766 | 230 | 60 | 40 | 400 kV Control and Relay Panel | 100038444 | 998736 |  | 18 |  | Augmentation of Substation automation System for 400kV Main bay as per Technical Specification : Other Make | EA | 1 |  | INCLUDED | 0 | 0 | 0 | 0 | 0 | 0
20 | 7000026766 | 230 | 60 | 50 | 400 kV Control and Relay Panel | 100038446 | 998736 |  | 18 |  | Augmentation of Substation automation System for 400kV Tie bay as per Technical Specification : Other Make | EA | 1 |  | INCLUDED | 0 | 0 | 0 | 0 | 0 | 0
21 | 7000026766 | 290 | 80 | 10 | PLCC Equipment | 100000886 | 998734 |  | 18 |  | Coupling device for PLCC | EA | 2 |  | INCLUDED | 0 | 0 | 0 | 0 | 0 | 0
22 | 7000026766 | 290 | 80 | 20 | PLCC Equipment | 100000888 | 998734 |  | 18 |  | Carrier Equipment Analog type (for Speech+Data & Speech+Protection) | EA | 2 |  | INCLUDED | 0 | 0 | 0 | 0 | 0 | 0
23 | 7000026766 | 290 | 80 | 30 | PLCC Equipment | 100000890 | 998734 |  | 18 |  | Protection Coupler (Analog) | EA | 2 |  | INCLUDED | 0 | 0 | 0 | 0 | 0 | 0
24 | 7000026766 | 290 | 80 | 40 | PLCC Equipment | 100000891 | 998734 |  | 18 |  | Digital Protection Coupler | EA | 2 |  | INCLUDED | 0 | 0 | 0 | 0 | 0 | 0
25 | 7000026766 | 290 | 80 | 50 | PLCC Equipment | 100003517 | 998734 |  | 18 |  | HF CABLE FOR PLCC-75 OHM (KM) | KM | 1 |  | INCLUDED | 0 | 0 | 0 | 0 | 0 | 0
26 | 7000026766 | 340 | 100 | 10 | AC+FIRE PROTN+ILLUM FOR SPR | 100001882 | 995463 |  | 18 |  | Air conditioning system for Switchyard Panel Room of 6m length | SET | 1 |  | INCLUDED | 0 | 0 | 0 | 0 | 0 | 0
27 | 7000026766 | 340 | 100 | 20 | AC+FIRE PROTN+ILLUM FOR SPR | 100000975 | 995461 |  | 18 |  | 4.5 kg CO2 type Portable Fire extinguisher | EA | 1 |  | INCLUDED | 0 | 0 | 0 | 0 | 0 | 0
28 | 7000026766 | 340 | 100 | 30 | AC+FIRE PROTN+ILLUM FOR SPR | 100002062 | 995461 |  | 18 |  | Fire Detection and Alarm System for Switchyard Panel Room of 6 m length | SET | 1 |  | INCLUDED | 0 | 0 | 0 | 0 | 0 | 0
29 | 7000026766 | 340 | 100 | 40 | AC+FIRE PROTN+ILLUM FOR SPR | 100001116 | 998739 |  | 18 |  | Illumination System for switchyard panel room of 6 m length | SET | 1 |  | INCLUDED | 0 | 0 | 0 | 0 | 0 | 0
30 | 7000026766 | 390 | 120 | 10 | ILLUMINATION SYSTEM (OUTDOOR) | 100004930 | 998731 |  | 18 |  | LED Flood Light Luminaries Type-FL-1 as per technical specification | EA | 15 |  | INCLUDED | 0 | 0 | 0 | 0 | 0 | 0
31 | 7000026766 | 390 | 120 | 20 | ILLUMINATION SYSTEM (OUTDOOR) | 100004931 | 998731 |  | 18 |  | LED Flood Light Luminaries Type FL-2 (250W) as per technical specification | EA | 15 |  | INCLUDED | 0 | 0 | 0 | 0 | 0 | 0
32 | 7000026766 | 390 | 120 | 30 | ILLUMINATION SYSTEM (OUTDOOR) | 100001024 | 998731 |  | 18 |  | Sub Lighting panel (outdoor) type SLP (Switchyard and Street Lighting) | EA | 2 |  | INCLUDED | 0 | 0 | 0 | 0 | 0 | 0
33 | 7000026766 | 390 | 120 | 40 | ILLUMINATION SYSTEM (OUTDOOR) | 100001021 | 995461 |  | 18 |  | Lighting Panel type ACP-2 as per technical specification | EA | 1 |  | INCLUDED | 0 | 0 | 0 | 0 | 0 | 0
34 | 7000026766 | 410 | 140 | 10 | Main Earthmat | 100003103 | 998731 |  | 18 |  | 40 mm MS rod for Main Earthmat | KM | 3 |  | INCLUDED | 0 | 0 | 0 | 0 | 0 | 0
35 | 7000026766 | 430 | 160 | 10 | VISUAL MONITORING SYSTEM | 100002500 | 998731 |  | 18 |  | Color IP camera, with PAN, TILT and ZOOM facilities, alongwith all required Items, Accessories, Line Interface units, Fiber patchcords, Power supply units, Junction Boxes, Cables, Fiber Optic Cables, etc., and including Integration in existing Hardware andSoftware for Augmentation of Visual Monitoring System as per technical specification. | SET | 1 |  | INCLUDED | 0 | 0 | 0 | 0 | 0 | 0
36 | 7000026766 | 600 | 240 | 10 | Civil Work | 100004518 | 995433 |  | 18 |  | Excavation in all kind of soil including rock for all leads and lifts, backfilling, disposal of surplus earth within a lead up to2Km as per technical specification. The surplus earth shall be roughly graded . | M3 | 3492 |  | INCLUDED | 0 | 0 | 0 | 0 | 0 | 0
37 | 7000026766 | 600 | 240 | 20 | Civil Work | 100011662 | 995433 |  | 18 |  | Excavation in hard rock which require blasting (including chemical blasting and rock excavated using specialized tools) for allfoundation works including stacking, measuring, disposal etc.for all leads and lifts as per technical specification. | M3 | 184 |  | INCLUDED | 0 | 0 | 0 | 0 | 0 | 0
38 | 7000026766 | 600 | 240 | 30 | Civil Work | 100001325 | 995454 |  | 18 |  | Providing and laying of Plain Cement Concrete (PCC) (1:4:8) | M3 | 335 |  | INCLUDED | 0 | 0 | 0 | 0 | 0 | 0
39 | 7000026766 | 600 | 240 | 40 | Civil Work | 100001326 | 995454 |  | 18 |  | Providing and laying of Plain Cement Concrete (PCC) (1:2:4) | M3 | 40 |  | INCLUDED | 0 | 0 | 0 | 0 | 0 | 0
40 | 7000026766 | 600 | 240 | 50 | Civil Work | 100001328 | 995454 |  | 18 |  | Providing and laying Plain Cement Concrete 1:5:10 (1 cement : 5 sand : 10 brick aggregate) | M3 | 765 |  | INCLUDED | 0 | 0 | 0 | 0 | 0 | 0
41 | 7000026766 | 600 | 240 | 60 | Civil Work | 100001327 | 995454 |  | 18 |  | Providing and laying of Reinforced Cement Concrete M25 mix including pre cast, shuttering, Grouting of pockets & underpinning butexcluding steel reinforcement | M3 | 1064 |  | INCLUDED | 0 | 0 | 0 | 0 | 0 | 0
42 | 7000026766 | 600 | 240 | 70 | Civil Work | 100001329 | 995454 |  | 18 |  | Steel Reinforcement | MT | 85 |  | INCLUDED | 0 | 0 | 0 | 0 | 0 | 0
43 | 7000026766 | 600 | 240 | 80 | Civil Work | 100001331 | 995455 |  | 18 |  | Misc. Structural steel including rails, embedments, edge protection angles, gratings etc. but excluding the reinforcement steel andsteel for lattice and pipe structures. | MT | 2 |  | INCLUDED | 0 | 0 | 0 | 0 | 0 | 0
44 | 7000026766 | 600 | 240 | 90 | Civil Work | 100001714 | 995428 |  | 18 |  | Stone spreading in switchyard excluding PCC | M2 | 10000 |  | INCLUDED | 0 | 0 | 0 | 0 | 0 | 0
45 | 7000026766 | 600 | 240 | 100 | Civil Work | 100001713 | 995424 |  | 18 |  | Antiweed treatment | M2 | 10000 |  | INCLUDED | 0 | 0 | 0 | 0 | 0 | 0
46 | 7000026766 | 600 | 240 | 110 | Civil Work | 100001712 | 995428 |  | 18 |  | Removing,cleaning and washing of existing stones and respreading of stones in switchyard excluding PCC | M2 | 3000 |  | INCLUDED | 0 | 0 | 0 | 0 | 0 | 0
47 | 7000026766 | 600 | 240 | 120 | Civil Work | 100001478 | 995454 |  | 18 |  | Cable Trench including all types of crossings, all metallic works and sump pit including concrte and reinforcement steel Section 2-2 | M | 200 |  | INCLUDED | 0 | 0 | 0 | 0 | 0 | 0
48 | 7000026766 | 600 | 240 | 130 | Civil Work | 100001479 | 995454 |  | 18 |  | Cable Trench including all types of crossings, all metallic works and sump pit including concrte and reinforcement steel Section 3-3 | M | 100 |  | INCLUDED | 0 | 0 | 0 | 0 | 0 | 0
49 | 7000026766 | 600 | 240 | 140 | Civil Work | 100001480 | 995454 |  | 18 |  | Cable Trench including all types of crossings, all metallic works and sump pit including concrte and reinforcement steel Section 4-4 | M | 50 |  | INCLUDED | 0 | 0 | 0 | 0 | 0 | 0
50 | 7000026766 | 600 | 240 | 150 | Civil Work | 100003437 | 995454 |  | 18 |  | Switchyard Panel Room - Civil Works. All civil works as per drawing and specifications complete, including - brickwork, finishing(external and internal), windows etc. However, excavation, PCC, RCC and reinforcement shall be paid separately as per BPS. | M2 | 27 |  | INCLUDED | 0 | 0 | 0 | 0 | 0 | 0
51 | 7000026766 | 600 | 240 | 160 | Civil Work | 100008110 | 995421 |  | 18 |  | 3.75m wide Bitumen road with earthen shoulder including 100 mm dia RCC Hume Pipe @ 100 metre interval as per drawing and TS (as perDSR item no 16.35 and 16.30.1) and including 225 mm thick WBM in three equal layers of 75 mm each as per CPWD specification. | M2 | 5625 |  | INCLUDED | 0 | 0 | 0 | 0 | 0 | 0
52 | 7000026766 | 600 | 240 | 170 | Civil Work | 100002911 | 995432 |  | 18 |  | Earthwork in excavation & filling in all types of soil and soft/disintegrated rock in open areas/nallas/channels, to the requiredslopes, shapes, levels, elevations and profile, including trimming of bottom and slopes of excavation, bailing out rain(dewatering), pumping, removal of slush, preparing embankments/marginal banks, loosening, dressing, spreading material in layers notexceeding 200mm, as per direction of Engineer-in-Charge, water flooding, compacting to achieve 95% consolidation at optimum moisturecontent, finishing etc. all complete, for all leads and lifts within leveling boundary, including disposal of surplus earth andstacking of unsuitable material within a lead of 2.0 Km beyond substation boundary, with all labour, material, tools, tackles andequipment, safeguards and incidentals, Royalty,taxes etc. as necessary, as per drawings, specification and directions of theEngineer-in-Charge. Clearing of jungle is included in this item. (Only excavation/cutting will be measured for payment purpose.) | M3 | 10000 |  | INCLUDED | 0 | 0 | 0 | 0 | 0 | 0
53 | 7000026766 | 600 | 240 | 180 | Civil Work | 100001412 | 995462 |  | 18 |  | Drain including culverts but excluding concrete & reinforcement steel-Section A-A | M | 750 |  | INCLUDED | 0 | 0 | 0 | 0 | 0 | 0
54 | 7000026766 | 600 | 240 | 190 | Civil Work | 100001413 | 995462 |  | 18 |  | Drain including culverts but excluding concrete & reinforcement steel-Section B-B | M | 1500 |  | INCLUDED | 0 | 0 | 0 | 0 | 0 | 0
55 | 7000026766 | 600 | 240 | 200 | Civil Work | 100001414 | 995462 |  | 18 |  | Drain including culverts but excluding concrete & reinforcement steel-Section C-C | M | 400 |  | INCLUDED | 0 | 0 | 0 | 0 | 0 | 0
56 | 7000026766 | 600 | 240 | 210 | Civil Work | 100001415 | 995462 |  | 18 |  | Drain including culverts but excluding concrete & reinforcement steel-Section D-D | M | 400 |  | INCLUDED | 0 | 0 | 0 | 0 | 0 | 0
57 | 7000026766 | 600 | 240 | 220 | Civil Work | 100020960 | 995461 |  | 18 |  | RCC culvert crossings including supplying and laying hume pipe 250mm dia of grade (NP-3) excluding concrete as per specification. | M | 100 |  | INCLUDED | 0 | 0 | 0 | 0 | 0 | 0
58 | 7000026766 | 600 | 240 | 230 | Civil Work | 100020961 | 995461 |  | 18 |  | RCC culvert crossings including supplying and laying hume pipe 300mm dia of grade (NP-3) excluding concrete as per specification. | M | 100 |  | INCLUDED | 0 | 0 | 0 | 0 | 0 | 0
59 | 7000026766 | 600 | 240 | 240 | Civil Work | 100020962 | 995461 |  | 18 |  | RCC culvert crossings including supplying and laying hume pipe 450mm dia of grade (NP-3) excluding concrete as per specification. | M | 50 |  | INCLUDED | 0 | 0 | 0 | 0 | 0 | 0
60 | 7000026766 | 610 | 250 | 10 | civil work-erection of steel structure | 100001210 | 995455 |  | 18 |  | Erection of Lattice Structures (MS Steel), to be designed during detailed engineering, for towers, beams and equipment supportstructure including pack plates / packwashers and gusset plates excluding fasteners and foundation bolts | MT | 105 |  | INCLUDED | 0 | 0 | 0 | 0 | 0 | 0
61 | 7000026766 | 610 | 250 | 20 | civil work-erection of steel structure | 100001680 | 995455 |  | 18 |  | Erection of fasteners ( nuts, bolts and washers ) including step bolts for lattice and pipe structures to be designed duringdetailed engineering | MT | 9 |  | INCLUDED | 0 | 0 | 0 | 0 | 0 | 0
62 | 7000026766 | 610 | 250 | 30 | civil work-erection of steel structure | 100001681 | 995455 |  | 18 |  | Erection of foundation bolts including nuts, checknut and washers for lattice and pipe structures to be designed during detailedengineering | MT | 5 |  | INCLUDED | 0 | 0 | 0 | 0 | 0 | 0
63 | 7000026766 | 730 | 270 | 10 | Install of Comm Equip | 100002812 | 998734 |  | 18 |  | SDH Equipment (STM-16 MADM upto 5 MSP protected directions)-Base Equipment (Common cards, Cross Connect/control cards, optical basecards, power supply cards, power cabling, other hardware and accessories including sub racks, patch cord, DDF etc fully equipedexcluding optical interface & Tributary cards | EA | 1 |  | INCLUDED | 0 | 0 | 0 | 0 | 0 | 0
64 | 7000026766 | 730 | 270 | 20 | Install of Comm Equip | 170000433 | 998734 |  | 18 |  | Optical Interface Cards/SFP# -S16.1 for SDH Equipment-STM-16 | EA | 4 |  | INCLUDED | 0 | 0 | 0 | 0 | 0 | 0
65 | 7000026766 | 730 | 270 | 30 | Install of Comm Equip | 100002825 | 998734 |  | 18 |  | Tributary interface- E1 interface (Minimum 16 nos.) | SET | 2 |  | INCLUDED | 0 | 0 | 0 | 0 | 0 | 0
66 | 7000026766 | 730 | 270 | 40 | Install of Comm Equip | 170000550 | 998336 |  | 18 |  | Ethernet Interface 10/100 Base T with Layer-2 switching (Min 8 Interfaces per card) | EA | 2 |  | INCLUDED | 0 | 0 | 0 | 0 | 0 | 0
67 | 7000026766 | 730 | 270 | 50 | Install of Comm Equip | 100002829 | 998734 |  | 18 |  | Tributary interface-Gigabit Ethernet Interfaces 10/100 Mbps with Layer -2 Switching (minimum 2 nos.) | SET | 1 |  | INCLUDED | 0 | 0 | 0 | 0 | 0 | 0
68 | 7000026766 | 730 | 270 | 60 | Install of Comm Equip | 170000375 | 998734 |  | 18 |  | Equipment Cabinets-For SDH Equipments | EA | 1 |  | INCLUDED | 0 | 0 | 0 | 0 | 0 | 0
69 | 7000026766 | 730 | 270 | 70 | Install of Comm Equip | 170004394 | 998336 |  | 18 |  | Fibre Optic Approach cabling: Including installation hardware like GI pipe, elbow, conduits, accessories etc.: 24 Fibre | KM | 1 |  | INCLUDED | 0 | 0 | 0 | 0 | 0 | 0
70 | 7000026766 | 730 | 270 | 80 | Install of Comm Equip | 170000356 | 998336 |  | 18 |  | Fibre Optic Distribution Panel (FODP): Indoor Type: FC Coupling and mounted on ETSI 19" rack or slimline rack: Type 2 (96 Fibre) | EA | 1 |  | INCLUDED | 0 | 0 | 0 | 0 | 0 | 0
71 | 7000026766 | 800 | 290 | 10 | PMUs for 400kV Bay at Parli New SS | 170000502 | 998713 |  | 18 |  | Service:- Phasor Measurement Unit (PMU) | EA | 1 |  | INCLUDED | 0 | 0 | 0 | 0 | 0 | 0
72 | 7000026766 | 800 | 290 | 20 | PMUs for 400kV Bay at Parli New SS | 170000530 | 998734 |  | 18 |  | WAMS TIME SYSTEM(GPS RECEIVER) | EA | 1 |  | INCLUDED | 0 | 0 | 0 | 0 | 0 | 0
73 | 7000026766 | 800 | 290 | 30 | PMUs for 400kV Bay at Parli New SS | 170004701 | 998734 |  | 18 |  | SUBSTATION GRADE Layer 2 LAN SWITCH | EA | 1 |  | INCLUDED | 0 | 0 | 0 | 0 | 0 | 0
74 | 7000026766 | 800 | 290 | 40 | PMUs for 400kV Bay at Parli New SS | 170004700 | 998734 |  | 18 |  | SUBSTATION GRADE Layer 3 LAN SWITCH | EA | 1 |  | INCLUDED | 0 | 0 | 0 | 0 | 0 | 0
75 | 7000026766 | 800 | 290 | 50 | PMUs for 400kV Bay at Parli New SS | 170000504 | 998713 |  | 18 |  | Services:- Armored Fibre Optic Cable and associated termination equipment | LOT | 1 |  | INCLUDED | 0 | 0 | 0 | 0 | 0 | 0
76 | 7000026766 | 800 | 290 | 60 | PMUs for 400kV Bay at Parli New SS | 170003449 | 998316 |  | 18 |  | SUPPLY, INSTALLATION, TESTING AND COMMISSIONING OF LIU-FO PATCH PANEL-12 PORT | EA | 2 |  | INCLUDED | 0 | 0 | 0 | 0 | 0 | 0
77 | 7000026766 | 800 | 290 | 70 | PMUs for 400kV Bay at Parli New SS | 170000501 | 998734 |  | 18 |  | Integration of PMU with the PDC (Phasor Data Concentrator) of RLDCs and respective SLDCs as required. | LOT | 1 |  | INCLUDED | 0 | 0 | 0 | 0 | 0 | 0
78 | 7000026766 | 830 | 310 | 10 | Power & Control cables | 100002181 | 998736 |  | 18 |  | 1.1kV grade Power Cables (PVCinsulated)along withlugs,glands,straight joints &accessories,etc. | LS | 1 |  | INCLUDED | 0 | 0 | 0 | 0 | 0 | 0
79 | 7000026766 | 830 | 310 | 20 | Power & Control cables | 100002182 | 998736 |  | 18 |  | 1.1kV grade Control Cables (PVCinsulated) along withlugs,glands,straight joints &accessories,etc. | LS | 1 |  | INCLUDED | 0 | 0 | 0 | 0 | 0 | 0
IV | Extension of 400/220kV Bhuj GIS PS
1 | 7000026864 | 40 | 20 | 10 | 400 kV & 220 kV AIS EQUIPMENT | 100000328 | 998736 |  | 18 |  | 336kV Surge Arrester (1-phase) | EA | 3 |  | INCLUDED | 0 | 0 | 0 | 0 | 0 | 0
2 | 7000026864 | 40 | 20 | 20 | 400 kV & 220 kV AIS EQUIPMENT | 100000484 | 998736 |  | 18 |  | 216kV Surge Arrester (1-phase) | EA | 3 |  | INCLUDED | 0 | 0 | 0 | 0 | 0 | 0
3 | 7000026864 | 40 | 20 | 30 | 400 kV & 220 kV AIS EQUIPMENT | 100000498 | 998736 |  | 18 |  | 245 kV Bust Post Insulator (Except for wave traps) | EA | 21 |  | INCLUDED | 0 | 0 | 0 | 0 | 0 | 0
4 | 7000026864 | 70 | 40 | 20 | 220 kV GIS EQUIPMENT | 100002390 | 998736 |  | 18 |  | 245kV,1600A, 50 kA for 1 sec SF6 to Air Bushing | EA | 6 |  | INCLUDED | 0 | 0 | 0 | 0 | 0 | 0
5 | 7000026864 | 70 | 40 | 30 | 220 kV GIS EQUIPMENT | 100026389 | 998736 |  | 18 |  | 245kV,1600A, 50kA, Single phase, SF6 Gas Insulated Bus Duct (GIB) outside GIS Hall alongwith associated support structure etc. asper Technical Specification | M | 1200 |  | INCLUDED | 0 | 0 | 0 | 0 | 0 | 0
6 | 7000026864 | 100 | 60 | 10 | Erection Hardware (400kV & 220 kV) | 100002188 | 998731 |  | 18 |  | Erection Hardware for 400kV I type layout for GIS termination arrangement-Transformer bay as per technical specification | SET | 1 |  | INCLUDED | 0 | 0 | 0 | 0 | 0 | 0
7 | 7000026864 | 100 | 60 | 20 | Erection Hardware (400kV & 220 kV) | 100002306 | 998731 |  | 18 |  | Erection Hardware for 220kV DM type layout-Transformer bay as per technical specification | SET | 1 |  | INCLUDED | 0 | 0 | 0 | 0 | 0 | 0
8 | 7000026864 | 290 | 100 | 10 | CRP & SAS | 100000743 | 998736 |  | 18 |  | Augmentation of existing 220kV bus bar protection scheme.(No. of bays as per specification)-(with Automation) | SET | 1 |  | INCLUDED | 0 | 0 | 0 | 0 | 0 | 0
9 | 7000026864 | 290 | 100 | 20 | CRP & SAS | 100002070 | 998736 |  | 18 |  | Augmentation of Substation automation System for 220kV bay as per Technical Specification | EA | 1 |  | INCLUDED | 0 | 0 | 0 | 0 | 0 | 0
10 | 7000026864 | 290 | 100 | 30 | CRP & SAS | 100002069 | 998736 |  | 18 |  | Augmentation of Substation automation System for 400kV Main bay as per Technical Specification | EA | 1 |  | INCLUDED | 0 | 0 | 0 | 0 | 0 | 0
11 | 7000026864 | 290 | 100 | 40 | CRP & SAS | 100000731 | 998736 |  | 18 |  | 400kV Transformer Protection Panel (For both HV & MV side)-(with Automation) | EA | 1 |  | INCLUDED | 0 | 0 | 0 | 0 | 0 | 0
12 | 7000026864 | 290 | 100 | 50 | CRP & SAS | 100000736 | 998736 |  | 18 |  | 220kV Circuit Breaker Relay Panel with Auto Reclose (with Automation) | EA | 1 |  | INCLUDED | 0 | 0 | 0 | 0 | 0 | 0
13 | 7000026864 | 340 | 120 | 10 | ILLUMINATION SYSTEM (OUTDOOR) | 100001021 | 995461 |  | 18 |  | Lighting Panel type ACP-2 as per technical specification | EA | 1 |  | INCLUDED | 0 | 0 | 0 | 0 | 0 | 0
14 | 7000026864 | 340 | 120 | 20 | ILLUMINATION SYSTEM (OUTDOOR) | 100001024 | 998731 |  | 18 |  | Sub Lighting panel (outdoor) type SLP (Switchyard and Street Lighting) | EA | 1 |  | INCLUDED | 0 | 0 | 0 | 0 | 0 | 0
15 | 7000026864 | 340 | 120 | 30 | ILLUMINATION SYSTEM (OUTDOOR) | 100004852 | 998731 |  | 18 |  | Lighting Fixture LED Luminaires type FL-1 as per tech. specifications | EA | 10 |  | INCLUDED | 0 | 0 | 0 | 0 | 0 | 0
16 | 7000026864 | 340 | 120 | 40 | ILLUMINATION SYSTEM (OUTDOOR) | 100004926 | 998731 |  | 18 |  | Lighting Fixture LED Luminaires type FL2 as per tech. specifications | EA | 10 |  | INCLUDED | 0 | 0 | 0 | 0 | 0 | 0
17 | 7000026864 | 450 | 160 | 10 | FIRE PROTECTION SYSTEM | 100000983 | 998736 |  | 18 |  | HVW spray system, Hydrant system and complete U/G & O/G piping and accessories etc. out side the pump house for 500MVA ,400KV/220/33 kV, 3-phase Autotransformer | SET | 1 |  | INCLUDED | 0 | 0 | 0 | 0 | 0 | 0
18 | 7000026864 | 470 | 180 | 10 | VISUAL MONITORING SYSTEM | 100002500 | 998731 |  | 18 |  | Color IP camera, with PAN, TILT and ZOOM facilities, alongwith all required Items, Accessories, Line Interface units, Fiber patchcords, Power supply units, Junction Boxes, Cables, Fiber Optic Cables, etc., and including Integration in existing Hardware andSoftware for Augmentation of Visual Monitoring System as per technical specification. | SET | 1 |  | INCLUDED | 0 | 0 | 0 | 0 | 0 | 0
19 | 7000026864 | 520 | 200 | 10 | AC+FIRE PROTN+ILLUM FOR SPR | 100001882 | 995463 |  | 18 |  | Air conditioning system for Switchyard Panel Room of 6m length | SET | 1 |  | INCLUDED | 0 | 0 | 0 | 0 | 0 | 0
20 | 7000026864 | 520 | 200 | 20 | AC+FIRE PROTN+ILLUM FOR SPR | 100000975 | 995461 |  | 18 |  | 4.5 kg CO2 type Portable Fire extinguisher | EA | 2 |  | INCLUDED | 0 | 0 | 0 | 0 | 0 | 0
21 | 7000026864 | 520 | 200 | 30 | AC+FIRE PROTN+ILLUM FOR SPR | 100002062 | 995461 |  | 18 |  | Fire Detection and Alarm System for Switchyard Panel Room of 6 m length | SET | 1 |  | INCLUDED | 0 | 0 | 0 | 0 | 0 | 0
22 | 7000026864 | 520 | 200 | 40 | AC+FIRE PROTN+ILLUM FOR SPR | 100001116 | 998739 |  | 18 |  | Illumination System for switchyard panel room of 6 m length | SET | 1 |  | INCLUDED | 0 | 0 | 0 | 0 | 0 | 0
23 | 7000026864 | 560 | 220 | 10 | Civil Work | 100004518 | 995433 |  | 18 |  | Excavation in all kind of soil including rock for all leads and lifts, backfilling, disposal of surplus earth within a lead up to2Km as per technical specification. The surplus earth shall be roughly graded . | M3 | 2138 |  | INCLUDED | 0 | 0 | 0 | 0 | 0 | 0
24 | 7000026864 | 560 | 220 | 20 | Civil Work | 100011662 | 995433 |  | 18 |  | Excavation in hard rock which require blasting (including chemical blasting and rock excavated using specialized tools) for allfoundation works including stacking, measuring, disposal etc.for all leads and lifts as per technical specification. | M3 | 112 |  | INCLUDED | 0 | 0 | 0 | 0 | 0 | 0
25 | 7000026864 | 560 | 220 | 30 | Civil Work | 100001325 | 995454 |  | 18 |  | Providing and laying of Plain Cement Concrete (PCC) (1:4:8) | M3 | 98 |  | INCLUDED | 0 | 0 | 0 | 0 | 0 | 0
26 | 7000026864 | 560 | 220 | 40 | Civil Work | 100001326 | 995454 |  | 18 |  | Providing and laying of Plain Cement Concrete (PCC) (1:2:4) | M3 | 5 |  | INCLUDED | 0 | 0 | 0 | 0 | 0 | 0
27 | 7000026864 | 560 | 220 | 50 | Civil Work | 100001328 | 995454 |  | 18 |  | Providing and laying Plain Cement Concrete 1:5:10 (1 cement : 5 sand : 10 brick aggregate) | M3 | 153 |  | INCLUDED | 0 | 0 | 0 | 0 | 0 | 0
28 | 7000026864 | 560 | 220 | 60 | Civil Work | 100016607 | 995451 |  | 18 |  | Providing and laying of Reinforced Cement Concrete M30 including pre cast, shuttering, Grouting of pockets & underpinning butexcluding steel reinforcement | M3 | 753 |  | INCLUDED | 0 | 0 | 0 | 0 | 0 | 0
29 | 7000026864 | 560 | 220 | 70 | Civil Work | 100016681 | 995454 |  | 18 |  | Reinforcement steel meeting corrosion resistance properties as per IS:1786 and manufacturer specificationâ€‹ | MT | 52 |  | INCLUDED | 0 | 0 | 0 | 0 | 0 | 0
30 | 7000026864 | 560 | 220 | 80 | Civil Work | 100001331 | 995455 |  | 18 |  | Misc. Structural steel including rails, embedments, edge protection angles, gratings etc. but excluding the reinforcement steel andsteel for lattice and pipe structures. | MT | 27 |  | INCLUDED | 0 | 0 | 0 | 0 | 0 | 0
31 | 7000026864 | 560 | 220 | 90 | Civil Work | 100001714 | 995428 |  | 18 |  | Stone spreading in switchyard excluding PCC | M2 | 2000 |  | INCLUDED | 0 | 0 | 0 | 0 | 0 | 0
32 | 7000026864 | 560 | 220 | 100 | Civil Work | 100001713 | 995424 |  | 18 |  | Antiweed treatment | M2 | 2000 |  | INCLUDED | 0 | 0 | 0 | 0 | 0 | 0
33 | 7000026864 | 560 | 220 | 110 | Civil Work | 100001712 | 995428 |  | 18 |  | Removing,cleaning and washing of existing stones and respreading of stones in switchyard excluding PCC | M2 | 7000 |  | INCLUDED | 0 | 0 | 0 | 0 | 0 | 0
34 | 7000026864 | 560 | 220 | 120 | Civil Work | 100001478 | 995454 |  | 18 |  | Cable Trench including all types of crossings, all metallic works and sump pit including concrte and reinforcement steel Section 2-2 | M | 200 |  | INCLUDED | 0 | 0 | 0 | 0 | 0 | 0
35 | 7000026864 | 560 | 220 | 130 | Civil Work | 100001479 | 995454 |  | 18 |  | Cable Trench including all types of crossings, all metallic works and sump pit including concrte and reinforcement steel Section 3-3 | M | 100 |  | INCLUDED | 0 | 0 | 0 | 0 | 0 | 0
36 | 7000026864 | 560 | 220 | 140 | Civil Work | 100001480 | 995454 |  | 18 |  | Cable Trench including all types of crossings, all metallic works and sump pit including concrte and reinforcement steel Section 4-4 | M | 50 |  | INCLUDED | 0 | 0 | 0 | 0 | 0 | 0
37 | 7000026864 | 560 | 220 | 150 | Civil Work | 100003437 | 995454 |  | 18 |  | Switchyard Panel Room - Civil Works. All civil works as per drawing and specifications complete, including - brickwork, finishing(external and internal), windows etc. However, excavation, PCC, RCC and reinforcement shall be paid separately as per BPS. | M2 | 27 |  | INCLUDED | 0 | 0 | 0 | 0 | 0 | 0
38 | 7000026864 | 560 | 220 | 160 | Civil Work | 100003114 | 995454 |  | 18 |  | External finishing / painting of fire wall (water proofing cement paint) (DSR 13.44.1) | M2 | 240 |  | INCLUDED | 0 | 0 | 0 | 0 | 0 | 0
39 | 7000026864 | 560 | 220 | 170 | Civil Work | 100001457 | 995421 |  | 18 |  | Construction of rail cum road as per drawing including all item such as excavation,compactions, rolling watering, WBM etc. butexcluding concrete reinforcement and structural steel-Section having four rails for auto transformer. | M2 | 92 |  | INCLUDED | 0 | 0 | 0 | 0 | 0 | 0
40 | 7000026864 | 560 | 220 | 180 | Civil Work | 100007701 | 995462 |  | 18 |  | Supplying and erecting dewatering pumps- 2 HP | EA | 1 |  | INCLUDED | 0 | 0 | 0 | 0 | 0 | 0
41 | 7000026864 | 560 | 220 | 190 | Civil Work | 130000761 | 995428 |  | 18 |  | 14.4.2 Providing, laying and fixing following dia RCC pipe NP2 class (light duty) in ground complete with RCC collars, jointingwith cement mortar 1:2 (1 cement : 2 fine sand) including trenching (75 cm deep) and refilling etc as required. : 150 mm dia | M | 5 |  | INCLUDED | 0 | 0 | 0 | 0 | 0 | 0
42 | 7000026864 | 560 | 220 | 200 | Civil Work | 130000762 | 995428 |  | 18 |  | 14.4.3 Providing, laying and fixing following dia RCC pipe NP2 class (light duty) in ground complete with RCC collars, jointingwith cement mortar 1:2 (1 cement : 2 fine sand) including trenching (75 cm deep) and refilling etc as required. : 250 mm dia | M | 5 |  | INCLUDED | 0 | 0 | 0 | 0 | 0 | 0
43 | 7000026864 | 560 | 220 | 210 | Civil Work | 100001330 | 995428 |  | 18 |  | Stone filling (40 mm size) for transformer/Reactor foundation | M3 | 26 |  | INCLUDED | 0 | 0 | 0 | 0 | 0 | 0
44 | 7000026864 | 560 | 220 | 220 | Civil Work | 100001721 | 995428 |  | 18 |  | Supplying, filling and compacting stone boulders mixed with sand under foundations, roads, cable trenches, drains etc in layers notexceeding 250mm thickness including ramming, watering compacting | M3 | 5 |  | INCLUDED | 0 | 0 | 0 | 0 | 0 | 0
45 | 7000026864 | 560 | 220 | 230 | Civil Work | 100001720 | 995428 |  | 18 |  | Supplying, filling and compacting CNS material as per specification under floors, foundations, roads, cable trenches, drains etc inlayers not exceeding 200 mm thickness | M3 | 5 |  | INCLUDED | 0 | 0 | 0 | 0 | 0 | 0
46 | 7000026864 | 570 | 230 | 10 | civil work-erection of steel structure | 100001210 | 995455 |  | 18 |  | Erection of Lattice Structures (MS Steel), to be designed during detailed engineering, for towers, beams and equipment supportstructure including pack plates / packwashers and gusset plates excluding fasteners and foundation bolts | MT | 8 |  | INCLUDED | 0 | 0 | 0 | 0 | 0 | 0
47 | 7000026864 | 570 | 230 | 20 | civil work-erection of steel structure | 100001680 | 995455 |  | 18 |  | Erection of fasteners ( nuts, bolts and washers ) including step bolts for lattice and pipe structures to be designed duringdetailed engineering | MT | 1 |  | INCLUDED | 0 | 0 | 0 | 0 | 0 | 0
48 | 7000026864 | 570 | 230 | 30 | civil work-erection of steel structure | 100001681 | 995455 |  | 18 |  | Erection of foundation bolts including nuts, checknut and washers for lattice and pipe structures to be designed during detailedengineering | MT | 1 |  | INCLUDED | 0 | 0 | 0 | 0 | 0 | 0
49 | 7000026864 | 640 | 270 | 10 | Power & Control cables | 100002181 | 998736 |  | 18 |  | 1.1kV grade Power Cables (PVCinsulated)along withlugs,glands,straight joints &accessories,etc. | LS | 1 |  | INCLUDED | 0 | 0 | 0 | 0 | 0 | 0
50 | 7000026864 | 640 | 270 | 20 | Power & Control cables | 100002182 | 998736 |  | 18 |  | 1.1kV grade Control Cables (PVCinsulated) along withlugs,glands,straight joints &accessories,etc. | LS | 1 |  | INCLUDED | 0 | 0 | 0 | 0 | 0 | 0
51 | 7000026864 | 640 | 270 | 30 | Power & Control cables | 100002180 | 998736 |  | 18 |  | 1.1kV grade Power Cables (XLPEinsulated) along withlugs,glands,straight joints &accessories,etc. | LS | 1 |  | INCLUDED | 0 | 0 | 0 | 0 | 0 | 0
52 | 7000026864 | 710 | 290 | 10 | PMUs for 9th ICT at Bhuj | 170000502 | 998713 |  | 18 |  | Service:- Phasor Measurement Unit (PMU) | EA | 1 |  | INCLUDED | 0 | 0 | 0 | 0 | 0 | 0
53 | 7000026864 | 710 | 290 | 20 | PMUs for 9th ICT at Bhuj | 170000530 | 998734 |  | 18 |  | WAMS TIME SYSTEM(GPS RECEIVER) | EA | 1 |  | INCLUDED | 0 | 0 | 0 | 0 | 0 | 0
54 | 7000026864 | 710 | 290 | 30 | PMUs for 9th ICT at Bhuj | 170004701 | 998734 |  | 18 |  | SUBSTATION GRADE Layer 2 LAN SWITCH | EA | 1 |  | INCLUDED | 0 | 0 | 0 | 0 | 0 | 0
55 | 7000026864 | 710 | 290 | 40 | PMUs for 9th ICT at Bhuj | 170004700 | 998734 |  | 18 |  | SUBSTATION GRADE Layer 3 LAN SWITCH | EA | 1 |  | INCLUDED | 0 | 0 | 0 | 0 | 0 | 0
56 | 7000026864 | 710 | 290 | 50 | PMUs for 9th ICT at Bhuj | 170000504 | 998713 |  | 18 |  | Services:- Armored Fibre Optic Cable and associated termination equipment | LOT | 1 |  | INCLUDED | 0 | 0 | 0 | 0 | 0 | 0
57 | 7000026864 | 710 | 290 | 60 | PMUs for 9th ICT at Bhuj | 170003449 | 998316 |  | 18 |  | SUPPLY, INSTALLATION, TESTING AND COMMISSIONING OF LIU-FO PATCH PANEL-12 PORT | EA | 2 |  | INCLUDED | 0 | 0 | 0 | 0 | 0 | 0
58 | 7000026864 | 710 | 290 | 70 | PMUs for 9th ICT at Bhuj | 170000501 | 998734 |  | 18 |  | Integration of PMU with the PDC (Phasor Data Concentrator) of RLDCs and respective SLDCs as required. | LOT | 1 |  | INCLUDED | 0 | 0 | 0 | 0 | 0 | 0
[16 empty] | 0 | 0 | 0 | 0 | 0 | 0
2: Total of Installation Charges; 16=14*15: 0 |  | 0 |  |  | 0 | 0
# | In case the bidder leaves the cell for confirmation of the SAC and/or GST rate “blank”, the SAC and corresponding GST rate indicated by the Employer shall be deemed to be the one confirmed by the Bidder.
| Date | [10 empty] | Printed Name
| Place | [10 empty] | Designation
0

## Sch-4
Spec No: CC/NT/W-AIS/DOM/A10/24/03802 | [14 empty] | Schedule - 4
765kV AIS Substation Extension Package SS-124 (including 765/400kV GIS Bus Duct) for (i) Extension of 765/400kV Indore Substation under Augmentation of transformation capacity at 765/400kV Indore S/S in Madhya Pradesh; (ii) Extension of 400kV Indore (PG) S/s under Implementation of 400kV line bay at 765/400/220kV Indore (PG) S/s in MP for RE interconnection; (iii) Extension of 400kV Parli (New) S/s under Implementation of 400kV line bay at 765/400kV Parli (New) S/s for interconnection of RE project and (iv) Extension of 400/220kV Bhuj GIS PS under Augmentation of transformation capacity at 400/220kV Bhuj PS in Gujarat by 1x500MVA, 400/220kV ICT (9th)
(SCHEDULE OF RATES AND PRICES )
BIDDER:
0 | [12 empty] | To:
Bidder’s Name and Address (Sole Bidder) : | [12 empty] | Contract Services
Name : | [12 empty] | Power Grid Corporation of India Ltd.,
Address : | [12 empty] | "Saudamini", Plot No.-2
Sector-29,
Gurugram (Haryana) - 122001
Training Charges :
SI. No. | PR No | Line Item No | Activity Header | PR Activity No | Activity Description | Service Code | SAC (Service Accounting Codes) | Whether SAC in column ‘…’ is confirmed. If not indicate applicable the SAC # | Rate of GST applicable ( in %) | Whether rate of GST in column ‘---’ is confirmed. If not indicate applicable rate of GST # | Description | Unit | Quantity | Unit Charges | Total Charges
1 | 2 | 3 | 4 | 5 | 6 | 7 | 8 | 9 | 10 | 11 | 12 | 13 | 14 | 15 | 16=14*15
NOT APPLICABLE
Date
| Place | [9 empty] | Printed Name
Designation

## Sch-5
Spec No: CC/NT/W-AIS/DOM/A10/24/03802 |  |  |  | Schedule - 5
765kV AIS Substation Extension Package SS-124 (including 765/400kV GIS Bus Duct) for (i) Extension of 765/400kV Indore Substation under Augmentation of transformation capacity at 765/400kV Indore S/S in Madhya Pradesh; (ii) Extension of 400kV Indore (PG) S/s under Implementation of 400kV line bay at 765/400/220kV Indore (PG) S/s in MP for RE interconnection; (iii) Extension of 400kV Parli (New) S/s under Implementation of 400kV line bay at 765/400kV Parli (New) S/s for interconnection of RE project and (iv) Extension of 400/220kV Bhuj GIS PS under Augmentation of transformation capacity at 400/220kV Bhuj PS in Gujarat by 1x500MVA, 400/220kV ICT (9th)
(SUMMARY OF TAXES & DUTIES not included in Schedule 1 & 3)
BIDDER:
0 |  |  | To:
Bidder’s Name and Address (Sole Bidder) : |  |  | Contract Services
Name : |  |  | Power Grid Corporation of India Ltd.,
Address : |  |  | "Saudamini", Plot No.-2
Sector-29,
Gurgaon (Haryana) - 122001
Sl. No. | Item Nos. |  | Total Price (INR) |  | After Discount |  | After MPDiscount
1 | TOTAL GST on Goods |  | 0 |  | Excise Duty | #REF! | Excise Duty | #REF!
Total GST for Supply of Goods (inter-alia including Type Test Charges) between the Contractor and the Employer (identified in Schedule 1') which are not included in the Ex-works price as per the provision of the Bidding Documents, as applicable.
2 | TOTAL GST on Services |  | 0 |  | Sales Tax | 0 | Sales Tax | 0
| Total GST on Installation Services (indentified in Schedule-3) and Training to be imparted in India (identified in Schedule-4) which are not included in the Installation and Training charges as per the provision of the Bidding Documents, as applicable |  |  |  | #REF! | 0 | #REF! | 0
| GRAND TOTAL [1+2] |  | 0
Date : |  | Printed Name :
Place : |  | Designation :
Click for Sch-6

## Sch-5 after discount (hidden)
Spec No: CC/NT/W-AIS/DOM/A10/24/03802 |  |  |  | Schedule - 5
765kV AIS Substation Extension Package SS-124 (including 765/400kV GIS Bus Duct) for (i) Extension of 765/400kV Indore Substation under Augmentation of transformation capacity at 765/400kV Indore S/S in Madhya Pradesh; (ii) Extension of 400kV Indore (PG) S/s under Implementation of 400kV line bay at 765/400/220kV Indore (PG) S/s in MP for RE interconnection; (iii) Extension of 400kV Parli (New) S/s under Implementation of 400kV line bay at 765/400kV Parli (New) S/s for interconnection of RE project and (iv) Extension of 400/220kV Bhuj GIS PS under Augmentation of transformation capacity at 400/220kV Bhuj PS in Gujarat by 1x500MVA, 400/220kV ICT (9th)
(SUMMARY OF TAXES & DUTIES APPLICABLE ON PLANT & EQUIPMENT)
BIDDER:
0 |  |  | To:
Bidder’s Name and Address (Sole Bidder) : |  |  | Contract Services
Name : |  |  | Power Grid Corporation of India Ltd.,
Address : |  |  | "Saudamini", Plot No.-2
Sector-29,
Gurugram (Haryana) - 122001
Sl. No. | Item Nos. |  | Total Price (INR)
1 | TOTAL GST on Goods |  | 0
Total GST for Supply of Goods (inter-alia including Type Test Charges) between the Contractor and the Employer (identified in Schedule 1') which are not included in the Ex-works price as per the provision of the Bidding Documents, as applicable.
2 | TOTAL GST on Services |  | 0
Total GST on Installation Services (indentified in Schedule-3) and Training to be imparted in India (identified in Schedule-4) which are not included in the Installation and Training charges as per the provision of the Bidding Documents, as applicable
| GRAND TOTAL [1+2] |  | 0
Date : |  | Printed Name :
Place : |  | Designation :
Click for Sch-6

## Sch-6
Spec No: CC/NT/W-AIS/DOM/A10/24/03802 |  |  | Schedule - 6
765kV AIS Substation Extension Package SS-124 (including 765/400kV GIS Bus Duct) for (i) Extension of 765/400kV Indore Substation under Augmentation of transformation capacity at 765/400kV Indore S/S in Madhya Pradesh; (ii) Extension of 400kV Indore (PG) S/s under Implementation of 400kV line bay at 765/400/220kV Indore (PG) S/s in MP for RE interconnection; (iii) Extension of 400kV Parli (New) S/s under Implementation of 400kV line bay at 765/400kV Parli (New) S/s for interconnection of RE project and (iv) Extension of 400/220kV Bhuj GIS PS under Augmentation of transformation capacity at 400/220kV Bhuj PS in Gujarat by 1x500MVA, 400/220kV ICT (9th)
(GRAND SUMMARY)
BIDDER:
0 |  |  | To:
Bidder’s Name and Address (Sole Bidder) : |  |  | Contract Services
Name : |  |  | Power Grid Corporation of India Ltd.,
Address : |  |  | "Saudamini", Plot No.-2
Sector-29,
Gurugram (Haryana) - 122001
Sl. No. | Description |  | Total Price (INR)
1 | TOTAL SCHEDULE NO. 1 |  | 0
Ex-works price of Plant and Equipment including Type Test Charges
2 | TOTAL SCHEDULE NO. 2 |  | 0
Local Transportation, In-transit Insurance, loading and unloading
3 | TOTAL SCHEDULE NO. 3 |  | 0
Installation Charges
4 | TOTAL SCHEDULE NO. 4 |  | Not Applicable
Training Charges
5 | TOTAL SCHEDULE NO. 5 |  | 0
Taxes and Duties
6 | TOTAL SCHEDULE NO. 7 |  | Not Applicable
Type Test Charges [Total of this Schedule is included in Schedule - 1 above.]
GRAND TOTAL [1+2+3+5]
0
Date : |  | Printed Name :
Place : |  | Designation :
Click for Sch-7

## Sch-6 After Discount (hidden)
Spec No: CC/NT/W-AIS/DOM/A10/24/03802 |  |  | Schedule - 6 After Discount
765kV AIS Substation Extension Package SS-124 (including 765/400kV GIS Bus Duct) for (i) Extension of 765/400kV Indore Substation under Augmentation of transformation capacity at 765/400kV Indore S/S in Madhya Pradesh; (ii) Extension of 400kV Indore (PG) S/s under Implementation of 400kV line bay at 765/400/220kV Indore (PG) S/s in MP for RE interconnection; (iii) Extension of 400kV Parli (New) S/s under Implementation of 400kV line bay at 765/400kV Parli (New) S/s for interconnection of RE project and (iv) Extension of 400/220kV Bhuj GIS PS under Augmentation of transformation capacity at 400/220kV Bhuj PS in Gujarat by 1x500MVA, 400/220kV ICT (9th)
(GRAND SUMMARY)
#REF! |  |  | To:
Bidder’s Name and Address (Sole Bidder) : |  |  | Contract Services
Name : |  |  | Power Grid Corporation of India Ltd.,
Address : |  |  | "Saudamini", Plot No.-2
Sector-29,
Gurugram (Haryana) - 122001
Sl. No. | Description |  | Total Price (INR)
1 | TOTAL SCHEDULE NO. 1
Ex-works price of Plant and Equipment including Type Test Charges
2 | TOTAL SCHEDULE NO. 2
Local Transportation, Insurance and other Incidental Services
3 | TOTAL SCHEDULE NO. 3
Installation Charges
4 | TOTAL SCHEDULE NO. 4
Training Charges
5 | TOTAL SCHEDULE NO. 5
Taxes and Duties
6 | TOTAL SCHEDULE NO. 7
Type Test Charges [Total of this Schedule is included in Schedule - 1 above.]
GRAND TOTAL [1+2+3+4+5]
Date : |  | Printed Name :
Place : |  | Designation :
Click for Sch-7

## Sch-6 (After Discount)
Spec No: CC/NT/W-AIS/DOM/A10/24/03802 |  |  | Schedule - 6
765kV AIS Substation Extension Package SS-124 (including 765/400kV GIS Bus Duct) for (i) Extension of 765/400kV Indore Substation under Augmentation of transformation capacity at 765/400kV Indore S/S in Madhya Pradesh; (ii) Extension of 400kV Indore (PG) S/s under Implementation of 400kV line bay at 765/400/220kV Indore (PG) S/s in MP for RE interconnection; (iii) Extension of 400kV Parli (New) S/s under Implementation of 400kV line bay at 765/400kV Parli (New) S/s for interconnection of RE project and (iv) Extension of 400/220kV Bhuj GIS PS under Augmentation of transformation capacity at 400/220kV Bhuj PS in Gujarat by 1x500MVA, 400/220kV ICT (9th)
(GRAND SUMMARY)
BIDDER:
0 |  |  | To:
Bidder’s Name and Address (Sole Bidder) : |  |  | Contract Services
Name : |  |  | Power Grid Corporation of India Ltd.,
Address : |  |  | "Saudamini", Plot No.-2
Sector-29,
Gurugram (Haryana) - 122001
Sl. No. | Description |  | Total Price (INR) | From Sch-6 | Discount Factors
1 | TOTAL SCHEDULE NO. 1 |  | 0 | 0 | 0
Ex-works price of Plant and Equipment including Type Test Charges
2 | TOTAL SCHEDULE NO. 2 |  | 0 | 0 | 0
Local Transportation, In-transit Insurance, loading and unloading
3 | TOTAL SCHEDULE NO. 3 |  | 0 | 0 | 0
Installation Charges
4 | TOTAL SCHEDULE NO. 4 |  | Not Applicable
Training Charges
5 | TOTAL SCHEDULE NO. 5 |  | 0
Taxes and Duties
6 | TOTAL SCHEDULE NO. 7 |  | Not Applicable
Type Test Charges [Total of this Schedule is included in Schedule - 1 above.]
GRAND TOTAL [1+2+3+5]
0
Date : |  | Printed Name :
Place : |  | Designation :
Click for Sch-7

## Sch-7
Spec No: CC/NT/W-AIS/DOM/A10/24/03802 | [11 empty] | Schedule 7
765kV AIS Substation Extension Package SS-124 (including 765/400kV GIS Bus Duct) for (i) Extension of 765/400kV Indore Substation under Augmentation of transformation capacity at 765/400kV Indore S/S in Madhya Pradesh; (ii) Extension of 400kV Indore (PG) S/s under Implementation of 400kV line bay at 765/400/220kV Indore (PG) S/s in MP for RE interconnection; (iii) Extension of 400kV Parli (New) S/s under Implementation of 400kV line bay at 765/400kV Parli (New) S/s for interconnection of RE project and (iv) Extension of 400/220kV Bhuj GIS PS under Augmentation of transformation capacity at 400/220kV Bhuj PS in Gujarat by 1x500MVA, 400/220kV ICT (9th) | [12 empty] | As per Lum-sum |  | 0
(SCHEDULE OF RATES AND PRICES ) | [12 empty] | AS per Percent |  | #REF!
BIDDER:
0
| Bidder’s Name and Address (Sole Bidder) : | [8 empty] | To:
| Name : | [8 empty] | Contract Services
| Address : | [8 empty] | Power Grid Corporation of India Ltd.,
"Saudamini", Plot No.-2
Sector-29,
Gurgaon (Haryana) - 122001
Type tests :
SL. NO. | PR No | Line Item No | Code | HSN of the Equipment /item for which type test is to be conducted | Whether HSN in column ‘---’ is confirmed. If not indicate applicable the HSN code # | Rate of GST applicable ( in %) | Whether rate of GST in column ‘---’ is confirmed. If not indicate applicable rate of GST # | Description of Test | Unit | Quantity | Unit Test Charge | Total Test Charges (Rs.) |  | Total Test Charges After Discount (Rs.) |  | Dis Alert | Total Test Charges After MPD (Rs.)
NOT APPLICABLE
| Date | [5 empty] | Printed Name
| Place | [5 empty] | Designation
Spec No: CC/NT/W-AIS/DOM/A10/24/03802
765kV AIS Substation Extension Package SS-124 (including 765/400kV GIS Bus Duct) for (i) Extension of 765/400kV Indore Substation under Augmentation of transformation capacity at 765/400kV Indore S/S in Madhya Pradesh; (ii) Extension of 400kV Indore (PG) S/s under Implementation of 400kV line bay at 765/400/220kV Indore (PG) S/s in MP for RE interconnection; (iii) Extension of 400kV Parli (New) S/s under Implementation of 400kV line bay at 765/400kV Parli (New) S/s for interconnection of RE project and (iv) Extension of 400/220kV Bhuj GIS PS under Augmentation of transformation capacity at 400/220kV Bhuj PS in Gujarat by 1x500MVA, 400/220kV ICT (9th) | [7 empty] | 0 | 0
(SCHEDULE OF RATES AND PRICES ) | [7 empty] | 0 | 0
#REF!
#REF! | [7 empty] | #REF! | #REF!
#REF! | [7 empty] | #REF! | #REF!
#REF! | [7 empty] | #REF! | #REF!
[8 empty] | #REF! | #REF!
[8 empty] | 0 | 0
SL. NO. | [7 empty] | Description of Test | #REF!
#REF! | [7 empty] | #REF! | #REF!
#REF! | [7 empty] | #REF!
#REF! | [7 empty] | #REF! | #REF!
#REF! | [7 empty] | #REF! | #REF!
[8 empty] | #REF! | #REF!
#REF! | [7 empty] | #REF!
#REF! | [7 empty] | #REF!
#REF! | [7 empty] | #REF!
#REF! | [7 empty] | #REF! | #REF!
#REF! | [7 empty] | #REF! | #REF!
#REF! | [7 empty] | #REF! | #REF!
#REF! | [7 empty] | #REF! | #REF!
[8 empty] | #REF! | #REF!
#REF! | [7 empty] | #REF!
#REF! | [7 empty] | #REF! | #REF!
#REF! | [7 empty] | #REF! | #REF!
#REF! | [7 empty] | #REF! | #REF!
#REF! | [7 empty] | #REF! | #REF!
[8 empty] | #REF! | #REF!
#REF! | [7 empty] | #REF!
#REF! | [7 empty] | #REF! | #REF!
#REF! | [7 empty] | #REF! | #REF!
#REF! | [7 empty] | #REF! | #REF!
[8 empty] | #REF! | #REF!
#REF! | [7 empty] | #REF!
#REF! | [7 empty] | #REF! | #REF!
#REF! | [7 empty] | #REF! | #REF!
#REF! | [7 empty] | #REF! | #REF!
[8 empty] | #REF! | #REF!
#REF! | [7 empty] | #REF!
#REF! | [7 empty] | #REF! | #REF!
#REF! | [7 empty] | #REF! | #REF!
#REF! | [7 empty] | #REF! | #REF!
#REF! | [7 empty] | #REF! | #REF!
[8 empty] | #REF! | #REF!
[8 empty] | #REF! | #REF!
#REF! | [7 empty] | #REF!
#REF! | [7 empty] | #REF!
#REF! | [7 empty] | #REF! | #REF!
#REF! | [7 empty] | #REF! | #REF!
#REF! | [7 empty] | #REF! | #REF!
[8 empty] | #REF! | #REF!
[8 empty] | #REF! | #REF!
#REF! | [7 empty] | #REF!
#REF! | [7 empty] | #REF!
#REF! | [7 empty] | #REF! | #REF!
#REF! | [7 empty] | #REF! | #REF!
#REF! | [7 empty] | #REF! | #REF!
#REF! | [7 empty] | #REF! | #REF!
#REF! | [7 empty] | #REF! | #REF!
[8 empty] | #REF! | #REF!
#REF! | [7 empty] | #REF!
#REF! | [7 empty] | #REF! | #REF!
#REF! | [7 empty] | #REF! | #REF!
#REF! | [7 empty] | #REF! | #REF!
#REF! | [7 empty] | #REF! | #REF!
#REF! | [7 empty] | #REF! | #REF!
#REF! | [7 empty] | #REF! | #REF!
[8 empty] | #REF! | #REF!
#REF! | [7 empty] | #REF!
#REF! | [7 empty] | #REF! | #REF!
#REF! | [7 empty] | #REF! | #REF!
#REF! | [7 empty] | #REF! | #REF!
#REF! | [7 empty] | #REF! | #REF!
#REF! | [7 empty] | #REF! | #REF!
#REF! | [7 empty] | #REF! | #REF!
#REF! | [7 empty] | #REF! | #REF!
#REF! | [7 empty] | #REF! | #REF!
#REF! | [7 empty] | #REF! | #REF!
[8 empty] | #REF! | #REF!
#REF! | [7 empty] | #REF!
#REF! | [7 empty] | #REF! | #REF!
#REF! | [7 empty] | #REF! | #REF!
#REF! | [7 empty] | #REF! | #REF!
[8 empty] | #REF! | #REF!
#REF! | [7 empty] | #REF!
#REF! | [7 empty] | #REF! | #REF!
#REF! | [7 empty] | #REF! | #REF!
#REF! | [7 empty] | #REF! | #REF!
[8 empty] | #REF! | #REF!
#REF! | [7 empty] | #REF!
#REF! | [7 empty] | #REF! | #REF!
#REF! | [7 empty] | #REF! | #REF!
[8 empty] | #REF! | #REF!
#REF! | [7 empty] | #REF!
#REF! | [7 empty] | #REF! | #REF!
#REF! | [7 empty] | #REF! | #REF!
#REF! | [7 empty] | #REF! | #REF!
#REF! | [7 empty] | #REF! | #REF!
#REF! | [7 empty] | #REF! | #REF!
#REF! | [7 empty] | #REF! | #REF!
[8 empty] | #REF! | #REF!
#REF! | [7 empty] | #REF!
#REF! | [7 empty] | #REF! | #REF!
#REF! | [7 empty] | #REF! | #REF!
#REF! | [7 empty] | #REF! | #REF!
#REF! | [7 empty] | #REF! | #REF!
#REF! | [7 empty] | #REF!
#REF! | [7 empty] | #REF! | #REF!
#REF! | [7 empty] | #REF! | #REF!
#REF! | [7 empty] | #REF! | #REF!
#REF! | [7 empty] | #REF! | #REF!
[8 empty] | #REF! | #REF!
[8 empty] | #REF! | #REF!
[8 empty] | #REF! | #REF!

## Discount
This letter of discount is optional. Bidder may / may not offer any discount.
Spec No: CC/NT/W-AIS/DOM/A10/24/03802 |  |  |  |  | Letter of Discount
LETTER OF DISCOUNT
To:
Contract Services | [6 empty] | Schedule 1 | 0
Power Grid Corporation of India Ltd., | [6 empty] | Schedule 2 | 0
"Saudamini", Plot No.-2 | [6 empty] | Schedule 3 | 0
Sector-29, (near IFFCO Chowk) | [6 empty] | Total | 0
Gurgaon (Haryana) - 122001
Subject : |  | 765kV AIS Substation Extension Package SS-124 (including 765/400kV GIS Bus Duct) for (i) Extension of 765/400kV Indore Substation under Augmentation of transformation capacity at 765/400kV Indore S/S in Madhya Pradesh; (ii) Extension of 400kV Indore (PG) S/s under Implementation of 400kV line bay at 765/400/220kV Indore (PG) S/s in MP for RE interconnection; (iii) Extension of 400kV Parli (New) S/s under Implementation of 400kV line bay at 765/400kV Parli (New) S/s for interconnection of RE project and (iv) Extension of 400/220kV Bhuj GIS PS under Augmentation of transformation capacity at 400/220kV Bhuj PS in Gujarat by 1x500MVA, 400/220kV ICT (9th)
Dear Sir
With reference to the subject tender, we hereby offer unconditional discount on the prices quoted by us as per details given here below : | [5 empty] | Sch-1 | Sch-2 | Sch-3
| 1 | Discount on lum-sum basis on total price quoted by us without GST. [The discount shall be proportionately applicable on all the items of all the Schdules i.e. Sch-1 (without type test charges), Sch-2, Sch-3, Sch-4 & Sch-7] In Rs. |  |  |  | 0 | 0 | 0
| 2 | Discount on percent basis on total price quoted by us without GST. [The discount shall be applicable on all the items of all the Schdules i.e. Sch-1 (without type test charges), Sch-2 , Sch-3, Sch-4 & Sch-7] In Percent (%) |  |  |  | 0 | 0 | 0
| 3 | Discount on lum-sum basis on the Schedules as given below : [The discount shall be proportionately applicable on all the relevent items of the respective Schdules.] In Rs.
|  | Schedule-1 : Ex works prices |  | In Rs. |  | 0
|  | Schedule-2 : Local Transportation, In-transit Insurance, loading and unloading |  | In Rs. |  |  | 0
|  | Schedule-3 : Installation Charges |  | In Rs. |  |  |  | 0
|  | Schedule-4 : Training Charges |  | In Rs.
|  | Schedule-7 : Type Test Charges |  | In Rs.
| 4 | Discount on percent basis on the Schedules as given below : [The discount shall be applicable on all the relevent items of the respective Schdules.] In Percent (%)
|  | Schedule-1 : Ex works prices |  | In Percent (%) |  | 0
|  | Schedule-2 : Local Transportation, In-transit Insurance, loading and unloading |  | In Percent (%) |  |  | 0
|  | Schedule-3 : Installation Charges |  | In Percent (%) |  |  |  | 0
|  | Schedule-4 : Training Charges |  | In Percent (%)
|  | Schedule-7 : Type Test Charges |  | In Percent (%)
Discount(s) offered at sl. No. 1 to 4 will get displayed and accounted for automatically in the respective items of the Schedules.
| 5 | We hereby offer Multi-package discount as given below:
[6 empty] | 0 | 0 | 0 | 0 | 0
|  | Multi-Package Discount(s) offered at sl. No. 5 will not get automatically accounted for in the respective items of the Schedules. The same shall be worked out saparately for evaluation. |  |  |  | #DIV/0! | #DIV/0! | #DIV/0! | #DIV/0! | #REF!
[Discount will not be calculated authometrically. However, the same shall be considered during evaluation.]
Please consider this letter of discount as the integral part of our price bid.
Thanking you, we remain, | [5 empty] | 0 | 0 | 0
[5 empty] | Yours faithfully, | 0 | 0 | 0 | Discount Factors
For and on behalf of
Date : |  |  | Printed Name : | 0
Place : |  |  | Designation : | 0

## Octroi (hidden)
Details of Octroi
Sl No. | Description of Items | Amount on which Octroi is applicable | Rate of Octroi | Octroi
(1) | (2) | (3) | (4) | (5) =(3) x (4)
1 |  |  |  | 0
2 |  |  |  | 0
3 |  |  |  | 0
4 |  |  |  | 0
5 |  |  |  | 0
6 |  |  |  | 0
7 |  |  |  | 0
8 |  |  |  | 0
9 |  |  |  | 0
10 |  |  |  | 0
| Total |  |  | 0
Back to Sch 5

## Entry Tax (hidden)
Details of Entry Tax
Sl No. | Description of Items | Amount on which Entry Tax is applicable | Rate of Entry Tax | Entry Tax
(1) | (2) | (3) | (4) | (5) =(3) x (4)
1 |  |  |  | 0
2 |  |  |  | 0
3 |  |  |  | 0
4 |  |  |  | 0
5 |  |  |  | 0
6 |  |  |  | 0
7 |  |  |  | 0
8 |  |  |  | 0
9 |  |  |  | 0
10 |  |  |  | 0
| Total |  |  | 0
Back to Sch 5

## Other Taxes & Duties (hidden)
Details of Other Taxes & Duties
Sl No. | Description of Items | Amount on which Other Taxes & Duties are applicable | Description of Taxes & Duties | Rate of Taxes & Duties | Amount of Taxes & Duties
(1) | (2) | (3) | (4) | (5) | (6) =(3) x (4)
1 |  |  |  |  | 0
2 |  |  |  |  | 0
3 |  |  |  |  | 0
4 |  |  |  |  | 0
5 |  |  |  |  | 0
6 |  |  |  |  | 0
7 |  |  |  |  | 0
8 |  |  |  |  | 0
9 |  |  |  |  | 0
10 |  |  |  |  | 0
| Total |  |  |  | 0
Back to Sch 5

## Bid Form 2nd Envelope
Spec No: CC/NT/W-AIS/DOM/A10/24/03802 |  |  |  |  | Bid Form 2nd Envelope |  |  |  | Sole Bidder | 1 | st |  | 1 | January
[9 empty] | 0 | 2 | nd |  | 2 | February
BID FORM (Second Envelope) | [9 empty] | 3 | rd |  | 3 | March
[10 empty] | 4 | th |  | 4 | April
Bid Proposal Ref. No. | [9 empty] | 5 | th |  | 5 | May
Date : | [9 empty] | 6 | th | #VALUE! | 6 | June
[10 empty] | 7 | th | #VALUE! | 7 | July
To: | [9 empty] | 8 | th | #VALUE! | 8 | August
0 | [9 empty] | 9 | th | #VALUE! | 9 | September
Power Grid Corporation of India Ltd., | [9 empty] | 10 | th |  | 10 | October
"Saudamini", Plot No.-2 | [9 empty] | 11 | th |  | 11 | November
Sector-29, | [9 empty] | 12 | th |  | 12 | December
Gurugram (Haryana) - 122001 | [9 empty] | 13 | th
[10 empty] | 14 | th
Name of Contract : |  | 765kV AIS Substation Extension Package SS-124 (including 765/400kV GIS Bus Duct) for (i) Extension of 765/400kV Indore Substation under Augmentation of transformation capacity at 765/400kV Indore S/S in Madhya Pradesh; (ii) Extension of 400kV Indore (PG) S/s under Implementation of 400kV line bay at 765/400/220kV Indore (PG) S/s in MP for RE interconnection; (iii) Extension of 400kV Parli (New) S/s under Implementation of 400kV line bay at 765/400kV Parli (New) S/s for interconnection of RE project and (iv) Extension of 400/220kV Bhuj GIS PS under Augmentation of transformation capacity at 400/220kV Bhuj PS in Gujarat by 1x500MVA, 400/220kV ICT (9th) | [7 empty] | 15 | th
Dear Ladies and/or Gentlemen, | [9 empty] | 16 | th
1 | In continuation of First Envelope of our Bid, we hereby submit the Second Envelope of the Bid, both of which shall be read together and in conjunction with each other, and shall be construed as an integral part of our Bid. Accordingly, we the undersigned, offer to design, manufacture, test, deliver, install and commission (including carrying out Trial Operation, Performance & Guarantee Test as per provision of Technical Specification) under the above-named package in full conformity with the said Bidding Documents for the sum of Rs. 0/- () or such other sums as may be determined in accordance with the terms and conditions of the Bidding Documents |  |  |  |  | In continuation of First Envelope of our Bid, we hereby submit the Second Envelope of the Bid, both of which shall be read together and in conjunction with each other, and shall be construed as an integral part of our Bid. Accordingly, we the undersigned, offer to design, manufacture, test, deliver, install and commission (including carrying out Trial Operation, Performance & Guarantee Test as per provision of Technical Specification) under the above-named package in full conformity with the said Bidding Documents for the sum of Rs. |  |  |  | 17 | th
[6 empty] | 0 | /- (
)
| The above amounts are in accordance with the price schedules attached herewith and are made part of this bid. |  |  |  |  | or such other sums as may be determined in accordance with the terms and conditions of the Bidding Documents |  |  |  | 18 | th
2 | Price Schedules | [8 empty] | 19 | th
2.1 | In line with the requirements of the Bidding documents, we enclose herewith the following Price Schedules, duly filled - in as per your proforma: | [8 empty] | 20 | th
| Schedule 1 |  | Plant and Equipment (Including Mandatory Spare Parts) to be supplied, including Type Test Charges. | [6 empty] | 21 | st
| Schedule 2 |  | Local Transportation, In-transit Insurance, loading and unloading | [6 empty] | 22 | th
| Schedule 3 |  | Installation Charges. |  |  | Sole Bidder |  |  |  | 23 | th
| Schedule 4 |  | Training charges for training to be imparted (Not Applicable) | [6 empty] | 24 | th
| Schedule 5 |  | Taxes and Duties not included in Schedule 1 & 3 | [6 empty] | 25 | th
| Schedule 6 |  | Grand Summary [Schedule 1to 5] | [6 empty] | 26 | th
| Schedule 7 |  | Break-up of Type Test Charges (Not Applicable) | [6 empty] | 27 | th
2.2 | We are aware that the Price Schedules do not generally give a full description of the Work to be performed under each item and we shall be deemed to have read the Technical Specifications and other sections of the Bidding Documents and Drawings to ascertain the full scope of Work included in each item while filling-in the rates and prices. We agree that the entered rates and prices shall be deemed to include for the full scope as aforesaid, including overheads and profit. | [8 empty] | 28 | th
2.3 | We declare that as specified in Clause 11.5, Section –II:ITB, Vol.-I of the Bidding Documents, prices quoted by us in the Price Schedules shall be subject to Price Adjustment during the execution of Contract in accordance with Appendix-2 (Price Adjustment) to the Contract Agreement. | [8 empty] | 29 | th
2.4 | We understand that in the price schedules, where there are errors between the total of the amounts given under the column for the price Breakdown and the amount given under the Total Price, the former shall prevail and the latter will be corrected accordingly. We further understand that where there are discrepancies between amounts stated in figures and amounts stated in words, the amount stated in words shall prevail. Similarly, any discrepancy in the total bid price and that of the summation of Schedule price (price indicated in a Schedule indicating the total of that schedule), the total bid price shall be corrected to reflect the actual summation of the Schedule prices. | [8 empty] | 30 | th
2.5 | We declare that items left blank in the Schedules will be deemed to have been included in other items. The TOTAL for each Schedule and the TOTAL of Grand Summary shall be deemed to be the total price for executing the Facilities and sections thereof in complete accordance with the Contract, whether or not each individual item has been priced. | [8 empty] | 31 | st
3 | We confirm that except as otherwise specifically provided our Bid Prices in this Second Envelope include all taxes, duties, levies and charges as may be assessed on us, our Sub-Contractor/Sub-Vendor or their employees by all municipal, state or national government authorities in connection with the Facilities, in and outside of India.
3.1 | 100% of applicable Taxes and Duties i.e GST which are payable by the Employer under the Contract, shall be reimbursed by the Employer on production of satisfactory documentary evidence by the Contractor in accordance with the provisions of the Bidding Documents
3.2 | We further understand that notwithstanding 3.0 above, in case of award on us, you shall also bear and pay/reimburse to us, GST applicable on supplies by us to you, imposed on the Plant & Equipment including Mandatory Spare Parts to be incorporated into the Facilities including Type Test charges for Type test to be conducted in India specified in Schedule No. 1, Installation Services specified in Schedule No. 3 and Charges for Training to be imparted in India specified in Schedule No. 4 of the Price Schedule in this Second Envelope, by the Indian Laws.
3.3 | We confirm that we have also registered/we shall also get registered in the GST Network with a GSTIN in all the states where the project is located and the states from which we shall make our supply of goods.
4 | # (For Joint Venture only) We, the partners of Joint Venture submitting this bid, do agree and confirm that in case of Award of Contract on the Joint Venture, we shall be jointly and severally liable and responsible for the execution of the Contract in accordance with Contract terms and conditions.
5 | We, hereby, declare that only the persons or firms interested in this proposal as principals are named here and that no other persons or firms other than those mentioned herein have any interest in this proposal or in the Contract to be entered into, if the award is made on us, that this proposal is made without any connection with any other person, firm or party likewise submitting a proposal is in all respects for and in good faith, without collusion or fraud.
Thanking you, we remain,
Yours faithfully,
For and on behalf of test
Signature :
Date : |  |  |  | Printed Name : | 0
Place : |  |  |  | Designation : | 0
Common Seal :
Please provide additional information of the Bidder
Business Address :
Country of Incorporation :
State/Province to be indicated :
Name of Principal Officer :
Address of Principal Officer :
Note: Bidders may note that no prescribed proforma has been enclosed for Attachment 2 : Power of Attorney. Bidders may use their own proforma for furnishing the required information with the bid.
* * *
Back to Cover Page

## Contracts-Template (hidden)
Exworks
| Total Ex-Works Price Direct |  |  |  |  | 0
| Total Ex-Works Price Bought Out |  |  |  |  | 0
| Total Ex-Works Price |  |  |  |  | 0
| Total Type Test charges as per Schedule-7 |  |  |  |  | #REF!
| Total Ex-works Price including Type Test charges |  |  |  |  | #REF!
Note : | Specify amount of Excise Duty, Sales Tax/'VAT and other taxes payable on the transaction between the Contractor and the Employer and octroi/entry tax as applicable for destination site/state on all items of supply including bought-out finished items (to be identified in the Contract), which shall be dispatched directly from the sub-vendor’s works to the Employer’s site (sale-in-transit), separately in Schedule-5. Excise Duty, Sales tax and other levies for all the bought-out items are to be included in the EXW Price (Col. No. 5) only and not to be indicated in Schedule-5.
^ | If the item(s) quoted/considered as "Bought-out" in the bid are manufactured at Bidder's works and confirmed to be supplied under “Direct transaction” by the bidder, then the taxes and duties on such items shall be paid/reimbursed by POWERGRID in line with the provisions of Bidding Documents. For this purpose, at the time of award, the Ex-works price (exclusive of taxes & duties) shall be arrived at from the quoted Ex-works price (inclusive of taxes ad duties) by excluding taxes and duties applicable on such items, as on date of Bid opening, in case of supplies from manufacturer proposed in the bid. During contract execution, the taxes and duties on such items shall be paid/reimbursed at actuals, limited to the rates prevailing on date of Bid opening.
Date : | --
Place : |  |  | Printed Name : |  | --
Designation :
FandI
| Total F&I Price |  |  |  |  | (=SUM(I16:I27))
Date : | (='Sch-1'!B43)
Place : | (='Sch-1'!B44) |  | Printed Name : | (='Sch-1'!E44)
|  |  | Designation : | (='Sch-1'!E45)
service
| Total Installaiton Charges | [5 empty] | #REF!
Date : | (='Sch-1'!B43)
Place : | (='Sch-1'!B44) |  | Printed Name : | (='Sch-1'!E44)
|  |  | Designation : | (='Sch-1'!E45)
Training
Date : | (=IF('Sch-1'!B43=0,"", 'Sch-1'!B43)) |  | (="Printed Name : " & IF('Sch-1'!E44=0,"",'Sch-1'!E44))
Place : | (=IF('Sch-1'!B44=0,"", 'Sch-1'!B44)) |  | (="Designation : " & IF('Sch-1'!E45=0,"",'Sch-1'!E45))
Type test
| TOTAL TYPE TEST CHARGES |  |  |  |  | (=SUM(I17:I18))
Date : | (='Sch-1'!B43) | (="Printed Name : " & 'Sch-1'!E44)
Place : | (='Sch-1'!B44) | (="Designation : " & 'Sch-1'!E45)
Note : | Bidder should indicate the name of test laboratories where type tests are proposed to be conducted
Direct
Bought-out

## N-W (Cr.) (hidden)
#REF! |  |  | 0 |  | #REF! |  |  | 0 |  |  | #REF!
#REF!
INR
#REF! |  |  |  |  | #REF! | [5 empty] | #N/A
#N/A
#REF! | #REF! |  | 0 |  | #REF! | #REF! |  | 0
#REF! | #REF! | #REF! | 0 |  | #REF! | #REF! | #REF! | 0
#REF! | #REF! | #REF! | 0 |  | #REF! | #REF! | #REF! | 0 |  | #REF! | 0 | 0 | 0 | 0 | #REF! | plus
#REF! | #REF! | #REF! | 0 |  | #REF! | #REF! | #REF! | 0 |  | #REF! | 0 | 0 | 0 | 1 | #REF!
#REF! | #REF! | #REF! | 0 |  | #REF! | #REF! | #REF! | 0 |  | #REF! | 0 | 0 | 1 | 0 | #REF!
#REF! | #REF! | #REF! | 0 |  | #REF! | #REF! | #REF! | 0 |  | #REF! | 0 | 0 | 1 | 1 | #REF!
[10 empty] | #REF! | 0 | 1 | 0 | 0 | #REF!
1 | One |  | 1 | One | 1 | One |  | 1 | One | #REF! | 0 | 1 | 0 | 1 | #REF!
2 | Two |  | 2 | Two | 2 | Two |  | 2 | Two | #REF! | 0 | 1 | 1 | 0 | #REF!
3 | Three |  | 3 | Three | 3 | Three |  | 3 | Three | #REF! | 0 | 1 | 1 | 1 | #REF!
4 | Four |  | 4 | Four | 4 | Four |  | 4 | Four | #REF! | 1 | 0 | 0 | 0 | #REF!
5 | Five |  | 5 | Five | 5 | Five |  | 5 | Five | #REF! | 1 | 0 | 0 | 1 | #REF!
6 | Six |  | 6 | Six | 6 | Six |  | 6 | Six | #REF! | 1 | 0 | 1 | 0 | #REF!
7 | Seven |  | 7 | Seven | 7 | Seven |  | 7 | Seven | #REF! | 1 | 0 | 1 | 1 | #REF!
8 | Eight |  | 8 | Eight | 8 | Eight |  | 8 | Eight | #REF! | 1 | 1 | 0 | 0 | #REF!
9 | Nine |  | 9 | Nine | 9 | Nine |  | 9 | Nine | #REF! | 1 | 1 | 0 | 1 | #REF!
10 | Ten |  | 10 | Ten | 10 | Ten |  | 10 | Ten | #REF! | 1 | 1 | 1 | 0 | #REF!
11 | Eleven |  | 11 | Eleven | 11 | Eleven |  | 11 | Eleven | #REF! | 1 | 1 | 1 | 1 | #REF!
12 | Twelve |  | 12 | Twelve | 12 | Twelve |  | 12 | Twelve
13 | Thirteen |  | 13 | Thirteen | 13 | Thirteen |  | 13 | Thirteen
14 | Fourteen |  | 14 | Fourteen | 14 | Fourteen |  | 14 | Fourteen
15 | Fifteen |  | 15 | Fifteen | 15 | Fifteen |  | 15 | Fifteen
16 | Sixteen |  | 16 | Sixteen | 16 | Sixteen |  | 16 | Sixteen | #REF! | 0 | 0 | 0 | 0 | #REF! | +
17 | Seventeen |  | 17 | Seventeen | 17 | Seventeen |  | 17 | Seventeen | #REF! | 0 | 0 | 0 | 1 | #REF! | /- +
18 | Eighteen |  | 18 | Eighteen | 18 | Eighteen |  | 18 | Eighteen | #REF! | 0 | 0 | 1 | 0 | #REF! | /-
19 | Nineteen |  | 19 | Nineteen | 19 | Nineteen |  | 19 | Nineteen | #REF! | 0 | 0 | 1 | 1 | #REF!
20 | Twenty |  | 20 | Twenty | 20 | Twenty |  | 20 | Twenty | #REF! | 0 | 1 | 0 | 0 | #REF!
21 | Twenty One |  | 21 | Twenty One | 21 | Twenty One |  | 21 | Twenty One | #REF! | 0 | 1 | 0 | 1 | #REF!
22 | Twenty Two |  | 22 | Twenty Two | 22 | Twenty Two |  | 22 | Twenty Two | #REF! | 0 | 1 | 1 | 0 | #REF!
23 | Twenty Three |  | 23 | Twenty Three | 23 | Twenty Three |  | 23 | Twenty Three | #REF! | 0 | 1 | 1 | 1 | #REF!
24 | Twenty Four |  | 24 | Twenty Four | 24 | Twenty Four |  | 24 | Twenty Four | #REF! | 1 | 0 | 0 | 0 | #REF!
25 | Twenty Five |  | 25 | Twenty Five | 25 | Twenty Five |  | 25 | Twenty Five | #REF! | 1 | 0 | 0 | 1 | #REF!
26 | Twenty Six |  | 26 | Twenty Six | 26 | Twenty Six |  | 26 | Twenty Six | #REF! | 1 | 0 | 1 | 0 | #REF!
27 | Twenty Seven |  | 27 | Twenty Seven | 27 | Twenty Seven |  | 27 | Twenty Seven | #REF! | 1 | 0 | 1 | 1 | #REF!
28 | Twenty Eight |  | 28 | Twenty Eight | 28 | Twenty Eight |  | 28 | Twenty Eight | #REF! | 1 | 1 | 0 | 0 | #REF!
29 | Twenty Nine |  | 29 | Twenty Nine | 29 | Twenty Nine |  | 29 | Twenty Nine | #REF! | 1 | 1 | 0 | 1 | #REF!
30 | Thirty |  | 30 | Thirty | 30 | Thirty |  | 30 | Thirty | #REF! | 1 | 1 | 1 | 0 | #REF!
31 | Thirty One |  | 31 | Thirty One | 31 | Thirty One |  | 31 | Thirty One | #REF! | 1 | 1 | 1 | 1 | #REF!
32 | Thirty Two |  | 32 | Thirty Two | 32 | Thirty Two |  | 32 | Thirty Two
33 | Thirty Three |  | 33 | Thirty Three | 33 | Thirty Three |  | 33 | Thirty Three
34 | Thirty Four |  | 34 | Thirty Four | 34 | Thirty Four |  | 34 | Thirty Four
35 | Thirty Fivr |  | 35 | Thirty Fivr | 35 | Thirty Fivr |  | 35 | Thirty Fivr
36 | Thirty Six |  | 36 | Thirty Six | 36 | Thirty Six |  | 36 | Thirty Six
37 | Thirty Seven |  | 37 | Thirty Seven | 37 | Thirty Seven |  | 37 | Thirty Seven
38 | Thirty Eight |  | 38 | Thirty Eight | 38 | Thirty Eight |  | 38 | Thirty Eight
39 | Thirty Nine |  | 39 | Thirty Nine | 39 | Thirty Nine |  | 39 | Thirty Nine
40 | Forty |  | 40 | Forty | 40 | Forty |  | 40 | Forty
41 | Forty One |  | 41 | Forty One | 41 | Forty One |  | 41 | Forty One
42 | Forty Two |  | 42 | Forty Two | 42 | Forty Two |  | 42 | Forty Two
43 | Forty Three |  | 43 | Forty Three | 43 | Forty Three |  | 43 | Forty Three
44 | Forty Four |  | 44 | Forty Four | 44 | Forty Four |  | 44 | Forty Four
45 | Forty Five |  | 45 | Forty Five | 45 | Forty Five |  | 45 | Forty Five
46 | Forty Six |  | 46 | Forty Six | 46 | Forty Six |  | 46 | Forty Six
47 | Forty Seven |  | 47 | Forty Seven | 47 | Forty Seven |  | 47 | Forty Seven
48 | Forty Eight |  | 48 | Forty Eight | 48 | Forty Eight |  | 48 | Forty Eight
49 | Forty Nine |  | 49 | Forty Nine | 49 | Forty Nine |  | 49 | Forty Nine
50 | Fifty |  | 50 | Fifty | 50 | Fifty |  | 50 | Fifty
51 | Fifty One |  | 51 | Fifty One | 51 | Fifty One |  | 51 | Fifty One
52 | Fifty Two |  | 52 | Fifty Two | 52 | Fifty Two |  | 52 | Fifty Two
53 | Fifty Three |  | 53 | Fifty Three | 53 | Fifty Three |  | 53 | Fifty Three
54 | Fifty Four |  | 54 | Fifty Four | 54 | Fifty Four |  | 54 | Fifty Four
55 | Fifty Five |  | 55 | Fifty Five | 55 | Fifty Five |  | 55 | Fifty Five
56 | Fifty Six |  | 56 | Fifty Six | 56 | Fifty Six |  | 56 | Fifty Six
57 | Fifty Seven |  | 57 | Fifty Seven | 57 | Fifty Seven |  | 57 | Fifty Seven
58 | Fifty Eight |  | 58 | Fifty Eight | 58 | Fifty Eight |  | 58 | Fifty Eight
59 | Fifty Nine |  | 59 | Fifty Nine | 59 | Fifty Nine |  | 59 | Fifty Nine
60 | Sixty |  | 60 | Sixty | 60 | Sixty |  | 60 | Sixty
61 | Sixty One |  | 61 | Sixty One | 61 | Sixty One |  | 61 | Sixty One
62 | Sixty Two |  | 62 | Sixty Two | 62 | Sixty Two |  | 62 | Sixty Two
63 | Sixty Three |  | 63 | Sixty Three | 63 | Sixty Three |  | 63 | Sixty Three
64 | Sixty Four |  | 64 | Sixty Four | 64 | Sixty Four |  | 64 | Sixty Four
65 | Sixty Five |  | 65 | Sixty Five | 65 | Sixty Five |  | 65 | Sixty Five
66 | Sixty Six |  | 66 | Sixty Six | 66 | Sixty Six |  | 66 | Sixty Six
67 | Sixty Seven |  | 67 | Sixty Seven | 67 | Sixty Seven |  | 67 | Sixty Seven
68 | Sixty Eight |  | 68 | Sixty Eight | 68 | Sixty Eight |  | 68 | Sixty Eight
69 | Sixty Nine |  | 69 | Sixty Nine | 69 | Sixty Nine |  | 69 | Sixty Nine
70 | Seventy |  | 70 | Seventy | 70 | Seventy |  | 70 | Seventy
71 | Seventy One |  | 71 | Seventy One | 71 | Seventy One |  | 71 | Seventy One
72 | Seventy Two |  | 72 | Seventy Two | 72 | Seventy Two |  | 72 | Seventy Two
73 | Seventy Three |  | 73 | Seventy Three | 73 | Seventy Three |  | 73 | Seventy Three
74 | Seventy Four |  | 74 | Seventy Four | 74 | Seventy Four |  | 74 | Seventy Four
75 | Seventy Five |  | 75 | Seventy Five | 75 | Seventy Five |  | 75 | Seventy Five
76 | Seventy Six |  | 76 | Seventy Six | 76 | Seventy Six |  | 76 | Seventy Six
77 | Seventy Seven |  | 77 | Seventy Seven | 77 | Seventy Seven |  | 77 | Seventy Seven
78 | Seventy Eight |  | 78 | Seventy Eight | 78 | Seventy Eight |  | 78 | Seventy Eight
79 | Seventy Nine |  | 79 | Seventy Nine | 79 | Seventy Nine |  | 79 | Seventy Nine
80 | Eighty |  | 80 | Eighty | 80 | Eighty |  | 80 | Eighty
81 | Eighty One |  | 81 | Eighty One | 81 | Eighty One |  | 81 | Eighty One
82 | Eighty Two |  | 82 | Eighty Two | 82 | Eighty Two |  | 82 | Eighty Two
83 | Eighty Three |  | 83 | Eighty Three | 83 | Eighty Three |  | 83 | Eighty Three
84 | Eighty Four |  | 84 | Eighty Four | 84 | Eighty Four |  | 84 | Eighty Four
85 | Eighty Five |  | 85 | Eighty Five | 85 | Eighty Five |  | 85 | Eighty Five
86 | Eighty Six |  | 86 | Eighty Six | 86 | Eighty Six |  | 86 | Eighty Six
87 | Eighty Seven |  | 87 | Eighty Seven | 87 | Eighty Seven |  | 87 | Eighty Seven
88 | Eighty Eight |  | 88 | Eighty Eight | 88 | Eighty Eight |  | 88 | Eighty Eight
89 | Eighty Nine |  | 89 | Eighty Nine | 89 | Eighty Nine |  | 89 | Eighty Nine
90 | Ninety |  | 90 | Ninety | 90 | Ninety |  | 90 | Ninety
91 | Ninety One |  | 91 | Ninety One | 91 | Ninety One |  | 91 | Ninety One
92 | Ninety Two |  | 92 | Ninety Two | 92 | Ninety Two |  | 92 | Ninety Two
93 | Ninety Three |  | 93 | Ninety Three | 93 | Ninety Three |  | 93 | Ninety Three
94 | Ninety Four |  | 94 | Ninety Four | 94 | Ninety Four |  | 94 | Ninety Four
95 | Ninety Five |  | 95 | Ninety Five | 95 | Ninety Five |  | 95 | Ninety Five
96 | Ninety Six |  | 96 | Ninety Six | 96 | Ninety Six |  | 96 | Ninety Six
97 | Ninety Seven |  | 97 | Ninety Seven | 97 | Ninety Seven |  | 97 | Ninety Seven
98 | Ninety Eight |  | 98 | Ninety Eight | 98 | Ninety Eight |  | 98 | Ninety Eight
99 | Ninety Nine |  | 99 | Ninety Nine | 99 | Ninety Nine |  | 99 | Ninety Nine
100 | One Hundred |  | 100 | One Hundred | 100 | One Hundred |  | 100 | One Hundred
BG VALUE:
#REF!
#REF!
#REF! | #REF!
#REF! | #REF! | #REF!
#REF! | #REF! | #REF!
#REF! | #REF! | #REF!
#REF! | #REF! | #REF!
#REF! | #REF! | #REF!
1 | One
2 | Two
3 | Three
4 | Four
5 | Five
6 | Six
7 | Seven
8 | Eight
9 | Nine
10 | Ten
11 | Eleven
12 | Twelve
13 | Thirteen
14 | Fourteen
15 | Fifteen
16 | Sixteen
17 | Seventeen
18 | Eighteen
19 | Nineteen
20 | Twenty
21 | Twenty One
22 | Twenty Two
23 | Twenty Three
24 | Twenty Four
25 | Twenty Five
26 | Twenty Six
27 | Twenty Seven
28 | Twenty Eight
29 | Twenty Nine
30 | Thirty
31 | Thirty One
32 | Thirty Two
33 | Thirty Three
34 | Thirty Four
35 | Thirty Fivr
36 | Thirty Six
37 | Thirty Seven
38 | Thirty Eight
39 | Thirty Nine
40 | Forty
41 | Forty One
42 | Forty Two
43 | Forty Three
44 | Forty Four
45 | Forty Five
46 | Forty Six
47 | Forty Seven
48 | Forty Eight
49 | Forty Nine
50 | Fifty
51 | Fifty One
52 | Fifty Two
53 | Fifty Three
54 | Fifty Four
55 | Fifty Five
56 | Fifty Six
57 | Fifty Seven
58 | Fifty Eight
59 | Fifty Nine
60 | Sixty
61 | Sixty One
62 | Sixty Two
63 | Sixty Three
64 | Sixty Four
65 | Sixty Five
66 | Sixty Six
67 | Sixty Seven
68 | Sixty Eight
69 | Sixty Nine
70 | Seventy
71 | Seventy One
72 | Seventy Two
73 | Seventy Three
74 | Seventy Four
75 | Seventy Five
76 | Seventy Six
77 | Seventy Seven
78 | Seventy Eight
79 | Seventy Nine
80 | Eighty
81 | Eighty One
82 | Eighty Two
83 | Eighty Three
84 | Eighty Four
85 | Eighty Five
86 | Eighty Six
87 | Eighty Seven
88 | Eighty Eight
89 | Eighty Nine
90 | Ninety
91 | Ninety One
92 | Ninety Two
93 | Ninety Three
94 | Ninety Four
95 | Ninety Five
96 | Ninety Six
97 | Ninety Seven
98 | Ninety Eight
99 | Ninety Nine
100 | One Hundred