## Basic (hidden)
Package Name | Various Civil Works including Construction of Rest room, Parking shed, Store platform, Replacement of Roof sheets, Stone pitching and Painting and repairing works of building at 400/220 kV Mysore Sub-station
Package Code | Civil Works
Specification No. | SR-II/C&M/WC-3812/2023

## Cover
REV_01
Price Schedules | Various Civil Works including Construction of Rest room, Parking shed, Store platform, Replacement of Roof sheets, Stone pitching and Painting and repairing works of building at 400/220 kV Mysore Sub-station |  | Civil Works
SR-II/C&M/WC-3812/2023
| 1 | Fill up only green shaded cells in Sch-3, Sch-5, Sch-6 and Bid Form of price bid
| 2 | All the cells in Sch-5 & Sch-6 are auto filled, therefore no cell is required to be filled up there.
| 3 | Instructions / error messages, if any, will be displayed automatically after selecting the cell.
| 4 | After filling up all the schedues, save the file, take print out of all the schedules and Bid form and sign & stamp and submit them as hard copy of the 2nd envelope (Price part) of the bid. Also ensure to submit the soft copy of the the same file on CD/ DVD.
Click to skip Instructions & Proceed
Click for Detailed General Instructions
General guidelines for filling up the Price Schedules, Sch-1 to Sch-7

## Instructions
General Instruction to the Bidders for filling up this workbook of Price Schedules for Package SS01
I | While filling up the worksheets following may please be observed :
| (i) | Fill up only green shaded cells.
| (ii) | Certain data type entries have been restricted, such as Numeric values or limits of numeric values.
| (iii) | Select only the options provided in pull down menus.
| (iv) | Do not link any cell of this work book with any other work book.
| (v) | Do not use copy & paste or cut & paste options for filling up the data.
| (vi) | Do not reformat any of the cell of the work book.
II | This Workbook consists of following worksheets :
Cover :
Opening page of the workbook.
Names of Bidder :
| ● | Select Sole Bidder or JV (Joint Venture) from the pull down menu. Do not leave this cell blank.
| ● | Select nos. of the JV Partners other than the Lead Partner from drop down menu.
| ● | In case of JV partners more than 2, enter details of 3rd & more partners along with details of 2nd partner.
| ● | Fill up names and address of the Sole Bidder and /or Joint Venture.
| ● | Fill up date in dd-mmm-yyyy format from drop down menu.
| ● | Click for proceed given at the right top of the worksheet and go to Sch-3.
Sch-1 (Ex-works Prices) :
| ● | Fill up unit rates for all the items in numeric values greater than 0 (zero). If unit rate is left blank, the corresponding item shall be deemed to be included in the total price.
| ● | Corresponding cell for mode of transaction shall be come enable only after filling up the unit rate, therefore first fill up the unit rate and then mode of transaction for the corresponding item.
●
| ● | Total amount shall get calculated automatically.
| ● | Type Test charges shall appear automatically after filling up Sch-7 appropriately.
Sch-2 (Freight & Insurance Charges) :
| ● | Fill up unit rates for all the items in numeric values greater than 0 (zero). If unit rate is left blank, the corresponding item shall be deemed to be included in the total price.
| ● | Total amount shall get calculated automatically.
Sch-3 (Service Contract) :
| ● | Fill up unit rates for all the items in numeric values greater than 0 (zero). If unit rate is left blank, the corresponding item shall be deemed to be included in the total price.
| ● | Total amount shall get calculated automatically.
Sch-4 (Training Charges) :
| ● | Not applicable, hence no cell is required to be filled up.
Sch-5 (Summary of Taxes and Duties applicable on the Goods and Services) :
| ● | No cell is required to be filled in by the bidder in this worksheet.
Sch -6 :
| ● | Summary of all the Schedules without considering discount (mentioned in the work sheet discount) shall be displayed automatically.
| ● | No cell is required to be filled in by the bidder in this worksheet.
Sch-7 (Type Test Charges) :
| ● | Fill up the rates & location where type tests are proposed.
| ● | Total of this Sch-7 shall automatically appear in Sch-1.
Bid from of price bid :
| ● | Fill up ref. no. as bidder's ref no. of this letter.
| ● | This letter shall consider the net price as per Sch-6 (After Discount).
| ● | Fill up names & Designation of the representatives of other JV partner(s) if the bidder is JV (Joint Venture) .
| ● | Fill up additional information as required.
* * *
Happy Bidding !
Click to Proceed

## Names of Bidder
Various Civil Works including Construction of Rest room, Parking shed, Store platform, Replacement of Roof sheets, Stone pitching and Painting and repairing works of building at 400/220 kV Mysore Sub-station
SR-II/C&M/WC-3812/2023 |  |  |  | Sole Bidder | 1
|  |  |  | JV (Joint Venture) | 2 or More
Enter following details of the bidder
Specify type of Bidder [Select from drop down menu] | Sole Bidder |  |  | 0
2 or More
Name of Bidder
Address of Bidder
Name of other Partner - 1
Address of other Partner - 1
…….. …….. …….. …….. …….. ……..
…….. …….. …….. …….. …….. ……..
Name of other Partner - 2 (more, if any) | …….. …….. …….. …….. …….. ……..
Address of other Partner - 2 (more, if any) | …….. …….. …….. …….. …….. ……..
…….. …….. …….. …….. …….. ……..
…….. …….. …….. …….. …….. ……..
Printed Name
Designation
email ID of Bid Signatory
Mobile No. of Bid Signatory
Tel No. of Bid Signatory
Fax No. of Bid Signatory
Date |  | 2024 | 31
Place
Click for Sch-3

## Sch-1 (hidden)
SR-II/C&M/WC-3812/2023 | [12 empty] | Schedule - 1
Various Civil Works including Construction of Rest room, Parking shed, Store platform, Replacement of Roof sheets, Stone pitching and Painting and repairing works of building at 400/220 kV Mysore Sub-station
(SCHEDULE OF RATES AND PRICES)
Bidder’s Name and Address (Bidder) : | [11 empty] | To:
Sr.GM , Contracts & Materials Department,
Name : | [11 empty] | Power Grid Corporation of India Ltd.,
Address : | [11 empty] | SRTS-II, RHQ
Singanayakanahalli
Bengaluru-560064
Construction of Storage platform for spares of ±320 kV HVDC Line Materials at Palakkad SS
All Prices are in Indian Rupees.
SI. No. | PR No | PR Line Item No | Activity Description | Material Code | HSN Code | Whether HSN in column ‘6’ is confirmed. If not indicate applicable the HSN code * | Rate of GST applicable ( in %) | Whether rate of GST in column ‘8’ is confirmed. If not indicate applicable rate of GST * | Item Description | Unit | Qty. | Unit Ex-works price (excluding GST) | Total Ex-works price (excluding GST) | GST
1 | 2 | 3 | 4 | 5 | 6 | 7 | 8 | 9 | 10 | 11 | 12 | 13 | 14 = 12x13 | 11
1 | 7000005840 | 20 | FABRICATION AND SUPPLY |  | 76169990 |  | 18% |  | Supply of Galvanised Steel PG Clamps for Sheild / Earth wire of dia 10.98 mm in line with the drawing enclosed | Nos | 1300 |  | Included | 0 | 0 | 0
2 |  |  |  |  | 76169990 |  | 18% |  | Supply of Galvanised Steel PG clamps suitable to accommodate Earthwire of 10.98 mm in one groove and 12 mm OPGW cable in the other groove, in line with the tentative drawing enclosed. | Nos | 1300 |  | Included | 0 | 0 | 0
3 |  |  |  |  | 76169990 |  | 18% |  | Supply of 1.5 mm thickness Galvanised steel 'C' / 'U' clamp suitable for 10.98 mm earthwire / shield wire,in line with the drawing enclosed. | Nos | 23400 |  | Included | 0 | 0 | 0
[9 empty] | Total Ex-Works Price |  |  |  | 0 | 0
[9 empty] | Total Type Test charges as per Schedule-7 |  |  |  | 0
[9 empty] | Total Ex-works Price including Type Test charges |  |  |  | 0 | 0 |  |  | Total GST
Note : |  | Specify amount of GST on the transaction between the Contractor and the Employer.
* |  | In case the bidder leaves the cell for confirmation of the HSN code and/or GST rate “blank”, the HSN code and corresponding GST rate indicated by the Employer shall be deemed to be the one confirmed by the Bidder.
Date : |  |  |  |  | --2024
Place : | [9 empty] | Printed Name :
Designation :
Click for Sch-2

## Sch-1 dis (hidden)
SR-II/C&M/WC-3812/2023 | [5 empty] | Schedule - 1 |  |  |  | Direct Total | 0 | Sole Bidder | `
[10 empty] | BO Total | #REF! | 0
Various Civil Works including Construction of Rest room, Parking shed, Store platform, Replacement of Roof sheets, Stone pitching and Painting and repairing works of building at 400/220 kV Mysore Sub-station
(SCHEDULE OF RATES AND PRICES : EX-WORKS PRICES)
Bidder’s Name and Address (Bidder) : |  |  |  | To:
Contract Services
Name : |  |  |  | Power Grid Corporation of India Ltd., | [7 empty] | , & …….. …….. …….. …….. …….. ……..
Address : |  |  |  | "Saudamini", Plot No.-2
Sector-29,
Gurgaon (Haryana) - 122001
Plant and Equipment (including Mandatory Spares Parts) to be supplied, including Type Test Charges for Tests to be conducted. | [10 empty] | Direct
[6 empty] | All Prices are in Indian Rupees. |  |  |  |  | Bought-Out
SI. No. | Item Description | Unit | Qty. | Unit Ex-works price | Total Ex-works price | Mode of Transaction (Direct / Bought-out)
1 | 2 | 3 | 4 | 5 | 6 = 4 x 5 | 7
#REF! | #REF!
#REF! | #REF!
#REF! | #REF!
#REF! | #REF! | #REF! | #REF! | #REF! | #REF! | #REF!
#REF! | #REF! | #REF! | #REF! | #REF! | #REF! | #REF!
#REF! | #REF!
#REF! | #REF! | #REF! | #REF! | #REF! | #REF! | #REF!
#REF! | #REF! | #REF! | #REF! | #REF! | #REF! | #REF!
#REF! | #REF!
#REF! | #REF! | #REF! | #REF! | #REF! | #REF! | #REF!
#REF! | #REF! | #REF! | #REF! | #REF! | #REF! | #REF!
#REF! | #REF!
#REF! | #REF!
#REF! | #REF! | #REF! | #REF! | #REF! | #REF! | #REF!
#REF! | #REF! | #REF! | #REF! | #REF! | #REF! | #REF!
#REF! | #REF!
#REF! | #REF! | #REF! | #REF! | #REF! | #REF! | #REF!
#REF! | #REF! | #REF! | #REF! | #REF! | #REF! | #REF!
#REF! | #REF! | #REF! | #REF! | #REF! | #REF! | #REF!
#REF! | #REF! | #REF! | #REF! | #REF! | #REF! | #REF!
#REF! | #REF! | #REF! | #REF! | #REF! | #REF! | #REF!
#REF! | #REF! | #REF! | #REF! | #REF! | #REF! | #REF!
#REF! | #REF!
#REF! | #REF! | #REF! | #REF! | #REF! | #REF! | #REF!
#REF! | #REF!
#REF! | #REF! | #REF! | #REF! | #REF! | #REF! | #REF!
#REF! | #REF! | #REF! | #REF! | #REF! | #REF! | #REF!
#REF! | #REF! | #REF! | #REF! | #REF! | #REF! | #REF!
#REF! | #REF! | #REF! | #REF! | #REF! | #REF! | #REF!
#REF! | #REF!
#REF! | #REF! | #REF! | #REF! | #REF! | #REF! | #REF!
#REF! | #REF! | #REF! | #REF! | #REF! | #REF! | #REF!
#REF! | #REF! | #REF! | #REF! | #REF! | #REF! | #REF!
#REF! | #REF!
#REF! | #REF! | #REF! | #REF! | #REF! | #REF! | #REF!
#REF! | #REF! | #REF! | #REF! | #REF! | #REF! | #REF!
#REF! | #REF! | #REF! | #REF! | #REF! | #REF! | #REF!
#REF! | #REF! | #REF! | #REF! | #REF! | #REF! | #REF!
#REF! | #REF! | #REF! | #REF! | #REF! | #REF! | #REF!
#REF! | #REF!
| #REF! | #REF! | #REF! | #REF! | #REF! | #REF!
#REF!
| #REF! | #REF! | #REF! | #REF! | #REF! | #REF!
| #REF! | #REF! | #REF! | #REF! | #REF! | #REF!
| Total Ex-Works Price Direct |  |  |  | 0 | Direct
| Total Ex-Works Price Bought Out |  |  |  | 0
| Total Ex-Works Price |  |  |  | 0
| Total Type Test charges as per Schedule-7 |  |  |  | #REF! |  |  | #REF! |  | #REF!
| Total Ex-works Price including Type Test charges |  |  |  | #REF! |  |  | #REF! |  | #REF!
[7 empty] | Discount Sch-1 | #REF! | MPD Sch-1 | #REF!
[7 empty] | Dis Alert | #REF!
Note : | Specify amount of Excise Duty, Sales Tax/'VAT and other taxes payable on the transaction between the Contractor and the Employer and octroi/entry tax as applicable for destination site/state on all items of supply including bought-out finished items (to be identified in the Contract), which shall be dispatched directly from the sub-vendor’s works to the Employer’s site (sale-in-transit), separately in Schedule-5. Excise Duty, Sales tax and other levies for all the bought-out items are to be included in the EXW Price (Col. No. 5) only and not to be indicated in Schedule-5.
Date : | --2024
Place : |  |  | Printed Name :
Designation :
Click for Sch-2

## Sch-2 (hidden)
SR-II/C&M/WC-3812/2023 | [8 empty] | Schedule - 2
Various Civil Works including Construction of Rest room, Parking shed, Store platform, Replacement of Roof sheets, Stone pitching and Painting and repairing works of building at 400/220 kV Mysore Sub-station
(SCHEDULE OF RATES AND PRICES :Transportation, In-transit insurance, loading and unloading.)
Bidder’s Name and Address (Bidder) : | [7 empty] | To:
Sr.GM , Contracts & Materials Department,
Name : | [7 empty] | Power Grid Corporation of India Ltd.,
Address : | [7 empty] | SRTS-II, RHQ
Singanayakanahalli
Bengaluru-560064
All Prices are in Indian Rupees.
SI. No. | PR No | PR Line Item No | Activity Description | Material Code | Description | Unit | Quantity | Unit Prices F&I including packing and forwading Including taxes | Total Prices
1 | 2 | 3 | 4 | 5 | 6 | 7 | 9 | 10 | 11= 9 x 10
1 | 7000005840 | 20 | FABRICATION AND SUPPLY | 1000015274 | Supply of Galvanised Steel PG Clamps for Sheild / Earth wire of dia 10.98 mm in line with the drawing enclosed | Nos | 1300 |  | Included
2 |  |  |  |  | Supply of Galvanised Steel PG clamps suitable to accommodate Earthwire of 10.98 mm in one groove and 12 mm OPGW cable in the other groove, in line with the tentative drawing enclosed. | Nos | 1300 |  | Included
3 |  |  |  |  | Supply of 1.5 mm thcikness Galvanised steel 'C' / 'U' clamp suitable for 10.98 mm earthwire / shield wire,in line with the drawing enclosed. | Nos | 23400 |  | Included
[5 empty] | Total F&I Price |  |  |  | 0
Date : |  |  |  |  | --2024
Place : | [6 empty] | Printed Name :
Designation :
Click for Sch-3

## Sch-3
SR-II/C&M/WC-3812/2023 | [9 empty] | Schedule - 3
Various Civil Works including Construction of Rest room, Parking shed, Store platform, Replacement of Roof sheets, Stone pitching and Painting and repairing works of building at 400/220 kV Mysore Sub-station | [14 empty] | As per Lum-sum |  | 0%
(SCHEDULE OF RATES AND PRICES ) | [14 empty] | AS per Percent |  | #REF!
[15 empty] | As per lum-sum on Sch-3 |  | 0%
Bidder’s Name and Address (Sole Bidder) : | [8 empty] | To: | [5 empty] | As per Percent on Sch-3 |  | #REF!
[9 empty] | C&M Department | [5 empty] | Total Discount |  | #REF!
Name : | [8 empty] | Power Grid Corporation of India Ltd.
Address : | [8 empty] | SR-II, RHQ
[9 empty] | Singanayakkanahalli, Yelahanka | [5 empty] | Multipackage lum-sum |  | #REF!
Bangalore
[16 empty] | Amount after Discount (Rs.) |  | Dis Alert | Amount after MPD (Rs.)
All Prices are in Indian Rupees.
SI. No. | DSR-2021 Ref | SAC (Service Accounting Codes) | Whether SAC in column '2’ is confirmed. If not indicate applicable the SAC * | Rate of GST applicable ( in %) | Whether rate of GST in column ‘ 4 ’ is confirmed. If not indicate applicable rate of GST * | Description | Unit | Quantity | Unit Rate in Rs. | Total in Rs. | GST TAX as confirmed by Bidder |  |  |  |  | Unit Erection Charges | Total Erection Charges |  | Unit Erection Charges | Total Erection Charges
1 |  | 2 | 3 | 4 | 5 | 6 | 7 | 8 | 9 | 10 = 8 x 9 | 11 |  |  |  |  | 5 | 6 = 4 x 5 |  | 5 | 6 = 4 x 5
[5 empty] | SCHEDULE I | CIVIL WORKS
I |  | 6: PART-A COST ESTIMATE FOR CONSTRUCTION OF REST ROOM FOR CONTRACT LABOUR,DRIVERS AND SECURITY PERSONNEL AT 400kV MYSURU SUB-STATION |  |  | Revaluation of J column | Tax Calculation | Tax Calculation
PART - A SCHEDULE ITEMS
1 | 2.6.1 | 995413 |  | 18% | confirmed | Earth work in excavation by mechanical means (Hydraulic excavator)/manual means over areas (exceeding 30 cm in depth, 1.5 m in width as well as 10 sqm on plan) including getting out and disposal of excavated earth lead upto 50 m and lift upto 1.5 m, as directed by Engineer-in-charge.All kinds of soil | Cum. | 200 |  | Included | 0 | 0 | 0
2 | 2.25 | 995413 |  | 18% | confirmed | Filling available excavated earth (excluding rock) in trenches, plinth, sides of foundations etc. in layers not exceeding 20cm in depth, consolidating each deposited layer by ramming and watering, lead up to 50 m and lift upto 1.5 m. | Cum. | 150 |  | Included | 0 | 0 | 0
3 | 15.60. | 995413 |  | 18% | confirmed | Disposal of building rubbish / malba / similar unserviceable, dismantled or waste materials by mechanical means, including loading, transporting, unloading to approved municipal dumping ground or as approved by Engineer-in-charge, beyond 50 m initial lead, for all leads including all lifts involved. | Cum. | 100 |  | Included | 0 | 0 | 0
4 | 2.27 | 995413 |  | 18% | confirmed | Supplying and filling in plinth with sand under floors, including watering, ramming, consolidating and dressing complete. | Cum. | 10 |  | Included | 0 | 0 | 0
5 | 4.1.8 | 995413 |  | 18% | confirmed | Providing and laying in position cement concrete of specified grade excluding the cost of centering and shuttering - All work up to plinth level : 1:4:8 (1 Cement : 4 coarse sand (zone-III) : 8 graded stone aggregate 40 mm nominal size) | Cum. | 7 |  | Included | 0 | 0 | 0
6 | 4.2.3 | 995413 |  | 18% | confirmed | Providing and laying cement concrete in retaining walls, return walls, walls (any thickness) including attached pilasters, columns, piers, abutments, pillars, posts, struts, buttresses, string or lacing courses, parapets, coping, bed blocks, anchor blocks, plain window sills, fillets, sunken floor etc., up to floor five level, excluding the cost of centering, shuttering and finishing: 1:2:4 (1 Cement : 2 coarse sand (zone-III) derived from natural sources : 4 graded stone aggregate 20 mm nominal size derived from natural sources) | Cum. | 3 |  | Included | 0 | 0 | 0
7 | 5.1.2 | 995413 |  | 18% | confirmed | Providing and laying in position specified grade of reinforced cement concrete, excluding the cost of centering, shuttering, finishing and reinforcement - All work up to plinth level 1:1.5:3 (1 cement : 1.5 coarse sand (zone-III): 3 graded stone aggregate 20 mm nominal size) | Cum. | 30 |  | Included | 0 | 0 | 0
8 | 5.2.2 | 995413 |  | 18% | confirmed | Reinforced cement concrete work in walls (any thickness), including attached pilasters, buttresses, plinth and string courses, fillets, columns, pillars, piers, abutments, posts and struts etc. above plinth level up to floor five level, excluding cost of centering, shuttering, finishing and reinforcement: 1:1.5:3 (1 cement : 1.5 coarse sand(zone-III) : 3 graded stone aggregate 20 mm nominal size) | Cum. | 4 |  | Included | 0 | 0 | 0
9 | 5.3 | 995413 |  | 18% | confirmed | Reinforced cement concrete work in beams, suspended floors, roofs having slope up to 15° landings, balconies, shelves, chajjas, lintels, bands, plain window sills, staircases and spiral stair cases above plinth level up to floor five level, excluding the cost of centering, shuttering, finishing and reinforcement with 1:1.5:3 (1 cement : 1.5 coarse sand(zone-III) : 3 graded stone aggregate 20 mm nominal size). | Cum. | 27 |  | Included | 0 | 0 | 0
10 | 5.9 | 2: 995413; 4: 18%; 5: confirmed; 6: Centering and shuttering including strutting, propping etc. and removal of form for : |  |  | 0 | 0
a | 5.9.1 | 995413 |  | 18% | confirmed | Foundations, footings, bases of columns, etc. for mass concrete | Sqm. | 80 |  | Included | 0 | 0 | 0
b | 5.9.2 | 995413 |  | 18% | confirmed | Walls (any thickness) including attached pilasters, butteresses, plinth and string courses etc. | Sqm. | 42 |  | Included | 0 | 0 | 0
c | 5.9.3 | 995413 |  | 18% | confirmed | Suspended floors, roofs, landings, balconies and access platform | Sqm. | 120 |  | Included | 0 | 0 | 0
d | 5.9.5 | 995413 |  | 18% | confirmed | Lintels, beams, plinth beams, girders, bressumers and cantilevers | Sqm. | 125 |  | Included | 0 | 0 | 0
e | 5.9.6 | 995413 |  | 18% | confirmed | Columns, Pillars, Piers, Abutments, Posts and Struts | Sqm. | 32 |  | Included | 0 | 0 | 0
f | 5.9.19 | 995413 |  | 18% | confirmed | Weather shade, Chajjas, corbels etc., including edges | Sqm. | 3.878 |  | Included | 0 | 0 | 0
11 | 5.22.6 | 995413 |  | 18% | confirmed | Steel reinforcement for R.C.C. work including straightening, cutting, bending, placing in position and binding all complete at all level:Thermo-Mechanically Treated bars of grade Fe-500D or more | Kg | 4880 |  | Included | 0 | 0 | 0
12 | 6.1.2 | 995413 |  | 18% | confirmed | Brick work with common burnt clay F.P.S. (non modular) bricks of class designation 7.5 in foundation and plinth in: Cement mortar 1:6 (1 cement : 6 coarse sand) | Cum. | 10 |  | Included | 0 | 0 | 0
13 | 6.4.2 | 995413 |  | 18% | confirmed | Brick work with common burnt clay F.P.S. (non modular) bricks of class designation 7.5 in superstructure above plinth level up to floor V level in all shapes and sizes in : Cement mortar 1:6 (1 cement : 6 coarse sand) | Cum. | 55 |  | Included | 0 | 0 | 0
14 | 6.13.2 | 995413 |  | 18% | confirmed | Half brick masonry with common burnt clay F.P.S. (non modular) bricks of class designation 7.5 in superstructure above plinth level up to floor V level. cement mortar 1:4 (1 cement : 4 coarse sand) | Sqm. | 10 |  | Included | 0 | 0 | 0
15 | 6.15 | 995413 |  | 18% | confirmed | Extra for providing and placing in position 2 Nos 6mm dia. M.S. bars at every third course of half brick masonry. | Sqm. | 10 |  | Included | 0 | 0 | 0
16 | 9.21.2 | 995413 |  | 18% | confirmed | Providing and fixing ISI marked flush door shutters conforming to IS : 2202 (Part I) non-decorative type, core of block board construction with frame of 1st class hard wood and well matched commercial 3 ply veneering with vertical grains or cross bands and face veneers on both faces of shutters: 30 mm thick including ISI marked Stainless Steel butt hinges with necessary screws | Sqm. | 14 |  | Included | 0 | 0 | 0
17 | 9.23 | 995413 |  | 18% | confirmed | Extra for providing lipping with 2nd class teak wood battens 25 mm minimum depth on all edges of flush door shutters (over all area of door shutter to be measured). | Sqm. | 14 |  | Included | 0 | 0 | 0
18 | 9.18.1 | 995413 |  | 18% | confirmed | Providing and fixing Pre-laminated flat pressed 3 layer (medium density) particle board or graded wood particle board IS : 3087 marked, with one side decorative and other side balancing lamination Grade I, Type II exterior grade IS : 12823 marked, in shelves with screws and fittings wherever required, edges to be painted with polyurethane primer including all fittings -18 mm thick | Sqm. | 70 |  | Included | 0 | 0 | 0
19 |  | 2: 995413; 4: 18%; 5: confirmed; 6: Providing and fixing aluminium sliding door bolts, ISI marked anodised (anodic coating not less than grade AC 10 as per IS : 1868), transparent or dyed to required colour or shade, with nuts and screws etc. complete : |  |  | 0 | 0
(i) | 9.96.1 | 995413 |  | 18% | confirmed | 300x16mm | EACH | 4 |  | Included | 0 | 0 | 0
(ii) | 9.96.2 | 995413 |  | 18% | confirmed | 250x16mm | EACH | 4 |  | Included | 0 | 0 | 0
20 |  | 2: 995413; 4: 18%; 5: confirmed; 6: Providing and fixing aluminium tower bolts, ISI marked, anodised (anodic coating not less than grade AC 10 as per IS : 1868 ) transparent or dyed to required colour or shade, with necessary screws etc. complete : |  |  | 0 | 0
(i) | 9.97.2 | 995413 |  | 18% | confirmed | 250x10 mm | EACH | 4 |  | Included | 0 | 0 | 0
(ii) | 9.97.3 | 995413 |  | 18% | confirmed | 200x10 mm | EACH | 4 |  | Included | 0 | 0 | 0
21 | 9.100.1 | 995413 |  | 18% | confirmed | Providing and fixing aluminium handles, ISI marked, anodised (anodic coating not less than grade AC 10 as per IS : 1868) transparent or dyed to required colour or shade, with necessary screws etc. complete :125mm | EACH | 16 |  | Included | 0 | 0 | 0
22 | 9.101.1 | 995413 |  | 18% | confirmed | Providing and fixing aluminium hanging floor door stopper, ISI marked, anodised (anodic coating not less than grade AC 10 as per IS : 1868) transparent or dyed to required colour and shade, with necessary screws etc. complete: Single rubber stopper | EACH | 8 |  | Included | 0 | 0 | 0
23 | 10.14.1.1 | 995413 |  | 18% | confirmed | Providing and fixing pressed steel door frames conforming to IS: 4351, manufactured from commercial mild steel sheet of 1.60 mm thickness, including hinges, jamb, lock jamb, bead and if required angle threshold of mild steel angle of section 50x25 mm, or base ties of 1.60 mm, pressed mild steel welded or rigidly fixed together by mechanical means, including M.S. pressed butt hinges 2.5 mm thick with mortar guards, lock strike-plate and shock absorbers as specified and applying a coat of approved steel primer after pre-treatment of the surface as directed by Engineer-in-charge: Profile B ,Fixing with adjustable lugs with split end tail to each jamb | Metre | 41 |  | Included | 0 | 0 | 0
24 | 10.1 | 995413 |  | 18% | confirmed | Structural steel work in single section, fixed with or without connecting plate, including cutting, hoisting, fixing in position and applying a priming coat of approved steel primer all complete | Kg. | 160 |  | Included | 0 | 0 | 0
25 | 11.37 | 995413 |  | 18% | confirmed | Providing and laying Ceramic glazed floor tiles of size 300x300 mm (thickness to be specified by the manufacturer) of 1st quality conforming to IS : 15622 of approved make in colours such as White, Ivory, Grey, Fume Red Brown, laid on 20 mm thick cement mortar 1:4 (1 Cement : 4 Coarse sand), Jointing with grey cement slurry @ 3.3 kg/sqm including pointing the joints with white cement and matching pigment etc., complete. | Sqm. | 8 |  | Included | 0 | 0 | 0
26 | 8.31 | 995413 |  | 18% | confirmed | Providing and fixing Ist quality ceramic glazed wall tiles conforming to IS: 15622 (thickness to be specified by the manufacturer), of approved make, in all colours, shades except burgundy, bottle green, black of any size as approved by Engineer-in-Charge, in skirting, risers of steps and dados, over 12 mm thick bed of cement mortar 1:3 (1 cement : 3 coarse sand) and jointing with grey cement slurry @ 3.3kg per sqm, including pointing in white cement mixed with pigment of matching shade complete | Sqm. | 41 |  | Included | 0 | 0 | 0
27 | 11.41.2 | 995413 |  | 18% | confirmed | Providing and laying vitrified floor tiles in different sizes (thickness to be specified by the manufacturer) with water absorption less than 0.08% and conforming to IS: 15622, of approved make, in all colours and shades, laid on 20mm thick cement mortar 1:4 (1 cement : 4 coarse sand), jointing with grey cement slurry @ 3.3 kg/ sqm including grouting the joints with white cement and matching pigments etc., complete: Size of Tile 600x600 mm | Sqm. | 85.896 |  | Included | 0 | 0 | 0
28 | 11.46.2 | 995413 |  | 18% | confirmed | Providing and laying Vitrified tiles in different sizes (thickness to be specified by manufacturer), with water absorption less than 0.08 % and conforming to I.S. 15622, of approved make, in all colours & shade, in skirting, riser of steps, over 12 mm thick bed of cement mortar 1:3 (1 cement: 3 coarse sand), jointing with grey cement slurry @ 3.3 kg/ sqm including grouting the joint with white cement & matching pigments etc. complete: Size of Tile 600x600 mm | Sqm. | 11 |  | Included | 0 | 0 | 0
29 | 13.1.2 | 995413 |  | 18% | confirmed | 12 mm cement plaster of mix :Cement Plaster 1:6(1 cement : 6 coarse sand) | Sqm. | 400 |  | Included | 0 | 0 | 0
30 | 13.2.2 | 995413 |  | 18% | confirmed | 15 mm cement plaster on the rough side of single or half brick wall of mix : 1:6 (1 cement: 6 fine sand) | Sqm. | 225 |  |  |  | 0 | 0
31 | 13.16.1 | 995413 |  | 18% | confirmed | 6 mm cement plaster of mix to ceiling 1:3 (1 cement : 3 fine sand) | Sqm. | 105 |  | Included | 0 | 0 | 0
32 | 13.26 | 995413 |  | 18% | confirmed | Providing and applying plaster of paris putty of 2 mm thickness over plastered surface to prepare the surface even and smooth complete. | Sqm. | 505 |  | Included | 0 | 0 | 0
33 | 13.41.1 | 995413 |  | 18% | confirmed | Distempering with 1st quality acrylic distemper (ready mixed) having VOC content less than 50 gms/litre, of approved manufacturer, of required shade and colour complete, as per manufacturer's specification.New work (Two or More coats) over and including water thinnable priming coat with cement primer on wall surface having VOC content less than 50 grams/litre | Sqm. | 505 |  | Included | 0 | 0 | 0
34 | 13.46.1 | 995413 |  | 18% | confirmed | Finishing walls with Acrylic Smooth exterior paint of required shade : New work (Two or more coat applied @ 1.67 ltr/10 sqm over and including priming coat of exterior primer applied @ 0.90 ltr/10 sqm) | Sqm. | 310 |  | Included | 0 | 0 | 0
35 | 13.61.1 | 995413 |  | 18% | confirmed | Painting with synthetic enamel paint of approved brand and manufacture to give an even shade :Two or more coats on new work | Sqm. | 50 |  | Included | 0 | 0 | 0
36 | 17.3.1 | 995413 |  | 18% | confirmed | Providing and fixing white vitreous china pedestal type water closet (European type) with seat and lid, 10 litre low level white vitreous china flushing cistern & C.P. flush bend with fittings & C.I. brackets, 40 mm flush bend, overflow arrangement with specials of standard make and mosquito proof coupling of approved municipal design complete, including painting of fittings and brackets, cutting and making good the walls and floors wherever required : W.C. pan with ISI marked white solid plastic seat and lid | EACH | 4 |  | Included | 0 | 0 | 0
37 | 17.7.4 | 995413 |  | 18% | confirmed | Providing and fixing wash basin with C.I. brackets, 15 mm C.P. brass pillar taps, 32 mm C.P. brass waste of standard pattern, including painting of fittings and brackets, cutting and making good the walls wherever require: White Vitreous China Flat back wash basin size 550x 400 mm with single 15 mm C.P. brass pillar tap . | EACH | 4 |  | Included | 0 | 0 | 0
38 | 17.28.1.1 | 995413 |  | 18% | confirmed | Providing and fixing P.V.C. waste pipe for sink or wash basin including P.V.C. waste fittings complete: Semi rigid pipe-32 mm dia | EACH | 4 |  | Included | 0 | 0 | 0
39 | 17.31 | 995413 |  | 18% | confirmed | Providing and fixing 600x450 mm beveled edge mirror of superior glass (of approved quality) complete with 6 mm thick hard board ground fixed to wooden cleats with C.P. brass screws and washers complete. | EACH | 4 |  | Included | 0 | 0 | 0
40 | 17.33 | 995413 |  | 18% | confirmed | Providing and fixing 600x120x5 mm glass shelf with edges round off, supported on anodised aluminium angle frame with C.P. brass brackets and guard rail complete fixed with 40 mm long screws, rawl plugs etc., complete. | EACH | 4 |  | Included | 0 | 0 | 0
41 | 18.22.2 | 995413 |  | 18% | confirmed | Providing and fixing C.P. brass shower rose with 15 or 20 mm inlet : 150 mm diameter | EACH | 4 |  | Included | 0 | 0 | 0
42 | 17.73.2 | 995413 |  | 18% | confirmed | Providing and fixing PTMT towel rail complete with brackets fixed to wooden cleats with CP brass screws with concealed fittings arrangement of approved quality and colour: 600 mm long towel rail with total length of 645 mm, width 78 mm and effective height of 88 mm, weighing not less than 190 gms. | EACH | 4 |  | Included | 0 | 0 | 0
43 | 18.9.5 | 995413 |  | 18% | confirmed | Providing and fixing Chlorinated Polyvinyl Chloride (CPVC) pipes, having thermal stability for hot & cold water supply including all CPVC plain & brass threaded fittings This includes jointing of pipes & fittings with one step CPVC solvent cement, trenching, refilling & testing of joints complete as per direction of Engineer in Charge: External work:40 mm dia nominal pipe | Metre | 100 |  | Included | 0 | 0 | 0
44 | 18.8.2 | 995413 |  | 18% | confirmed | Providing and fixing Chlorinated Polyvinyl Chloride (CPVC) pipes, having thermal stability for hot & cold water supply, including all CPVC plain & brass threaded fittings, i/c fixing the pipe with clamps at 1.00 m spacing. This includes jointing of pipes & fittings with one step CPVC solvent cement and the cost of cutting chases and making good the same including testing of joints complete as per direction of Engineer in Charge: Internal-Concealed work, including cutting chases and making good the walls etc: 20 mm nominal dia Pipes | Metre | 50 |  | Included | 0 | 0 | 0
45 |  | 2: 995413; 4: 18%; 5: confirmed; 6: Providing and fixing Chlorinated Polyvinyl Chloride (CPVC) pipes, having thermal stability for hot & cold water supply, including all CPVC plain & brass threaded fittings, including fixing the pipe with clamps at 1.00 m spacing. This includes jointing of pipes & fittings with one step CPVC solvent cement and testing of joints complete as per direction of Engineer in Charge: Internal work - Exposed on wall |  |  | 0 | 0
(i) | 18.7.4 | 995413 |  | 18% | confirmed | 32 mm nominal dia Pipes | Metre | 30 |  | Included | 0 | 0 | 0
(ii) | 18.7.5 | 995413 |  | 18% | confirmed | 40 mm nominal dia Pipes | Metre | 10 |  | Included | 0 | 0 | 0
46 |  | 2: 995413; 4: 18%; 5: confirmed; 6: Providing and fixing gun metal gate valve with C.I. wheel of approved quality (screwed end) : |  |  | 0 | 0
(i) | 18.17.2 | 995413 |  | 18% | confirmed | 32 mm nominal bore. | EACH | 1 |  |  |  | 0 | 0
(ii) | 18.17.3 | 995413 |  | 18% | confirmed | 40 mm nominal bore | EACH | 1 |  | Included | 0 | 0 | 0
47 | 18.48 | 995413 |  | 18% | confirmed | Providing and placing on terrace (at all floor levels) polyethylene waterstorage tank, IS : 12701 marked, with cover and suitable locking arrangement and making necessary holes for inlet, outlet and over flow pipes but without fittings and the base support for tank. | Per Litre | 1000 |  | Included | 0 | 0 | 0
48 | 18.51.1 | 995413 |  | 18% | confirmed | Providing and fixing C.P. brass long body bib cock of approved quality conforming to IS standards and weighing not less than 690 gms.: 15 mm nominal bore | EACH | 8 |  | Included | 0 | 0 | 0
49 | 18.53.1 | 995413 |  | 18% | confirmed | Providing and fixing C.P. brass angle valve for basin mixer and geyser points of approved quality conforming to IS:893115 mm nominal bore | EACH | 8 |  | Included | 0 | 0 | 0
50 | 18.21.2.1 | 995413 |  | 18% | confirmed | Providing and fixing uplasticised PVC connection pipe with brass unions : 45 cm length-15 mm nominal bore | EACH | 8 |  | Included | 0 | 0 | 0
51 | 17.60.1.3 | 995413 |  | 18% | confirmed | Providing and fixing trap of self cleansing design with screwed down or hinged grating with or without vent arm complete, including cost of cutting and making good the walls and floors : Hubless centrifugally cast (spun) iron epoxy coated inside & outside as per IS:15905 or uPVC. | EACH | 4 |  | Included | 0 | 0 | 0
52 | 12.41.2 | 995413 |  | 18% | confirmed | Providing and fixing on wall face unplasticised Rigid PVC rain water pipes conforming to IS : 13592 Type A, including jointing with seal ring conforming to IS : 5382, leaving 10 mm gap for thermal expansion, (i) Single socketed pipes110mm Diameter | Metre | 15 |  | Included | 0 | 0 | 0
53 | 12.43.2 | 995413 |  | 18% | confirmed | Providing and fixing unplasticised -PVC pipe clips of approved design to unplasticised - PVC rain water pipes by means of 50x50x50 mm hard wood plugs, screwed with M.S. screws of required length, including cutting brick work and fixing in cement mortar 1:4 (1 cement : 4 coarse sand) and making good the wall etc. complete: 110 mm. | EACH | 20 |  | Included | 0 | 0 | 0
54 | 12.42.5.2 | 995413 |  | 18% | confirmed | Providing and fixing on wall face unplasticised - PVC moulded fittings/ accessories for unplasticised Rigid PVC rain water pipes conforming to IS : 13592 Type A, including jointing with seal ring conforming to IS : 5382, leaving 10 mm gap for thermal expansion: Bend 87.5°(110 mm bend ). | EACH | 8 |  | Included | 0 | 0 | 0
55 | 19.7.1.1 | 995413 |  | 18% | confirmed | Constructing brick masonry manhole in cement mortar 1:4 ( 1 cement : 4 coarse sand ) with R.C.C. top slab with 1:1.5:3 mix (1 cement : 1.5 coarse sand (zone-III) : 3 graded stone aggregate 20 mm nominal size), foundation concrete 1:4:8 mix (1 cement : 4 coarse sand (zone-III) : 8 graded stone aggregate 40 mm nominal size), inside plastering 12 mm thick with cement mortar 1:3 (1 cement : 3 coarse sand) finished with floating coat of neat cement and making channels in cement concrete 1:2:4 (1 cement : 2 coarse sand : 4 graded stone aggregate 20 mm nominal size) finished with a floating coat of neat cement complete as per standard design : Inside size 90x80 cm and 45 cm deep including C.I. cover with frame (light duty) 455x610 mm internal dimensions, total weight of cover and frame to be not less than 38 kg (weight of cover 23 kg and weight of frame 15 kg) : With common burnt clay F.P.S. (non modular) bricks of class designation 7.5 | EACH | 5 |  | Included | 0 | 0 | 0
56 | 19.8.1.1 | 995413 |  | 18% | confirmed | Extra for depth for manholes : Size 90x80 cm-With common burnt clay F.P.S. (non modular) bricks of class designation 7.5 | Metre | 1 |  |  |  | 0 | 0
57 | 19.6.1 | 995413 |  | 18% | confirmed | Providing and laying non-pressure NP2 class (light duty) R.C.C. pipes with collars jointed with stiff mixture of cement mortar in the proportion of 1:2 (1 cement : 2 fine sand) including testing of joints etc. complete :100 mm dia. R.C.C. pipe | Metre | 50 |  | Included | 0 | 0 | 0
58 | 19.32.1 | 995413 |  | 18% | confirmed | Making soak pit 2.5 m diameter 3.0 metre deep with 45 x 45 cm dry brick honey comb shaft with bricks and S.W. drain pipe 100 mm diameter, 1.8 m long complete as per standard design. | EACH | 1 |  | Included | 0 | 0 | 0
59 | 21.1.1.2 | 995413 |  | 18% | confirmed | Providing and fixing aluminium work for doors, windows, ventilators and partitions with extruded built up standard tubular sections/ appropriate Z sections and other sections of approved make conforming to IS: 733 and IS: 1285, fixing with dash fasteners of required dia and size, including necessary filling up the gaps at junctions, i.e. at top, bottom and sides with required EPDM rubber/ neoprene gasket etc. Aluminium sections shall be smooth, rust free, straight, mitred and jointed mechanically wherever required including cleat angle, Aluminium snap beading for glazing / paneling, C.P. brass / stainless steel screws, all complete as per architectural drawings and the directions of Engineer-in-charge. (Glazing & paneling to be paid for separately) :For fixed portion Powder coated aluminium (minimum thickness of powder coating 50 micron) | kg | 40 |  | Included | 0 | 0 | 0
60 | 21.1.2.2 | 995413 |  | 18% | confirmed | Providing and fixing aluminium work for doors, windows, ventilators and partitions with extruded built up standard tubular sections/ appropriate Z sections and other sections of approved make conforming to IS: 733 and IS: 1285, fixing with dash fasteners of required dia and size, including necessary filling up the gaps at junctions, i.e. at top, bottom and sides with required EPDM rubber/ neoprene gasket etc. Aluminium sections shall be smooth, rust free, straight, mitred and jointed mechanically wherever required including cleat angle, Aluminium snap beading for glazing / paneling, C.P. brass / stainless steel screws, all complete as per architectural drawings and the directions of Engineer-in-charge. (Glazing & paneling to be paid for separately) : For shutters of doors, windows & ventilators including providing and fixing hinges/ pivots and making provision for fixing of fittings wherever required including the cost of EPDM rubber / neoprene gasket ,dash fastener & all fittings required etc.- Powder coated aluminium (minimum thickness of powder coating 50 micron) | kg | 40 |  | Included | 0 | 0 | 0
61 | 21.3.2 | 995413 |  | 18% | confirmed | Providing and fixing glazing in aluminium door, window, ventilator shutters and partitions etc. with EPDM rubber / neoprene gasket etc. complete as per the architectural drawings and the directions of engineer-in-charge . (Cost of aluminium snap beading shall be paid in basic item): With float glass panes of 5 mm thickness (weight not less than 12.50 kg/sqm) | Sqm. | 12 |  | Included | 0 | 0 | 0
62 | 4.17 | 995413 |  | 18% | confirmed | Making plinth protection 50mm thick of cement concrete 1:3:6 (1 cement : 3 coarse sand (zone-III) derived from natural sources : 6 graded stone aggregate 20 mm nominal size derived from natural sources) over 75mm thick bed of dry brick ballast 40 mm nominal size, well rammed and consolidated and grouted with fine sand, including necessary excavation, levelling & dressing & finishing the top smooth. | Sqm. | 35 |  | Included | 0 | 0 | 0
PART-B COST ESTIMATE FOR CONSTRUCTION OF PARKING SHED FOR CONTRACT LABOUR,DRIVERS AND SECURITY PERSONNEL AT 400kV MYSURU SUB-STATION
1 | 2.6.1 | 995413 |  | 18% | confirmed | Earth work in excavation by mechanical means (Hydraulic excavator)/manual means over areas (exceeding 30 cm in depth, 1.5 m in width as well as 10 sqm on plan) including getting out and disposal of excavated earth lead upto 50 m and lift upto 1.5 m, as directed by Engineer-in-charge.All kinds of soil | Cum. | 60 |  | Included | 0 | 0 | 0
2 | 2.25 | 995413 |  | 18% | confirmed | Filling available excavated earth (excluding rock) in trenches, plinth, sides of foundations etc. in layers not exceeding 20cm in depth, consolidating each deposited layer by ramming and watering, lead up to 50 m and lift upto 1.5 m. | Cum. | 45 |  | Included | 0 | 0 | 0
3 | 15.60. | 995413 |  | 18% | confirmed | Disposal of building rubbish / malba / similar unserviceable, dismantled or waste materials by mechanical means, including loading, transporting, unloading to approved municipal dumping ground or as approved by Engineer-in-charge, beyond 50 m initial lead, for all leads including all lifts involved. | CUM. | 50 |  | Included | 0 | 0 | 0
4 | 4.1.8 | 995413 |  | 18% | confirmed | Providing and laying in position cement concrete of specified grade excluding the cost of centering and shuttering - All work up to plinth level : 1:4:8 (1 Cement : 4 coarse sand (zone-III) : 8 graded stone aggregate 40 mm nominal size) | Cum. | 18 |  | Included | 0 | 0 | 0
5 | 5.1.2 | 995413 |  | 18% | confirmed | Providing and laying in position specified grade of reinforced cement concrete, excluding the cost of centering, shuttering, finishing and reinforcement - All work up to plinth level 1:1.5:3 (1 cement : 1.5 coarse sand (zone-III): 3 graded stone aggregate 20 mm nominal size) | Cum. | 25 |  | Included | 0 | 0 | 0
6 |  | 2: 995413; 4: 18%; 5: confirmed; 6: Centering and shuttering including strutting, propping etc. and removal of form for : |  |  | 0 | 0
(i) | 5.9.1 | 995413 |  | 18% | confirmed | Foundations, footings, bases of columns, etc. for mass concrete | Sqm. | 40 |  | Included | 0 | 0 | 0
(ii) | 5.9.5 | 995413 |  | 18% | confirmed | Lintels, beams, plinth beams, girders, bressumers and cantilevers | Sqm. | 32 |  | Included | 0 | 0 | 0
(iii) | 5.9.6 | 995413 |  | 18% | confirmed | Columns, Pillars, Piers, Abutments, Posts and Struts | Sqm. | 30 |  | Included | 0 | 0 | 0
7 | 5.22.6 | 995413 |  | 18% | confirmed | Steel reinforcement for R.C.C. work including straightening, cutting, bending, placing in position and binding all complete upto plinth level/above plinth levelThermo-Mechanically Treated bars of grade Fe-500D or more | Kg | 2000 |  | Included | 0 | 0 | 0
8 | 6.1.2 | 995413 |  | 18% | confirmed | Brick work with common burnt clay F.P.S. (non modular) bricks of class designation 7.5 in foundation and plinth in: Cement mortar 1:6 (1 cement : 6 coarse sand) | Cum. | 2.5068 |  | Included | 0 | 0 | 0
9 | 10.16.1 | 995413 |  | 18% | confirmed | Steel work in built up tubular (round, square or rectangular hollow tubes etc.) trusses etc., including cutting, hoisting, fixing in position and applying a priming coat of approved steel primer, including welding and bolted with special shaped washers etc. complete:Hot finished welded type tubes | Kg | 1300 |  | Included | 0 | 0 | 0
10 | 12.50 | 995413 |  | 18% | confirmed | Providing and fixing precoated galvanised iron profile sheets (size, shape and pitch of corrugation as approved by Engineer-in-charge) of total coated thickness 0.50 mm(base metal of minimum 0.45mm thickness with total coating thickness of 0.05mm) with zinc coating 120 grams per sqm as per IS: 277, in 240 mpa steel grade, 5-7 microns epoxy primer on both side of the sheet and polyester top coat 15-18 microns. Sheet should have protective guard film of 25 microns minimum to avoid scratches during transportation and should be supplied in single length upto 12 metre or as desired by Engineerin-charge. The sheet shall be fixed using self drilling /self tapping screws of size (5.5x 55 mm) with EPDM seal, complete upto any pitch in horizontal/ vertical or curved surfaces, excluding the cost of purlins, rafters and trusses and including cutting to size and shape wherever required. | Sqm. | 100 |  | Included | 0 | 0 | 0
11 | 12.51.2 | 995413 |  | 18% | confirmed | Providing and fixing precoated galvanised steel sheet roofing accessories of total coated thickness 0.50 mm(base metal of minimum 0.45mm thickness with total coating thickness of 0.05mm) with Zinc coating 120 grams per sqm as per IS: 277, in 240 mpa steel grade, 5-7 microns epoxy primer on both side of the sheet and polyester top coat 15-18 microns using self drilling/ self tapping screws complete :Flashings/ Aprons.( Upto 600 mm) | Metre | 3 |  | Included | 0 | 0 | 0
12 | 13.61.1 | 995413 |  | 18% | confirmed | Painting with synthetic enamel paint of approved brand and manufacture to give an even shade :Two or more coats on new work | Sqm. | 50 |  | Included | 0 | 0 | 0
PART-C COST ESTIMATE FOR REPLACEMENT OF OLD ASBESTOS ROOFING WITH PRE-COATED GI SHEETS& IMPROVEMENT OF PARTIALLY OPEN STORE AT 400kV MYSURU SUB-STATION
1 | 15.28.2 | 995413 |  | 18% | confirmed | Dismantling roofing including ridges, hips, valleys and gutters etc.,and stacking the material within 50 metres lead of: Asbestos Cement sheet | Sqm. | 525 |  | Included | 0 | 0 | 0
2 | 15.38 | 995413 |  | 18% | confirmed | Dismantling expanded metal or I.R.C. fabrics with necessary battens and beading including stacking the serviceable material within 50 metres lead. | Sqm. | 100 |  | Included | 0 | 0 | 0
3 | 15.60. | 995413 |  | 18% | confirmed | Disposal of building rubbish / malba / similar unserviceable, dismantled or waste materials by mechanical means, including loading, transporting, unloading to approved municipal dumping ground or as approved by Engineer-in-charge, beyond 50 m initial lead, for all leads including all lifts involved. | Cum. | 100 |  | Included | 0 | 0 | 0
4 | 4.2.3 | 995413 |  | 18% | confirmed | Providing and laying cement concrete in retaining walls, return walls,walls (any thickness) including attached pilasters, columns, piers, abutments, pillars, posts, struts, buttresses, string or lacing courses, parapets, coping, bed blocks, anchor blocks, plain window sills, fillets, sunken floor etc., up to floor five level, excluding the cost of centering, shuttering and finishing: 1:2:4 (1 Cement : 2 coarse sand (zone-III) derived from natural 1:2:4 (1 Cement : 2 coarse sand (zone-III) derived from natural sources : 4 graded stone aggregate 20 mm nominal size derived from natural sources) sources : 4 graded stone aggregate 20 mm nominal size derived from natural sources) | Cum. | 1 |  | Included | 0 | 0 | 0
5 | 6.4.2 | 995413 |  | 18% | confirmed | Brick work with common burnt clay F.P.S. (non modular) bricks of class designation 7.5 in superstructure above plinth level up to floor V level in all shapes and sizes in : Cement mortar 1:6 (1 cement : 6 coarse sand) | Cum. | 11 |  | Included | 0 | 0 | 0
6 | 10.6.2 | 995413 |  | 18% | confirmed | Supplying and fixing rolling shutters of approved make, made of required size M.S. laths, interlocked together through their entire length and jointed together at the end by end locks, mounted on specially designed pipe shaft with brackets, side guides and arrangements for inside and outside locking with push and pull operation complete, including the cost of providing and fixing necessary 27.5 cm long wire springs manufactured from high tensile steel wire of adequate strength conforming to IS: 4454 - part 1 and M.S. top cover of required thickness for rolling shutters: 80x1.20 mm M.S. laths with 1.20 mm thick top cover | Sqm. | 17 |  | Included | 0 | 0 | 0
7 | 10.8.1 | 995413 |  | 18% | confirmed | Extra for providing mechanical device chain and crank operation for operating rolling shutters: Exceeding 10.00 sqm and upto 16.80 sqm in the area | Sqm. | 17 |  | Included | 0 | 0 | 0
8 | 10.11.1 | 995413 |  | 18% | confirmed | Providing and fixing factory made ISI marked steel glazed doors, windows and ventilators, side /top /centre hung, with beading and all members such as F7D,F4B, K11 B and K12 B etc. complete of standard rolled steel sections, joints mitred and flash butt welded and sash bars tenoned and riveted, including providing and fixing of hinges, pivots, including priming coat of approved steel primer, but excluding the cost of other fittings, complete all as per approved design, (sectional weight of only steel members shall be measured for payment): Fixing with 15x3 mm lugs 10 cm long embedded in cement concrete block 15x10x10 cm of C.C. 1:3:6 (1 Cement : 3 coarse sand : 6 graded stone aggregate 20 mm nominal size) | Kg. | 300 |  | Included | 0 | 0 | 0
9 | 10.30.1 | 995413 |  | 18% | confirmed | Providing & fixing glass panes with putty and glazing clips in steel doors, windows, clerestory windows, all complete with : 4.0 mm thick glass panes. | Sqm. | 30 |  | Included | 0 | 0 | 0
10 | 10.16.1 | 995413 |  | 18% | confirmed | Steel work in built up tubular (round, square or rectangular hollow tubes etc.) trusses etc., including cutting, hoisting, fixing in position and applying a priming coat of approved steel primer, including welding and bolted with special shaped washers etc. complete: Hot finished welded type tubes | Kg. | 50 |  | Included | 0 | 0 | 0
11 | 12.50. | 995413 |  | 18% | confirmed | Providing and fixing precoated galvanised iron profile sheets (size, shape and pitch of corrugation as approved by Engineer-in-charge) of total coated thickness 0.50 mm(base metal of minimum 0.45mm thickness with total coating thickness of 0.05mm) with zinc coating 120 grams per sqm as per IS: 277, in 240 mpa steel grade, 5-7 microns epoxy primer on both side of the sheet and polyester top coat 15-18 microns. Sheet should have protective guard film of 25 microns minimum to avoid scratches during transportation and should be supplied in single length upto 12 metre or as desired by Engineerin-charge. The sheet shall be fixed using self drilling /self tapping screws of size (5.5x 55 mm) with EPDM seal, complete upto any pitch in horizontal/ vertical or curved surfaces, excluding the cost of purlins, rafters and trusses and including cutting to size and shape wherever required. | Sqm. | 525 |  | Included | 0 | 0 | 0
12 | 12.51 | 2: 995413; 4: 18%; 5: confirmed; 6: Providing and fixing precoated galvanised steel sheet roofing accessories of total coated thickness 0.50 mm(base metal of minimum 0.45mm thickness with total coating thickness of 0.05mm) with Zinc coating 120 grams per sqm as per IS: 277, in 240 mpa steel grade, 5-7 microns epoxy primer on both side of the sheet and polyester top coat 15-18 microns using self drilling/ self tapping screws complete: |  |  | 0 | 0
(a) | 12.51.1 | 995413 |  | 18% | confirmed | Ridges plain (500 - 600mm) | Metre | 42 |  | Included | 0 | 0 | 0
(b) | 12.51.2 | 995413 |  | 18% | confirmed | Flashings/ Aprons.( Upto 600 mm) | Metre | 23 |  | Included | 0 | 0 | 0
13 | 13.1.2 | 995413 |  | 18% | confirmed | 12 mm cement plaster of mix :Cement Plaster 1:6(1 cement : 6 coarse sand) | Sqm. | 55 |  | Included | 0 | 0 | 0
14 | 13.2.2 | 995413 |  | 18% | confirmed | 15 mm cement plaster on the rough side of single or half brick wall of mix : 1:6 (1 cement: 6 fine sand) | Sqm. | 50 |  | Included | 0 | 0 | 0
15 | 13.85.3 | 995413 |  | 18% | confirmed | Applying priming coats with primer of approved brand and manufacture, having low VOC (Volatile Organic Compound ) content :With water thinnable cement primer on wall surface having VOC content less than 50 grams/litre | Sqm. | 105 |  | Included | 0 | 0 | 0
16 | 13.91 | 995413 |  | 18% | confirmed | Removing dry or oil bound distemper, water proofing cement paint and the like by scrapping, sand papering and preparing the surface smooth including necessary repairs to scratches etc. complete. | Sqm. | 100 |  | Included | 0 | 0 | 0
17 | 13.41.1 | 995413 |  | 18% | confirmed | Distempering with 1st quality acrylic distemper (ready mixed) having VOC content less than 50 gms/litre, of approved manufacturer, of required shade and colour complete, as per manufacturer's specification.New work (Two or More coats) over and including water thinnable priming coat with cement primer on wall surface having VOC content less than 50 grams/litre | Sqm. | 55 |  | Included | 0 | 0 | 0
18 | 13.111.1 | 995413 |  | 18% | confirmed | Finishing walls with Acrylic Smooth exterior paint of required shade : Old work (Two or more coat applied @ 1.67 ltr/ 10 sqm) on existing cement paint surface. | Sqm. | 50 |  | Included | 0 | 0 | 0
19 | 13.99.1 | 995413 |  | 18% | confirmed | Painting with synthetic enamel paint of approved brand and manufacture of required colour to give an even shade : One or more coats on old work | Sqm. | 70 |  | Included | 0 | 0 | 0
20 | 15.7.4 | 995413 |  | 18% | confirmed | Demolishing brick work manually/ by mechanical means including stacking of serviceable material and disposal of unserviceable material within 50 metres lead as per direction of Engineer-in-charge:In cement mortar | Cum. | 6 |  | Included | 0 | 0 | 0
PART-D COST ESTIMATE FOR EXTENSION OF OPENYARD PLATFORM STORE BY 500SQM. AT 400kV MYSURU SUB-STATION
1 | 2.6.1 | 995413 |  | 18% | confirmed | Earth work in excavation by mechanical means (Hydraulic excavator)/manual means over areas (exceeding 30 cm in depth, 1.5 m in width as well as 10 sqm on plan) including getting out and disposal of excavated earth lead upto 50 m and lift upto 1.5 m, as directed by Engineer-in-charge.All kinds of soil | Cum. | 150 |  | Included | 0 | 0 | 0
2 | 2.25 | 995413 |  | 18% | confirmed | Filling available excavated earth (excluding rock) in trenches, plinth, sides of foundations etc. in layers not exceeding 20cm in depth, consolidating each deposited layer by ramming and watering, lead up to 50 m and lift upto 1.5 m. | Cum. | 112.5 |  | Included | 0 | 0 | 0
3 | 15.60. | 995413 |  | 18% | confirmed | Disposal of building rubbish / malba / similar unserviceable, dismantled or waste materials by mechanical means, including loading, transporting, unloading to approved municipal dumping ground or as approved by Engineer-in-charge, beyond 50 m initial lead, for all leads including all lifts involved. | Cum. | 50 |  | Included | 0 | 0 | 0
4 | 4.1.8 | 995413 |  | 18% | confirmed | Providing and laying in position cement concrete of specified grade excluding the cost of centering and shuttering - All work up to plinth level : 1:4:8 (1 Cement : 4 coarse sand (zone-III) : 8 graded stone aggregate 40 mm nominal size) | Cum. | 60 |  | Included | 0 | 0 | 0
5 | 4.1.3 | 995413 |  | 18% | confirmed | Providing and laying in position cement concrete of specified grade excluding the cost of centering and shuttering - All work up to plinth level :1:2:4 (1 cement : 2 coarse sand (zone-III) derived from natural sources : 4 graded stone aggregate 20 mm nominal size derived from natural sources) | Cum. | 12 |  | Included | 0 | 0 | 0
6 |  | 2: 995413; 4: 18%; 5: confirmed; 6: Centering and shuttering including strutting, propping etc. and removal of form for : |  |  | 0 | 0
(i) | 4.3.1 | 995413 |  | 18% | confirmed | Foundations, footings, bases of columns, etc. for mass concrete | Sqm. | 38 |  | Included | 0 | 0 | 0
(ii) | 4.3.3 | 995413 |  | 18% | confirmed | Columns, Pillars, Piers, Abutments, Posts and Struts | Sqm. | 62 |  | Included | 0 | 0 | 0
7 | 7.1.1 | 995413 |  | 18% | confirmed | Random rubble masonry with hard stone in foundation and plinth including levelling up with cement concrete 1:6:12 (1 cement : 6 coarse sand : 12 graded stone aggregate 20 mm nominal size) upto plinth level with : Cement mortar 1:6 (1 cement : 6 coarse sand) | Cum. | 40 |  | Included | 0 | 0 | 0
8 | 15.34.1 | 995413 |  | 18% | confirmed | Dismantling and stacking within 50 metres lead, fencing posts or struts including all earth work and dismantling of concrete etc. in base of: T' or 'L' iron or pipe | Each | 28 |  | Included | 0 | 0 | 0
9 | 15.36 | 995413 |  | 18% | confirmed | Dismantling barbed wire or flexible wire rope in fencing including making rolls and stacking within 50 metres lead. | Kg | 50 |  | Included | 0 | 0 | 0
10 | 16.18.1 | 995413 |  | 18% | confirmed | Fencing with angle iron post placed at required distance embedded in cement concrete blocks, every 15th post, last but one end post and corner post shall be strutted on both sides and end post on one side only and provided with horizontal lines and two diagonals interwoven with horizontal wires, of barbed wire weighing 9.38 kg per 100 m (minimum), between the two posts fitted and fixed with G.I. staples, turn buckles etc. complete. (Cost of posts, struts, earth work and concrete work to be paid for separately). Payment to be made per metre cost of total length of barbed wire used. | Metre | 420 |  | Included | 0 | 0 | 0
11 | 16.19 | 995413 |  | 18% | confirmed | Supplying at site Angle iron post & strut of required size including bottom to be split and bent at right angle in opposite direction for 10 cm length and drilling holes upto 10 mm dia. etc. complete. (This is additional length of angle which shall be welded to the old cut fencing angle post for final installation) | Kg | 160 |  | Included | 0 | 0 | 0
12 | 10.22 | 995413 |  | 18% | confirmed | Welding by gas or electric plant including transportation of plant at site etc. complete | Centi Metre | 330 |  | Included | 0 | 0 | 0
13 | 13.33.1 | 995413 |  | 18% | confirmed | Pointing on stone work with cement mortar 1:3 (1 cement : 3 fine sand) : Flush/ Ruled pointing | Sqm. | 40 |  | Included | 0 | 0 | 0
14 | 13.99.1 | 995413 |  | 18% | confirmed | Painting with synthetic enamel paint of approved brand and manufacture of required colour to give an even shade : One or more coats on old work | Sqm. | 30 |  | Included | 0 | 0 | 0
15 | 16.79 | 995413 |  | 18% | confirmed | Providing, laying, spreading and compacting graded stone aggregate (size range 53 mm to 0.075 mm ) to wet mix macadam (WMM) specification including premixing the material with water at OMC in for all leads & lifts, laying in uniform layers with mechanical paverfinisher in sub- base / base course on well prepared surface and compacting with vibratory roller of 8 to 10 tonne capacity to achievethe desired density, complete as per specifications and directions of Engineer-in-Charge. | Cum. | 80 |  | Included | 0 | 0 | 0
16 | 11.5 | 995413 |  | 18% | confirmed | 62 mm thick cement concrete flooring with concrete hardener topping, under layer 50 mm thick cement concrete 1:2:4 (1 cement : 2 coarse sand : 4 graded stone aggregate 20mm nominal size) and top layer 12mm thick cement hardener consisting of mix 1:2 (1 cement hardener mix : 2 graded stone aggregate, 6mm nominal size) by volume, hardening compound mixed @ 2 litre per 50 kg of cement or as per manufacture’s specifications. This includes cost of cement slurry, but excluding the cost of nosing of steps etc. complete. | Sqm. | 500 |  | Included | 0 | 0 | 0
PART-E COST ESTIMATE FOR FILLING OF JOINTS OF STONE PITCHING WORKS & DEMOLISHING RR MASONRY & REPAIR WORK
1 | 15.9.2 | 995413 |  | 18% | confirmed | Demolishing stone rubble masonry manually/ by mechanical means including stacking of serviceable material and disposal of unserviceable material within 50 metres lead as per direction of Engineer-in-charge : In cement mortar | Cum. | 10 |  | Included | 0 | 0 | 0
2 | 16.11 | 995413 |  | 18% | confirmed | Dry stone pitching 22.5 cm thick including supply of stones and preparing surface complete. | Sqm. | 10 |  | Included | 0 | 0 | 0
3 | Rate Analysis | 995413 |  | 18% | confirmed | Filling of joints and gaps of Stone Pitching with cement mortar 1:4 (1cement: 4 Coarse Sand) including uprooting of grass/ vegetation cleaning of joints,voids,gaps upto a minimum of 25mm depth and all materials, curing etc. complete. (Cement Consumption for 100 Sqm. is 380Kg) | Sqm. | 6000 |  | Included | 0 | 0 | 0
PART-F COST ESTIMATE FOR PAINTING & REPAIRING OF BUILDING & DRAINAGE WORK AT 400kV MYSURU SUB-STATION
1 | 15.56 | 995413 |  | 18% | confirmed | Dismantling old plaster or skirting raking out joints and cleaning the surface for plaster including disposal of rubbish to the dumping ground within 50 metres lead. | Sqm. | 100 |  | Included | 0 | 0 | 0
2 | 15.60. | 995413 |  | 18% | confirmed | Disposal of building rubbish / malba / similar unserviceable, dismantled or waste materials by mechanical means, including loading, transporting, unloading to approved municipal dumping ground or as approved by Engineer-in-charge, beyond 50 m initial lead, for all leads including all lifts involved. | Cum. | 50 |  | Included | 0 | 0 | 0
3 | 13.1.2 | 995413 |  | 18% | confirmed | 12 mm cement plaster of mix :Cement Plaster 1:6(1 cement : 6 coarse sand) | Sqm. | 100 |  | Included | 0 | 0 | 0
4 | 13.91 | 995413 |  | 18% | confirmed | Removing dry or oil bound distemper, water proofing cement paint and the like by scrapping, sand papering and preparing the surface smooth including necessary repairs to scratches etc. complete. | Sqm. | 11019 |  | Included | 0 | 0 | 0
5 | 13.85.3 | 995413 |  | 18% | confirmed | Applying priming coats with primer of approved brand and manufacture, having low VOC (Volatile Organic Compound ) content :With water thinnable cement primer on wall surface having VOC content less than 50 grams/litre | Sqm. | 11019 |  | Included | 0 | 0 | 0
6 | 13.111.1 | 995413 |  | 18% | confirmed | Finishing walls with Acrylic Smooth exterior paint of required shade :Old work (Two or more coat applied @ 1.67 ltr/ 10 sqm) on existing cement paint surface | Sqm. | 11019 |  | Included | 0 | 0 | 0
7 | 13.99.1 | 995413 |  | 18% | confirmed | Painting with synthetic enamel paint of approved brand and manufacture of required colour to give an even shade : One or more coats on old work | Sqm. | 1907 |  | Included | 0 | 0 | 0
8 | 13.83.2 | 995413 |  | 18% | confirmed | Wall painting with premium acrylic emulsion paint of interior grade, having VOC (Volatile Organic Compound ) content less than 50 grams/ litre of approved brand and manufacture, including applying additional coats wherever required to achieve even shade and colour : Two coats | Sqm. | 2458 |  | Included | 0 | 0 | 0
9 | 21.1.1.2 | 995413 |  | 18% | confirmed | Providing and fixing aluminium work for doors, windows, ventilators and partitions with extruded built up standard tubular sections/ appropriate Z sections and other sections of approved make conforming to IS: 733 and IS: 1285, fixing with dash fasteners of required dia and size, including necessary filling up the gaps at junctions, i.e. at top, bottom and sides with required EPDM rubber/ neoprene gasket etc. Aluminium sections shall be smooth, rust free, straight, mitred and jointed mechanically wherever required including cleat angle, Aluminium snap beading for glazing / paneling, C.P. brass / stainless steel screws, all complete as per architectural drawings and the directions of Engineer-in-charge. (Glazing & paneling to be paid for separately) :For fixed portion Powder coated aluminium (minimum thickness of powder coating 50 micron) | kg | 162 |  | Included | 0 | 0 | 0
10 | 21.1.2.2 | 995413 |  | 18% | confirmed | Providing and fixing aluminium work for doors, windows, ventilators and partitions with extruded built up standard tubular sections/ appropriate Z sections and other sections of approved make conforming to IS: 733 and IS: 1285, fixing with dash fasteners of required dia and size, including necessary filling up the gaps at junctions, i.e. at top, bottom and sides with required EPDM rubber/ neoprene gasket etc. Aluminium sections shall be smooth, rust free, straight, mitred and jointed mechanically wherever required including cleat angle, Aluminium snap beading for glazing / paneling, C.P. brass / stainless steel screws, all complete as per architectural drawings and the directions of Engineer-in-charge. (Glazing & paneling to be paid for separately) : For shutters of doors, windows & ventilators including providing and fixing hinges/ pivots and making provision for fixing of fittings wherever required including the cost of EPDM rubber / neoprene gasket ,dash fastener & all fittings required etc. Powder coated aluminium (minimum thickness of powder coating 50 micron) | Kg | 162 |  | Included | 0 | 0 | 0
11 | 21.3.2 | 995413 |  | 18% | confirmed | Providing and fixing glazing in aluminium door, window, ventilator shutters and partitions etc. with EPDM rubber / neoprene gasket etc. complete as per the architectural drawings and the directions of engineer-in-charge . (Cost of aluminium snap beading shall be paid in basic item): With float glass panes of 5 mm thickness (weight not less than 12.50 kg/sqm) | Sqm. | 32.4 |  | Included | 0 | 0 | 0
12 | 19.6.1 | 995413 |  | 18% | confirmed | Providing and laying non-pressure NP2 class (light duty) R.C.C. pipes with collars jointed with stiff mixture of cement mortar in the proportion of 1:2 (1 cement : 2 fine sand) including testing of joints etc. complete :100mm dia RCC pipe. | Metre | 30 |  | Included | 0 | 0 | 0
13 | 19.32.1 | 995413 |  | 18% | confirmed | Making soak pit 2.5 m diameter 3.0 metre deep with 45 x 45 cm dry brick honey comb shaft with bricks and S.W. drain pipe 100 mm diameter, 1.8 m long complete as per standard design. | EACH | 3 |  | Included | 0 | 0 | 0
[5 empty] | SCHEDULE II | ELECTRICAL WORKS
PART - A SCHEDULE ITEMS
1 |  | 995413 |  | 18% | confirmed | Wiring for light point/ fan point/ exhaust fan point/call bell point with 1.5 Sqmm. FRLS PVC insulated copper conductor single core cable in surface/ recessed medium class PVC conduit with modular switch, modular plate, suitable size GI box and earthing the point with 1.5 Sqmm.FRLS PVC insulated copper conductor single core cable etc. as required: Group A | 12 | Point |  | Included | 0 | 0 | 0
2 |  | 995413 |  | 18% | confirmed | Wiring for light point/ fan point/ exhaust fan point/call bell point with 1.5 Sqmm. FRLS PVC insulated copper conductor single core cable in surface/ recessed medium class PVC conduit with modular switch, modular plate, suitable size GI box and earthing the point with 1.5 Sqmm.FRLS PVC insulated copper conductor single core cable etc. as required: Group B | 12 | Point |  | Included | 0 | 0 | 0
3 |  | 995413 |  | 18% | confirmed | Wiring for light / power plug with 2x4 Sqmm. FRLS PVC insulated copper conductor single core cable in surface/ recessed medium class PVC conduit along with 1 No. 4 Sqmm, FRLS PVC insulated copper conductor single core cable for loop earthing as required. | 160 | Metre |  | Included | 0 | 0 | 0
4 |  | 2: 995413; 4: 18%; 5: confirmed; 6: Wiring for circuit/ submain wiring along with earth wire with the following sizes of FRLS PVC insulated copper conductor single core in surface/ recessed medium class PVC conduit as required: |  |  | 0 | 0
(i) |  | 995413 |  | 18% | confirmed | 2x1.5 Sq.mm,+1x1.5 Sq.mm for earth wire | 50 | Metre |  | Included | 0 | 0 | 0
(ii) |  | 995413 |  | 18% | confirmed | 2x2.5 Sq.mm,+1x2.5 Sq.mm for earth wire | 120 | Metre |  | Included | 0 | 0 | 0
(iii) |  | 995413 |  | 18% | confirmed | 2x4 Sq.mm+1x4 Sq.mm for earth wire | 120 | Metre |  | Included | 0 | 0 | 0
5 |  | 995413 |  | 18% | confirmed | Supplying and fixing suitable size GI box with modular plate and cover in front on surface or in recess, including providing and fixing 3 pin 5/6 A modular socket outlet and 5/6 A modular switch, connections etc. as required. | 16 | Each |  | Included | 0 | 0 | 0
6 |  | 995413 |  | 18% | confirmed | Supplying and fixing suitable size GI box with modular plate and cover in front on surface or in recess, including providing and fixing 6 pin 5/6 & 15/16 A modular socket outlet and 15/16 A modular switch. connections etc. as required. | 12 | Each |  | Included | 0 | 0 | 0
7 |  | 995413 |  | 18% | confirmed | Supplying and fixing modular blanking plate on the existing modular plate & switch box excluding modular plate as required. | 3 | Each |  | Included | 0 | 0 | 0
8 |  | 995413 |  | 18% | confirmed | Installation, testing and commissioning of pre-wired, fluorescent fitting /compact fluorescent fitting of all types, complete with all accessories and tube/lamp etc. directly on ceiling/ wall, including connections with 1.5 sq.mm FRLS PVC insulated, copper conductor, single core cable and earthing etc. as required. | 16 | Each |  | Included | 0 | 0 | 0
9 |  | 995413 |  | 18% | confirmed | Installation, testing and commissioning of ceiling fan, including wiring the down rods of standard length (upto 30 cm) with 1.5 sq. mm FRLS PVC insulated, copper conductor, single core cable etc. as required. | 4 | Each |  | Included | 0 | 0 | 0
10 |  | 995413 |  | 18% | confirmed | Installation of exhaust fan in the existing opening, including making good the damage, connection, testing, commissioning etc. as required: Upto 450 mm sweep | 4 | Each |  | Included | 0 | 0 | 0
11 |  | 995413 |  | 18% | confirmed | Extra for fixing the louvers/ shutters complete with frame for a exhaust fan of all sizes. | 4 | Each |  | Included | 0 | 0 | 0
12 |  | 995413 |  | 18% | confirmed | Supplying and fixing following way horizontal typr three pole and neutral, sheet steel, MCB distribution board, 415 V on surface/ recess, complete with tinned copper bus bar, neutral bus bar, earth batr, din bar, inter connections, powder painted including earthing etc. as required. (But without MCB/ RCCB/ Isolator): 8 Way(4+24) Double Door | 1 | Each |  | Included | 0 | 0 | 0
13 |  | 2: 995413; 4: 18%; 5: confirmed; 6: Supplying and fixing 5A to 32A rating, 240/415 V, 10kA,"C" curve, miniature circuit breaker suitable for inductive load of following poles in the existing MCB DB complete with connections, testing and commissioning etc. as required: |  |  | 0 | 0
(i) |  | 995413 |  | 18% | confirmed | Single Pole | 12 | Each |  | Included | 0 | 0 | 0
(ii) |  | 995413 |  | 18% | confirmed | Double pole | 12 | Each |  | Included | 0 | 0 | 0
14 |  | 995413 |  | 18% | confirmed | Supplying and fixing single pole blanking plate in the existing MCB DB complete with connections, testing and commissioning etc. as required. | 2 | Each |  | Included | 0 | 0 | 0
15 |  | 995413 |  | 18% | confirmed | Supplying fixing following rating, four pole, 415V isolator in the existing MCB DB complete with connections, testing and commissioning etc, as required: 63 A | 1 | Each |  | Included | 0 | 0 | 0
16 |  | 995413 |  | 18% | confirmed | Supplying and fixing rating four pole,(three phase and neutral), 415 volts, residual current circuit breaker (RCCB), having a sensitivity current 30mA in the existing MCB DB complete with connections, testing and commissioning etc. | 1 | Each |  | Included | 0 | 0 | 0
17 |  | 995413 |  | 18% | confirmed | Laying of one number PVC insulated and PVC sheathed/ XLPE power cable of 1.1kV grade of following size direct in ground including excavation, sand cushioning, protective covering and refilling the trench etc. as required: Upto 35 Sq.mm. | 100 | Metre |  | Included | 0 | 0 | 0
18 |  | 995413 |  | 18% | confirmed | Laying of one number PVC insulated and PVC sheathed/ XLPE power cable of 1.1kV grade of following size in the existing RCC/ Hume/ Metal pipe as required: Upto 35 Sq.mm. | 20 | Metre |  | Included | 0 | 0 | 0
19 |  | 995413 |  | 18% | confirmed | Laying of one number PVC insulated and PVC sheathed/ XLPE power cable of 1.1kV grade of following size on wall surface as required: Upto to 35 Sq.mm. (clamped with 1mm thick saddle) | 10 | Metre |  | Included | 0 | 0 | 0
20 |  | 995413 |  | 18% | confirmed | Supplying and fixing cable route marker with 10cmx10cmx5mm thick GI plate with inscription there on, bolted/ welded to 35mmx 35mmx 6mm angle iron, 60 cm long and fixing the same in ground as required. | 10 | Each |  | Included | 0 | 0 | 0
21 |  | 995413 |  | 18% | confirmed | Supplying and making end termination with brass compression gland and aluminium lugs for following size of PVC insulated and pvc sheathed/ XLPE aluminium cable of 1.1 kV grade as arequired: 4x10 Sq.mm | 8 | Each |  | Included | 0 | 0 | 0
22 |  | 995413 |  | 18% | confirmed | Earthing with GI earth pipe 4.5metre long, 40mm dia including accessories and providing masonry enclosure with cover plate having locking arrangement and watering pipe etc. with charcoal/ coke and salt as required. | 1 | Each |  | Included | 0 | 0 | 0
23 |  | 995413 |  | 18% | confirmed | Supplying and fixing 25mmx5mm copper strip in 40mm GI pipe from earth electrode including connection with brass nut, bolt, spring washer, excavation and refilling etc, as required. | 1 | Metre |  | Included | 0 | 0 | 0
24 |  | 995413 |  | 18% | confirmed | Providing,laying and fixing following dia RCC pipe NP2 class (light duty) in ground complete with RCC collars, jointing with cement mortar 1:2 (1 cement: 2 fine sand) including trenching 75 cm deep) and refilling etc. as required | 10 | Metre |  | Included | 0 | 0 | 0
25 |  | 995413 |  | 18% | confirmed | Providing and fixing M.S. fan clamp type I or II of 16 mm dia M.S. bar, bent to shape with hooked ends in R.C.C. slabs or beams during laying, including painting the exposed portion of loop, all as per standard design complete. | 4 | Each |  | Included | 0 | 0 | 0
26 |  | 995413 |  | 18% | confirmed | Providing and fixing circular/ Hexagonal cast iron or M.S. sheet box for ceiling fan clamp, of internal dia 140 mm, 73 mm height, top lid of 1.5 mm thick M.S. sheet with its top surface hacked for proper bonding, top lid shall be screwed into the cast iron/ M.S. sheet box by means of 3.3 mm dia round headed screws, one lock at the corners. Clamp shall be made of 12 mm dia M.S. bar bent to shape as per standard drawing. | 4 | Each |  | Included | 0 | 0 | 0
PART - B NON SCHEDULE ITEMS
1 |  | 995413 |  | 18% | confirmed | Supply of LED Tube Light (4 Feet- 40 WATT) reputed make | 12 | Each |  | Included | 0 | 0 | 0
2 |  | 995413 |  | 18% | confirmed | Supply of LED Tube Light (2 Feet- 20 WATT) reputed make | 4 | Each |  | Included | 0 | 0 | 0
3 |  | 995413 |  | 18% | confirmed | Supply of Exhaust fan with 5 Blade (300mm) of reputed make | 4 | Each |  | Included | 0 | 0 | 0
4 |  | 995413 |  | 18% | confirmed | Supply of Ceiling Fan of reputed make with 3 Blade (1400mm) | 4 | Each |  | Included | 0 | 0 | 0
5 |  | 995413 |  | 18% | confirmed | Supply of PVC insulated and PVC sheathed/ XLPE power cable of 1.1kV grade of following size- 4CX16 SQMM | 130 | Metre |  | Included | 0 | 0 | 0
|  | 6: Total for Civil & Electrical Portion | 0
|  | 6: Total GST Tax as confirmed by Bidder |  | 0
|  | 6: Grand Total including GST | 0
Click for Sch-4

## Sch-2 Dis (hidden)
SR-II/C&M/WC-3812/2023 |  |  |  |  | Schedule - 2 Dis
Various Civil Works including Construction of Rest room, Parking shed, Store platform, Replacement of Roof sheets, Stone pitching and Painting and repairing works of building at 400/220 kV Mysore Sub-station | [5 empty] | As per Lum-sum |  | 0
(SCHEDULE OF RATES AND PRICES : FREIGHT & INSURANCE CHARGES) | [5 empty] | AS per Percent |  | #REF!
[6 empty] | As per lum-sum on Sch-2 |  | 0%
Bidder’s Name and Address (Bidder) : |  |  |  | To: |  | As per Percent on Sch-2 |  | #REF!
|  |  |  | Sr.GM , Contracts & Materials Department, |  | Total Discount |  | #REF!
Name : |  |  |  | Power Grid Corporation of India Ltd.,
Address : |  |  |  | SRTS-II, RHQ
|  |  |  | Singanayakanahalli |  | Multipackage Discount |  | #REF!
Bengaluru-560064
[5 empty] | All Prices are in Indian Rupees. |  | Amount after Discount (Rs.) |  | Dis Alert | Amount after MPD (Rs.)
SI. No. | Description | Unit | Quantity | Unit Freight & Insurance Charges | Total Freight & Insurance Charges |  | Unit Freight & Insurance Charges | Total Freight & Insurance Charges |  | Unit Freight & Insurance Charges | Total Freight & Insurance Charges
1 | 2 | 3 | 4 | 5 | 6 = 4 x 5 |  | 5 | 6 = 4 x 5 |  | 5 | 6 = 4 x 5
#REF! | #REF!
#REF! | #REF! | #REF! | #REF! | #REF! | #REF!
#REF! | #REF! | #REF! | #REF! | #REF! | #REF!
#REF! | #REF!
#REF! | #REF! | #REF! | #REF! | #REF! | #REF!
#REF! | #REF! | #REF! | #REF! | #REF! | #REF!
#REF! | #REF!
#REF! | #REF! | #REF! | #REF! | #REF! | #REF!
#REF! | #REF! | #REF! | #REF! | #REF! | #REF!
#REF! | #REF! | #REF! | #REF! | #REF! | #REF!
#REF! | #REF! | #REF! | #REF! | #REF! | #REF!
#REF! | #REF! | #REF! | #REF! | #REF! | #REF!
#REF! | #REF! | #REF! | #REF! | #REF! | #REF!
#REF! | #REF!
#REF! | #REF! | #REF! | #REF! | #REF! | #REF!
#REF! | #REF!
#REF! | #REF! | #REF! | #REF! | #REF! | #REF!
#REF! | #REF! | #REF! | #REF! | #REF! | #REF!
#REF! | #REF! | #REF! | #REF! | #REF! | #REF!
#REF! | #REF! | #REF! | #REF! | #REF! | #REF!
#REF! | #REF!
#REF! | #REF! | #REF! | #REF! | #REF! | #REF!
#REF! | #REF! | #REF! | #REF! | #REF! | #REF!
#REF! | #REF! | #REF! | #REF! | #REF! | #REF!
#REF! | #REF! | #REF! | #REF! | #REF! | #REF!
#REF! | #REF! | #REF! | #REF! | #REF! | #REF!
#REF! | #REF! | #REF! | #REF! | #REF! | #REF!
#REF! | #REF! | #REF! | #REF! | #REF! | #REF!
#REF! | #REF! | #REF! | #REF! | #REF! | #REF!
#REF! | #REF!
| #REF! | #REF! | #REF! | #REF! | #REF!
#REF! | #REF! | #REF! | #REF! | #REF! | #REF!
#REF! | #REF! | #REF! | #REF! | #REF! | #REF!
| Total F&I Price |  |  |  | #REF!
Date : | --2024
Place : |  |  | Printed Name :
Designation :
Click for Sch-3

## Sch-3 Dis (hidden)
SR-II/C&M/WC-3812/2023 |  |  |  |  | Schedule - 3
Various Civil Works including Construction of Rest room, Parking shed, Store platform, Replacement of Roof sheets, Stone pitching and Painting and repairing works of building at 400/220 kV Mysore Sub-station | [7 empty] | As per Lum-sum |  | 0%
(SCHEDULE OF RATES AND PRICES : ERECTION CHARGES) | [7 empty] | AS per Percent |  | #REF!
[8 empty] | As per lum-sum on Sch-3 |  | 0%
Bidder’s Name and Address (Bidder) : |  |  |  | To: |  |  |  | As per Percent on Sch-3 |  | #REF!
|  |  |  | Sr.GM , Contracts & Materials Department, |  |  |  | Total Discount |  | #REF!
Name : |  |  |  | Power Grid Corporation of India Ltd.,
Address : |  |  |  | SRTS-II, RHQ
|  |  |  | Singanayakanahalli |  |  |  | Multipackage lum-sum |  | #REF!
Bengaluru-560064
[5 empty] | All Prices are in Indian Rupees. |  |  |  | Amount after Discount (Rs.) |  | Dis Alert | Amount after MPD (Rs.)
SI. No. | Description | Unit | Quantity | Unit Erection Charges | Total Erection Charges |  |  |  | Unit Erection Charges | Total Erection Charges |  | Unit Erection Charges | Total Erection Charges
1 | 2 | 3 | 4 | 5 | 6 = 4 x 5 |  |  |  | 5 | 6 = 4 x 5 |  | 5 | 6 = 4 x 5
#REF! | #REF!
#REF! | #REF!
| #REF! | #REF! | #REF! | #REF! | #REF!
| #REF! | #REF! | #REF! | #REF! | #REF!
#REF! | #REF! |  |  |  |  | (a) | Detailed Soil Investigation
| #REF! | #REF! | #REF! | #REF! | #REF! | (b) | All kinds of soil except fissured rock & hard rock
| #REF! | #REF! | #REF! | #REF! | #REF! | (e) | River Crossing Location
| #REF! | #REF! | #REF! | #REF! | #REF! | (f)
#REF! | #REF!
| #REF! | #REF! | #REF! | #REF! | #REF!
| #REF! | #REF! | #REF! | #REF! | #REF!
| #REF! | #REF! | #REF! | #REF! | #REF!
#REF! | #REF!
#REF! | #REF!
| #REF! | #REF! | #REF! | #REF! | #REF!
| #REF! | #REF! | #REF! | #REF! | #REF!
| #REF! | #REF! | #REF! | #REF! | #REF!
| #REF! | #REF! | #REF! | #REF! | #REF!
| #REF! | #REF! | #REF! | #REF! | #REF!
#REF! | #REF!
| #REF! | #REF! | #REF! | #REF! | #REF!
| #REF! | #REF! | #REF! | #REF! | #REF!
#REF! | #REF! | #REF! | #REF! | #REF! | #REF!
#REF! | #REF! | #REF! | #REF! | #REF! | #REF!
#REF! | #REF!
| #REF! | #REF! | #REF! | #REF! | #REF!
#REF! | #REF!
| #REF! | #REF! | #REF! | #REF! | #REF!
| #REF! | #REF! | #REF! | #REF! | #REF!
#REF! | #REF!
| #REF! | #REF! | #REF! | #REF! | #REF!
| #REF! | #REF! | #REF! | #REF! | #REF!
| #REF! | #REF! | #REF! | #REF! | #REF!
| #REF! | #REF! | #REF! | #REF! | #REF!
| #REF! | #REF! | #REF! | #REF! | #REF!
| #REF! | #REF! | #REF! | #REF! | #REF!
#REF!
| #REF! | #REF! | #REF! | #REF! | #REF!
| #REF! | #REF! | #REF! | #REF! | #REF!
| #REF! | #REF! | #REF! | #REF! | #REF!
| #REF! | #REF! | #REF! | #REF! | #REF!
#REF! | #REF!
#REF!
| #REF! | #REF! | #REF! | #REF! | #REF!
#REF! | #REF!
#REF! | #REF! | #REF! | #REF! | #REF! | #REF!
#REF! | #REF!
#REF! | #REF! | #REF! | #REF! | #REF! | #REF!
#REF! | #REF! | #REF! | #REF! | #REF! | #REF!
#REF! | #REF!
| #REF! | #REF! | #REF! | #REF! | #REF!
| Total Erection Price (A+B) |  |  |  | #REF!
Date : | --2024
Place : |  |  | Printed Name :
Designation :
Click for Sch-4

## Sch-4 (hidden)
SR-II/C&M/WC-3812/2023 |  |  |  | Schedule - 4
Various Civil Works including Construction of Rest room, Parking shed, Store platform, Replacement of Roof sheets, Stone pitching and Painting and repairing works of building at 400/220 kV Mysore Sub-station
(SCHEDULE OF RATES AND PRICES )
Bidder’s Name and Address (Bidder) : |  |  | To:
Sr.GM , Contracts & Materials Department,
Name : |  |  | Power Grid Corporation of India Ltd.,
Address : |  |  | SRTS-II, RHQ
Singanayakanahalli
Bengaluru-560064
AMC Charges
| TOTAL TRAINING CHARGES |  |  | 0
Date : | -- | Printed Name :
Place : |  | Designation :
Click for Sch-5

## Sch-5
SR-II/C&M/WC-3812/2023 |  |  |  | Schedule - 5
Various Civil Works including Construction of Rest room, Parking shed, Store platform, Replacement of Roof sheets, Stone pitching and Painting and repairing works of building at 400/220 kV Mysore Sub-station
(SUMMARY OF TAXES & DUTIES APPLICABLE ON PLANT & EQUIPMENT)
Bidder’s Name and Address (Bidder) : |  |  | To:
Sr.GM , Contracts & Materials Department,
Name : |  |  | Power Grid Corporation of India Ltd.,
Address : |  |  | SRTS-II, RHQ
Singanayakanahalli
Bengaluru-560064
Sl. No. | Item Nos. |  | Total Price (INR) |  | After Discount |  | After MPDiscount
1 | TOTAL GST ON Service |  |  |  | Excise Duty | #REF! | Excise Duty | #REF!
| Total GST for Supply of Services between the Contractor and the Employer (identified in Schedule 1') which are not included in the Unit price as per the provision of the Bidding Documents, as applicable. |  | 0
2 | TOTAL GST ON GOODS
Total GST on AMC charges
Date : | --2024 | Printed Name :
Place : |  | Designation :
Click for Sch-6

## Sch-5 Dis (hidden)
SR-II/C&M/WC-3812/2023 |  |  |  | Schedule - 5
Various Civil Works including Construction of Rest room, Parking shed, Store platform, Replacement of Roof sheets, Stone pitching and Painting and repairing works of building at 400/220 kV Mysore Sub-station
SUMMARY OF TAXES & DUTIES APPLICABLE ON GOODS
Bidder’s Name and Address (Bidder) : |  |  | To:
Sr.GM , Contracts & Materials Department,
Name : |  |  | Power Grid Corporation of India Ltd.,
Address : |  |  | SRTS-II, RHQ
Singanayakanahalli
Bengaluru-560064
Sl. No. | Item Nos. |  | Total Price (INR)
1 | TOTAL GST ON GOODS |  | #REF!
Total GST for Supply of Goods (inter-alia including Type Test Charges) between the Contractor and the Employer (identified in Schedule 1') which are not included in the Ex-works price as per the provision of the Bidding Documents, as applicable.
2 | TOTAL GST ON SERVICES |  | #REF!
Total GST on Installation Services (Schedule-3) and Training to be imparted in India (Schedule-4)
| GRAND TOTAL [1+2] |  | #REF!
Date : | --2024 | Printed Name :
Place : |  | Designation :
Click for Sch-6

## Sch-6
SR-II/C&M/WC-3812/2023 |  |  | Schedule - 6
Various Civil Works including Construction of Rest room, Parking shed, Store platform, Replacement of Roof sheets, Stone pitching and Painting and repairing works of building at 400/220 kV Mysore Sub-station
(GRAND SUMMARY)
Bidder’s Name and Address (Bidder) : |  |  | To:
Sr.GM , Contracts & Materials Department,
Name : |  |  | Power Grid Corporation of India Ltd.,
Address : |  |  | SRTS-II, RHQ
Singanayakanahalli
Bengaluru-560064
Sl. No. | Description |  | Total Price (INR)
1 | TOTAL SCHEDULE NO. 1 |  | 0
Ex-works price of Plant and Equipment
2 | TOTAL SCHEDULE NO. 2 |  | 0
RATES AND PRICES : FREIGHT & INSURANCE CHARGES
1 | TOTAL SCHEDULE NO. 3 |  | 0
Service/ Installation
2 | TOTAL SCHEDULE NO. 5 |  | 0
GST
6 | TOTAL SCHEDULE NO. 7 |  | 0
Type Test Charges [Total of this Schedule is included in Schedule - 1 above.]
| GRAND TOTAL [1+2] |  | 0
Date : | --2024 | Printed Name :
Place : |  | Designation :
Click for Sch-7

## Sch-7 (hidden)
SR-II/C&M/WC-3812/2023 |  |  |  |  | Schedule 7
Various Civil Works including Construction of Rest room, Parking shed, Store platform, Replacement of Roof sheets, Stone pitching and Painting and repairing works of building at 400/220 kV Mysore Sub-station | [7 empty] | As per Lum-sum |  | 0%
(SCHEDULE OF RATES AND PRICES ) | [7 empty] | AS per Percent |  | #REF!
[8 empty] | As per lum-sum on Sch-7 |  | 0%
Bidder’s Name and Address (Bidder) : |  |  | To: |  |  |  |  | As per Percent on Sch-7 |  | #REF!
|  |  | Sr.GM , Contracts & Materials Department, |  |  |  |  | Total Discount |  | #REF!
Name : |  |  | Power Grid Corporation of India Ltd.,
Address : |  |  | SRTS-II, RHQ
|  |  | Singanayakanahalli |  |  |  |  | Multipackage Discount |  | #REF!
Bengaluru-560064
Type test Charges
SL. NO. | Description of Test | Unit | Quantity | Unit Test Charge | Total Test Charges (Rs.) |  | #REF! |  | Total Test Charges After Discount (Rs.) |  | Dis Alert | Total Test Charges After MPD (Rs.)
NOT APPLICABLE
#REF!
#REF!
#REF!
| TOTAL TYPE TEST CHARGES |  |  |  | 0
[8 empty] | Dis Alert | #REF!
Date : | --2024 | Printed Name :
Place : |  | Designation :
Note : | Bidder should indicate the name of test laboratories where type tests are proposed to be conducted
SR-II/C&M/WC-3812/2023
Various Civil Works including Construction of Rest room, Parking shed, Store platform, Replacement of Roof sheets, Stone pitching and Painting and repairing works of building at 400/220 kV Mysore Sub-station | 0 | 0 |  |  |  | 0
(SCHEDULE OF RATES AND PRICES ) | 0 | 0 |  |  |  | 0
Bidder’s Name and Address (Bidder) : | [5 empty] | 0
| 0 | 0 |  |  |  | 0
Name : |  | 0 |  |  |  | 0
Address : |  | 0 |  |  |  | 0
|  | 0 |  |  |  | 0
|  | 0 |  |  |  | 0
SL. NO. | Description of Test | 0
#REF! | #REF! | #REF!
#REF! | #REF!
#REF! | #REF! | #REF!
#REF! | #REF! | #REF!
| #REF! | #REF!
#REF! | #REF!
#REF! | #REF!
#REF! | #REF!
#REF! | #REF! | #REF!
#REF! | #REF! | #REF!
#REF! | #REF! | #REF!
#REF! | #REF! | #REF!
| #REF! | #REF!
#REF! | #REF!
#REF! | #REF! | #REF!
#REF! | #REF! | #REF!
#REF! | #REF! | #REF!
#REF! | #REF! | #REF!
| #REF! | #REF!
#REF! | #REF!
#REF! | #REF! | #REF!
#REF! | #REF! | #REF!
#REF! | #REF! | #REF!
| #REF! | #REF!
#REF! | #REF!
#REF! | #REF! | #REF!
#REF! | #REF! | #REF!
#REF! | #REF! | #REF!
| #REF! | #REF!
#REF! | #REF!
#REF! | #REF! | #REF!
#REF! | #REF! | #REF!
#REF! | #REF! | #REF!
#REF! | #REF! | #REF!
| #REF! | #REF!
| #REF! | #REF!
#REF! | #REF!
#REF! | #REF!
#REF! | #REF! | #REF!
#REF! | #REF! | #REF!
#REF! | #REF! | #REF!
| #REF! | #REF!
| #REF! | #REF!
#REF! | #REF!
#REF! | #REF!
#REF! | #REF! | #REF!
#REF! | #REF! | #REF!
#REF! | #REF! | #REF!
#REF! | #REF! | #REF!
#REF! | #REF! | #REF!
| #REF! | #REF!
#REF! | #REF!
#REF! | #REF! | #REF!
#REF! | #REF! | #REF!
#REF! | #REF! | #REF!
#REF! | #REF! | #REF!
#REF! | #REF! | #REF!
#REF! | #REF! | #REF!
| #REF! | #REF!
#REF! | #REF!
#REF! | #REF! | #REF!
#REF! | #REF! | #REF!
#REF! | #REF! | #REF!
#REF! | #REF! | #REF!
#REF! | #REF! | #REF!
#REF! | #REF! | #REF!
#REF! | #REF! | #REF!
#REF! | #REF! | #REF!
#REF! | #REF! | #REF!
| #REF! | #REF!
#REF! | #REF!
#REF! | #REF! | #REF!
#REF! | #REF! | #REF!
#REF! | #REF! | #REF!
| #REF! | #REF!
#REF! | #REF!
#REF! | #REF! | #REF!
#REF! | #REF! | #REF!
#REF! | #REF! | #REF!
| #REF! | #REF!
#REF! | #REF!
#REF! | #REF! | #REF!
#REF! | #REF! | #REF!
| #REF! | #REF!
#REF! | #REF!
#REF! | #REF! | #REF!
#REF! | #REF! | #REF!
#REF! | #REF! | #REF!
#REF! | #REF! | #REF!
#REF! | #REF! | #REF!
#REF! | #REF! | #REF!
| #REF! | #REF!
#REF! | #REF!
#REF! | #REF! | #REF!
#REF! | #REF! | #REF!
#REF! | #REF! | #REF!
#REF! | #REF! | #REF!
#REF! | #REF!
#REF! | #REF! | #REF!
#REF! | #REF! | #REF!
#REF! | #REF! | #REF!
#REF! | #REF! | #REF!
| #REF! | #REF!
| #REF! | #REF!
| #REF! | #REF!
Click for Bid Form 2nd Envelope

## Sch-7 Dis (hidden)
SR-II/C&M/WC-3812/2023
Various Civil Works including Construction of Rest room, Parking shed, Store platform, Replacement of Roof sheets, Stone pitching and Painting and repairing works of building at 400/220 kV Mysore Sub-station | [6 empty] | As per Lum-sum |  | 0%
(SCHEDULE OF RATES AND PRICES : TYPE TEST CHARGES) | [6 empty] | AS per Percent |  | #REF!
[7 empty] | As per lum-sum on Sch-7 |  | 0%
Bidder’s Name and Address (Bidder) : |  |  |  | To: |  |  | As per Percent on Sch-7 |  | #REF!
|  |  |  | Sr.GM , Contracts & Materials Department, |  |  | Total Discount |  | #REF!
Name : |  |  |  | Power Grid Corporation of India Ltd.,
Address : |  |  |  | SRTS-II, RHQ
|  |  |  | Singanayakanahalli |  |  | Multipackage Discount |  | #REF!
Bengaluru-560064
Type Tests on Earthwire
SL. NO. | Description of Test | Unit | Quantity | Unit Test Charge | Total Test Charges (Rs.) |  |  | Total Test Charges After Discount (Rs.) |  | Dis Alert | Total Test Charges After MPD (Rs.)
I | 0
(a) | #REF! | #REF! | #REF! | #REF! | #REF!
(b) | #REF! | #REF! | #REF! | #REF! | #REF!
| Sub-Total (I) |  |  |  | #REF!
| TOTAL TEST CHARGES (I) |  |  |  | #REF!
[7 empty] | Discount Sche-7 | #REF! |  | MPD Sche-7 | #REF!
[7 empty] | Dis Alert | #REF!
Signature :
Date : | --2024 | Printed Name :
Place : |  | Designation :
Common Seal :
Note : | Bidder should indicate the name of test laboratories where type tests are proposed to be conducted
SR-II/C&M/WC-3812/2023
Various Civil Works including Construction of Rest room, Parking shed, Store platform, Replacement of Roof sheets, Stone pitching and Painting and repairing works of building at 400/220 kV Mysore Sub-station | 0 | 0 |  |  |  | 0
(SCHEDULE OF RATES AND PRICES : TYPE TEST CHARGES) | 0 | 0 |  |  |  | 0
Bidder’s Name and Address (Bidder) : | [5 empty] | 0
| 0 | 0 |  |  |  | 0
Name : |  | 0 |  |  |  | 0
Address : |  | 0 |  |  |  | 0
|  | 0 |  |  |  | 0
|  | 0 |  |  |  | 0
SL. NO. | Description of Test | 0
#REF! | #REF! | #REF!
#REF! | #REF!
#REF! | #REF! | #REF!
#REF! | #REF! | #REF!
| #REF! | #REF!
#REF! | #REF!
#REF! | #REF!
#REF! | #REF!
#REF! | #REF! | #REF!
#REF! | #REF! | #REF!
#REF! | #REF! | #REF!
#REF! | #REF! | #REF!
| #REF! | #REF!
#REF! | #REF!
#REF! | #REF! | #REF!
#REF! | #REF! | #REF!
#REF! | #REF! | #REF!
#REF! | #REF! | #REF!
| #REF! | #REF!
#REF! | #REF!
#REF! | #REF! | #REF!
#REF! | #REF! | #REF!
#REF! | #REF! | #REF!
| #REF! | #REF!
#REF! | #REF!
#REF! | #REF! | #REF!
#REF! | #REF! | #REF!
#REF! | #REF! | #REF!
| #REF! | #REF!
#REF! | #REF!
#REF! | #REF! | #REF!
#REF! | #REF! | #REF!
#REF! | #REF! | #REF!
#REF! | #REF! | #REF!
| #REF! | #REF!
| #REF! | #REF!
#REF! | #REF!
#REF! | #REF!
#REF! | #REF! | #REF!
#REF! | #REF! | #REF!
#REF! | #REF! | #REF!
| #REF! | #REF!
| #REF! | #REF!
#REF! | #REF!
#REF! | #REF!
#REF! | #REF! | #REF!
#REF! | #REF! | #REF!
#REF! | #REF! | #REF!
#REF! | #REF! | #REF!
#REF! | #REF! | #REF!
| #REF! | #REF!
#REF! | #REF!
#REF! | #REF! | #REF!
#REF! | #REF! | #REF!
#REF! | #REF! | #REF!
#REF! | #REF! | #REF!
#REF! | #REF! | #REF!
#REF! | #REF! | #REF!
| #REF! | #REF!
#REF! | #REF!
#REF! | #REF! | #REF!
#REF! | #REF! | #REF!
#REF! | #REF! | #REF!
#REF! | #REF! | #REF!
#REF! | #REF! | #REF!
#REF! | #REF! | #REF!
#REF! | #REF! | #REF!
#REF! | #REF! | #REF!
#REF! | #REF! | #REF!
| #REF! | #REF!
#REF! | #REF!
#REF! | #REF! | #REF!
#REF! | #REF! | #REF!
#REF! | #REF! | #REF!
| #REF! | #REF!
#REF! | #REF!
#REF! | #REF! | #REF!
#REF! | #REF! | #REF!
#REF! | #REF! | #REF!
| #REF! | #REF!
#REF! | #REF!
#REF! | #REF! | #REF!
#REF! | #REF! | #REF!
| #REF! | #REF!
#REF! | #REF!
#REF! | #REF! | #REF!
#REF! | #REF! | #REF!
#REF! | #REF! | #REF!
#REF! | #REF! | #REF!
#REF! | #REF! | #REF!
#REF! | #REF! | #REF!
| #REF! | #REF!
#REF! | #REF!
#REF! | #REF! | #REF!
#REF! | #REF! | #REF!
#REF! | #REF! | #REF!
#REF! | #REF! | #REF!
#REF! | #REF!
#REF! | #REF! | #REF!
#REF! | #REF! | #REF!
#REF! | #REF! | #REF!
#REF! | #REF! | #REF!
| #REF! | #REF!
| #REF! | #REF!
| #REF! | #REF!
Click for Bid Form 2nd Envelope

## Octroi (hidden)
Details of Octroi
Sl No. | Description of Items | Amount on which Octroi is applicable | Rate of Octroi | Octroi
(1) | (2) | (3) | (4) | (5) =(3) x (4)
1 |  |  |  | 0
2 |  |  |  | 0
3 |  |  |  | 0
4 |  |  |  | 0
5 |  |  |  | 0
6 |  |  |  | 0
7 |  |  |  | 0
8 |  |  |  | 0
9 |  |  |  | 0
10 |  |  |  | 0
| Total |  |  | 0
Back to Sch 5

## Entry Tax (hidden)
Details of Entry Tax
Sl No. | Description of Items | Amount on which Entry Tax is applicable | Rate of Entry Tax | Entry Tax
(1) | (2) | (3) | (4) | (5) =(3) x (4)
1 |  |  |  | 0
2 |  |  |  | 0
3 |  |  |  | 0
4 |  |  |  | 0
5 |  |  |  | 0
6 |  |  |  | 0
7 |  |  |  | 0
8 |  |  |  | 0
9 |  |  |  | 0
10 |  |  |  | 0
| Total |  |  | 0
Back to Sch 5

## Other Taxes & Duties (hidden)
Details of Other Taxes & Duties
Sl No. | Description of Items | Amount on which Other Taxes & Duties are applicable | Description of Taxes & Duties | Rate of Taxes & Duties | Amount of Taxes & Duties
(1) | (2) | (3) | (4) | (5) | (6) =(3) x (4)
1 |  |  |  |  | 0
2 |  |  |  |  | 0
3 |  |  |  |  | 0
4 |  |  |  |  | 0
5 |  |  |  |  | 0
6 |  |  |  |  | 0
7 |  |  |  |  | 0
8 |  |  |  |  | 0
9 |  |  |  |  | 0
10 |  |  |  |  | 0
| Total |  |  |  | 0
Back to Sch 5

## Bid Form
SR-II/C&M/WC-3812/2023 |  |  |  |  | Bid Form | Sole Bidder |  | 1 | st |  | 1 | January
[6 empty] | 0 |  | 2 | nd |  | 2 | February
BID FORM (Price bid) | [7 empty] | 3 | rd |  | 3 | March
[8 empty] | 4 | th |  | 4 | April
Bid Proposal Ref. No. | [7 empty] | 5 | th |  | 5 | May
Date : | --2024 | [6 empty] | 6 | th | #VALUE! | 6 | June
[8 empty] | 7 | th | #VALUE! | 7 | July
To: | [7 empty] | 8 | th | #VALUE! | 8 | August
Sr.GM , Contracts & Materials Department, | [7 empty] | 9 | th | #VALUE! | 9 | September
Power Grid Corporation of India Ltd., | [7 empty] | 10 | th |  | 10 | October
SRTS-II, RHQ | [7 empty] | 11 | th |  | 11 | November
Singanayakanahalli | [7 empty] | 12 | th |  | 12 | December
Bengaluru-560064 | [7 empty] | 13 | th
[8 empty] | 14 | th
Name of Contract : |  | Various Civil Works including Construction of Rest room, Parking shed, Store platform, Replacement of Roof sheets, Stone pitching and Painting and repairing works of building at 400/220 kV Mysore Sub-station | [5 empty] | 15 | th
Dear Ladies and/or Gentlemen, | [7 empty] | 16 | th
1 | In continuation of Techno commercial part of our Bid, we hereby submit the price schedules of the Bid, both of which shall be read together and in conjunction with each other, and shall be construed as an integral part of our Bid. Accordingly, we the undersigned, offer to design, manufacture, test, deliver, under the above-named package in full conformity with the said Bidding Documents as may be determined in accordance with the terms and conditions of the Bidding Documents. |  |  |  |  | In continuation of Techno commercial part of our Bid, we hereby submit the price schedules of the Bid, both of which shall be read together and in conjunction with each other, and shall be construed as an integral part of our Bid. Accordingly, we the undersigned, offer to design, manufacture, test, deliver, under the above-named package in full conformity with the said Bidding Documents | as may be determined in accordance with the terms and conditions of the Bidding Documents. | 17 | th
| The above amounts are in accordance with the price schedules attached herewith and are made part of this bid. | [6 empty] | 18 | th
2 | Price Schedules | [6 empty] | 19 | th
2.1 | In line with the requirements of the Bidding documents, we enclose herewith the following Price Schedules, duly filled - in as per your proforma: | [6 empty] | 20 | th
| Schedule 1 |  | Plant and Equipment |  |  |  |  | 21 | st
| Schedule 2 |  | Local Transportation, In-transit Insurance, loading and unloading |  |  |  |  | 22 | th
| Schedule 4 |  | Training charges for training to be imparted. |  |  |  |  | 24 | th
| Schedule 5 |  | Taxes and Duties not included in Schedule 1 |  |  |  |  | 25 | th
| Schedule 6 |  | Grand Summary [Schedule 1to 5] |  |  |  |  | 26 | th
| Schedule 7 |  | Break-up of Type Test Charges for Type Tests to be conducted |  |  |  |  | 27 | th
2.2 | We are aware that the Price Schedules do not generally give a full description of the Work to be performed under each item and we shall be deemed to have read the Technical Specifications and other sections of the Bidding Documents and Drawings to ascertain the full scope of Work included in each item while filling-in the rates and prices. We agree that the entered rates and prices shall be deemed to include for the full scope as aforesaid, including overheads and profit. | [6 empty] | 28 | th
2.3 | We declare that as specified in Clause 11.5, Section –II:ITB, Vol.-I of the Bidding Documents, prices quoted by us in the Price Schedules shall be in line with the bid documents & Contract Agreement. | [6 empty] | 29 | th
2.4 | We understand that in the price schedules, where there are errors between the total of the amounts given under the column for the price Breakdown and the amount given under the Total Price, the former shall prevail and the latter will be corrected accordingly. We further understand that where there are discrepancies between amounts stated in figures and amounts stated in words, the amount stated in words shall prevail. Similarly, any discrepancy in the total bid price and that of the summation of Schedule price (price indicated in a Schedule indicating the total of that schedule), the total bid price shall be corrected to reflect the actual summation of the Schedule prices. | [6 empty] | 30 | th
2.5 | We declare that items left blank in the Schedules will be deemed to have been included in other items. The TOTAL for each Schedule and the TOTAL of Grand Summary shall be deemed to be the total price for executing the Facilities and sections thereof in complete accordance with the Contract, whether or not each individual item has been priced. | [6 empty] | 31 | st
3 | We confirm that except as otherwise specifically provided our Bid Prices in this Second Envelope include all taxes, duties, levies and charges as may be assessed on us/our Associate (applicable for Foreign Bidder), our Sub-Contractor/Sub-Vendor or their employees by all municipal, state or national government authorities in connection with the Facilities, in and outside of India.
3.1 | 100% of applicable Taxes and Duties i.e GST, which are payable by the Employer under the Contract, shall be reimbursed by the Employer on production of satisfactory documentary evidence by the Contractor in accordance with the provisions of the Bidding Documents.
3.2 | We further understand that notwithstanding 3.0 above, in case of award on us, you shall also bear and pay/reimburse to us, GST applicable on supplies by us to you, imposed on the Plant & Equipment to be incorporated into the Facilities of the Price Schedule in this Second Envelope; by the Indian Laws.
3.3 | We confirm that we have also registered/we shall also get registered in the GST Network with a GSTIN, in all the states where the project is located and the states from which we shall make our supply of goods.
4 | # (For Joint Venture only) We, the partners of Joint Venture submitting this bid, do agree and confirm that in case of Award of Contract on the Joint Venture, we shall be jointly and severally liable and responsible for the execution of the Contract in accordance with Contract terms and conditions.
5 | We, hereby, declare that only the persons or firms interested in this proposal as principals are named here and that no other persons or firms other than those mentioned herein have any interest in this proposal or in the Contract to be entered into, if the award is made on us, that this proposal is made without any connection with any other person, firm or party likewise submitting a proposal is in all respects for and in good faith, without collusion or fraud.
Thanking you, we remain,
Yours faithfully,
For and on behalf of
Signature :
Date : | --2024 |  |  | Printed Name :
Place : |  |  |  | Designation :
Common Seal :
Please provide additional information of the Bidder
Business Address :
Country of Incorporation :
State/Province to be indicated :
Name of Principal Officer :
Address of Principal Officer :
Note: Bidders may note that no prescribed proforma has been enclosed for Attachment 2 : Power of Attorney. Bidders may use their own proforma for furnishing the required information with the bid.
* * *
Back to Cover Page

## Q & C (2) (hidden)
STATEMENT OF QUOTED / CORRECTED PRICES
All Figures are in Rupees
Bidder |  | #VALUE!
Sl. No. | Price Component | Quoted Price | Corrected Price
1 | TOTAL SCHEDULE NO. 1:Ex-Works Price of Plant and Equipment including Type Test Charges | 0 |  | 0
2 | TOTAL SCHEDULE NO.2: Local Transportation, Insurance and other Incidental Services. | 0 |  | 0
3 | TOTAL SCHEDULE NO.3: Installation Charges | #REF! |  | #REF!
4 | TOTAL SCHEDULE NO.4: Training Charges | Not Applicable |  | Not Applicable
5 | TOTAL BID PRICE: (Excluding Taxes & Duties) | #REF! |  | #REF!
6 | DISCOUNT | #REF! |  | #REF! | #REF!
7 | NET BID PRICE (Excluding Taxes & Duties) | #REF! |  | #REF!
8 | TAXES & DUTIES PAYABLE ADDITIONALLY
| A) EXCISE DUTY | #REF! |  | 0
| B) CENTRAL SALES TAX | #REF! |  | 0
| C) VAT | #REF! |  | 0
| D) ENTRY TAX / OCTROI | #REF! |  | 0
E) OTHERS
| F) TOTAL TAXES & DUTIES | #REF! |  | 0
8 | TOTAL BID PRICE (INCLUDING TAXES & DUTIES) | #REF! |  | #REF!
9 | TOTAL SCHEDULE NO.7: Type Test Charges [Total of this Schedule is included in Schedule-1 above] | 0 |  | 0
I) | Bidder has indicated the following taxes and duties additionally applicable for their bid:
| #REF! |  |  |  | Excise Duty | #REF! | #REF!
| #REF! |  |  |  | CST | #REF! | #REF!
| #REF! |  |  |  | VAT | #REF! | #REF!
| #REF! |  |  |  | Entry Tax/ Octroi | #REF! | #REF!
| Others as |  |  |  | Others
II) | With regard to Entry Tax, it may be mentioned that the substations covered under the subject pacakge falls in State of MP, where an entry tax @ 2% of Purchase Price is applicable. In view of the above, the taxes and duties inter-alia including entry tax applicable for the bids are calculated :
a) | Ex-Works Price of Direct Supplies (after discount, if any) |  | Rs. | 0
b) | Excise Duty, as applicable on (a) above at the rate : | 10% | Rs. | 0
c) | Amount on which Sales Tax is applicable | 0 |  | 0
d) | CST, as applicable on (a) + ED (b) above at the rate : | 2% | Rs. | 0
e) | VAT, as applicable on (a) + ED (b) above at the rate : | 1% |  | 0
f) | Others [……………………………………………] |  | Rs.
g) | Purchase Price for Entry Tax (Total Ex-Works+F&I+ED+CST+Others) |  | Rs. | 0
h) | Entry Tax, as applicable on (e) above at the rate : |  | Rs. | 0
Various Civil Works including Construction of Rest room, Parking shed, Store platform, Replacement of Roof sheets, Stone pitching and Painting and repairing works of building at 400/220 kV Mysore Sub-station |  | Statement of Quoted / Corrected Prices |  | Page
Spec. No. | SR-II/C&M/WC-3812/2023

## Q & C (hidden)
STATEMENT OF QUOTED / CORRECTED PRICES
All Figures are in Rupees
Bidder
Sl. No. | Price Component | Quoted Price | Corrected Price
1 | TOTAL SCHEDULE NO. 1:Ex-Works Price of Plant and Equipment including Type Test Charges | 0 |  | 0
2 | TOTAL SCHEDULE NO.2: Local Transportation, Insurance and other Incidental Services. | 0 |  | 0
3 | TOTAL SCHEDULE NO.3: Installation Charges | #REF! |  | #REF!
4 | TOTAL SCHEDULE NO.4: Training Charges | Not Applicable |  | Not Applicable
5 | TOTAL BID PRICE: (Excluding Taxes & Duties) | #REF! |  | #REF!
6 | DISCOUNT | #REF! |  | #REF!
7 | NET BID PRICE (Excluding Taxes & Duties) | #REF! |  | #REF!
8 | TAXES & DUTIES PAYABLE ADDITIONALLY
| A) EXCISE DUTY | #REF! |  | #REF!
| B) CENTRAL SALES TAX /VAT | #REF! |  | #REF!
| C) ENTRY TAX / OCTROI | #REF! |  | #REF!
| D) OTHERS | #REF! |  | 0
| E) TOTAL TAXES & DUTIES | #REF! |  | #REF!
8 | TOTAL BID PRICE (INCLUDING TAXES & DUTIES) | #REF! |  | #REF!
9 | TOTAL SCHEDULE NO.7: Type Test Charges [Total of this Schedule is included in Schedule-1 above] | 0 |  | 0
I) | Bidder has indicated the following taxes and duties additionally applicable for their bid:
a) | Excise Duty |  | Rs. | #REF!
b) | CST /VAT |  | Rs. | #REF!
c) | Entry Tax / Octroi |  | Rs. | #REF!
d) | Others |  | Rs. | #REF!
II) | Bidder has offered following discount(s)
III) | With regard to Entry Tax, it may be mentioned that the substations covered under the subject pacakge falls in State of MP, where an entry tax @ 1% of Purchase Price is applicable. In view of the above, the taxes and duties inter-alia including entry tax applicable for the bids are calculated : |  |  |  | Details of dicounts
a) | Ex-Works Price of Direct Supplies (after discount, if any) |  | Rs. | #REF! | Gross LS | #REF! | #REF! | #REF! | Gross % | #REF! | #REF! | #REF!
b) | Excise Duty @ 10.3% of (a) above |  | Rs. | #REF! |  |  |  | #REF! |  |  |  | #REF!
c) | CST / VAT @ 2% of Ex-Works of Direct Supplies (a) + ED (b) above |  | Rs. | #REF! | Sch-1 Direct LS | #REF! | #REF! | #REF! | Sch-1 Direct % | #REF! | #REF! | #REF!
d) | Others |  | Rs. |  | Sch-1 BO LS | #REF! | #REF! | #REF! | Sch-1 BO % | #REF! | #REF! | #REF!
e) | Purchase Price for Entry Tax (Total Ex-Works+F&I+ED+CST+Others) |  | Rs. | #REF! | Sch-2 LS | #REF! | #REF! | #REF! | Sch-2 % | #REF! | #REF! | #REF!
f) | Entry Tax @ 1% of (e) above |  | Rs. | #REF! | Sch-3 LS | #REF! | #REF! | #REF! | Sch-3 % | #REF! | #REF! | #REF!
[5 empty] | Sch-7 LS | #REF! | #REF! | #REF! | Sch-7 % | #REF! | #REF! | #REF!
Various Civil Works including Construction of Rest room, Parking shed, Store platform, Replacement of Roof sheets, Stone pitching and Painting and repairing works of building at 400/220 kV Mysore Sub-station |  | Statement of Quoted / Corrected Prices |  | Page | Different Manner | #REF!
[5 empty] | Text for Discount | #REF!
#REF!
#REF!

## N to W (hidden)
0
Rs. Zero Only
0
0
0
0
0
0
1 | One
2 | Two
3 | Three
4 | Four
5 | Five
6 | Six
7 | Seven
8 | Eight
9 | Nine
10 | Ten
11 | Eleven
12 | Twelve
13 | Thirteen
14 | Fourteen
15 | Fifteen
16 | Sixteen
17 | Seventeen
18 | Eighteen
19 | Nineteen
20 | Twenty
21 | Twenty One
22 | Twenty Two
23 | Twenty Three
24 | Twenty Four
25 | Twenty Five
26 | Twenty Six
27 | Twenty Seven
28 | Twenty Eight
29 | Twenty Nine
30 | Thirty
31 | Thirty One
32 | Thirty Two
33 | Thirty Three
34 | Thirty Four
35 | Thirty Five
36 | Thirty Six
37 | Thirty Seven
38 | Thirty Eight
39 | Thirty Nine
40 | Forty
41 | Forty One
42 | Forty Two
43 | Forty Three
44 | Forty Four
45 | Forty Five
46 | Forty Six
47 | Forty Seven
48 | Forty Eight
49 | Forty Nine
50 | Fifty
51 | Fifty One
52 | Fifty Two
53 | Fifty Three
54 | Fifty Four
55 | Fifty Five
56 | Fifty Six
57 | Fifty Seven
58 | Fifty Eight
59 | Fifty Nine
60 | Sixty
61 | Sixty One
62 | Sixty Two
63 | Sixty Three
64 | Sixty Four
65 | Sixty Five
66 | Sixty Six
67 | Sixty Seven
68 | Sixty Eight
69 | Sixty Nine
70 | Seventy
71 | Seventy One
72 | Seventy Two
73 | Seventy Three
74 | Seventy Four
75 | Seventy Five
76 | Seventy Six
77 | Seventy Seven
78 | Seventy Eight
79 | Seventy Nine
80 | Eighty
81 | Eighty One
82 | Eighty Two
83 | Eighty Three
84 | Eighty Four
85 | Eighty Five
86 | Eighty Six
87 | Eighty Seven
88 | Eighty Eight
89 | Eighty Nine
90 | Ninety
91 | Ninety One
92 | Ninety Two
93 | Ninety Three
94 | Ninety Four
95 | Ninety Five
96 | Ninety Six
97 | Ninety Seven
98 | Ninety Eight
99 | Ninety Nine
100 | One Hundred