## Basic (hidden)
Package Name | Substation Package SS01 for establishment of 400/220kV Chhatarpur (New) PS including 1x125MVAR, 420kV Bus Reactors associated with “Transmission system for evacuation of power from Chhatarpur SEZ (1500 MW)” through tariff based competitive bidding (TBCB) route prior to RfP bid submission by POWERGRID to BPC
Package Code | SS01
Specification No. | TBCB/400kV/CHHATARPUR SEZ /SS01/G3

## Cover
Price Schedules | Substation Package SS01 for establishment of 400/220kV Chhatarpur (New) PS including 1x125MVAR, 420kV Bus Reactors associated with “Transmission system for evacuation of power from Chhatarpur SEZ (1500 MW)” through tariff based competitive bidding (TBCB) route prior to RfP bid submission by POWERGRID to BPC |  | Substation Package - SS01
TBCB/400kV/CHHATARPUR SEZ /SS01/G3
| 1 | Fill up only green shaded cells in Sch-1, Sch-2, Sch-3 and Bid Form 2nd Envelope.
| 2 | All the cells in Sch-5 & Sch-6 are auto filled, therefore no cell is required to be filled up there.
| 3 | Instructions / error messages, if any, will be displayed automatically after selecting the cell.
| 4 | After filling up all the schedues, save the file, take print out of all the schedules and Bid form and sign & stamp and submit them as hard copy of the 2nd envelope (Price part) of the bid. Also ensure to submit the soft copy of the the same file on CD/ DVD.
पावर ग्रिड कारपोरेशन ऑफ इण्डिया लिमिटेड
(भारत सरकार का उद्यम)
Power Grid Corporation of India Limited
(A Government of India Enterprises)
Click to skip Instructions & Proceed
Click for Detailed General Instructions
General guidelines for filling up the Price Schedules, Sch-1 to Sch-7

## Instructions
General Instruction to the Bidders for filling up this workbook of Price Schedules for Package SS01
I | While filling up the worksheets following may please be observed :
| (i) | Fill up only green shaded cells.
| (ii) | Certain data type entries have been restricted, such as Numeric values or limits of numeric values.
| (iii) | Select only the options provided in pull down menus.
| (iv) | Do not link any cell of this work book with any other work book.
| (v) | Do not use copy & paste or cut & paste options for filling up the data.
| (vi) | Do not reformat any of the cell of the work book.
II | This Workbook consists of following worksheets :
Cover :
Opening page of the workbook.
Names of Bidder :
| ● | Fill up names and address of the Sole Bidder and /or Joint Venture.
| ● | Fill up date in dd-mmm-yyyy format from drop down menu.
| ● | Click for Sch-1 given at the right top of the worksheet to go to Sch-1.
Sch-1 (Ex-works Prices) :
| ● | Fill up unit rates for all the items in numeric values greater than 0 (zero). If unit rate is left blank, the corresponding item shall be deemed to be included in the total price.
| ● | Total amount shall get calculated automatically.
| ● | Type Test charges shall appear automatically after filling up Sch-7 appropriately.
Sch-2 (Freight & Insurance Charges) :
| ● | Fill up unit rates for all the items in numeric values greater than 0 (zero). If unit rate is left blank, the corresponding item shall be deemed to be included in the total price.
| ● | Total amount shall get calculated automatically.
Sch-3 (Installation Charges) :
| ● | Fill up unit rates for all the items in numeric values greater than 0 (zero). If unit rate is left blank, the corresponding item shall be deemed to be included in the total price.
| ● | Total amount shall get calculated automatically.
Sch-4 (Training Charges) :
| ● | Not applicable, hence no cell is required to be filled up.
Sch-5 (Summary of Taxes and Duties applicable on the Goods) :
| ● | No cell is required to be filled in by the bidder in this worksheet.
Sch -6 :
| ● | Summary of all the Schedules without considering discount (mentioned in the work sheet discount) shall be displayed automatically.
| ● | No cell is required to be filled in by the bidder in this worksheet.
Sch-7 (Type Test Charges) :
| ● | Not applicable, hence no cell is required to be filled up.
| ● | Total of this Sch-7 shall automatically appear in Sch-1.
Bid from 2nd Envelope :
| ● | Fill up ref. no. as bidder's ref no. of this letter.
| ● | This letter shall consider the net price as per Sch-6 (After Discount).
| ● | Fill up names & Designation of the representatives of other JV partner(s) if the bidder is JV (Joint Venture) .
| ● | Fill up additional information as required.
* * *
Happy Bidding !
Click to Proceed

## Names of Bidder
Substation Package SS01 for establishment of 400/220kV Chhatarpur (New) PS including 1x125MVAR, 420kV Bus Reactors associated with “Transmission system for evacuation of power from Chhatarpur SEZ (1500 MW)” through tariff based competitive bidding (TBCB) route prior to RfP bid submission by POWERGRID to BPC
TBCB/400kV/CHHATARPUR SEZ /SS01/G3 |  |  | Sole Bidder | 1
|  |  | JV (Joint Venture) | 2 or More
Enter following details of the bidder
Specify type of Bidder [Select from drop down menu] | Sole Bidder |  | 0
Name of Sole Bidder
Address of Sole Bidder
Name of other Partner - 1
Address of other Partner - 1
…….. …….. …….. …….. …….. ……..
…….. …….. …….. …….. …….. ……..
Name of other Partner - 2 (more, if any) | …….. …….. …….. …….. …….. ……..
Address of other Partner - 2 (more, if any) | …….. …….. …….. …….. …….. ……..
…….. …….. …….. …….. …….. ……..
…….. …….. …….. …….. …….. ……..
Printed Name
Designation
email ID of Bid Signatory
Mobile No. of Bid Signatory
Tel No. of Bid Signatory
Fax No. of Bid Signatory
Date |  | 31
Place
Click for Sch-1

## Sch-1
TBCB/400kV/CHHATARPUR SEZ /SS01/G3 | [11 empty] | Schedule - 1 |  |  | Direct Total | #REF! | Sole Bidder | `
[15 empty] | BO Total | #REF! | 0
Substation Package SS01 for establishment of 400/220kV Chhatarpur (New) PS including 1x125MVAR, 420kV Bus Reactors associated with “Transmission system for evacuation of power from Chhatarpur SEZ (1500 MW)” through tariff based competitive bidding (TBCB) route prior to RfP bid submission by POWERGRID to BPC
(SCHEDULE OF RATES AND PRICES)
Bidder’s Name and Address (Sole Bidder) : | [9 empty] | To:
Contracts Services, 3rd Floor
Name : | [9 empty] | Power Grid Corporation of India Ltd.,
Address : | [9 empty] | "Saudamini", Plot No.-2
Sector-29,
Gurgaon (Haryana) - 122001
Plant and Equipment (including Mandatory Spares Parts) to be supplied, including Type Test Charges for Tests to be conducted | [15 empty] | Direct
[12 empty] | All Prices are in Indian Rupees. |  |  |  | Bought-Out
SI. No. | Activity Description | Material Code | HSN Code | Whether HSN in column ‘ 2 ’ is confirmed. If not indicate applicable the HSN code * | Rate of GST applicable ( in %) | Whether rate of GST in column ‘4’ is confirmed. If not indicate applicable rate of GST * | Item Description | Unit | Qty. | Unit Ex-works price (excluding GST) | Total Ex-works price (excluding GST) | GST as confirmed by Bidder
1 | 2 | 3 | 4 | 5 | 6 | 7 | 8 | 9 | 10 | 11 | 12= 10 x 11 | 13
Est. of 400/220 kV Chhatarpur PS
1 | 420kV SHUNT REACTOR | 1000000705 | 85042330 |  | 18 |  | 125 MVAR, 420kV, 3-phase Bus Reactor excluding Insulating Oil | EA | 1 |  | Included | 0 | 0 | 0
2 | 420kV SHUNT REACTOR | 1000013947 | 85049010 |  | 18 |  | Insulating Oil for 125 MVAR, 420kV 3-phase Bus Reactor | SET | 1 |  | Included | 0 | 0 | 0
3 | SHUNT REACTOR MONITORING DEVICES | 1000025218 | 85049010 |  | 18 |  | On line insulating oil drying system (Cartridge type)(As per technicalspecification) | EA | 1 |  | Included | 0 | 0 | 0
4 | 33kV LT TRANSFORMER | 1000004951 | 85042100 |  | 18 |  | 630kVA, 33/0.433kV, 3ph LT Transformer | EA | 2 |  | Included | 0 | 0 | 0
5 | 420kV, 63kA AIS EQUIPMENT | 1000004400 | 85462040 |  | 18 |  | 420 kV ,1 phase Bus Post Insulators for Line Traps | EA | 24 |  | Included | 0 | 0 | 0
6 | 420kV, 63kA AIS EQUIPMENT | 1000004401 | 85462040 |  | 18 |  | 420 kV, 1 phase Bus Post Insulator (except for Line Traps) | EA | 40 |  | Included | 0 | 0 | 0
7 | 420kV, 63kA AIS EQUIPMENT | 1000020419 | 85354010 |  | 18 |  | 336kV Surge Arrester (1-phase) | EA | 24 |  | Included | 0 | 0 | 0
8 | 420kV, 63kA AIS EQUIPMENT | 1000004499 | 85353090 |  | 18 |  | 420kV, 3150A, 63KA Isolator (3-phase)(Double Break) with two E/S | EA | 2 |  | Included | 0 | 0 | 0
9 | 420kV, 63kA AIS EQUIPMENT | 1000004498 | 85353090 |  | 18 |  | 420kV, 3150A, 63KA, Isolator (3-phase)(Double Break) with one E/S | EA | 30 |  | Included | 0 | 0 | 0
10 | 420kV, 63kA AIS EQUIPMENT | 1000004535 | 85359090 |  | 18 |  | 420 kV, 4400 pF Capacitive Voltage Transformer (1-Phase) | EA | 18 |  | Included | 0 | 0 | 0
11 | 420kV, 63kA AIS EQUIPMENT | 1000004463 | 85359090 |  | 18 |  | 420 kV, 3000A, 63KA, 1-Phase CurrentTransformer with 120% extended currentrating | EA | 36 |  | Included | 0 | 0 | 0
12 | 420kV, 63kA AIS EQUIPMENT | 1000004501 | 85352913 |  | 18 |  | 420kV, 3150A, 63kA Circuit Breaker (3-Phase) without closing resistorand with Support Structure | EA | 12 |  | Included | 0 | 0 | 0
13 | 420kV, 63kA AIS EQUIPMENT | 1000009713 | 85389000 |  | 18 |  | Controlled Switching Device for 420 kV, 3-ph Circuit Breaker | EA | 2 |  | Included | 0 | 0 | 0
14 | 245kV, 50kA AIS EQUIPMENT | 1000001695 | 85462040 |  | 18 |  | 245 kV, 1 phase Bus Post Insulator (except for Line Traps) | EA | 93 |  | Included | 0 | 0 | 0
15 | 245kV, 50kA AIS EQUIPMENT | 1000020417 | 85354010 |  | 18 |  | 216kV Surge Arrester (1-phase) | EA | 24 |  | Included | 0 | 0 | 0
16 | 245kV, 50kA AIS EQUIPMENT | 1000032777 | 85353090 |  | 18 |  | 245KV, 1600 A, 50KA, 3-PHASE, DOUBLE BREAK TANDEM ISOLATOR WITHOUT E/S | EA | 17 |  | Included | 0 | 0 | 0
17 | 245kV, 50kA AIS EQUIPMENT | 1000001689 | 85353090 |  | 18 |  | 245kV, 1600A, 50 KA, 3-phase DoubleBreak Isolator with two E/S | EA | 9 |  | Included | 0 | 0 | 0
18 | 245kV, 50kA AIS EQUIPMENT | 1000001688 | 85353090 |  | 18 |  | 245kV, 1600A, 50 KA, 3-phase DoubleBreak Isolator with one E/S | EA | 9 |  | Included | 0 | 0 | 0
19 | 245kV, 50kA AIS EQUIPMENT | 1000001772 | 85359090 |  | 18 |  | 245 kV, 4400pf Capacitive Voltage Transformer (1- Phase) | EA | 21 |  | Included | 0 | 0 | 0
20 | 245kV, 50kA AIS EQUIPMENT | 1000001684 | 85359090 |  | 18 |  | 245 kV, 1600A, 50KA, 1-Phase CurrentTransformer with 120% extended currentrating | EA | 27 |  | Included | 0 | 0 | 0
21 | 245kV, 50kA AIS EQUIPMENT | 1000001683 | 85352912 |  | 18 |  | 245kV, 1600A, 50KA Circuit Breaker(3-Phase) with support structure | EA | 9 |  | Included | 0 | 0 | 0
22 | 245kV, 50kA AIS EQUIPMENT | 1000028442 | 85352912 |  | 18 |  | 245kV, 3150A, 50KA Circuit Breaker(3-Phase) with support structure | EA | 1 |  | Included | 0 | 0 | 0
23 | 245kV, 50kA AIS EQUIPMENT | 1000001739 | 85359090 |  | 18 |  | 245 kV, 2500A, 50KA, 1-Phase CurrentTransformer with 120% extended currentrating | EA | 3 |  | Included | 0 | 0 | 0
24 | 245kV, 50kA AIS EQUIPMENT | 1000051760 | 85353090 |  | 18 |  | 245KV, 3150A, 50KA, 3-PHASE DOUBLE BREAK ISOLATOR WITH TWO E/S | EA | 2 |  | Included | 0 | 0 | 0
25 | 72.5kV, 25kV AIS EQUIPMENT | 1000005036 | 85352113 |  | 18 |  | 72.5 kV, 1250A, 25 kA, 3-phase CircuitBreaker with support structure | EA | 1 |  | Included | 0 | 0 | 0
26 | 72.5kV, 25kV AIS EQUIPMENT | 1000005061 | 85359090 |  | 18 |  | 72.5 kV, 50A, 25 kA, 1-Phase CurrentTransformer with 120% extended currentrating | EA | 3 |  | Included | 0 | 0 | 0
27 | 72.5kV, 25kV AIS EQUIPMENT | 1000005048 | 85359090 |  | 18 |  | 72.5 kV Voltage Transformer (1- Phase) | EA | 3 |  | Included | 0 | 0 | 0
28 | 72.5kV, 25kV AIS EQUIPMENT | 1000005030 | 85462040 |  | 18 |  | 72.5kV ,1 phase Bus Post Insulators | EA | 6 |  | Included | 0 | 0 | 0
29 | 72.5kV, 25kV AIS EQUIPMENT | 1000005070 | 85353090 |  | 18 |  | 72.5 kV, 400A, 25 KA, 3-Phase DoubleBreak Isolator with out E/S | EA | 1 |  | Included | 0 | 0 | 0
30 | 36kV AIS EQUIPMENT | 1000002068 | 85049010 |  | 18 |  | 36 kV, 1-phase Horn Gap Fuse | EA | 3 |  | Included | 0 | 0 | 0
31 | 36kV AIS EQUIPMENT | 1000020418 | 85354010 |  | 18 |  | 30kV Surge Arrester (1-Phase) | EA | 3 |  | Included | 0 | 0 | 0
32 | 36kV AIS EQUIPMENT | 1000002032 | 85462040 |  | 18 |  | 36kV, 1 phase Bus Post Insulators as per Technical Specification | EA | 3 |  | Included | 0 | 0 | 0
33 | 36kV AIS EQUIPMENT | 1000020185 | 73082011 |  | 18 |  | Fabrication, galvanising and supply of 33kV Std Double Pole Structureincluding nuts, bolts, all type of washers, packplates, step bolts andgusset plates excluding foundation bolts | EA | 1 |  | Included | 0 | 0 | 0
34 | 36kV AIS EQUIPMENT | 1000002087 | 85353090 |  | 18 |  | 36 kV, 400A, 25 KA, 3-Phase HDB Isolatorwithout E/S | EA | 1 |  | Included | 0 | 0 | 0
35 | Erection Hardware for 420 kV I Type S/Y | 1000011317 | 72169990 |  | 18 |  | Erection Hardware for 400kV I type layout-Bus Reactor bay as pertechnical specification | SET | 1 |  | Included | 0 | 0 | 0
36 | Erection Hardware for 420 kV I Type S/Y | 1000011327 | 72169990 |  | 18 |  | Erection Hardware for 400kV I type layout-Transformer bay as pertechnical specification | SET | 3 |  | Included | 0 | 0 | 0
37 | Erection Hardware for 420 kV I Type S/Y | 1000011322 | 72169990 |  | 18 |  | Erection Hardware for 400kV I type layout-Line bay as per technicalspecification | SET | 4 |  | Included | 0 | 0 | 0
38 | Erection Hardware for 420 kV I Type S/Y | 1000011318 | 72169990 |  | 18 |  | Erection Hardware for 400kV I type layout-Bus Work (For one diameter)as per technical specification | SET | 4 |  | Included | 0 | 0 | 0
39 | Erection Hardware for 420 kV I Type S/Y | 1000055984 | 72169990 |  | 18 |  | 400KV TENSION INSULATOR STRING AND ASSOCIATED HARDWARE FITTINGSWITHOUT TURN BUCKLE SUITABLE FOR QUAD CONDUCTOR | EA | 36 |  | Included | 0 | 0 | 0
40 | Erection Hardware for 420 kV I Type S/Y | 1000055991 | 72169990 |  | 18 |  | 400KV TENSION INSULATOR STRING AND ASSOCIATED HARDWARE FITTINGSWITH TURN BUCKLE SUITABLE FOR QUAD CONDUCTOR | EA | 36 |  | Included | 0 | 0 | 0
41 | Erection Hardware for 420 kV I Type S/Y | 1000055985 | 72169990 |  | 18 |  | 400KV TENSION INSULATOR STRING AND ASSOCIATED HARDWARE FITTINGS WITHTURN BUCKLE SUITABLE FOR TWIN CONDUCTOR | EA | 12 |  | Included | 0 | 0 | 0
42 | Erection Hardware for 420 kV I Type S/Y | 1000055986 | 72169990 |  | 18 |  | 400KV SUSPENSION INSULATOR STRING AND ASSOCIATED HARDWARE FITTINGSWITH DROP CLAMP SUITABLE FOR QUAD CONDUCTOR | EA | 24 |  | Included | 0 | 0 | 0
43 | Erection Hardware for 420 kV I Type S/Y | 1000055987 | 72169990 |  | 18 |  | 400KV SUSPENSION INSULATOR STRING AND ASSOCIATED HARDWARE FITTINGSWITH DROP CLAMP SUITABLE FOR TWIN CONDUCTOR | EA | 6 |  | Included | 0 | 0 | 0
44 | Erection Hardware for 220 kV DMT Type S | 1000011255 | 72169990 |  | 18 |  | Erection Hardware for 220kV layout (Double Main and TransferScheme)-Bus work (one Bay) as per technical specification | SET | 10 |  | Included | 0 | 0 | 0
45 | Erection Hardware for 220 kV DMT Type S | 1000011261 | 72169990 |  | 18 |  | Erection Hardware for 220kV layout (Double Main and TransferScheme)-Line Bay as per technical specification | SET | 5 |  | Included | 0 | 0 | 0
46 | Erection Hardware for 220 kV DMT Type S | 1000011264 | 72169990 |  | 18 |  | Erection Hardware for 220kV layout (Double Main and TransferScheme)-Transformer Bay as per technical specification | SET | 3 |  | Included | 0 | 0 | 0
47 | Erection Hardware for 220 kV DMT Type S | 1000011253 | 72169990 |  | 18 |  | Erection Hardware for 220kV layout (Double Main and TransferScheme)-Bus Coupler Bay as per technical specification | SET | 1 |  | Included | 0 | 0 | 0
48 | Erection Hardware for 220 kV DMT Type S | 1000011265 | 72169990 |  | 18 |  | Erection Hardware for 220kV layout (Double Main and TransferScheme)-Transfer Bus Coupler Bay as per technical specification | SET | 1 |  | Included | 0 | 0 | 0
49 | Erection Hardware for 220 kV DMT Type S | 1000055973 | 72169990 |  | 18 |  | 220KV SUSPENSION INSULATOR STRING AND ASSOCIATED HARDWARE FITTINGSWITH DROP CLAMP SUITABLE FOR QUAD CONDUCTOR | EA | 3 |  | Included | 0 | 0 | 0
50 | Erection Hardware for 220 kV DMT Type S | 1000055975 | 72169990 |  | 18 |  | 220KV SUSPENSION INSULATOR STRING AND ASSOCIATED HARDWARE FITTINGSWITH DROP CLAMP SUITABLE FOR TWIN CONDUCTOR | EA | 30 |  | Included | 0 | 0 | 0
51 | Erection Hardware for 220 kV DMT Type S | 1000055977 | 72169990 |  | 18 |  | 220KV SUSPENSION INSULATOR STRING AND ASSOCIATED HARDWARE FITTINGSWITH THROUGH CLAMP SUITABLE FOR TWIN CONDUCTOR | EA | 6 |  | Included | 0 | 0 | 0
52 | Erection Hardware for 220 kV DMT Type S | 1000055978 | 72169990 |  | 18 |  | 220KV TENSION INSULATOR STRING AND ASSOCIATED HARDWARE FITTINGSWITHOUT TURN BUCKLE SUITABLE FOR QUAD CONDUCTOR | EA | 39 |  | Included | 0 | 0 | 0
53 | Erection Hardware for 220 kV DMT Type S | 1000055980 | 72169990 |  | 18 |  | 220KV TENSION INSULATOR STRING AND ASSOCIATED HARDWARE FITTINGSWITHOUT TURN BUCKLE SUITABLE FOR TWIN CONDUCTOR | EA | 18 |  | Included | 0 | 0 | 0
54 | Erection Hardware for 220 kV DMT Type S | 1000055981 | 72169990 |  | 18 |  | 220KV TENSION INSULATOR STRING AND ASSOCIATED HARDWARE FITTINGS WITHTURN BUCKLE SUITABLE FOR QUAD CONDUCTOR | EA | 39 |  | Included | 0 | 0 | 0
55 | Erection Hardware for 220 kV DMT Type S | 1000055983 | 72169990 |  | 18 |  | 220KV TENSION INSULATOR STRING AND ASSOCIATED HARDWARE FITTINGS WITHTURN BUCKLE SUITABLE FOR TWIN CONDUCTOR | EA | 33 |  | Included | 0 | 0 | 0
56 | Erection Hardware for tertiary | 1000011348 | 72169990 |  | 18 |  | Erection Hardware for the 72.5kV equipment for Tertiary loading as pertechnical specification | SET | 1 |  | Included | 0 | 0 | 0
57 | Erection Hardware for tertiary | 1000032412 | 85049010 |  | 18 |  | ERECTION HARDWARE FOR AUXILIARY LT TRANSFORMER | SET | 1 |  | Included | 0 | 0 | 0
58 | Earthmat | 1000032055 | 72159090 |  | 18 |  | 40 MM MS ROD FOR MAIN EARTHMAT | KM | 11 |  | Included | 0 | 0 | 0
59 | CRP for 420kV Bays with SAS | 1000003398 | 85371000 |  | 18 |  | 400kV Line Protection Panel (with Automation) | EA | 4 |  | Included | 0 | 0 | 0
60 | CRP for 420kV Bays with SAS | 1000004274 | 85371000 |  | 18 |  | 400kV Transformer Protection Panel (For both HV & MV side)-(withAutomation) | EA | 3 |  | Included | 0 | 0 | 0
61 | CRP for 420kV Bays with SAS | 1000003407 | 85371000 |  | 18 |  | 400kV Reactor Protection Panel (with Automation) | EA | 1 |  | Included | 0 | 0 | 0
62 | CRP for 420kV Bays with SAS | 1000002145 | 85371000 |  | 18 |  | 400kV Bus Bar Protection Panel (Duplicate)-(with Automation) | SET | 1 |  | Included | 0 | 0 | 0
63 | CRP for 420kV Bays with SAS | 1000002163 | 85371000 |  | 18 |  | 400kV Circuit Breaker Relay Panel without Auto Reclose (withAutomation) | EA | 4 |  | Included | 0 | 0 | 0
64 | CRP for 420kV Bays with SAS | 1000002165 | 85371000 |  | 18 |  | 400kV Circuit Breaker Relay Panel with Auto Reclose (with Automation) | EA | 8 |  | Included | 0 | 0 | 0
65 | CRP for 420kV Bays with SAS | 1000025391 | 82032000 |  | 18 |  | Relay Test kit | EA | 1 |  | Included | 0 | 0 | 0
66 | CRP for 220kV Bays with SAS | 1000001330 | 85371000 |  | 18 |  | 220kV Line Protection Panel (with Automation) | EA | 5 |  | Included | 0 | 0 | 0
67 | CRP for 220kV Bays with SAS | 1000001166 | 85371000 |  | 18 |  | 220kV Bus Bar Protection Panel (Single)-(with Automation) | SET | 1 |  | Included | 0 | 0 | 0
68 | CRP for 220kV Bays with SAS | 1000001168 | 85371000 |  | 18 |  | 220kV Circuit Breaker Relay Panel without Auto Reclose (withAutomation) | EA | 4 |  | Included | 0 | 0 | 0
69 | CRP for 220kV Bays with SAS | 1000001170 | 85371000 |  | 18 |  | 220kV Circuit Breaker Relay Panel with Auto Reclose (with Automation) | EA | 6 |  | Included | 0 | 0 | 0
70 | SAS | 1000001332 | 85371000 |  | 18 |  | Complete Substation automation System for 220kV bay as per TechnicalSpecification | EA | 10 |  | Included | 0 | 0 | 0
71 | SAS | 1000003410 | 85371000 |  | 18 |  | Complete Substation automation System for 400kV Tie bay as perTechnical Specification | EA | 4 |  | Included | 0 | 0 | 0
72 | SAS | 1000003408 | 85371000 |  | 18 |  | Complete Substation automation System for 400kV Main bay as perTechnical Specification | EA | 8 |  | Included | 0 | 0 | 0
73 | SAS | 1000021642 | 85371000 |  | 18 |  | Time synchronisation equipment | EA | 1 |  | Included | 0 | 0 | 0
74 | SAS | 1000018700 | 85371000 |  | 18 |  | Complete Substation automation System for controlling and monitoringof Auxilary System including BCUs as per technical specification | SET | 1 |  | Included | 0 | 0 | 0
75 | VMS | 1000025861 | 85287390 |  | 18 |  | Visual Monitoring System for Watch & Ward | SET | 1 |  | Included | 0 | 0 | 0
76 | PLCC Equipment | 1000004290 | 85176210 |  | 18 |  | 400kV,3150A,0.5mH ,63kA Line Trap | EA | 8 |  | Included | 0 | 0 | 0
77 | PLCC Equipment | 1000001568 | 85176210 |  | 18 |  | 220kV,1600A,0.5mH ,50kA Line Trap | EA | 10 |  | Included | 0 | 0 | 0
78 | PLCC Equipment | 1000010014 | 85176210 |  | 18 |  | Coupling device for PLCC | SET | 4 |  | Included | 0 | 0 | 0
79 | PLCC Equipment | 1000000046 | 85176210 |  | 18 |  | Carrier Equipment Analog type (for Speech+Data & Speech+Protection) | EA | 2 |  | Included | 0 | 0 | 0
80 | PLCC Equipment | 1000017887 | 85176210 |  | 18 |  | Analog Protection Coupler for PLCC | EA | 2 |  | Included | 0 | 0 | 0
81 | PLCC Equipment | 1000010638 | 85176210 |  | 18 |  | Digital Protection Coupler | EA | 2 |  | Included | 0 | 0 | 0
82 | PLCC Equipment | 1000011082 | 85176210 |  | 18 |  | EPAX (24/8) with 24 telephones, Cables etc. | SET | 1 |  | Included | 0 | 0 | 0
83 | PLCC Equipment | 1000025769 | 85176210 |  | 18 |  | Testing & Maintenance equipment (print test kit only) for PLCC | SET | 1 |  | Included | 0 | 0 | 0
84 | PLCC Equipment | 1000036908 | 85446020 |  | 18 |  | HF CABLE 75 OHMS FOR PLCC | KM | 1.5 |  | Included | 0 | 0 | 0
85 | PLCC equipment remote end | 1000000046 | 85176210 |  | 18 |  | Carrier Equipment Analog type (for Speech+Data & Speech+Protection) | EA | 2 |  | Included | 0 | 0 | 0
86 | PLCC equipment remote end | 1000017887 | 85176210 |  | 18 |  | Analog Protection Coupler for PLCC | EA | 2 |  | Included | 0 | 0 | 0
87 | PLCC equipment remote end | 1000010638 | 85176210 |  | 18 |  | Digital Protection Coupler | EA | 2 |  | Included | 0 | 0 | 0
88 | PLCC equipment remote end | 1000025769 | 85176210 |  | 18 |  | Testing & Maintenance equipment (print test kit only) for PLCC | SET | 1 |  | Included | 0 | 0 | 0
89 | LT SWITCHGEAR | 1000004313 | 85371000 |  | 18 |  | 415V Main Switchboard | SET | 1 |  | Included | 0 | 0 | 0
90 | LT SWITCHGEAR | 1000004303 | 85371000 |  | 18 |  | 415V AC Distribution Board (ACDB) as per Technical Specification | SET | 1 |  | Included | 0 | 0 | 0
91 | LT SWITCHGEAR | 1000004310 | 85371000 |  | 18 |  | 415V MLDB(along with 2 nos. 100 kVA Lighting transformer) | SET | 1 |  | Included | 0 | 0 | 0
92 | LT SWITCHGEAR | 1000004307 | 85371000 |  | 18 |  | 415V Emergency LDB(along with 1 no. 100kVA lighting transformer) | SET | 1 |  | Included | 0 | 0 | 0
93 | LT SWITCHGEAR | 1000001144 | 85371000 |  | 18 |  | 220V DCDB | SET | 2 |  | Included | 0 | 0 | 0
94 | LT SWITCHGEAR | 1000004754 | 85371000 |  | 18 |  | 48V DCDB | SET | 2 |  | Included | 0 | 0 | 0
95 | 220V Battery & Charger | 1000027377 | 85072000 |  | 28 |  | 220V Battery set | SET | 2 |  | Included | 0 | 0 | 0
96 | 220V Battery & Charger | 1000027575 | 85044030 |  | 18 |  | 220V Float Cum Boost Battery Charger | EA | 2 |  | Included | 0 | 0 | 0
97 | 48V Battery & Charger | 1000027578 | 85044030 |  | 18 |  | 48V Float Cum Boost Battery Charger | EA | 2 |  | Included | 0 | 0 | 0
98 | 48V Battery & Charger | 1000027411 | 85072000 |  | 28 |  | 48V Battery set | SET | 2 |  | Included | 0 | 0 | 0
99 | DG SET | 1000001893 | 85021200 |  | 18 |  | 250 kVA Diesel Generator along with control Panel | SET | 1 |  | Included | 0 | 0 | 0
100 | POWER & CONTROL CABLE | 1000032045 | 85446090 |  | 18 |  | 33KV GRADE HT XLPE CABLE ALONG WITH CLAMPS,LUGS, GLANDS AND STRAIGHTJOINTS. | KM | 2 |  | Included | 0 | 0 | 0
101 | POWER & CONTROL CABLE | 1000031919 | 85446090 |  | 18 |  | 1.1KV GRADE 1CX630 SQ. MM (XLPE) POWER CABLE | KM | 2.7 |  | Included | 0 | 0 | 0
102 | POWER & CONTROL CABLE | 1000031951 | 85446090 |  | 18 |  | 1.1KV GRADE 3.5CX300 SQMM (XLPE) POWER CABLE | KM | 2.1 |  | Included | 0 | 0 | 0
103 | POWER & CONTROL CABLE | 1000031911 | 85446020 |  | 18 |  | 1.1KV GRADE 1CX150 SQMM (PVC) POWER CABLE | KM | 0.8 |  | Included | 0 | 0 | 0
104 | POWER & CONTROL CABLE | 1000031957 | 85446020 |  | 18 |  | 1.1KV GRADE 3.5CX70 SQMM (PVC) POWER CABLE | KM | 10.5 |  | Included | 0 | 0 | 0
105 | POWER & CONTROL CABLE | 1000031953 | 85446020 |  | 18 |  | 1.1KV GRADE 3.5CX35 SQMM (PVC) POWER CABLE | KM | 1.3 |  | Included | 0 | 0 | 0
106 | POWER & CONTROL CABLE | 1000031976 | 85446020 |  | 18 |  | 1.1KV GRADE 4CX16 SQMM (PVC) POWER CABLE | KM | 17.6 |  | Included | 0 | 0 | 0
107 | POWER & CONTROL CABLE | 1000031985 | 85446020 |  | 18 |  | 1.1KV GRADE 4CX6 SQMM (PVC) POWER CABLE | KM | 2.8 |  | Included | 0 | 0 | 0
108 | POWER & CONTROL CABLE | 1000031943 | 85446020 |  | 18 |  | 1.1KV GRADE 2CX6 SQMM (PVC) POWER CABLE | KM | 6.4 |  | Included | 0 | 0 | 0
109 | POWER & CONTROL CABLE | 1000031964 | 85446020 |  | 18 |  | 1.1KV GRADE 3CX2.5 SQMM CONTROL CABLE | KM | 11.5 |  | Included | 0 | 0 | 0
110 | POWER & CONTROL CABLE | 1000031987 | 85446020 |  | 18 |  | 1.1KV GRADE 5CX2.5 SQMM CONTROL CABLE | KM | 36 |  | Included | 0 | 0 | 0
111 | POWER & CONTROL CABLE | 1000031887 | 85446020 |  | 18 |  | 1.1KV GRADE 10CX2.5 SQMM CONTROL CABLE | KM | 18 |  | Included | 0 | 0 | 0
112 | POWER & CONTROL CABLE | 1000056264 | 85446020 |  | 18 |  | 1.1KV GRADE 19CX1.5 SQMM CONTROL CABLE | KM | 12.5 |  | Included | 0 | 0 | 0
113 | POWER & CONTROL CABLE | 1000056265 | 85446020 |  | 18 |  | 1.1KV GRADE 27CX1.5 SQMM CONTROL CABLE | KM | 8.5 |  | Included | 0 | 0 | 0
114 | AIR CONDITIONING & VENTILATION SYSTEM | 1000013502 | 84158210 |  | 28 |  | High wall type split AC unit of 2 TR capacity | EA | 15 |  | Included | 0 | 0 | 0
115 | AIR CONDITIONING & VENTILATION SYSTEM | 1000006284 | 84151090 |  | 28 |  | Air conditioning system for Switchyard Panel Room of 6m length | SET | 3 |  | Included | 0 | 0 | 0
116 | AIR CONDITIONING & VENTILATION SYSTEM | 1000006285 | 84151090 |  | 28 |  | Air conditioning system for Switchyard Panel Room of 9m length | SET | 2 |  | Included | 0 | 0 | 0
117 | FIRE FIGHTING SYSTEM | 1000012031 | 84819090 |  | 18 |  | Pumping arrangement for HVW system & hydrant system, complete withall piping, valves, fittings,etc. inside pump house for FireProtection System of 400/220kV (New) Substation | SET | 1 |  | Included | 0 | 0 | 0
118 | FIRE FIGHTING SYSTEM | 1000012036 | 84819090 |  | 18 |  | Hydrant system, complete piping andaccessories etc. outside the Pump Housefor Fire Protection of 400/220kV (New)Substation | SET | 1 |  | Included | 0 | 0 | 0
119 | FIRE FIGHTING SYSTEM | 1000012069 | 84248990 |  | 18 |  | HVW spray system, Hydrant system and complete U/G & O/G piping andaccessories etc. out side the pump house for 500MVA , 400KV/220/33kV, 3-phase Autotransformer | SET | 3 |  | Included | 0 | 0 | 0
120 | FIRE FIGHTING SYSTEM | 1000012042 | 84248990 |  | 18 |  | HVW spray system, Hydrant system and complete U/G & O/G piping andaccessories etc. out side the pump house for 125 MVAR, 420kV, 3 phaseBus Reactor | SET | 1 |  | Included | 0 | 0 | 0
121 | FIRE FIGHTING SYSTEM | 1000012014 | 85311020 |  | 18 |  | Fire Detection and Alarm System for Control Room Building(400kV) | SET | 1 |  | Included | 0 | 0 | 0
122 | FIRE FIGHTING SYSTEM | 1000012019 | 85311020 |  | 18 |  | Fire Detection and Alarm System for Switchyard Panel Room of 9 mlength | SET | 2 |  | Included | 0 | 0 | 0
123 | FIRE FIGHTING SYSTEM | 1000012018 | 85311020 |  | 18 |  | Fire Detection and Alarm System for Switchyard Panel Room of 6 mlength | SET | 3 |  | Included | 0 | 0 | 0
124 | FIRE FIGHTING SYSTEM | 1000012027 | 84241000 |  | 18 |  | 9litre water type Portable Fire extinguisher | EA | 4 |  | Included | 0 | 0 | 0
125 | FIRE FIGHTING SYSTEM | 1000049665 | 84241000 |  | 18 |  | 60 LITRE FOAM TYPE TROLLEY/WHEEL MOUNTED FIRE EXTINGUISHER | SET | 2 |  | Included | 0 | 0 | 0
126 | FIRE FIGHTING SYSTEM | 1000012022 | 84241000 |  | 18 |  | 4.5 kg CO2 type Portable Fire extinguisher | EA | 15 |  | Included | 0 | 0 | 0
127 | FIRE FIGHTING SYSTEM | 1000012024 | 84241000 |  | 18 |  | Fire Extinguisher Dry Chemical Powder Type(5 Kg) for control room. | EA | 6 |  | Included | 0 | 0 | 0
128 | ILLUMINATION SYSTEM | 1000025538 | 76169990 |  | 18 |  | Self Supported Aluminium Ladder as Per Technical Specification | EA | 1 |  | Included | 0 | 0 | 0
129 | ILLUMINATION SYSTEM | 1000024515 | 76169990 |  | 18 |  | Cartwheel Mounted Aluminium Ladder as Per Technical Specification | EA | 1 |  | Included | 0 | 0 | 0
130 | ILLUMINATION SYSTEM | 1000013796 | 94059900 |  | 18 |  | Illumination System for switchyard panel room of 9 m length | LS | 2 |  | Included | 0 | 0 | 0
131 | ILLUMINATION SYSTEM | 1000013795 | 94059900 |  | 18 |  | Illumination System for switchyard panel room of 6 m length | LS | 3 |  | Included | 0 | 0 | 0
132 | ILLUMINATION SYSTEM | 1000009647 | 94059900 |  | 18 |  | Control room cum administrative building (400kV) illumination | LOT | 1 |  | Included | 0 | 0 | 0
133 | ILLUMINATION SYSTEM | 1000038396 | 94059900 |  | 18 |  | TYPE D1 POST TOP LANTERN POLE OF 4 METER AS PER TECHNICALSPECIFICATION. | EA | 6 |  | Included | 0 | 0 | 0
134 | ILLUMINATION SYSTEM | 1000038041 | 94051090 |  | 18 |  | LIGHTING FIXTURE LED LUMINAIRES TYPE SL-D1 AS PER TECH. SPECIFICATIONS | EA | 10 |  | Included | 0 | 0 | 0
135 | ILLUMINATION SYSTEM | 1000038397 | 94059900 |  | 18 |  | TYPE L1 STREET LIGHTING POLE OF 6 METER AS PER TECHNICALSPECIFICATION. | EA | 30 |  | Included | 0 | 0 | 0
136 | ILLUMINATION SYSTEM | 1000038389 | 94051090 |  | 18 |  | LED STREET LIGHT LUMINAIRE TYPE SL-L1 (= 45W)AS PER TECHNICALSPECIFICATION | EA | 30 |  | Included | 0 | 0 | 0
137 | ILLUMINATION SYSTEM | 1000038385 | 94059900 |  | 18 |  | FIRE WALL MOUNTED LED LUMINARIE TYPE FL-2 (250W) | EA | 6 |  | Included | 0 | 0 | 0
138 | ILLUMINATION SYSTEM | 1000038325 | 94059900 |  | 18 |  | LIGHTING FIXTURE LED LUMINAIRES TYPE FL2 AS PER TECH. SPECIFICATIONS | EA | 70 |  | Included | 0 | 0 | 0
139 | ILLUMINATION SYSTEM | 1000038387 | 94051090 |  | 18 |  | LED FLOOD LIGHT LUMINARIESTYPE FL-1 (150W) AS PER TECHNICALSPECIFICATION | EA | 60 |  | Included | 0 | 0 | 0
140 | ILLUMINATION SYSTEM | 1000001894 | 94059900 |  | 18 |  | Outdoor Power Receptacle for oilfiltration unit (250A) | EA | 2 |  | Included | 0 | 0 | 0
141 | ILLUMINATION SYSTEM | 1000004952 | 94059900 |  | 18 |  | 63A, 415V : Interlocked switch socket outdoor Receptacle (type RP) asper technical specifications | EA | 2 |  | Included | 0 | 0 | 0
142 | ILLUMINATION SYSTEM | 1000014548 | 94059900 |  | 18 |  | Lighting Panel type ACP-3 as per technical specification | EA | 2 |  | Included | 0 | 0 | 0
143 | ILLUMINATION SYSTEM | 1000014547 | 85371000 |  | 18 |  | Lighting Panel type ACP-2 as per technical specification | EA | 4 |  | Included | 0 | 0 | 0
144 | ILLUMINATION SYSTEM | 1000031063 | 94059900 |  | 18 |  | FIRE FIGHTING PUMPHOUSE BUILDING AND DG SET AREA ILLIMUNATION AS PERTECH. SPEC. | SET | 1 |  | Included | 0 | 0 | 0
145 | 400kV Equipment support structures | 1000049654 | 73045930 |  | 18 |  | EQUIPMENT STRUCTURE INCLUDING FOUNDATION BOLT-400KV CVT (1PH) | EA | 18 |  | Included | 0 | 0 | 0
146 | 400kV Equipment support structures | 1000049652 | 73045930 |  | 18 |  | EQUIPMENT STRUCTURE INCLUDING FOUNDATION BOLT-400KV BPI (1PH) | EA | 40 |  | Included | 0 | 0 | 0
147 | 400kV Equipment support structures | 1000049656 | 73045930 |  | 18 |  | EQUIPMENT STRUCTURE INCLUDING FOUNDATION BOLT-400KV WAVE TRAP (1PH) | EA | 8 |  | Included | 0 | 0 | 0
148 | 400kV Equipment support structures | 1000049657 | 73045930 |  | 18 |  | EQUIPMENT STRUCTURE INCLUDING FOUNDATION BOLT-400KV ISOLATOR (3PH) | EA | 32 |  | Included | 0 | 0 | 0
149 | 400kV Equipment support structures | 1000049655 | 73045930 |  | 18 |  | EQUIPMENT STRUCTURE INCLUDING FOUNDATION BOLT-400KV CLASS SA (1PH) | EA | 24 |  | Included | 0 | 0 | 0
150 | 400kV Equipment support structures | 1000049653 | 73045930 |  | 18 |  | EQUIPMENT STRUCTURE INCLUDING FOUNDATION BOLT-400KV CT (1PH) | EA | 36 |  | Included | 0 | 0 | 0
151 | 400&220kV Gantry Structure | 1000046565 | 73082011 |  | 18 |  | GANTRY STRUCTURE FOR TRANSFER BUS COUPLER BAY- 220 KV DOUBLE MAIN &TRANSFER LAYOUT | SET | 1 |  | Included | 0 | 0 | 0
152 | 400&220kV Gantry Structure | 1000046560 | 73082011 |  | 18 |  | GANTRY STRUCTURE FOR BUS COUPLER BAY- 220 KV DOUBLE MAIN & TRANSFERLAYOUT | SET | 1 |  | Included | 0 | 0 | 0
153 | 400&220kV Gantry Structure | 1000046567 | 73082011 |  | 18 |  | GANTRY STRUCTURE FOR TRANSFORMER BAY- 220 KV DOUBLE MAIN & TRANSFERLAYOUT | SET | 3 |  | Included | 0 | 0 | 0
154 | 400&220kV Gantry Structure | 1000046562 | 73082011 |  | 18 |  | GANTRY STRUCTURE FOR LINE BAY- 220 KV DOUBLE MAIN & TRANSFER LAYOUT | SET | 5 |  | Included | 0 | 0 | 0
155 | 400&220kV Gantry Structure | 1000046563 | 73082011 |  | 18 |  | GANTRY STRUCTURE PER DIAMETER- 400 KV ONE & HALF BREAKER LAYOUT | SET | 4 |  | Included | 0 | 0 | 0
156 | 220kV Equipment support structures | 1000049647 | 73045930 |  | 18 |  | EQUIPMENT STRUCTURE INCLUDING FOUNDATION BOLT-220KV CT (1PH) | EA | 30 |  | Included | 0 | 0 | 0
157 | 220kV Equipment support structures | 1000049648 | 73045930 |  | 18 |  | EQUIPMENT STRUCTURE INCLUDING FOUNDATION BOLT-220KV CVT (1PH) | EA | 21 |  | Included | 0 | 0 | 0
158 | 220kV Equipment support structures | 1000049651 | 73045930 |  | 18 |  | EQUIPMENT STRUCTURE INCLUDING FOUNDATION BOLT-220KV ISOLATOR (3PH) | EA | 37 |  | Included | 0 | 0 | 0
159 | 220kV Equipment support structures | 1000049649 | 73045930 |  | 18 |  | EQUIPMENT STRUCTURE INCLUDING FOUNDATION BOLT-220KV CLASS SA (1PH) | EA | 24 |  | Included | 0 | 0 | 0
160 | 220kV Equipment support structures | 1000049646 | 73045930 |  | 18 |  | EQUIPMENT STRUCTURE INCLUDING FOUNDATION BOLT-220KV BPI (1PH) | EA | 63 |  | Included | 0 | 0 | 0
161 | 220kV Equipment support structures | 1000052285 | 73045930 |  | 18 |  | EQUIPMENT STRUCTURE INCLUDING FOUNDATION BOLT-220KV HIGH BPI (1PH) | EA | 30 |  | Included | 0 | 0 | 0
162 | 72.5kV Equipment support structures | 1000049661 | 73045930 |  | 18 |  | EQUIPMENT STRUCTURE INCLUDING FOUNDATION BOLT-72.5KV ISOLATOR (3PH) | EA | 1 |  | Included | 0 | 0 | 0
163 | 72.5kV Equipment support structures | 1000049659 | 73045930 |  | 18 |  | EQUIPMENT STRUCTURE INCLUDING FOUNDATION BOLT-72.5KV CT(1PH) | EA | 3 |  | Included | 0 | 0 | 0
164 | 72.5kV Equipment support structures | 1000049660 | 73045930 |  | 18 |  | EQUIPMENT STRUCTURE INCLUDING FOUNDATION BOLT-72.5KV PT (1PH) | EA | 3 |  | Included | 0 | 0 | 0
165 | 72.5kV Equipment support structures | 1000049658 | 73045930 |  | 18 |  | EQUIPMENT STRUCTURE INCLUDING FOUNDATION BOLT-72.5KV BPI (1PH) | EA | 6 |  | Included | 0 | 0 | 0
166 | Mandatory spares | 1000028245 | 85049010 |  | 18 |  | Spare For 400kV Bus Reactor | LS | 1 |  | Included | 0 | 0 | 0
167 | Mandatory spares | 1000019918 | 85359090 |  | 18 |  | Spares for 420kV Circuit Breaker | LS | 1 |  | Included | 0 | 0 | 0
168 | Mandatory spares | 1000019919 | 85353090 |  | 18 |  | Spares for 420kV Double break Isolator | LS | 1 |  | Included | 0 | 0 | 0
169 | Mandatory spares | 1000025941 | 85389000 |  | 18 |  | Spare-420kV CT 1 | SET | 1 |  | Included | 0 | 0 | 0
170 | Mandatory spares | 1000025943 | 85359090 |  | 18 |  | Spare-420kV CVT 1 | SET | 1 |  | Included | 0 | 0 | 0
171 | Mandatory spares | 1000024186 | 85354010 |  | 18 |  | SPARES FOR 336KV SURGE ARRESTER | LS | 1 |  | Included | 0 | 0 | 0
172 | Mandatory spares | 1000025935 | 85389000 |  | 18 |  | Spare-245kV Circuit Breaker | SET | 1 |  | Included | 0 | 0 | 0
173 | Mandatory spares | 1000025936 | 85353090 |  | 18 |  | Spare-245kV Isolator | SET | 1 |  | Included | 0 | 0 | 0
174 | Mandatory spares | 1000025933 | 85389000 |  | 18 |  | Spare-245kV CT | SET | 1 |  | Included | 0 | 0 | 0
175 | Mandatory spares | 1000025934 | 85359090 |  | 18 |  | Spare-245kV CVT | SET | 1 |  | Included | 0 | 0 | 0
176 | Mandatory spares | 1000025930 | 85354010 |  | 18 |  | Spare-216kV Surge Arrester | SET | 1 |  | Included | 0 | 0 | 0
177 | Mandatory spares | 1000025940 | 85462040 |  | 18 |  | Spare-420kV BPI | SET | 1 |  | Included | 0 | 0 | 0
178 | Mandatory spares | 1000025932 | 85462040 |  | 18 |  | Spare-245kV BPI | SET | 1 |  | Included | 0 | 0 | 0
179 | Mandatory spares | 1000019912 | 85371000 |  | 18 |  | Relay & protection Panels (with automation) | LS | 1 |  | Included | 0 | 0 | 0
180 | Mandatory spares | 1000019927 | 85389000 |  | 18 |  | Spares-Substation Automation System | LS | 1 |  | Included | 0 | 0 | 0
181 | Mandatory spares | 1000025950 | 85176210 |  | 18 |  | Spare-PLCC | SET | 1 |  | Included | 0 | 0 | 0
182 | Mandatory spares | 1000025950 | 85176210 |  | 18 |  | Spare-PLCC | SET | 1 |  | Included | 0 | 0 | 0
183 | Mandatory spares | 1000019925 | 84819090 |  | 18 |  | Spares for Fire Protection System | LS | 1 |  | Included | 0 | 0 | 0
184 | Mandatory spares | 1000019920 | 85079090 |  | 28 |  | Spares for 48V Batteries | LS | 1 |  | Included | 0 | 0 | 0
185 | Mandatory spares | 1000019921 | 85044030 |  | 18 |  | Spares fpr 48V Battery Charger | LS | 1 |  | Included | 0 | 0 | 0
186 | Mandatory spares | 1000019913 | 85079090 |  | 28 |  | Spares for 220V Batteries | LS | 1 |  | Included | 0 | 0 | 0
187 | Mandatory spares | 1000019914 | 85049090 |  | 18 |  | Spares fpr 220V Battery Charger | LS | 1 |  | Included | 0 | 0 | 0
188 | Mandatory spares | 1000019915 | 85030010 |  | 18 |  | Spares for DG set | LS | 1 |  | Included | 0 | 0 | 0
189 | Mandatory spares | 1000053851 | 76169990 |  | 18 |  | SPARES FOR CLAMPS & CONNECTORS | LOT | 1 |  | Included | 0 | 0 | 0
190 | Mandatory spares | 1000025980 | 85446020 |  | 18 |  | Power and Control Cables | LS | 1 |  | Included | 0 | 0 | 0
191 | Comm Equip BOQ AT Chhatarpur_Supply Main | 1000031367 | 85176260 |  | 18 |  | SDH EQUIPMENT (STM-16 MADM UPTO 5 MSP PROTECTED DIRECTIONS)-BASEEQUIPMENT (COMMON CARDS, CROSS CONNECT/CONTROL CARDS, OPTICAL BASECARDS, POWER SUPPLY CARDS, POWER CABLING, OTHER HARDWARE ANDACCESSORIES INCLUDING SUB RACKS, PATCH CORD, DDF ETC FULLY EQUIPEDEXCLUDING OPTICAL INTERFACE & TRIBUTARY CARDS | EA | 1 |  | Included | 0 | 0 | 0
192 | Comm Equip BOQ AT Chhatarpur_Supply Main | 1000031374 | 85176290 |  | 18 |  | TRIBUTARY INTERFACE- E1 INTERFACE (MINIMUM 16 NOS.) | SET | 2 |  | Included | 0 | 0 | 0
193 | Comm Equip BOQ AT Chhatarpur_Supply Main | 1000034950 | 85176990 |  | 18 |  | ETHERNET INTERFACE 10/100 BASE T WITH LAYER-2 SWITCHING (MIN 8INTERFACES PER CARD) | EA | 2 |  | Included | 0 | 0 | 0
194 | Comm Equip BOQ AT Chhatarpur_Supply Main | 1000031381 | 85176290 |  | 18 |  | TRIBUTARY INTERFACE-GIGABIT ETHERNET INTERFACES 10/100 MBPS WITH LAYER-2 SWITCHING (MINIMUM 2 NOS.) | SET | 1 |  | Included | 0 | 0 | 0
195 | Comm Equip BOQ AT Chhatarpur_Supply Main | 1000026228 | 85176290 |  | 18 |  | Equipment Cabinets For SDH | EA | 1 |  | Included | 0 | 0 | 0
196 | Comm Equip BOQ AT Chhatarpur_Supply Main | 1000028495 | 84715000 |  | 18 |  | NMS- CRAFT TERMINAL-HARDWARE | EA | 1 |  | Included | 0 | 0 | 0
197 | Comm Equip BOQ AT Chhatarpur_Supply Main | 1000028265 | 85238020 |  | 18 |  | Software for Craft Terminal | EA | 1 |  | Included | 0 | 0 | 0
198 | Comm Equip BOQ AT Chhatarpur_Supply Main | 1000034998 | 85171890 |  | 18 |  | VOIP TELEPHONE INSTRUMENT WITH ONE COMMON SWITCH (MIN. 8 PORT) | EA | 4 |  | Included | 0 | 0 | 0
199 | Comm Equip BOQ AT Chhatarpur_Supply Main | 1000030942 | 85447090 |  | 18 |  | 24F (DWSM) APPROACH FIBRE OPTIC CABLE INCLUDING ALL INSTALLATIONHARDWARE SET | KM | 1 |  | Included | 0 | 0 | 0
200 | Comm Equip BOQ AT Chhatarpur_Supply Main | 1000023471 | 85372000 |  | 18 |  | OPGW Fibre Optic Distribution Panel (FODP): Indoor Type: 96F | EA | 1 |  | Included | 0 | 0 | 0
201 | Comm Equip BOQ AT Chhatarpur_Spares | 1000031369 | 85176260 |  | 18 |  | SDH EQUIPMENT (STM-16 MADM UPTO 5 MSP PROTECTED DIRECTIONS)-COMMONCARDS, CROSS-CONNECT/CONTROL CARDS, OPTICAL BASE CARD, POWER SUPPLYCARDS, POWER CABLING, OTHER HARDWARE & ACCESSORIES (EACH). | SET | 1 |  | Included | 0 | 0 | 0
202 | Comm Equip BOQ AT Chhatarpur_Spares | 1000031374 | 85176290 |  | 18 |  | TRIBUTARY INTERFACE- E1 INTERFACE (MINIMUM 16 NOS.) | SET | 1 |  | Included | 0 | 0 | 0
203 | Comm Equip BOQ AT Chhatarpur_Spares | 1000034950 | 85176990 |  | 18 |  | ETHERNET INTERFACE 10/100 BASE T WITH LAYER-2 SWITCHING (MIN 8INTERFACES PER CARD) | EA | 1 |  | Included | 0 | 0 | 0
204 | Comm Equip BOQ AT Chhatarpur_Spares | 1000031381 | 85176290 |  | 18 |  | TRIBUTARY INTERFACE-GIGABIT ETHERNET INTERFACES 10/100 MBPS WITH LAYER-2 SWITCHING (MINIMUM 2 NOS.) | SET | 1 |  | Included | 0 | 0 | 0
205 | Comm Equip BOQ AT Chhatarpur_Spares | 1000034998 | 85171890 |  | 18 |  | VOIP TELEPHONE INSTRUMENT WITH ONE COMMON SWITCH (MIN. 8 PORT) | EA | 1 |  | Included | 0 | 0 | 0
206 | Comm Equip BOQ AT Chhatarpur_Spares | 1000030942 | 85447090 |  | 18 |  | 24F (DWSM) APPROACH FIBRE OPTIC CABLE INCLUDING ALL INSTALLATIONHARDWARE SET | KM | 1 |  | Included | 0 | 0 | 0
207 | Comm Equip BOQ AT Chhatarpur_Spares | 1000031398 | 85171890 |  | 18 |  | PRE CONNECTORIZED OPTICAL FIBER PATCH CORDS(10 MTRS) â€“ PACK OF SIXPATCH CORDS | SET | 1 |  | Included | 0 | 0 | 0
208 | Supply PMU at Chhatarpur PS | 1000017518 | 85364900 |  | 18 |  | PMU with GPS Clock (clock can be either internal or external) | EA | 4 |  | Included | 0 | 0 | 0
209 | Supply PMU at Chhatarpur PS | 1000022512 | 90311000 |  | 18 |  | WAMS Hardware - Time System (GPS receiver) | EA | 4 |  | Included | 0 | 0 | 0
210 | Supply PMU at Chhatarpur PS | 1000022510 | 85176290 |  | 18 |  | WAMS Hardware - Substation Grade Layer-3 LAN Switches with minimum 4 x10/100 Mbps Ethernet ports and 2 x 1 Gbps Ethernet ports | EA | 5 |  | Included | 0 | 0 | 0
211 | Supply PMU at Chhatarpur PS | 1000022487 | 85447090 |  | 18 |  | WAMS Miscellaneous - Armored Fibre Optic Cable and associatedtermination (e.g. L2 Switch) for connecting PMU panels located indifferent control room of a station | EA | 1 |  | Included | 0 | 0 | 0
Total Ex-works Price | [10 empty] | 0 |  | 0 | 0
Total GST as confirmed by Bidder | [11 empty] | 0
[5 empty] | Total Ex-works Price | [5 empty] | 0
[5 empty] | Total Type Test charges as per Schedule-7 | [5 empty] | Not Applicable
[5 empty] | Total Ex-works Price including Type Test charges | [5 empty] | 0
[5 empty] | Total GST Tax as confirmed by Bidder | [5 empty] | 0
Note : |  |  | Specify amount of GST on the transaction between the Contractor and the Employer.
* In case the bidder leaves the cell for confirmation of the HSN code and/or GST rate “blank”, the HSN code and corresponding GST rate indicated by the Employer shall be deemed to be the one confirmed by the Bidder.
Date : | --
Place : | [8 empty] | Printed Name :
Designation :
Click for Sch-2

## Sch-1 dis (hidden)
TBCB/400kV/CHHATARPUR SEZ /SS01/G3 | [5 empty] | Schedule - 1 |  |  |  | Direct Total | 0 | Sole Bidder | `
[10 empty] | BO Total | #REF! | 0
Substation Package SS01 for establishment of 400/220kV Chhatarpur (New) PS including 1x125MVAR, 420kV Bus Reactors associated with “Transmission system for evacuation of power from Chhatarpur SEZ (1500 MW)” through tariff based competitive bidding (TBCB) route prior to RfP bid submission by POWERGRID to BPC
(SCHEDULE OF RATES AND PRICES : EX-WORKS PRICES)
Bidder’s Name and Address (Sole Bidder) : |  |  |  | To:
Contract Services
Name : |  |  |  | Power Grid Corporation of India Ltd.,
Address : |  |  |  | "Saudamini", Plot No.-2
Sector-29,
Gurgaon (Haryana) - 122001
Plant and Equipment (including Mandatory Spares Parts) to be supplied, including Type Test Charges for Tests to be conducted. | [10 empty] | Direct
[6 empty] | All Prices are in Indian Rupees. |  |  |  |  | Bought-Out
SI. No. | Item Description | Unit | Qty. | Unit Ex-works price | Total Ex-works price | Mode of Transaction (Direct / Bought-out)
1 | 2 | 3 | 4 | 5 | 6 = 4 x 5 | 7
#REF! | #REF!
#REF! | #REF!
#REF! | #REF!
#REF! | #REF! | #REF! | #REF! | #REF! | #REF! | #REF!
#REF! | #REF! | #REF! | #REF! | #REF! | #REF! | #REF!
#REF! | #REF!
#REF! | #REF! | #REF! | #REF! | #REF! | #REF! | #REF!
#REF! | #REF! | #REF! | #REF! | #REF! | #REF! | #REF!
#REF! | #REF!
#REF! | #REF! | #REF! | #REF! | #REF! | #REF! | #REF!
#REF! | #REF! | #REF! | #REF! | #REF! | #REF! | #REF!
#REF! | #REF!
#REF! | #REF!
#REF! | #REF! | #REF! | #REF! | #REF! | #REF! | #REF!
#REF! | #REF! | #REF! | #REF! | #REF! | #REF! | #REF!
#REF! | #REF!
#REF! | #REF! | #REF! | #REF! | #REF! | #REF! | #REF!
#REF! | #REF! | #REF! | #REF! | #REF! | #REF! | #REF!
#REF! | #REF! | #REF! | #REF! | #REF! | #REF! | #REF!
#REF! | #REF! | #REF! | #REF! | #REF! | #REF! | #REF!
#REF! | #REF! | #REF! | #REF! | #REF! | #REF! | #REF!
#REF! | #REF! | #REF! | #REF! | #REF! | #REF! | #REF!
#REF! | #REF!
#REF! | #REF! | #REF! | #REF! | #REF! | #REF! | #REF!
#REF! | #REF!
#REF! | #REF! | #REF! | #REF! | #REF! | #REF! | #REF!
#REF! | #REF! | #REF! | #REF! | #REF! | #REF! | #REF!
#REF! | #REF! | #REF! | #REF! | #REF! | #REF! | #REF!
#REF! | #REF! | #REF! | #REF! | #REF! | #REF! | #REF!
#REF! | #REF!
#REF! | #REF! | #REF! | #REF! | #REF! | #REF! | #REF!
#REF! | #REF! | #REF! | #REF! | #REF! | #REF! | #REF!
#REF! | #REF! | #REF! | #REF! | #REF! | #REF! | #REF!
#REF! | #REF!
#REF! | #REF! | #REF! | #REF! | #REF! | #REF! | #REF!
#REF! | #REF! | #REF! | #REF! | #REF! | #REF! | #REF!
#REF! | #REF! | #REF! | #REF! | #REF! | #REF! | #REF!
#REF! | #REF! | #REF! | #REF! | #REF! | #REF! | #REF!
#REF! | #REF! | #REF! | #REF! | #REF! | #REF! | #REF!
#REF! | #REF!
| #REF! | #REF! | #REF! | #REF! | #REF! | #REF!
#REF!
| #REF! | #REF! | #REF! | #REF! | #REF! | #REF!
| #REF! | #REF! | #REF! | #REF! | #REF! | #REF!
| Total Ex-Works Price Direct |  |  |  | 0 | Direct
| Total Ex-Works Price Bought Out |  |  |  | 0
| Total Ex-Works Price |  |  |  | 0
| Total Type Test charges as per Schedule-7 |  |  |  | 0 |  |  | #REF! |  | #REF!
| Total Ex-works Price including Type Test charges |  |  |  | 0 |  |  | #REF! |  | #REF!
[7 empty] | Discount Sch-1 | #REF! | MPD Sch-1 | #REF!
[7 empty] | Dis Alert | #REF!
Note : | Specify amount of Excise Duty, Sales Tax/'VAT and other taxes payable on the transaction between the Contractor and the Employer and octroi/entry tax as applicable for destination site/state on all items of supply including bought-out finished items (to be identified in the Contract), which shall be dispatched directly from the sub-vendor’s works to the Employer’s site (sale-in-transit), separately in Schedule-5. Excise Duty, Sales tax and other levies for all the bought-out items are to be included in the EXW Price (Col. No. 5) only and not to be indicated in Schedule-5.
Date : | --
Place : |  |  | Printed Name :
Designation :
Click for Sch-2

## Sch-2 Dis (hidden)
TBCB/400kV/CHHATARPUR SEZ /SS01/G3 |  |  |  |  | Schedule - 2 Dis
Substation Package SS01 for establishment of 400/220kV Chhatarpur (New) PS including 1x125MVAR, 420kV Bus Reactors associated with “Transmission system for evacuation of power from Chhatarpur SEZ (1500 MW)” through tariff based competitive bidding (TBCB) route prior to RfP bid submission by POWERGRID to BPC | [5 empty] | As per Lum-sum |  | 0
(SCHEDULE OF RATES AND PRICES : FREIGHT & INSURANCE CHARGES) | [5 empty] | AS per Percent |  | #REF!
[6 empty] | As per lum-sum on Sch-2 |  | 0%
Bidder’s Name and Address (Sole Bidder) : |  |  |  | To: |  | As per Percent on Sch-2 |  | #REF!
|  |  |  | Contracts Services, 3rd Floor |  | Total Discount |  | #REF!
Name : |  |  |  | Power Grid Corporation of India Ltd.,
Address : |  |  |  | "Saudamini", Plot No.-2
|  |  |  | Sector-29, |  | Multipackage Discount |  | 0%
Gurgaon (Haryana) - 122001
[5 empty] | All Prices are in Indian Rupees. |  | Amount after Discount (Rs.) |  | Dis Alert | Amount after MPD (Rs.)
SI. No. | Description | Unit | Quantity | Unit Freight & Insurance Charges | Total Freight & Insurance Charges |  | Unit Freight & Insurance Charges | Total Freight & Insurance Charges |  | Unit Freight & Insurance Charges | Total Freight & Insurance Charges
1 | 2 | 3 | 4 | 5 | 6 = 4 x 5 |  | 5 | 6 = 4 x 5 |  | 5 | 6 = 4 x 5
#REF! | #REF!
#REF! | #REF! | #REF! | #REF! | #REF! | #REF!
#REF! | #REF! | #REF! | #REF! | #REF! | #REF!
#REF! | #REF!
#REF! | #REF! | #REF! | #REF! | #REF! | #REF!
#REF! | #REF! | #REF! | #REF! | #REF! | #REF!
#REF! | #REF!
#REF! | #REF! | #REF! | #REF! | #REF! | #REF!
#REF! | #REF! | #REF! | #REF! | #REF! | #REF!
#REF! | #REF! | #REF! | #REF! | #REF! | #REF!
#REF! | #REF! | #REF! | #REF! | #REF! | #REF!
#REF! | #REF! | #REF! | #REF! | #REF! | #REF!
#REF! | #REF! | #REF! | #REF! | #REF! | #REF!
#REF! | #REF!
#REF! | #REF! | #REF! | #REF! | #REF! | #REF!
#REF! | #REF!
#REF! | #REF! | #REF! | #REF! | #REF! | #REF!
#REF! | #REF! | #REF! | #REF! | #REF! | #REF!
#REF! | #REF! | #REF! | #REF! | #REF! | #REF!
#REF! | #REF! | #REF! | #REF! | #REF! | #REF!
#REF! | #REF!
#REF! | #REF! | #REF! | #REF! | #REF! | #REF!
#REF! | #REF! | #REF! | #REF! | #REF! | #REF!
#REF! | #REF! | #REF! | #REF! | #REF! | #REF!
#REF! | #REF! | #REF! | #REF! | #REF! | #REF!
#REF! | #REF! | #REF! | #REF! | #REF! | #REF!
#REF! | #REF! | #REF! | #REF! | #REF! | #REF!
#REF! | #REF! | #REF! | #REF! | #REF! | #REF!
#REF! | #REF! | #REF! | #REF! | #REF! | #REF!
#REF! | #REF!
| #REF! | #REF! | #REF! | #REF! | #REF!
#REF! | #REF! | #REF! | #REF! | #REF! | #REF!
#REF! | #REF! | #REF! | #REF! | #REF! | #REF!
| Total F&I Price |  |  |  | #REF!
Date : | --
Place : |  |  | Printed Name :
Designation :
Click for Sch-3

## Sch-2
TBCB/400kV/CHHATARPUR SEZ /SS01/G3 | [6 empty] | Schedule - 2 | Direct Total | #REF! | Sole Bidder | `
[8 empty] | BO Total | #REF! | 0
Substation Package SS01 for establishment of 400/220kV Chhatarpur (New) PS including 1x125MVAR, 420kV Bus Reactors associated with “Transmission system for evacuation of power from Chhatarpur SEZ (1500 MW)” through tariff based competitive bidding (TBCB) route prior to RfP bid submission by POWERGRID to BPC
(SCHEDULE OF RATES AND PRICES)
Bidder’s Name and Address (Sole Bidder) : | [5 empty] | To:
Contracts Services, 3rd Floor
Name : | [5 empty] | Power Grid Corporation of India Ltd.,
Address : | [5 empty] | "Saudamini", Plot No.-2
Sector-29,
Gurgaon (Haryana) - 122001
Local Transportation, In-transit Insurance, loading and unloading | [8 empty] | Direct
[7 empty] | All Prices are in Indian Rupees. |  | Bought-Out
SI. No. | Activity Description | Material Code | Item Description | Unit | Qty. | Unit F&I price | Total F&I price
1 | 2 | 3 | 4 | 5 | 6 | 7 | 8=6x7
Est. of 400/220 kV Chhatarpur PS
1 | 420kV SHUNT REACTOR | 1000000705 | 125 MVAR, 420kV, 3-phase Bus Reactor excluding Insulating Oil | EA | 1 |  | Included
2 | 420kV SHUNT REACTOR | 1000013947 | Insulating Oil for 125 MVAR, 420kV 3-phase Bus Reactor | SET | 1 |  | Included
3 | SHUNT REACTOR MONITORING DEVICES | 1000025218 | On line insulating oil drying system (Cartridge type)(As per technicalspecification) | EA | 1 |  | Included
4 | 33kV LT TRANSFORMER | 1000004951 | 630kVA, 33/0.433kV, 3ph LT Transformer | EA | 2 |  | Included
5 | 420kV, 63kA AIS EQUIPMENT | 1000004400 | 420 kV ,1 phase Bus Post Insulators for Line Traps | EA | 24 |  | Included
6 | 420kV, 63kA AIS EQUIPMENT | 1000004401 | 420 kV, 1 phase Bus Post Insulator (except for Line Traps) | EA | 40 |  | Included
7 | 420kV, 63kA AIS EQUIPMENT | 1000020419 | 336kV Surge Arrester (1-phase) | EA | 24 |  | Included
8 | 420kV, 63kA AIS EQUIPMENT | 1000004499 | 420kV, 3150A, 63KA Isolator (3-phase)(Double Break) with two E/S | EA | 2 |  | Included
9 | 420kV, 63kA AIS EQUIPMENT | 1000004498 | 420kV, 3150A, 63KA, Isolator (3-phase)(Double Break) with one E/S | EA | 30 |  | Included
10 | 420kV, 63kA AIS EQUIPMENT | 1000004535 | 420 kV, 4400 pF Capacitive Voltage Transformer (1-Phase) | EA | 18 |  | Included
11 | 420kV, 63kA AIS EQUIPMENT | 1000004463 | 420 kV, 3000A, 63KA, 1-Phase CurrentTransformer with 120% extended currentrating | EA | 36 |  | Included
12 | 420kV, 63kA AIS EQUIPMENT | 1000004501 | 420kV, 3150A, 63kA Circuit Breaker (3-Phase) without closing resistorand with Support Structure | EA | 12 |  | Included
13 | 420kV, 63kA AIS EQUIPMENT | 1000009713 | Controlled Switching Device for 420 kV, 3-ph Circuit Breaker | EA | 2 |  | Included
14 | 245kV, 50kA AIS EQUIPMENT | 1000001695 | 245 kV, 1 phase Bus Post Insulator (except for Line Traps) | EA | 93 |  | Included
15 | 245kV, 50kA AIS EQUIPMENT | 1000020417 | 216kV Surge Arrester (1-phase) | EA | 24 |  | Included
16 | 245kV, 50kA AIS EQUIPMENT | 1000032777 | 245KV, 1600 A, 50KA, 3-PHASE, DOUBLE BREAK TANDEM ISOLATOR WITHOUT E/S | EA | 17 |  | Included
17 | 245kV, 50kA AIS EQUIPMENT | 1000001689 | 245kV, 1600A, 50 KA, 3-phase DoubleBreak Isolator with two E/S | EA | 9 |  | Included
18 | 245kV, 50kA AIS EQUIPMENT | 1000001688 | 245kV, 1600A, 50 KA, 3-phase DoubleBreak Isolator with one E/S | EA | 9 |  | Included
19 | 245kV, 50kA AIS EQUIPMENT | 1000001772 | 245 kV, 4400pf Capacitive Voltage Transformer (1- Phase) | EA | 21 |  | Included
20 | 245kV, 50kA AIS EQUIPMENT | 1000001684 | 245 kV, 1600A, 50KA, 1-Phase CurrentTransformer with 120% extended currentrating | EA | 27 |  | Included
21 | 245kV, 50kA AIS EQUIPMENT | 1000001683 | 245kV, 1600A, 50KA Circuit Breaker(3-Phase) with support structure | EA | 9 |  | Included
22 | 245kV, 50kA AIS EQUIPMENT | 1000028442 | 245kV, 3150A, 50KA Circuit Breaker(3-Phase) with support structure | EA | 1 |  | Included
23 | 245kV, 50kA AIS EQUIPMENT | 1000001739 | 245 kV, 2500A, 50KA, 1-Phase CurrentTransformer with 120% extended currentrating | EA | 3 |  | Included
24 | 245kV, 50kA AIS EQUIPMENT | 1000051760 | 245KV, 3150A, 50KA, 3-PHASE DOUBLE BREAK ISOLATOR WITH TWO E/S | EA | 2 |  | Included
25 | 72.5kV, 25kV AIS EQUIPMENT | 1000005036 | 72.5 kV, 1250A, 25 kA, 3-phase CircuitBreaker with support structure | EA | 1 |  | Included
26 | 72.5kV, 25kV AIS EQUIPMENT | 1000005061 | 72.5 kV, 50A, 25 kA, 1-Phase CurrentTransformer with 120% extended currentrating | EA | 3 |  | Included
27 | 72.5kV, 25kV AIS EQUIPMENT | 1000005048 | 72.5 kV Voltage Transformer (1- Phase) | EA | 3 |  | Included
28 | 72.5kV, 25kV AIS EQUIPMENT | 1000005030 | 72.5kV ,1 phase Bus Post Insulators | EA | 6 |  | Included
29 | 72.5kV, 25kV AIS EQUIPMENT | 1000005070 | 72.5 kV, 400A, 25 KA, 3-Phase DoubleBreak Isolator with out E/S | EA | 1 |  | Included
30 | 36kV AIS EQUIPMENT | 1000002068 | 36 kV, 1-phase Horn Gap Fuse | EA | 3 |  | Included
31 | 36kV AIS EQUIPMENT | 1000020418 | 30kV Surge Arrester (1-Phase) | EA | 3 |  | Included
32 | 36kV AIS EQUIPMENT | 1000002032 | 36kV, 1 phase Bus Post Insulators as per Technical Specification | EA | 3 |  | Included
33 | 36kV AIS EQUIPMENT | 1000020185 | Fabrication, galvanising and supply of 33kV Std Double Pole Structureincluding nuts, bolts, all type of washers, packplates, step bolts andgusset plates excluding foundation bolts | EA | 1 |  | Included
34 | 36kV AIS EQUIPMENT | 1000002087 | 36 kV, 400A, 25 KA, 3-Phase HDB Isolatorwithout E/S | EA | 1 |  | Included
35 | Erection Hardware for 420 kV I Type S/Y | 1000011317 | Erection Hardware for 400kV I type layout-Bus Reactor bay as pertechnical specification | SET | 1 |  | Included
36 | Erection Hardware for 420 kV I Type S/Y | 1000011327 | Erection Hardware for 400kV I type layout-Transformer bay as pertechnical specification | SET | 3 |  | Included
37 | Erection Hardware for 420 kV I Type S/Y | 1000011322 | Erection Hardware for 400kV I type layout-Line bay as per technicalspecification | SET | 4 |  | Included
38 | Erection Hardware for 420 kV I Type S/Y | 1000011318 | Erection Hardware for 400kV I type layout-Bus Work (For one diameter)as per technical specification | SET | 4 |  | Included
39 | Erection Hardware for 420 kV I Type S/Y | 1000055984 | 400KV TENSION INSULATOR STRING AND ASSOCIATED HARDWARE FITTINGSWITHOUT TURN BUCKLE SUITABLE FOR QUAD CONDUCTOR | EA | 36 |  | Included
40 | Erection Hardware for 420 kV I Type S/Y | 1000055991 | 400KV TENSION INSULATOR STRING AND ASSOCIATED HARDWARE FITTINGSWITH TURN BUCKLE SUITABLE FOR QUAD CONDUCTOR | EA | 36 |  | Included
41 | Erection Hardware for 420 kV I Type S/Y | 1000055985 | 400KV TENSION INSULATOR STRING AND ASSOCIATED HARDWARE FITTINGS WITHTURN BUCKLE SUITABLE FOR TWIN CONDUCTOR | EA | 12 |  | Included
42 | Erection Hardware for 420 kV I Type S/Y | 1000055986 | 400KV SUSPENSION INSULATOR STRING AND ASSOCIATED HARDWARE FITTINGSWITH DROP CLAMP SUITABLE FOR QUAD CONDUCTOR | EA | 24 |  | Included
43 | Erection Hardware for 420 kV I Type S/Y | 1000055987 | 400KV SUSPENSION INSULATOR STRING AND ASSOCIATED HARDWARE FITTINGSWITH DROP CLAMP SUITABLE FOR TWIN CONDUCTOR | EA | 6 |  | Included
44 | Erection Hardware for 220 kV DMT Type S | 1000011255 | Erection Hardware for 220kV layout (Double Main and TransferScheme)-Bus work (one Bay) as per technical specification | SET | 10 |  | Included
45 | Erection Hardware for 220 kV DMT Type S | 1000011261 | Erection Hardware for 220kV layout (Double Main and TransferScheme)-Line Bay as per technical specification | SET | 5 |  | Included
46 | Erection Hardware for 220 kV DMT Type S | 1000011264 | Erection Hardware for 220kV layout (Double Main and TransferScheme)-Transformer Bay as per technical specification | SET | 3 |  | Included
47 | Erection Hardware for 220 kV DMT Type S | 1000011253 | Erection Hardware for 220kV layout (Double Main and TransferScheme)-Bus Coupler Bay as per technical specification | SET | 1 |  | Included
48 | Erection Hardware for 220 kV DMT Type S | 1000011265 | Erection Hardware for 220kV layout (Double Main and TransferScheme)-Transfer Bus Coupler Bay as per technical specification | SET | 1 |  | Included
49 | Erection Hardware for 220 kV DMT Type S | 1000055973 | 220KV SUSPENSION INSULATOR STRING AND ASSOCIATED HARDWARE FITTINGSWITH DROP CLAMP SUITABLE FOR QUAD CONDUCTOR | EA | 3 |  | Included
50 | Erection Hardware for 220 kV DMT Type S | 1000055975 | 220KV SUSPENSION INSULATOR STRING AND ASSOCIATED HARDWARE FITTINGSWITH DROP CLAMP SUITABLE FOR TWIN CONDUCTOR | EA | 30 |  | Included
51 | Erection Hardware for 220 kV DMT Type S | 1000055977 | 220KV SUSPENSION INSULATOR STRING AND ASSOCIATED HARDWARE FITTINGSWITH THROUGH CLAMP SUITABLE FOR TWIN CONDUCTOR | EA | 6 |  | Included
52 | Erection Hardware for 220 kV DMT Type S | 1000055978 | 220KV TENSION INSULATOR STRING AND ASSOCIATED HARDWARE FITTINGSWITHOUT TURN BUCKLE SUITABLE FOR QUAD CONDUCTOR | EA | 39 |  | Included
53 | Erection Hardware for 220 kV DMT Type S | 1000055980 | 220KV TENSION INSULATOR STRING AND ASSOCIATED HARDWARE FITTINGSWITHOUT TURN BUCKLE SUITABLE FOR TWIN CONDUCTOR | EA | 18 |  | Included
54 | Erection Hardware for 220 kV DMT Type S | 1000055981 | 220KV TENSION INSULATOR STRING AND ASSOCIATED HARDWARE FITTINGS WITHTURN BUCKLE SUITABLE FOR QUAD CONDUCTOR | EA | 39 |  | Included
55 | Erection Hardware for 220 kV DMT Type S | 1000055983 | 220KV TENSION INSULATOR STRING AND ASSOCIATED HARDWARE FITTINGS WITHTURN BUCKLE SUITABLE FOR TWIN CONDUCTOR | EA | 33 |  | Included
56 | Erection Hardware for tertiary | 1000011348 | Erection Hardware for the 72.5kV equipment for Tertiary loading as pertechnical specification | SET | 1 |  | Included
57 | Erection Hardware for tertiary | 1000032412 | ERECTION HARDWARE FOR AUXILIARY LT TRANSFORMER | SET | 1 |  | Included
58 | Earthmat | 1000032055 | 40 MM MS ROD FOR MAIN EARTHMAT | KM | 11 |  | Included
59 | CRP for 420kV Bays with SAS | 1000003398 | 400kV Line Protection Panel (with Automation) | EA | 4 |  | Included
60 | CRP for 420kV Bays with SAS | 1000004274 | 400kV Transformer Protection Panel (For both HV & MV side)-(withAutomation) | EA | 3 |  | Included
61 | CRP for 420kV Bays with SAS | 1000003407 | 400kV Reactor Protection Panel (with Automation) | EA | 1 |  | Included
62 | CRP for 420kV Bays with SAS | 1000002145 | 400kV Bus Bar Protection Panel (Duplicate)-(with Automation) | SET | 1 |  | Included
63 | CRP for 420kV Bays with SAS | 1000002163 | 400kV Circuit Breaker Relay Panel without Auto Reclose (withAutomation) | EA | 4 |  | Included
64 | CRP for 420kV Bays with SAS | 1000002165 | 400kV Circuit Breaker Relay Panel with Auto Reclose (with Automation) | EA | 8 |  | Included
65 | CRP for 420kV Bays with SAS | 1000025391 | Relay Test kit | EA | 1 |  | Included
66 | CRP for 220kV Bays with SAS | 1000001330 | 220kV Line Protection Panel (with Automation) | EA | 5 |  | Included
67 | CRP for 220kV Bays with SAS | 1000001166 | 220kV Bus Bar Protection Panel (Single)-(with Automation) | SET | 1 |  | Included
68 | CRP for 220kV Bays with SAS | 1000001168 | 220kV Circuit Breaker Relay Panel without Auto Reclose (withAutomation) | EA | 4 |  | Included
69 | CRP for 220kV Bays with SAS | 1000001170 | 220kV Circuit Breaker Relay Panel with Auto Reclose (with Automation) | EA | 6 |  | Included
70 | SAS | 1000001332 | Complete Substation automation System for 220kV bay as per TechnicalSpecification | EA | 10 |  | Included
71 | SAS | 1000003410 | Complete Substation automation System for 400kV Tie bay as perTechnical Specification | EA | 4 |  | Included
72 | SAS | 1000003408 | Complete Substation automation System for 400kV Main bay as perTechnical Specification | EA | 8 |  | Included
73 | SAS | 1000021642 | Time synchronisation equipment | EA | 1 |  | Included
74 | SAS | 1000018700 | Complete Substation automation System for controlling and monitoringof Auxilary System including BCUs as per technical specification | SET | 1 |  | Included
75 | VMS | 1000025861 | Visual Monitoring System for Watch & Ward | SET | 1 |  | Included
76 | PLCC Equipment | 1000004290 | 400kV,3150A,0.5mH ,63kA Line Trap | EA | 8 |  | Included
77 | PLCC Equipment | 1000001568 | 220kV,1600A,0.5mH ,50kA Line Trap | EA | 10 |  | Included
78 | PLCC Equipment | 1000010014 | Coupling device for PLCC | SET | 4 |  | Included
79 | PLCC Equipment | 1000000046 | Carrier Equipment Analog type (for Speech+Data & Speech+Protection) | EA | 2 |  | Included
80 | PLCC Equipment | 1000017887 | Analog Protection Coupler for PLCC | EA | 2 |  | Included
81 | PLCC Equipment | 1000010638 | Digital Protection Coupler | EA | 2 |  | Included
82 | PLCC Equipment | 1000011082 | EPAX (24/8) with 24 telephones, Cables etc. | SET | 1 |  | Included
83 | PLCC Equipment | 1000025769 | Testing & Maintenance equipment (print test kit only) for PLCC | SET | 1 |  | Included
84 | PLCC Equipment | 1000036908 | HF CABLE 75 OHMS FOR PLCC | KM | 1.5 |  | Included
85 | PLCC equipment remote end | 1000000046 | Carrier Equipment Analog type (for Speech+Data & Speech+Protection) | EA | 2 |  | Included
86 | PLCC equipment remote end | 1000017887 | Analog Protection Coupler for PLCC | EA | 2 |  | Included
87 | PLCC equipment remote end | 1000010638 | Digital Protection Coupler | EA | 2 |  | Included
88 | PLCC equipment remote end | 1000025769 | Testing & Maintenance equipment (print test kit only) for PLCC | SET | 1 |  | Included
89 | LT SWITCHGEAR | 1000004313 | 415V Main Switchboard | SET | 1 |  | Included
90 | LT SWITCHGEAR | 1000004303 | 415V AC Distribution Board (ACDB) as per Technical Specification | SET | 1 |  | Included
91 | LT SWITCHGEAR | 1000004310 | 415V MLDB(along with 2 nos. 100 kVA Lighting transformer) | SET | 1 |  | Included
92 | LT SWITCHGEAR | 1000004307 | 415V Emergency LDB(along with 1 no. 100kVA lighting transformer) | SET | 1 |  | Included
93 | LT SWITCHGEAR | 1000001144 | 220V DCDB | SET | 2 |  | Included
94 | LT SWITCHGEAR | 1000004754 | 48V DCDB | SET | 2 |  | Included
95 | 220V Battery & Charger | 1000027377 | 220V Battery set | SET | 2 |  | Included
96 | 220V Battery & Charger | 1000027575 | 220V Float Cum Boost Battery Charger | EA | 2 |  | Included
97 | 48V Battery & Charger | 1000027578 | 48V Float Cum Boost Battery Charger | EA | 2 |  | Included
98 | 48V Battery & Charger | 1000027411 | 48V Battery set | SET | 2 |  | Included
99 | DG SET | 1000001893 | 250 kVA Diesel Generator along with control Panel | SET | 1 |  | Included
100 | POWER & CONTROL CABLE | 1000032045 | 33KV GRADE HT XLPE CABLE ALONG WITH CLAMPS,LUGS, GLANDS AND STRAIGHTJOINTS. | KM | 2 |  | Included
101 | POWER & CONTROL CABLE | 1000031919 | 1.1KV GRADE 1CX630 SQ. MM (XLPE) POWER CABLE | KM | 2.7 |  | Included
102 | POWER & CONTROL CABLE | 1000031951 | 1.1KV GRADE 3.5CX300 SQMM (XLPE) POWER CABLE | KM | 2.1 |  | Included
103 | POWER & CONTROL CABLE | 1000031911 | 1.1KV GRADE 1CX150 SQMM (PVC) POWER CABLE | KM | 0.8 |  | Included
104 | POWER & CONTROL CABLE | 1000031957 | 1.1KV GRADE 3.5CX70 SQMM (PVC) POWER CABLE | KM | 10.5 |  | Included
105 | POWER & CONTROL CABLE | 1000031953 | 1.1KV GRADE 3.5CX35 SQMM (PVC) POWER CABLE | KM | 1.3 |  | Included
106 | POWER & CONTROL CABLE | 1000031976 | 1.1KV GRADE 4CX16 SQMM (PVC) POWER CABLE | KM | 17.6 |  | Included
107 | POWER & CONTROL CABLE | 1000031985 | 1.1KV GRADE 4CX6 SQMM (PVC) POWER CABLE | KM | 2.8 |  | Included
108 | POWER & CONTROL CABLE | 1000031943 | 1.1KV GRADE 2CX6 SQMM (PVC) POWER CABLE | KM | 6.4 |  | Included
109 | POWER & CONTROL CABLE | 1000031964 | 1.1KV GRADE 3CX2.5 SQMM CONTROL CABLE | KM | 11.5 |  | Included
110 | POWER & CONTROL CABLE | 1000031987 | 1.1KV GRADE 5CX2.5 SQMM CONTROL CABLE | KM | 36 |  | Included
111 | POWER & CONTROL CABLE | 1000031887 | 1.1KV GRADE 10CX2.5 SQMM CONTROL CABLE | KM | 18 |  | Included
112 | POWER & CONTROL CABLE | 1000056264 | 1.1KV GRADE 19CX1.5 SQMM CONTROL CABLE | KM | 12.5 |  | Included
113 | POWER & CONTROL CABLE | 1000056265 | 1.1KV GRADE 27CX1.5 SQMM CONTROL CABLE | KM | 8.5 |  | Included
114 | AIR CONDITIONING & VENTILATION SYSTEM | 1000013502 | High wall type split AC unit of 2 TR capacity | EA | 15 |  | Included
115 | AIR CONDITIONING & VENTILATION SYSTEM | 1000006284 | Air conditioning system for Switchyard Panel Room of 6m length | SET | 3 |  | Included
116 | AIR CONDITIONING & VENTILATION SYSTEM | 1000006285 | Air conditioning system for Switchyard Panel Room of 9m length | SET | 2 |  | Included
117 | FIRE FIGHTING SYSTEM | 1000012031 | Pumping arrangement for HVW system & hydrant system, complete withall piping, valves, fittings,etc. inside pump house for FireProtection System of 400/220kV (New) Substation | SET | 1 |  | Included
118 | FIRE FIGHTING SYSTEM | 1000012036 | Hydrant system, complete piping andaccessories etc. outside the Pump Housefor Fire Protection of 400/220kV (New)Substation | SET | 1 |  | Included
119 | FIRE FIGHTING SYSTEM | 1000012069 | HVW spray system, Hydrant system and complete U/G & O/G piping andaccessories etc. out side the pump house for 500MVA , 400KV/220/33kV, 3-phase Autotransformer | SET | 3 |  | Included
120 | FIRE FIGHTING SYSTEM | 1000012042 | HVW spray system, Hydrant system and complete U/G & O/G piping andaccessories etc. out side the pump house for 125 MVAR, 420kV, 3 phaseBus Reactor | SET | 1 |  | Included
121 | FIRE FIGHTING SYSTEM | 1000012014 | Fire Detection and Alarm System for Control Room Building(400kV) | SET | 1 |  | Included
122 | FIRE FIGHTING SYSTEM | 1000012019 | Fire Detection and Alarm System for Switchyard Panel Room of 9 mlength | SET | 2 |  | Included
123 | FIRE FIGHTING SYSTEM | 1000012018 | Fire Detection and Alarm System for Switchyard Panel Room of 6 mlength | SET | 3 |  | Included
124 | FIRE FIGHTING SYSTEM | 1000012027 | 9litre water type Portable Fire extinguisher | EA | 4 |  | Included
125 | FIRE FIGHTING SYSTEM | 1000049665 | 60 LITRE FOAM TYPE TROLLEY/WHEEL MOUNTED FIRE EXTINGUISHER | SET | 2 |  | Included
126 | FIRE FIGHTING SYSTEM | 1000012022 | 4.5 kg CO2 type Portable Fire extinguisher | EA | 15 |  | Included
127 | FIRE FIGHTING SYSTEM | 1000012024 | Fire Extinguisher Dry Chemical Powder Type(5 Kg) for control room. | EA | 6 |  | Included
128 | ILLUMINATION SYSTEM | 1000025538 | Self Supported Aluminium Ladder as Per Technical Specification | EA | 1 |  | Included
129 | ILLUMINATION SYSTEM | 1000024515 | Cartwheel Mounted Aluminium Ladder as Per Technical Specification | EA | 1 |  | Included
130 | ILLUMINATION SYSTEM | 1000013796 | Illumination System for switchyard panel room of 9 m length | LS | 2 |  | Included
131 | ILLUMINATION SYSTEM | 1000013795 | Illumination System for switchyard panel room of 6 m length | LS | 3 |  | Included
132 | ILLUMINATION SYSTEM | 1000009647 | Control room cum administrative building (400kV) illumination | LOT | 1 |  | Included
133 | ILLUMINATION SYSTEM | 1000038396 | TYPE D1 POST TOP LANTERN POLE OF 4 METER AS PER TECHNICALSPECIFICATION. | EA | 6 |  | Included
134 | ILLUMINATION SYSTEM | 1000038041 | LIGHTING FIXTURE LED LUMINAIRES TYPE SL-D1 AS PER TECH. SPECIFICATIONS | EA | 10 |  | Included
135 | ILLUMINATION SYSTEM | 1000038397 | TYPE L1 STREET LIGHTING POLE OF 6 METER AS PER TECHNICALSPECIFICATION. | EA | 30 |  | Included
136 | ILLUMINATION SYSTEM | 1000038389 | LED STREET LIGHT LUMINAIRE TYPE SL-L1 (= 45W)AS PER TECHNICALSPECIFICATION | EA | 30 |  | Included
137 | ILLUMINATION SYSTEM | 1000038385 | FIRE WALL MOUNTED LED LUMINARIE TYPE FL-2 (250W) | EA | 6 |  | Included
138 | ILLUMINATION SYSTEM | 1000038325 | LIGHTING FIXTURE LED LUMINAIRES TYPE FL2 AS PER TECH. SPECIFICATIONS | EA | 70 |  | Included
139 | ILLUMINATION SYSTEM | 1000038387 | LED FLOOD LIGHT LUMINARIESTYPE FL-1 (150W) AS PER TECHNICALSPECIFICATION | EA | 60 |  | Included
140 | ILLUMINATION SYSTEM | 1000001894 | Outdoor Power Receptacle for oilfiltration unit (250A) | EA | 2 |  | Included
141 | ILLUMINATION SYSTEM | 1000004952 | 63A, 415V : Interlocked switch socket outdoor Receptacle (type RP) asper technical specifications | EA | 2 |  | Included
142 | ILLUMINATION SYSTEM | 1000014548 | Lighting Panel type ACP-3 as per technical specification | EA | 2 |  | Included
143 | ILLUMINATION SYSTEM | 1000014547 | Lighting Panel type ACP-2 as per technical specification | EA | 4 |  | Included
144 | ILLUMINATION SYSTEM | 1000031063 | FIRE FIGHTING PUMPHOUSE BUILDING AND DG SET AREA ILLIMUNATION AS PERTECH. SPEC. | SET | 1 |  | Included
145 | 400kV Equipment support structures | 1000049654 | EQUIPMENT STRUCTURE INCLUDING FOUNDATION BOLT-400KV CVT (1PH) | EA | 18 |  | Included
146 | 400kV Equipment support structures | 1000049652 | EQUIPMENT STRUCTURE INCLUDING FOUNDATION BOLT-400KV BPI (1PH) | EA | 40 |  | Included
147 | 400kV Equipment support structures | 1000049656 | EQUIPMENT STRUCTURE INCLUDING FOUNDATION BOLT-400KV WAVE TRAP (1PH) | EA | 8 |  | Included
148 | 400kV Equipment support structures | 1000049657 | EQUIPMENT STRUCTURE INCLUDING FOUNDATION BOLT-400KV ISOLATOR (3PH) | EA | 32 |  | Included
149 | 400kV Equipment support structures | 1000049655 | EQUIPMENT STRUCTURE INCLUDING FOUNDATION BOLT-400KV CLASS SA (1PH) | EA | 24 |  | Included
150 | 400kV Equipment support structures | 1000049653 | EQUIPMENT STRUCTURE INCLUDING FOUNDATION BOLT-400KV CT (1PH) | EA | 36 |  | Included
151 | 400&220kV Gantry Structure | 1000046565 | GANTRY STRUCTURE FOR TRANSFER BUS COUPLER BAY- 220 KV DOUBLE MAIN &TRANSFER LAYOUT | SET | 1 |  | Included
152 | 400&220kV Gantry Structure | 1000046560 | GANTRY STRUCTURE FOR BUS COUPLER BAY- 220 KV DOUBLE MAIN & TRANSFERLAYOUT | SET | 1 |  | Included
153 | 400&220kV Gantry Structure | 1000046567 | GANTRY STRUCTURE FOR TRANSFORMER BAY- 220 KV DOUBLE MAIN & TRANSFERLAYOUT | SET | 3 |  | Included
154 | 400&220kV Gantry Structure | 1000046562 | GANTRY STRUCTURE FOR LINE BAY- 220 KV DOUBLE MAIN & TRANSFER LAYOUT | SET | 5 |  | Included
155 | 400&220kV Gantry Structure | 1000046563 | GANTRY STRUCTURE PER DIAMETER- 400 KV ONE & HALF BREAKER LAYOUT | SET | 4 |  | Included
156 | 220kV Equipment support structures | 1000049647 | EQUIPMENT STRUCTURE INCLUDING FOUNDATION BOLT-220KV CT (1PH) | EA | 30 |  | Included
157 | 220kV Equipment support structures | 1000049648 | EQUIPMENT STRUCTURE INCLUDING FOUNDATION BOLT-220KV CVT (1PH) | EA | 21 |  | Included
158 | 220kV Equipment support structures | 1000049651 | EQUIPMENT STRUCTURE INCLUDING FOUNDATION BOLT-220KV ISOLATOR (3PH) | EA | 37 |  | Included
159 | 220kV Equipment support structures | 1000049649 | EQUIPMENT STRUCTURE INCLUDING FOUNDATION BOLT-220KV CLASS SA (1PH) | EA | 24 |  | Included
160 | 220kV Equipment support structures | 1000049646 | EQUIPMENT STRUCTURE INCLUDING FOUNDATION BOLT-220KV BPI (1PH) | EA | 63 |  | Included
161 | 220kV Equipment support structures | 1000052285 | EQUIPMENT STRUCTURE INCLUDING FOUNDATION BOLT-220KV HIGH BPI (1PH) | EA | 30 |  | Included
162 | 72.5kV Equipment support structures | 1000049661 | EQUIPMENT STRUCTURE INCLUDING FOUNDATION BOLT-72.5KV ISOLATOR (3PH) | EA | 1 |  | Included
163 | 72.5kV Equipment support structures | 1000049659 | EQUIPMENT STRUCTURE INCLUDING FOUNDATION BOLT-72.5KV CT(1PH) | EA | 3 |  | Included
164 | 72.5kV Equipment support structures | 1000049660 | EQUIPMENT STRUCTURE INCLUDING FOUNDATION BOLT-72.5KV PT (1PH) | EA | 3 |  | Included
165 | 72.5kV Equipment support structures | 1000049658 | EQUIPMENT STRUCTURE INCLUDING FOUNDATION BOLT-72.5KV BPI (1PH) | EA | 6 |  | Included
166 | Mandatory spares | 1000028245 | Spare For 400kV Bus Reactor | LS | 1 |  | Included
167 | Mandatory spares | 1000019918 | Spares for 420kV Circuit Breaker | LS | 1 |  | Included
168 | Mandatory spares | 1000019919 | Spares for 420kV Double break Isolator | LS | 1 |  | Included
169 | Mandatory spares | 1000025941 | Spare-420kV CT 1 | SET | 1 |  | Included
170 | Mandatory spares | 1000025943 | Spare-420kV CVT 1 | SET | 1 |  | Included
171 | Mandatory spares | 1000024186 | SPARES FOR 336KV SURGE ARRESTER | LS | 1 |  | Included
172 | Mandatory spares | 1000025935 | Spare-245kV Circuit Breaker | SET | 1 |  | Included
173 | Mandatory spares | 1000025936 | Spare-245kV Isolator | SET | 1 |  | Included
174 | Mandatory spares | 1000025933 | Spare-245kV CT | SET | 1 |  | Included
175 | Mandatory spares | 1000025934 | Spare-245kV CVT | SET | 1 |  | Included
176 | Mandatory spares | 1000025930 | Spare-216kV Surge Arrester | SET | 1 |  | Included
177 | Mandatory spares | 1000025940 | Spare-420kV BPI | SET | 1 |  | Included
178 | Mandatory spares | 1000025932 | Spare-245kV BPI | SET | 1 |  | Included
179 | Mandatory spares | 1000019912 | Relay & protection Panels (with automation) | LS | 1 |  | Included
180 | Mandatory spares | 1000019927 | Spares-Substation Automation System | LS | 1 |  | Included
181 | Mandatory spares | 1000025950 | Spare-PLCC | SET | 1 |  | Included
182 | Mandatory spares | 1000025950 | Spare-PLCC | SET | 1 |  | Included
183 | Mandatory spares | 1000019925 | Spares for Fire Protection System | LS | 1 |  | Included
184 | Mandatory spares | 1000019920 | Spares for 48V Batteries | LS | 1 |  | Included
185 | Mandatory spares | 1000019921 | Spares fpr 48V Battery Charger | LS | 1 |  | Included
186 | Mandatory spares | 1000019913 | Spares for 220V Batteries | LS | 1 |  | Included
187 | Mandatory spares | 1000019914 | Spares fpr 220V Battery Charger | LS | 1 |  | Included
188 | Mandatory spares | 1000019915 | Spares for DG set | LS | 1 |  | Included
189 | Mandatory spares | 1000053851 | SPARES FOR CLAMPS & CONNECTORS | LOT | 1 |  | Included
190 | Mandatory spares | 1000025980 | Power and Control Cables | LS | 1 |  | Included
191 | Comm Equip BOQ AT Chhatarpur_Supply Main | 1000031367 | SDH EQUIPMENT (STM-16 MADM UPTO 5 MSP PROTECTED DIRECTIONS)-BASEEQUIPMENT (COMMON CARDS, CROSS CONNECT/CONTROL CARDS, OPTICAL BASECARDS, POWER SUPPLY CARDS, POWER CABLING, OTHER HARDWARE ANDACCESSORIES INCLUDING SUB RACKS, PATCH CORD, DDF ETC FULLY EQUIPEDEXCLUDING OPTICAL INTERFACE & TRIBUTARY CARDS | EA | 1 |  | Included
192 | Comm Equip BOQ AT Chhatarpur_Supply Main | 1000031374 | TRIBUTARY INTERFACE- E1 INTERFACE (MINIMUM 16 NOS.) | SET | 2 |  | Included
193 | Comm Equip BOQ AT Chhatarpur_Supply Main | 1000034950 | ETHERNET INTERFACE 10/100 BASE T WITH LAYER-2 SWITCHING (MIN 8INTERFACES PER CARD) | EA | 2 |  | Included
194 | Comm Equip BOQ AT Chhatarpur_Supply Main | 1000031381 | TRIBUTARY INTERFACE-GIGABIT ETHERNET INTERFACES 10/100 MBPS WITH LAYER-2 SWITCHING (MINIMUM 2 NOS.) | SET | 1 |  | Included
195 | Comm Equip BOQ AT Chhatarpur_Supply Main | 1000026228 | Equipment Cabinets For SDH | EA | 1 |  | Included
196 | Comm Equip BOQ AT Chhatarpur_Supply Main | 1000028495 | NMS- CRAFT TERMINAL-HARDWARE | EA | 1 |  | Included
197 | Comm Equip BOQ AT Chhatarpur_Supply Main | 1000028265 | Software for Craft Terminal | EA | 1 |  | Included
198 | Comm Equip BOQ AT Chhatarpur_Supply Main | 1000034998 | VOIP TELEPHONE INSTRUMENT WITH ONE COMMON SWITCH (MIN. 8 PORT) | EA | 4 |  | Included
199 | Comm Equip BOQ AT Chhatarpur_Supply Main | 1000030942 | 24F (DWSM) APPROACH FIBRE OPTIC CABLE INCLUDING ALL INSTALLATIONHARDWARE SET | KM | 1 |  | Included
200 | Comm Equip BOQ AT Chhatarpur_Supply Main | 1000023471 | OPGW Fibre Optic Distribution Panel (FODP): Indoor Type: 96F | EA | 1 |  | Included
201 | Comm Equip BOQ AT Chhatarpur_Spares | 1000031369 | SDH EQUIPMENT (STM-16 MADM UPTO 5 MSP PROTECTED DIRECTIONS)-COMMONCARDS, CROSS-CONNECT/CONTROL CARDS, OPTICAL BASE CARD, POWER SUPPLYCARDS, POWER CABLING, OTHER HARDWARE & ACCESSORIES (EACH). | SET | 1 |  | Included
202 | Comm Equip BOQ AT Chhatarpur_Spares | 1000031374 | TRIBUTARY INTERFACE- E1 INTERFACE (MINIMUM 16 NOS.) | SET | 1 |  | Included
203 | Comm Equip BOQ AT Chhatarpur_Spares | 1000034950 | ETHERNET INTERFACE 10/100 BASE T WITH LAYER-2 SWITCHING (MIN 8INTERFACES PER CARD) | EA | 1 |  | Included
204 | Comm Equip BOQ AT Chhatarpur_Spares | 1000031381 | TRIBUTARY INTERFACE-GIGABIT ETHERNET INTERFACES 10/100 MBPS WITH LAYER-2 SWITCHING (MINIMUM 2 NOS.) | SET | 1 |  | Included
205 | Comm Equip BOQ AT Chhatarpur_Spares | 1000034998 | VOIP TELEPHONE INSTRUMENT WITH ONE COMMON SWITCH (MIN. 8 PORT) | EA | 1 |  | Included
206 | Comm Equip BOQ AT Chhatarpur_Spares | 1000030942 | 24F (DWSM) APPROACH FIBRE OPTIC CABLE INCLUDING ALL INSTALLATIONHARDWARE SET | KM | 1 |  | Included
207 | Comm Equip BOQ AT Chhatarpur_Spares | 1000031398 | PRE CONNECTORIZED OPTICAL FIBER PATCH CORDS(10 MTRS) â€“ PACK OF SIXPATCH CORDS | SET | 1 |  | Included
208 | Supply PMU at Chhatarpur PS | 1000017518 | PMU with GPS Clock (clock can be either internal or external) | EA | 4 |  | Included
209 | Supply PMU at Chhatarpur PS | 1000022512 | WAMS Hardware - Time System (GPS receiver) | EA | 4 |  | Included
210 | Supply PMU at Chhatarpur PS | 1000022510 | WAMS Hardware - Substation Grade Layer-3 LAN Switches with minimum 4 x10/100 Mbps Ethernet ports and 2 x 1 Gbps Ethernet ports | EA | 5 |  | Included
211 | Supply PMU at Chhatarpur PS | 1000022487 | WAMS Miscellaneous - Armored Fibre Optic Cable and associatedtermination (e.g. L2 Switch) for connecting PMU panels located indifferent control room of a station | EA | 1 |  | Included
Total F&I Price | [6 empty] | 0
Total F&I Price | [6 empty] | 0
Date : | --
Place : |  |  |  |  | Printed Name :
Designation :
Click for Sch-2

## Sch-3
TBCB/400kV/CHHATARPUR SEZ /SS01/G3 | [10 empty] | Schedule - 3
Substation Package SS01 for establishment of 400/220kV Chhatarpur (New) PS including 1x125MVAR, 420kV Bus Reactors associated with “Transmission system for evacuation of power from Chhatarpur SEZ (1500 MW)” through tariff based competitive bidding (TBCB) route prior to RfP bid submission by POWERGRID to BPC | [14 empty] | As per Lum-sum |  | 0%
(SCHEDULE OF RATES AND PRICES ) | [14 empty] | AS per Percent |  | #REF!
[15 empty] | As per lum-sum on Sch-3 |  | 0%
Bidder’s Name and Address (Sole Bidder) : | [7 empty] | To: | [6 empty] | As per Percent on Sch-3 |  | #REF!
[8 empty] | Contracts Services, 3rd Floor | [6 empty] | Total Discount |  | #REF!
Name : | [7 empty] | Power Grid Corporation of India Ltd.,
Address : | [7 empty] | "Saudamini", Plot No.-2
[8 empty] | Sector-29, | [6 empty] | Multipackage lum-sum |  | 0%
Gurgaon (Haryana) - 122001
Installation Charges : | [15 empty] | Amount after Discount (Rs.) |  | Dis Alert | Amount after MPD (Rs.)
All Prices are in Indian Rupees.
SI. No. | Activity Description | Service Code | SAC (Service Accounting Codes) | Whether SAC in column '2’ is confirmed. If not indicate applicable the SAC * | Rate of GST applicable ( in %) | Whether rate of GST in column ‘4’ is confirmed. If not indicate applicable rate of GST * | Description | Unit | Quantity | Unit Erection Charges | Total Erection Charges | Total GST as confirmed by Bidder |  |  |  | Unit Erection Charges | Total Erection Charges |  | Unit Erection Charges | Total Erection Charges
1 |  |  | 2 | 3 | 4 | 5 | 6 | 7 | 8 | 9 | 10 = 8 x 9 | 11 |  |  |  | 5 | 6 = 4 x 5 |  | 5 | 6 = 4 x 5
Est. of 400/220 kV Chhatarpur PS
1 | 420kV SHUNT REACTOR | 100000059 | 998736 |  | 18 |  | 125 MVAR, 420kV, 3-phase Bus Reactor excluding Insulating Oil | EA | 1 |  | Included | 0 | 0 | 0
2 | 420kV SHUNT REACTOR | 100000060 | 998736 |  | 18 |  | Insulating Oil for 125 MVAR, 420kV 3-phase Bus Reactor | SET | 1 |  | Included | 0 | 0 | 0
3 | SHUNT REACTOR MONITORING DEVICES | 100000046 | 998736 |  | 18 |  | On line insulating oil drying system (Cartridge type) (As per technical specification) | EA | 1 |  | Included | 0 | 0 | 0
4 | 33kV LT TRANSFORMER | 100000078 | 998736 |  | 18 |  | 630kVA, 33/0.433kV, 3ph LT Transformer | EA | 2 |  | Included | 0 | 0 | 0
5 | 420kV, 63kA AIS EQUIPMENT | 100000267 | 998736 |  | 18 |  | 420kV, 3150A, 63kA Circuit Breaker(3-Phase) without closing resistor(with support structure) | EA | 12 |  | Included | 0 | 0 | 0
6 | 420kV, 63kA AIS EQUIPMENT | 100000274 | 998736 |  | 18 |  | 420 kV, 3000A, 63KA, 1-Phase CurrentTransformer with 120% extended currentrating | EA | 36 |  | Included | 0 | 0 | 0
7 | 420kV, 63kA AIS EQUIPMENT | 100000275 | 998736 |  | 18 |  | 420 kV, 4400 pF Capacitive Voltage Transformer (1-Phase) | EA | 18 |  | Included | 0 | 0 | 0
8 | 420kV, 63kA AIS EQUIPMENT | 100000287 | 998736 |  | 18 |  | 420kV, 3150A, 63KA, Isolator (3-phase)(Double Break) with one E/S | EA | 30 |  | Included | 0 | 0 | 0
9 | 420kV, 63kA AIS EQUIPMENT | 100000288 | 998736 |  | 18 |  | 420kV, 3150A, 63KA Isolator (3-phase)(Double Break) with two E/S | EA | 2 |  | Included | 0 | 0 | 0
10 | 420kV, 63kA AIS EQUIPMENT | 100000328 | 998736 |  | 18 |  | 336kV Surge Arrester (1-phase) | EA | 24 |  | Included | 0 | 0 | 0
11 | 420kV, 63kA AIS EQUIPMENT | 100005443 | 998734 |  | 18 |  | 420KV, 1-PHASE BUS POST INSULATORS | EA | 40 |  | Included | 0 | 0 | 0
12 | 420kV, 63kA AIS EQUIPMENT | 100000883 | 998734 |  | 18 |  | 420 kV ,1 phase Bus Post Insulators for Line Traps | EA | 24 |  | Included | 0 | 0 | 0
13 | 420kV, 63kA AIS EQUIPMENT | 100000268 | 998736 |  | 18 |  | Controlled Switching Device for 420 kV, 3-ph Circuit Breaker | EA | 2 |  | Included | 0 | 0 | 0
14 | 245kV, 50kA AIS EQUIPMENT | 100001907 | 998736 |  | 18 |  | 245 kV,1 phase Bus Post Insulator (except for Line Traps) | EA | 93 |  | Included | 0 | 0 | 0
15 | 245kV, 50kA AIS EQUIPMENT | 100000484 | 998736 |  | 18 |  | 216kV Surge Arrester (1-phase) | EA | 24 |  | Included | 0 | 0 | 0
16 | 245kV, 50kA AIS EQUIPMENT | 100002016 | 998736 |  | 18 |  | 245kV, 1600A, 50 KA, 3-phase DoubleBreak Tandem Isolator without E/S | EA | 17 |  | Included | 0 | 0 | 0
17 | 245kV, 50kA AIS EQUIPMENT | 100002013 | 998736 |  | 18 |  | 245kV, 1600A, 50 KA, 3-phase DoubleBreak Isolator with two E/S | EA | 9 |  | Included | 0 | 0 | 0
18 | 245kV, 50kA AIS EQUIPMENT | 100002014 | 998736 |  | 18 |  | 245kV, 1600A, 50 KA, 3-phase DoubleBreak Isolator with one E/S | EA | 9 |  | Included | 0 | 0 | 0
19 | 245kV, 50kA AIS EQUIPMENT | 100000448 | 998736 |  | 18 |  | 245 kV, 4400pf Capacitive Voltage Transformer (1- Phase) | EA | 21 |  | Included | 0 | 0 | 0
20 | 245kV, 50kA AIS EQUIPMENT | 100001989 | 998736 |  | 18 |  | 245 kV, 1600A, 50KA, 1-Phase CurrentTransformer with 120% extended currentrating | EA | 27 |  | Included | 0 | 0 | 0
21 | 245kV, 50kA AIS EQUIPMENT | 100003634 | 998736 |  | 18 |  | 245 kV 1600A, 50KA Circuit Breakers (3-Phase) with support | EA | 9 |  | Included | 0 | 0 | 0
22 | 245kV, 50kA AIS EQUIPMENT | 100011980 | 998736 |  | 18 |  | 245KV, 3150 A, 50kA Circuit Breaker (3-Phase) with support structure | EA | 1 |  | Included | 0 | 0 | 0
23 | 245kV, 50kA AIS EQUIPMENT | 100001993 | 998736 |  | 18 |  | 245 kV, 2500A, 50KA, 1-Phase CurrentTransformer with 120% extended currentrating | EA | 3 |  | Included | 0 | 0 | 0
24 | 245kV, 50kA AIS EQUIPMENT | 100011982 | 998736 |  | 18 |  | 245kV, 3150A, 50KA, 3-Phase Double Break Isolator with two E/S | EA | 2 |  | Included | 0 | 0 | 0
25 | 72.5kV, 25kV AIS EQUIPMENT | 100000611 | 998736 |  | 18 |  | 72.5 kV, 1250A, 25 kA, 3-phase CircuitBreaker with support structure | EA | 1 |  | Included | 0 | 0 | 0
26 | 72.5kV, 25kV AIS EQUIPMENT | 100000623 | 998736 |  | 18 |  | 72.5 kV, 50A, 25 kA, 1-Phase CurrentTransformer with 120% extended currentrating | EA | 3 |  | Included | 0 | 0 | 0
27 | 72.5kV, 25kV AIS EQUIPMENT | 100000624 | 998736 |  | 18 |  | 72.5 kV Voltage Transformer (1- Phase) | EA | 3 |  | Included | 0 | 0 | 0
28 | 72.5kV, 25kV AIS EQUIPMENT | 100001909 | 998736 |  | 18 |  | 72.5kV, Bus Post Insulator, 1-Phase | EA | 6 |  | Included | 0 | 0 | 0
29 | 72.5kV, 25kV AIS EQUIPMENT | 100000626 | 998736 |  | 18 |  | 72.5 kV, 400A, 25 KA, 3-Phase DoubleBreak Isolator with out E/S | EA | 1 |  | Included | 0 | 0 | 0
30 | 36kV AIS EQUIPMENT | 100000670 | 998736 |  | 18 |  | 36kV,1-Ph Horn gap fuse with support structure | EA | 3 |  | Included | 0 | 0 | 0
31 | 36kV AIS EQUIPMENT | 100000669 | 998736 |  | 18 |  | 30kV Surge Arrester (1-Phase) | EA | 3 |  | Included | 0 | 0 | 0
32 | 36kV AIS EQUIPMENT | 100000684 | 998736 |  | 18 |  | 36kV, 1ph Bus post insulator | SET | 3 |  | Included | 0 | 0 | 0
33 | 36kV AIS EQUIPMENT | 100001672 | 995455 |  | 18 |  | Erection of 33kV ouble Pole Structure including nuts, bolts, all type of washers, packplates, step bolts and gusset plates excludingfoundation bolts | EA | 1 |  | Included | 0 | 0 | 0
34 | 36kV AIS EQUIPMENT | 100001935 | 998736 |  | 18 |  | 36 kV, 400A, 25 KA, 3-Phase HDB Isolatorwithout E/S | EA | 1 |  | Included | 0 | 0 | 0
35 | Erection Hardware for 420 kV I Type S/Y | 100000338 | 998731 |  | 18 |  | Erection Hardware for 400kV I type layout-Bus Work (For one diameter) as per specification | SET | 4 |  | Included | 0 | 0 | 0
36 | Erection Hardware for 420 kV I Type S/Y | 100000329 | 998731 |  | 18 |  | Erection Hardware for 400kV I type layout-Line bay as per specification | SET | 4 |  | Included | 0 | 0 | 0
37 | Erection Hardware for 420 kV I Type S/Y | 100000330 | 998731 |  | 18 |  | Erection Hardware for 400kV I type layout-Transformer bay as per specification | SET | 3 |  | Included | 0 | 0 | 0
38 | Erection Hardware for 420 kV I Type S/Y | 100000331 | 998731 |  | 18 |  | Erection Hardware for 400kV I type layout-Bus Reactor bay as per specification as per specification | SET | 1 |  | Included | 0 | 0 | 0
39 | Erection Hardware for 420 kV I Type S/Y | 100017127 | 998731 |  | 18 |  | 400KV TENSION INSULATOR STRING AND ASSOCIATED HARDWARE FITTINGS WITHOUT TURN BUCKLE SUITABLE FOR QUAD CONDUCTOR | EA | 36 |  | Included | 0 | 0 | 0
40 | Erection Hardware for 420 kV I Type S/Y | 100017126 | 998731 |  | 18 |  | 400KV TENSION INSULATOR STRING AND ASSOCIATED HARDWARE FITTINGS WITH TURN BUCKLE SUITABLE FOR QUAD CONDUCTOR | EA | 36 |  | Included | 0 | 0 | 0
41 | Erection Hardware for 420 kV I Type S/Y | 100017128 | 998731 |  | 18 |  | 400KV TENSION INSULATOR STRING AND ASSOCIATED HARDWARE FITTINGS WITH TURN BUCKLE SUITABLE FOR TWIN CONDUCTOR | EA | 12 |  | Included | 0 | 0 | 0
42 | Erection Hardware for 420 kV I Type S/Y | 100017133 | 998731 |  | 18 |  | 400KV SUSPENSION INSULATOR STRING AND ASSOCIATED HARDWARE FITTINGS WITH DROP CLAMP SUITABLE FOR QUAD CONDUCTOR | EA | 24 |  | Included | 0 | 0 | 0
43 | Erection Hardware for 420 kV I Type S/Y | 100017131 | 998731 |  | 18 |  | 400KV SUSPENSION INSULATOR STRING AND ASSOCIATED HARDWARE FITTINGS WITH DROP CLAMP SUITABLE FOR TWIN CONDUCTOR | EA | 6 |  | Included | 0 | 0 | 0
44 | Erection Hardware for 220 kV DMT Type S | 100000487 | 998731 |  | 18 |  | Erection Hardware for 220kV layout (Double Main and Transfer Scheme as per SLD)-Transfer Bus Coupler Bay as per specification | SET | 1 |  | Included | 0 | 0 | 0
45 | Erection Hardware for 220 kV DMT Type S | 100000488 | 998731 |  | 18 |  | Erection Hardware for 220kV layout (Double Main and Transfer Scheme as per SLD)-Bus Coupler Bay as per specification | SET | 1 |  | Included | 0 | 0 | 0
46 | Erection Hardware for 220 kV DMT Type S | 100000486 | 998731 |  | 18 |  | Erection Hardware for 220kV layout (Double Main and Transfer Scheme as per SLD)-Transformer Bay as per specification | SET | 3 |  | Included | 0 | 0 | 0
47 | Erection Hardware for 220 kV DMT Type S | 100000485 | 998731 |  | 18 |  | Erection Hardware for 220kV layout (Double Main and Transfer Scheme as per SLD)-Line Bay as per specification | SET | 5 |  | Included | 0 | 0 | 0
48 | Erection Hardware for 220 kV DMT Type S | 100000489 | 998731 |  | 18 |  | Erection Hardware for 220kV layout (Double Main and Transfer Scheme as per SLD)-Bus work (one Bay) as per specification | SET | 10 |  | Included | 0 | 0 | 0
49 | Erection Hardware for 220 kV DMT Type S | 100017123 | 998731 |  | 18 |  | 220KV SUSPENSION INSULATOR STRING AND ASSOCIATED HARDWARE FITTINGS WITH DROP CLAMP SUITABLE FOR QUAD CONDUCTOR | EA | 3 |  | Included | 0 | 0 | 0
50 | Erection Hardware for 220 kV DMT Type S | 100017122 | 998731 |  | 18 |  | 220KV SUSPENSION INSULATOR STRING AND ASSOCIATED HARDWARE FITTINGS WITH DROP CLAMP SUITABLE FOR TWIN CONDUCTOR | EA | 30 |  | Included | 0 | 0 | 0
51 | Erection Hardware for 220 kV DMT Type S | 100017121 | 998731 |  | 18 |  | 220KV SUSPENSION INSULATOR STRING AND ASSOCIATED HARDWARE FITTINGS WITH THROUGH CLAMP SUITABLE FOR TWIN CONDUCTOR | EA | 6 |  | Included | 0 | 0 | 0
52 | Erection Hardware for 220 kV DMT Type S | 100017116 | 998731 |  | 18 |  | 220KV TENSION INSULATOR STRING AND ASSOCIATED HARDWARE FITTINGS WITHOUT TURN BUCKLE SUITABLE FOR QUAD CONDUCTOR | EA | 39 |  | Included | 0 | 0 | 0
53 | Erection Hardware for 220 kV DMT Type S | 100017118 | 998731 |  | 18 |  | 220KV TENSION INSULATOR STRING AND ASSOCIATED HARDWARE FITTINGS WITHOUT TURN BUCKLE SUITABLE FOR TWIN CONDUCTOR | EA | 18 |  | Included | 0 | 0 | 0
54 | Erection Hardware for 220 kV DMT Type S | 100017115 | 998731 |  | 18 |  | 220KV TENSION INSULATOR STRING AND ASSOCIATED HARDWARE FITTINGS WITH TURN BUCKLE SUITABLE FOR QUAD CONDUCTOR | EA | 39 |  | Included | 0 | 0 | 0
55 | Erection Hardware for 220 kV DMT Type S | 100017117 | 998731 |  | 18 |  | 220KV TENSION INSULATOR STRING AND ASSOCIATED HARDWARE FITTINGS WITH TURN BUCKLE SUITABLE FOR TWIN CONDUCTOR | EA | 33 |  | Included | 0 | 0 | 0
56 | Erection Hardware for tertiary | 100002036 | 998731 |  | 18 |  | Erection Hardware for the 72.5kV equipment for Tertiary loading as per technical specification | SET | 1 |  | Included | 0 | 0 | 0
57 | Erection Hardware for tertiary | 100004724 | 998731 |  | 18 |  | ERECTION H/W- AUX LT TRANSFORMER | SET | 1 |  | Included | 0 | 0 | 0
58 | Earthmat | 100003103 | 998731 |  | 18 |  | 40 mm MS rod for Main Earthmat | KM | 11 |  | Included | 0 | 0 | 0
59 | CRP for 420kV Bays with SAS | 100000730 | 998736 |  | 18 |  | 400kV Line Protection Panel (with Automation) | EA | 4 |  | Included | 0 | 0 | 0
60 | CRP for 420kV Bays with SAS | 100000731 | 998736 |  | 18 |  | 400kV Transformer Protection Panel (For both HV & MV side)-(with Automation) | EA | 3 |  | Included | 0 | 0 | 0
61 | CRP for 420kV Bays with SAS | 100000732 | 998736 |  | 18 |  | 400kV Reactor Protection Panel (with Automation) | EA | 1 |  | Included | 0 | 0 | 0
62 | CRP for 420kV Bays with SAS | 100000733 | 998736 |  | 18 |  | 400kV Bus Bar Protection Panel (Duplicate)-(with Automation) | SET | 1 |  | Included | 0 | 0 | 0
63 | CRP for 420kV Bays with SAS | 100000729 | 998736 |  | 18 |  | 400kV Circuit Breaker Relay Panel without Auto Reclose (with Automation) | EA | 4 |  | Included | 0 | 0 | 0
64 | CRP for 420kV Bays with SAS | 100000728 | 998736 |  | 18 |  | 400kV Circuit Breaker Relay Panel with Auto Reclose (with Automation) | EA | 8 |  | Included | 0 | 0 | 0
65 | CRP for 220kV Bays with SAS | 100000738 | 998736 |  | 18 |  | 220kV Line Protection Panel (with Automation) | EA | 5 |  | Included | 0 | 0 | 0
66 | CRP for 220kV Bays with SAS | 100000741 | 998736 |  | 18 |  | 220kV Bus Bar Protection Panel (Single)-(with Automation) | SET | 1 |  | Included | 0 | 0 | 0
67 | CRP for 220kV Bays with SAS | 100000737 | 998736 |  | 18 |  | 220kV Circuit Breaker Relay Panel without Auto Reclose (with Automation) | EA | 4 |  | Included | 0 | 0 | 0
68 | CRP for 220kV Bays with SAS | 100000736 | 998736 |  | 18 |  | 220kV Circuit Breaker Relay Panel with Auto Reclose (with Automation) | EA | 6 |  | Included | 0 | 0 | 0
69 | SAS | 100000771 | 998736 |  | 18 |  | Complete Substation automation System for 400kV Main bay as per Technical Specification | EA | 8 |  | Included | 0 | 0 | 0
70 | SAS | 100000777 | 998736 |  | 18 |  | Complete Substation automation System for 400kV Tie bay as per Technical Specification | EA | 4 |  | Included | 0 | 0 | 0
71 | SAS | 100000772 | 998736 |  | 18 |  | Complete Substation automation System for 220kV bay as per Technical Specification | EA | 10 |  | Included | 0 | 0 | 0
72 | SAS | 100001891 | 998736 |  | 18 |  | Time synchronisation equipment | EA | 1 |  | Included | 0 | 0 | 0
73 | SAS | 100000783 | 998736 |  | 18 |  | Complete Substation automation System for controlling and monitoring of Auxilary System including BCUs as per technicalspecification | SET | 1 |  | Included | 0 | 0 | 0
74 | VMS | 100000869 | 998736 |  | 18 |  | Visual monitoring system for watch & ward | SET | 1 |  | Included | 0 | 0 | 0
75 | PLCC Equipment | 100003517 | 998734 |  | 18 |  | HF CABLE FOR PLCC-75 OHM (KM) | KM | 1.5 |  | Included | 0 | 0 | 0
76 | PLCC Equipment | 100000892 | 998734 |  | 18 |  | EPAX (24/8) with 24 telephones, Cables etc. | SET | 1 |  | Included | 0 | 0 | 0
77 | PLCC Equipment | 100000891 | 998734 |  | 18 |  | Digital Protection Coupler | EA | 2 |  | Included | 0 | 0 | 0
78 | PLCC Equipment | 100000890 | 998734 |  | 18 |  | Protection Coupler (Analog) | EA | 2 |  | Included | 0 | 0 | 0
79 | PLCC Equipment | 100000888 | 998734 |  | 18 |  | Carrier Equipment Analog type (for Speech+Data & Speech+Protection) | EA | 2 |  | Included | 0 | 0 | 0
80 | PLCC Equipment | 100000886 | 998734 |  | 18 |  | Coupling device for PLCC | EA | 4 |  | Included | 0 | 0 | 0
81 | PLCC Equipment | 100002048 | 998734 |  | 18 |  | 220kV,1600A,0.5mH ,50kA Line Trap | EA | 10 |  | Included | 0 | 0 | 0
82 | PLCC Equipment | 100002042 | 998734 |  | 18 |  | 400kV,3150A,0.5mH ,63kA Line Trap | EA | 8 |  | Included | 0 | 0 | 0
83 | PLCC equipment remote end | 100000891 | 998734 |  | 18 |  | Digital Protection Coupler | EA | 2 |  | Included | 0 | 0 | 0
84 | PLCC equipment remote end | 100000890 | 998734 |  | 18 |  | Protection Coupler (Analog) | EA | 2 |  | Included | 0 | 0 | 0
85 | PLCC equipment remote end | 100000888 | 998734 |  | 18 |  | Carrier Equipment Analog type (for Speech+Data & Speech+Protection) | EA | 2 |  | Included | 0 | 0 | 0
86 | PLCC equipment remote end | 100001492 | 995429 |  | 18 |  | Dismantling, transportation & re-erection of 400kV PLCC | SET | 1 |  | Included | 0 | 0 | 0
87 | LT SWITCHGEAR | 100000894 | 998736 |  | 18 |  | 415V Main Switchboard | SET | 1 |  | Included | 0 | 0 | 0
88 | LT SWITCHGEAR | 100000895 | 998736 |  | 18 |  | AC Distribution Board (ACDB) | SET | 1 |  | Included | 0 | 0 | 0
89 | LT SWITCHGEAR | 100002064 | 998731 |  | 18 |  | 415V MLDB(along with 2 nos. 100 kVA Lighting transformer) | SET | 1 |  | Included | 0 | 0 | 0
90 | LT SWITCHGEAR | 100000899 | 998736 |  | 18 |  | 415V Emergency LDB(along with 1 no. 100kVA lighting transformer) | SET | 1 |  | Included | 0 | 0 | 0
91 | LT SWITCHGEAR | 100000902 | 998736 |  | 18 |  | 220V DCDB | SET | 2 |  | Included | 0 | 0 | 0
92 | LT SWITCHGEAR | 100000905 | 998736 |  | 18 |  | 48V DCDB | SET | 2 |  | Included | 0 | 0 | 0
93 | 220V Battery & Charger | 100016318 | 998736 |  | 18 |  | 220V Battery set | SET | 2 |  | Included | 0 | 0 | 0
94 | 220V Battery & Charger | 100006970 | 998736 |  | 18 |  | 220V Float cum Boost battery Charger . | EA | 2 |  | Included | 0 | 0 | 0
95 | 48V Battery & Charger | 100012369 | 998736 |  | 18 |  | Erection of 48V Battery Chargers as per TS | LS | 2 |  | Included | 0 | 0 | 0
96 | 48V Battery & Charger | 100007271 | 998734 |  | 18 |  | 48 V VRLA Battery Bank | SET | 2 |  | Included | 0 | 0 | 0
97 | DG SET | 100000957 | 998736 |  | 18 |  | 250 kVA Diesel Generator along with control Panel | SET | 1 |  | Included | 0 | 0 | 0
98 | POWER & CONTROL CABLE | 100003094 | 998736 |  | 18 |  | 33KV GRADE HT XLPE CABLE ALONG WITH CLAMPS,LUGS, GLANDS AND STRAIGHT JOINTS. | KM | 2 |  | Included | 0 | 0 | 0
99 | POWER & CONTROL CABLE | 100002180 | 998736 |  | 18 |  | 1.1kV grade Power Cables (XLPEinsulated) along withlugs,glands,straight joints &accessories,etc. | LS | 1 |  | Included | 0 | 0 | 0
100 | POWER & CONTROL CABLE | 100002181 | 998736 |  | 18 |  | 1.1kV grade Power Cables (PVCinsulated)along withlugs,glands,straight joints &accessories,etc. | LS | 1 |  | Included | 0 | 0 | 0
101 | POWER & CONTROL CABLE | 100002182 | 998736 |  | 18 |  | 1.1kV grade Control Cables (PVCinsulated) along withlugs,glands,straight joints &accessories,etc. | LS | 1 |  | Included | 0 | 0 | 0
102 | AIR CONDITIONING & VENTILATION SYSTEM | 100000960 | 995463 |  | 18 |  | High wall type split AC unit of 2 TR capacity | EA | 15 |  | Included | 0 | 0 | 0
103 | AIR CONDITIONING & VENTILATION SYSTEM | 100001882 | 995463 |  | 18 |  | Air conditioning system for Switchyard Panel Room of 6m length | SET | 3 |  | Included | 0 | 0 | 0
104 | AIR CONDITIONING & VENTILATION SYSTEM | 100001881 | 995463 |  | 18 |  | Air conditioning system for Switchyard Panel Room of 9m length | SET | 2 |  | Included | 0 | 0 | 0
105 | FIRE FIGHTING SYSTEM | 100000967 | 998736 |  | 18 |  | Pumping arrangement for HVW system & hydrant system, complete with all piping, valves, fittings,etc. inside pump house for FireProtection System of 400/220kV (New) Substation | SET | 1 |  | Included | 0 | 0 | 0
106 | FIRE FIGHTING SYSTEM | 100000970 | 998736 |  | 18 |  | Hydrant system, complete piping andaccessories etc. outside the Pump Housefor Fire Protection of 400/220kV (New)Substation | SET | 1 |  | Included | 0 | 0 | 0
107 | FIRE FIGHTING SYSTEM | 100000983 | 998736 |  | 18 |  | HVW spray system, Hydrant system and complete U/G & O/G piping and accessories etc. out side the pump house for 500MVA ,400KV/220/33 kV, 3-phase Autotransformer | SET | 3 |  | Included | 0 | 0 | 0
108 | FIRE FIGHTING SYSTEM | 100001010 | 998736 |  | 18 |  | HVW spray system, Hydrant system and complete U/G & O/G piping and accessories etc. out side the pump house for 125 MVAR, 420kV, 3phase Bus Reactor | SET | 1 |  | Included | 0 | 0 | 0
109 | FIRE FIGHTING SYSTEM | 100002056 | 995461 |  | 18 |  | Fire Detection and Alarm System for Control Room Building(400kV) | SET | 1 |  | Included | 0 | 0 | 0
110 | FIRE FIGHTING SYSTEM | 100001871 | 995461 |  | 18 |  | Fire Detection and Alarm System for Switchyard Panel Room of 9 m length | SET | 2 |  | Included | 0 | 0 | 0
111 | FIRE FIGHTING SYSTEM | 100002062 | 995461 |  | 18 |  | Fire Detection and Alarm System for Switchyard Panel Room of 6 m length | SET | 3 |  | Included | 0 | 0 | 0
112 | FIRE FIGHTING SYSTEM | 100000972 | 998736 |  | 18 |  | 9litre water type Portable Fire extinguisher | EA | 4 |  | Included | 0 | 0 | 0
113 | FIRE FIGHTING SYSTEM | 100008260 | 998736 |  | 18 |  | 60 litre foam type Trolley/Wheel mounted Fire extinguisher | EA | 2 |  | Included | 0 | 0 | 0
114 | FIRE FIGHTING SYSTEM | 100000975 | 995461 |  | 18 |  | 4.5 kg CO2 type Portable Fire extinguisher | EA | 15 |  | Included | 0 | 0 | 0
115 | FIRE FIGHTING SYSTEM | 100002752 | 998736 |  | 18 |  | 5Kg dry chemical powered type Portable Fire extinguisher | EA | 6 |  | Included | 0 | 0 | 0
116 | ILLUMINATION SYSTEM | 100001115 | 998739 |  | 18 |  | Illumination System for switchyard panel room of 9 m length | SET | 2 |  | Included | 0 | 0 | 0
117 | ILLUMINATION SYSTEM | 100001116 | 998739 |  | 18 |  | Illumination System for switchyard panel room of 6 m length | SET | 3 |  | Included | 0 | 0 | 0
118 | ILLUMINATION SYSTEM | 100001887 | 998739 |  | 18 |  | Control room cum administrative building (400kV) illumination. | LOT | 1 |  | Included | 0 | 0 | 0
119 | ILLUMINATION SYSTEM | 100004935 | 998731 |  | 18 |  | Type D1 Post top lantern pole of 4 meter as per technical specification. | EA | 6 |  | Included | 0 | 0 | 0
120 | ILLUMINATION SYSTEM | 100004851 | 998731 |  | 18 |  | Lighting Fixture LED Luminaires type SL-D1 as per tech. specifications | EA | 10 |  | Included | 0 | 0 | 0
121 | ILLUMINATION SYSTEM | 100004934 | 998731 |  | 18 |  | Type L1 Street Lighting Pole of 6 meter as per technical specification. | EA | 30 |  | Included | 0 | 0 | 0
122 | ILLUMINATION SYSTEM | 100004850 | 998731 |  | 18 |  | Lighting Fixture LED Luminaires type SL-L1 as per tech. specifications | EA | 30 |  | Included | 0 | 0 | 0
123 | ILLUMINATION SYSTEM | 100004937 | 998731 |  | 18 |  | Fire Wall Mounted LED Luminarie Type FL-2 (250W) | EA | 6 |  | Included | 0 | 0 | 0
124 | ILLUMINATION SYSTEM | 100004926 | 998731 |  | 18 |  | Lighting Fixture LED Luminaires type FL2 as per tech. specifications | EA | 70 |  | Included | 0 | 0 | 0
125 | ILLUMINATION SYSTEM | 100004852 | 998731 |  | 18 |  | Lighting Fixture LED Luminaires type FL-1 as per tech. specifications | EA | 60 |  | Included | 0 | 0 | 0
126 | ILLUMINATION SYSTEM | 100001885 | 998739 |  | 18 |  | Outdoor Power Receptacle for oilfiltration unit (250A) | EA | 2 |  | Included | 0 | 0 | 0
127 | ILLUMINATION SYSTEM | 100001052 | 998731 |  | 18 |  | 63A, 415V : Interlocked switch socket outdoor Receptacle (type RP) as per technical specifications | EA | 2 |  | Included | 0 | 0 | 0
128 | ILLUMINATION SYSTEM | 100001022 | 998731 |  | 18 |  | Lighting Panel type ACP-3 as per technical specification | EA | 2 |  | Included | 0 | 0 | 0
129 | ILLUMINATION SYSTEM | 100001021 | 995461 |  | 18 |  | Lighting Panel type ACP-2 as per technical specification | EA | 4 |  | Included | 0 | 0 | 0
130 | ILLUMINATION SYSTEM | 100002750 | 998739 |  | 18 |  | Fire fighting pumphouse building and DG set area illimunation as per Tech. Spec. | SET | 1 |  | Included | 0 | 0 | 0
131 | 400kV Equipment support structures | 100008220 | 995455 |  | 18 |  | Equipment Structure including Foundation bolt-400kV CVT (1Ph) | EA | 18 |  | Included | 0 | 0 | 0
132 | 400kV Equipment support structures | 100008223 | 995455 |  | 18 |  | Equipment Structure including Foundation bolt-400kV BPI (1Ph) | EA | 40 |  | Included | 0 | 0 | 0
133 | 400kV Equipment support structures | 100008224 | 995455 |  | 18 |  | Equipment Structure including Foundation bolt-400kV Wave Trap (1Ph) | EA | 8 |  | Included | 0 | 0 | 0
134 | 400kV Equipment support structures | 100008221 | 995455 |  | 18 |  | Equipment Structure including Foundation bolt-400kV Isolator (3Ph) | EA | 32 |  | Included | 0 | 0 | 0
135 | 400kV Equipment support structures | 100008222 | 995455 |  | 18 |  | Equipment Structure including Foundation bolt-400kV class SA (1Ph) | EA | 24 |  | Included | 0 | 0 | 0
136 | 400kV Equipment support structures | 100008219 | 995455 |  | 18 |  | Equipment Structure including Foundation bolt-400kV CT (1Ph) | EA | 36 |  | Included | 0 | 0 | 0
137 | 400&220kV Gantry Structure | 100007638 | 998731 |  | 18 |  | Gantry structure for transfer bus coupler bay- 220 kV Double Main & Transfer Layout | SET | 1 |  | Included | 0 | 0 | 0
138 | 400&220kV Gantry Structure | 100007637 | 998731 |  | 18 |  | Gantry structure for bus coupler bay- 220 kV Double Main & Transfer Layout | SET | 1 |  | Included | 0 | 0 | 0
139 | 400&220kV Gantry Structure | 100007636 | 998731 |  | 18 |  | Gantry structure for transformer bay- 220 kV Double Main & Transfer Layout | SET | 3 |  | Included | 0 | 0 | 0
140 | 400&220kV Gantry Structure | 100007635 | 998731 |  | 18 |  | Gantry structure for line bay- 220 kV Double Main & Transfer Layout | SET | 5 |  | Included | 0 | 0 | 0
141 | 400&220kV Gantry Structure | 100007634 | 998731 |  | 18 |  | Gantry structure per diameter- 400 kV One & half breaker layout | SET | 4 |  | Included | 0 | 0 | 0
142 | 220kV Equipment support structures | 100008225 | 995455 |  | 18 |  | Equipment Structure including Foundation bolt-220kV CT (1Ph) | EA | 30 |  | Included | 0 | 0 | 0
143 | 220kV Equipment support structures | 100008226 | 995455 |  | 18 |  | Equipment Structure including Foundation bolt-220kV CVT (1Ph) | EA | 21 |  | Included | 0 | 0 | 0
144 | 220kV Equipment support structures | 100008227 | 995455 |  | 18 |  | Equipment Structure including Foundation bolt-220kV Isolator (3Ph) | EA | 37 |  | Included | 0 | 0 | 0
145 | 220kV Equipment support structures | 100008228 | 995455 |  | 18 |  | Equipment Structure including Foundation bolt-220kV class SA (1Ph) | EA | 24 |  | Included | 0 | 0 | 0
146 | 220kV Equipment support structures | 100008230 | 995455 |  | 18 |  | Equipment Structure including Foundation bolt-220kV BPI (1Ph) | EA | 63 |  | Included | 0 | 0 | 0
147 | 220kV Equipment support structures | 100013004 | 995455 |  | 18 |  | EQUIPMENT STRUCTURE INCLUDING FOUNDATION BOLT-220KV HIGH BPI (1PH) | EA | 30 |  | Included | 0 | 0 | 0
148 | 72.5kV Equipment support structures | 100008233 | 995455 |  | 18 |  | Equipment Structure including Foundation bolt-72.5kV Isolator (3Ph) | EA | 1 |  | Included | 0 | 0 | 0
149 | 72.5kV Equipment support structures | 100008231 | 995455 |  | 18 |  | Equipment Structure including Foundation bolt-72.5kV CT(1Ph) | EA | 3 |  | Included | 0 | 0 | 0
150 | 72.5kV Equipment support structures | 100008232 | 995455 |  | 18 |  | Equipment Structure including Foundation bolt-72.5kV PT (1Ph) | EA | 3 |  | Included | 0 | 0 | 0
151 | 72.5kV Equipment support structures | 100008234 | 995455 |  | 18 |  | Equipment Structure including Foundation bolt-72.5kV BPI (1Ph) | EA | 6 |  | Included | 0 | 0 | 0
152 | Civil Works | 100004518 | 995433 |  | 18 |  | Excavation in all kind of soil including rock for all leads and lifts, backfilling, disposal of surplus earth within a lead up to2Km as per technical specification. The surplus earth shall be roughly graded . | M3 | 29978 |  | Included | 0 | 0 | 0
153 | Civil Works | 100001325 | 995454 |  | 18 |  | Providing and laying of Plain Cement Concrete (PCC) (1:4:8) | M3 | 1231 |  | Included | 0 | 0 | 0
154 | Civil Works | 100017393 | 995454 |  | 18 |  | Providing and laying of Plain Cement Concrete (PCC) (1:3:6) | M3 | 20 |  | Included | 0 | 0 | 0
155 | Civil Works | 100001326 | 995454 |  | 18 |  | Providing and laying of Plain Cement Concrete (PCC) (1:2:4) | M3 | 210 |  | Included | 0 | 0 | 0
156 | Civil Works | 100001327 | 995454 |  | 18 |  | Providing and laying of Reinforced Cement Concrete M25 mix including pre cast, shuttering, Grouting of pockets & underpinning butexcluding steel reinforcement | M3 | 6562 |  | Included | 0 | 0 | 0
157 | Civil Works | 100001328 | 995454 |  | 18 |  | Providing and laying Plain Cement Concrete 1:5:10 (1 cement : 5 sand : 10 brick aggregate) | M3 | 4896 |  | Included | 0 | 0 | 0
158 | Civil Works | 100001329 | 995454 |  | 18 |  | Steel Reinforcement | MT | 401 |  | Included | 0 | 0 | 0
159 | Civil Works | 100001331 | 995455 |  | 18 |  | Misc. Structural steel including rails, embedments, edge protection angles, gratings etc. but excluding the reinforcement steel andsteel for lattice and pipe structures. | MT | 173 |  | Included | 0 | 0 | 0
160 | Civil Works | 100001714 | 995428 |  | 18 |  | Stone spreading in switchyard excluding PCC | M2 | 64000 |  | Included | 0 | 0 | 0
161 | Civil Works | 100001713 | 995424 |  | 18 |  | Antiweed treatment | M2 | 64000 |  | Included | 0 | 0 | 0
162 | Civil Works | 100001330 | 995428 |  | 18 |  | Stone filling (40 mm size) for transformer/Reactor foundation | M3 | 70 |  | Included | 0 | 0 | 0
163 | Civil Works | 100008110 | 995421 |  | 18 |  | 3.75m wide Bitumen road with earthen shoulder including 100 mm dia RCC Hume Pipe @ 100 metre interval as per drawing and TS (as perDSR item no 16.35 and 16.30.1) and including 225 mm thick WBM in three equal layers of 75 mm each as per CPWD specification. | M2 | 7875 |  | Included | 0 | 0 | 0
164 | Civil Works | 100002581 | 995421 |  | 18 |  | Construction of rail cum road as per drawing including all item such as excavation,compactions, rolling watering, WBM etc. butexcluding concrete reinforcement and structural steel-Section having two rails | M2 | 90 |  | Included | 0 | 0 | 0
165 | Civil Works | 100002580 | 995421 |  | 18 |  | Construction of rail cum road as per drawing including all item such as excavation,compactions, rolling watering, WBM etc. butexcluding concrete reinforcement and structural steel-Section having four rails | M2 | 369 |  | Included | 0 | 0 | 0
166 | Civil Works | 100003114 | 995454 |  | 18 |  | External finishing / painting of fire wall (water proofing cement paint) (DSR 13.44.1) | M2 | 600 |  | Included | 0 | 0 | 0
167 | Civil Works | 100008611 | 995477 |  | 18 |  | Swtichyard fencing: Providing and fixing fencing of GI barbed wire consisting of galvanized MS tubular posts at 3 m intervals; GIbarded wire shall run horizontally from post to post at a spacing of 300 mm (vertically) and a cross formation in each panel,complete as per technical specification and drawing. | M | 200 |  | Included | 0 | 0 | 0
168 | Civil Works | 100001392 | 995455 |  | 18 |  | Switchyard Gate excluding Concrete | EA | 2 |  | Included | 0 | 0 | 0
169 | Civil Works | 100001735 | 995462 |  | 18 |  | RCC culverts and cable trench crossings including supplying and laying hume pipe 250mm dia of grade (NP-3) excluding concrete as perspecification. | M | 120 |  | Included | 0 | 0 | 0
170 | Civil Works | 100001736 | 995462 |  | 18 |  | RCC culverts and cable trench crossings including supplying and laying hume pipe 300mm dia of grade (NP-3) excluding concrete as perspecification. | M | 50 |  | Included | 0 | 0 | 0
171 | Civil Works | 100001737 | 995462 |  | 18 |  | RCC culverts and cable trench crossings including supplying and laying hume pipe 450mm dia of grade (NP-3) excluding concrete as perspecification. | M | 150 |  | Included | 0 | 0 | 0
172 | Civil Works | 100001409 | 995462 |  | 18 |  | Supplying and erecting dewatering pumps-5 HP | EA | 1 |  | Included | 0 | 0 | 0
173 | Civil Works | 100007701 | 995462 |  | 18 |  | Supplying and erecting dewatering pumps- 2 HP | EA | 4 |  | Included | 0 | 0 | 0
174 | Civil Works | 100001761 | 995462 |  | 18 |  | Drains section A-A including culverts but excluding concrete & reinforcement steel | M | 1800 |  | Included | 0 | 0 | 0
175 | Civil Works | 100001762 | 995462 |  | 18 |  | Drains Section B-B including culverts but excluding concrete & reinforcement steel | M | 1080 |  | Included | 0 | 0 | 0
176 | Civil Works | 100001763 | 995462 |  | 18 |  | Drains Section C-C including culverts but excluding concrete & reinforcement steel | M | 360 |  | Included | 0 | 0 | 0
177 | Civil Works | 100001764 | 995462 |  | 18 |  | Drains Section D-D including culverts but excluding concrete & reinforcement steel | M | 360 |  | Included | 0 | 0 | 0
178 | Civil Works | 100001682 | 995416 |  | 18 |  | FFPH Building - Civil Works All civil works as per drawing and specifications complete, including - brickwork,finishing (externaland internal),windows etc.However, excavation, PCC,RCC and reinforcement shall be paid separately as per BPS | M2 | 101 |  | Included | 0 | 0 | 0
179 | Civil Works | 100001700 | 995454 |  | 18 |  | All civil works as per drawing and specification but excluding excavation, PCC, RCC, reinforcement but including finishing (internaland external) etc & all civil works complete in all respect - Water Tank for Fire Fighting Pump House | EA | 1 |  | Included | 0 | 0 | 0
180 | Civil Works | 100003477 | 995454 |  | 18 |  | Rain water harvesting excluding reinforcement and concrete as per drawing | EA | 2 |  | Included | 0 | 0 | 0
181 | Civil Works | 100003437 | 995454 |  | 18 |  | Switchyard Panel Room - Civil Works. All civil works as per drawing and specifications complete, including - brickwork, finishing(external and internal), windows etc. However, excavation, PCC, RCC and reinforcement shall be paid separately as per BPS. | M2 | 178 |  | Included | 0 | 0 | 0
182 | Civil Works | 100001755 | 995424 |  | 18 |  | Providing & Laying of SW pipes for external sewerage system as per technical specification 100mm dia pipe | M | 50 |  | Included | 0 | 0 | 0
183 | Civil Works | 100001756 | 995424 |  | 18 |  | Providing & Laying of SW pipes for external sewerage system as per technical specification 150mm dia pipe | M | 30 |  | Included | 0 | 0 | 0
184 | Civil Works | 100001757 | 995424 |  | 18 |  | Providing & Laying of SW pipes for external sewerage system as per technical specification 200mm dia pipe | M | 30 |  | Included | 0 | 0 | 0
185 | Civil Works | 100008638 | 995421 |  | 18 |  | Supplying and laying CPVC pipe for external water supply system - 75 mm dia pipe | M | 150 |  | Included | 0 | 0 | 0
186 | Civil Works | 100008639 | 995421 |  | 18 |  | Supplying and laying CPVC pipe for external water supply system - 50 mm dia pipe | M | 50 |  | Included | 0 | 0 | 0
187 | Civil Works | 100010100 | 995421 |  | 18 |  | Supplying and laying CPVC pipe for external water supply system - 40 mm dia pipe | M | 150 |  | Included | 0 | 0 | 0
188 | Civil Works | 100010101 | 995421 |  | 18 |  | Supplying and laying CPVC pipe for external water supply system - 25 mm dia pipe | M | 50 |  | Included | 0 | 0 | 0
189 | Civil Works | 100001683 | 995414 |  | 18 |  | Control Room Building - Civil Works All civil works as per drawing and specifications complete, including - brickwork, finishing(external and internal), windows etc. However, excavation, PCC, RCC and reinforcement shall be paid separately as per BPS. | M2 | 550 |  | Included | 0 | 0 | 0
190 | Civil Works | 100001740 | 995441 |  | 18 |  | Septic tank and soakpit for CRB | EA | 1 |  | Included | 0 | 0 | 0
191 | Civil Works | 100001701 | 995411 |  | 18 |  | Security Hut - Civil WorksAll civilworks as per drawing and specificationscomplete, including - brickwork,finishing (external and internal),windows etc.However, excavation, PCC,RCC and reinforcement shall be paidseparately as per BPS. | M2 | 18 |  | Included | 0 | 0 | 0
192 | Civil Works | 100002488 | 995462 |  | 18 |  | Septic tank and soakpit for Security Room | EA | 1 |  | Included | 0 | 0 | 0
193 | Civil Works | 100002911 | 995432 |  | 18 |  | Earthwork in excavation & filling in all types of soil and soft/disintegrated rock in open areas/nallas/channels, to the requiredslopes, shapes, levels, elevations and profile, including trimming of bottom and slopes of excavation, bailing out rain(dewatering), pumping, removal of slush, preparing embankments/marginal banks, loosening, dressing, spreading material in layers notexceeding 200mm, as per direction of Engineer-in-Charge, water flooding, compacting to achieve 95% consolidation at optimum moisturecontent, finishing etc. all complete, for all leads and lifts within leveling boundary, including disposal of surplus earth andstacking of unsuitable material within a lead of 2.0 Km beyond substation boundary, with all labour, material, tools, tackles andequipment, safeguards and incidentals, Royalty,taxes etc. as necessary, as per drawings, specification and directions of theEngineer-in-Charge. Clearing of jungle is included in this item. (Only excavation/cutting will be measured for payment purpose.) | M3 | 26667 |  | Included | 0 | 0 | 0
194 | Civil Works | 100002913 | 995455 |  | 18 |  | Providing and fixing main entrance gate as per drawings including Excavation, PCC, backfilling, RCC, reinforcement, MS steel,fabrication, painting etc complete | LOT | 1 |  | Included | 0 | 0 | 0
195 | Civil Works | 100002912 | 995454 |  | 18 |  | Providing and fixing Pre cast RCC Boundary wall as per drawings and specifications, including centring, shuttering, moulding,RCC, reinforcement, casting, curing, hoisting, carriage of precast cols/panels to site,Excavation, PCC, backfilling,MS angles andConcertina coil etc. complete. | M | 1200 |  | Included | 0 | 0 | 0
196 | Civil Works | 100001433 | 995435 |  | 18 |  | Soil Investigation: As per technical specification including all laboratory and field tests, report and recommendations. | LOT | 1 |  | Included | 0 | 0 | 0
197 | Civil Works | 100012380 | 995426 |  | 18 |  | Design, Drawing and execution of Pre-fabricated structure labour Hut including toilet & baths with all materials, labours etccomplete in all respect as per the technical specification and direction of Engineer-in Charge. (Plinth area shall be measured forpayment purpose) | M2 | 420 |  | Included | 0 | 0 | 0
198 | Civil Works | 100001720 | 995428 |  | 18 |  | Supplying, filling and compacting CNS material as per specification under floors, foundations, roads, cable trenches, drains etc inlayers not exceeding 200 mm thickness | M3 | 4000 |  | Included | 0 | 0 | 0
199 | Civil Works | 100002583 | 995432 |  | 18 |  | Supply of earth (excluding rock & boulders) at site including royalty, carriage and filling in specified areas in layers notexceeding 200mm in depth, compacting under optimum moisture condition to achieve 95% of Proctor density, finishing etc. allcomplete, for all leads & lifts, with all labour, material, tools, tackles, equipments, safeguards & incidentals as necessary as perdrawings, specification and direction of the Engineer- in- Charge. | M3 | 26667 |  | Included | 0 | 0 | 0
200 | Civil Works | 130000761 | 995428 |  | 18 |  | 14.4.2 Providing, laying and fixing following dia RCC pipe NP2 class (light duty) in ground complete with RCC collars, jointingwith cement mortar 1:2 (1 cement : 2 fine sand) including trenching (75 cm deep) and refilling etc as required. : 150 mm dia | M | 50 |  | Included | 0 | 0 | 0
201 | Civil Works | 130000762 | 995428 |  | 18 |  | 14.4.3 Providing, laying and fixing following dia RCC pipe NP2 class (light duty) in ground complete with RCC collars, jointingwith cement mortar 1:2 (1 cement : 2 fine sand) including trenching (75 cm deep) and refilling etc as required. : 250 mm dia | M | 200 |  | Included | 0 | 0 | 0
202 | Civil Works | 100016520 | 995421 |  | 18 |  | 3.75m wide bitumen approach road with earthen shoulder including 100 mm dia RCC Hume Pipe @ 100 metre interval as per drawing and TS(as perDSR item no 16.35 and 16.30.1) and including 225 mm thick WBM in three equal layers of 75 mm each as per CPWD specification | M2 | 1875 |  | Included | 0 | 0 | 0
203 | Comm Equip BOQ AT Chhatarpur_Service | 100002812 | 998734 |  | 18 |  | SDH Equipment (STM-16 MADM upto 5 MSP protected directions)-Base Equipment (Common cards, Cross Connect/control cards, optical basecards, power supply cards, power cabling, other hardware and accessories including sub racks, patch cord, DDF etc fully equipedexcluding optical interface & Tributary cards | EA | 1 |  | Included | 0 | 0 | 0
204 | Comm Equip BOQ AT Chhatarpur_Service | 100002825 | 998734 |  | 18 |  | Tributary interface- E1 interface (Minimum 16 nos.) | SET | 2 |  | Included | 0 | 0 | 0
205 | Comm Equip BOQ AT Chhatarpur_Service | 170000550 | 998336 |  | 18 |  | Ethernet Interface 10/100 Base T with Layer-2 switching (Min 8 Interfaces per card) | EA | 2 |  | Included | 0 | 0 | 0
206 | Comm Equip BOQ AT Chhatarpur_Service | 100002829 | 998734 |  | 18 |  | Tributary interface-Gigabit Ethernet Interfaces 10/100 Mbps with Layer -2 Switching (minimum 2 nos.) | SET | 1 |  | Included | 0 | 0 | 0
207 | Comm Equip BOQ AT Chhatarpur_Service | 170000375 | 998734 |  | 18 |  | Equipment Cabinets-For SDH Equipments | EA | 1 |  | Included | 0 | 0 | 0
208 | Comm Equip BOQ AT Chhatarpur_Service | 170000376 | 998734 |  | 18 |  | NMS-Craft Terminal-Hardware | EA | 1 |  | Included | 0 | 0 | 0
209 | Comm Equip BOQ AT Chhatarpur_Service | 170000377 | 998734 |  | 18 |  | NMS-Craft Terminal-Software | EA | 1 |  | Included | 0 | 0 | 0
210 | Comm Equip BOQ AT Chhatarpur_Service | 170000551 | 998336 |  | 18 |  | VOIP telephone instrument with one common switch (min. 8 port) | EA | 4 |  | Included | 0 | 0 | 0
211 | Comm Equip BOQ AT Chhatarpur_Service | 100002882 | 998336 |  | 18 |  | Fibre Optic Approach cabling: Including installation hardware like ties/clips/cleats, conduits, ducts, supports, fittings,accessories etc.: 24 Fibre | KM | 1 |  | Included | 0 | 0 | 0
212 | Comm Equip BOQ AT Chhatarpur_Service | 170000356 | 998336 |  | 18 |  | Fibre Optic Distribution Panel (FODP): Indoor Type: FC Coupling and mounted on ETSI 19" rack or slimline rack: Type 2 (96 Fibre) | EA | 1 |  | Included | 0 | 0 | 0
213 | PMU Service at Chhatarpur PS | 170000502 | 998713 |  | 18 |  | Service:- Phasor Measurement Unit (PMU) | EA | 4 |  | Included | 0 | 0 | 0
214 | PMU Service at Chhatarpur PS | 170000530 | 998734 |  | 18 |  | WAMS TIME SYSTEM(GPS RECEIVER) | EA | 4 |  | Included | 0 | 0 | 0
215 | PMU Service at Chhatarpur PS | 170000503 | 998713 |  | 18 |  | Installation of Substation Grade Layer-3 LAN Switches as per Technical Specification | EA | 5 |  | Included | 0 | 0 | 0
216 | PMU Service at Chhatarpur PS | 170000504 | 998713 |  | 18 |  | Services:- Armored Fibre Optic Cable and associated termination equipment | LOT | 1 |  | Included | 0 | 0 | 0
217 | PMU Service at Chhatarpur PS | 170000501 | 998734 |  | 18 |  | Integration of PMU with the PDC (Phasor Data Concentrator) of RLDCs and respective SLDCs as required. | LOT | 1 |  | Included | 0 | 0 | 0
Total Installation Charges | [10 empty] | 0 |  | 0 | 0
Total GST as confirmed by Bidder | [11 empty] | 0
|  |  | 6: Total Installation Charges | 0
|  |  | 6: Total GST as confirmed by Bidder |  | 0
* | In case the bidder leaves the cell for confirmation of the SAC and/or GST rate “blank”, the SAC and corresponding GST rate indicated by the Employer shall be deemed to be the one confirmed by the Bidder.
Date : | bar: 2
Place : |  |  | 7: Printed Name :
Designation :
Click for Sch-4

## Sch-3 Dis (hidden)
TBCB/400kV/CHHATARPUR SEZ /SS01/G3 |  |  |  |  | Schedule - 3
Substation Package SS01 for establishment of 400/220kV Chhatarpur (New) PS including 1x125MVAR, 420kV Bus Reactors associated with “Transmission system for evacuation of power from Chhatarpur SEZ (1500 MW)” through tariff based competitive bidding (TBCB) route prior to RfP bid submission by POWERGRID to BPC | [7 empty] | As per Lum-sum |  | 0%
(SCHEDULE OF RATES AND PRICES : ERECTION CHARGES) | [7 empty] | AS per Percent |  | #REF!
[8 empty] | As per lum-sum on Sch-3 |  | 0%
Bidder’s Name and Address (Sole Bidder) : |  |  |  | To: |  |  |  | As per Percent on Sch-3 |  | #REF!
|  |  |  | Contracts Services, 3rd Floor |  |  |  | Total Discount |  | #REF!
Name : |  |  |  | Power Grid Corporation of India Ltd.,
Address : |  |  |  | "Saudamini", Plot No.-2
|  |  |  | Sector-29, |  |  |  | Multipackage lum-sum |  | 0%
Gurgaon (Haryana) - 122001
[5 empty] | All Prices are in Indian Rupees. |  |  |  | Amount after Discount (Rs.) |  | Dis Alert | Amount after MPD (Rs.)
SI. No. | Description | Unit | Quantity | Unit Erection Charges | Total Erection Charges |  |  |  | Unit Erection Charges | Total Erection Charges |  | Unit Erection Charges | Total Erection Charges
1 | 2 | 3 | 4 | 5 | 6 = 4 x 5 |  |  |  | 5 | 6 = 4 x 5 |  | 5 | 6 = 4 x 5
#REF! | #REF!
#REF! | #REF!
| #REF! | #REF! | #REF! | #REF! | #REF!
| #REF! | #REF! | #REF! | #REF! | #REF!
#REF! | #REF! |  |  |  |  | (a) | Detailed Soil Investigation
| #REF! | #REF! | #REF! | #REF! | #REF! | (b) | All kinds of soil except fissured rock & hard rock
| #REF! | #REF! | #REF! | #REF! | #REF! | (e) | River Crossing Location
| #REF! | #REF! | #REF! | #REF! | #REF! | (f)
#REF! | #REF!
| #REF! | #REF! | #REF! | #REF! | #REF!
| #REF! | #REF! | #REF! | #REF! | #REF!
| #REF! | #REF! | #REF! | #REF! | #REF!
#REF! | #REF!
#REF! | #REF!
| #REF! | #REF! | #REF! | #REF! | #REF!
| #REF! | #REF! | #REF! | #REF! | #REF!
| #REF! | #REF! | #REF! | #REF! | #REF!
| #REF! | #REF! | #REF! | #REF! | #REF!
| #REF! | #REF! | #REF! | #REF! | #REF!
#REF! | #REF!
| #REF! | #REF! | #REF! | #REF! | #REF!
| #REF! | #REF! | #REF! | #REF! | #REF!
#REF! | #REF! | #REF! | #REF! | #REF! | #REF!
#REF! | #REF! | #REF! | #REF! | #REF! | #REF!
#REF! | #REF!
| #REF! | #REF! | #REF! | #REF! | #REF!
#REF! | #REF!
| #REF! | #REF! | #REF! | #REF! | #REF!
| #REF! | #REF! | #REF! | #REF! | #REF!
#REF! | #REF!
| #REF! | #REF! | #REF! | #REF! | #REF!
| #REF! | #REF! | #REF! | #REF! | #REF!
| #REF! | #REF! | #REF! | #REF! | #REF!
| #REF! | #REF! | #REF! | #REF! | #REF!
| #REF! | #REF! | #REF! | #REF! | #REF!
| #REF! | #REF! | #REF! | #REF! | #REF!
#REF!
| #REF! | #REF! | #REF! | #REF! | #REF!
| #REF! | #REF! | #REF! | #REF! | #REF!
| #REF! | #REF! | #REF! | #REF! | #REF!
| #REF! | #REF! | #REF! | #REF! | #REF!
#REF! | #REF!
#REF!
| #REF! | #REF! | #REF! | #REF! | #REF!
#REF! | #REF!
#REF! | #REF! | #REF! | #REF! | #REF! | #REF!
#REF! | #REF!
#REF! | #REF! | #REF! | #REF! | #REF! | #REF!
#REF! | #REF! | #REF! | #REF! | #REF! | #REF!
#REF! | #REF!
| #REF! | #REF! | #REF! | #REF! | #REF!
| Total Erection Price (A+B) |  |  |  | #REF!
Date : | --
Place : |  |  | Printed Name :
Designation :
Click for Sch-4

## Sch-4
TBCB/400kV/CHHATARPUR SEZ /SS01/G3 |  |  |  | Schedule-4
Substation Package SS01 for establishment of 400/220kV Chhatarpur (New) PS including 1x125MVAR, 420kV Bus Reactors associated with “Transmission system for evacuation of power from Chhatarpur SEZ (1500 MW)” through tariff based competitive bidding (TBCB) route prior to RfP bid submission by POWERGRID to BPC
(SCHEDULE OF RATES AND PRICES )
Bidder’s Name and Address (Sole Bidder) : |  |  | To:
Contracts Services, 3rd Floor
Name : |  |  | Power Grid Corporation of India Ltd.,
Address : |  |  | "Saudamini", Plot No.-2
Sector-29,
Gurgaon (Haryana) - 122001
Training Charges for Training to be imparted
Not Applicable
Date : | -- | Printed Name :
Place : |  | Designation :
Click for Sch-5

## Sch-5
TBCB/400kV/CHHATARPUR SEZ /SS01/G3 |  |  |  | Schedule - 5
Substation Package SS01 for establishment of 400/220kV Chhatarpur (New) PS including 1x125MVAR, 420kV Bus Reactors associated with “Transmission system for evacuation of power from Chhatarpur SEZ (1500 MW)” through tariff based competitive bidding (TBCB) route prior to RfP bid submission by POWERGRID to BPC
(SUMMARY OF TAXES & DUTIES APPLICABLE ON PLANT & EQUIPMENT)
Bidder’s Name and Address (Sole Bidder) : |  |  | To:
Contracts Services, 3rd Floor
Name : |  |  | Power Grid Corporation of India Ltd.,
Address : |  |  | "Saudamini", Plot No.-2
Sector-29,
Gurgaon (Haryana) - 122001
Sl. No. | Item Nos. |  | Total Price (INR) |  | After Discount |  | After MPDiscount
1 | TOTAL GST ON GOODS |  |  |  | Excise Duty | #REF! | Excise Duty | #REF!
| Total GST for Supply of Goods (inter-alia including Type Test Charges) between the Contractor and the Employer (identified in Schedule 1') which are not included in the Ex-works price as per the provision of the Bidding Documents, as applicable. |  | 0
2 | TOTAL GST ON SERVICES |  |  |  | Sales Tax | 0 | Sales Tax | 0
| Total GST on Installation Services (Schedule-3) and Training to be imparted in India (Schedule-4), if aplicable |  | 0 |  | #REF! | 0 | #REF! | 0
| GRAND TOTAL [1+2] |  | 0 |  | Grand Total after Discount | #REF! | Grand Total after MPD | #REF!
Date : | -- | Printed Name :
Place : |  | Designation :
Click for Sch-6

## Sch-5 Dis (hidden)
TBCB/400kV/CHHATARPUR SEZ /SS01/G3 |  |  |  | Schedule - 5
Substation Package SS01 for establishment of 400/220kV Chhatarpur (New) PS including 1x125MVAR, 420kV Bus Reactors associated with “Transmission system for evacuation of power from Chhatarpur SEZ (1500 MW)” through tariff based competitive bidding (TBCB) route prior to RfP bid submission by POWERGRID to BPC
SUMMARY OF TAXES & DUTIES APPLICABLE ON GOODS
Bidder’s Name and Address (Sole Bidder) : |  |  | To:
Contracts Services, 3rd Floor
Name : |  |  | Power Grid Corporation of India Ltd.,
Address : |  |  | "Saudamini", Plot No.-2
Sector-29,
Gurgaon (Haryana) - 122001
Sl. No. | Item Nos. |  | Total Price (INR)
1 | TOTAL GST ON GOODS |  | 0
Total GST for Supply of Goods (inter-alia including Type Test Charges) between the Contractor and the Employer (identified in Schedule 1') which are not included in the Ex-works price as per the provision of the Bidding Documents, as applicable.
2 | TOTAL GST ON SERVICES |  | 0
Total GST on Installation Services (Schedule-3) and Training to be imparted in India (Schedule-4)
| GRAND TOTAL [1+2] |  | 0
Date : | -- | Printed Name :
Place : |  | Designation :
Click for Sch-6

## Sch-6
TBCB/400kV/CHHATARPUR SEZ /SS01/G3 |  |  | Schedule - 6
Substation Package SS01 for establishment of 400/220kV Chhatarpur (New) PS including 1x125MVAR, 420kV Bus Reactors associated with “Transmission system for evacuation of power from Chhatarpur SEZ (1500 MW)” through tariff based competitive bidding (TBCB) route prior to RfP bid submission by POWERGRID to BPC
(GRAND SUMMARY)
Bidder’s Name and Address (Sole Bidder) : |  |  | To:
Contracts Services, 3rd Floor
Name : |  |  | Power Grid Corporation of India Ltd.,
Address : |  |  | "Saudamini", Plot No.-2
Sector-29,
Gurgaon (Haryana) - 122001
Sl. No. | Description |  | Total Price (INR)
1 | TOTAL SCHEDULE NO. 1 |  | 0
Ex-works price of Plant and Equipment including Type Test Charges
2 | TOTAL SCHEDULE NO. 2 |  | 0
Local Transportation, Insurance and other Incidental Services
3 | TOTAL SCHEDULE NO. 3 |  | 0
Installation Charges
4 | TOTAL SCHEDULE NO. 4 |  | Not Applicable
Training Charges
5 | TOTAL SCHEDULE NO. 5 |  | 0
Taxes and Duties
6 | TOTAL SCHEDULE NO. 7 |  | Not Applicable
Type Test Charges [Total of this Schedule is included in Schedule - 1 above.]
| GRAND TOTAL [1+2+3+4+5] |  | 0
Date : | -- | Printed Name :
Place : |  | Designation :
Click for Sch-7

## Sch-6 After Discount
TBCB/400kV/CHHATARPUR SEZ /SS01/G3 |  |  | Schedule - 6 After Discount
Substation Package SS01 for establishment of 400/220kV Chhatarpur (New) PS including 1x125MVAR, 420kV Bus Reactors associated with “Transmission system for evacuation of power from Chhatarpur SEZ (1500 MW)” through tariff based competitive bidding (TBCB) route prior to RfP bid submission by POWERGRID to BPC
(GRAND SUMMARY)
Bidder’s Name and Address (Sole Bidder) : |  |  | To:
Contracts Services, 3rd Floor
Name : |  |  | Power Grid Corporation of India Ltd.,
Address : |  |  | "Saudamini", Plot No.-2
Sector-29,
Gurgaon (Haryana) - 122001
Sl. No. | Description |  | Total Price (INR)
1 | TOTAL SCHEDULE NO. 1 |  | 0
Ex-works price of Plant and Equipment including Type Test Charges
2 | TOTAL SCHEDULE NO. 2 |  | 0
Local Transportation, Insurance and other Incidental Services
3 | TOTAL SCHEDULE NO. 3 |  | 0
Installation Charges
4 | TOTAL SCHEDULE NO. 4 |  | Not Applicable
Training Charges
5 | TOTAL SCHEDULE NO. 5 |  | 0
Taxes and Duties
6 | TOTAL SCHEDULE NO. 7 |  | Not Applicable
Type Test Charges [Total of this Schedule is included in Schedule - 1 above.]
| GRAND TOTAL [1+2+3+4+5] |  | 0
Date : | -- | Printed Name :
Place : |  | Designation :
Click for Sch-7

## Sch-7
TBCB/400kV/CHHATARPUR SEZ /SS01/G3 | [5 empty] | Schedule 7
Substation Package SS01 for establishment of 400/220kV Chhatarpur (New) PS including 1x125MVAR, 420kV Bus Reactors associated with “Transmission system for evacuation of power from Chhatarpur SEZ (1500 MW)” through tariff based competitive bidding (TBCB) route prior to RfP bid submission by POWERGRID to BPC | [7 empty] | As per Lum-sum | 0%
(SCHEDULE OF RATES AND PRICES ) | [7 empty] | AS per Percent | #REF!
[8 empty] | As per lum-sum on Sch-7 | 0%
Bidder’s Name and Address (Sole Bidder) : |  |  |  |  | To: |  |  | As per Percent on Sch-7 | #REF!
[5 empty] | Contracts Services, 3rd Floor |  |  | Total Discount | #REF!
Name : |  |  |  |  | Power Grid Corporation of India Ltd.,
Address : |  |  |  |  | "Saudamini", Plot No.-2
[5 empty] | Sector-29, |  |  | Multipackage Discount | 0%
Gurgaon (Haryana) - 122001
Break-up of Type Test Charges:
Not Applicable
Date : | -- |  |  | Printed Name :
Place : |  |  |  | Designation :
Note : | Bidder should indicate the name of test laboratories where type tests are proposed to be conducted
TBCB/400kV/CHHATARPUR SEZ /SS01/G3
Substation Package SS01 for establishment of 400/220kV Chhatarpur (New) PS including 1x125MVAR, 420kV Bus Reactors associated with “Transmission system for evacuation of power from Chhatarpur SEZ (1500 MW)” through tariff based competitive bidding (TBCB) route prior to RfP bid submission by POWERGRID to BPC |  |  | 0 | 0 |  |  | 0
(SCHEDULE OF RATES AND PRICES ) |  |  | 0 | 0 |  |  | 0
Bidder’s Name and Address (Sole Bidder) : | [6 empty] | 0
|  |  | 0 | 0 |  |  | 0
Name : |  |  |  | 0 |  |  | 0
Address : |  |  |  | 0 |  |  | 0
|  |  |  | 0 |  |  | 0
|  |  |  | 0 |  |  | 0
#REF! |  |  | #REF! | #REF!
#REF! |  |  | #REF! | #REF!
#REF! |  |  | #REF!
#REF! |  |  | #REF! | #REF!
#REF! |  |  | #REF! | #REF!
|  |  | #REF! | #REF!
#REF! |  |  | #REF!
#REF! |  |  | #REF!
#REF! |  |  | #REF!
#REF! |  |  | #REF! | #REF!
#REF! |  |  | #REF! | #REF!
#REF! |  |  | #REF! | #REF!
#REF! |  |  | #REF! | #REF!
|  |  | #REF! | #REF!
#REF! |  |  | #REF!
#REF! |  |  | #REF! | #REF!
#REF! |  |  | #REF! | #REF!
#REF! |  |  | #REF! | #REF!
#REF! |  |  | #REF! | #REF!
|  |  | #REF! | #REF!
#REF! |  |  | #REF!
#REF! |  |  | #REF! | #REF!
#REF! |  |  | #REF! | #REF!
#REF! |  |  | #REF! | #REF!
|  |  | #REF! | #REF!
#REF! |  |  | #REF!
#REF! |  |  | #REF! | #REF!
#REF! |  |  | #REF! | #REF!
#REF! |  |  | #REF! | #REF!
|  |  | #REF! | #REF!
#REF! |  |  | #REF!
#REF! |  |  | #REF! | #REF!
#REF! |  |  | #REF! | #REF!
#REF! |  |  | #REF! | #REF!
#REF! |  |  | #REF! | #REF!
|  |  | #REF! | #REF!
|  |  | #REF! | #REF!
#REF! |  |  | #REF!
#REF! |  |  | #REF!
#REF! |  |  | #REF! | #REF!
#REF! |  |  | #REF! | #REF!
#REF! |  |  | #REF! | #REF!
|  |  | #REF! | #REF!
|  |  | #REF! | #REF!
#REF! |  |  | #REF!
#REF! |  |  | #REF!
#REF! |  |  | #REF! | #REF!
#REF! |  |  | #REF! | #REF!
#REF! |  |  | #REF! | #REF!
#REF! |  |  | #REF! | #REF!
#REF! |  |  | #REF! | #REF!
|  |  | #REF! | #REF!
#REF! |  |  | #REF!
#REF! |  |  | #REF! | #REF!
#REF! |  |  | #REF! | #REF!
#REF! |  |  | #REF! | #REF!
#REF! |  |  | #REF! | #REF!
#REF! |  |  | #REF! | #REF!
#REF! |  |  | #REF! | #REF!
|  |  | #REF! | #REF!
#REF! |  |  | #REF!
#REF! |  |  | #REF! | #REF!
#REF! |  |  | #REF! | #REF!
#REF! |  |  | #REF! | #REF!
#REF! |  |  | #REF! | #REF!
#REF! |  |  | #REF! | #REF!
#REF! |  |  | #REF! | #REF!
#REF! |  |  | #REF! | #REF!
#REF! |  |  | #REF! | #REF!
#REF! |  |  | #REF! | #REF!
|  |  | #REF! | #REF!
#REF! |  |  | #REF!
#REF! |  |  | #REF! | #REF!
#REF! |  |  | #REF! | #REF!
#REF! |  |  | #REF! | #REF!
|  |  | #REF! | #REF!
#REF! |  |  | #REF!
#REF! |  |  | #REF! | #REF!
#REF! |  |  | #REF! | #REF!
#REF! |  |  | #REF! | #REF!
|  |  | #REF! | #REF!
#REF! |  |  | #REF!
#REF! |  |  | #REF! | #REF!
#REF! |  |  | #REF! | #REF!
|  |  | #REF! | #REF!
#REF! |  |  | #REF!
#REF! |  |  | #REF! | #REF!
#REF! |  |  | #REF! | #REF!
#REF! |  |  | #REF! | #REF!
#REF! |  |  | #REF! | #REF!
#REF! |  |  | #REF! | #REF!
#REF! |  |  | #REF! | #REF!
|  |  | #REF! | #REF!
#REF! |  |  | #REF!
#REF! |  |  | #REF! | #REF!
#REF! |  |  | #REF! | #REF!
#REF! |  |  | #REF! | #REF!
#REF! |  |  | #REF! | #REF!
#REF! |  |  | #REF!
#REF! |  |  | #REF! | #REF!
#REF! |  |  | #REF! | #REF!
#REF! |  |  | #REF! | #REF!
#REF! |  |  | #REF! | #REF!
|  |  | #REF! | #REF!
|  |  | #REF! | #REF!
|  |  | #REF! | #REF!
Click for Bid Form 2nd Envelope

## Sch-7 Dis (hidden)
TBCB/400kV/CHHATARPUR SEZ /SS01/G3
Substation Package SS01 for establishment of 400/220kV Chhatarpur (New) PS including 1x125MVAR, 420kV Bus Reactors associated with “Transmission system for evacuation of power from Chhatarpur SEZ (1500 MW)” through tariff based competitive bidding (TBCB) route prior to RfP bid submission by POWERGRID to BPC | [6 empty] | As per Lum-sum |  | 0%
(SCHEDULE OF RATES AND PRICES : TYPE TEST CHARGES) | [6 empty] | AS per Percent |  | #REF!
[7 empty] | As per lum-sum on Sch-7 |  | 0%
Bidder’s Name and Address (Sole Bidder) : |  |  |  | To: |  |  | As per Percent on Sch-7 |  | #REF!
|  |  |  | Contracts Services, 3rd Floor |  |  | Total Discount |  | #REF!
Name : |  |  |  | Power Grid Corporation of India Ltd.,
Address : |  |  |  | "Saudamini", Plot No.-2
|  |  |  | Sector-29, |  |  | Multipackage Discount |  | 0%
Gurgaon (Haryana) - 122001
Type Tests on Earthwire
SL. NO. | Description of Test | Unit | Quantity | Unit Test Charge | Total Test Charges (Rs.) |  |  | Total Test Charges After Discount (Rs.) |  | Dis Alert | Total Test Charges After MPD (Rs.)
I
(a)
(b)
| Sub-Total (I) |  |  |  | 0
| TOTAL TEST CHARGES (I) |  |  |  | 0
[7 empty] | Discount Sche-7 | #REF! |  | MPD Sche-7 | #REF!
[7 empty] | Dis Alert | #REF!
Signature :
Date : | -- | Printed Name :
Place : |  | Designation :
Common Seal :
Note : | Bidder should indicate the name of test laboratories where type tests are proposed to be conducted
TBCB/400kV/CHHATARPUR SEZ /SS01/G3
Substation Package SS01 for establishment of 400/220kV Chhatarpur (New) PS including 1x125MVAR, 420kV Bus Reactors associated with “Transmission system for evacuation of power from Chhatarpur SEZ (1500 MW)” through tariff based competitive bidding (TBCB) route prior to RfP bid submission by POWERGRID to BPC | 0 | 0 |  |  |  | 0
(SCHEDULE OF RATES AND PRICES : TYPE TEST CHARGES) | 0 | 0 |  |  |  | 0
Bidder’s Name and Address (Sole Bidder) : | [5 empty] | 0
| 0 | 0 |  |  |  | 0
Name : |  | 0 |  |  |  | 0
Address : |  | 0 |  |  |  | 0
|  | 0 |  |  |  | 0
|  | 0 |  |  |  | 0
SL. NO. | Description of Test | 0
#REF! | #REF! | #REF!
#REF! | #REF!
#REF! | #REF! | #REF!
#REF! | #REF! | #REF!
| #REF! | #REF!
#REF! | #REF!
#REF! | #REF!
#REF! | #REF!
#REF! | #REF! | #REF!
#REF! | #REF! | #REF!
#REF! | #REF! | #REF!
#REF! | #REF! | #REF!
| #REF! | #REF!
#REF! | #REF!
#REF! | #REF! | #REF!
#REF! | #REF! | #REF!
#REF! | #REF! | #REF!
#REF! | #REF! | #REF!
| #REF! | #REF!
#REF! | #REF!
#REF! | #REF! | #REF!
#REF! | #REF! | #REF!
#REF! | #REF! | #REF!
| #REF! | #REF!
#REF! | #REF!
#REF! | #REF! | #REF!
#REF! | #REF! | #REF!
#REF! | #REF! | #REF!
| #REF! | #REF!
#REF! | #REF!
#REF! | #REF! | #REF!
#REF! | #REF! | #REF!
#REF! | #REF! | #REF!
#REF! | #REF! | #REF!
| #REF! | #REF!
| #REF! | #REF!
#REF! | #REF!
#REF! | #REF!
#REF! | #REF! | #REF!
#REF! | #REF! | #REF!
#REF! | #REF! | #REF!
| #REF! | #REF!
| #REF! | #REF!
#REF! | #REF!
#REF! | #REF!
#REF! | #REF! | #REF!
#REF! | #REF! | #REF!
#REF! | #REF! | #REF!
#REF! | #REF! | #REF!
#REF! | #REF! | #REF!
| #REF! | #REF!
#REF! | #REF!
#REF! | #REF! | #REF!
#REF! | #REF! | #REF!
#REF! | #REF! | #REF!
#REF! | #REF! | #REF!
#REF! | #REF! | #REF!
#REF! | #REF! | #REF!
| #REF! | #REF!
#REF! | #REF!
#REF! | #REF! | #REF!
#REF! | #REF! | #REF!
#REF! | #REF! | #REF!
#REF! | #REF! | #REF!
#REF! | #REF! | #REF!
#REF! | #REF! | #REF!
#REF! | #REF! | #REF!
#REF! | #REF! | #REF!
#REF! | #REF! | #REF!
| #REF! | #REF!
#REF! | #REF!
#REF! | #REF! | #REF!
#REF! | #REF! | #REF!
#REF! | #REF! | #REF!
| #REF! | #REF!
#REF! | #REF!
#REF! | #REF! | #REF!
#REF! | #REF! | #REF!
#REF! | #REF! | #REF!
| #REF! | #REF!
#REF! | #REF!
#REF! | #REF! | #REF!
#REF! | #REF! | #REF!
| #REF! | #REF!
#REF! | #REF!
#REF! | #REF! | #REF!
#REF! | #REF! | #REF!
#REF! | #REF! | #REF!
#REF! | #REF! | #REF!
#REF! | #REF! | #REF!
#REF! | #REF! | #REF!
| #REF! | #REF!
#REF! | #REF!
#REF! | #REF! | #REF!
#REF! | #REF! | #REF!
#REF! | #REF! | #REF!
#REF! | #REF! | #REF!
#REF! | #REF!
#REF! | #REF! | #REF!
#REF! | #REF! | #REF!
#REF! | #REF! | #REF!
#REF! | #REF! | #REF!
| #REF! | #REF!
| #REF! | #REF!
| #REF! | #REF!
Click for Bid Form 2nd Envelope

## Sch-7 (b) (hidden)
TBCB/400kV/CHHATARPUR SEZ /SS01/G3 | [8 empty] | Schedule 7
Substation Package SS01 for establishment of 400/220kV Chhatarpur (New) PS including 1x125MVAR, 420kV Bus Reactors associated with “Transmission system for evacuation of power from Chhatarpur SEZ (1500 MW)” through tariff based competitive bidding (TBCB) route prior to RfP bid submission by POWERGRID to BPC | [11 empty] | As per Lum-sum |  | 0%
(SCHEDULE OF RATES AND PRICES ) | [11 empty] | AS per Percent |  | #REF!
[12 empty] | As per lum-sum on Sch-7 |  | 0%
Bidder’s Name and Address (Sole Bidder) : | [6 empty] | To: |  |  |  |  | As per Percent on Sch-7 |  | #REF!
[7 empty] | Contracts Services, 3rd Floor |  |  |  |  | Total Discount |  | #REF!
Name : | [6 empty] | Power Grid Corporation of India Ltd.,
Address : | [6 empty] | "Saudamini", Plot No.-2
[7 empty] | Sector-29, |  |  |  |  | Multipackage Discount |  | 0%
Gurgaon (Haryana) - 122001
Type tests for Wangtoo Substation
SL. NO. | HSN Code | Whether HSN in column ‘2’ is confirmed. If not indicate applicable the HSN code * | Rate of GST applicable ( in %) | Whether rate of GST in column ‘4’ is confirmed. If not indicate applicable rate of GST * | Description of Test | Unit | Quantity | Unit Test Charge | Total Test Charges (Rs.) |  | 0 |  | Total Test Charges After Discount (Rs.) |  | Dis Alert | Total Test Charges After MPD (Rs.)
1 | 2 | 3 | 4 | 5 | 6 | 7 | 8 | 9 | 10= 8 x 9
NOT APPLICABLE
0
0
0
[5 empty] | TOTAL TYPE TEST CHARGES |  |  |  | 0
[12 empty] | Discount Sche-7 | #REF! |  | MPD Sche-7 | #REF!
[12 empty] | Dis Alert | #REF!
Date : | -- |  |  |  |  | Printed Name :
Place : | [5 empty] | Designation :
Note : | Bidder should indicate the name of test laboratories where type tests are proposed to be conducted
TBCB/400kV/CHHATARPUR SEZ /SS01/G3
Substation Package SS01 for establishment of 400/220kV Chhatarpur (New) PS including 1x125MVAR, 420kV Bus Reactors associated with “Transmission system for evacuation of power from Chhatarpur SEZ (1500 MW)” through tariff based competitive bidding (TBCB) route prior to RfP bid submission by POWERGRID to BPC |  |  |  |  | 0 | 0 |  |  |  | 0
(SCHEDULE OF RATES AND PRICES ) |  |  |  |  | 0 | 0 |  |  |  | 0
Bidder’s Name and Address (Sole Bidder) : | [9 empty] | 0
[5 empty] | 0 | 0 |  |  |  | 0
Name : | [5 empty] | 0 |  |  |  | 0
Address : | [5 empty] | 0 |  |  |  | 0
[6 empty] | 0 |  |  |  | 0
[6 empty] | 0 |  |  |  | 0
SL. NO. |  |  |  |  | Description of Test | 0
#REF! |  |  |  |  | #REF! | #REF!
#REF! |  |  |  |  | #REF!
#REF! |  |  |  |  | #REF! | #REF!
#REF! |  |  |  |  | #REF! | #REF!
[5 empty] | #REF! | #REF!
#REF! |  |  |  |  | #REF!
#REF! |  |  |  |  | #REF!
#REF! |  |  |  |  | #REF!
#REF! |  |  |  |  | #REF! | #REF!
#REF! |  |  |  |  | #REF! | #REF!
#REF! |  |  |  |  | #REF! | #REF!
#REF! |  |  |  |  | #REF! | #REF!
[5 empty] | #REF! | #REF!
#REF! |  |  |  |  | #REF!
#REF! |  |  |  |  | #REF! | #REF!
#REF! |  |  |  |  | #REF! | #REF!
#REF! |  |  |  |  | #REF! | #REF!
#REF! |  |  |  |  | #REF! | #REF!
[5 empty] | #REF! | #REF!
#REF! |  |  |  |  | #REF!
#REF! |  |  |  |  | #REF! | #REF!
#REF! |  |  |  |  | #REF! | #REF!
#REF! |  |  |  |  | #REF! | #REF!
[5 empty] | #REF! | #REF!
#REF! |  |  |  |  | #REF!
#REF! |  |  |  |  | #REF! | #REF!
#REF! |  |  |  |  | #REF! | #REF!
#REF! |  |  |  |  | #REF! | #REF!
[5 empty] | #REF! | #REF!
#REF! |  |  |  |  | #REF!
#REF! |  |  |  |  | #REF! | #REF!
#REF! |  |  |  |  | #REF! | #REF!
#REF! |  |  |  |  | #REF! | #REF!
#REF! |  |  |  |  | #REF! | #REF!
[5 empty] | #REF! | #REF!
[5 empty] | #REF! | #REF!
#REF! |  |  |  |  | #REF!
#REF! |  |  |  |  | #REF!
#REF! |  |  |  |  | #REF! | #REF!
#REF! |  |  |  |  | #REF! | #REF!
#REF! |  |  |  |  | #REF! | #REF!
[5 empty] | #REF! | #REF!
[5 empty] | #REF! | #REF!
#REF! |  |  |  |  | #REF!
#REF! |  |  |  |  | #REF!
#REF! |  |  |  |  | #REF! | #REF!
#REF! |  |  |  |  | #REF! | #REF!
#REF! |  |  |  |  | #REF! | #REF!
#REF! |  |  |  |  | #REF! | #REF!
#REF! |  |  |  |  | #REF! | #REF!
[5 empty] | #REF! | #REF!
#REF! |  |  |  |  | #REF!
#REF! |  |  |  |  | #REF! | #REF!
#REF! |  |  |  |  | #REF! | #REF!
#REF! |  |  |  |  | #REF! | #REF!
#REF! |  |  |  |  | #REF! | #REF!
#REF! |  |  |  |  | #REF! | #REF!
#REF! |  |  |  |  | #REF! | #REF!
[5 empty] | #REF! | #REF!
#REF! |  |  |  |  | #REF!
#REF! |  |  |  |  | #REF! | #REF!
#REF! |  |  |  |  | #REF! | #REF!
#REF! |  |  |  |  | #REF! | #REF!
#REF! |  |  |  |  | #REF! | #REF!
#REF! |  |  |  |  | #REF! | #REF!
#REF! |  |  |  |  | #REF! | #REF!
#REF! |  |  |  |  | #REF! | #REF!
#REF! |  |  |  |  | #REF! | #REF!
#REF! |  |  |  |  | #REF! | #REF!
[5 empty] | #REF! | #REF!
#REF! |  |  |  |  | #REF!
#REF! |  |  |  |  | #REF! | #REF!
#REF! |  |  |  |  | #REF! | #REF!
#REF! |  |  |  |  | #REF! | #REF!
[5 empty] | #REF! | #REF!
#REF! |  |  |  |  | #REF!
#REF! |  |  |  |  | #REF! | #REF!
#REF! |  |  |  |  | #REF! | #REF!
#REF! |  |  |  |  | #REF! | #REF!
[5 empty] | #REF! | #REF!
#REF! |  |  |  |  | #REF!
#REF! |  |  |  |  | #REF! | #REF!
#REF! |  |  |  |  | #REF! | #REF!
[5 empty] | #REF! | #REF!
#REF! |  |  |  |  | #REF!
#REF! |  |  |  |  | #REF! | #REF!
#REF! |  |  |  |  | #REF! | #REF!
#REF! |  |  |  |  | #REF! | #REF!
#REF! |  |  |  |  | #REF! | #REF!
#REF! |  |  |  |  | #REF! | #REF!
#REF! |  |  |  |  | #REF! | #REF!
[5 empty] | #REF! | #REF!
#REF! |  |  |  |  | #REF!
#REF! |  |  |  |  | #REF! | #REF!
#REF! |  |  |  |  | #REF! | #REF!
#REF! |  |  |  |  | #REF! | #REF!
#REF! |  |  |  |  | #REF! | #REF!
#REF! |  |  |  |  | #REF!
#REF! |  |  |  |  | #REF! | #REF!
#REF! |  |  |  |  | #REF! | #REF!
#REF! |  |  |  |  | #REF! | #REF!
#REF! |  |  |  |  | #REF! | #REF!
[5 empty] | #REF! | #REF!
[5 empty] | #REF! | #REF!
[5 empty] | #REF! | #REF!
Click for Bid Form 2nd Envelope

## Discount
This letter of discount is optional. Bidder may / may not offer any discount.
TBCB/400kV/CHHATARPUR SEZ /SS01/G3 |  |  |  |  | Letter of Discount
LETTER OF DISCOUNT
To:
Contract Services
Power Grid Corporation of India Ltd.,
"Saudamini", Plot No.-2
Sector-29, (near IFFCO Chowk)
Gurgaon (Haryana) - 122001
Subject : |  | Substation Package SS01 for establishment of 400/220kV Chhatarpur (New) PS including 1x125MVAR, 420kV Bus Reactors associated with “Transmission system for evacuation of power from Chhatarpur SEZ (1500 MW)” through tariff based competitive bidding (TBCB) route prior to RfP bid submission by POWERGRID to BPC
Dear Sir
With reference to the subject tender, we hereby offer unconditional discount on the prices quoted by us as per details given here below : | [6 empty] | Eq Weightage of Rs/ % | Final Discount Factor
| 1 | Discount on lum-sum basis on total price quoted by us without Taxes & Duties. [The discount shall be proportionately applicable on all the items of all the Schdules i.e. Sch-1, Sch-2 & Sch-3] In Rs. |  |  |  | 0 | 0%
| 2 | Discount on percent basis on total price quoted by us without Taxes & Duties. [The discount shall be proportionately applicable on all the items of all the Schdules i.e. Sch-1, Sch-2 & Sch-3] In Percent (%) |  |  |  | 0 | 0%
| 3 | Discount on lum-sum basis on the Schedules as given below : [The discount shall be proportionately applicable on all the relevent items of the respective Schdules.] In Rs.
|  | Schedule-1 : Ex works prices |  | In Rs. |  | 0 | 0% | Schedule-1 : Ex-Works Price | 0%
|  | Schedule-2 : Freight & Insurance |  | In Rs. |  | 0 | 0% | Schedule-2 : Freight & Insurance | 0%
|  | Schedule-3 : Installation Charges |  | In Rs. |  | 0 | 0% | Schedule-3 : Erection Charges | 0%
|  | Schedule-4 : Training Charges |  | In Rs. |  | 0 | 0% | Schedule-4 : Training Charges | 0%
|  | Schedule-7 : Type Test Charges |  | In Rs. |  |  |  | Schedule-7 : Type Test Charges | 0%
| 4 | Discount on percent basis on the Schedules as given below : [The discount shall be proportionately applicable on all the relevent items of the respective Schdules.] In Percent (%)
|  | Schedule-1 : Ex works prices |  | In Percent (%) |  | 0 | 0%
|  | Schedule-2 : Freight & Insurance |  | In Percent (%) |  | 0 | 0%
|  | Schedule-3 : Installation Charges |  | In Percent (%) |  | 0 | 0%
|  | Schedule-4 : Training Charges |  | In Percent (%) |  | 0 | 0%
|  | Schedule-7 : Type Test Charges |  | In Percent (%) |  |  | 0%
Discount(s) offered at sl. No. 1 to 4 will get displayed and accounted for automatically in the respective items of the Schedules.
| 5 | We hereby offer Multi-package discount as given below:
Multi-Package Discount(s) offered at sl. No. 5 will not get automatically accounted for in the respective items of the Schedules. The same shall be worked out saparately for evaluation.
Please consider this letter of discount as the integral part of our price bid.
Thanking you, we remain,
Yours faithfully,
For and on behalf of
Date : |  | -- | Printed Name :
Place : |  |  | Designation :
Click for Bid Form

## Octroi (hidden)
Details of Octroi
Sl No. | Description of Items | Amount on which Octroi is applicable | Rate of Octroi | Octroi
(1) | (2) | (3) | (4) | (5) =(3) x (4)
1 |  |  |  | 0
2 |  |  |  | 0
3 |  |  |  | 0
4 |  |  |  | 0
5 |  |  |  | 0
6 |  |  |  | 0
7 |  |  |  | 0
8 |  |  |  | 0
9 |  |  |  | 0
10 |  |  |  | 0
| Total |  |  | 0
Back to Sch 5

## Entry Tax (hidden)
Details of Entry Tax
Sl No. | Description of Items | Amount on which Entry Tax is applicable | Rate of Entry Tax | Entry Tax
(1) | (2) | (3) | (4) | (5) =(3) x (4)
1 |  |  |  | 0
2 |  |  |  | 0
3 |  |  |  | 0
4 |  |  |  | 0
5 |  |  |  | 0
6 |  |  |  | 0
7 |  |  |  | 0
8 |  |  |  | 0
9 |  |  |  | 0
10 |  |  |  | 0
| Total |  |  | 0
Back to Sch 5

## Other Taxes & Duties (hidden)
Details of Other Taxes & Duties
Sl No. | Description of Items | Amount on which Other Taxes & Duties are applicable | Description of Taxes & Duties | Rate of Taxes & Duties | Amount of Taxes & Duties
(1) | (2) | (3) | (4) | (5) | (6) =(3) x (4)
1 |  |  |  |  | 0
2 |  |  |  |  | 0
3 |  |  |  |  | 0
4 |  |  |  |  | 0
5 |  |  |  |  | 0
6 |  |  |  |  | 0
7 |  |  |  |  | 0
8 |  |  |  |  | 0
9 |  |  |  |  | 0
10 |  |  |  |  | 0
| Total |  |  |  | 0
Back to Sch 5

## Bid Form 2nd Envelope
TBCB/400kV/CHHATARPUR SEZ /SS01/G3 |  |  |  |  | Bid Form 2nd Envelope |  | Sole Bidder |  |  |  | 1 | st |  | 1 | January
[7 empty] | 0 |  |  |  | 2 | nd |  | 2 | February
BID FORM (Second Envelope) | [10 empty] | 3 | rd |  | 3 | March
[11 empty] | 4 | th |  | 4 | April
Bid Proposal Ref. No. | [10 empty] | 5 | th |  | 5 | May
Date : | -- | [9 empty] | 6 | th | #VALUE! | 6 | June
[11 empty] | 7 | th | #VALUE! | 7 | July
To: | [10 empty] | 8 | th | #VALUE! | 8 | August
Contracts Services, 3rd Floor | [10 empty] | 9 | th | #VALUE! | 9 | September
Power Grid Corporation of India Ltd., | [10 empty] | 10 | th |  | 10 | October
"Saudamini", Plot No.-2 | [10 empty] | 11 | th |  | 11 | November
Sector-29, | [10 empty] | 12 | th |  | 12 | December
Gurgaon (Haryana) - 122001 | [10 empty] | 13 | th
[11 empty] | 14 | th
Name of Contract : |  | Substation Package SS01 for establishment of 400/220kV Chhatarpur (New) PS including 1x125MVAR, 420kV Bus Reactors associated with “Transmission system for evacuation of power from Chhatarpur SEZ (1500 MW)” through tariff based competitive bidding (TBCB) route prior to RfP bid submission by POWERGRID to BPC | [8 empty] | 15 | th
Dear Ladies and/or Gentlemen, | [10 empty] | 16 | th
1 | In continuation of First Envelope of our Bid, we hereby submit the Second Envelope of the Bid, both of which shall be read together and in conjunction with each other, and shall be construed as an integral part of our Bid. Accordingly, we the undersigned, offer to design, manufacture, test, deliver, install and commission (including carrying out Trial Operation, Performance & Guarantee Test as per provision of Technical Specification) under the above-named package in full conformity with the said Bidding Documents for the sum of Rs. 0 (Rs. Zero Only ) or such other sums as may be determined in accordance with the terms and conditions of the Bidding Documents. | [5 empty] | In continuation of First Envelope of our Bid, we hereby submit the Second Envelope of the Bid, both of which shall be read together and in conjunction with each other, and shall be construed as an integral part of our Bid. Accordingly, we the undersigned, offer to design, manufacture, test, deliver, install and commission (including carrying out Trial Operation, Performance & Guarantee Test as per provision of Technical Specification) under the above-named package in full conformity with the said Bidding Documents for the sum of Rs. | or such other sums as may be determined in accordance with the terms and conditions of the Bidding Documents. | 0 | (Rs. Zero Only ) | 17 | th
| The above amounts are in accordance with the price schedules attached herewith and are made part of this bid. | [9 empty] | 18 | th
2 | Price Schedules | [9 empty] | 19 | th
2.1 | In line with the requirements of the Bidding documents, we enclose herewith the following Price Schedules, duly filled - in as per your proforma: | [9 empty] | 20 | th
| Schedule 1 |  | Plant and Equipment (Including Mandatory Spare Parts) to be supplied, including Type Test Charges. | [7 empty] | 21 | st
| Schedule 2 |  | Local Transportation, In-transit Insurance, loading and unloading | [7 empty] | 22 | th
| Schedule 3 |  | Installation Charges. |  |  | Sole Bidder |  |  |  |  | 23 | th
| Schedule 4 |  | Training charges for training to be imparted. | [7 empty] | 24 | th
| Schedule 5 |  | Taxes and Duties not included in Schedule 1 | [7 empty] | 25 | th
| Schedule 6 |  | Grand Summary [Schedule 1to 5] | [7 empty] | 26 | th
| Schedule 7 |  | Break-up of Type Test Charges
[11 empty] | 27 | th
2.2 | We are aware that the Price Schedules do not generally give a full description of the Work to be performed under each item and we shall be deemed to have read the Technical Specifications and other sections of the Bidding Documents and Drawings to ascertain the full scope of Work included in each item while filling-in the rates and prices. We agree that the entered rates and prices shall be deemed to include for the full scope as aforesaid, including overheads and profit. | [9 empty] | 28 | th
2.3 | We declare that as specified in Clause 11.5, Section –II:ITB, Vol.-I of the Bidding Documents, prices quoted by us in the Price Schedules in Second Envelope shall be on ‘Firm’ basis during the entire currency of contract and shall not be subject to price variation, what-so-ever during contract execution. | [9 empty] | 29 | th
2.4 | We understand that in the price schedules, where there are errors between the total of the amounts given under the column for the price Breakdown and the amount given under the Total Price, the former shall prevail and the latter will be corrected accordingly. We further understand that where there are discrepancies between amounts stated in figures and amounts stated in words, the amount stated in words shall prevail. Similarly, any discrepancy in the total bid price and that of the summation of Schedule price (price indicated in a Schedule indicating the total of that schedule), the total bid price shall be corrected to reflect the actual summation of the Schedule prices. | [9 empty] | 30 | th
2.5 | We declare that items left blank in the Schedules will be deemed to have been included in other items. The TOTAL for each Schedule and the TOTAL of Grand Summary shall be deemed to be the total price for executing the Facilities and sections thereof in complete accordance with the Contract, whether or not each individual item has been priced. | [9 empty] | 31 | st
3 | We confirm that except as otherwise specifically provided our Bid Prices in this Second Envelope include all taxes, duties, levies and charges as may be assessed on us/our Associate (applicable for Foreign Bidder), our Sub-Contractor/Sub-Vendor or their employees by all municipal, state or national government authorities in connection with the Facilities, in and outside of India.
3.1 | 100% of applicable Taxes and Duties i.e GST which are payable by the Employer under the Contract, shall be reimbursed by the Employer on production of satisfactory documentary evidence by the Contractor in accordance with the provisions of the Bidding Documents.
3.2 | We further understand that notwithstanding 3.0 above, in case of award on us, you shall also bear and pay/reimburse to us, GST applicable on supplies by us to you, imposed on the Plant & Equipment including Mandatory Spare Parts to be incorporated into the Facilities including Type Test charges for Type test to be conducted specified in Schedule No. 1, Installation Services specified in Schedule No. 3 and Charges for Training to be imparted specified in Schedule No. 4 of the Price Schedule in this Second Envelope by the Indian Laws.
3.3 | We confirm that we have also registered/we shall also get registered in the GST Network with a GSTIN, in all the states where the project is located and the states from which we shall make our supply of goods.
4 | # (For Joint Venture only) We, the partners of Joint Venture submitting this bid, do agree and confirm that in case of Award of Contract on the Joint Venture, we shall be jointly and severally liable and responsible for the execution of the Contract in accordance with Contract terms and conditions.
5 | We, hereby, declare that only the persons or firms interested in this proposal as principals are named here and that no other persons or firms other than those mentioned herein have any interest in this proposal or in the Contract to be entered into, if the award is made on us, that this proposal is made without any connection with any other person, firm or party likewise submitting a proposal is in all respects for and in good faith, without collusion or fraud.
Thanking you, we remain,
Yours faithfully,
For and on behalf of
Signature :
Date : | -- |  |  | Printed Name :
Place : |  |  |  | Designation :
Common Seal :
Please provide additional information of the Bidder
Business Address :
Country of Incorporation :
State/Province to be indicated :
Name of Principal Officer :
Address of Principal Officer :
Note: Bidders may note that no prescribed proforma has been enclosed for Attachment 2 : Power of Attorney. Bidders may use their own proforma for furnishing the required information with the bid.
* * *
Back to Cover Page

## Q & C (2) (hidden)
STATEMENT OF QUOTED / CORRECTED PRICES
All Figures are in Rupees
Bidder |  | #VALUE!
Sl. No. | Price Component | Quoted Price | Corrected Price
1 | TOTAL SCHEDULE NO. 1:Ex-Works Price of Plant and Equipment including Type Test Charges | 0 |  | 0
2 | TOTAL SCHEDULE NO.2: Local Transportation, Insurance and other Incidental Services. | 0 |  | 0
3 | TOTAL SCHEDULE NO.3: Installation Charges | 0 |  | 0
4 | TOTAL SCHEDULE NO.4: Training Charges | Not Applicable |  | Not Applicable
5 | TOTAL BID PRICE: (Excluding Taxes & Duties) | 0 |  | 0
6 | DISCOUNT | #REF! |  | #REF! | #REF!
7 | NET BID PRICE (Excluding Taxes & Duties) | #REF! |  | #REF!
8 | TAXES & DUTIES PAYABLE ADDITIONALLY
| A) EXCISE DUTY | 0 |  | 0
| B) CENTRAL SALES TAX | 0 |  | 0
| C) VAT | #REF! |  | 0
| D) ENTRY TAX / OCTROI | #REF! |  | 0
E) OTHERS
| F) TOTAL TAXES & DUTIES | #REF! |  | 0
8 | TOTAL BID PRICE (INCLUDING TAXES & DUTIES) | #REF! |  | 0
9 | TOTAL SCHEDULE NO.7: Type Test Charges [Total of this Schedule is included in Schedule-1 above] | 0 |  | 0
I) | Bidder has indicated the following taxes and duties additionally applicable for their bid:
| Excise Duty % as |  |  |  | Excise Duty
| CST % as |  |  |  | CST
| #REF! |  |  |  | VAT | #REF! | #REF!
| #REF! |  |  |  | Entry Tax/ Octroi | #REF! | #REF!
| Others as |  |  |  | Others
II) | With regard to Entry Tax, it may be mentioned that the substations covered under the subject pacakge falls in State of MP, where an entry tax @ 2% of Purchase Price is applicable. In view of the above, the taxes and duties inter-alia including entry tax applicable for the bids are calculated :
a) | Ex-Works Price of Direct Supplies (after discount, if any) |  | Rs. | 0
b) | Excise Duty, as applicable on (a) above at the rate : | 10% | Rs. | 0
c) | Amount on which Sales Tax is applicable | 0 |  | 0
d) | CST, as applicable on (a) + ED (b) above at the rate : | 2% | Rs. | 0
e) | VAT, as applicable on (a) + ED (b) above at the rate : | 1% |  | 0
f) | Others [……………………………………………] |  | Rs.
g) | Purchase Price for Entry Tax (Total Ex-Works+F&I+ED+CST+Others) |  | Rs. | 0
h) | Entry Tax, as applicable on (e) above at the rate : |  | Rs. | 0
Substation Package SS01 for establishment of 400/220kV Chhatarpur (New) PS including 1x125MVAR, 420kV Bus Reactors associated with “Transmission system for evacuation of power from Chhatarpur SEZ (1500 MW)” through tariff based competitive bidding (TBCB) route prior to RfP bid submission by POWERGRID to BPC |  | Statement of Quoted / Corrected Prices |  | Page
Spec. No. | TBCB/400kV/CHHATARPUR SEZ /SS01/G3

## Q & C (hidden)
STATEMENT OF QUOTED / CORRECTED PRICES
All Figures are in Rupees
Bidder
Sl. No. | Price Component | Quoted Price | Corrected Price
1 | TOTAL SCHEDULE NO. 1:Ex-Works Price of Plant and Equipment including Type Test Charges | 0 |  | 0
2 | TOTAL SCHEDULE NO.2: Local Transportation, Insurance and other Incidental Services. | 0 |  | 0
3 | TOTAL SCHEDULE NO.3: Installation Charges | 0 |  | 0
4 | TOTAL SCHEDULE NO.4: Training Charges | Not Applicable |  | Not Applicable
5 | TOTAL BID PRICE: (Excluding Taxes & Duties) | 0 |  | 0
6 | DISCOUNT | #REF! |  | #REF!
7 | NET BID PRICE (Excluding Taxes & Duties) | #REF! |  | #REF!
8 | TAXES & DUTIES PAYABLE ADDITIONALLY
| A) EXCISE DUTY | #REF! |  | 0
| B) CENTRAL SALES TAX /VAT | #REF! |  | #REF!
| C) ENTRY TAX / OCTROI | #REF! |  | #REF!
| D) OTHERS | #REF! |  | 0
| E) TOTAL TAXES & DUTIES | #REF! |  | #REF!
8 | TOTAL BID PRICE (INCLUDING TAXES & DUTIES) | #REF! |  | #REF!
9 | TOTAL SCHEDULE NO.7: Type Test Charges [Total of this Schedule is included in Schedule-1 above] | Not Applicable |  | Not Applicable
I) | Bidder has indicated the following taxes and duties additionally applicable for their bid:
a) | Excise Duty |  | Rs. | #REF!
b) | CST /VAT |  | Rs. | #REF!
c) | Entry Tax / Octroi |  | Rs. | #REF!
d) | Others |  | Rs. | #REF!
II) | Bidder has offered following discount(s)
III) | With regard to Entry Tax, it may be mentioned that the substations covered under the subject pacakge falls in State of MP, where an entry tax @ 1% of Purchase Price is applicable. In view of the above, the taxes and duties inter-alia including entry tax applicable for the bids are calculated : |  |  |  | Details of dicounts
a) | Ex-Works Price of Direct Supplies (after discount, if any) |  | Rs. | 0 | Gross LS | #REF! | #REF! | #REF! | Gross % | #REF! | #REF! | #REF!
b) | Excise Duty @ 10.3% of (a) above |  | Rs. | 0 |  |  |  | #REF! |  |  |  | #REF!
c) | CST / VAT @ 2% of Ex-Works of Direct Supplies (a) + ED (b) above |  | Rs. | #REF! | Sch-1 Direct LS | #REF! | #REF! | #REF! | Sch-1 Direct % | #REF! | #REF! | #REF!
d) | Others |  | Rs. |  | Sch-1 BO LS | #REF! | #REF! | #REF! | Sch-1 BO % | #REF! | #REF! | #REF!
e) | Purchase Price for Entry Tax (Total Ex-Works+F&I+ED+CST+Others) |  | Rs. | #REF! | Sch-2 LS | #REF! | #REF! | #REF! | Sch-2 % | #REF! | #REF! | #REF!
f) | Entry Tax @ 1% of (e) above |  | Rs. | #REF! | Sch-3 LS | #REF! | #REF! | #REF! | Sch-3 % | #REF! | #REF! | #REF!
[5 empty] | Sch-7 LS | #REF! | #REF! | #REF! | Sch-7 % | #REF! | #REF! | #REF!
Substation Package SS01 for establishment of 400/220kV Chhatarpur (New) PS including 1x125MVAR, 420kV Bus Reactors associated with “Transmission system for evacuation of power from Chhatarpur SEZ (1500 MW)” through tariff based competitive bidding (TBCB) route prior to RfP bid submission by POWERGRID to BPC |  | Statement of Quoted / Corrected Prices |  | Page | Different Manner | #REF!
[5 empty] | Text for Discount | #REF!
#REF!
#REF!

## N to W (hidden)
0
Rs. Zero Only
0
0
0
0
0
0
1 | One
2 | Two
3 | Three
4 | Four
5 | Five
6 | Six
7 | Seven
8 | Eight
9 | Nine
10 | Ten
11 | Eleven
12 | Twelve
13 | Thirteen
14 | Fourteen
15 | Fifteen
16 | Sixteen
17 | Seventeen
18 | Eighteen
19 | Nineteen
20 | Twenty
21 | Twenty One
22 | Twenty Two
23 | Twenty Three
24 | Twenty Four
25 | Twenty Five
26 | Twenty Six
27 | Twenty Seven
28 | Twenty Eight
29 | Twenty Nine
30 | Thirty
31 | Thirty One
32 | Thirty Two
33 | Thirty Three
34 | Thirty Four
35 | Thirty Five
36 | Thirty Six
37 | Thirty Seven
38 | Thirty Eight
39 | Thirty Nine
40 | Forty
41 | Forty One
42 | Forty Two
43 | Forty Three
44 | Forty Four
45 | Forty Five
46 | Forty Six
47 | Forty Seven
48 | Forty Eight
49 | Forty Nine
50 | Fifty
51 | Fifty One
52 | Fifty Two
53 | Fifty Three
54 | Fifty Four
55 | Fifty Five
56 | Fifty Six
57 | Fifty Seven
58 | Fifty Eight
59 | Fifty Nine
60 | Sixty
61 | Sixty One
62 | Sixty Two
63 | Sixty Three
64 | Sixty Four
65 | Sixty Five
66 | Sixty Six
67 | Sixty Seven
68 | Sixty Eight
69 | Sixty Nine
70 | Seventy
71 | Seventy One
72 | Seventy Two
73 | Seventy Three
74 | Seventy Four
75 | Seventy Five
76 | Seventy Six
77 | Seventy Seven
78 | Seventy Eight
79 | Seventy Nine
80 | Eighty
81 | Eighty One
82 | Eighty Two
83 | Eighty Three
84 | Eighty Four
85 | Eighty Five
86 | Eighty Six
87 | Eighty Seven
88 | Eighty Eight
89 | Eighty Nine
90 | Ninety
91 | Ninety One
92 | Ninety Two
93 | Ninety Three
94 | Ninety Four
95 | Ninety Five
96 | Ninety Six
97 | Ninety Seven
98 | Ninety Eight
99 | Ninety Nine
100 | One Hundred