## Basic (hidden)
Package Name | Substation Package SS-95 for (a) Extn. of 400kV Bikaner-II S/S under Implementation of 1 No. of 400kV line bay at 400/220kV Bikaner-II PS for interconnection of 1000MW Solar Project of SJVN Ltd. under Consultancy Services to POWERGRID Bikaner Transmission System Ltd. (PBTSL); (b) Extn. of 400/220kV Bhinmal (PG) S/S under Augmentation of Transformation capacity at Bhinmal (PG) S/s by 1x315MVA, 400/220kV ICT (3rd); (c) Extn. of 400kV Alipurduar (POWERGRID) S/s and Extn. of 400kV Kahalgaon (NTPC) S/s under Eastern Region Expansion Scheme-XXVII; (d) Extn. of 400kV Kurnool S/S under 1 No. 400kV bay at 765/400kV Kurnool (New) Substation; (e) Extn. of 220kV Amritsar S/S under Requirement of 1 No. 220kV Line Bay at 400/220kV Amritsar (PG) by PSTCL
Direct
Package Code | SS-95 | Bought-out
Specification No. | 5002002356/SUB-STATION(INCLUDIN/DOM/A04-CC CS -5

## Cover
ORIGINAL
Price Schedules | Substation Package SS-95 for (a) Extn. of 400kV Bikaner-II S/S under Implementation of 1 No. of 400kV line bay at 400/220kV Bikaner-II PS for interconnection of 1000MW Solar Project of SJVN Ltd. under Consultancy Services to POWERGRID Bikaner Transmission System Ltd. (PBTSL); (b) Extn. of 400/220kV Bhinmal (PG) S/S under Augmentation of Transformation capacity at Bhinmal (PG) S/s by 1x315MVA, 400/220kV ICT (3rd); (c) Extn. of 400kV Alipurduar (POWERGRID) S/s and Extn. of 400kV Kahalgaon (NTPC) S/s under Eastern Region Expansion Scheme-XXVII; (d) Extn. of 400kV Kurnool S/S under 1 No. 400kV bay at 765/400kV Kurnool (New) Substation; (e) Extn. of 220kV Amritsar S/S under Requirement of 1 No. 220kV Line Bay at 400/220kV Amritsar (PG) by PSTCL |  | Substation Package SS-95
5002002356/SUB-STATION(INCLUDIN/DOM/A04-CC CS -5
| 1 | Fill up only green shaded cells in Sch-1, Sch-2, Sch-3, Sch-5, Sch-7 and Bid Form 2nd Envelope.
| 2 | All the cells in Sch-4 & Sch-6 are auto filled, therefore no cell is required to be filled up there.
| 3 | Instructions / error messages, if any, will be displayed automatically after selecting the cell.
| 4 | After filling up all the schedues, save the file, take print out of all the schedules and Bid form and sign & stamp and submit them as hard copy of the 2nd envelope (Price part) of the bid. Also ensure to submit the soft copy of the the same file on CD/ DVD.
पावर ग्रिड कारपोरेशन ऑफ इण्डिया लिमिटेड
(भारत सरकार का उद्यम)
Power Grid Corporation of India Limited
(A Government of India Enterprises)
Click to skip Instructions & Proceed
Click for Detailed General Instructions
General guidelines for filling up the Price Schedules, Sch-1 to Sch-7

## Instructions (hidden)
General Instruction to the Bidders for filling up this workbook of Price Schedules for Package TW13
I | While filling up the worksheets following may please be observed :
| (i) | Fill up only green shaded cells.
| (ii) | Certain data type entries have been restricted, such as Numeric values or limits of numeric values.
| (iii) | Select only the options provided in pull down menus.
| (iv) | Do not link any cell of this work book with any other work book.
| (v) | Do not use copy & paste or cut & paste options for filling up the data.
| (vi) | Do not reformat any of the cell of the work book.
II | This Workbook consists of following worksheets :
Cover :
Opening page of the workbook.
Names of Bidder :
| ● | Select Sole Bidder or JV (Joint Venture) from the pull down menu. Do not leave this cell blank.
| ● | Select nos. of the JV Partners other than the Lead Partner from drop down menu.
| ● | In case of JV partners more than 2, enter details of 3rd & more partners along with details of 2nd partner.
| ● | Fill up names and address of the Sole Bidder and /or Joint Venture.
| ● | Fill up date in dd-mm-yyyy format from drop down menu.
| ● | Click for Sch-1 given at the right top of the worksheet to go to Sch-1.
Sch-1 (Ex-works Prices) :
| ● | Fill up unit rates for all the items in numeric values greater than 0 (zero). If unit rate is left blank, the corresponding item shall be deemed to be included in the total price.
| ● | Corresponding cell for mode of transaction shall be come enable only after filling up the unit rate, therefore first fill up the unit rate and then mode of transaction for the corresponding item.
| ● | Select either Direct or Bought-out from the drop down menu. Do not leave the cell blank the same shall be deemed to be Bought-out if the cell is left blank.
| ● | Total amount shall get calculated automatically.
| ● | Type Test charges shall appear automatically after filling up Sch-7 appropriately.
Sch-2 (Freight & Insurance Charges) :
| ● | Fill up unit rates for all the items in numeric values greater than 0 (zero). If unit rate is left blank, the corresponding item shall be deemed to be included in the total price.
| ● | Total amount shall get calculated automatically.
Sch-3 (Erection Charges) :
| ● | Fill up unit rates for all the items in numeric values greater than 0 (zero). If unit rate is left blank, the corresponding item shall be deemed to be included in the total price.
| ● | Total amount shall get calculated automatically.
Sch-4 (Training Charges) :
| ● | Not applicable, hence no cell is required to be filled up.
Sch-5 (Summary of Taxes and Duties applicable on the Goods) :
| ● | Fill up applicable rate of Excise Duty. The amount of Excise Duty on the items mentioned as Direct in the mode of transaction in Schedule-1 shall be calculated automatically at the rate mentioned by the bidder here.
| ● | Segregate and fill up the amount on which Sales Tax shall be applicable out of Ex-works supply items mentioned as direct in the mode of transaction in Schedule-1. Applicable Excise Duty on this amount will be calculated automatically at the rate mentioned by the bidder. Further, fill up the rate of applicable Sales Tax. Amount of Sales Tax shall be automatically calculated on the amount mentioned by the bidder as subjected to Sales Tax plus applicable Excise Duty at the rate mentioned by the Bidder.
| ● | Difference of total amount quoted by the bidder as Direct Transaction and the amount mentioned by him subjected to Sales Tax shall be considered as the amount on which VAT shall become applicable and the same shall be calculated & displayed automatically. Applicable Excise Duty on this amount at the rate mentioned by the bidder shall also be calculated & displayed automatically. Fill up the rate of applicable VAT. The amount of VAT shall be calculated automatically on the amount considered to be subjected to VAT plus applicable Excise Duty at the rate mentioned by the bidder here.
| ● | Amount as per details filled up by the bidder in the work sheets Entry Tax, Octroi and other Taxes & Duties shall be displayed in this work sheet Sch-5 but will not be added to the grand total and shall be considered as applicable.
| ● | Click at the links to go to the work sheets Entry Tax, Octroi and other Taxes & Duties one by one.
Entry Tax :
| ● | Fill the description, amount and rate of applicable Entry Tax. Total of this worksheet shall be displayed in Sch -5 (Taxes & Duties)
| ● | Click at the link to go back to Sch-5.
OCTROI :
| ● | Fill the description, amount and rate of applicable Octroi. Total of this worksheet shall be displayed in Sch -5 (Taxes & Duties)
| ● | Click at the link to go back to Sch-5.
Other Taxes & Duties :
| ● | Fill the description, amount and rate of applicable Other Taxes & Duties. Total of this worksheet shall be displayed in Sch -5 (Taxes & Duties)
| ● | Click at the link to go back to Sch-5.
Sch -6 :
| ● | Summary of all the Schedules without considering discount (mentioned in the work sheet discount) shall be displayed automatically.
| ● | No cell is required to be filled in by the bidder in this worksheet.
Sch-7 (Type Test Charges) :
| ● | Fill up the rates & location where type tests are proposed.
| ● | Total of this Sch-7 shall automatically appear in Sch-1.
Bid form 2nd Envelope :
| ● | Fill up ref. no. as bidder's ref no. of this letter.
| ● | This letter shall consider the net price as per Sch-6 (After Discount).
| ● | Fill up names & Designation of the representatives of other JV partner(s) if the bidder is JV (Joint Venture) .
| ● | Fill up additional information as required.
* * *
Happy Bidding !
Click to Proceed

## Names of Bidder
Substation Package SS-95 for (a) Extn. of 400kV Bikaner-II S/S under Implementation of 1 No. of 400kV line bay at 400/220kV Bikaner-II PS for interconnection of 1000MW Solar Project of SJVN Ltd. under Consultancy Services to POWERGRID Bikaner Transmission System Ltd. (PBTSL); (b) Extn. of 400/220kV Bhinmal (PG) S/S under Augmentation of Transformation capacity at Bhinmal (PG) S/s by 1x315MVA, 400/220kV ICT (3rd); (c) Extn. of 400kV Alipurduar (POWERGRID) S/s and Extn. of 400kV Kahalgaon (NTPC) S/s under Eastern Region Expansion Scheme-XXVII; (d) Extn. of 400kV Kurnool S/S under 1 No. 400kV bay at 765/400kV Kurnool (New) Substation; (e) Extn. of 220kV Amritsar S/S under Requirement of 1 No. 220kV Line Bay at 400/220kV Amritsar (PG) by PSTCL
5002002356/SUB-STATION(INCLUDIN/DOM/A04-CC CS -5 |  |  |  | Sole Bidder | 1
|  |  |  | JV (Joint Venture) | Other Partner
Enter following details of the bidder
Specify type of Bidder [Select from drop down menu] | Sole Bidder |  | 1 | 0
Name of Sole Bidder
Address of Sole Bidder
Name of other Partner - 2 (more, if any) | …….. …….. …….. …….. …….. ……..
Address of other Partner - 2 (more, if any) | …….. …….. …….. …….. …….. ……..
…….. …….. …….. …….. …….. ……..
…….. …….. …….. …….. …….. ……..
Printed Name
Designation
Date |  | 31
Place
Click for Sch-1

## Sch-1
5002002356/SUB-STATION(INCLUDIN/DOM/A04-CC CS -5 | [12 empty] | Schedule-1
Substation Package SS-95 for (a) Extn. of 400kV Bikaner-II S/S under Implementation of 1 No. of 400kV line bay at 400/220kV Bikaner-II PS for interconnection of 1000MW Solar Project of SJVN Ltd. under Consultancy Services to POWERGRID Bikaner Transmission System Ltd. (PBTSL); (b) Extn. of 400/220kV Bhinmal (PG) S/S under Augmentation of Transformation capacity at Bhinmal (PG) S/s by 1x315MVA, 400/220kV ICT (3rd); (c) Extn. of 400kV Alipurduar (POWERGRID) S/s and Extn. of 400kV Kahalgaon (NTPC) S/s under Eastern Region Expansion Scheme-XXVII; (d) Extn. of 400kV Kurnool S/S under 1 No. 400kV bay at 765/400kV Kurnool (New) Substation; (e) Extn. of 220kV Amritsar S/S under Requirement of 1 No. 220kV Line Bay at 400/220kV Amritsar (PG) by PSTCL
(SCHEDULE OF RATES AND PRICES)
BIDDER:
0 | [9 empty] | To: | [9 empty] | 1
Bidder’s Name and Address (Sole Bidder) : | [9 empty] | Contract Services | [9 empty] | 0
Name : | [9 empty] | Power Grid Corporation of India Ltd., | [9 empty] | #REF!
Address : | [9 empty] | "Saudamini", Plot No.-2 | [9 empty] | #REF!
Sector-29,
Gurgaon (Haryana) - 122001
Plant and Equipment (including Mandatory Spares Parts) to be supplied, including Type Test Charges for Tests to be conducted.
(All Prices are in Indian Rupees)
SI. No. | PR No | PR Line Item No | Activity Description | Material Code | HSN Code | Whether HSN in column ‘6’ is confirmed. If not indicate applicable the HSN code # | Rate of GST applicable ( in %) | Whether rate of GST in column ‘8’ is confirmed. If not indicate applicable rate of GST # | Item Description | Unit | Qty. | Unit Ex-Works Price (excluding GST) | Total Ex-Works Price (excluding GST)
1 | 2 | 3 | 4 | 5 | 6 | 7 | 8 | 9 | 10 | 11 | 12 | 13 | 14 = 12 X 13 | [7 empty] | 91
I | Extn. of 400kV Bikaner-II S/S
1 | 7000018983 | 290 | 420 KV EQUIPMENTS | 1000004501 | 85352913 |  | 18 |  | 420kV, 3150A, 63kA Circuit Breaker (3-Phase) without closing resistorand with Support Structure | EA | 1 |  | INCLUDED | 0 | 0 | 0 | 0 | 0 | 0
2 | 7000018983 | 300 | 420 KV EQUIPMENTS | 1000004498 | 85353090 |  | 18 |  | 420kV, 3150A, 63KA, Isolator (3-phase)(Double Break) with one E/S | EA | 3 |  | INCLUDED | 0 | 0 | 0 | 0 | 0 | 0
3 | 7000018983 | 310 | 420 KV EQUIPMENTS | 1000020419 | 85354010 |  | 18 |  | 336kV Surge Arrester (1-phase) | EA | 3 |  | INCLUDED | 0 | 0 | 0 | 0 | 0 | 0
4 | 7000018983 | 320 | 420 KV EQUIPMENTS | 1000004290 | 85176210 |  | 18 |  | 400kV,3150A,0.5mH ,63kA Line Trap | EA | 2 |  | INCLUDED | 0 | 0 | 0 | 0 | 0 | 0
5 | 7000018983 | 330 | 420 KV EQUIPMENTS | 1000004535 | 85359090 |  | 18 |  | 420 kV, 4400 pF Capacitive Voltage Transformer (1-Phase) | EA | 3 |  | INCLUDED | 0 | 0 | 0 | 0 | 0 | 0
6 | 7000018983 | 340 | 420 KV EQUIPMENTS | 1000004400 | 85462040 |  | 18 |  | 420 kV ,1 phase Bus Post Insulators for Line Traps | EA | 6 |  | INCLUDED | 0 | 0 | 0 | 0 | 0 | 0
7 | 7000018983 | 350 | 420 KV EQUIPMENTS | 1000004401 | 85462040 |  | 18 |  | 420 kV, 1 phase Bus Post Insulator (except for Line Traps) | EA | 5 |  | INCLUDED | 0 | 0 | 0 | 0 | 0 | 0
8 | 7000018983 | 360 | 420 KV EQUIPMENTS | 1000004463 | 85359090 |  | 18 |  | 420 kV, 3000A, 63KA, 1-Phase CurrentTransformer with 120% extended currentrating | EA | 3 |  | INCLUDED | 0 | 0 | 0 | 0 | 0 | 0
9 | 7000018983 | 10 | PLCC | 1000009250 | 85176210 |  | 18 |  | HF Cable 75 ohms for PLCC | M | 500 |  | INCLUDED | 0 | 0 | 0 | 0 | 0 | 0
10 | 7000018983 | 20 | SAS | 1000003409 | 85371000 |  | 18 |  | Augmentation of Substation automation System for 400kV Main bay as perTechnical Specification | EA | 1 |  | INCLUDED | 0 | 0 | 0 | 0 | 0 | 0
11 | 7000018983 | 30 | CABLES | 1000031953 | 85446020 |  | 18 |  | 1.1KV GRADE 3.5CX35 SQMM (PVC) POWER CABLE | KM | 0.5 |  | INCLUDED | 0 | 0 | 0 | 0 | 0 | 0
12 | 7000018983 | 40 | CABLES | 1000031976 | 85446020 |  | 18 |  | 1.1KV GRADE 4CX16 SQMM (PVC) POWER CABLE | KM | 1 |  | INCLUDED | 0 | 0 | 0 | 0 | 0 | 0
13 | 7000018983 | 50 | CABLES | 1000031943 | 85446020 |  | 18 |  | 1.1KV GRADE 2CX6 SQMM (PVC) POWER CABLE | KM | 1.5 |  | INCLUDED | 0 | 0 | 0 | 0 | 0 | 0
14 | 7000018983 | 60 | CABLES | 1000031985 | 85446020 |  | 18 |  | 1.1KV GRADE 4CX6 SQMM (PVC) POWER CABLE | KM | 1 |  | INCLUDED | 0 | 0 | 0 | 0 | 0 | 0
15 | 7000018983 | 70 | CABLES | 1000031964 | 85446020 |  | 18 |  | 1.1KV GRADE 3CX2.5 SQMM CONTROL CABLE | KM | 3 |  | INCLUDED | 0 | 0 | 0 | 0 | 0 | 0
16 | 7000018983 | 80 | CABLES | 1000031987 | 85446020 |  | 18 |  | 1.1KV GRADE 5CX2.5 SQMM CONTROL CABLE | KM | 3 |  | INCLUDED | 0 | 0 | 0 | 0 | 0 | 0
17 | 7000018983 | 90 | CABLES | 1000031993 | 85446020 |  | 18 |  | 1.1KV GRADE 7CX2.5 SQMM CONTROL CABLE | KM | 1.5 |  | INCLUDED | 0 | 0 | 0 | 0 | 0 | 0
18 | 7000018983 | 100 | CABLES | 1000031887 | 85446020 |  | 18 |  | 1.1KV GRADE 10CX2.5 SQMM CONTROL CABLE | KM | 0.5 |  | INCLUDED | 0 | 0 | 0 | 0 | 0 | 0
19 | 7000018983 | 110 | CABLES | 1000031904 | 85446020 |  | 18 |  | 1.1KV GRADE 14CX2.5 SQMM CONTROL CABLE | KM | 1 |  | INCLUDED | 0 | 0 | 0 | 0 | 0 | 0
20 | 7000018983 | 120 | CABLES | 1000056264 | 85446020 |  | 18 |  | 1.1KV GRADE 19CX1.5 SQMM CONTROL CABLE | KM | 1 |  | INCLUDED | 0 | 0 | 0 | 0 | 0 | 0
21 | 7000018983 | 130 | CABLES | 1000056265 | 85446020 |  | 18 |  | 1.1KV GRADE 27CX1.5 SQMM CONTROL CABLE | KM | 1 |  | INCLUDED | 0 | 0 | 0 | 0 | 0 | 0
22 | 7000018983 | 140 | STEEL STRUCTURE | 1000020192 | 73045930 |  | 18 |  | Fabrication, galvanising and supply ofStandard Pipe Structure - 400 kV,1-Phase, CT including nuts, bolts, alltype of washers, packplates, step boltsand gusset plates excluding foundationbolts | EA | 3 |  | INCLUDED | 0 | 0 | 0 | 0 | 0 | 0
23 | 7000018983 | 150 | STEEL STRUCTURE | 1000020193 | 73045930 |  | 18 |  | Fabrication, galvanising and supply of Standard Pipe Structure - 400kV CVT including nuts, bolts, all type of washers, packplates, stepbolts and gusset plates excluding foundation bolts | EA | 3 |  | INCLUDED | 0 | 0 | 0 | 0 | 0 | 0
24 | 7000018983 | 160 | STEEL STRUCTURE | 1000020194 | 73045930 |  | 18 |  | Fabrication, galvanising and supply ofStandard Pipe Structure - 400 kV,3-Phase, ISOLATOR including nuts,bolts, all type of washers, packplates,step bolts and gusset plates excludingfoundation bolts | EA | 3 |  | INCLUDED | 0 | 0 | 0 | 0 | 0 | 0
25 | 7000018983 | 170 | STEEL STRUCTURE | 1000020195 | 73045930 |  | 18 |  | Fabrication, galvanising and supply ofStandard Pipe Structure - 400 kV,1-Phase, SA including nuts, bolts,all type of washers, packplates, stepbolts and gusset plates excludingfoundation bolts | EA | 3 |  | INCLUDED | 0 | 0 | 0 | 0 | 0 | 0
26 | 7000018983 | 180 | STEEL STRUCTURE | 1000017567 | 73045930 |  | 18 |  | Standard Pipe Structure for 400kV BPI (excluding wave trap) | EA | 5 |  | INCLUDED | 0 | 0 | 0 | 0 | 0 | 0
27 | 7000018983 | 190 | STEEL STRUCTURE | 1000017568 | 73045930 |  | 18 |  | Standard Pipe Structure for 400kV BPI for WT (1- phase) | EA | 2 |  | INCLUDED | 0 | 0 | 0 | 0 | 0 | 0
28 | 7000018983 | 200 | Earthing | 1000032055 | 72159090 |  | 18 |  | 40 MM MS ROD FOR MAIN EARTHMAT | KM | 1 |  | INCLUDED | 0 | 0 | 0 | 0 | 0 | 0
29 | 7000018983 | 370 | Mandatory Spares-420kV Isolator | 1000019919 | 85353090 |  | 18 |  | Spares for 420kV Double break Isolator | LS | 1 |  | INCLUDED | 0 | 0 | 0 | 0 | 0 | 0
30 | 7000018983 | 380 | ILLUMINATION SYSTEM | 1000014547 | 85371000 |  | 18 |  | Lighting Panel type ACP-2 as per technical specification | EA | 1 |  | INCLUDED | 0 | 0 | 0 | 0 | 0 | 0
31 | 7000018983 | 390 | ILLUMINATION SYSTEM | 1000020262 | 85371000 |  | 18 |  | Sub Lighting panel (outdoor) type SLP (Switchyard and Street Lighting) | EA | 1 |  | INCLUDED | 0 | 0 | 0 | 0 | 0 | 0
32 | 7000018983 | 400 | ILLUMINATION SYSTEM | 1000038039 | 94051090 |  | 18 |  | LIGHTING FIXTURE LED LUMINAIRES TYPE FL-1 AS PER TECH. SPECIFICATIONS | EA | 2 |  | INCLUDED | 0 | 0 | 0 | 0 | 0 | 0
33 | 7000018983 | 410 | ILLUMINATION SYSTEM | 1000038325 | 94059900 |  | 18 |  | LIGHTING FIXTURE LED LUMINAIRES TYPE FL2 AS PER TECH. SPECIFICATIONS | EA | 3 |  | INCLUDED | 0 | 0 | 0 | 0 | 0 | 0
34 | 7000018983 | 420 | Mandatory Spares-336kV Surge Arrester | 1000024186 | 85354010 |  | 18 |  | SPARES FOR 336KV SURGE ARRESTER | LS | 1 |  | INCLUDED | 0 | 0 | 0 | 0 | 0 | 0
35 | 7000018983 | 440 | Mandatory Spares- 420kVCircuit Breaker | 1000019918 | 85359090 |  | 18 |  | Spares for 420kV Circuit Breaker | LS | 1 |  | INCLUDED | 0 | 0 | 0 | 0 | 0 | 0
36 | 7000018983 | 450 | Mandatory Spares-CRP & SAS | 1000019912 | 85371000 |  | 18 |  | Relay & protection Panels (with automation) | LS | 1 |  | INCLUDED | 0 | 0 | 0 | 0 | 0 | 0
37 | 7000018983 | 460 | Mandatory Spares-CRP & SAS | 1000019927 | 85389000 |  | 18 |  | Spares-Substation Automation System | LS | 1 |  | INCLUDED | 0 | 0 | 0 | 0 | 0 | 0
38 | 7000018983 | 470 | 400kV Control & Relay Panel | 1000002166 | 85371000 |  | 18 |  | 400kV Circuit Breaker Relay Panel with Auto Reclose | EA | 1 |  | INCLUDED | 0 | 0 | 0 | 0 | 0 | 0
39 | 7000018983 | 480 | 400kV Control & Relay Panel | 1000003398 | 85371000 |  | 18 |  | 400kV Line Protection Panel (with Automation) | EA | 1 |  | INCLUDED | 0 | 0 | 0 | 0 | 0 | 0
40 | 7000018983 | 500 | Erection Hardware - 420kV | 1000011322 | 72169990 |  | 18 |  | Erection Hardware for 400kV I type layout-Line bay as per technicalspecification | SET | 1 |  | INCLUDED | 0 | 0 | 0 | 0 | 0 | 0
41 | 7000018983 | 510 | Erection Hardware - 420kV | 1000055991 | 72169990 |  | 18 |  | 400KV TENSION INSULATOR STRING AND ASSOCIATED HARDWARE FITTINGSWITH TURN BUCKLE SUITABLE FOR QUAD CONDUCTOR | EA | 3 |  | INCLUDED | 0 | 0 | 0 | 0 | 0 | 0
42 | 7000018983 | 520 | Erection Hardware - 420kV | 1000055986 | 72169990 |  | 18 |  | 400KV SUSPENSION INSULATOR STRING AND ASSOCIATED HARDWARE FITTINGSWITH DROP CLAMP SUITABLE FOR QUAD CONDUCTOR | EA | 3 |  | INCLUDED | 0 | 0 | 0 | 0 | 0 | 0
43 | 7000018983 | 530 | Mandatory Spares-420kV CT | 1000025941 | 85389000 |  | 18 |  | Spare-420kV CT 1 | SET | 1 |  | INCLUDED | 0 | 0 | 0 | 0 | 0 | 0
44 | 7000018983 | 540 | PMU & associated items (Bikaner) | 1000017518 | 85364900 |  | 18 |  | PMU with GPS Clock (clock can be either internal or external) | EA | 1 |  | INCLUDED | 0 | 0 | 0 | 0 | 0 | 0
45 | 7000018983 | 550 | PMU & associated items (Bikaner) | 1000022512 | 90311000 |  | 18 |  | WAMS Hardware - Time System (GPS receiver) | EA | 1 |  | INCLUDED | 0 | 0 | 0 | 0 | 0 | 0
46 | 7000018983 | 560 | PMU & associated items (Bikaner) | 1000022510 | 85176290 |  | 18 |  | WAMS Hardware - Substation Grade Layer-3 LAN Switches with minimum 4 x10/100 Mbps Ethernet ports and 2 x 1 Gbps Ethernet ports | EA | 2 |  | INCLUDED | 0 | 0 | 0 | 0 | 0 | 0
47 | 7000018983 | 570 | PMU & associated items (Bikaner) | 1000022487 | 85447090 |  | 18 |  | WAMS Miscellaneous - Armored Fibre Optic Cable and associatedtermination (e.g. L2 Switch) for connecting PMU panels located indifferent control room of a station | EA | 1 |  | INCLUDED | 0 | 0 | 0 | 0 | 0 | 0
48 | 7000018983 | 590 | Tele Eqpt at Bikaner | 1000031367 | 85176260 |  | 18 |  | SDH EQUIPMENT (STM-16 MADM UPTO 5 MSP PROTECTED DIRECTIONS)-BASEEQUIPMENT (COMMON CARDS, CROSS CONNECT/CONTROL CARDS, OPTICAL BASECARDS, POWER SUPPLY CARDS, POWER CABLING, OTHER HARDWARE ANDACCESSORIES INCLUDING SUB RACKS, PATCH CORD, DDF ETC FULLY EQUIPEDEXCLUDING OPTICAL INTERFACE & TRIBUTARY CARDS | EA | 1 |  | INCLUDED | 0 | 0 | 0 | 0 | 0 | 0
49 | 7000018983 | 600 | Tele Eqpt at Bikaner | 1000018706 | 85176990 |  | 18 |  | S16.1 SFP | EA | 4 |  | INCLUDED | 0 | 0 | 0 | 0 | 0 | 0
50 | 7000018983 | 610 | Tele Eqpt at Bikaner | 1000014273 | 85176990 |  | 18 |  | L16.2 SFP | EA | 2 |  | INCLUDED | 0 | 0 | 0 | 0 | 0 | 0
51 | 7000018983 | 620 | Tele Eqpt at Bikaner | 1000031374 | 85176290 |  | 18 |  | TRIBUTARY INTERFACE- E1 INTERFACE (MINIMUM 16 NOS.) | SET | 2 |  | INCLUDED | 0 | 0 | 0 | 0 | 0 | 0
52 | 7000018983 | 630 | Tele Eqpt at Bikaner | 1000034950 | 85176990 |  | 18 |  | ETHERNET INTERFACE 10/100 BASE T WITH LAYER-2 SWITCHING (MIN 8INTERFACES PER CARD) | EA | 2 |  | INCLUDED | 0 | 0 | 0 | 0 | 0 | 0
53 | 7000018983 | 640 | Tele Eqpt at Bikaner | 1000031381 | 85176290 |  | 18 |  | TRIBUTARY INTERFACE-GIGABIT ETHERNET INTERFACES 10/100 MBPS WITH LAYER-2 SWITCHING (MINIMUM 2 NOS.) | SET | 1 |  | INCLUDED | 0 | 0 | 0 | 0 | 0 | 0
54 | 7000018983 | 650 | Tele Eqpt at Bikaner | 1000026228 | 85176290 |  | 18 |  | Equipment Cabinets For SDH | EA | 1 |  | INCLUDED | 0 | 0 | 0 | 0 | 0 | 0
55 | 7000018983 | 660 | Tele Eqpt at Bikaner | 1000034998 | 85171890 |  | 18 |  | VOIP TELEPHONE INSTRUMENT WITH ONE COMMON SWITCH (MIN. 8 PORT) | EA | 2 |  | INCLUDED | 0 | 0 | 0 | 0 | 0 | 0
56 | 7000018983 | 670 | Tele Eqpt at Bikaner | 1000030942 | 85447090 |  | 18 |  | 24F (DWSM) APPROACH FIBRE OPTIC CABLE INCLUDING ALL INSTALLATIONHARDWARE SET | KM | 1 |  | INCLUDED | 0 | 0 | 0 | 0 | 0 | 0
57 | 7000018983 | 680 | Tele Eqpt at Bikaner | 1000023471 | 85372000 |  | 18 |  | OPGW Fibre Optic Distribution Panel (FODP): Indoor Type: 96F | EA | 2 |  | INCLUDED | 0 | 0 | 0 | 0 | 0 | 0
58 | 7000018983 | 700 | Spares-Tele Eqpt at Bikaner | 1000031369 | 85176260 |  | 18 |  | SDH EQUIPMENT (STM-16 MADM UPTO 5 MSP PROTECTED DIRECTIONS)-COMMONCARDS, CROSS-CONNECT/CONTROL CARDS, OPTICAL BASE CARD, POWER SUPPLYCARDS, POWER CABLING, OTHER HARDWARE & ACCESSORIES (EACH). | SET | 1 |  | INCLUDED | 0 | 0 | 0 | 0 | 0 | 0
59 | 7000018983 | 710 | Spares-Tele Eqpt at Bikaner | 1000018706 | 85176990 |  | 18 |  | S16.1 SFP | EA | 1 |  | INCLUDED | 0 | 0 | 0 | 0 | 0 | 0
60 | 7000018983 | 720 | Spares-Tele Eqpt at Bikaner | 1000014273 | 85176990 |  | 18 |  | L16.2 SFP | EA | 1 |  | INCLUDED | 0 | 0 | 0 | 0 | 0 | 0
61 | 7000018983 | 730 | Spares-Tele Eqpt at Bikaner | 1000031374 | 85176290 |  | 18 |  | TRIBUTARY INTERFACE- E1 INTERFACE (MINIMUM 16 NOS.) | SET | 1 |  | INCLUDED | 0 | 0 | 0 | 0 | 0 | 0
62 | 7000018983 | 740 | Spares-Tele Eqpt at Bikaner | 1000034950 | 85176990 |  | 18 |  | ETHERNET INTERFACE 10/100 BASE T WITH LAYER-2 SWITCHING (MIN 8INTERFACES PER CARD) | EA | 1 |  | INCLUDED | 0 | 0 | 0 | 0 | 0 | 0
63 | 7000018983 | 750 | Spares-Tele Eqpt at Bikaner | 1000031381 | 85176290 |  | 18 |  | TRIBUTARY INTERFACE-GIGABIT ETHERNET INTERFACES 10/100 MBPS WITH LAYER-2 SWITCHING (MINIMUM 2 NOS.) | SET | 1 |  | INCLUDED | 0 | 0 | 0 | 0 | 0 | 0
64 | 7000018983 | 760 | Spares-Tele Eqpt at Bikaner | 1000034998 | 85171890 |  | 18 |  | VOIP TELEPHONE INSTRUMENT WITH ONE COMMON SWITCH (MIN. 8 PORT) | EA | 1 |  | INCLUDED | 0 | 0 | 0 | 0 | 0 | 0
65 | 7000018983 | 770 | Spares-Tele Eqpt at Bikaner | 1000031398 | 85171890 |  | 18 |  | PRE CONNECTORIZED OPTICAL FIBER PATCH CORDS(10 MTRS) â€“ PACK OF SIXPATCH CORDS | SET | 1 |  | INCLUDED | 0 | 0 | 0 | 0 | 0 | 0
66 | 7000018983 | 780 | Spares-Tele Eqpt at Bikaner | 1000030942 | 85447090 |  | 18 |  | 24F (DWSM) APPROACH FIBRE OPTIC CABLE INCLUDING ALL INSTALLATIONHARDWARE SET | KM | 1 |  | INCLUDED | 0 | 0 | 0 | 0 | 0 | 0
67 | 7000018983 | 810 | FOUNDATION BOLTS | 1000012366 | 73082011 |  | 18 |  | Fabrication, galvanising and supply of 28mm dia foundation boltsincluding nuts, checknuts, washers and packplates. | EA | 164 |  | INCLUDED | 0 | 0 | 0 | 0 | 0 | 0
68 | 7000018983 | 820 | Mandatory 400 KV CVT | 1000025943 | 85359090 |  | 18 |  | Spare-420kV CVT 1 | SET | 1 |  | INCLUDED | 0 | 0 | 0 | 0 | 0 | 0
II | Extn. of 400kV Kurnool S/S
1 | 7000018856 | 10 | 420kV, 50kA AIS EQUIPMENT | 1000004489 | 85352913 |  | 18 |  | 420kV, 3150A, 50kA Circuit Breaker(3-Phase) without closing resistor | EA | 1 |  | INCLUDED | 0 | 0 | 0 | 0 | 0 | 0
2 | 7000018856 | 20 | 420kV, 50kA AIS EQUIPMENT | 1000004461 | 85359090 |  | 18 |  | 420 kV, 3000A, 50KA, 1-Phase CurrentTransformer with 120% extended currentrating | EA | 6 |  | INCLUDED | 0 | 0 | 0 | 0 | 0 | 0
3 | 7000018856 | 30 | 420kV, 50kA AIS EQUIPMENT | 1000004535 | 85359090 |  | 18 |  | 420 kV, 4400 pF Capacitive Voltage Transformer (1-Phase) | EA | 3 |  | INCLUDED | 0 | 0 | 0 | 0 | 0 | 0
4 | 7000018856 | 40 | 420kV, 50kA AIS EQUIPMENT | 1000004483 | 85353090 |  | 18 |  | 420kV, 3150A, 50KA, Isolator (3-phase)(Double Break) with one E/S | EA | 2 |  | INCLUDED | 0 | 0 | 0 | 0 | 0 | 0
5 | 7000018856 | 50 | 420kV, 50kA AIS EQUIPMENT | 1000020419 | 85354010 |  | 18 |  | 336kV Surge Arrester (1-phase) | EA | 3 |  | INCLUDED | 0 | 0 | 0 | 0 | 0 | 0
6 | 7000018856 | 60 | Erection Hardware for 420 kV I Type S/Y | 1000011320 | 72169990 |  | 18 |  | Erection Hardware for 400kV I type layout-Any feeder Extn. on existinghalf dia. as per technical specification | SET | 1 |  | INCLUDED | 0 | 0 | 0 | 0 | 0 | 0
7 | 7000018856 | 70 | 420kV Insulator and Hardware | 1000055991 | 72169990 |  | 18 |  | 400KV TENSION INSULATOR STRING AND ASSOCIATED HARDWARE FITTINGSWITH TURN BUCKLE SUITABLE FOR QUAD CONDUCTOR | EA | 3 |  | INCLUDED | 0 | 0 | 0 | 0 | 0 | 0
8 | 7000018856 | 80 | 420kV Insulator and Hardware | 1000055986 | 72169990 |  | 18 |  | 400KV SUSPENSION INSULATOR STRING AND ASSOCIATED HARDWARE FITTINGSWITH DROP CLAMP SUITABLE FOR QUAD CONDUCTOR | EA | 3 |  | INCLUDED | 0 | 0 | 0 | 0 | 0 | 0
9 | 7000018856 | 90 | CRP for 420kV Bays with SAS | 1000055446 | 85371000 |  | 18 |  | 400KV CIRCUIT BREAKER RELAY PANEL (WITH AUTOMATION) | EA | 1 |  | INCLUDED | 0 | 0 | 0 | 0 | 0 | 0
10 | 7000018856 | 100 | CRP for 420kV Bays with SAS | 1000003398 | 85371000 |  | 18 |  | 400kV Line Protection Panel (with Automation) | EA | 1 |  | INCLUDED | 0 | 0 | 0 | 0 | 0 | 0
11 | 7000018856 | 110 | CRP for 420kV Bays with SAS | 1000026235 | 85371000 |  | 18 |  | Line Current Differential Relay | SET | 2 |  | INCLUDED | 0 | 0 | 0 | 0 | 0 | 0
12 | 7000018856 | 120 | POWER & CONTROL CABLE | 1000056265 | 85446020 |  | 18 |  | 1.1KV GRADE 27CX1.5 SQMM CONTROL CABLE | KM | 1 |  | INCLUDED | 0 | 0 | 0 | 0 | 0 | 0
13 | 7000018856 | 130 | POWER & CONTROL CABLE | 1000056264 | 85446020 |  | 18 |  | 1.1KV GRADE 19CX1.5 SQMM CONTROL CABLE | KM | 1 |  | INCLUDED | 0 | 0 | 0 | 0 | 0 | 0
14 | 7000018856 | 140 | POWER & CONTROL CABLE | 1000031887 | 85446020 |  | 18 |  | 1.1KV GRADE 10CX2.5 SQMM CONTROL CABLE | KM | 1 |  | INCLUDED | 0 | 0 | 0 | 0 | 0 | 0
15 | 7000018856 | 150 | POWER & CONTROL CABLE | 1000031987 | 85446020 |  | 18 |  | 1.1KV GRADE 5CX2.5 SQMM CONTROL CABLE | KM | 4.5 |  | INCLUDED | 0 | 0 | 0 | 0 | 0 | 0
16 | 7000018856 | 160 | POWER & CONTROL CABLE | 1000031943 | 85446020 |  | 18 |  | 1.1KV GRADE 2CX6 SQMM (PVC) POWER CABLE | KM | 0.6 |  | INCLUDED | 0 | 0 | 0 | 0 | 0 | 0
17 | 7000018856 | 170 | POWER & CONTROL CABLE | 1000031985 | 85446020 |  | 18 |  | 1.1KV GRADE 4CX6 SQMM (PVC) POWER CABLE | KM | 0.5 |  | INCLUDED | 0 | 0 | 0 | 0 | 0 | 0
18 | 7000018856 | 180 | POWER & CONTROL CABLE | 1000031976 | 85446020 |  | 18 |  | 1.1KV GRADE 4CX16 SQMM (PVC) POWER CABLE | KM | 1 |  | INCLUDED | 0 | 0 | 0 | 0 | 0 | 0
19 | 7000018856 | 190 | POWER & CONTROL CABLE | 1000031957 | 85446020 |  | 18 |  | 1.1KV GRADE 3.5CX70 SQMM (PVC) POWER CABLE | KM | 1 |  | INCLUDED | 0 | 0 | 0 | 0 | 0 | 0
20 | 7000018856 | 200 | ILLUMINATION SYSTEM | 1000014548 | 94059900 |  | 18 |  | Lighting Panel type ACP-3 as per technical specification | EA | 1 |  | INCLUDED | 0 | 0 | 0 | 0 | 0 | 0
21 | 7000018856 | 210 | ILLUMINATION SYSTEM | 1000004795 | 94059900 |  | 18 |  | 5/15 A, 240V: Indoor Receptacle 3-pin type modular (type RI) as pertechnical specifications | EA | 1 |  | INCLUDED | 0 | 0 | 0 | 0 | 0 | 0
22 | 7000018856 | 220 | ILLUMINATION SYSTEM | 1000001050 | 94059900 |  | 18 |  | 15A, 240V: Outdoor Receptacle 2 pole, 3-pin modular (type RO) as pertechnical specifications | EA | 1 |  | INCLUDED | 0 | 0 | 0 | 0 | 0 | 0
23 | 7000018856 | 230 | ILLUMINATION SYSTEM | 1000038387 | 94051090 |  | 18 |  | LED FLOOD LIGHT LUMINARIESTYPE FL-1 (150W) AS PER TECHNICALSPECIFICATION | EA | 5 |  | INCLUDED | 0 | 0 | 0 | 0 | 0 | 0
24 | 7000018856 | 240 | ILLUMINATION SYSTEM | 1000038325 | 94059900 |  | 18 |  | LIGHTING FIXTURE LED LUMINAIRES TYPE FL2 AS PER TECH. SPECIFICATIONS | EA | 5 |  | INCLUDED | 0 | 0 | 0 | 0 | 0 | 0
25 | 7000018856 | 250 | 400kV Equipment support structures | 1000020192 | 73045930 |  | 18 |  | Fabrication, galvanising and supply ofStandard Pipe Structure - 400 kV,1-Phase, CT including nuts, bolts, alltype of washers, packplates, step boltsand gusset plates excluding foundationbolts | EA | 6 |  | INCLUDED | 0 | 0 | 0 | 0 | 0 | 0
26 | 7000018856 | 260 | 400kV Equipment support structures | 1000020193 | 73045930 |  | 18 |  | Fabrication, galvanising and supply of Standard Pipe Structure - 400kV CVT including nuts, bolts, all type of washers, packplates, stepbolts and gusset plates excluding foundation bolts | EA | 3 |  | INCLUDED | 0 | 0 | 0 | 0 | 0 | 0
27 | 7000018856 | 270 | 400kV Equipment support structures | 1000020194 | 73045930 |  | 18 |  | Fabrication, galvanising and supply ofStandard Pipe Structure - 400 kV,3-Phase, ISOLATOR including nuts,bolts, all type of washers, packplates,step bolts and gusset plates excludingfoundation bolts | EA | 2 |  | INCLUDED | 0 | 0 | 0 | 0 | 0 | 0
28 | 7000018856 | 280 | 400kV Equipment support structures | 1000020195 | 73045930 |  | 18 |  | Fabrication, galvanising and supply ofStandard Pipe Structure - 400 kV,1-Phase, SA including nuts, bolts,all type of washers, packplates, stepbolts and gusset plates excludingfoundation bolts | EA | 3 |  | INCLUDED | 0 | 0 | 0 | 0 | 0 | 0
29 | 7000018856 | 360 | 400KV MANDATORY SPARES | 1000004535 | 85359090 |  | 18 |  | 420 kV, 4400 pF Capacitive Voltage Transformer (1-Phase) | EA | 1 |  | INCLUDED | 0 | 0 | 0 | 0 | 0 | 0
30 | 7000018856 | 370 | 400KV MANDATORY SPARES | 1000019918 | 85359090 |  | 18 |  | Spares for 420kV Circuit Breaker | LS | 1 |  | INCLUDED | 0 | 0 | 0 | 0 | 0 | 0
31 | 7000018856 | 380 | 400KV MANDATORY SPARES | 1000019919 | 85353090 |  | 18 |  | Spares for 420kV Double break Isolator | LS | 1 |  | INCLUDED | 0 | 0 | 0 | 0 | 0 | 0
32 | 7000018856 | 390 | 400KV MANDATORY SPARES | 1000025941 | 85389000 |  | 18 |  | Spare-420kV CT 1 | SET | 1 |  | INCLUDED | 0 | 0 | 0 | 0 | 0 | 0
33 | 7000018856 | 400 | 400KV MANDATORY SPARES | 1000025943 | 85359090 |  | 18 |  | Spare-420kV CVT 1 | SET | 1 |  | INCLUDED | 0 | 0 | 0 | 0 | 0 | 0
34 | 7000018856 | 410 | 400KV MANDATORY SPARES | 1000024186 | 85354010 |  | 18 |  | SPARES FOR 336KV SURGE ARRESTER | LS | 1 |  | INCLUDED | 0 | 0 | 0 | 0 | 0 | 0
35 | 7000018856 | 420 | 400KV MANDATORY SPARES | 1000019912 | 85371000 |  | 18 |  | Relay & protection Panels (with automation) | LS | 1 |  | INCLUDED | 0 | 0 | 0 | 0 | 0 | 0
36 | 7000018856 | 440 | Foundation Bolts - Supply | 1000012366 | 73082011 |  | 18 |  | Fabrication, galvanising and supply of 28mm dia foundation boltsincluding nuts, checknuts, washers and packplates. | EA | 108 |  | INCLUDED | 0 | 0 | 0 | 0 | 0 | 0
37 | 7000018856 | 450 | BoQ of Comm Equip Supply Main Kurnool | 1000031367 | 85176260 |  | 18 |  | SDH EQUIPMENT (STM-16 MADM UPTO 5 MSP PROTECTED DIRECTIONS)-BASEEQUIPMENT (COMMON CARDS, CROSS CONNECT/CONTROL CARDS, OPTICAL BASECARDS, POWER SUPPLY CARDS, POWER CABLING, OTHER HARDWARE ANDACCESSORIES INCLUDING SUB RACKS, PATCH CORD, DDF ETC FULLY EQUIPEDEXCLUDING OPTICAL INTERFACE & TRIBUTARY CARDS | EA | 1 |  | INCLUDED | 0 | 0 | 0 | 0 | 0 | 0
38 | 7000018856 | 460 | BoQ of Comm Equip Supply Main Kurnool | 1000018706 | 85176990 |  | 18 |  | S16.1 SFP | EA | 6 |  | INCLUDED | 0 | 0 | 0 | 0 | 0 | 0
39 | 7000018856 | 470 | BoQ of Comm Equip Supply Main Kurnool | 1000023721 | 85176260 |  | 18 |  | SFP S4.1 | EA | 2 |  | INCLUDED | 0 | 0 | 0 | 0 | 0 | 0
40 | 7000018856 | 480 | BoQ of Comm Equip Supply Main Kurnool | 1000031374 | 85176290 |  | 18 |  | TRIBUTARY INTERFACE- E1 INTERFACE (MINIMUM 16 NOS.) | SET | 4 |  | INCLUDED | 0 | 0 | 0 | 0 | 0 | 0
41 | 7000018856 | 490 | BoQ of Comm Equip Supply Main Kurnool | 1000034950 | 85176990 |  | 18 |  | ETHERNET INTERFACE 10/100 BASE T WITH LAYER-2 SWITCHING (MIN 8INTERFACES PER CARD) | EA | 4 |  | INCLUDED | 0 | 0 | 0 | 0 | 0 | 0
42 | 7000018856 | 500 | BoQ of Comm Equip Supply Main Kurnool | 1000031381 | 85176290 |  | 18 |  | TRIBUTARY INTERFACE-GIGABIT ETHERNET INTERFACES 10/100 MBPS WITH LAYER-2 SWITCHING (MINIMUM 2 NOS.) | SET | 2 |  | INCLUDED | 0 | 0 | 0 | 0 | 0 | 0
43 | 7000018856 | 510 | BoQ of Comm Equip Supply Main Kurnool | 1000026228 | 85176290 |  | 18 |  | Equipment Cabinets For SDH | EA | 1 |  | INCLUDED | 0 | 0 | 0 | 0 | 0 | 0
44 | 7000018856 | 520 | BoQ of Comm Equip Supply Main Kurnool | 1000028495 | 84715000 |  | 18 |  | NMS- CRAFT TERMINAL-HARDWARE | EA | 1 |  | INCLUDED | 0 | 0 | 0 | 0 | 0 | 0
45 | 7000018856 | 530 | BoQ of Comm Equip Supply Main Kurnool | 1000028265 | 85238020 |  | 18 |  | Software for Craft Terminal | EA | 1 |  | INCLUDED | 0 | 0 | 0 | 0 | 0 | 0
46 | 7000018856 | 540 | BoQ of Comm Equip Supply Main Kurnool | 1000034998 | 85171890 |  | 18 |  | VOIP TELEPHONE INSTRUMENT WITH ONE COMMON SWITCH (MIN. 8 PORT) | EA | 2 |  | INCLUDED | 0 | 0 | 0 | 0 | 0 | 0
47 | 7000018856 | 550 | BoQ of Comm Equip Supply Main Kurnool | 1000030942 | 85447090 |  | 18 |  | 24F (DWSM) APPROACH FIBRE OPTIC CABLE INCLUDING ALL INSTALLATIONHARDWARE SET | KM | 1 |  | INCLUDED | 0 | 0 | 0 | 0 | 0 | 0
48 | 7000018856 | 560 | BoQ of Comm Equip Supply Main Kurnool | 1000023471 | 85372000 |  | 18 |  | OPGW Fibre Optic Distribution Panel (FODP): Indoor Type: 96F | EA | 1 |  | INCLUDED | 0 | 0 | 0 | 0 | 0 | 0
49 | 7000018856 | 580 | BoQ of Comm Equip Mandatory Spares | 1000031369 | 85176260 |  | 18 |  | SDH EQUIPMENT (STM-16 MADM UPTO 5 MSP PROTECTED DIRECTIONS)-COMMONCARDS, CROSS-CONNECT/CONTROL CARDS, OPTICAL BASE CARD, POWER SUPPLYCARDS, POWER CABLING, OTHER HARDWARE & ACCESSORIES (EACH). | SET | 1 |  | INCLUDED | 0 | 0 | 0 | 0 | 0 | 0
50 | 7000018856 | 590 | BoQ of Comm Equip Mandatory Spares | 1000018706 | 85176990 |  | 18 |  | S16.1 SFP | EA | 1 |  | INCLUDED | 0 | 0 | 0 | 0 | 0 | 0
51 | 7000018856 | 600 | BoQ of Comm Equip Mandatory Spares | 1000023721 | 85176260 |  | 18 |  | SFP S4.1 | EA | 1 |  | INCLUDED | 0 | 0 | 0 | 0 | 0 | 0
52 | 7000018856 | 610 | BoQ of Comm Equip Mandatory Spares | 1000031374 | 85176290 |  | 18 |  | TRIBUTARY INTERFACE- E1 INTERFACE (MINIMUM 16 NOS.) | SET | 1 |  | INCLUDED | 0 | 0 | 0 | 0 | 0 | 0
53 | 7000018856 | 620 | BoQ of Comm Equip Mandatory Spares | 1000034950 | 85176990 |  | 18 |  | ETHERNET INTERFACE 10/100 BASE T WITH LAYER-2 SWITCHING (MIN 8INTERFACES PER CARD) | EA | 1 |  | INCLUDED | 0 | 0 | 0 | 0 | 0 | 0
54 | 7000018856 | 630 | BoQ of Comm Equip Mandatory Spares | 1000031381 | 85176290 |  | 18 |  | TRIBUTARY INTERFACE-GIGABIT ETHERNET INTERFACES 10/100 MBPS WITH LAYER-2 SWITCHING (MINIMUM 2 NOS.) | SET | 1 |  | INCLUDED | 0 | 0 | 0 | 0 | 0 | 0
55 | 7000018856 | 640 | BoQ of Comm Equip Mandatory Spares | 1000034998 | 85171890 |  | 18 |  | VOIP TELEPHONE INSTRUMENT WITH ONE COMMON SWITCH (MIN. 8 PORT) | EA | 1 |  | INCLUDED | 0 | 0 | 0 | 0 | 0 | 0
56 | 7000018856 | 650 | BoQ of Comm Equip Mandatory Spares | 1000031398 | 85171890 |  | 18 |  | PRE CONNECTORIZED OPTICAL FIBER PATCH CORDS(10 MTRS) â€“ PACK OF SIXPATCH CORDS | SET | 1 |  | INCLUDED | 0 | 0 | 0 | 0 | 0 | 0
57 | 7000018856 | 660 | BoQ of Comm Equip Mandatory Spares | 1000030942 | 85447090 |  | 18 |  | 24F (DWSM) APPROACH FIBRE OPTIC CABLE INCLUDING ALL INSTALLATIONHARDWARE SET | KM | 1 |  | INCLUDED | 0 | 0 | 0 | 0 | 0 | 0
58 | 7000018856 | 670 | BoQ of PMU Supply at Kurnool | 1000017518 | 85364900 |  | 18 |  | PMU with GPS Clock (clock can be either internal or external) | EA | 1 |  | INCLUDED | 0 | 0 | 0 | 0 | 0 | 0
59 | 7000018856 | 680 | BoQ of PMU Supply at Kurnool | 1000022512 | 90311000 |  | 18 |  | WAMS Hardware - Time System (GPS receiver) | EA | 1 |  | INCLUDED | 0 | 0 | 0 | 0 | 0 | 0
60 | 7000018856 | 690 | BoQ of PMU Supply at Kurnool | 1000022510 | 85176290 |  | 18 |  | WAMS Hardware - Substation Grade Layer-3 LAN Switches with minimum 4 x10/100 Mbps Ethernet ports and 2 x 1 Gbps Ethernet ports | EA | 2 |  | INCLUDED | 0 | 0 | 0 | 0 | 0 | 0
61 | 7000018856 | 700 | BoQ of PMU Supply at Kurnool | 1000022487 | 85447090 |  | 18 |  | WAMS Miscellaneous - Armored Fibre Optic Cable and associatedtermination (e.g. L2 Switch) for connecting PMU panels located indifferent control room of a station | EA | 1 |  | INCLUDED | 0 | 0 | 0 | 0 | 0 | 0
62 | 7000018856 | 720 | VMS | 1000030433 | 85287390 |  | 18 |  | COLOR IP CAMERA, WITH PAN, TILT AND ZOOM FACILITIES, ALONGWITH ALLREQUIRED ITEMS, ACCESSORIES, LINE INTERFACE UNITS, FIBER PATCH CORDS,POWER SUPPLY UNITS, JUNCTION BOXES, CABLES, FIBER OPTIC CABLES, ETC.,AND INCLUDING INTEGRATION IN EXISTING HARDWARE AND SOFTWARE FORAUGMENTATION OF VISUAL MONITORING SYSTEM AS PER TECHNICALSPECIFICATION. | SET | 3 |  | INCLUDED | 0 | 0 | 0 | 0 | 0 | 0
III | Extn. of 220kV Amritsar S/S
1 | 7000018857 | 10 | 245kV, 40kA AIS EQUIPMENT | 1000001671 | 85352912 |  | 18 |  | 245kV, 1600A, 40KA Circuit Breaker(3-Phase) with support structure | EA | 1 |  | INCLUDED | 0 | 0 | 0 | 0 | 0 | 0
2 | 7000018857 | 20 | 245kV, 40kA AIS EQUIPMENT | 1000001673 | 85353090 |  | 18 |  | 245kV, 1600A, 40 KA, 3-phase DoubleBreak Isolator with one E/S | EA | 1 |  | INCLUDED | 0 | 0 | 0 | 0 | 0 | 0
3 | 7000018857 | 30 | 245kV, 40kA AIS EQUIPMENT | 1000001674 | 85353090 |  | 18 |  | 245kV, 1600A, 40 KA, 3-phase DoubleBreak Isolator with two E/S | EA | 1 |  | INCLUDED | 0 | 0 | 0 | 0 | 0 | 0
4 | 7000018857 | 40 | 245kV, 40kA AIS EQUIPMENT | 1000001794 | 85353090 |  | 18 |  | 245kV, 1600A, 40 KA, 3-phase DoubleBreak Tandem Isolator without E/S | EA | 2 |  | INCLUDED | 0 | 0 | 0 | 0 | 0 | 0
5 | 7000018857 | 50 | 245kV, 40kA AIS EQUIPMENT | 1000001681 | 85359090 |  | 18 |  | 245 kV, 1600A, 40KA, 1-Phase CurrentTransformer with 120% extended currentrating | EA | 3 |  | INCLUDED | 0 | 0 | 0 | 0 | 0 | 0
6 | 7000018857 | 60 | 245kV, 40kA AIS EQUIPMENT | 1000001772 | 85359090 |  | 18 |  | 245 kV, 4400pf Capacitive Voltage Transformer (1- Phase) | EA | 3 |  | INCLUDED | 0 | 0 | 0 | 0 | 0 | 0
7 | 7000018857 | 70 | 245kV, 40kA AIS EQUIPMENT | 1000020417 | 85354010 |  | 18 |  | 216kV Surge Arrester (1-phase) | EA | 3 |  | INCLUDED | 0 | 0 | 0 | 0 | 0 | 0
8 | 7000018857 | 80 | 245kV, 40kA AIS EQUIPMENT | 1000001695 | 85462040 |  | 18 |  | 245 kV, 1 phase Bus Post Insulator (except for Line Traps) | EA | 11 |  | INCLUDED | 0 | 0 | 0 | 0 | 0 | 0
9 | 7000018857 | 90 | 245kV, 40kA AIS EQUIPMENT | 1000001694 | 85462040 |  | 18 |  | 245 kV ,1 phase Bus Post Insulators for Line Traps | EA | 6 |  | INCLUDED | 0 | 0 | 0 | 0 | 0 | 0
10 | 7000018857 | 100 | Erection Hardware for 220 kV DMT Type S | 1000011261 | 72169990 |  | 18 |  | Erection Hardware for 220kV layout (Double Main and TransferScheme)-Line Bay as per technical specification | SET | 1 |  | INCLUDED | 0 | 0 | 0 | 0 | 0 | 0
11 | 7000018857 | 110 | 220kV Insulator and Hardware | 1000055975 | 72169990 |  | 18 |  | 220KV SUSPENSION INSULATOR STRING AND ASSOCIATED HARDWARE FITTINGSWITH DROP CLAMP SUITABLE FOR TWIN CONDUCTOR | EA | 1 |  | INCLUDED | 0 | 0 | 0 | 0 | 0 | 0
12 | 7000018857 | 120 | 220kV Insulator and Hardware | 1000055983 | 72169990 |  | 18 |  | 220KV TENSION INSULATOR STRING AND ASSOCIATED HARDWARE FITTINGS WITHTURN BUCKLE SUITABLE FOR TWIN CONDUCTOR | EA | 3 |  | INCLUDED | 0 | 0 | 0 | 0 | 0 | 0
13 | 7000018857 | 130 | Earthmat | 1000032055 | 72159090 |  | 18 |  | 40 MM MS ROD FOR MAIN EARTHMAT | KM | 1 |  | INCLUDED | 0 | 0 | 0 | 0 | 0 | 0
14 | 7000018857 | 140 | CRP | 1000032389 | 85371000 |  | 18 |  | BAY CONTROL UNIT INCLUDING INTERFACE ACCESSORIES INTEGRATION WITHNTAMC AS PER TECHNICAL SPECIFICATION. | EA | 1 |  | INCLUDED | 0 | 0 | 0 | 0 | 0 | 0
15 | 7000018857 | 150 | CRP | 1000001171 | 85371000 |  | 18 |  | 220kV Circuit Breaker Relay Panel with Auto Reclose | EA | 1 |  | INCLUDED | 0 | 0 | 0 | 0 | 0 | 0
16 | 7000018857 | 160 | CRP | 1000006842 | 85371000 |  | 18 |  | Augmentation of existing 220kV bus bar protection scheme | SET | 1 |  | INCLUDED | 0 | 0 | 0 | 0 | 0 | 0
17 | 7000018857 | 170 | CRP | 1000019773 | 85371000 |  | 18 |  | Simplex Control Panel for 220kV (Bus Scheme as per SLD) Two bays | EA | 1 |  | INCLUDED | 0 | 0 | 0 | 0 | 0 | 0
18 | 7000018857 | 750 | CRP | 1000001343 | 85371000 |  | 18 |  | 220kV Simplex Line Protection Panel | EA | 1 |  | INCLUDED | 0 | 0 | 0 | 0 | 0 | 0
19 | 7000018857 | 180 | PLCC Equipment | 1000001567 | 85176210 |  | 18 |  | 220kV, 1600A, 0.5mH, 40 kA Line Trap | EA | 2 |  | INCLUDED | 0 | 0 | 0 | 0 | 0 | 0
20 | 7000018857 | 190 | POWER & CONTROL CABLE | 1000031957 | 85446020 |  | 18 |  | 1.1KV GRADE 3.5CX70 SQMM (PVC) POWER CABLE | KM | 2 |  | INCLUDED | 0 | 0 | 0 | 0 | 0 | 0
21 | 7000018857 | 200 | POWER & CONTROL CABLE | 1000031953 | 85446020 |  | 18 |  | 1.1KV GRADE 3.5CX35 SQMM (PVC) POWER CABLE | KM | 2 |  | INCLUDED | 0 | 0 | 0 | 0 | 0 | 0
22 | 7000018857 | 210 | POWER & CONTROL CABLE | 1000031976 | 85446020 |  | 18 |  | 1.1KV GRADE 4CX16 SQMM (PVC) POWER CABLE | KM | 2 |  | INCLUDED | 0 | 0 | 0 | 0 | 0 | 0
23 | 7000018857 | 220 | POWER & CONTROL CABLE | 1000031985 | 85446020 |  | 18 |  | 1.1KV GRADE 4CX6 SQMM (PVC) POWER CABLE | KM | 1 |  | INCLUDED | 0 | 0 | 0 | 0 | 0 | 0
24 | 7000018857 | 230 | POWER & CONTROL CABLE | 1000031964 | 85446020 |  | 18 |  | 1.1KV GRADE 3CX2.5 SQMM CONTROL CABLE | KM | 2 |  | INCLUDED | 0 | 0 | 0 | 0 | 0 | 0
25 | 7000018857 | 240 | POWER & CONTROL CABLE | 1000031987 | 85446020 |  | 18 |  | 1.1KV GRADE 5CX2.5 SQMM CONTROL CABLE | KM | 1 |  | INCLUDED | 0 | 0 | 0 | 0 | 0 | 0
26 | 7000018857 | 250 | POWER & CONTROL CABLE | 1000031887 | 85446020 |  | 18 |  | 1.1KV GRADE 10CX2.5 SQMM CONTROL CABLE | KM | 1 |  | INCLUDED | 0 | 0 | 0 | 0 | 0 | 0
27 | 7000018857 | 260 | POWER & CONTROL CABLE | 1000056264 | 85446020 |  | 18 |  | 1.1KV GRADE 19CX1.5 SQMM CONTROL CABLE | KM | 2 |  | INCLUDED | 0 | 0 | 0 | 0 | 0 | 0
28 | 7000018857 | 270 | POWER & CONTROL CABLE | 1000056265 | 85446020 |  | 18 |  | 1.1KV GRADE 27CX1.5 SQMM CONTROL CABLE | KM | 2 |  | INCLUDED | 0 | 0 | 0 | 0 | 0 | 0
29 | 7000018857 | 280 | POWER & CONTROL CABLE | 1000032050 | 85446020 |  | 18 |  | 4PAIR, 0.5SQMM SCREENED CABLE | KM | 0.3 |  | INCLUDED | 0 | 0 | 0 | 0 | 0 | 0
30 | 7000018857 | 290 | ILLUMINATION SYSTEM | 1000038325 | 94059900 |  | 18 |  | LIGHTING FIXTURE LED LUMINAIRES TYPE FL2 AS PER TECH. SPECIFICATIONS | EA | 5 |  | INCLUDED | 0 | 0 | 0 | 0 | 0 | 0
31 | 7000018857 | 300 | 220kV Equipment support structures | 1000017565 | 73045930 |  | 18 |  | Fabrication, galvanising and supply of Std Pipe Structure - 220 kV highBPI including nuts, bolts, all type of washers, packplates, step boltsand gusset plates excluding foundation bolts | EA | 3 |  | INCLUDED | 0 | 0 | 0 | 0 | 0 | 0
32 | 7000018857 | 310 | 220kV Equipment support structures | 1000017562 | 73045930 |  | 18 |  | Standard Pipe Structure for 220kV BPI (excluding wave trap) | EA | 8 |  | INCLUDED | 0 | 0 | 0 | 0 | 0 | 0
33 | 7000018857 | 320 | 220kV Equipment support structures | 1000020187 | 73045930 |  | 18 |  | Fabrication, galvanising and supply of Standard Pipe Structure - 220kV CT including nuts, bolts, all type of washers, packplates, stepbolts and gusset plates excluding foundation bolts | EA | 3 |  | INCLUDED | 0 | 0 | 0 | 0 | 0 | 0
34 | 7000018857 | 330 | 220kV Equipment support structures | 1000020188 | 73045930 |  | 18 |  | Fabrication, galvanising and supply of Standard Pipe Structure - 220kV CVT including nuts, bolts, all type of washers, packplates, stepbolts and gusset plates excluding foundation bolts | EA | 3 |  | INCLUDED | 0 | 0 | 0 | 0 | 0 | 0
35 | 7000018857 | 340 | 220kV Equipment support structures | 1000020189 | 73045930 |  | 18 |  | Fabrication, galvanising and supply of Standard Pipe Structure - 220kV ISOLATOR including nuts, bolts, all type of washers, packplates,step bolts and gusset plates excluding foundation bolts | EA | 4 |  | INCLUDED | 0 | 0 | 0 | 0 | 0 | 0
36 | 7000018857 | 350 | 220kV Equipment support structures | 1000020190 | 73045930 |  | 18 |  | Fabrication, galvanising and supply of Standard Pipe Structure - 220kV SA including nuts, bolts, all type of washers, packplates, stepbolts and gusset plates excluding foundation bolts | EA | 3 |  | INCLUDED | 0 | 0 | 0 | 0 | 0 | 0
37 | 7000018857 | 360 | 220kV Equipment support structures | 1000017563 | 73045930 |  | 18 |  | Standard Pipe Structure for 220kV BPI for WT (1- phase) | EA | 6 |  | INCLUDED | 0 | 0 | 0 | 0 | 0 | 0
38 | 7000018857 | 370 | Mandatory Spare LOT | 1000025935 | 85389000 |  | 18 |  | Spare-245kV Circuit Breaker | SET | 1 |  | INCLUDED | 0 | 0 | 0 | 0 | 0 | 0
39 | 7000018857 | 380 | Mandatory Spare LOT | 1000025936 | 85353090 |  | 18 |  | Spare-245kV Isolator | SET | 1 |  | INCLUDED | 0 | 0 | 0 | 0 | 0 | 0
40 | 7000018857 | 390 | Mandatory Spare LOT | 1000025933 | 85389000 |  | 18 |  | Spare-245kV CT | SET | 1 |  | INCLUDED | 0 | 0 | 0 | 0 | 0 | 0
41 | 7000018857 | 400 | Mandatory Spare LOT | 1000025934 | 85359090 |  | 18 |  | Spare-245kV CVT | SET | 1 |  | INCLUDED | 0 | 0 | 0 | 0 | 0 | 0
42 | 7000018857 | 410 | Mandatory Spare LOT | 1000019912 | 85371000 |  | 18 |  | Relay & protection Panels (with automation) | LS | 1 |  | INCLUDED | 0 | 0 | 0 | 0 | 0 | 0
43 | 7000018857 | 420 | Mandatory Spare LOT | 1000025930 | 85354010 |  | 18 |  | Spare-216kV Surge Arrester | SET | 1 |  | INCLUDED | 0 | 0 | 0 | 0 | 0 | 0
44 | 7000018857 | 530 | FOUNDATION BOLT | 1000012366 | 73082011 |  | 18 |  | Fabrication, galvanising and supply of 28mm dia foundation boltsincluding nuts, checknuts, washers and packplates. | EA | 200 |  | INCLUDED | 0 | 0 | 0 | 0 | 0 | 0
45 | 7000018857 | 550 | Tele Eqpt at Amritsar PG | 1000031367 | 85176260 |  | 18 |  | SDH EQUIPMENT (STM-16 MADM UPTO 5 MSP PROTECTED DIRECTIONS)-BASEEQUIPMENT (COMMON CARDS, CROSS CONNECT/CONTROL CARDS, OPTICAL BASECARDS, POWER SUPPLY CARDS, POWER CABLING, OTHER HARDWARE ANDACCESSORIES INCLUDING SUB RACKS, PATCH CORD, DDF ETC FULLY EQUIPEDEXCLUDING OPTICAL INTERFACE & TRIBUTARY CARDS | EA | 1 |  | INCLUDED | 0 | 0 | 0 | 0 | 0 | 0
46 | 7000018857 | 560 | Tele Eqpt at Amritsar PG | 1000018706 | 85176990 |  | 18 |  | S16.1 SFP | EA | 4 |  | INCLUDED | 0 | 0 | 0 | 0 | 0 | 0
47 | 7000018857 | 570 | Tele Eqpt at Amritsar PG | 1000031374 | 85176290 |  | 18 |  | TRIBUTARY INTERFACE- E1 INTERFACE (MINIMUM 16 NOS.) | SET | 2 |  | INCLUDED | 0 | 0 | 0 | 0 | 0 | 0
48 | 7000018857 | 580 | Tele Eqpt at Amritsar PG | 1000034950 | 85176990 |  | 18 |  | ETHERNET INTERFACE 10/100 BASE T WITH LAYER-2 SWITCHING (MIN 8INTERFACES PER CARD) | EA | 2 |  | INCLUDED | 0 | 0 | 0 | 0 | 0 | 0
49 | 7000018857 | 590 | Tele Eqpt at Amritsar PG | 1000031381 | 85176290 |  | 18 |  | TRIBUTARY INTERFACE-GIGABIT ETHERNET INTERFACES 10/100 MBPS WITH LAYER-2 SWITCHING (MINIMUM 2 NOS.) | SET | 1 |  | INCLUDED | 0 | 0 | 0 | 0 | 0 | 0
50 | 7000018857 | 600 | Tele Eqpt at Amritsar PG | 1000026228 | 85176290 |  | 18 |  | Equipment Cabinets For SDH | EA | 1 |  | INCLUDED | 0 | 0 | 0 | 0 | 0 | 0
51 | 7000018857 | 610 | Tele Eqpt at Amritsar PG | 1000028495 | 84715000 |  | 18 |  | NMS- CRAFT TERMINAL-HARDWARE | EA | 1 |  | INCLUDED | 0 | 0 | 0 | 0 | 0 | 0
52 | 7000018857 | 620 | Tele Eqpt at Amritsar PG | 1000028265 | 85238020 |  | 18 |  | Software for Craft Terminal | EA | 1 |  | INCLUDED | 0 | 0 | 0 | 0 | 0 | 0
53 | 7000018857 | 630 | Tele Eqpt at Amritsar PG | 1000034998 | 85171890 |  | 18 |  | VOIP TELEPHONE INSTRUMENT WITH ONE COMMON SWITCH (MIN. 8 PORT) | EA | 2 |  | INCLUDED | 0 | 0 | 0 | 0 | 0 | 0
54 | 7000018857 | 640 | Tele Eqpt at Amritsar PG | 1000030942 | 85447090 |  | 18 |  | 24F (DWSM) APPROACH FIBRE OPTIC CABLE INCLUDING ALL INSTALLATIONHARDWARE SET | KM | 1 |  | INCLUDED | 0 | 0 | 0 | 0 | 0 | 0
55 | 7000018857 | 650 | Tele Eqpt at Amritsar PG | 1000023471 | 85372000 |  | 18 |  | OPGW Fibre Optic Distribution Panel (FODP): Indoor Type: 96F | EA | 1 |  | INCLUDED | 0 | 0 | 0 | 0 | 0 | 0
56 | 7000018857 | 670 | Spares-Tele Eqpt at Amritsar PG | 1000031369 | 85176260 |  | 18 |  | SDH EQUIPMENT (STM-16 MADM UPTO 5 MSP PROTECTED DIRECTIONS)-COMMONCARDS, CROSS-CONNECT/CONTROL CARDS, OPTICAL BASE CARD, POWER SUPPLYCARDS, POWER CABLING, OTHER HARDWARE & ACCESSORIES (EACH). | SET | 1 |  | INCLUDED | 0 | 0 | 0 | 0 | 0 | 0
57 | 7000018857 | 680 | Spares-Tele Eqpt at Amritsar PG | 1000018706 | 85176990 |  | 18 |  | S16.1 SFP | EA | 1 |  | INCLUDED | 0 | 0 | 0 | 0 | 0 | 0
58 | 7000018857 | 690 | Spares-Tele Eqpt at Amritsar PG | 1000031374 | 85176290 |  | 18 |  | TRIBUTARY INTERFACE- E1 INTERFACE (MINIMUM 16 NOS.) | SET | 1 |  | INCLUDED | 0 | 0 | 0 | 0 | 0 | 0
59 | 7000018857 | 700 | Spares-Tele Eqpt at Amritsar PG | 1000034950 | 85176990 |  | 18 |  | ETHERNET INTERFACE 10/100 BASE T WITH LAYER-2 SWITCHING (MIN 8INTERFACES PER CARD) | EA | 1 |  | INCLUDED | 0 | 0 | 0 | 0 | 0 | 0
60 | 7000018857 | 710 | Spares-Tele Eqpt at Amritsar PG | 1000031381 | 85176290 |  | 18 |  | TRIBUTARY INTERFACE-GIGABIT ETHERNET INTERFACES 10/100 MBPS WITH LAYER-2 SWITCHING (MINIMUM 2 NOS.) | SET | 1 |  | INCLUDED | 0 | 0 | 0 | 0 | 0 | 0
61 | 7000018857 | 720 | Spares-Tele Eqpt at Amritsar PG | 1000034998 | 85171890 |  | 18 |  | VOIP TELEPHONE INSTRUMENT WITH ONE COMMON SWITCH (MIN. 8 PORT) | EA | 1 |  | INCLUDED | 0 | 0 | 0 | 0 | 0 | 0
62 | 7000018857 | 730 | Spares-Tele Eqpt at Amritsar PG | 1000031398 | 85171890 |  | 18 |  | PRE CONNECTORIZED OPTICAL FIBER PATCH CORDS(10 MTRS) â€“ PACK OF SIXPATCH CORDS | SET | 1 |  | INCLUDED | 0 | 0 | 0 | 0 | 0 | 0
63 | 7000018857 | 740 | Spares-Tele Eqpt at Amritsar PG | 1000030942 | 85447090 |  | 18 |  | 24F (DWSM) APPROACH FIBRE OPTIC CABLE INCLUDING ALL INSTALLATIONHARDWARE SET | KM | 1 |  | INCLUDED | 0 | 0 | 0 | 0 | 0 | 0
IV | Extn. of 400kV Alipurduar (POWERGRID) S/s
1 | 7000018858 | 950 | SPARES FOR 420KV SHUNT REACTOR | 1000028245 | 85049010 |  | 18 |  | Spare For 400kV Bus Reactor | LS | 1 |  | INCLUDED | 0 | 0 | 0 | 0 | 0 | 0
2 | 7000018858 | 960 | 400kV AIS EQUIPMENT | 1000004401 | 85462040 |  | 18 |  | 420 kV, 1 phase Bus Post Insulator (except for Line Traps) | EA | 6 |  | INCLUDED | 0 | 0 | 0 | 0 | 0 | 0
3 | 7000018858 | 970 | 400kV AIS EQUIPMENT | 1000020419 | 85354010 |  | 18 |  | 336kV Surge Arrester (1-phase) | EA | 3 |  | INCLUDED | 0 | 0 | 0 | 0 | 0 | 0
4 | 7000018858 | 980 | 400kV AIS EQUIPMENT | 1000004498 | 85353090 |  | 18 |  | 420kV, 3150A, 63KA, Isolator (3-phase)(Double Break) with one E/S | EA | 2 |  | INCLUDED | 0 | 0 | 0 | 0 | 0 | 0
5 | 7000018858 | 990 | 400kV AIS EQUIPMENT | 1000004463 | 85359090 |  | 18 |  | 420 kV, 3000A, 63KA, 1-Phase CurrentTransformer with 120% extended currentrating | EA | 3 |  | INCLUDED | 0 | 0 | 0 | 0 | 0 | 0
6 | 7000018858 | 1000 | 400kV AIS EQUIPMENT | 1000004501 | 85352913 |  | 18 |  | 420kV, 3150A, 63kA Circuit Breaker (3-Phase) without closing resistorand with Support Structure | EA | 1 |  | INCLUDED | 0 | 0 | 0 | 0 | 0 | 0
7 | 7000018858 | 1020 | Erection Hardware for 420 kV D Type S/Y | 1000055987 | 72169990 |  | 18 |  | 400KV SUSPENSION INSULATOR STRING AND ASSOCIATED HARDWARE FITTINGSWITH DROP CLAMP SUITABLE FOR TWIN CONDUCTOR | EA | 3 |  | INCLUDED | 0 | 0 | 0 | 0 | 0 | 0
8 | 7000018858 | 1530 | Erection Hardware for 420 kV D Type S/Y | 1000011365 | 72169990 |  | 18 |  | Erection Hardware for 400kV D type layout-Any feeder Extn. On existinghalf dia. as per technical specification | SET | 1 |  | INCLUDED | 0 | 0 | 0 | 0 | 0 | 0
9 | 7000018858 | 1030 | CSD | 1000009713 | 85389000 |  | 18 |  | Controlled Switching Device for 420 kV, 3-ph Circuit Breaker | EA | 2 |  | INCLUDED | 0 | 0 | 0 | 0 | 0 | 0
10 | 7000018858 | 1040 | CRP for 420kV Bays with SAS | 1000003407 | 85371000 |  | 18 |  | 400kV Reactor Protection Panel (with Automation) | EA | 1 |  | INCLUDED | 0 | 0 | 0 | 0 | 0 | 0
11 | 7000018858 | 1050 | CRP for 420kV Bays with SAS | 1000002146 | 85371000 |  | 18 |  | Augmentation of existing 400kV bus bar protection scheme.(No. of baysas per specification)-(with Automation) | SET | 1 |  | INCLUDED | 0 | 0 | 0 | 0 | 0 | 0
12 | 7000018858 | 1060 | CRP for 420kV Bays with SAS | 1000055446 | 85371000 |  | 18 |  | 400KV CIRCUIT BREAKER RELAY PANEL (WITH AUTOMATION) | EA | 1 |  | INCLUDED | 0 | 0 | 0 | 0 | 0 | 0
13 | 7000018858 | 1070 | AUGUMENTATION OF EXISTING SAS | 1000003409 | 85371000 |  | 18 |  | Augmentation of Substation automation System for 400kV Main bay as perTechnical Specification | EA | 1 |  | INCLUDED | 0 | 0 | 0 | 0 | 0 | 0
14 | 7000018858 | 1080 | POWER & CONTROL CABLE | 1000032050 | 85446020 |  | 18 |  | 4PAIR, 0.5SQMM SCREENED CABLE | KM | 1 |  | INCLUDED | 0 | 0 | 0 | 0 | 0 | 0
15 | 7000018858 | 1090 | POWER & CONTROL CABLE | 1000056265 | 85446020 |  | 18 |  | 1.1KV GRADE 27CX1.5 SQMM CONTROL CABLE | KM | 1 |  | INCLUDED | 0 | 0 | 0 | 0 | 0 | 0
16 | 7000018858 | 1100 | POWER & CONTROL CABLE | 1000056264 | 85446020 |  | 18 |  | 1.1KV GRADE 19CX1.5 SQMM CONTROL CABLE | KM | 3 |  | INCLUDED | 0 | 0 | 0 | 0 | 0 | 0
17 | 7000018858 | 1110 | POWER & CONTROL CABLE | 1000031901 | 85446020 |  | 18 |  | 1.1KV GRADE 12CX2.5 SQMM CONTROL CABLE | KM | 1 |  | INCLUDED | 0 | 0 | 0 | 0 | 0 | 0
18 | 7000018858 | 1120 | POWER & CONTROL CABLE | 1000031887 | 85446020 |  | 18 |  | 1.1KV GRADE 10CX2.5 SQMM CONTROL CABLE | KM | 1 |  | INCLUDED | 0 | 0 | 0 | 0 | 0 | 0
19 | 7000018858 | 1130 | POWER & CONTROL CABLE | 1000031993 | 85446020 |  | 18 |  | 1.1KV GRADE 7CX2.5 SQMM CONTROL CABLE | KM | 1 |  | INCLUDED | 0 | 0 | 0 | 0 | 0 | 0
20 | 7000018858 | 1140 | POWER & CONTROL CABLE | 1000031987 | 85446020 |  | 18 |  | 1.1KV GRADE 5CX2.5 SQMM CONTROL CABLE | KM | 4 |  | INCLUDED | 0 | 0 | 0 | 0 | 0 | 0
21 | 7000018858 | 1150 | POWER & CONTROL CABLE | 1000031964 | 85446020 |  | 18 |  | 1.1KV GRADE 3CX2.5 SQMM CONTROL CABLE | KM | 3 |  | INCLUDED | 0 | 0 | 0 | 0 | 0 | 0
22 | 7000018858 | 1160 | POWER & CONTROL CABLE | 1000031936 | 85446020 |  | 18 |  | 1.1KV GRADE 2CX2.5 SQMM CONTROL CABLE | KM | 1 |  | INCLUDED | 0 | 0 | 0 | 0 | 0 | 0
23 | 7000018858 | 1170 | POWER & CONTROL CABLE | 1000031985 | 85446020 |  | 18 |  | 1.1KV GRADE 4CX6 SQMM (PVC) POWER CABLE | KM | 2.5 |  | INCLUDED | 0 | 0 | 0 | 0 | 0 | 0
24 | 7000018858 | 1180 | POWER & CONTROL CABLE | 1000031975 | 85446020 |  | 18 |  | 1.1KV GRADE 4CX10 SQMM (PVC) POWER CABLE | KM | 0.5 |  | INCLUDED | 0 | 0 | 0 | 0 | 0 | 0
25 | 7000018858 | 1190 | POWER & CONTROL CABLE | 1000031933 | 85446020 |  | 18 |  | 1.1KV GRADE 2CX16 SQMM (PVC) POWER CABLE | KM | 0.5 |  | INCLUDED | 0 | 0 | 0 | 0 | 0 | 0
26 | 7000018858 | 1200 | POWER & CONTROL CABLE | 1000031976 | 85446020 |  | 18 |  | 1.1KV GRADE 4CX16 SQMM (PVC) POWER CABLE | KM | 1 |  | INCLUDED | 0 | 0 | 0 | 0 | 0 | 0
27 | 7000018858 | 1210 | POWER & CONTROL CABLE | 1000031957 | 85446020 |  | 18 |  | 1.1KV GRADE 3.5CX70 SQMM (PVC) POWER CABLE | KM | 1 |  | INCLUDED | 0 | 0 | 0 | 0 | 0 | 0
28 | 7000018858 | 1220 | POWER & CONTROL CABLE | 1000031915 | 85446090 |  | 18 |  | 1.1KV GRADE 1CX300 SQMM (XLPE) POWER CABLE | KM | 3 |  | INCLUDED | 0 | 0 | 0 | 0 | 0 | 0
29 | 7000018858 | 1230 | FIRE FIGHTING SYSTEM | 1000055457 | 84248990 |  | 18 |  | HVW SPRAY SYSTEM, HYDRANT SYSTEM AND COMPLETE U/G & O/G PIPING ANDACCESSORIES ETC. OUT SIDE THE PUMP HOUSE FOR 420KV 3 PHASE BUSREACTOR | SET | 1 |  | INCLUDED | 0 | 0 | 0 | 0 | 0 | 0
30 | 7000018858 | 1240 | ILLUMINATION SYSTEM | 1000038325 | 94059900 |  | 18 |  | LIGHTING FIXTURE LED LUMINAIRES TYPE FL2 AS PER TECH. SPECIFICATIONS | EA | 5 |  | INCLUDED | 0 | 0 | 0 | 0 | 0 | 0
31 | 7000018858 | 1250 | ILLUMINATION SYSTEM | 1000038387 | 94051090 |  | 18 |  | LED FLOOD LIGHT LUMINARIESTYPE FL-1 (150W) AS PER TECHNICALSPECIFICATION | EA | 5 |  | INCLUDED | 0 | 0 | 0 | 0 | 0 | 0
32 | 7000018858 | 1260 | ILLUMINATION SYSTEM | 1000001894 | 94059900 |  | 18 |  | Outdoor Power Receptacle for oilfiltration unit (250A) | EA | 1 |  | INCLUDED | 0 | 0 | 0 | 0 | 0 | 0
33 | 7000018858 | 1270 | ILLUMINATION SYSTEM | 1000014547 | 85371000 |  | 18 |  | Lighting Panel type ACP-2 as per technical specification | EA | 2 |  | INCLUDED | 0 | 0 | 0 | 0 | 0 | 0
34 | 7000018858 | 1290 | 400kV Equipment support structures | 1000017567 | 73045930 |  | 18 |  | Standard Pipe Structure for 400kV BPI (excluding wave trap) | EA | 6 |  | INCLUDED | 0 | 0 | 0 | 0 | 0 | 0
35 | 7000018858 | 1300 | 400kV Equipment support structures | 1000020192 | 73045930 |  | 18 |  | Fabrication, galvanising and supply ofStandard Pipe Structure - 400 kV,1-Phase, CT including nuts, bolts, alltype of washers, packplates, step boltsand gusset plates excluding foundationbolts | EA | 3 |  | INCLUDED | 0 | 0 | 0 | 0 | 0 | 0
36 | 7000018858 | 1310 | 400kV Equipment support structures | 1000020195 | 73045930 |  | 18 |  | Fabrication, galvanising and supply ofStandard Pipe Structure - 400 kV,1-Phase, SA including nuts, bolts,all type of washers, packplates, stepbolts and gusset plates excludingfoundation bolts | EA | 3 |  | INCLUDED | 0 | 0 | 0 | 0 | 0 | 0
37 | 7000018858 | 1320 | 400kV Equipment support structures | 1000020194 | 73045930 |  | 18 |  | Fabrication, galvanising and supply ofStandard Pipe Structure - 400 kV,3-Phase, ISOLATOR including nuts,bolts, all type of washers, packplates,step bolts and gusset plates excludingfoundation bolts | EA | 2 |  | INCLUDED | 0 | 0 | 0 | 0 | 0 | 0
38 | 7000018858 | 1280 | 400kV Equipment support structures | 1000012366 | 73082011 |  | 18 |  | Fabrication, galvanising and supply of 28mm dia foundation boltsincluding nuts, checknuts, washers and packplates. | EA | 96 |  | INCLUDED | 0 | 0 | 0 | 0 | 0 | 0
39 | 7000018858 | 1330 | SPARE 400kV Circuit Breaker | 1000019918 | 85359090 |  | 18 |  | Spares for 420kV Circuit Breaker | LS | 1 |  | INCLUDED | 0 | 0 | 0 | 0 | 0 | 0
40 | 7000018858 | 1340 | SPARES FOR CRP | 1000019912 | 85371000 |  | 18 |  | Relay & protection Panels (with automation) | LS | 1 |  | INCLUDED | 0 | 0 | 0 | 0 | 0 | 0
41 | 7000018858 | 1350 | SPARES FOR SAS | 1000019927 | 85389000 |  | 18 |  | Spares-Substation Automation System | LS | 1 |  | INCLUDED | 0 | 0 | 0 | 0 | 0 | 0
42 | 7000018858 | 1360 | Spares for 336kV Surge Arrester | 1000024186 | 85354010 |  | 18 |  | SPARES FOR 336KV SURGE ARRESTER | LS | 1 |  | INCLUDED | 0 | 0 | 0 | 0 | 0 | 0
43 | 7000018858 | 1370 | SPARES 400KV ISOLATOR | 1000019919 | 85353090 |  | 18 |  | Spares for 420kV Double break Isolator | LS | 1 |  | INCLUDED | 0 | 0 | 0 | 0 | 0 | 0
44 | 7000018858 | 1490 | EARTHMAT | 1000032055 | 72159090 |  | 18 |  | 40 MM MS ROD FOR MAIN EARTHMAT | KM | 1 |  | INCLUDED | 0 | 0 | 0 | 0 | 0 | 0
45 | 7000018858 | 1510 | SPARE-FIRE PROTECTION | 1000019925 | 84819090 |  | 18 |  | Spares for Fire Protection System | LS | 1 |  | INCLUDED | 0 | 0 | 0 | 0 | 0 | 0
46 | 7000018858 | 1520 | SPARE- CT | 1000025941 | 85389000 |  | 18 |  | Spare-420kV CT 1 | SET | 1 |  | INCLUDED | 0 | 0 | 0 | 0 | 0 | 0
V | Extn. of 400kV Kahalgaon (NTPC) S/s
1 | 7000018858 | 10 | 420kV SHUNT REACTOR | 1000004954 | 85042320 |  | 18 |  | 63 MVAR,420kV,3-phase Shunt Reactor excluding Insulating Oil | EA | 2 |  | INCLUDED | 0 | 0 | 0 | 0 | 0 | 0
2 | 7000018858 | 20 | 420kV SHUNT REACTOR | 1000014014 | 85049010 |  | 18 |  | Insulating Oil for 63 MVAR,420kV ,3-phase Shunt Reactor | SET | 2 |  | INCLUDED | 0 | 0 | 0 | 0 | 0 | 0
3 | 7000018858 | 30 | SPARES FOR 420KV SHUNT REACTOR | 1000028266 | 85049010 |  | 18 |  | Spares for 420kV Shunt Reactor | LS | 1 |  | INCLUDED | 0 | 0 | 0 | 0 | 0 | 0
4 | 7000018858 | 50 | SHUNT REACTOR MONITORING DEVICES | 1000016763 | 85049010 |  | 18 |  | On line dissolved gas (multi gas) and moisture analyser (As pertechnical specification) | EA | 2 |  | INCLUDED | 0 | 0 | 0 | 0 | 0 | 0
5 | 7000018858 | 60 | 420kV, 63kA AIS EQUIPMENT | 1000004401 | 85462040 |  | 18 |  | 420 kV, 1 phase Bus Post Insulator (except for Line Traps) | EA | 6 |  | INCLUDED | 0 | 0 | 0 | 0 | 0 | 0
6 | 7000018858 | 70 | 420kV, 63kA AIS EQUIPMENT | 1000020419 | 85354010 |  | 18 |  | 336kV Surge Arrester (1-phase) | EA | 6 |  | INCLUDED | 0 | 0 | 0 | 0 | 0 | 0
7 | 7000018858 | 80 | 420kV, 63kA AIS EQUIPMENT | 1000004498 | 85353090 |  | 18 |  | 420kV, 3150A, 63KA, Isolator (3-phase)(Double Break) with one E/S | EA | 2 |  | INCLUDED | 0 | 0 | 0 | 0 | 0 | 0
8 | 7000018858 | 90 | 420kV, 63kA AIS EQUIPMENT | 1000004501 | 85352913 |  | 18 |  | 420kV, 3150A, 63kA Circuit Breaker (3-Phase) without closing resistorand with Support Structure | EA | 2 |  | INCLUDED | 0 | 0 | 0 | 0 | 0 | 0
9 | 7000018858 | 100 | Erection Hardware for 420 kV D Type S/Y | 1000011300 | 72169990 |  | 18 |  | Erection Hardware for 400kV D type layout-Line Reactors including NGRbypass arrangement as per technical specification | SET | 2 |  | INCLUDED | 0 | 0 | 0 | 0 | 0 | 0
10 | 7000018858 | 110 | Earthmat | 1000032055 | 72159090 |  | 18 |  | 40 MM MS ROD FOR MAIN EARTHMAT | KM | 1 |  | INCLUDED | 0 | 0 | 0 | 0 | 0 | 0
11 | 7000018858 | 120 | CSD | 1000009713 | 85389000 |  | 18 |  | Controlled Switching Device for 420 kV, 3-ph Circuit Breaker | EA | 2 |  | INCLUDED | 0 | 0 | 0 | 0 | 0 | 0
12 | 7000018858 | 130 | CRP for 420kV Bays | 1000003406 | 85371000 |  | 18 |  | 400kV Reactor Protection Panel | EA | 2 |  | INCLUDED | 0 | 0 | 0 | 0 | 0 | 0
13 | 7000018858 | 140 | CRP for 420kV Bays | 1000002167 | 85371000 |  | 18 |  | Augmentation of existing 400kV Control Panel (Bus Scheme as per SLD) | EA | 2 |  | INCLUDED | 0 | 0 | 0 | 0 | 0 | 0
14 | 7000018858 | 150 | POWER & CONTROL CABLE | 1000032050 | 85446020 |  | 18 |  | 4PAIR, 0.5SQMM SCREENED CABLE | KM | 3 |  | INCLUDED | 0 | 0 | 0 | 0 | 0 | 0
15 | 7000018858 | 160 | POWER & CONTROL CABLE | 1000056265 | 85446020 |  | 18 |  | 1.1KV GRADE 27CX1.5 SQMM CONTROL CABLE | KM | 2 |  | INCLUDED | 0 | 0 | 0 | 0 | 0 | 0
16 | 7000018858 | 170 | POWER & CONTROL CABLE | 1000056264 | 85446020 |  | 18 |  | 1.1KV GRADE 19CX1.5 SQMM CONTROL CABLE | KM | 6 |  | INCLUDED | 0 | 0 | 0 | 0 | 0 | 0
17 | 7000018858 | 180 | POWER & CONTROL CABLE | 1000031904 | 85446020 |  | 18 |  | 1.1KV GRADE 14CX2.5 SQMM CONTROL CABLE | KM | 4 |  | INCLUDED | 0 | 0 | 0 | 0 | 0 | 0
18 | 7000018858 | 190 | POWER & CONTROL CABLE | 1000031887 | 85446020 |  | 18 |  | 1.1KV GRADE 10CX2.5 SQMM CONTROL CABLE | KM | 6 |  | INCLUDED | 0 | 0 | 0 | 0 | 0 | 0
19 | 7000018858 | 200 | POWER & CONTROL CABLE | 1000031993 | 85446020 |  | 18 |  | 1.1KV GRADE 7CX2.5 SQMM CONTROL CABLE | KM | 3.5 |  | INCLUDED | 0 | 0 | 0 | 0 | 0 | 0
20 | 7000018858 | 210 | POWER & CONTROL CABLE | 1000031987 | 85446020 |  | 18 |  | 1.1KV GRADE 5CX2.5 SQMM CONTROL CABLE | KM | 15 |  | INCLUDED | 0 | 0 | 0 | 0 | 0 | 0
21 | 7000018858 | 220 | POWER & CONTROL CABLE | 1000031964 | 85446020 |  | 18 |  | 1.1KV GRADE 3CX2.5 SQMM CONTROL CABLE | KM | 6 |  | INCLUDED | 0 | 0 | 0 | 0 | 0 | 0
22 | 7000018858 | 230 | POWER & CONTROL CABLE | 1000031943 | 85446020 |  | 18 |  | 1.1KV GRADE 2CX6 SQMM (PVC) POWER CABLE | KM | 3 |  | INCLUDED | 0 | 0 | 0 | 0 | 0 | 0
23 | 7000018858 | 240 | POWER & CONTROL CABLE | 1000031985 | 85446020 |  | 18 |  | 1.1KV GRADE 4CX6 SQMM (PVC) POWER CABLE | KM | 5 |  | INCLUDED | 0 | 0 | 0 | 0 | 0 | 0
24 | 7000018858 | 250 | POWER & CONTROL CABLE | 1000031957 | 85446020 |  | 18 |  | 1.1KV GRADE 3.5CX70 SQMM (PVC) POWER CABLE | KM | 2 |  | INCLUDED | 0 | 0 | 0 | 0 | 0 | 0
25 | 7000018858 | 260 | POWER & CONTROL CABLE | 1000031951 | 85446090 |  | 18 |  | 1.1KV GRADE 3.5CX300 SQMM (XLPE) POWER CABLE | KM | 3 |  | INCLUDED | 0 | 0 | 0 | 0 | 0 | 0
26 | 7000018858 | 270 | FIRE FIGHTING SYSTEM | 1000055458 | 84248990 |  | 18 |  | HVW SPRAY SYSTEM, HYDRANT SYSTEM AND COMPLETE U/G & O/G PIPING ANDACCESSORIES ETC. OUT SIDE THE PUMP HOUSE FOR 420KV 3 PHASE LINEREACTOR INCLUDING NGR | SET | 2 |  | INCLUDED | 0 | 0 | 0 | 0 | 0 | 0
27 | 7000018858 | 280 | ILLUMINATION SYSTEM | 1000014547 | 85371000 |  | 18 |  | Lighting Panel type ACP-2 as per technical specification | EA | 2 |  | INCLUDED | 0 | 0 | 0 | 0 | 0 | 0
28 | 7000018858 | 290 | ILLUMINATION SYSTEM | 1000001894 | 94059900 |  | 18 |  | Outdoor Power Receptacle for oilfiltration unit (250A) | EA | 1 |  | INCLUDED | 0 | 0 | 0 | 0 | 0 | 0
29 | 7000018858 | 300 | ILLUMINATION SYSTEM | 1000038387 | 94051090 |  | 18 |  | LED FLOOD LIGHT LUMINARIESTYPE FL-1 (150W) AS PER TECHNICALSPECIFICATION | EA | 6 |  | INCLUDED | 0 | 0 | 0 | 0 | 0 | 0
30 | 7000018858 | 310 | ILLUMINATION SYSTEM | 1000038325 | 94059900 |  | 18 |  | LIGHTING FIXTURE LED LUMINAIRES TYPE FL2 AS PER TECH. SPECIFICATIONS | EA | 6 |  | INCLUDED | 0 | 0 | 0 | 0 | 0 | 0
31 | 7000018858 | 320 | 400 kV TOWERS & GANTRY | 1000020123 | 73082011 |  | 18 |  | Fabrication, galvanising and supply of Standard 400 kV Tower TAincluding nuts, bolts, all type of washers, packplates, step bolts andgusset plates excluding foundation bolts | EA | 2 |  | INCLUDED | 0 | 0 | 0 | 0 | 0 | 0
32 | 7000018858 | 330 | 400 kV TOWERS & GANTRY | 1000020124 | 73082011 |  | 18 |  | Fabrication, galvanising and supply of Standard 400 kV Tower TBincluding nuts, bolts, all type of washers, packplates, step bolts andgusset plates excluding foundation bolts | EA | 1 |  | INCLUDED | 0 | 0 | 0 | 0 | 0 | 0
33 | 7000018858 | 340 | 400 kV TOWERS & GANTRY | 1000020121 | 73082011 |  | 18 |  | Fabrication, galvanising and supply of Standard 400 kV Gantry GAincluding nuts, bolts, all type of washers, packplates, step bolts andgusset plates excluding foundation bolts | EA | 2 |  | INCLUDED | 0 | 0 | 0 | 0 | 0 | 0
34 | 7000018858 | 350 | 400 kV TOWERS & GANTRY | 1000020140 | 73082011 |  | 18 |  | Fabrication, galvanising and supply of Std 400 kV Tower Peak (forcorner and end tower) P1 including nuts, bolts, all type of washers,packplates, step bolts and gusset plates excluding foundation bolts | EA | 2 |  | INCLUDED | 0 | 0 | 0 | 0 | 0 | 0
35 | 7000018858 | 360 | 400 kV TOWERS & GANTRY | 1000020141 | 73082011 |  | 18 |  | Fabrication, galvanising and supply of Std 400 kV Tower Peak (formiddle tower) P2 including nuts, bolts, all type of washers,packplates, step bolts and gusset plates excluding foundation bolts | EA | 1 |  | INCLUDED | 0 | 0 | 0 | 0 | 0 | 0
36 | 7000018858 | 370 | 400 kV TOWERS & GANTRY | 1000012369 | 73082011 |  | 18 |  | Fabrication, galvanising and supply of 56mm dia foundation boltsincluding nuts, checknuts, washers and packplates | EA | 12 |  | INCLUDED | 0 | 0 | 0 | 0 | 0 | 0
37 | 7000018858 | 380 | 400 kV TOWERS & GANTRY | 1000012368 | 73082011 |  | 18 |  | Fabrication, galvanising and supply of 40mm dia foundation boltsincluding nuts, checknuts, washers and packplates. | EA | 24 |  | INCLUDED | 0 | 0 | 0 | 0 | 0 | 0
38 | 7000018858 | 390 | 400kV & OTHER Equipment support structur | 1000017567 | 73045930 |  | 18 |  | Standard Pipe Structure for 400kV BPI (excluding wave trap) | EA | 6 |  | INCLUDED | 0 | 0 | 0 | 0 | 0 | 0
39 | 7000018858 | 400 | 400kV & OTHER Equipment support structur | 1000020194 | 73045930 |  | 18 |  | Fabrication, galvanising and supply ofStandard Pipe Structure - 400 kV,3-Phase, ISOLATOR including nuts,bolts, all type of washers, packplates,step bolts and gusset plates excludingfoundation bolts | EA | 2 |  | INCLUDED | 0 | 0 | 0 | 0 | 0 | 0
40 | 7000018858 | 410 | 400kV & OTHER Equipment support structur | 1000020195 | 73045930 |  | 18 |  | Fabrication, galvanising and supply ofStandard Pipe Structure - 400 kV,1-Phase, SA including nuts, bolts,all type of washers, packplates, stepbolts and gusset plates excludingfoundation bolts | EA | 6 |  | INCLUDED | 0 | 0 | 0 | 0 | 0 | 0
41 | 7000018858 | 420 | 400kV & OTHER Equipment support structur | 1000015954 | 73082011 |  | 18 |  | Fabrication, galvanising and supply of Lattice Structures (MS Steel),to be designed during detailed engineering, for towers, beams andequipment support structure including pack plates / packwashers andgusset plates excluding fasteners and foundation bolts | MT | 1.5 |  | INCLUDED | 0 | 0 | 0 | 0 | 0 | 0
42 | 7000018858 | 430 | 400kV & OTHER Equipment support structur | 1000012366 | 73082011 |  | 18 |  | Fabrication, galvanising and supply of 28mm dia foundation boltsincluding nuts, checknuts, washers and packplates. | EA | 312 |  | INCLUDED | 0 | 0 | 0 | 0 | 0 | 0
43 | 7000018858 | 440 | 400kV & OTHER Equipment support structur | 1000012373 | 73082011 |  | 18 |  | Fabrication, galvanising and supply of foundation bolts including nuts,checknut and washers for lattice and pipe structures to be designedduring detailed engineering | MT | 0.15 |  | INCLUDED | 0 | 0 | 0 | 0 | 0 | 0
44 | 7000018858 | 450 | 400kV & OTHER Equipment support structur | 1000011713 | 73082011 |  | 18 |  | Fabrication, galvanising and supply of fasteners ( nuts, bolts andwashers ) including step bolts for lattice and pipe structures to bedesigned during detailed engineering | MT | 0.1 |  | INCLUDED | 0 | 0 | 0 | 0 | 0 | 0
45 | 7000018858 | 460 | SPARES FOR CRP | 1000025949 | 85371000 |  | 18 |  | Spare-C & R Panel | SET | 1 |  | INCLUDED | 0 | 0 | 0 | 0 | 0 | 0
46 | 7000018858 | 470 | Spares for 336kV Surge Arrester | 1000024186 | 85354010 |  | 18 |  | SPARES FOR 336KV SURGE ARRESTER | LS | 1 |  | INCLUDED | 0 | 0 | 0 | 0 | 0 | 0
47 | 7000018858 | 480 | SPARES FOR CIRCUIT BREAKER | 1000019918 | 85359090 |  | 18 |  | Spares for 420kV Circuit Breaker | LS | 1 |  | INCLUDED | 0 | 0 | 0 | 0 | 0 | 0
48 | 7000018858 | 490 | SPARES FOR ISOLATOR | 1000019919 | 85353090 |  | 18 |  | Spares for 420kV Double break Isolator | LS | 1 |  | INCLUDED | 0 | 0 | 0 | 0 | 0 | 0
49 | 7000018858 | 620 | SHIFTING OF DEAD END DD TOWER(EXISTING) | 1000022819 | 73181500 |  | 18 |  | nuts,bolts,foundation bolts and washer and other accessories forstructures. | MT | 1 |  | INCLUDED | 0 | 0 | 0 | 0 | 0 | 0
50 | 7000018858 | 630 | SHIFTING OF DEAD END DD TOWER(EXISTING) | 1000030860 | 76141000 |  | 18 |  | ACSR MOOSE CONDUCTOR | KM | 2 |  | INCLUDED | 0 | 0 | 0 | 0 | 0 | 0
51 | 7000018858 | 640 | SHIFTING OF DEAD END DD TOWER(EXISTING) | 1000003567 | 73082011 |  | 18 |  | 400kV Double Circuit Stub type D (WZ-4) Vertical configuration forQuad Moose-POWERGRID design (1995) Plain Terrain | EA | 4 |  | INCLUDED | 0 | 0 | 0 | 0 | 0 | 0
52 | 7000018858 | 660 | NGR & ASSOCIATED EQUIPMENTS | 1000015913 | 85049010 |  | 18 |  | Oil filled Neutral Grounding Reactor (NGR) along with supportstructure & terminal connector | EA | 2 |  | INCLUDED | 0 | 0 | 0 | 0 | 0 | 0
53 | 7000018858 | 670 | NGR & ASSOCIATED EQUIPMENTS | 1000000945 | 85352911 |  | 18 |  | 145kV, 1250A, 31.5KA Circuit Breakers(1-Phase) with support structure | EA | 2 |  | INCLUDED | 0 | 0 | 0 | 0 | 0 | 0
54 | 7000018858 | 680 | NGR & ASSOCIATED EQUIPMENTS | 1000000956 | 85462040 |  | 18 |  | 145kV, 1 phase Bus Post Insulators | EA | 4 |  | INCLUDED | 0 | 0 | 0 | 0 | 0 | 0
55 | 7000018858 | 690 | NGR & ASSOCIATED EQUIPMENTS | 1000002079 | 85359090 |  | 18 |  | 36 kV, 200A, 25 kA, 1-Phase, 200/1AClass PS Current Transformer | EA | 2 |  | INCLUDED | 0 | 0 | 0 | 0 | 0 | 0
56 | 7000018858 | 700 | NGR & ASSOCIATED EQUIPMENTS | 1000020416 | 85354010 |  | 18 |  | 120kV Surge Arrester(1-phase) | EA | 2 |  | INCLUDED | 0 | 0 | 0 | 0 | 0 | 0
57 | 7000018858 | 730 | SPARE-FIRE PROTECTION | 1000019925 | 84819090 |  | 18 |  | Spares for Fire Protection System | LS | 1 |  | INCLUDED | 0 | 0 | 0 | 0 | 0 | 0
58 | 7000018858 | 740 | VMS | 1000030433 | 85287390 |  | 18 |  | COLOR IP CAMERA, WITH PAN, TILT AND ZOOM FACILITIES, ALONGWITH ALLREQUIRED ITEMS, ACCESSORIES, LINE INTERFACE UNITS, FIBER PATCH CORDS,POWER SUPPLY UNITS, JUNCTION BOXES, CABLES, FIBER OPTIC CABLES, ETC.,AND INCLUDING INTEGRATION IN EXISTING HARDWARE AND SOFTWARE FORAUGMENTATION OF VISUAL MONITORING SYSTEM AS PER TECHNICALSPECIFICATION. | SET | 1 |  | INCLUDED | 0 | 0 | 0 | 0 | 0 | 0
59 | 7000018858 | 760 | RTU Augmentation | 1000026390 | 85389000 |  | 18 |  | RTU for Auxiliary system-RTU base equipment comprising racks,sub-racks, power supply modules, CPU, including internal wiringexcept cards modules specified below | EA | 1 |  | INCLUDED | 0 | 0 | 0 | 0 | 0 | 0
60 | 7000018858 | 770 | RTU Augmentation | 1000028004 | 85381010 |  | 18 |  | CPU Card for RTU | EA | 1 |  | INCLUDED | 0 | 0 | 0 | 0 | 0 | 0
61 | 7000018858 | 780 | RTU Augmentation | 1000026336 | 85389000 |  | 18 |  | DI modules (16 channels) | EA | 2 |  | INCLUDED | 0 | 0 | 0 | 0 | 0 | 0
62 | 7000018858 | 790 | RTU Augmentation | 1000050082 | 85177010 |  | 18 |  | DIGITAL OUTPUT MODULE (8 CHANNEL) FOR RTU | EA | 2 |  | INCLUDED | 0 | 0 | 0 | 0 | 0 | 0
63 | 7000018858 | 800 | RTU Augmentation | 1000026296 | 85389000 |  | 18 |  | AI module (8 channels) | EA | 1 |  | INCLUDED | 0 | 0 | 0 | 0 | 0 | 0
64 | 7000018858 | 810 | RTU Augmentation | 1000026374 | 85389000 |  | 18 |  | Multi-function transducers | EA | 2 |  | INCLUDED | 0 | 0 | 0 | 0 | 0 | 0
65 | 7000018858 | 820 | RTU Augmentation | 1000027684 | 85364100 |  | 18 |  | Contact Multiplier Relay | EA | 10 |  | INCLUDED | 0 | 0 | 0 | 0 | 0 | 0
66 | 7000018858 | 830 | RTU Augmentation | 1000021642 | 85371000 |  | 18 |  | Time synchronisation equipment | EA | 1 |  | INCLUDED | 0 | 0 | 0 | 0 | 0 | 0
67 | 7000018858 | 840 | RTU Augmentation | 1000050084 | 85364100 |  | 18 |  | HEAVY DUTY RELAY FOR RTU | EA | 4 |  | INCLUDED | 0 | 0 | 0 | 0 | 0 | 0
68 | 7000018858 | 850 | RTU Augmentation | 1000026401 | 85389000 |  | 18 |  | SIC panels along with internal wiring / cabling & accessories | EA | 1 |  | INCLUDED | 0 | 0 | 0 | 0 | 0 | 0
69 | 7000018858 | 860 | RTU Augmentation | 1000050081 | 85446020 |  | 18 |  | CABLES FOR RTU | LOT | 1 |  | INCLUDED | 0 | 0 | 0 | 0 | 0 | 0
70 | 7000018858 | 880 | SPARE- RTU | 1000028004 | 85381010 |  | 18 |  | CPU Card for RTU | EA | 1 |  | INCLUDED | 0 | 0 | 0 | 0 | 0 | 0
71 | 7000018858 | 890 | SPARE- RTU | 1000026336 | 85389000 |  | 18 |  | DI modules (16 channels) | EA | 1 |  | INCLUDED | 0 | 0 | 0 | 0 | 0 | 0
72 | 7000018858 | 900 | SPARE- RTU | 1000050082 | 85177010 |  | 18 |  | DIGITAL OUTPUT MODULE (8 CHANNEL) FOR RTU | EA | 1 |  | INCLUDED | 0 | 0 | 0 | 0 | 0 | 0
73 | 7000018858 | 910 | SPARE- RTU | 1000026296 | 85389000 |  | 18 |  | AI module (8 channels) | EA | 1 |  | INCLUDED | 0 | 0 | 0 | 0 | 0 | 0
74 | 7000018858 | 920 | SPARE- RTU | 1000026374 | 85389000 |  | 18 |  | Multi-function transducers | EA | 1 |  | INCLUDED | 0 | 0 | 0 | 0 | 0 | 0
75 | 7000018858 | 930 | SPARE- RTU | 1000027684 | 85364100 |  | 18 |  | Contact Multiplier Relay | EA | 1 |  | INCLUDED | 0 | 0 | 0 | 0 | 0 | 0
76 | 7000018858 | 940 | SPARE- RTU | 1000050084 | 85364100 |  | 18 |  | HEAVY DUTY RELAY FOR RTU | EA | 1 |  | INCLUDED | 0 | 0 | 0 | 0 | 0 | 0
VI | Extn. of 400/220kV Bhinmal (PG) S/S
1 | 7000018859 | 370 | 420kV Equipment | 1000004501 | 85352913 |  | 18 |  | 420kV, 3150A, 63kA Circuit Breaker (3-Phase) without closing resistorand with Support Structure | EA | 1 |  | INCLUDED | 0 | 0 | 0 | 0 | 0 | 0
2 | 7000018859 | 380 | 420kV Equipment | 1000004498 | 85353090 |  | 18 |  | 420kV, 3150A, 63KA, Isolator (3-phase)(Double Break) with one E/S | EA | 2 |  | INCLUDED | 0 | 0 | 0 | 0 | 0 | 0
3 | 7000018859 | 390 | 420kV Equipment | 1000020419 | 85354010 |  | 18 |  | 336kV Surge Arrester (1-phase) | EA | 3 |  | INCLUDED | 0 | 0 | 0 | 0 | 0 | 0
4 | 7000018859 | 400 | 420kV Equipment | 1000004401 | 85462040 |  | 18 |  | 420 kV, 1 phase Bus Post Insulator (except for Line Traps) | EA | 3 |  | INCLUDED | 0 | 0 | 0 | 0 | 0 | 0
5 | 7000018859 | 410 | 420kV Equipment | 1000004463 | 85359090 |  | 18 |  | 420 kV, 3000A, 63KA, 1-Phase CurrentTransformer with 120% extended currentrating | EA | 3 |  | INCLUDED | 0 | 0 | 0 | 0 | 0 | 0
6 | 7000018859 | 420 | 245kV Equipment | 1000001683 | 85352912 |  | 18 |  | 245kV, 1600A, 50KA Circuit Breaker(3-Phase) with support structure | EA | 1 |  | INCLUDED | 0 | 0 | 0 | 0 | 0 | 0
7 | 7000018859 | 430 | 245kV Equipment | 1000001684 | 85359090 |  | 18 |  | 245 kV, 1600A, 50KA, 1-Phase CurrentTransformer with 120% extended currentrating | EA | 3 |  | INCLUDED | 0 | 0 | 0 | 0 | 0 | 0
8 | 7000018859 | 440 | 245kV Equipment | 1000001689 | 85353090 |  | 18 |  | 245kV, 1600A, 50 KA, 3-phase DoubleBreak Isolator with two E/S | EA | 1 |  | INCLUDED | 0 | 0 | 0 | 0 | 0 | 0
9 | 7000018859 | 450 | 245kV Equipment | 1000001688 | 85353090 |  | 18 |  | 245kV, 1600A, 50 KA, 3-phase DoubleBreak Isolator with one E/S | EA | 1 |  | INCLUDED | 0 | 0 | 0 | 0 | 0 | 0
10 | 7000018859 | 460 | 245kV Equipment | 1000020417 | 85354010 |  | 18 |  | 216kV Surge Arrester (1-phase) | EA | 3 |  | INCLUDED | 0 | 0 | 0 | 0 | 0 | 0
11 | 7000018859 | 470 | 245kV Equipment | 1000001695 | 85462040 |  | 18 |  | 245 kV, 1 phase Bus Post Insulator (except for Line Traps) | EA | 13 |  | INCLUDED | 0 | 0 | 0 | 0 | 0 | 0
12 | 7000018859 | 480 | 245kV Equipment | 1000032777 | 85353090 |  | 18 |  | 245KV, 1600 A, 50KA, 3-PHASE, DOUBLE BREAK TANDEM ISOLATOR WITHOUT E/S | EA | 2 |  | INCLUDED | 0 | 0 | 0 | 0 | 0 | 0
13 | 7000018859 | 10 | Earthing | 1000032055 | 72159090 |  | 18 |  | 40 MM MS ROD FOR MAIN EARTHMAT | KM | 1 |  | INCLUDED | 0 | 0 | 0 | 0 | 0 | 0
14 | 7000018859 | 20 | Erection Hardware | 1000011264 | 72169990 |  | 18 |  | Erection Hardware for 220kV layout (Double Main and TransferScheme)-Transformer Bay as per technical specification | SET | 1 |  | INCLUDED | 0 | 0 | 0 | 0 | 0 | 0
15 | 7000018859 | 30 | Erection Hardware | 1000055980 | 72169990 |  | 18 |  | 220KV TENSION INSULATOR STRING AND ASSOCIATED HARDWARE FITTINGSWITHOUT TURN BUCKLE SUITABLE FOR TWIN CONDUCTOR | EA | 6 |  | INCLUDED | 0 | 0 | 0 | 0 | 0 | 0
16 | 7000018859 | 40 | Erection Hardware | 1000055983 | 72169990 |  | 18 |  | 220KV TENSION INSULATOR STRING AND ASSOCIATED HARDWARE FITTINGS WITHTURN BUCKLE SUITABLE FOR TWIN CONDUCTOR | EA | 6 |  | INCLUDED | 0 | 0 | 0 | 0 | 0 | 0
17 | 7000018859 | 50 | Erection Hardware | 1000055975 | 72169990 |  | 18 |  | 220KV SUSPENSION INSULATOR STRING AND ASSOCIATED HARDWARE FITTINGSWITH DROP CLAMP SUITABLE FOR TWIN CONDUCTOR | EA | 3 |  | INCLUDED | 0 | 0 | 0 | 0 | 0 | 0
18 | 7000018859 | 60 | Erection Hardware | 1000011327 | 72169990 |  | 18 |  | Erection Hardware for 400kV I type layout-Transformer bay as pertechnical specification | SET | 1 |  | INCLUDED | 0 | 0 | 0 | 0 | 0 | 0
19 | 7000018859 | 70 | Erection Hardware | 1000055987 | 72169990 |  | 18 |  | 400KV SUSPENSION INSULATOR STRING AND ASSOCIATED HARDWARE FITTINGSWITH DROP CLAMP SUITABLE FOR TWIN CONDUCTOR | EA | 3 |  | INCLUDED | 0 | 0 | 0 | 0 | 0 | 0
20 | 7000018859 | 80 | Steel Structure | 1000020192 | 73045930 |  | 18 |  | Fabrication, galvanising and supply ofStandard Pipe Structure - 400 kV,1-Phase, CT including nuts, bolts, alltype of washers, packplates, step boltsand gusset plates excluding foundationbolts | EA | 3 |  | INCLUDED | 0 | 0 | 0 | 0 | 0 | 0
21 | 7000018859 | 90 | Steel Structure | 1000020194 | 73045930 |  | 18 |  | Fabrication, galvanising and supply ofStandard Pipe Structure - 400 kV,3-Phase, ISOLATOR including nuts,bolts, all type of washers, packplates,step bolts and gusset plates excludingfoundation bolts | EA | 2 |  | INCLUDED | 0 | 0 | 0 | 0 | 0 | 0
22 | 7000018859 | 100 | Steel Structure | 1000020195 | 73045930 |  | 18 |  | Fabrication, galvanising and supply ofStandard Pipe Structure - 400 kV,1-Phase, SA including nuts, bolts,all type of washers, packplates, stepbolts and gusset plates excludingfoundation bolts | EA | 3 |  | INCLUDED | 0 | 0 | 0 | 0 | 0 | 0
23 | 7000018859 | 110 | Steel Structure | 1000017567 | 73045930 |  | 18 |  | Standard Pipe Structure for 400kV BPI (excluding wave trap) | EA | 3 |  | INCLUDED | 0 | 0 | 0 | 0 | 0 | 0
24 | 7000018859 | 120 | Steel Structure | 1000020187 | 73045930 |  | 18 |  | Fabrication, galvanising and supply of Standard Pipe Structure - 220kV CT including nuts, bolts, all type of washers, packplates, stepbolts and gusset plates excluding foundation bolts | EA | 3 |  | INCLUDED | 0 | 0 | 0 | 0 | 0 | 0
25 | 7000018859 | 130 | Steel Structure | 1000020189 | 73045930 |  | 18 |  | Fabrication, galvanising and supply of Standard Pipe Structure - 220kV ISOLATOR including nuts, bolts, all type of washers, packplates,step bolts and gusset plates excluding foundation bolts | EA | 4 |  | INCLUDED | 0 | 0 | 0 | 0 | 0 | 0
26 | 7000018859 | 140 | Steel Structure | 1000020190 | 73045930 |  | 18 |  | Fabrication, galvanising and supply of Standard Pipe Structure - 220kV SA including nuts, bolts, all type of washers, packplates, stepbolts and gusset plates excluding foundation bolts | EA | 3 |  | INCLUDED | 0 | 0 | 0 | 0 | 0 | 0
27 | 7000018859 | 150 | Steel Structure | 1000017562 | 73045930 |  | 18 |  | Standard Pipe Structure for 220kV BPI (excluding wave trap) | EA | 10 |  | INCLUDED | 0 | 0 | 0 | 0 | 0 | 0
28 | 7000018859 | 160 | Steel Structure | 1000017565 | 73045930 |  | 18 |  | Fabrication, galvanising and supply of Std Pipe Structure - 220 kV highBPI including nuts, bolts, all type of washers, packplates, step boltsand gusset plates excluding foundation bolts | EA | 3 |  | INCLUDED | 0 | 0 | 0 | 0 | 0 | 0
29 | 7000018859 | 170 | 400kV Control & Relay Panel | 1000002163 | 85371000 |  | 18 |  | 400kV Circuit Breaker Relay Panel without Auto Reclose (withAutomation) | EA | 1 |  | INCLUDED | 0 | 0 | 0 | 0 | 0 | 0
30 | 7000018859 | 180 | 400kV Control & Relay Panel | 1000004274 | 85371000 |  | 18 |  | 400kV Transformer Protection Panel (For both HV & MV side)-(withAutomation) | EA | 1 |  | INCLUDED | 0 | 0 | 0 | 0 | 0 | 0
31 | 7000018859 | 190 | 400kV Control & Relay Panel | 1000028349 | 85049010 |  | 18 |  | DIGITAL RTCC PANEL | SET | 1 |  | INCLUDED | 0 | 0 | 0 | 0 | 0 | 0
32 | 7000018859 | 200 | 220kV Control & Relay Panel | 1000001168 | 85371000 |  | 18 |  | 220kV Circuit Breaker Relay Panel without Auto Reclose (withAutomation) | EA | 1 |  | INCLUDED | 0 | 0 | 0 | 0 | 0 | 0
33 | 7000018859 | 210 | 220kV Control & Relay Panel | 1000001167 | 85371000 |  | 18 |  | Augmentation of existing 220kV bus bar protection scheme.(No. of baysas per specification)-(with Automation) | SET | 1 |  | INCLUDED | 0 | 0 | 0 | 0 | 0 | 0
34 | 7000018859 | 220 | 220 kV SAS | 1000001333 | 85371000 |  | 18 |  | Augmentation of Substation automation System for 220kV bay as perTechnical Specification | EA | 1 |  | INCLUDED | 0 | 0 | 0 | 0 | 0 | 0
35 | 7000018859 | 230 | Illumination System | 1000014547 | 85371000 |  | 18 |  | Lighting Panel type ACP-2 as per technical specification | EA | 1 |  | INCLUDED | 0 | 0 | 0 | 0 | 0 | 0
36 | 7000018859 | 240 | Illumination System | 1000020262 | 85371000 |  | 18 |  | Sub Lighting panel (outdoor) type SLP (Switchyard and Street Lighting) | EA | 1 |  | INCLUDED | 0 | 0 | 0 | 0 | 0 | 0
37 | 7000018859 | 250 | Illumination System | 1000038039 | 94051090 |  | 18 |  | LIGHTING FIXTURE LED LUMINAIRES TYPE FL-1 AS PER TECH. SPECIFICATIONS | EA | 2 |  | INCLUDED | 0 | 0 | 0 | 0 | 0 | 0
38 | 7000018859 | 260 | Illumination System | 1000038325 | 94059900 |  | 18 |  | LIGHTING FIXTURE LED LUMINAIRES TYPE FL2 AS PER TECH. SPECIFICATIONS | EA | 3 |  | INCLUDED | 0 | 0 | 0 | 0 | 0 | 0
39 | 7000018859 | 270 | Illumination System | 1000004952 | 94059900 |  | 18 |  | 63A, 415V : Interlocked switch socket outdoor Receptacle (type RP) asper technical specifications | EA | 1 |  | INCLUDED | 0 | 0 | 0 | 0 | 0 | 0
40 | 7000018859 | 280 | Illumination System | 1000001894 | 94059900 |  | 18 |  | Outdoor Power Receptacle for oilfiltration unit (250A) | EA | 1 |  | INCLUDED | 0 | 0 | 0 | 0 | 0 | 0
41 | 7000018859 | 520 | Cables | 1000031951 | 85446090 |  | 18 |  | 1.1KV GRADE 3.5CX300 SQMM (XLPE) POWER CABLE | KM | 0.5 |  | INCLUDED | 0 | 0 | 0 | 0 | 0 | 0
42 | 7000018859 | 530 | Cables | 1000031953 | 85446020 |  | 18 |  | 1.1KV GRADE 3.5CX35 SQMM (PVC) POWER CABLE | KM | 0.5 |  | INCLUDED | 0 | 0 | 0 | 0 | 0 | 0
43 | 7000018859 | 540 | Cables | 1000031976 | 85446020 |  | 18 |  | 1.1KV GRADE 4CX16 SQMM (PVC) POWER CABLE | KM | 1 |  | INCLUDED | 0 | 0 | 0 | 0 | 0 | 0
44 | 7000018859 | 550 | Cables | 1000031943 | 85446020 |  | 18 |  | 1.1KV GRADE 2CX6 SQMM (PVC) POWER CABLE | KM | 1.5 |  | INCLUDED | 0 | 0 | 0 | 0 | 0 | 0
45 | 7000018859 | 560 | Cables | 1000031985 | 85446020 |  | 18 |  | 1.1KV GRADE 4CX6 SQMM (PVC) POWER CABLE | KM | 1 |  | INCLUDED | 0 | 0 | 0 | 0 | 0 | 0
46 | 7000018859 | 570 | Cables | 1000031964 | 85446020 |  | 18 |  | 1.1KV GRADE 3CX2.5 SQMM CONTROL CABLE | KM | 5 |  | INCLUDED | 0 | 0 | 0 | 0 | 0 | 0
47 | 7000018859 | 580 | Cables | 1000031987 | 85446020 |  | 18 |  | 1.1KV GRADE 5CX2.5 SQMM CONTROL CABLE | KM | 5 |  | INCLUDED | 0 | 0 | 0 | 0 | 0 | 0
48 | 7000018859 | 590 | Cables | 1000031993 | 85446020 |  | 18 |  | 1.1KV GRADE 7CX2.5 SQMM CONTROL CABLE | KM | 1.5 |  | INCLUDED | 0 | 0 | 0 | 0 | 0 | 0
49 | 7000018859 | 600 | Cables | 1000031887 | 85446020 |  | 18 |  | 1.1KV GRADE 10CX2.5 SQMM CONTROL CABLE | KM | 0.5 |  | INCLUDED | 0 | 0 | 0 | 0 | 0 | 0
50 | 7000018859 | 610 | Cables | 1000031904 | 85446020 |  | 18 |  | 1.1KV GRADE 14CX2.5 SQMM CONTROL CABLE | KM | 1 |  | INCLUDED | 0 | 0 | 0 | 0 | 0 | 0
51 | 7000018859 | 620 | Cables | 1000056264 | 85446020 |  | 18 |  | 1.1KV GRADE 19CX1.5 SQMM CONTROL CABLE | KM | 1 |  | INCLUDED | 0 | 0 | 0 | 0 | 0 | 0
52 | 7000018859 | 630 | Cables | 1000056265 | 85446020 |  | 18 |  | 1.1KV GRADE 27CX1.5 SQMM CONTROL CABLE | KM | 1 |  | INCLUDED | 0 | 0 | 0 | 0 | 0 | 0
53 | 7000018859 | 640 | Cables | 1000032050 | 85446020 |  | 18 |  | 4PAIR, 0.5SQMM SCREENED CABLE | KM | 0.5 |  | INCLUDED | 0 | 0 | 0 | 0 | 0 | 0
54 | 7000018859 | 490 | Mandatory Spares- 420kVCircuit Breaker | 1000019918 | 85359090 |  | 18 |  | Spares for 420kV Circuit Breaker | LS | 1 |  | INCLUDED | 0 | 0 | 0 | 0 | 0 | 0
55 | 7000018859 | 500 | Mandatory Spares-420kV Isolator | 1000019919 | 85353090 |  | 18 |  | Spares for 420kV Double break Isolator | LS | 1 |  | INCLUDED | 0 | 0 | 0 | 0 | 0 | 0
56 | 7000018859 | 510 | Mandatory Spares-336kV Surge Arrester | 1000024186 | 85354010 |  | 18 |  | SPARES FOR 336KV SURGE ARRESTER | LS | 1 |  | INCLUDED | 0 | 0 | 0 | 0 | 0 | 0
57 | 7000018859 | 670 | Mandatory Spares-245kV Circuit Breaker | 1000025935 | 85389000 |  | 18 |  | Spare-245kV Circuit Breaker | SET | 1 |  | INCLUDED | 0 | 0 | 0 | 0 | 0 | 0
58 | 7000018859 | 680 | Mandatory Spares-245kV Isolator | 1000025936 | 85353090 |  | 18 |  | Spare-245kV Isolator | SET | 1 |  | INCLUDED | 0 | 0 | 0 | 0 | 0 | 0
59 | 7000018859 | 690 | Mandatory Spares-245kV CT | 1000025933 | 85389000 |  | 18 |  | Spare-245kV CT | SET | 1 |  | INCLUDED | 0 | 0 | 0 | 0 | 0 | 0
60 | 7000018859 | 700 | Mandatory Spares-216kV Surge Arrester | 1000025930 | 85354010 |  | 18 |  | Spare-216kV Surge Arrester | SET | 1 |  | INCLUDED | 0 | 0 | 0 | 0 | 0 | 0
61 | 7000018859 | 710 | Mandatory Spares-CRP & SAS | 1000019912 | 85371000 |  | 18 |  | Relay & protection Panels (with automation) | LS | 1 |  | INCLUDED | 0 | 0 | 0 | 0 | 0 | 0
62 | 7000018859 | 720 | Mandatory Spares-CRP & SAS | 1000019927 | 85389000 |  | 18 |  | Spares-Substation Automation System | LS | 1 |  | INCLUDED | 0 | 0 | 0 | 0 | 0 | 0
63 | 7000018859 | 730 | Mandatory Spares-Fire Protection System | 1000010577 | 84818090 |  | 18 |  | Deluge valve (1 No. of each size) | SET | 1 |  | INCLUDED | 0 | 0 | 0 | 0 | 0 | 0
64 | 7000018859 | 770 | FOUNDATION BOLTS | 1000012366 | 73082011 |  | 18 |  | Fabrication, galvanising and supply of 28mm dia foundation boltsincluding nuts, checknuts, washers and packplates. | EA | 256 |  | INCLUDED | 0 | 0 | 0 | 0 | 0 | 0
65 | 7000018859 | 790 | Mandatory 400 KV CT | 1000025941 | 85389000 |  | 18 |  | Spare-420kV CT 1 | SET | 1 |  | INCLUDED | 0 | 0 | 0 | 0 | 0 | 0
66 | 7000018859 | 800 | Fire Protection System | 1000055456 | 84248990 |  | 18 |  | HVW SPRAY SYSTEM, HYDRANT SYSTEM AND COMPLETE U/G & O/G PIPING ANDACCESSORIES ETC. OUT SIDE THE PUMP HOUSE FOR 400KV, 3-PHASEAUTOTRANSFORMER | SET | 1 |  | INCLUDED | 0 | 0 | 0 | 0 | 0 | 0
67 | 7000018859 | 810 | Transformer Bushing | 1000030932 | 85049010 |  | 18 |  | 420KV, 1250A RIP BUSHING WITH METAL PARTS AND GASKETS | EA | 3 |  | INCLUDED | 0 | 0 | 0 | 0 | 0 | 0
68 | 7000018859 | 820 | Transformer Bushing | 1000030923 | 85049010 |  | 18 |  | 245KV, 2000A RIP BUSHING WITH METAL PARTS AND GASKETS | EA | 3 |  | INCLUDED | 0 | 0 | 0 | 0 | 0 | 0
69 | 7000018859 | 830 | Transformer Bushing | 1000030935 | 85049010 |  | 18 |  | 52KV, 800A RIP BUSHING WITH METAL PARTS AND GASKETS | EA | 3 |  | INCLUDED | 0 | 0 | 0 | 0 | 0 | 0
70 | 7000018859 | 840 | Transformer Bushing | 1000002071 | 85049010 |  | 18 |  | 36kV, 2000A Bushing with metal parts andgaskets for Transformer | EA | 1 |  | INCLUDED | 0 | 0 | 0 | 0 | 0 | 0
71 | 7000018859 | 850 | Transformer Bushing | 1000013981 | 85049010 |  | 18 |  | Insulating oil for 315MVA, 400KV/220/33 KV, 3-phase Autotransformer | SET | 1 |  | INCLUDED | 0 | 0 | 0 | 0 | 0 | 0
Total Ex-Works Price | [12 empty] | 0 |  | 0 |  | 0 | 0 | 0
Total Type Test charges as per Schedule-7 | [12 empty] | 0
Total Ex-Works Price including Type Test charges | [12 empty] | 0
# In case the bidder leaves the cell for confirmation of the HSN code and/or GST rate “blank”, the HSN code and corresponding GST rate indicated by the Employer shall be deemed to be the one confirmed by the Bidder.
| Date | [7 empty] | Printed Name
| Place | [7 empty] | Designation
Click for Sch-2

## Sch-2
5002002356/SUB-STATION(INCLUDIN/DOM/A04-CC CS -5 | [8 empty] | Schedule - 2
Substation Package SS-95 for (a) Extn. of 400kV Bikaner-II S/S under Implementation of 1 No. of 400kV line bay at 400/220kV Bikaner-II PS for interconnection of 1000MW Solar Project of SJVN Ltd. under Consultancy Services to POWERGRID Bikaner Transmission System Ltd. (PBTSL); (b) Extn. of 400/220kV Bhinmal (PG) S/S under Augmentation of Transformation capacity at Bhinmal (PG) S/s by 1x315MVA, 400/220kV ICT (3rd); (c) Extn. of 400kV Alipurduar (POWERGRID) S/s and Extn. of 400kV Kahalgaon (NTPC) S/s under Eastern Region Expansion Scheme-XXVII; (d) Extn. of 400kV Kurnool S/S under 1 No. 400kV bay at 765/400kV Kurnool (New) Substation; (e) Extn. of 220kV Amritsar S/S under Requirement of 1 No. 220kV Line Bay at 400/220kV Amritsar (PG) by PSTCL
(SCHEDULE OF RATES AND PRICES)
BIDDER:
0 | [6 empty] | To:
Bidder’s Name and Address (Sole Bidder) : | [6 empty] | Contract Services
Name : | [6 empty] | Power Grid Corporation of India Ltd.,
Address : | [6 empty] | "Saudamini", Plot No.-2
Sector-29,
Gurgaon (Haryana) - 122001
Local Transportation, In-transit Insurance, Loading and Unloading
(All Prices are in Indian Rupees)
SI. No. | PR No | PR Line Item No | Activity Description | Material Code | Description | Unit | Quantity | Unit Freight, In-transit Insurance, loading & Unloading Charges | Total Freight, In-transit Insurance, loading & Unloading Charges
1 | 2 | 3 | 4 | 5 | 6 | 7 | 8 | 9 | 10 = 8 X 9
I | Extn. of 400kV Bikaner-II S/S
1 | 7000018983 | 290 | 420 KV EQUIPMENTS | 1000004501 | 420kV, 3150A, 63kA Circuit Breaker (3-Phase) without closing resistorand with Support Structure | EA | 1 |  | INCLUDED
2 | 7000018983 | 300 | 420 KV EQUIPMENTS | 1000004498 | 420kV, 3150A, 63KA, Isolator (3-phase)(Double Break) with one E/S | EA | 3 |  | INCLUDED
3 | 7000018983 | 310 | 420 KV EQUIPMENTS | 1000020419 | 336kV Surge Arrester (1-phase) | EA | 3 |  | INCLUDED
4 | 7000018983 | 320 | 420 KV EQUIPMENTS | 1000004290 | 400kV,3150A,0.5mH ,63kA Line Trap | EA | 2 |  | INCLUDED
5 | 7000018983 | 330 | 420 KV EQUIPMENTS | 1000004535 | 420 kV, 4400 pF Capacitive Voltage Transformer (1-Phase) | EA | 3 |  | INCLUDED
6 | 7000018983 | 340 | 420 KV EQUIPMENTS | 1000004400 | 420 kV ,1 phase Bus Post Insulators for Line Traps | EA | 6 |  | INCLUDED
7 | 7000018983 | 350 | 420 KV EQUIPMENTS | 1000004401 | 420 kV, 1 phase Bus Post Insulator (except for Line Traps) | EA | 5 |  | INCLUDED
8 | 7000018983 | 360 | 420 KV EQUIPMENTS | 1000004463 | 420 kV, 3000A, 63KA, 1-Phase CurrentTransformer with 120% extended currentrating | EA | 3 |  | INCLUDED
9 | 7000018983 | 10 | PLCC | 1000009250 | HF Cable 75 ohms for PLCC | M | 500 |  | INCLUDED
10 | 7000018983 | 20 | SAS | 1000003409 | Augmentation of Substation automation System for 400kV Main bay as perTechnical Specification | EA | 1 |  | INCLUDED
11 | 7000018983 | 30 | CABLES | 1000031953 | 1.1KV GRADE 3.5CX35 SQMM (PVC) POWER CABLE | KM | 0.5 |  | INCLUDED
12 | 7000018983 | 40 | CABLES | 1000031976 | 1.1KV GRADE 4CX16 SQMM (PVC) POWER CABLE | KM | 1 |  | INCLUDED
13 | 7000018983 | 50 | CABLES | 1000031943 | 1.1KV GRADE 2CX6 SQMM (PVC) POWER CABLE | KM | 1.5 |  | INCLUDED
14 | 7000018983 | 60 | CABLES | 1000031985 | 1.1KV GRADE 4CX6 SQMM (PVC) POWER CABLE | KM | 1 |  | INCLUDED
15 | 7000018983 | 70 | CABLES | 1000031964 | 1.1KV GRADE 3CX2.5 SQMM CONTROL CABLE | KM | 3 |  | INCLUDED
16 | 7000018983 | 80 | CABLES | 1000031987 | 1.1KV GRADE 5CX2.5 SQMM CONTROL CABLE | KM | 3 |  | INCLUDED
17 | 7000018983 | 90 | CABLES | 1000031993 | 1.1KV GRADE 7CX2.5 SQMM CONTROL CABLE | KM | 1.5 |  | INCLUDED
18 | 7000018983 | 100 | CABLES | 1000031887 | 1.1KV GRADE 10CX2.5 SQMM CONTROL CABLE | KM | 0.5 |  | INCLUDED
19 | 7000018983 | 110 | CABLES | 1000031904 | 1.1KV GRADE 14CX2.5 SQMM CONTROL CABLE | KM | 1 |  | INCLUDED
20 | 7000018983 | 120 | CABLES | 1000056264 | 1.1KV GRADE 19CX1.5 SQMM CONTROL CABLE | KM | 1 |  | INCLUDED
21 | 7000018983 | 130 | CABLES | 1000056265 | 1.1KV GRADE 27CX1.5 SQMM CONTROL CABLE | KM | 1 |  | INCLUDED
22 | 7000018983 | 140 | STEEL STRUCTURE | 1000020192 | Fabrication, galvanising and supply ofStandard Pipe Structure - 400 kV,1-Phase, CT including nuts, bolts, alltype of washers, packplates, step boltsand gusset plates excluding foundationbolts | EA | 3 |  | INCLUDED
23 | 7000018983 | 150 | STEEL STRUCTURE | 1000020193 | Fabrication, galvanising and supply of Standard Pipe Structure - 400kV CVT including nuts, bolts, all type of washers, packplates, stepbolts and gusset plates excluding foundation bolts | EA | 3 |  | INCLUDED
24 | 7000018983 | 160 | STEEL STRUCTURE | 1000020194 | Fabrication, galvanising and supply ofStandard Pipe Structure - 400 kV,3-Phase, ISOLATOR including nuts,bolts, all type of washers, packplates,step bolts and gusset plates excludingfoundation bolts | EA | 3 |  | INCLUDED
25 | 7000018983 | 170 | STEEL STRUCTURE | 1000020195 | Fabrication, galvanising and supply ofStandard Pipe Structure - 400 kV,1-Phase, SA including nuts, bolts,all type of washers, packplates, stepbolts and gusset plates excludingfoundation bolts | EA | 3 |  | INCLUDED
26 | 7000018983 | 180 | STEEL STRUCTURE | 1000017567 | Standard Pipe Structure for 400kV BPI (excluding wave trap) | EA | 5 |  | INCLUDED
27 | 7000018983 | 190 | STEEL STRUCTURE | 1000017568 | Standard Pipe Structure for 400kV BPI for WT (1- phase) | EA | 2 |  | INCLUDED
28 | 7000018983 | 200 | Earthing | 1000032055 | 40 MM MS ROD FOR MAIN EARTHMAT | KM | 1 |  | INCLUDED
29 | 7000018983 | 370 | Mandatory Spares-420kV Isolator | 1000019919 | Spares for 420kV Double break Isolator | LS | 1 |  | INCLUDED
30 | 7000018983 | 380 | ILLUMINATION SYSTEM | 1000014547 | Lighting Panel type ACP-2 as per technical specification | EA | 1 |  | INCLUDED
31 | 7000018983 | 390 | ILLUMINATION SYSTEM | 1000020262 | Sub Lighting panel (outdoor) type SLP (Switchyard and Street Lighting) | EA | 1 |  | INCLUDED
32 | 7000018983 | 400 | ILLUMINATION SYSTEM | 1000038039 | LIGHTING FIXTURE LED LUMINAIRES TYPE FL-1 AS PER TECH. SPECIFICATIONS | EA | 2 |  | INCLUDED
33 | 7000018983 | 410 | ILLUMINATION SYSTEM | 1000038325 | LIGHTING FIXTURE LED LUMINAIRES TYPE FL2 AS PER TECH. SPECIFICATIONS | EA | 3 |  | INCLUDED
34 | 7000018983 | 420 | Mandatory Spares-336kV Surge Arrester | 1000024186 | SPARES FOR 336KV SURGE ARRESTER | LS | 1 |  | INCLUDED
35 | 7000018983 | 440 | Mandatory Spares- 420kVCircuit Breaker | 1000019918 | Spares for 420kV Circuit Breaker | LS | 1 |  | INCLUDED
36 | 7000018983 | 450 | Mandatory Spares-CRP & SAS | 1000019912 | Relay & protection Panels (with automation) | LS | 1 |  | INCLUDED
37 | 7000018983 | 460 | Mandatory Spares-CRP & SAS | 1000019927 | Spares-Substation Automation System | LS | 1 |  | INCLUDED
38 | 7000018983 | 470 | 400kV Control & Relay Panel | 1000002166 | 400kV Circuit Breaker Relay Panel with Auto Reclose | EA | 1 |  | INCLUDED
39 | 7000018983 | 480 | 400kV Control & Relay Panel | 1000003398 | 400kV Line Protection Panel (with Automation) | EA | 1 |  | INCLUDED
40 | 7000018983 | 500 | Erection Hardware - 420kV | 1000011322 | Erection Hardware for 400kV I type layout-Line bay as per technicalspecification | SET | 1 |  | INCLUDED
41 | 7000018983 | 510 | Erection Hardware - 420kV | 1000055991 | 400KV TENSION INSULATOR STRING AND ASSOCIATED HARDWARE FITTINGSWITH TURN BUCKLE SUITABLE FOR QUAD CONDUCTOR | EA | 3 |  | INCLUDED
42 | 7000018983 | 520 | Erection Hardware - 420kV | 1000055986 | 400KV SUSPENSION INSULATOR STRING AND ASSOCIATED HARDWARE FITTINGSWITH DROP CLAMP SUITABLE FOR QUAD CONDUCTOR | EA | 3 |  | INCLUDED
43 | 7000018983 | 530 | Mandatory Spares-420kV CT | 1000025941 | Spare-420kV CT 1 | SET | 1 |  | INCLUDED
44 | 7000018983 | 540 | PMU & associated items (Bikaner) | 1000017518 | PMU with GPS Clock (clock can be either internal or external) | EA | 1 |  | INCLUDED
45 | 7000018983 | 550 | PMU & associated items (Bikaner) | 1000022512 | WAMS Hardware - Time System (GPS receiver) | EA | 1 |  | INCLUDED
46 | 7000018983 | 560 | PMU & associated items (Bikaner) | 1000022510 | WAMS Hardware - Substation Grade Layer-3 LAN Switches with minimum 4 x10/100 Mbps Ethernet ports and 2 x 1 Gbps Ethernet ports | EA | 2 |  | INCLUDED
47 | 7000018983 | 570 | PMU & associated items (Bikaner) | 1000022487 | WAMS Miscellaneous - Armored Fibre Optic Cable and associatedtermination (e.g. L2 Switch) for connecting PMU panels located indifferent control room of a station | EA | 1 |  | INCLUDED
48 | 7000018983 | 590 | Tele Eqpt at Bikaner | 1000031367 | SDH EQUIPMENT (STM-16 MADM UPTO 5 MSP PROTECTED DIRECTIONS)-BASEEQUIPMENT (COMMON CARDS, CROSS CONNECT/CONTROL CARDS, OPTICAL BASECARDS, POWER SUPPLY CARDS, POWER CABLING, OTHER HARDWARE ANDACCESSORIES INCLUDING SUB RACKS, PATCH CORD, DDF ETC FULLY EQUIPEDEXCLUDING OPTICAL INTERFACE & TRIBUTARY CARDS | EA | 1 |  | INCLUDED
49 | 7000018983 | 600 | Tele Eqpt at Bikaner | 1000018706 | S16.1 SFP | EA | 4 |  | INCLUDED
50 | 7000018983 | 610 | Tele Eqpt at Bikaner | 1000014273 | L16.2 SFP | EA | 2 |  | INCLUDED
51 | 7000018983 | 620 | Tele Eqpt at Bikaner | 1000031374 | TRIBUTARY INTERFACE- E1 INTERFACE (MINIMUM 16 NOS.) | SET | 2 |  | INCLUDED
52 | 7000018983 | 630 | Tele Eqpt at Bikaner | 1000034950 | ETHERNET INTERFACE 10/100 BASE T WITH LAYER-2 SWITCHING (MIN 8INTERFACES PER CARD) | EA | 2 |  | INCLUDED
53 | 7000018983 | 640 | Tele Eqpt at Bikaner | 1000031381 | TRIBUTARY INTERFACE-GIGABIT ETHERNET INTERFACES 10/100 MBPS WITH LAYER-2 SWITCHING (MINIMUM 2 NOS.) | SET | 1 |  | INCLUDED
54 | 7000018983 | 650 | Tele Eqpt at Bikaner | 1000026228 | Equipment Cabinets For SDH | EA | 1 |  | INCLUDED
55 | 7000018983 | 660 | Tele Eqpt at Bikaner | 1000034998 | VOIP TELEPHONE INSTRUMENT WITH ONE COMMON SWITCH (MIN. 8 PORT) | EA | 2 |  | INCLUDED
56 | 7000018983 | 670 | Tele Eqpt at Bikaner | 1000030942 | 24F (DWSM) APPROACH FIBRE OPTIC CABLE INCLUDING ALL INSTALLATIONHARDWARE SET | KM | 1 |  | INCLUDED
57 | 7000018983 | 680 | Tele Eqpt at Bikaner | 1000023471 | OPGW Fibre Optic Distribution Panel (FODP): Indoor Type: 96F | EA | 2 |  | INCLUDED
58 | 7000018983 | 700 | Spares-Tele Eqpt at Bikaner | 1000031369 | SDH EQUIPMENT (STM-16 MADM UPTO 5 MSP PROTECTED DIRECTIONS)-COMMONCARDS, CROSS-CONNECT/CONTROL CARDS, OPTICAL BASE CARD, POWER SUPPLYCARDS, POWER CABLING, OTHER HARDWARE & ACCESSORIES (EACH). | SET | 1 |  | INCLUDED
59 | 7000018983 | 710 | Spares-Tele Eqpt at Bikaner | 1000018706 | S16.1 SFP | EA | 1 |  | INCLUDED
60 | 7000018983 | 720 | Spares-Tele Eqpt at Bikaner | 1000014273 | L16.2 SFP | EA | 1 |  | INCLUDED
61 | 7000018983 | 730 | Spares-Tele Eqpt at Bikaner | 1000031374 | TRIBUTARY INTERFACE- E1 INTERFACE (MINIMUM 16 NOS.) | SET | 1 |  | INCLUDED
62 | 7000018983 | 740 | Spares-Tele Eqpt at Bikaner | 1000034950 | ETHERNET INTERFACE 10/100 BASE T WITH LAYER-2 SWITCHING (MIN 8INTERFACES PER CARD) | EA | 1 |  | INCLUDED
63 | 7000018983 | 750 | Spares-Tele Eqpt at Bikaner | 1000031381 | TRIBUTARY INTERFACE-GIGABIT ETHERNET INTERFACES 10/100 MBPS WITH LAYER-2 SWITCHING (MINIMUM 2 NOS.) | SET | 1 |  | INCLUDED
64 | 7000018983 | 760 | Spares-Tele Eqpt at Bikaner | 1000034998 | VOIP TELEPHONE INSTRUMENT WITH ONE COMMON SWITCH (MIN. 8 PORT) | EA | 1 |  | INCLUDED
65 | 7000018983 | 770 | Spares-Tele Eqpt at Bikaner | 1000031398 | PRE CONNECTORIZED OPTICAL FIBER PATCH CORDS(10 MTRS) â€“ PACK OF SIXPATCH CORDS | SET | 1 |  | INCLUDED
66 | 7000018983 | 780 | Spares-Tele Eqpt at Bikaner | 1000030942 | 24F (DWSM) APPROACH FIBRE OPTIC CABLE INCLUDING ALL INSTALLATIONHARDWARE SET | KM | 1 |  | INCLUDED
67 | 7000018983 | 810 | FOUNDATION BOLTS | 1000012366 | Fabrication, galvanising and supply of 28mm dia foundation boltsincluding nuts, checknuts, washers and packplates. | EA | 164 |  | INCLUDED
68 | 7000018983 | 820 | Mandatory 400 KV CVT | 1000025943 | Spare-420kV CVT 1 | SET | 1 |  | INCLUDED
II | Extn. of 400kV Kurnool S/S
1 | 7000018856 | 10 | 420kV, 50kA AIS EQUIPMENT | 1000004489 | 420kV, 3150A, 50kA Circuit Breaker(3-Phase) without closing resistor | EA | 1 |  | INCLUDED
2 | 7000018856 | 20 | 420kV, 50kA AIS EQUIPMENT | 1000004461 | 420 kV, 3000A, 50KA, 1-Phase CurrentTransformer with 120% extended currentrating | EA | 6 |  | INCLUDED
3 | 7000018856 | 30 | 420kV, 50kA AIS EQUIPMENT | 1000004535 | 420 kV, 4400 pF Capacitive Voltage Transformer (1-Phase) | EA | 3 |  | INCLUDED
4 | 7000018856 | 40 | 420kV, 50kA AIS EQUIPMENT | 1000004483 | 420kV, 3150A, 50KA, Isolator (3-phase)(Double Break) with one E/S | EA | 2 |  | INCLUDED
5 | 7000018856 | 50 | 420kV, 50kA AIS EQUIPMENT | 1000020419 | 336kV Surge Arrester (1-phase) | EA | 3 |  | INCLUDED
6 | 7000018856 | 60 | Erection Hardware for 420 kV I Type S/Y | 1000011320 | Erection Hardware for 400kV I type layout-Any feeder Extn. on existinghalf dia. as per technical specification | SET | 1 |  | INCLUDED
7 | 7000018856 | 70 | 420kV Insulator and Hardware | 1000055991 | 400KV TENSION INSULATOR STRING AND ASSOCIATED HARDWARE FITTINGSWITH TURN BUCKLE SUITABLE FOR QUAD CONDUCTOR | EA | 3 |  | INCLUDED
8 | 7000018856 | 80 | 420kV Insulator and Hardware | 1000055986 | 400KV SUSPENSION INSULATOR STRING AND ASSOCIATED HARDWARE FITTINGSWITH DROP CLAMP SUITABLE FOR QUAD CONDUCTOR | EA | 3 |  | INCLUDED
9 | 7000018856 | 90 | CRP for 420kV Bays with SAS | 1000055446 | 400KV CIRCUIT BREAKER RELAY PANEL (WITH AUTOMATION) | EA | 1 |  | INCLUDED
10 | 7000018856 | 100 | CRP for 420kV Bays with SAS | 1000003398 | 400kV Line Protection Panel (with Automation) | EA | 1 |  | INCLUDED
11 | 7000018856 | 110 | CRP for 420kV Bays with SAS | 1000026235 | Line Current Differential Relay | SET | 2 |  | INCLUDED
12 | 7000018856 | 120 | POWER & CONTROL CABLE | 1000056265 | 1.1KV GRADE 27CX1.5 SQMM CONTROL CABLE | KM | 1 |  | INCLUDED
13 | 7000018856 | 130 | POWER & CONTROL CABLE | 1000056264 | 1.1KV GRADE 19CX1.5 SQMM CONTROL CABLE | KM | 1 |  | INCLUDED
14 | 7000018856 | 140 | POWER & CONTROL CABLE | 1000031887 | 1.1KV GRADE 10CX2.5 SQMM CONTROL CABLE | KM | 1 |  | INCLUDED
15 | 7000018856 | 150 | POWER & CONTROL CABLE | 1000031987 | 1.1KV GRADE 5CX2.5 SQMM CONTROL CABLE | KM | 4.5 |  | INCLUDED
16 | 7000018856 | 160 | POWER & CONTROL CABLE | 1000031943 | 1.1KV GRADE 2CX6 SQMM (PVC) POWER CABLE | KM | 0.6 |  | INCLUDED
17 | 7000018856 | 170 | POWER & CONTROL CABLE | 1000031985 | 1.1KV GRADE 4CX6 SQMM (PVC) POWER CABLE | KM | 0.5 |  | INCLUDED
18 | 7000018856 | 180 | POWER & CONTROL CABLE | 1000031976 | 1.1KV GRADE 4CX16 SQMM (PVC) POWER CABLE | KM | 1 |  | INCLUDED
19 | 7000018856 | 190 | POWER & CONTROL CABLE | 1000031957 | 1.1KV GRADE 3.5CX70 SQMM (PVC) POWER CABLE | KM | 1 |  | INCLUDED
20 | 7000018856 | 200 | ILLUMINATION SYSTEM | 1000014548 | Lighting Panel type ACP-3 as per technical specification | EA | 1 |  | INCLUDED
21 | 7000018856 | 210 | ILLUMINATION SYSTEM | 1000004795 | 5/15 A, 240V: Indoor Receptacle 3-pin type modular (type RI) as pertechnical specifications | EA | 1 |  | INCLUDED
22 | 7000018856 | 220 | ILLUMINATION SYSTEM | 1000001050 | 15A, 240V: Outdoor Receptacle 2 pole, 3-pin modular (type RO) as pertechnical specifications | EA | 1 |  | INCLUDED
23 | 7000018856 | 230 | ILLUMINATION SYSTEM | 1000038387 | LED FLOOD LIGHT LUMINARIESTYPE FL-1 (150W) AS PER TECHNICALSPECIFICATION | EA | 5 |  | INCLUDED
24 | 7000018856 | 240 | ILLUMINATION SYSTEM | 1000038325 | LIGHTING FIXTURE LED LUMINAIRES TYPE FL2 AS PER TECH. SPECIFICATIONS | EA | 5 |  | INCLUDED
25 | 7000018856 | 250 | 400kV Equipment support structures | 1000020192 | Fabrication, galvanising and supply ofStandard Pipe Structure - 400 kV,1-Phase, CT including nuts, bolts, alltype of washers, packplates, step boltsand gusset plates excluding foundationbolts | EA | 6 |  | INCLUDED
26 | 7000018856 | 260 | 400kV Equipment support structures | 1000020193 | Fabrication, galvanising and supply of Standard Pipe Structure - 400kV CVT including nuts, bolts, all type of washers, packplates, stepbolts and gusset plates excluding foundation bolts | EA | 3 |  | INCLUDED
27 | 7000018856 | 270 | 400kV Equipment support structures | 1000020194 | Fabrication, galvanising and supply ofStandard Pipe Structure - 400 kV,3-Phase, ISOLATOR including nuts,bolts, all type of washers, packplates,step bolts and gusset plates excludingfoundation bolts | EA | 2 |  | INCLUDED
28 | 7000018856 | 280 | 400kV Equipment support structures | 1000020195 | Fabrication, galvanising and supply ofStandard Pipe Structure - 400 kV,1-Phase, SA including nuts, bolts,all type of washers, packplates, stepbolts and gusset plates excludingfoundation bolts | EA | 3 |  | INCLUDED
29 | 7000018856 | 360 | 400KV MANDATORY SPARES | 1000004535 | 420 kV, 4400 pF Capacitive Voltage Transformer (1-Phase) | EA | 1 |  | INCLUDED
30 | 7000018856 | 370 | 400KV MANDATORY SPARES | 1000019918 | Spares for 420kV Circuit Breaker | LS | 1 |  | INCLUDED
31 | 7000018856 | 380 | 400KV MANDATORY SPARES | 1000019919 | Spares for 420kV Double break Isolator | LS | 1 |  | INCLUDED
32 | 7000018856 | 390 | 400KV MANDATORY SPARES | 1000025941 | Spare-420kV CT 1 | SET | 1 |  | INCLUDED
33 | 7000018856 | 400 | 400KV MANDATORY SPARES | 1000025943 | Spare-420kV CVT 1 | SET | 1 |  | INCLUDED
34 | 7000018856 | 410 | 400KV MANDATORY SPARES | 1000024186 | SPARES FOR 336KV SURGE ARRESTER | LS | 1 |  | INCLUDED
35 | 7000018856 | 420 | 400KV MANDATORY SPARES | 1000019912 | Relay & protection Panels (with automation) | LS | 1 |  | INCLUDED
36 | 7000018856 | 440 | Foundation Bolts - Supply | 1000012366 | Fabrication, galvanising and supply of 28mm dia foundation boltsincluding nuts, checknuts, washers and packplates. | EA | 108 |  | INCLUDED
37 | 7000018856 | 450 | BoQ of Comm Equip Supply Main Kurnool | 1000031367 | SDH EQUIPMENT (STM-16 MADM UPTO 5 MSP PROTECTED DIRECTIONS)-BASEEQUIPMENT (COMMON CARDS, CROSS CONNECT/CONTROL CARDS, OPTICAL BASECARDS, POWER SUPPLY CARDS, POWER CABLING, OTHER HARDWARE ANDACCESSORIES INCLUDING SUB RACKS, PATCH CORD, DDF ETC FULLY EQUIPEDEXCLUDING OPTICAL INTERFACE & TRIBUTARY CARDS | EA | 1 |  | INCLUDED
38 | 7000018856 | 460 | BoQ of Comm Equip Supply Main Kurnool | 1000018706 | S16.1 SFP | EA | 6 |  | INCLUDED
39 | 7000018856 | 470 | BoQ of Comm Equip Supply Main Kurnool | 1000023721 | SFP S4.1 | EA | 2 |  | INCLUDED
40 | 7000018856 | 480 | BoQ of Comm Equip Supply Main Kurnool | 1000031374 | TRIBUTARY INTERFACE- E1 INTERFACE (MINIMUM 16 NOS.) | SET | 4 |  | INCLUDED
41 | 7000018856 | 490 | BoQ of Comm Equip Supply Main Kurnool | 1000034950 | ETHERNET INTERFACE 10/100 BASE T WITH LAYER-2 SWITCHING (MIN 8INTERFACES PER CARD) | EA | 4 |  | INCLUDED
42 | 7000018856 | 500 | BoQ of Comm Equip Supply Main Kurnool | 1000031381 | TRIBUTARY INTERFACE-GIGABIT ETHERNET INTERFACES 10/100 MBPS WITH LAYER-2 SWITCHING (MINIMUM 2 NOS.) | SET | 2 |  | INCLUDED
43 | 7000018856 | 510 | BoQ of Comm Equip Supply Main Kurnool | 1000026228 | Equipment Cabinets For SDH | EA | 1 |  | INCLUDED
44 | 7000018856 | 520 | BoQ of Comm Equip Supply Main Kurnool | 1000028495 | NMS- CRAFT TERMINAL-HARDWARE | EA | 1 |  | INCLUDED
45 | 7000018856 | 530 | BoQ of Comm Equip Supply Main Kurnool | 1000028265 | Software for Craft Terminal | EA | 1 |  | INCLUDED
46 | 7000018856 | 540 | BoQ of Comm Equip Supply Main Kurnool | 1000034998 | VOIP TELEPHONE INSTRUMENT WITH ONE COMMON SWITCH (MIN. 8 PORT) | EA | 2 |  | INCLUDED
47 | 7000018856 | 550 | BoQ of Comm Equip Supply Main Kurnool | 1000030942 | 24F (DWSM) APPROACH FIBRE OPTIC CABLE INCLUDING ALL INSTALLATIONHARDWARE SET | KM | 1 |  | INCLUDED
48 | 7000018856 | 560 | BoQ of Comm Equip Supply Main Kurnool | 1000023471 | OPGW Fibre Optic Distribution Panel (FODP): Indoor Type: 96F | EA | 1 |  | INCLUDED
49 | 7000018856 | 580 | BoQ of Comm Equip Mandatory Spares | 1000031369 | SDH EQUIPMENT (STM-16 MADM UPTO 5 MSP PROTECTED DIRECTIONS)-COMMONCARDS, CROSS-CONNECT/CONTROL CARDS, OPTICAL BASE CARD, POWER SUPPLYCARDS, POWER CABLING, OTHER HARDWARE & ACCESSORIES (EACH). | SET | 1 |  | INCLUDED
50 | 7000018856 | 590 | BoQ of Comm Equip Mandatory Spares | 1000018706 | S16.1 SFP | EA | 1 |  | INCLUDED
51 | 7000018856 | 600 | BoQ of Comm Equip Mandatory Spares | 1000023721 | SFP S4.1 | EA | 1 |  | INCLUDED
52 | 7000018856 | 610 | BoQ of Comm Equip Mandatory Spares | 1000031374 | TRIBUTARY INTERFACE- E1 INTERFACE (MINIMUM 16 NOS.) | SET | 1 |  | INCLUDED
53 | 7000018856 | 620 | BoQ of Comm Equip Mandatory Spares | 1000034950 | ETHERNET INTERFACE 10/100 BASE T WITH LAYER-2 SWITCHING (MIN 8INTERFACES PER CARD) | EA | 1 |  | INCLUDED
54 | 7000018856 | 630 | BoQ of Comm Equip Mandatory Spares | 1000031381 | TRIBUTARY INTERFACE-GIGABIT ETHERNET INTERFACES 10/100 MBPS WITH LAYER-2 SWITCHING (MINIMUM 2 NOS.) | SET | 1 |  | INCLUDED
55 | 7000018856 | 640 | BoQ of Comm Equip Mandatory Spares | 1000034998 | VOIP TELEPHONE INSTRUMENT WITH ONE COMMON SWITCH (MIN. 8 PORT) | EA | 1 |  | INCLUDED
56 | 7000018856 | 650 | BoQ of Comm Equip Mandatory Spares | 1000031398 | PRE CONNECTORIZED OPTICAL FIBER PATCH CORDS(10 MTRS) â€“ PACK OF SIXPATCH CORDS | SET | 1 |  | INCLUDED
57 | 7000018856 | 660 | BoQ of Comm Equip Mandatory Spares | 1000030942 | 24F (DWSM) APPROACH FIBRE OPTIC CABLE INCLUDING ALL INSTALLATIONHARDWARE SET | KM | 1 |  | INCLUDED
58 | 7000018856 | 670 | BoQ of PMU Supply at Kurnool | 1000017518 | PMU with GPS Clock (clock can be either internal or external) | EA | 1 |  | INCLUDED
59 | 7000018856 | 680 | BoQ of PMU Supply at Kurnool | 1000022512 | WAMS Hardware - Time System (GPS receiver) | EA | 1 |  | INCLUDED
60 | 7000018856 | 690 | BoQ of PMU Supply at Kurnool | 1000022510 | WAMS Hardware - Substation Grade Layer-3 LAN Switches with minimum 4 x10/100 Mbps Ethernet ports and 2 x 1 Gbps Ethernet ports | EA | 2 |  | INCLUDED
61 | 7000018856 | 700 | BoQ of PMU Supply at Kurnool | 1000022487 | WAMS Miscellaneous - Armored Fibre Optic Cable and associatedtermination (e.g. L2 Switch) for connecting PMU panels located indifferent control room of a station | EA | 1 |  | INCLUDED
62 | 7000018856 | 720 | VMS | 1000030433 | COLOR IP CAMERA, WITH PAN, TILT AND ZOOM FACILITIES, ALONGWITH ALLREQUIRED ITEMS, ACCESSORIES, LINE INTERFACE UNITS, FIBER PATCH CORDS,POWER SUPPLY UNITS, JUNCTION BOXES, CABLES, FIBER OPTIC CABLES, ETC.,AND INCLUDING INTEGRATION IN EXISTING HARDWARE AND SOFTWARE FORAUGMENTATION OF VISUAL MONITORING SYSTEM AS PER TECHNICALSPECIFICATION. | SET | 3 |  | INCLUDED
III | Extn. of 220kV Amritsar S/S
1 | 7000018857 | 10 | 245kV, 40kA AIS EQUIPMENT | 1000001671 | 245kV, 1600A, 40KA Circuit Breaker(3-Phase) with support structure | EA | 1 |  | INCLUDED
2 | 7000018857 | 20 | 245kV, 40kA AIS EQUIPMENT | 1000001673 | 245kV, 1600A, 40 KA, 3-phase DoubleBreak Isolator with one E/S | EA | 1 |  | INCLUDED
3 | 7000018857 | 30 | 245kV, 40kA AIS EQUIPMENT | 1000001674 | 245kV, 1600A, 40 KA, 3-phase DoubleBreak Isolator with two E/S | EA | 1 |  | INCLUDED
4 | 7000018857 | 40 | 245kV, 40kA AIS EQUIPMENT | 1000001794 | 245kV, 1600A, 40 KA, 3-phase DoubleBreak Tandem Isolator without E/S | EA | 2 |  | INCLUDED
5 | 7000018857 | 50 | 245kV, 40kA AIS EQUIPMENT | 1000001681 | 245 kV, 1600A, 40KA, 1-Phase CurrentTransformer with 120% extended currentrating | EA | 3 |  | INCLUDED
6 | 7000018857 | 60 | 245kV, 40kA AIS EQUIPMENT | 1000001772 | 245 kV, 4400pf Capacitive Voltage Transformer (1- Phase) | EA | 3 |  | INCLUDED
7 | 7000018857 | 70 | 245kV, 40kA AIS EQUIPMENT | 1000020417 | 216kV Surge Arrester (1-phase) | EA | 3 |  | INCLUDED
8 | 7000018857 | 80 | 245kV, 40kA AIS EQUIPMENT | 1000001695 | 245 kV, 1 phase Bus Post Insulator (except for Line Traps) | EA | 11 |  | INCLUDED
9 | 7000018857 | 90 | 245kV, 40kA AIS EQUIPMENT | 1000001694 | 245 kV ,1 phase Bus Post Insulators for Line Traps | EA | 6 |  | INCLUDED
10 | 7000018857 | 100 | Erection Hardware for 220 kV DMT Type S | 1000011261 | Erection Hardware for 220kV layout (Double Main and TransferScheme)-Line Bay as per technical specification | SET | 1 |  | INCLUDED
11 | 7000018857 | 110 | 220kV Insulator and Hardware | 1000055975 | 220KV SUSPENSION INSULATOR STRING AND ASSOCIATED HARDWARE FITTINGSWITH DROP CLAMP SUITABLE FOR TWIN CONDUCTOR | EA | 1 |  | INCLUDED
12 | 7000018857 | 120 | 220kV Insulator and Hardware | 1000055983 | 220KV TENSION INSULATOR STRING AND ASSOCIATED HARDWARE FITTINGS WITHTURN BUCKLE SUITABLE FOR TWIN CONDUCTOR | EA | 3 |  | INCLUDED
13 | 7000018857 | 130 | Earthmat | 1000032055 | 40 MM MS ROD FOR MAIN EARTHMAT | KM | 1 |  | INCLUDED
14 | 7000018857 | 140 | CRP | 1000032389 | BAY CONTROL UNIT INCLUDING INTERFACE ACCESSORIES INTEGRATION WITHNTAMC AS PER TECHNICAL SPECIFICATION. | EA | 1 |  | INCLUDED
15 | 7000018857 | 150 | CRP | 1000001171 | 220kV Circuit Breaker Relay Panel with Auto Reclose | EA | 1 |  | INCLUDED
16 | 7000018857 | 160 | CRP | 1000006842 | Augmentation of existing 220kV bus bar protection scheme | SET | 1 |  | INCLUDED
17 | 7000018857 | 170 | CRP | 1000019773 | Simplex Control Panel for 220kV (Bus Scheme as per SLD) Two bays | EA | 1 |  | INCLUDED
18 | 7000018857 | 750 | CRP | 1000001343 | 220kV Simplex Line Protection Panel | EA | 1 |  | INCLUDED
19 | 7000018857 | 180 | PLCC Equipment | 1000001567 | 220kV, 1600A, 0.5mH, 40 kA Line Trap | EA | 2 |  | INCLUDED
20 | 7000018857 | 190 | POWER & CONTROL CABLE | 1000031957 | 1.1KV GRADE 3.5CX70 SQMM (PVC) POWER CABLE | KM | 2 |  | INCLUDED
21 | 7000018857 | 200 | POWER & CONTROL CABLE | 1000031953 | 1.1KV GRADE 3.5CX35 SQMM (PVC) POWER CABLE | KM | 2 |  | INCLUDED
22 | 7000018857 | 210 | POWER & CONTROL CABLE | 1000031976 | 1.1KV GRADE 4CX16 SQMM (PVC) POWER CABLE | KM | 2 |  | INCLUDED
23 | 7000018857 | 220 | POWER & CONTROL CABLE | 1000031985 | 1.1KV GRADE 4CX6 SQMM (PVC) POWER CABLE | KM | 1 |  | INCLUDED
24 | 7000018857 | 230 | POWER & CONTROL CABLE | 1000031964 | 1.1KV GRADE 3CX2.5 SQMM CONTROL CABLE | KM | 2 |  | INCLUDED
25 | 7000018857 | 240 | POWER & CONTROL CABLE | 1000031987 | 1.1KV GRADE 5CX2.5 SQMM CONTROL CABLE | KM | 1 |  | INCLUDED
26 | 7000018857 | 250 | POWER & CONTROL CABLE | 1000031887 | 1.1KV GRADE 10CX2.5 SQMM CONTROL CABLE | KM | 1 |  | INCLUDED
27 | 7000018857 | 260 | POWER & CONTROL CABLE | 1000056264 | 1.1KV GRADE 19CX1.5 SQMM CONTROL CABLE | KM | 2 |  | INCLUDED
28 | 7000018857 | 270 | POWER & CONTROL CABLE | 1000056265 | 1.1KV GRADE 27CX1.5 SQMM CONTROL CABLE | KM | 2 |  | INCLUDED
29 | 7000018857 | 280 | POWER & CONTROL CABLE | 1000032050 | 4PAIR, 0.5SQMM SCREENED CABLE | KM | 0.3 |  | INCLUDED
30 | 7000018857 | 290 | ILLUMINATION SYSTEM | 1000038325 | LIGHTING FIXTURE LED LUMINAIRES TYPE FL2 AS PER TECH. SPECIFICATIONS | EA | 5 |  | INCLUDED
31 | 7000018857 | 300 | 220kV Equipment support structures | 1000017565 | Fabrication, galvanising and supply of Std Pipe Structure - 220 kV highBPI including nuts, bolts, all type of washers, packplates, step boltsand gusset plates excluding foundation bolts | EA | 3 |  | INCLUDED
32 | 7000018857 | 310 | 220kV Equipment support structures | 1000017562 | Standard Pipe Structure for 220kV BPI (excluding wave trap) | EA | 8 |  | INCLUDED
33 | 7000018857 | 320 | 220kV Equipment support structures | 1000020187 | Fabrication, galvanising and supply of Standard Pipe Structure - 220kV CT including nuts, bolts, all type of washers, packplates, stepbolts and gusset plates excluding foundation bolts | EA | 3 |  | INCLUDED
34 | 7000018857 | 330 | 220kV Equipment support structures | 1000020188 | Fabrication, galvanising and supply of Standard Pipe Structure - 220kV CVT including nuts, bolts, all type of washers, packplates, stepbolts and gusset plates excluding foundation bolts | EA | 3 |  | INCLUDED
35 | 7000018857 | 340 | 220kV Equipment support structures | 1000020189 | Fabrication, galvanising and supply of Standard Pipe Structure - 220kV ISOLATOR including nuts, bolts, all type of washers, packplates,step bolts and gusset plates excluding foundation bolts | EA | 4 |  | INCLUDED
36 | 7000018857 | 350 | 220kV Equipment support structures | 1000020190 | Fabrication, galvanising and supply of Standard Pipe Structure - 220kV SA including nuts, bolts, all type of washers, packplates, stepbolts and gusset plates excluding foundation bolts | EA | 3 |  | INCLUDED
37 | 7000018857 | 360 | 220kV Equipment support structures | 1000017563 | Standard Pipe Structure for 220kV BPI for WT (1- phase) | EA | 6 |  | INCLUDED
38 | 7000018857 | 370 | Mandatory Spare LOT | 1000025935 | Spare-245kV Circuit Breaker | SET | 1 |  | INCLUDED
39 | 7000018857 | 380 | Mandatory Spare LOT | 1000025936 | Spare-245kV Isolator | SET | 1 |  | INCLUDED
40 | 7000018857 | 390 | Mandatory Spare LOT | 1000025933 | Spare-245kV CT | SET | 1 |  | INCLUDED
41 | 7000018857 | 400 | Mandatory Spare LOT | 1000025934 | Spare-245kV CVT | SET | 1 |  | INCLUDED
42 | 7000018857 | 410 | Mandatory Spare LOT | 1000019912 | Relay & protection Panels (with automation) | LS | 1 |  | INCLUDED
43 | 7000018857 | 420 | Mandatory Spare LOT | 1000025930 | Spare-216kV Surge Arrester | SET | 1 |  | INCLUDED
44 | 7000018857 | 530 | FOUNDATION BOLT | 1000012366 | Fabrication, galvanising and supply of 28mm dia foundation boltsincluding nuts, checknuts, washers and packplates. | EA | 200 |  | INCLUDED
45 | 7000018857 | 550 | Tele Eqpt at Amritsar PG | 1000031367 | SDH EQUIPMENT (STM-16 MADM UPTO 5 MSP PROTECTED DIRECTIONS)-BASEEQUIPMENT (COMMON CARDS, CROSS CONNECT/CONTROL CARDS, OPTICAL BASECARDS, POWER SUPPLY CARDS, POWER CABLING, OTHER HARDWARE ANDACCESSORIES INCLUDING SUB RACKS, PATCH CORD, DDF ETC FULLY EQUIPEDEXCLUDING OPTICAL INTERFACE & TRIBUTARY CARDS | EA | 1 |  | INCLUDED
46 | 7000018857 | 560 | Tele Eqpt at Amritsar PG | 1000018706 | S16.1 SFP | EA | 4 |  | INCLUDED
47 | 7000018857 | 570 | Tele Eqpt at Amritsar PG | 1000031374 | TRIBUTARY INTERFACE- E1 INTERFACE (MINIMUM 16 NOS.) | SET | 2 |  | INCLUDED
48 | 7000018857 | 580 | Tele Eqpt at Amritsar PG | 1000034950 | ETHERNET INTERFACE 10/100 BASE T WITH LAYER-2 SWITCHING (MIN 8INTERFACES PER CARD) | EA | 2 |  | INCLUDED
49 | 7000018857 | 590 | Tele Eqpt at Amritsar PG | 1000031381 | TRIBUTARY INTERFACE-GIGABIT ETHERNET INTERFACES 10/100 MBPS WITH LAYER-2 SWITCHING (MINIMUM 2 NOS.) | SET | 1 |  | INCLUDED
50 | 7000018857 | 600 | Tele Eqpt at Amritsar PG | 1000026228 | Equipment Cabinets For SDH | EA | 1 |  | INCLUDED
51 | 7000018857 | 610 | Tele Eqpt at Amritsar PG | 1000028495 | NMS- CRAFT TERMINAL-HARDWARE | EA | 1 |  | INCLUDED
52 | 7000018857 | 620 | Tele Eqpt at Amritsar PG | 1000028265 | Software for Craft Terminal | EA | 1 |  | INCLUDED
53 | 7000018857 | 630 | Tele Eqpt at Amritsar PG | 1000034998 | VOIP TELEPHONE INSTRUMENT WITH ONE COMMON SWITCH (MIN. 8 PORT) | EA | 2 |  | INCLUDED
54 | 7000018857 | 640 | Tele Eqpt at Amritsar PG | 1000030942 | 24F (DWSM) APPROACH FIBRE OPTIC CABLE INCLUDING ALL INSTALLATIONHARDWARE SET | KM | 1 |  | INCLUDED
55 | 7000018857 | 650 | Tele Eqpt at Amritsar PG | 1000023471 | OPGW Fibre Optic Distribution Panel (FODP): Indoor Type: 96F | EA | 1 |  | INCLUDED
56 | 7000018857 | 670 | Spares-Tele Eqpt at Amritsar PG | 1000031369 | SDH EQUIPMENT (STM-16 MADM UPTO 5 MSP PROTECTED DIRECTIONS)-COMMONCARDS, CROSS-CONNECT/CONTROL CARDS, OPTICAL BASE CARD, POWER SUPPLYCARDS, POWER CABLING, OTHER HARDWARE & ACCESSORIES (EACH). | SET | 1 |  | INCLUDED
57 | 7000018857 | 680 | Spares-Tele Eqpt at Amritsar PG | 1000018706 | S16.1 SFP | EA | 1 |  | INCLUDED
58 | 7000018857 | 690 | Spares-Tele Eqpt at Amritsar PG | 1000031374 | TRIBUTARY INTERFACE- E1 INTERFACE (MINIMUM 16 NOS.) | SET | 1 |  | INCLUDED
59 | 7000018857 | 700 | Spares-Tele Eqpt at Amritsar PG | 1000034950 | ETHERNET INTERFACE 10/100 BASE T WITH LAYER-2 SWITCHING (MIN 8INTERFACES PER CARD) | EA | 1 |  | INCLUDED
60 | 7000018857 | 710 | Spares-Tele Eqpt at Amritsar PG | 1000031381 | TRIBUTARY INTERFACE-GIGABIT ETHERNET INTERFACES 10/100 MBPS WITH LAYER-2 SWITCHING (MINIMUM 2 NOS.) | SET | 1 |  | INCLUDED
61 | 7000018857 | 720 | Spares-Tele Eqpt at Amritsar PG | 1000034998 | VOIP TELEPHONE INSTRUMENT WITH ONE COMMON SWITCH (MIN. 8 PORT) | EA | 1 |  | INCLUDED
62 | 7000018857 | 730 | Spares-Tele Eqpt at Amritsar PG | 1000031398 | PRE CONNECTORIZED OPTICAL FIBER PATCH CORDS(10 MTRS) â€“ PACK OF SIXPATCH CORDS | SET | 1 |  | INCLUDED
63 | 7000018857 | 740 | Spares-Tele Eqpt at Amritsar PG | 1000030942 | 24F (DWSM) APPROACH FIBRE OPTIC CABLE INCLUDING ALL INSTALLATIONHARDWARE SET | KM | 1 |  | INCLUDED
IV | Extn. of 400kV Alipurduar (POWERGRID) S/s
1 | 7000018858 | 950 | SPARES FOR 420KV SHUNT REACTOR | 1000028245 | Spare For 400kV Bus Reactor | LS | 1 |  | INCLUDED
2 | 7000018858 | 960 | 400kV AIS EQUIPMENT | 1000004401 | 420 kV, 1 phase Bus Post Insulator (except for Line Traps) | EA | 6 |  | INCLUDED
3 | 7000018858 | 970 | 400kV AIS EQUIPMENT | 1000020419 | 336kV Surge Arrester (1-phase) | EA | 3 |  | INCLUDED
4 | 7000018858 | 980 | 400kV AIS EQUIPMENT | 1000004498 | 420kV, 3150A, 63KA, Isolator (3-phase)(Double Break) with one E/S | EA | 2 |  | INCLUDED
5 | 7000018858 | 990 | 400kV AIS EQUIPMENT | 1000004463 | 420 kV, 3000A, 63KA, 1-Phase CurrentTransformer with 120% extended currentrating | EA | 3 |  | INCLUDED
6 | 7000018858 | 1000 | 400kV AIS EQUIPMENT | 1000004501 | 420kV, 3150A, 63kA Circuit Breaker (3-Phase) without closing resistorand with Support Structure | EA | 1 |  | INCLUDED
7 | 7000018858 | 1020 | Erection Hardware for 420 kV D Type S/Y | 1000055987 | 400KV SUSPENSION INSULATOR STRING AND ASSOCIATED HARDWARE FITTINGSWITH DROP CLAMP SUITABLE FOR TWIN CONDUCTOR | EA | 3 |  | INCLUDED
8 | 7000018858 | 1530 | Erection Hardware for 420 kV D Type S/Y | 1000011365 | Erection Hardware for 400kV D type layout-Any feeder Extn. On existinghalf dia. as per technical specification | SET | 1 |  | INCLUDED
9 | 7000018858 | 1030 | CSD | 1000009713 | Controlled Switching Device for 420 kV, 3-ph Circuit Breaker | EA | 2 |  | INCLUDED
10 | 7000018858 | 1040 | CRP for 420kV Bays with SAS | 1000003407 | 400kV Reactor Protection Panel (with Automation) | EA | 1 |  | INCLUDED
11 | 7000018858 | 1050 | CRP for 420kV Bays with SAS | 1000002146 | Augmentation of existing 400kV bus bar protection scheme.(No. of baysas per specification)-(with Automation) | SET | 1 |  | INCLUDED
12 | 7000018858 | 1060 | CRP for 420kV Bays with SAS | 1000055446 | 400KV CIRCUIT BREAKER RELAY PANEL (WITH AUTOMATION) | EA | 1 |  | INCLUDED
13 | 7000018858 | 1070 | AUGUMENTATION OF EXISTING SAS | 1000003409 | Augmentation of Substation automation System for 400kV Main bay as perTechnical Specification | EA | 1 |  | INCLUDED
14 | 7000018858 | 1080 | POWER & CONTROL CABLE | 1000032050 | 4PAIR, 0.5SQMM SCREENED CABLE | KM | 1 |  | INCLUDED
15 | 7000018858 | 1090 | POWER & CONTROL CABLE | 1000056265 | 1.1KV GRADE 27CX1.5 SQMM CONTROL CABLE | KM | 1 |  | INCLUDED
16 | 7000018858 | 1100 | POWER & CONTROL CABLE | 1000056264 | 1.1KV GRADE 19CX1.5 SQMM CONTROL CABLE | KM | 3 |  | INCLUDED
17 | 7000018858 | 1110 | POWER & CONTROL CABLE | 1000031901 | 1.1KV GRADE 12CX2.5 SQMM CONTROL CABLE | KM | 1 |  | INCLUDED
18 | 7000018858 | 1120 | POWER & CONTROL CABLE | 1000031887 | 1.1KV GRADE 10CX2.5 SQMM CONTROL CABLE | KM | 1 |  | INCLUDED
19 | 7000018858 | 1130 | POWER & CONTROL CABLE | 1000031993 | 1.1KV GRADE 7CX2.5 SQMM CONTROL CABLE | KM | 1 |  | INCLUDED
20 | 7000018858 | 1140 | POWER & CONTROL CABLE | 1000031987 | 1.1KV GRADE 5CX2.5 SQMM CONTROL CABLE | KM | 4 |  | INCLUDED
21 | 7000018858 | 1150 | POWER & CONTROL CABLE | 1000031964 | 1.1KV GRADE 3CX2.5 SQMM CONTROL CABLE | KM | 3 |  | INCLUDED
22 | 7000018858 | 1160 | POWER & CONTROL CABLE | 1000031936 | 1.1KV GRADE 2CX2.5 SQMM CONTROL CABLE | KM | 1 |  | INCLUDED
23 | 7000018858 | 1170 | POWER & CONTROL CABLE | 1000031985 | 1.1KV GRADE 4CX6 SQMM (PVC) POWER CABLE | KM | 2.5 |  | INCLUDED
24 | 7000018858 | 1180 | POWER & CONTROL CABLE | 1000031975 | 1.1KV GRADE 4CX10 SQMM (PVC) POWER CABLE | KM | 0.5 |  | INCLUDED
25 | 7000018858 | 1190 | POWER & CONTROL CABLE | 1000031933 | 1.1KV GRADE 2CX16 SQMM (PVC) POWER CABLE | KM | 0.5 |  | INCLUDED
26 | 7000018858 | 1200 | POWER & CONTROL CABLE | 1000031976 | 1.1KV GRADE 4CX16 SQMM (PVC) POWER CABLE | KM | 1 |  | INCLUDED
27 | 7000018858 | 1210 | POWER & CONTROL CABLE | 1000031957 | 1.1KV GRADE 3.5CX70 SQMM (PVC) POWER CABLE | KM | 1 |  | INCLUDED
28 | 7000018858 | 1220 | POWER & CONTROL CABLE | 1000031915 | 1.1KV GRADE 1CX300 SQMM (XLPE) POWER CABLE | KM | 3 |  | INCLUDED
29 | 7000018858 | 1230 | FIRE FIGHTING SYSTEM | 1000055457 | HVW SPRAY SYSTEM, HYDRANT SYSTEM AND COMPLETE U/G & O/G PIPING ANDACCESSORIES ETC. OUT SIDE THE PUMP HOUSE FOR 420KV 3 PHASE BUSREACTOR | SET | 1 |  | INCLUDED
30 | 7000018858 | 1240 | ILLUMINATION SYSTEM | 1000038325 | LIGHTING FIXTURE LED LUMINAIRES TYPE FL2 AS PER TECH. SPECIFICATIONS | EA | 5 |  | INCLUDED
31 | 7000018858 | 1250 | ILLUMINATION SYSTEM | 1000038387 | LED FLOOD LIGHT LUMINARIESTYPE FL-1 (150W) AS PER TECHNICALSPECIFICATION | EA | 5 |  | INCLUDED
32 | 7000018858 | 1260 | ILLUMINATION SYSTEM | 1000001894 | Outdoor Power Receptacle for oilfiltration unit (250A) | EA | 1 |  | INCLUDED
33 | 7000018858 | 1270 | ILLUMINATION SYSTEM | 1000014547 | Lighting Panel type ACP-2 as per technical specification | EA | 2 |  | INCLUDED
34 | 7000018858 | 1290 | 400kV Equipment support structures | 1000017567 | Standard Pipe Structure for 400kV BPI (excluding wave trap) | EA | 6 |  | INCLUDED
35 | 7000018858 | 1300 | 400kV Equipment support structures | 1000020192 | Fabrication, galvanising and supply ofStandard Pipe Structure - 400 kV,1-Phase, CT including nuts, bolts, alltype of washers, packplates, step boltsand gusset plates excluding foundationbolts | EA | 3 |  | INCLUDED
36 | 7000018858 | 1310 | 400kV Equipment support structures | 1000020195 | Fabrication, galvanising and supply ofStandard Pipe Structure - 400 kV,1-Phase, SA including nuts, bolts,all type of washers, packplates, stepbolts and gusset plates excludingfoundation bolts | EA | 3 |  | INCLUDED
37 | 7000018858 | 1320 | 400kV Equipment support structures | 1000020194 | Fabrication, galvanising and supply ofStandard Pipe Structure - 400 kV,3-Phase, ISOLATOR including nuts,bolts, all type of washers, packplates,step bolts and gusset plates excludingfoundation bolts | EA | 2 |  | INCLUDED
38 | 7000018858 | 1280 | 400kV Equipment support structures | 1000012366 | Fabrication, galvanising and supply of 28mm dia foundation boltsincluding nuts, checknuts, washers and packplates. | EA | 96 |  | INCLUDED
39 | 7000018858 | 1330 | SPARE 400kV Circuit Breaker | 1000019918 | Spares for 420kV Circuit Breaker | LS | 1 |  | INCLUDED
40 | 7000018858 | 1340 | SPARES FOR CRP | 1000019912 | Relay & protection Panels (with automation) | LS | 1 |  | INCLUDED
41 | 7000018858 | 1350 | SPARES FOR SAS | 1000019927 | Spares-Substation Automation System | LS | 1 |  | INCLUDED
42 | 7000018858 | 1360 | Spares for 336kV Surge Arrester | 1000024186 | SPARES FOR 336KV SURGE ARRESTER | LS | 1 |  | INCLUDED
43 | 7000018858 | 1370 | SPARES 400KV ISOLATOR | 1000019919 | Spares for 420kV Double break Isolator | LS | 1 |  | INCLUDED
44 | 7000018858 | 1490 | EARTHMAT | 1000032055 | 40 MM MS ROD FOR MAIN EARTHMAT | KM | 1 |  | INCLUDED
45 | 7000018858 | 1510 | SPARE-FIRE PROTECTION | 1000019925 | Spares for Fire Protection System | LS | 1 |  | INCLUDED
46 | 7000018858 | 1520 | SPARE- CT | 1000025941 | Spare-420kV CT 1 | SET | 1 |  | INCLUDED
V | Extn. of 400kV Kahalgaon (NTPC) S/s
1 | 7000018858 | 10 | 420kV SHUNT REACTOR | 1000004954 | 63 MVAR,420kV,3-phase Shunt Reactor excluding Insulating Oil | EA | 2 |  | INCLUDED
2 | 7000018858 | 20 | 420kV SHUNT REACTOR | 1000014014 | Insulating Oil for 63 MVAR,420kV ,3-phase Shunt Reactor | SET | 2 |  | INCLUDED
3 | 7000018858 | 30 | SPARES FOR 420KV SHUNT REACTOR | 1000028266 | Spares for 420kV Shunt Reactor | LS | 1 |  | INCLUDED
4 | 7000018858 | 50 | SHUNT REACTOR MONITORING DEVICES | 1000016763 | On line dissolved gas (multi gas) and moisture analyser (As pertechnical specification) | EA | 2 |  | INCLUDED
5 | 7000018858 | 60 | 420kV, 63kA AIS EQUIPMENT | 1000004401 | 420 kV, 1 phase Bus Post Insulator (except for Line Traps) | EA | 6 |  | INCLUDED
6 | 7000018858 | 70 | 420kV, 63kA AIS EQUIPMENT | 1000020419 | 336kV Surge Arrester (1-phase) | EA | 6 |  | INCLUDED
7 | 7000018858 | 80 | 420kV, 63kA AIS EQUIPMENT | 1000004498 | 420kV, 3150A, 63KA, Isolator (3-phase)(Double Break) with one E/S | EA | 2 |  | INCLUDED
8 | 7000018858 | 90 | 420kV, 63kA AIS EQUIPMENT | 1000004501 | 420kV, 3150A, 63kA Circuit Breaker (3-Phase) without closing resistorand with Support Structure | EA | 2 |  | INCLUDED
9 | 7000018858 | 100 | Erection Hardware for 420 kV D Type S/Y | 1000011300 | Erection Hardware for 400kV D type layout-Line Reactors including NGRbypass arrangement as per technical specification | SET | 2 |  | INCLUDED
10 | 7000018858 | 110 | Earthmat | 1000032055 | 40 MM MS ROD FOR MAIN EARTHMAT | KM | 1 |  | INCLUDED
11 | 7000018858 | 120 | CSD | 1000009713 | Controlled Switching Device for 420 kV, 3-ph Circuit Breaker | EA | 2 |  | INCLUDED
12 | 7000018858 | 130 | CRP for 420kV Bays | 1000003406 | 400kV Reactor Protection Panel | EA | 2 |  | INCLUDED
13 | 7000018858 | 140 | CRP for 420kV Bays | 1000002167 | Augmentation of existing 400kV Control Panel (Bus Scheme as per SLD) | EA | 2 |  | INCLUDED
14 | 7000018858 | 150 | POWER & CONTROL CABLE | 1000032050 | 4PAIR, 0.5SQMM SCREENED CABLE | KM | 3 |  | INCLUDED
15 | 7000018858 | 160 | POWER & CONTROL CABLE | 1000056265 | 1.1KV GRADE 27CX1.5 SQMM CONTROL CABLE | KM | 2 |  | INCLUDED
16 | 7000018858 | 170 | POWER & CONTROL CABLE | 1000056264 | 1.1KV GRADE 19CX1.5 SQMM CONTROL CABLE | KM | 6 |  | INCLUDED
17 | 7000018858 | 180 | POWER & CONTROL CABLE | 1000031904 | 1.1KV GRADE 14CX2.5 SQMM CONTROL CABLE | KM | 4 |  | INCLUDED
18 | 7000018858 | 190 | POWER & CONTROL CABLE | 1000031887 | 1.1KV GRADE 10CX2.5 SQMM CONTROL CABLE | KM | 6 |  | INCLUDED
19 | 7000018858 | 200 | POWER & CONTROL CABLE | 1000031993 | 1.1KV GRADE 7CX2.5 SQMM CONTROL CABLE | KM | 3.5 |  | INCLUDED
20 | 7000018858 | 210 | POWER & CONTROL CABLE | 1000031987 | 1.1KV GRADE 5CX2.5 SQMM CONTROL CABLE | KM | 15 |  | INCLUDED
21 | 7000018858 | 220 | POWER & CONTROL CABLE | 1000031964 | 1.1KV GRADE 3CX2.5 SQMM CONTROL CABLE | KM | 6 |  | INCLUDED
22 | 7000018858 | 230 | POWER & CONTROL CABLE | 1000031943 | 1.1KV GRADE 2CX6 SQMM (PVC) POWER CABLE | KM | 3 |  | INCLUDED
23 | 7000018858 | 240 | POWER & CONTROL CABLE | 1000031985 | 1.1KV GRADE 4CX6 SQMM (PVC) POWER CABLE | KM | 5 |  | INCLUDED
24 | 7000018858 | 250 | POWER & CONTROL CABLE | 1000031957 | 1.1KV GRADE 3.5CX70 SQMM (PVC) POWER CABLE | KM | 2 |  | INCLUDED
25 | 7000018858 | 260 | POWER & CONTROL CABLE | 1000031951 | 1.1KV GRADE 3.5CX300 SQMM (XLPE) POWER CABLE | KM | 3 |  | INCLUDED
26 | 7000018858 | 270 | FIRE FIGHTING SYSTEM | 1000055458 | HVW SPRAY SYSTEM, HYDRANT SYSTEM AND COMPLETE U/G & O/G PIPING ANDACCESSORIES ETC. OUT SIDE THE PUMP HOUSE FOR 420KV 3 PHASE LINEREACTOR INCLUDING NGR | SET | 2 |  | INCLUDED
27 | 7000018858 | 280 | ILLUMINATION SYSTEM | 1000014547 | Lighting Panel type ACP-2 as per technical specification | EA | 2 |  | INCLUDED
28 | 7000018858 | 290 | ILLUMINATION SYSTEM | 1000001894 | Outdoor Power Receptacle for oilfiltration unit (250A) | EA | 1 |  | INCLUDED
29 | 7000018858 | 300 | ILLUMINATION SYSTEM | 1000038387 | LED FLOOD LIGHT LUMINARIESTYPE FL-1 (150W) AS PER TECHNICALSPECIFICATION | EA | 6 |  | INCLUDED
30 | 7000018858 | 310 | ILLUMINATION SYSTEM | 1000038325 | LIGHTING FIXTURE LED LUMINAIRES TYPE FL2 AS PER TECH. SPECIFICATIONS | EA | 6 |  | INCLUDED
31 | 7000018858 | 320 | 400 kV TOWERS & GANTRY | 1000020123 | Fabrication, galvanising and supply of Standard 400 kV Tower TAincluding nuts, bolts, all type of washers, packplates, step bolts andgusset plates excluding foundation bolts | EA | 2 |  | INCLUDED
32 | 7000018858 | 330 | 400 kV TOWERS & GANTRY | 1000020124 | Fabrication, galvanising and supply of Standard 400 kV Tower TBincluding nuts, bolts, all type of washers, packplates, step bolts andgusset plates excluding foundation bolts | EA | 1 |  | INCLUDED
33 | 7000018858 | 340 | 400 kV TOWERS & GANTRY | 1000020121 | Fabrication, galvanising and supply of Standard 400 kV Gantry GAincluding nuts, bolts, all type of washers, packplates, step bolts andgusset plates excluding foundation bolts | EA | 2 |  | INCLUDED
34 | 7000018858 | 350 | 400 kV TOWERS & GANTRY | 1000020140 | Fabrication, galvanising and supply of Std 400 kV Tower Peak (forcorner and end tower) P1 including nuts, bolts, all type of washers,packplates, step bolts and gusset plates excluding foundation bolts | EA | 2 |  | INCLUDED
35 | 7000018858 | 360 | 400 kV TOWERS & GANTRY | 1000020141 | Fabrication, galvanising and supply of Std 400 kV Tower Peak (formiddle tower) P2 including nuts, bolts, all type of washers,packplates, step bolts and gusset plates excluding foundation bolts | EA | 1 |  | INCLUDED
36 | 7000018858 | 370 | 400 kV TOWERS & GANTRY | 1000012369 | Fabrication, galvanising and supply of 56mm dia foundation boltsincluding nuts, checknuts, washers and packplates | EA | 12 |  | INCLUDED
37 | 7000018858 | 380 | 400 kV TOWERS & GANTRY | 1000012368 | Fabrication, galvanising and supply of 40mm dia foundation boltsincluding nuts, checknuts, washers and packplates. | EA | 24 |  | INCLUDED
38 | 7000018858 | 390 | 400kV & OTHER Equipment support structur | 1000017567 | Standard Pipe Structure for 400kV BPI (excluding wave trap) | EA | 6 |  | INCLUDED
39 | 7000018858 | 400 | 400kV & OTHER Equipment support structur | 1000020194 | Fabrication, galvanising and supply ofStandard Pipe Structure - 400 kV,3-Phase, ISOLATOR including nuts,bolts, all type of washers, packplates,step bolts and gusset plates excludingfoundation bolts | EA | 2 |  | INCLUDED
40 | 7000018858 | 410 | 400kV & OTHER Equipment support structur | 1000020195 | Fabrication, galvanising and supply ofStandard Pipe Structure - 400 kV,1-Phase, SA including nuts, bolts,all type of washers, packplates, stepbolts and gusset plates excludingfoundation bolts | EA | 6 |  | INCLUDED
41 | 7000018858 | 420 | 400kV & OTHER Equipment support structur | 1000015954 | Fabrication, galvanising and supply of Lattice Structures (MS Steel),to be designed during detailed engineering, for towers, beams andequipment support structure including pack plates / packwashers andgusset plates excluding fasteners and foundation bolts | MT | 1.5 |  | INCLUDED
42 | 7000018858 | 430 | 400kV & OTHER Equipment support structur | 1000012366 | Fabrication, galvanising and supply of 28mm dia foundation boltsincluding nuts, checknuts, washers and packplates. | EA | 312 |  | INCLUDED
43 | 7000018858 | 440 | 400kV & OTHER Equipment support structur | 1000012373 | Fabrication, galvanising and supply of foundation bolts including nuts,checknut and washers for lattice and pipe structures to be designedduring detailed engineering | MT | 0.15 |  | INCLUDED
44 | 7000018858 | 450 | 400kV & OTHER Equipment support structur | 1000011713 | Fabrication, galvanising and supply of fasteners ( nuts, bolts andwashers ) including step bolts for lattice and pipe structures to bedesigned during detailed engineering | MT | 0.1 |  | INCLUDED
45 | 7000018858 | 460 | SPARES FOR CRP | 1000025949 | Spare-C & R Panel | SET | 1 |  | INCLUDED
46 | 7000018858 | 470 | Spares for 336kV Surge Arrester | 1000024186 | SPARES FOR 336KV SURGE ARRESTER | LS | 1 |  | INCLUDED
47 | 7000018858 | 480 | SPARES FOR CIRCUIT BREAKER | 1000019918 | Spares for 420kV Circuit Breaker | LS | 1 |  | INCLUDED
48 | 7000018858 | 490 | SPARES FOR ISOLATOR | 1000019919 | Spares for 420kV Double break Isolator | LS | 1 |  | INCLUDED
49 | 7000018858 | 620 | SHIFTING OF DEAD END DD TOWER(EXISTING) | 1000022819 | nuts,bolts,foundation bolts and washer and other accessories forstructures. | MT | 1 |  | INCLUDED
50 | 7000018858 | 630 | SHIFTING OF DEAD END DD TOWER(EXISTING) | 1000030860 | ACSR MOOSE CONDUCTOR | KM | 2 |  | INCLUDED
51 | 7000018858 | 640 | SHIFTING OF DEAD END DD TOWER(EXISTING) | 1000003567 | 400kV Double Circuit Stub type D (WZ-4) Vertical configuration forQuad Moose-POWERGRID design (1995) Plain Terrain | EA | 4 |  | INCLUDED
52 | 7000018858 | 660 | NGR & ASSOCIATED EQUIPMENTS | 1000015913 | Oil filled Neutral Grounding Reactor (NGR) along with supportstructure & terminal connector | EA | 2 |  | INCLUDED
53 | 7000018858 | 670 | NGR & ASSOCIATED EQUIPMENTS | 1000000945 | 145kV, 1250A, 31.5KA Circuit Breakers(1-Phase) with support structure | EA | 2 |  | INCLUDED
54 | 7000018858 | 680 | NGR & ASSOCIATED EQUIPMENTS | 1000000956 | 145kV, 1 phase Bus Post Insulators | EA | 4 |  | INCLUDED
55 | 7000018858 | 690 | NGR & ASSOCIATED EQUIPMENTS | 1000002079 | 36 kV, 200A, 25 kA, 1-Phase, 200/1AClass PS Current Transformer | EA | 2 |  | INCLUDED
56 | 7000018858 | 700 | NGR & ASSOCIATED EQUIPMENTS | 1000020416 | 120kV Surge Arrester(1-phase) | EA | 2 |  | INCLUDED
57 | 7000018858 | 730 | SPARE-FIRE PROTECTION | 1000019925 | Spares for Fire Protection System | LS | 1 |  | INCLUDED
58 | 7000018858 | 740 | VMS | 1000030433 | COLOR IP CAMERA, WITH PAN, TILT AND ZOOM FACILITIES, ALONGWITH ALLREQUIRED ITEMS, ACCESSORIES, LINE INTERFACE UNITS, FIBER PATCH CORDS,POWER SUPPLY UNITS, JUNCTION BOXES, CABLES, FIBER OPTIC CABLES, ETC.,AND INCLUDING INTEGRATION IN EXISTING HARDWARE AND SOFTWARE FORAUGMENTATION OF VISUAL MONITORING SYSTEM AS PER TECHNICALSPECIFICATION. | SET | 1 |  | INCLUDED
59 | 7000018858 | 760 | RTU Augmentation | 1000026390 | RTU for Auxiliary system-RTU base equipment comprising racks,sub-racks, power supply modules, CPU, including internal wiringexcept cards modules specified below | EA | 1 |  | INCLUDED
60 | 7000018858 | 770 | RTU Augmentation | 1000028004 | CPU Card for RTU | EA | 1 |  | INCLUDED
61 | 7000018858 | 780 | RTU Augmentation | 1000026336 | DI modules (16 channels) | EA | 2 |  | INCLUDED
62 | 7000018858 | 790 | RTU Augmentation | 1000050082 | DIGITAL OUTPUT MODULE (8 CHANNEL) FOR RTU | EA | 2 |  | INCLUDED
63 | 7000018858 | 800 | RTU Augmentation | 1000026296 | AI module (8 channels) | EA | 1 |  | INCLUDED
64 | 7000018858 | 810 | RTU Augmentation | 1000026374 | Multi-function transducers | EA | 2 |  | INCLUDED
65 | 7000018858 | 820 | RTU Augmentation | 1000027684 | Contact Multiplier Relay | EA | 10 |  | INCLUDED
66 | 7000018858 | 830 | RTU Augmentation | 1000021642 | Time synchronisation equipment | EA | 1 |  | INCLUDED
67 | 7000018858 | 840 | RTU Augmentation | 1000050084 | HEAVY DUTY RELAY FOR RTU | EA | 4 |  | INCLUDED
68 | 7000018858 | 850 | RTU Augmentation | 1000026401 | SIC panels along with internal wiring / cabling & accessories | EA | 1 |  | INCLUDED
69 | 7000018858 | 860 | RTU Augmentation | 1000050081 | CABLES FOR RTU | LOT | 1 |  | INCLUDED
70 | 7000018858 | 880 | SPARE- RTU | 1000028004 | CPU Card for RTU | EA | 1 |  | INCLUDED
71 | 7000018858 | 890 | SPARE- RTU | 1000026336 | DI modules (16 channels) | EA | 1 |  | INCLUDED
72 | 7000018858 | 900 | SPARE- RTU | 1000050082 | DIGITAL OUTPUT MODULE (8 CHANNEL) FOR RTU | EA | 1 |  | INCLUDED
73 | 7000018858 | 910 | SPARE- RTU | 1000026296 | AI module (8 channels) | EA | 1 |  | INCLUDED
74 | 7000018858 | 920 | SPARE- RTU | 1000026374 | Multi-function transducers | EA | 1 |  | INCLUDED
75 | 7000018858 | 930 | SPARE- RTU | 1000027684 | Contact Multiplier Relay | EA | 1 |  | INCLUDED
76 | 7000018858 | 940 | SPARE- RTU | 1000050084 | HEAVY DUTY RELAY FOR RTU | EA | 1 |  | INCLUDED
VI | Extn. of 400/220kV Bhinmal (PG) S/S
1 | 7000018859 | 370 | 420kV Equipment | 1000004501 | 420kV, 3150A, 63kA Circuit Breaker (3-Phase) without closing resistorand with Support Structure | EA | 1 |  | INCLUDED
2 | 7000018859 | 380 | 420kV Equipment | 1000004498 | 420kV, 3150A, 63KA, Isolator (3-phase)(Double Break) with one E/S | EA | 2 |  | INCLUDED
3 | 7000018859 | 390 | 420kV Equipment | 1000020419 | 336kV Surge Arrester (1-phase) | EA | 3 |  | INCLUDED
4 | 7000018859 | 400 | 420kV Equipment | 1000004401 | 420 kV, 1 phase Bus Post Insulator (except for Line Traps) | EA | 3 |  | INCLUDED
5 | 7000018859 | 410 | 420kV Equipment | 1000004463 | 420 kV, 3000A, 63KA, 1-Phase CurrentTransformer with 120% extended currentrating | EA | 3 |  | INCLUDED
6 | 7000018859 | 420 | 245kV Equipment | 1000001683 | 245kV, 1600A, 50KA Circuit Breaker(3-Phase) with support structure | EA | 1 |  | INCLUDED
7 | 7000018859 | 430 | 245kV Equipment | 1000001684 | 245 kV, 1600A, 50KA, 1-Phase CurrentTransformer with 120% extended currentrating | EA | 3 |  | INCLUDED
8 | 7000018859 | 440 | 245kV Equipment | 1000001689 | 245kV, 1600A, 50 KA, 3-phase DoubleBreak Isolator with two E/S | EA | 1 |  | INCLUDED
9 | 7000018859 | 450 | 245kV Equipment | 1000001688 | 245kV, 1600A, 50 KA, 3-phase DoubleBreak Isolator with one E/S | EA | 1 |  | INCLUDED
10 | 7000018859 | 460 | 245kV Equipment | 1000020417 | 216kV Surge Arrester (1-phase) | EA | 3 |  | INCLUDED
11 | 7000018859 | 470 | 245kV Equipment | 1000001695 | 245 kV, 1 phase Bus Post Insulator (except for Line Traps) | EA | 13 |  | INCLUDED
12 | 7000018859 | 480 | 245kV Equipment | 1000032777 | 245KV, 1600 A, 50KA, 3-PHASE, DOUBLE BREAK TANDEM ISOLATOR WITHOUT E/S | EA | 2 |  | INCLUDED
13 | 7000018859 | 10 | Earthing | 1000032055 | 40 MM MS ROD FOR MAIN EARTHMAT | KM | 1 |  | INCLUDED
14 | 7000018859 | 20 | Erection Hardware | 1000011264 | Erection Hardware for 220kV layout (Double Main and TransferScheme)-Transformer Bay as per technical specification | SET | 1 |  | INCLUDED
15 | 7000018859 | 30 | Erection Hardware | 1000055980 | 220KV TENSION INSULATOR STRING AND ASSOCIATED HARDWARE FITTINGSWITHOUT TURN BUCKLE SUITABLE FOR TWIN CONDUCTOR | EA | 6 |  | INCLUDED
16 | 7000018859 | 40 | Erection Hardware | 1000055983 | 220KV TENSION INSULATOR STRING AND ASSOCIATED HARDWARE FITTINGS WITHTURN BUCKLE SUITABLE FOR TWIN CONDUCTOR | EA | 6 |  | INCLUDED
17 | 7000018859 | 50 | Erection Hardware | 1000055975 | 220KV SUSPENSION INSULATOR STRING AND ASSOCIATED HARDWARE FITTINGSWITH DROP CLAMP SUITABLE FOR TWIN CONDUCTOR | EA | 3 |  | INCLUDED
18 | 7000018859 | 60 | Erection Hardware | 1000011327 | Erection Hardware for 400kV I type layout-Transformer bay as pertechnical specification | SET | 1 |  | INCLUDED
19 | 7000018859 | 70 | Erection Hardware | 1000055987 | 400KV SUSPENSION INSULATOR STRING AND ASSOCIATED HARDWARE FITTINGSWITH DROP CLAMP SUITABLE FOR TWIN CONDUCTOR | EA | 3 |  | INCLUDED
20 | 7000018859 | 80 | Steel Structure | 1000020192 | Fabrication, galvanising and supply ofStandard Pipe Structure - 400 kV,1-Phase, CT including nuts, bolts, alltype of washers, packplates, step boltsand gusset plates excluding foundationbolts | EA | 3 |  | INCLUDED
21 | 7000018859 | 90 | Steel Structure | 1000020194 | Fabrication, galvanising and supply ofStandard Pipe Structure - 400 kV,3-Phase, ISOLATOR including nuts,bolts, all type of washers, packplates,step bolts and gusset plates excludingfoundation bolts | EA | 2 |  | INCLUDED
22 | 7000018859 | 100 | Steel Structure | 1000020195 | Fabrication, galvanising and supply ofStandard Pipe Structure - 400 kV,1-Phase, SA including nuts, bolts,all type of washers, packplates, stepbolts and gusset plates excludingfoundation bolts | EA | 3 |  | INCLUDED
23 | 7000018859 | 110 | Steel Structure | 1000017567 | Standard Pipe Structure for 400kV BPI (excluding wave trap) | EA | 3 |  | INCLUDED
24 | 7000018859 | 120 | Steel Structure | 1000020187 | Fabrication, galvanising and supply of Standard Pipe Structure - 220kV CT including nuts, bolts, all type of washers, packplates, stepbolts and gusset plates excluding foundation bolts | EA | 3 |  | INCLUDED
25 | 7000018859 | 130 | Steel Structure | 1000020189 | Fabrication, galvanising and supply of Standard Pipe Structure - 220kV ISOLATOR including nuts, bolts, all type of washers, packplates,step bolts and gusset plates excluding foundation bolts | EA | 4 |  | INCLUDED
26 | 7000018859 | 140 | Steel Structure | 1000020190 | Fabrication, galvanising and supply of Standard Pipe Structure - 220kV SA including nuts, bolts, all type of washers, packplates, stepbolts and gusset plates excluding foundation bolts | EA | 3 |  | INCLUDED
27 | 7000018859 | 150 | Steel Structure | 1000017562 | Standard Pipe Structure for 220kV BPI (excluding wave trap) | EA | 10 |  | INCLUDED
28 | 7000018859 | 160 | Steel Structure | 1000017565 | Fabrication, galvanising and supply of Std Pipe Structure - 220 kV highBPI including nuts, bolts, all type of washers, packplates, step boltsand gusset plates excluding foundation bolts | EA | 3 |  | INCLUDED
29 | 7000018859 | 170 | 400kV Control & Relay Panel | 1000002163 | 400kV Circuit Breaker Relay Panel without Auto Reclose (withAutomation) | EA | 1 |  | INCLUDED
30 | 7000018859 | 180 | 400kV Control & Relay Panel | 1000004274 | 400kV Transformer Protection Panel (For both HV & MV side)-(withAutomation) | EA | 1 |  | INCLUDED
31 | 7000018859 | 190 | 400kV Control & Relay Panel | 1000028349 | DIGITAL RTCC PANEL | SET | 1 |  | INCLUDED
32 | 7000018859 | 200 | 220kV Control & Relay Panel | 1000001168 | 220kV Circuit Breaker Relay Panel without Auto Reclose (withAutomation) | EA | 1 |  | INCLUDED
33 | 7000018859 | 210 | 220kV Control & Relay Panel | 1000001167 | Augmentation of existing 220kV bus bar protection scheme.(No. of baysas per specification)-(with Automation) | SET | 1 |  | INCLUDED
34 | 7000018859 | 220 | 220 kV SAS | 1000001333 | Augmentation of Substation automation System for 220kV bay as perTechnical Specification | EA | 1 |  | INCLUDED
35 | 7000018859 | 230 | Illumination System | 1000014547 | Lighting Panel type ACP-2 as per technical specification | EA | 1 |  | INCLUDED
36 | 7000018859 | 240 | Illumination System | 1000020262 | Sub Lighting panel (outdoor) type SLP (Switchyard and Street Lighting) | EA | 1 |  | INCLUDED
37 | 7000018859 | 250 | Illumination System | 1000038039 | LIGHTING FIXTURE LED LUMINAIRES TYPE FL-1 AS PER TECH. SPECIFICATIONS | EA | 2 |  | INCLUDED
38 | 7000018859 | 260 | Illumination System | 1000038325 | LIGHTING FIXTURE LED LUMINAIRES TYPE FL2 AS PER TECH. SPECIFICATIONS | EA | 3 |  | INCLUDED
39 | 7000018859 | 270 | Illumination System | 1000004952 | 63A, 415V : Interlocked switch socket outdoor Receptacle (type RP) asper technical specifications | EA | 1 |  | INCLUDED
40 | 7000018859 | 280 | Illumination System | 1000001894 | Outdoor Power Receptacle for oilfiltration unit (250A) | EA | 1 |  | INCLUDED
41 | 7000018859 | 520 | Cables | 1000031951 | 1.1KV GRADE 3.5CX300 SQMM (XLPE) POWER CABLE | KM | 0.5 |  | INCLUDED
42 | 7000018859 | 530 | Cables | 1000031953 | 1.1KV GRADE 3.5CX35 SQMM (PVC) POWER CABLE | KM | 0.5 |  | INCLUDED
43 | 7000018859 | 540 | Cables | 1000031976 | 1.1KV GRADE 4CX16 SQMM (PVC) POWER CABLE | KM | 1 |  | INCLUDED
44 | 7000018859 | 550 | Cables | 1000031943 | 1.1KV GRADE 2CX6 SQMM (PVC) POWER CABLE | KM | 1.5 |  | INCLUDED
45 | 7000018859 | 560 | Cables | 1000031985 | 1.1KV GRADE 4CX6 SQMM (PVC) POWER CABLE | KM | 1 |  | INCLUDED
46 | 7000018859 | 570 | Cables | 1000031964 | 1.1KV GRADE 3CX2.5 SQMM CONTROL CABLE | KM | 5 |  | INCLUDED
47 | 7000018859 | 580 | Cables | 1000031987 | 1.1KV GRADE 5CX2.5 SQMM CONTROL CABLE | KM | 5 |  | INCLUDED
48 | 7000018859 | 590 | Cables | 1000031993 | 1.1KV GRADE 7CX2.5 SQMM CONTROL CABLE | KM | 1.5 |  | INCLUDED
49 | 7000018859 | 600 | Cables | 1000031887 | 1.1KV GRADE 10CX2.5 SQMM CONTROL CABLE | KM | 0.5 |  | INCLUDED
50 | 7000018859 | 610 | Cables | 1000031904 | 1.1KV GRADE 14CX2.5 SQMM CONTROL CABLE | KM | 1 |  | INCLUDED
51 | 7000018859 | 620 | Cables | 1000056264 | 1.1KV GRADE 19CX1.5 SQMM CONTROL CABLE | KM | 1 |  | INCLUDED
52 | 7000018859 | 630 | Cables | 1000056265 | 1.1KV GRADE 27CX1.5 SQMM CONTROL CABLE | KM | 1 |  | INCLUDED
53 | 7000018859 | 640 | Cables | 1000032050 | 4PAIR, 0.5SQMM SCREENED CABLE | KM | 0.5 |  | INCLUDED
54 | 7000018859 | 490 | Mandatory Spares- 420kVCircuit Breaker | 1000019918 | Spares for 420kV Circuit Breaker | LS | 1 |  | INCLUDED
55 | 7000018859 | 500 | Mandatory Spares-420kV Isolator | 1000019919 | Spares for 420kV Double break Isolator | LS | 1 |  | INCLUDED
56 | 7000018859 | 510 | Mandatory Spares-336kV Surge Arrester | 1000024186 | SPARES FOR 336KV SURGE ARRESTER | LS | 1 |  | INCLUDED
57 | 7000018859 | 670 | Mandatory Spares-245kV Circuit Breaker | 1000025935 | Spare-245kV Circuit Breaker | SET | 1 |  | INCLUDED
58 | 7000018859 | 680 | Mandatory Spares-245kV Isolator | 1000025936 | Spare-245kV Isolator | SET | 1 |  | INCLUDED
59 | 7000018859 | 690 | Mandatory Spares-245kV CT | 1000025933 | Spare-245kV CT | SET | 1 |  | INCLUDED
60 | 7000018859 | 700 | Mandatory Spares-216kV Surge Arrester | 1000025930 | Spare-216kV Surge Arrester | SET | 1 |  | INCLUDED
61 | 7000018859 | 710 | Mandatory Spares-CRP & SAS | 1000019912 | Relay & protection Panels (with automation) | LS | 1 |  | INCLUDED
62 | 7000018859 | 720 | Mandatory Spares-CRP & SAS | 1000019927 | Spares-Substation Automation System | LS | 1 |  | INCLUDED
63 | 7000018859 | 730 | Mandatory Spares-Fire Protection System | 1000010577 | Deluge valve (1 No. of each size) | SET | 1 |  | INCLUDED
64 | 7000018859 | 770 | FOUNDATION BOLTS | 1000012366 | Fabrication, galvanising and supply of 28mm dia foundation boltsincluding nuts, checknuts, washers and packplates. | EA | 256 |  | INCLUDED
65 | 7000018859 | 790 | Mandatory 400 KV CT | 1000025941 | Spare-420kV CT 1 | SET | 1 |  | INCLUDED
66 | 7000018859 | 800 | Fire Protection System | 1000055456 | HVW SPRAY SYSTEM, HYDRANT SYSTEM AND COMPLETE U/G & O/G PIPING ANDACCESSORIES ETC. OUT SIDE THE PUMP HOUSE FOR 400KV, 3-PHASEAUTOTRANSFORMER | SET | 1 |  | INCLUDED
67 | 7000018859 | 810 | Transformer Bushing | 1000030932 | 420KV, 1250A RIP BUSHING WITH METAL PARTS AND GASKETS | EA | 3 |  | INCLUDED
68 | 7000018859 | 820 | Transformer Bushing | 1000030923 | 245KV, 2000A RIP BUSHING WITH METAL PARTS AND GASKETS | EA | 3 |  | INCLUDED
69 | 7000018859 | 830 | Transformer Bushing | 1000030935 | 52KV, 800A RIP BUSHING WITH METAL PARTS AND GASKETS | EA | 3 |  | INCLUDED
70 | 7000018859 | 840 | Transformer Bushing | 1000002071 | 36kV, 2000A Bushing with metal parts andgaskets for Transformer | EA | 1 |  | INCLUDED
71 | 7000018859 | 850 | Transformer Bushing | 1000013981 | Insulating oil for 315MVA, 400KV/220/33 KV, 3-phase Autotransformer | SET | 1 |  | INCLUDED
| TOTAL FOR Local Transportation, In-transit Insurance, Loading and Unloading | [7 empty] | 0
Note: Bidders to note that the item description under various schedules are through unique material ID for respective items under SAP ERP System and therefore, identical item description appears in schedule-1(Ex-works) & schedule-2(F&I). However, the prices to be quoted in Price Schedule-2(F&I) shall be towards Local Transportation, In-transit Insurance, loading and unloading only in line with clause ITB 11.4(b).
| Date |  |  |  |  | Printed Name
| Place |  |  |  |  | Designation

## Sch-3
5002002356/SUB-STATION(INCLUDIN/DOM/A04-CC CS -5 | [14 empty] | Schedule - 3
Substation Package SS-95 for (a) Extn. of 400kV Bikaner-II S/S under Implementation of 1 No. of 400kV line bay at 400/220kV Bikaner-II PS for interconnection of 1000MW Solar Project of SJVN Ltd. under Consultancy Services to POWERGRID Bikaner Transmission System Ltd. (PBTSL); (b) Extn. of 400/220kV Bhinmal (PG) S/S under Augmentation of Transformation capacity at Bhinmal (PG) S/s by 1x315MVA, 400/220kV ICT (3rd); (c) Extn. of 400kV Alipurduar (POWERGRID) S/s and Extn. of 400kV Kahalgaon (NTPC) S/s under Eastern Region Expansion Scheme-XXVII; (d) Extn. of 400kV Kurnool S/S under 1 No. 400kV bay at 765/400kV Kurnool (New) Substation; (e) Extn. of 220kV Amritsar S/S under Requirement of 1 No. 220kV Line Bay at 400/220kV Amritsar (PG) by PSTCL
(SCHEDULE OF RATES AND PRICES )
BIDDER:
0 | [11 empty] | To:
Bidder’s Name and Address (Sole Bidder) : | [11 empty] | Contract Services
Name : | [11 empty] | Power Grid Corporation of India Ltd.,
Address : | [11 empty] | "Saudamini", Plot No.-2
Sector-29,
Gurgaon (Haryana) - 122001
Installation Charges : | [13 empty] | (All Prices are in Indian Rupees)
SI. No. | PR No | PR Line Item No | Activity Header | PR Activity No | Activity Description | Service Code | SAC (Service Accounting Codes) | Whether SAC in column ‘8’ is confirmed. If not indicate applicable the SAC # | Rate of GST applicable ( in %) | Whether rate of GST in column ‘10’ is confirmed. If not indicate applicable rate of GST # | Description | Unit | Quantity | Unit Erection Charges | Total Erection Charges |  | GST Before Discount | Discount | Total Price after discount | GST After Discount
1 | 2 | 3 | 4 | 5 | 6 | 7 | 8 | 9 | 10 | 11 | 12 | 13 | 14 | 15 | 16=14*15
I | Extn. of 220kV Amritsar S/S
1 | 7000018857 | 430 | 1350 | 10 | 245kV, 40kA AIS EQUIPMENT | 100000435 | 998736 |  | 18 |  | 245kV, 1600A, 40KA Circuit Breaker(3-Phase) with support structure | EA | 1 |  | INCLUDED | 0 | 0 | 0 | 0 | 0 | 0
2 | 7000018857 | 430 | 1350 | 20 | 245kV, 40kA AIS EQUIPMENT | 100000461 | 998736 |  | 18 |  | 245kV, 1600A, 40 KA, 3-phase DoubleBreak Isolator with one E/S | EA | 1 |  | INCLUDED | 0 | 0 | 0 | 0 | 0 | 0
3 | 7000018857 | 430 | 1350 | 30 | 245kV, 40kA AIS EQUIPMENT | 100000462 | 998736 |  | 18 |  | 245kV, 1600A, 40 KA, 3-phase DoubleBreak Isolator with two E/S | EA | 1 |  | INCLUDED | 0 | 0 | 0 | 0 | 0 | 0
4 | 7000018857 | 430 | 1350 | 40 | 245kV, 40kA AIS EQUIPMENT | 100000464 | 998736 |  | 18 |  | 245kV, 1600A, 40 KA, 3-phase DoubleBreak Tandem Isolator without E/S | EA | 2 |  | INCLUDED | 0 | 0 | 0 | 0 | 0 | 0
5 | 7000018857 | 430 | 1350 | 50 | 245kV, 40kA AIS EQUIPMENT | 100000443 | 998736 |  | 18 |  | 245 kV, 1600A, 40KA, 1-Phase CurrentTransformer with 120% extended currentrating | EA | 3 |  | INCLUDED | 0 | 0 | 0 | 0 | 0 | 0
6 | 7000018857 | 430 | 1350 | 60 | 245kV, 40kA AIS EQUIPMENT | 100000448 | 998736 |  | 18 |  | 245 kV, 4400pf Capacitive Voltage Transformer (1- Phase) | EA | 3 |  | INCLUDED | 0 | 0 | 0 | 0 | 0 | 0
7 | 7000018857 | 430 | 1350 | 70 | 245kV, 40kA AIS EQUIPMENT | 100000484 | 998736 |  | 18 |  | 216kV Surge Arrester (1-phase) | EA | 3 |  | INCLUDED | 0 | 0 | 0 | 0 | 0 | 0
8 | 7000018857 | 430 | 1350 | 80 | 245kV, 40kA AIS EQUIPMENT | 100001907 | 998736 |  | 18 |  | 245 kV,1 phase Bus Post Insulator (except for Line Traps) | EA | 11 |  | INCLUDED | 0 | 0 | 0 | 0 | 0 | 0
9 | 7000018857 | 430 | 1350 | 90 | 245kV, 40kA AIS EQUIPMENT | 100000884 | 998734 |  | 18 |  | 245 kV ,1 phase Bus Post Insulators for Line Traps | EA | 6 |  | INCLUDED | 0 | 0 | 0 | 0 | 0 | 0
10 | 7000018857 | 440 | 1430 | 10 | Erection Hardware for 220 kV DMT Type S | 100000485 | 998731 |  | 18 |  | Erection Hardware for 220kV layout (Double Main and Transfer Scheme as per SLD)-Line Bay as per specification | SET | 1 |  | INCLUDED | 0 | 0 | 0 | 0 | 0 | 0
11 | 7000018857 | 450 | 1433 | 10 | 220kV Insulator and Hardware | 100017122 | 998731 |  | 18 |  | 220KV SUSPENSION INSULATOR STRING AND ASSOCIATED HARDWARE FITTINGS WITH DROP CLAMP SUITABLE FOR TWIN CONDUCTOR | EA | 1 |  | INCLUDED | 0 | 0 | 0 | 0 | 0 | 0
12 | 7000018857 | 450 | 1433 | 20 | 220kV Insulator and Hardware | 100017117 | 998731 |  | 18 |  | 220KV TENSION INSULATOR STRING AND ASSOCIATED HARDWARE FITTINGS WITH TURN BUCKLE SUITABLE FOR TWIN CONDUCTOR | EA | 3 |  | INCLUDED | 0 | 0 | 0 | 0 | 0 | 0
13 | 7000018857 | 460 | 1451 | 10 | Earthmat | 100003103 | 998731 |  | 18 |  | 40 mm MS rod for Main Earthmat | KM | 1 |  | INCLUDED | 0 | 0 | 0 | 0 | 0 | 0
14 | 7000018857 | 470 | 1513 | 10 | CRP | 100000808 | 998736 |  | 18 |  | Augmentation of existing 220kV bus bar protection scheme | SET | 1 |  | INCLUDED | 0 | 0 | 0 | 0 | 0 | 0
15 | 7000018857 | 470 | 1513 | 20 | CRP | 100000802 | 998736 |  | 18 |  | 220kV Circuit Breaker Relay Panel with Auto Reclose | EA | 1 |  | INCLUDED | 0 | 0 | 0 | 0 | 0 | 0
16 | 7000018857 | 470 | 1513 | 40 | CRP | 100003228 | 998736 |  | 18 |  | Bay Control Unit including interface accessories integration with NTAMC as per technical specification. | EA | 1 |  | INCLUDED | 0 | 0 | 0 | 0 | 0 | 0
17 | 7000018857 | 470 | 1513 | 50 | CRP | 100000800 | 998736 |  | 18 |  | Simplex Control Panel for 220kV (Bus Scheme as per SLD) Two bays | EA | 1 |  | INCLUDED | 0 | 0 | 0 | 0 | 0 | 0
18 | 7000018857 | 470 | 1513 | 60 | CRP | 100000804 | 998736 |  | 18 |  | 220kV Simplex Line Protection Panel | EA | 1 |  | INCLUDED | 0 | 0 | 0 | 0 | 0 | 0
19 | 7000018857 | 480 | 1530 | 10 | PLCC Equipment | 100000878 | 998734 |  | 18 |  | 220kV, 1600A, 0.5mH, 40 kA Line Trap | EA | 2 |  | INCLUDED | 0 | 0 | 0 | 0 | 0 | 0
20 | 7000018857 | 490 | 1590 | 10 | POWER & CONTROL CABLE | 100002182 | 998736 |  | 18 |  | 1.1kV grade Control Cables (PVCinsulated) along withlugs,glands,straight joints &accessories,etc. | LS | 1 |  | INCLUDED | 0 | 0 | 0 | 0 | 0 | 0
21 | 7000018857 | 490 | 1590 | 20 | POWER & CONTROL CABLE | 100002181 | 998736 |  | 18 |  | 1.1kV grade Power Cables (PVCinsulated)along withlugs,glands,straight joints &accessories,etc. | LS | 1 |  | INCLUDED | 0 | 0 | 0 | 0 | 0 | 0
22 | 7000018857 | 500 | 1620 | 10 | ILLUMINATION SYSTEM | 100004926 | 998731 |  | 18 |  | Lighting Fixture LED Luminaires type FL2 as per tech. specifications | EA | 5 |  | INCLUDED | 0 | 0 | 0 | 0 | 0 | 0
23 | 7000018857 | 510 | 1680 | 70 | 220kV Equipment support structures | 100001226 | 995455 |  | 18 |  | Erection of Pipe Structure - 220 kV 1-Phase High BPI including nuts, bolts, all type of washers, packplates, step bolts and gussetplates excluding foundation bolts | EA | 3 |  | INCLUDED | 0 | 0 | 0 | 0 | 0 | 0
24 | 7000018857 | 510 | 1680 | 80 | 220kV Equipment support structures | 100001225 | 995455 |  | 18 |  | Erection of Pipe Structure - 220 kV 1-Phase BPI including nuts, bolts, all type of washers, packplates, step bolts and gusset platesexcluding foundation bolts | EA | 8 |  | INCLUDED | 0 | 0 | 0 | 0 | 0 | 0
25 | 7000018857 | 510 | 1680 | 90 | 220kV Equipment support structures | 100001220 | 995455 |  | 18 |  | Erection of Pipe Structure - 220 kV 1-Phase CT including nuts, bolts, all type of washers, packplates, step bolts and gusset platesexcluding foundation bolts | EA | 3 |  | INCLUDED | 0 | 0 | 0 | 0 | 0 | 0
26 | 7000018857 | 510 | 1680 | 100 | 220kV Equipment support structures | 100001221 | 995455 |  | 18 |  | Erection of Pipe Structure - 220 kV 1-Phase CVT including nuts, bolts, all type of washers, packplates, step bolts and gusset platesexcluding foundation bolts | EA | 3 |  | INCLUDED | 0 | 0 | 0 | 0 | 0 | 0
27 | 7000018857 | 510 | 1680 | 110 | 220kV Equipment support structures | 100001222 | 995455 |  | 18 |  | Erection of Pipe Structure - 220 kV 3-Phase ISOLATOR including nuts, bolts, all type of washers, packplates, step bolts and gussetplates excluding foundation bolts | EA | 4 |  | INCLUDED | 0 | 0 | 0 | 0 | 0 | 0
28 | 7000018857 | 510 | 1680 | 120 | 220kV Equipment support structures | 100001224 | 995455 |  | 18 |  | Erection of Pipe Structure - 220 kV 1-Phase SA including nuts, bolts, all type of washers, packplates, step bolts and gusset platesexcluding foundation bolts | EA | 3 |  | INCLUDED | 0 | 0 | 0 | 0 | 0 | 0
29 | 7000018857 | 510 | 1680 | 130 | 220kV Equipment support structures | 100003521 | 995455 |  | 18 |  | Erection of Pipe Structure - 220 kV 1 - PH BPI for WT including nuts, bolts, all type of washers, packplates, step bolts and gussetplates excluding foundation bolts | SET | 6 |  | INCLUDED | 0 | 0 | 0 | 0 | 0 | 0
30 | 7000018857 | 520 | 1690 | 10 | civil works | 100004518 | 995433 |  | 18 |  | Excavation in all kind of soil including rock for all leads and lifts, backfilling, disposal of surplus earth within a lead up to2Km as per technical specification. The surplus earth shall be roughly graded . | M3 | 403 |  | INCLUDED | 0 | 0 | 0 | 0 | 0 | 0
31 | 7000018857 | 520 | 1690 | 20 | civil works | 100001325 | 995454 |  | 18 |  | Providing and laying of Plain Cement Concrete (PCC) (1:4:8) | M3 | 17 |  | INCLUDED | 0 | 0 | 0 | 0 | 0 | 0
32 | 7000018857 | 520 | 1690 | 30 | civil works | 100001326 | 995454 |  | 18 |  | Providing and laying of Plain Cement Concrete (PCC) (1:2:4) | M3 | 4 |  | INCLUDED | 0 | 0 | 0 | 0 | 0 | 0
33 | 7000018857 | 520 | 1690 | 40 | civil works | 100001328 | 995454 |  | 18 |  | Providing and laying Plain Cement Concrete 1:5:10 (1 cement : 5 sand : 10 brick aggregate) | M3 | 77 |  | INCLUDED | 0 | 0 | 0 | 0 | 0 | 0
34 | 7000018857 | 520 | 1690 | 50 | civil works | 100001754 | 995454 |  | 18 |  | Providing and laying of Reinforced Cement Concrete 1:1.5:3 including pre cast, shuttering, Grouting of pockets & underpinning butexcluding steel reinforcement | M3 | 76 |  | INCLUDED | 0 | 0 | 0 | 0 | 0 | 0
35 | 7000018857 | 520 | 1690 | 60 | civil works | 100001329 | 995454 |  | 18 |  | Steel Reinforcement | MT | 5 |  | INCLUDED | 0 | 0 | 0 | 0 | 0 | 0
36 | 7000018857 | 520 | 1690 | 70 | civil works | 100001331 | 995455 |  | 18 |  | Misc. Structural steel including rails, embedments, edge protection angles, gratings etc. but excluding the reinforcement steel andsteel for lattice and pipe structures. | MT | 4 |  | INCLUDED | 0 | 0 | 0 | 0 | 0 | 0
37 | 7000018857 | 520 | 1690 | 80 | civil works | 100001714 | 995428 |  | 18 |  | Stone spreading in switchyard excluding PCC | M2 | 400 |  | INCLUDED | 0 | 0 | 0 | 0 | 0 | 0
38 | 7000018857 | 520 | 1690 | 90 | civil works | 100001713 | 995424 |  | 18 |  | Antiweed treatment | M2 | 400 |  | INCLUDED | 0 | 0 | 0 | 0 | 0 | 0
39 | 7000018857 | 520 | 1690 | 100 | civil works | 100001712 | 995428 |  | 18 |  | Removing,cleaning and washing of existing stones and respreading of stones in switchyard excluding PCC | M2 | 1200 |  | INCLUDED | 0 | 0 | 0 | 0 | 0 | 0
40 | 7000018857 | 520 | 1690 | 110 | civil works | 100001735 | 995462 |  | 18 |  | RCC culverts and cable trench crossings including supplying and laying hume pipe 250mm dia of grade (NP-3) excluding concrete as perspecification. | M | 15 |  | INCLUDED | 0 | 0 | 0 | 0 | 0 | 0
41 | 7000018857 | 520 | 1690 | 120 | civil works | 100001736 | 995462 |  | 18 |  | RCC culverts and cable trench crossings including supplying and laying hume pipe 300mm dia of grade (NP-3) excluding concrete as perspecification. | M | 15 |  | INCLUDED | 0 | 0 | 0 | 0 | 0 | 0
42 | 7000018857 | 520 | 1690 | 130 | civil works | 100001737 | 995462 |  | 18 |  | RCC culverts and cable trench crossings including supplying and laying hume pipe 450mm dia of grade (NP-3) excluding concrete as perspecification. | M | 15 |  | INCLUDED | 0 | 0 | 0 | 0 | 0 | 0
43 | 7000018857 | 540 | 1710 | 10 | foundation bolt | 100001674 | 995455 |  | 18 |  | Erection of 28mm dia foundation bolts including nuts, checknuts, washers and packplates. | EA | 200 |  | INCLUDED | 0 | 0 | 0 | 0 | 0 | 0
44 | 7000018857 | 660 | 1730 | 10 | Ser- Tele Eqpt at Amritsar PG | 100002812 | 998734 |  | 18 |  | SDH Equipment (STM-16 MADM upto 5 MSP protected directions)-Base Equipment (Common cards, Cross Connect/control cards, optical basecards, power supply cards, power cabling, other hardware and accessories including sub racks, patch cord, DDF etc fully equipedexcluding optical interface & Tributary cards | EA | 1 |  | INCLUDED | 0 | 0 | 0 | 0 | 0 | 0
45 | 7000018857 | 660 | 1730 | 20 | Ser- Tele Eqpt at Amritsar PG | 170000433 | 998734 |  | 18 |  | Optical Interface Cards/SFP# -S16.1 for SDH Equipment-STM-16 | EA | 4 |  | INCLUDED | 0 | 0 | 0 | 0 | 0 | 0
46 | 7000018857 | 660 | 1730 | 30 | Ser- Tele Eqpt at Amritsar PG | 100002825 | 998734 |  | 18 |  | Tributary interface- E1 interface (Minimum 16 nos.) | SET | 2 |  | INCLUDED | 0 | 0 | 0 | 0 | 0 | 0
47 | 7000018857 | 660 | 1730 | 40 | Ser- Tele Eqpt at Amritsar PG | 170000550 | 998336 |  | 18 |  | Ethernet Interface 10/100 Base T with Layer-2 switching (Min 8 Interfaces per card) | EA | 2 |  | INCLUDED | 0 | 0 | 0 | 0 | 0 | 0
48 | 7000018857 | 660 | 1730 | 50 | Ser- Tele Eqpt at Amritsar PG | 100002829 | 998734 |  | 18 |  | Tributary interface-Gigabit Ethernet Interfaces 10/100 Mbps with Layer -2 Switching (minimum 2 nos.) | SET | 1 |  | INCLUDED | 0 | 0 | 0 | 0 | 0 | 0
49 | 7000018857 | 660 | 1730 | 60 | Ser- Tele Eqpt at Amritsar PG | 170000375 | 998734 |  | 18 |  | Equipment Cabinets-For SDH Equipments | EA | 1 |  | INCLUDED | 0 | 0 | 0 | 0 | 0 | 0
50 | 7000018857 | 660 | 1730 | 70 | Ser- Tele Eqpt at Amritsar PG | 170000376 | 998734 |  | 18 |  | NMS-Craft Terminal-Hardware | EA | 1 |  | INCLUDED | 0 | 0 | 0 | 0 | 0 | 0
51 | 7000018857 | 660 | 1730 | 80 | Ser- Tele Eqpt at Amritsar PG | 170000377 | 998734 |  | 18 |  | NMS-Craft Terminal-Software | EA | 1 |  | INCLUDED | 0 | 0 | 0 | 0 | 0 | 0
52 | 7000018857 | 660 | 1730 | 90 | Ser- Tele Eqpt at Amritsar PG | 170000551 | 998336 |  | 18 |  | VOIP telephone instrument with one common switch (min. 8 port) | EA | 2 |  | INCLUDED | 0 | 0 | 0 | 0 | 0 | 0
53 | 7000018857 | 660 | 1730 | 100 | Ser- Tele Eqpt at Amritsar PG | 100002882 | 998336 |  | 18 |  | Fibre Optic Approach cabling: Including installation hardware like ties/clips/cleats, conduits, ducts, supports, fittings,accessories etc.: 24 Fibre | KM | 1 |  | INCLUDED | 0 | 0 | 0 | 0 | 0 | 0
54 | 7000018857 | 660 | 1730 | 110 | Ser- Tele Eqpt at Amritsar PG | 170000356 | 998336 |  | 18 |  | Fibre Optic Distribution Panel (FODP): Indoor Type: FC Coupling and mounted on ETSI 19" rack or slimline rack: Type 2 (96 Fibre) | EA | 1 |  | INCLUDED | 0 | 0 | 0 | 0 | 0 | 0
II | Extn. of 400kV Alipurduar (POWERGRID) S/s
1 | 7000018858 | 1380 | 1120 | 10 | 420kV SHUNT REACTOR | 100000059 | 998736 |  | 18 |  | 125 MVAR, 420kV, 3-phase Bus Reactor excluding Insulating Oil | EA | 1 |  | INCLUDED | 0 | 0 | 0 | 0 | 0 | 0
2 | 7000018858 | 1380 | 1120 | 20 | 420kV SHUNT REACTOR | 100000060 | 998736 |  | 18 |  | Insulating Oil for 125 MVAR, 420kV 3-phase Bus Reactor | SET | 1 |  | INCLUDED | 0 | 0 | 0 | 0 | 0 | 0
3 | 7000018858 | 1390 | 1320 | 40 | 400kV AIS EQUIPMENT | 100000328 | 998736 |  | 18 |  | 336kV Surge Arrester (1-phase) | EA | 3 |  | INCLUDED | 0 | 0 | 0 | 0 | 0 | 0
4 | 7000018858 | 1390 | 1320 | 50 | 400kV AIS EQUIPMENT | 100005443 | 998734 |  | 18 |  | 420KV, 1-PHASE BUS POST INSULATORS | EA | 6 |  | INCLUDED | 0 | 0 | 0 | 0 | 0 | 0
5 | 7000018858 | 1390 | 1320 | 60 | 400kV AIS EQUIPMENT | 100000267 | 998736 |  | 18 |  | 420kV, 3150A, 63kA Circuit Breaker(3-Phase) without closing resistor(with support structure) | EA | 1 |  | INCLUDED | 0 | 0 | 0 | 0 | 0 | 0
6 | 7000018858 | 1390 | 1320 | 70 | 400kV AIS EQUIPMENT | 100000274 | 998736 |  | 18 |  | 420 kV, 3000A, 63KA, 1-Phase CurrentTransformer with 120% extended currentrating | EA | 3 |  | INCLUDED | 0 | 0 | 0 | 0 | 0 | 0
7 | 7000018858 | 1390 | 1320 | 80 | 400kV AIS EQUIPMENT | 100000287 | 998736 |  | 18 |  | 420kV, 3150A, 63KA, Isolator (3-phase)(Double Break) with one E/S | EA | 2 |  | INCLUDED | 0 | 0 | 0 | 0 | 0 | 0
8 | 7000018858 | 1410 | 1452 | 10 | CSD | 100000268 | 998736 |  | 18 |  | Controlled Switching Device for 420 kV, 3-ph Circuit Breaker | EA | 2 |  | INCLUDED | 0 | 0 | 0 | 0 | 0 | 0
9 | 7000018858 | 1420 | 1470 | 20 | CRP for 420kV Bays with SAS | 100000732 | 998736 |  | 18 |  | 400kV Reactor Protection Panel (with Automation) | EA | 1 |  | INCLUDED | 0 | 0 | 0 | 0 | 0 | 0
10 | 7000018858 | 1420 | 1470 | 30 | CRP for 420kV Bays with SAS | 100000735 | 998736 |  | 18 |  | Augmentation of existing 400kV bus bar protection scheme.(No. of bays as per specification)-(with Automation) | SET | 1 |  | INCLUDED | 0 | 0 | 0 | 0 | 0 | 0
11 | 7000018858 | 1420 | 1470 | 40 | CRP for 420kV Bays with SAS | 100016779 | 998736 |  | 18 |  | 400kV Circuit Breaker Relay Panel (with Automation) | EA | 1 |  | INCLUDED | 0 | 0 | 0 | 0 | 0 | 0
12 | 7000018858 | 1430 | 1512 | 20 | AUGUMENTATION OF EXISTING SAS | 100005779 | 998736 |  | 18 |  | AUGMENTATION OF SAS FOR 400KV BAYS | SET | 1 |  | INCLUDED | 0 | 0 | 0 | 0 | 0 | 0
13 | 7000018858 | 1440 | 1590 | 160 | POWER & CONTROL CABLE (LS) | 100002181 | 998736 |  | 18 |  | 1.1kV grade Power Cables (PVCinsulated)along withlugs,glands,straight joints &accessories,etc. | LS | 1 |  | INCLUDED | 0 | 0 | 0 | 0 | 0 | 0
14 | 7000018858 | 1440 | 1590 | 170 | POWER & CONTROL CABLE (LS) | 100002182 | 998736 |  | 18 |  | 1.1kV grade Control Cables (PVCinsulated) along withlugs,glands,straight joints &accessories,etc. | LS | 1 |  | INCLUDED | 0 | 0 | 0 | 0 | 0 | 0
15 | 7000018858 | 1450 | 1610 | 20 | FIRE FIGHTING SYSTEM | 100016787 | 998736 |  | 18 |  | HVW spray system, Hydrant system and complete U/G & O/G piping and accessories etc. out side the pump house for 420kV 3 phase BUSReactor | SET | 1 |  | INCLUDED | 0 | 0 | 0 | 0 | 0 | 0
16 | 7000018858 | 1460 | 1620 | 10 | ILLUMINATION SYSTEM | 100001021 | 995461 |  | 18 |  | Lighting Panel type ACP-2 as per technical specification | EA | 2 |  | INCLUDED | 0 | 0 | 0 | 0 | 0 | 0
17 | 7000018858 | 1460 | 1620 | 20 | ILLUMINATION SYSTEM | 100001885 | 998739 |  | 18 |  | Outdoor Power Receptacle for oilfiltration unit (250A) | EA | 1 |  | INCLUDED | 0 | 0 | 0 | 0 | 0 | 0
18 | 7000018858 | 1460 | 1620 | 30 | ILLUMINATION SYSTEM | 100004852 | 998731 |  | 18 |  | Lighting Fixture LED Luminaires type FL-1 as per tech. specifications | EA | 5 |  | INCLUDED | 0 | 0 | 0 | 0 | 0 | 0
19 | 7000018858 | 1460 | 1620 | 40 | ILLUMINATION SYSTEM | 100004926 | 998731 |  | 18 |  | Lighting Fixture LED Luminaires type FL2 as per tech. specifications | EA | 5 |  | INCLUDED | 0 | 0 | 0 | 0 | 0 | 0
20 | 7000018858 | 1470 | 1660 | 95 | 400kV Equipment support structures | 100001674 | 995455 |  | 18 |  | Erection of 28mm dia foundation bolts including nuts, checknuts, washers and packplates. | EA | 96 |  | INCLUDED | 0 | 0 | 0 | 0 | 0 | 0
21 | 7000018858 | 1470 | 1660 | 60 | 400kV Equipment support structures | 100001214 | 995455 |  | 18 |  | Erection of Pipe Structure - 400 kV 3-Phase ISOLATOR including nuts, bolts, all type of washers, packplates, step bolts and gussetplates excluding foundation bolts | EA | 2 |  | INCLUDED | 0 | 0 | 0 | 0 | 0 | 0
22 | 7000018858 | 1470 | 1660 | 70 | 400kV Equipment support structures | 100001217 | 995455 |  | 18 |  | Erection of Pipe Structure - 400 kV, 1-Phase, BPI, (Excluding Wave Trap), including nuts, bolts, all type of washers,packplates, step bolts and gusset plates excluding foundation bolts | EA | 6 |  | INCLUDED | 0 | 0 | 0 | 0 | 0 | 0
23 | 7000018858 | 1470 | 1660 | 80 | 400kV Equipment support structures | 100001212 | 995455 |  | 18 |  | Erection of Pipe Structure - 400 kV 1-Phase CT including nuts, bolts, all type of washers, packplates, step bolts and gusset platesexcluding foundation bolts | EA | 3 |  | INCLUDED | 0 | 0 | 0 | 0 | 0 | 0
24 | 7000018858 | 1470 | 1660 | 90 | 400kV Equipment support structures | 100001216 | 995455 |  | 18 |  | Erection of Pipe Structure - 400 kV 1-Phase SA including nuts, bolts, all type of washers, packplates, step bolts and gusset platesexcluding foundation bolts | EA | 3 |  | INCLUDED | 0 | 0 | 0 | 0 | 0 | 0
25 | 7000018858 | 1480 | 1670 | 10 | Civil Works | 100004518 | 995433 |  | 18 |  | Excavation in all kind of soil including rock for all leads and lifts, backfilling, disposal of surplus earth within a lead up to2Km as per technical specification. The surplus earth shall be roughly graded . | M3 | 889 |  | INCLUDED | 0 | 0 | 0 | 0 | 0 | 0
26 | 7000018858 | 1480 | 1670 | 20 | Civil Works | 100001325 | 995454 |  | 18 |  | Providing and laying of Plain Cement Concrete (PCC) (1:4:8) | M3 | 44 |  | INCLUDED | 0 | 0 | 0 | 0 | 0 | 0
27 | 7000018858 | 1480 | 1670 | 30 | Civil Works | 100001328 | 995454 |  | 18 |  | Providing and laying Plain Cement Concrete 1:5:10 (1 cement : 5 sand : 10 brick aggregate) | M3 | 108 |  | INCLUDED | 0 | 0 | 0 | 0 | 0 | 0
28 | 7000018858 | 1480 | 1670 | 40 | Civil Works | 100001327 | 995454 |  | 18 |  | Providing and laying of Reinforced Cement Concrete M25 mix including pre cast, shuttering, Grouting of pockets & underpinning butexcluding steel reinforcement | M3 | 261 |  | INCLUDED | 0 | 0 | 0 | 0 | 0 | 0
29 | 7000018858 | 1480 | 1670 | 50 | Civil Works | 100001329 | 995454 |  | 18 |  | Steel Reinforcement | MT | 18 |  | INCLUDED | 0 | 0 | 0 | 0 | 0 | 0
30 | 7000018858 | 1480 | 1670 | 60 | Civil Works | 100001330 | 995428 |  | 18 |  | Stone filling (40 mm size) for transformer/Reactor foundation | M3 | 15 |  | INCLUDED | 0 | 0 | 0 | 0 | 0 | 0
31 | 7000018858 | 1480 | 1670 | 70 | Civil Works | 100001331 | 995455 |  | 18 |  | Misc. Structural steel including rails, embedments, edge protection angles, gratings etc. but excluding the reinforcement steel andsteel for lattice and pipe structures. | MT | 19 |  | INCLUDED | 0 | 0 | 0 | 0 | 0 | 0
32 | 7000018858 | 1480 | 1670 | 80 | Civil Works | 100001714 | 995428 |  | 18 |  | Stone spreading in switchyard excluding PCC | M2 | 900 |  | INCLUDED | 0 | 0 | 0 | 0 | 0 | 0
33 | 7000018858 | 1480 | 1670 | 90 | Civil Works | 100001713 | 995424 |  | 18 |  | Antiweed treatment | M2 | 1400 |  | INCLUDED | 0 | 0 | 0 | 0 | 0 | 0
34 | 7000018858 | 1480 | 1670 | 100 | Civil Works | 100001712 | 995428 |  | 18 |  | Removing,cleaning and washing of existing stones and respreading of stones in switchyard excluding PCC | M2 | 500 |  | INCLUDED | 0 | 0 | 0 | 0 | 0 | 0
35 | 7000018858 | 1480 | 1670 | 110 | Civil Works | 100001457 | 995421 |  | 18 |  | Construction of rail cum road as per drawing including all item such as excavation,compactions, rolling watering, WBM etc. butexcluding concrete reinforcement and structural steel-Section having four rails for auto transformer. | M2 | 62 |  | INCLUDED | 0 | 0 | 0 | 0 | 0 | 0
36 | 7000018858 | 1480 | 1670 | 120 | Civil Works | 100007701 | 995462 |  | 18 |  | Supplying and erecting dewatering pumps- 2 HP | EA | 1 |  | INCLUDED | 0 | 0 | 0 | 0 | 0 | 0
37 | 7000018858 | 1500 | 1690 | 10 | EARTHMAT | 100003103 | 998731 |  | 18 |  | 40 mm MS rod for Main Earthmat | KM | 1 |  | INCLUDED | 0 | 0 | 0 | 0 | 0 | 0
38 | 7000018858 | 1560 | 1740 | 10 | Erection Hardware for 420 kV D Type S/Y | 100017131 | 998731 |  | 18 |  | 400KV SUSPENSION INSULATOR STRING AND ASSOCIATED HARDWARE FITTINGS WITH DROP CLAMP SUITABLE FOR TWIN CONDUCTOR | EA | 3 |  | INCLUDED | 0 | 0 | 0 | 0 | 0 | 0
39 | 7000018858 | 1560 | 1740 | 20 | Erection Hardware for 420 kV D Type S/Y | 100000350 | 998731 |  | 18 |  | Erection Hardware for 400kV D type layout-Any feeder Extn. On existing half dia. as per specification | SET | 1 |  | INCLUDED | 0 | 0 | 0 | 0 | 0 | 0
III | Extn. of 400kV Kahalgaon (NTPC) S/s
1 | 7000018858 | 500 | 1120 | 10 | 420kV SHUNT REACTOR | 100000055 | 998736 |  | 18 |  | 63 MVAR,420kV,3-phase Shunt Reactor excluding Insulating Oil | EA | 2 |  | INCLUDED | 0 | 0 | 0 | 0 | 0 | 0
2 | 7000018858 | 500 | 1120 | 20 | 420kV SHUNT REACTOR | 100000056 | 998736 |  | 18 |  | Insulating Oil for 63 MVAR,420kV ,3-phase Shunt Reactor with associated NGR | SET | 2 |  | INCLUDED | 0 | 0 | 0 | 0 | 0 | 0
3 | 7000018858 | 510 | 1180 | 20 | SHUNT REACTOR MONITORING DEVICES | 100000003 | 998736 |  | 18 |  | On line dissolved gas (multi gas) and moisture analyser (As per technical specification) | EA | 2 |  | INCLUDED | 0 | 0 | 0 | 0 | 0 | 0
4 | 7000018858 | 520 | 1320 | 30 | 420kV, 63kA AIS EQUIPMENT | 100000328 | 998736 |  | 18 |  | 336kV Surge Arrester (1-phase) | EA | 6 |  | INCLUDED | 0 | 0 | 0 | 0 | 0 | 0
5 | 7000018858 | 520 | 1320 | 40 | 420kV, 63kA AIS EQUIPMENT | 100005443 | 998734 |  | 18 |  | 420KV, 1-PHASE BUS POST INSULATORS | EA | 6 |  | INCLUDED | 0 | 0 | 0 | 0 | 0 | 0
6 | 7000018858 | 520 | 1320 | 50 | 420kV, 63kA AIS EQUIPMENT | 100000287 | 998736 |  | 18 |  | 420kV, 3150A, 63KA, Isolator (3-phase)(Double Break) with one E/S | EA | 2 |  | INCLUDED | 0 | 0 | 0 | 0 | 0 | 0
7 | 7000018858 | 520 | 1320 | 60 | 420kV, 63kA AIS EQUIPMENT | 100000267 | 998736 |  | 18 |  | 420kV, 3150A, 63kA Circuit Breaker(3-Phase) without closing resistor(with support structure) | EA | 2 |  | INCLUDED | 0 | 0 | 0 | 0 | 0 | 0
8 | 7000018858 | 530 | 1420 | 10 | Erection Hardware for 420 kV D Type S/Y | 100000348 | 998731 |  | 18 |  | Erection Hardware for 400kV D type layout-Line Reactors as per specification | SET | 2 |  | INCLUDED | 0 | 0 | 0 | 0 | 0 | 0
9 | 7000018858 | 540 | 1451 | 10 | Earthmat | 100003103 | 998731 |  | 18 |  | 40 mm MS rod for Main Earthmat | KM | 1 |  | INCLUDED | 0 | 0 | 0 | 0 | 0 | 0
10 | 7000018858 | 550 | 1452 | 10 | CSD | 100000268 | 998736 |  | 18 |  | Controlled Switching Device for 420 kV, 3-ph Circuit Breaker | EA | 2 |  | INCLUDED | 0 | 0 | 0 | 0 | 0 | 0
11 | 7000018858 | 560 | 1470 | 40 | CRP for 420kV Bays | 100000794 | 998736 |  | 18 |  | 400kV Reactor Protection Panel | EA | 2 |  | INCLUDED | 0 | 0 | 0 | 0 | 0 | 0
12 | 7000018858 | 560 | 1470 | 50 | CRP for 420kV Bays | 100000788 | 998736 |  | 18 |  | Augmentation of existing 400kV Control Panel (Bus Scheme as per SLD) | EA | 2 |  | INCLUDED | 0 | 0 | 0 | 0 | 0 | 0
13 | 7000018858 | 560 | 1470 | 110 | CRP for 420kV Bays | 100002421 | 995429 |  | 18 |  | Dismantling of existing relay and control panels in the control room for placement of new panels | LS | 1 |  | INCLUDED | 0 | 0 | 0 | 0 | 0 | 0
14 | 7000018858 | 580 | 1610 | 20 | FIRE FIGHTING SYSTEM | 100016788 | 998736 |  | 18 |  | HVW spray system, Hydrant system and complete U/G & O/G piping and accessories etc. out side the pump house for 420kV 3 phase LINEReactor including NGR | SET | 2 |  | INCLUDED | 0 | 0 | 0 | 0 | 0 | 0
15 | 7000018858 | 590 | 1620 | 10 | ILLUMINATION SYSTEM | 100001021 | 995461 |  | 18 |  | Lighting Panel type ACP-2 as per technical specification | EA | 2 |  | INCLUDED | 0 | 0 | 0 | 0 | 0 | 0
16 | 7000018858 | 590 | 1620 | 20 | ILLUMINATION SYSTEM | 100001885 | 998739 |  | 18 |  | Outdoor Power Receptacle for oilfiltration unit (250A) | EA | 1 |  | INCLUDED | 0 | 0 | 0 | 0 | 0 | 0
17 | 7000018858 | 590 | 1620 | 30 | ILLUMINATION SYSTEM | 100004852 | 998731 |  | 18 |  | Lighting Fixture LED Luminaires type FL-1 as per tech. specifications | EA | 6 |  | INCLUDED | 0 | 0 | 0 | 0 | 0 | 0
18 | 7000018858 | 590 | 1620 | 40 | ILLUMINATION SYSTEM | 100004926 | 998731 |  | 18 |  | Lighting Fixture LED Luminaires type FL2 as per tech. specifications | EA | 6 |  | INCLUDED | 0 | 0 | 0 | 0 | 0 | 0
19 | 7000018858 | 600 | 1650 | 10 | 400 kV TOWERS & GANTRY | 100001151 | 995455 |  | 18 |  | Erection of Std 400 kV Tower TA including nuts, bolts, all type of washers, packplates, step bolts and gusset plates excludingfoundation bolts | EA | 2 |  | INCLUDED | 0 | 0 | 0 | 0 | 0 | 0
20 | 7000018858 | 600 | 1650 | 20 | 400 kV TOWERS & GANTRY | 100001152 | 995455 |  | 18 |  | Erection of Std 400 kV Tower TB including nuts, bolts, all type of washers, packplates, step bolts and gusset plates excludingfoundation bolts | EA | 1 |  | INCLUDED | 0 | 0 | 0 | 0 | 0 | 0
21 | 7000018858 | 600 | 1650 | 30 | 400 kV TOWERS & GANTRY | 100001168 | 995455 |  | 18 |  | Erection of Std 400 kV Gantry GA including nuts, bolts, all type of washers, packplates, step bolts and gusset plates excludingfoundation bolts | EA | 2 |  | INCLUDED | 0 | 0 | 0 | 0 | 0 | 0
22 | 7000018858 | 600 | 1650 | 40 | 400 kV TOWERS & GANTRY | 100001634 | 995455 |  | 18 |  | Erection of Std 400 kV Tower Peak P1 (corner & end tower) including nuts, bolts, all type of washers, packplates, step bolts andgusset plates excluding foundation bolts | EA | 2 |  | INCLUDED | 0 | 0 | 0 | 0 | 0 | 0
23 | 7000018858 | 600 | 1650 | 50 | 400 kV TOWERS & GANTRY | 100001635 | 995455 |  | 18 |  | Erection of Std 400 kV Tower Peak P2 (middle tower) including nuts, bolts, all type of washers, packplates, step bolts and gussetplates excluding foundation bolts | EA | 1 |  | INCLUDED | 0 | 0 | 0 | 0 | 0 | 0
24 | 7000018858 | 600 | 1650 | 60 | 400 kV TOWERS & GANTRY | 100001677 | 995455 |  | 18 |  | Erection of 56mm dia foundation bolts including nuts, checknuts, washers and packplates | EA | 12 |  | INCLUDED | 0 | 0 | 0 | 0 | 0 | 0
25 | 7000018858 | 600 | 1650 | 70 | 400 kV TOWERS & GANTRY | 100001676 | 995455 |  | 18 |  | Erection of 40mm dia foundation bolts including nuts, checknuts, washers and packplates. | EA | 24 |  | INCLUDED | 0 | 0 | 0 | 0 | 0 | 0
26 | 7000018858 | 610 | 1660 | 160 | 400kV & OTHER Equipment support structur | 100001210 | 995455 |  | 18 |  | Erection of Lattice Structures (MS Steel), to be designed during detailed engineering, for towers, beams and equipment supportstructure including pack plates / packwashers and gusset plates excluding fasteners and foundation bolts | MT | 1.5 |  | INCLUDED | 0 | 0 | 0 | 0 | 0 | 0
27 | 7000018858 | 610 | 1660 | 170 | 400kV & OTHER Equipment support structur | 100001674 | 995455 |  | 18 |  | Erection of 28mm dia foundation bolts including nuts, checknuts, washers and packplates. | EA | 312 |  | INCLUDED | 0 | 0 | 0 | 0 | 0 | 0
28 | 7000018858 | 610 | 1660 | 180 | 400kV & OTHER Equipment support structur | 100001681 | 995455 |  | 18 |  | Erection of foundation bolts including nuts, checknut and washers for lattice and pipe structures to be designed during detailedengineering | MT | 0.15 |  | INCLUDED | 0 | 0 | 0 | 0 | 0 | 0
29 | 7000018858 | 610 | 1660 | 190 | 400kV & OTHER Equipment support structur | 100001680 | 995455 |  | 18 |  | Erection of fasteners ( nuts, bolts and washers ) including step bolts for lattice and pipe structures to be designed duringdetailed engineering | MT | 0.1 |  | INCLUDED | 0 | 0 | 0 | 0 | 0 | 0
30 | 7000018858 | 610 | 1660 | 200 | 400kV & OTHER Equipment support structur | 100001519 | 995429 |  | 18 |  | Dismantling & re-erection of 400kV CT | EA | 6 |  | INCLUDED | 0 | 0 | 0 | 0 | 0 | 0
31 | 7000018858 | 610 | 1660 | 210 | 400kV & OTHER Equipment support structur | 100001524 | 995429 |  | 18 |  | Dismantling & re-erection of 400kV BPI | EA | 8 |  | INCLUDED | 0 | 0 | 0 | 0 | 0 | 0
32 | 7000018858 | 610 | 1660 | 220 | 400kV & OTHER Equipment support structur | 100001520 | 995429 |  | 18 |  | Dismantling & re-erection of 400kV CVT | EA | 6 |  | INCLUDED | 0 | 0 | 0 | 0 | 0 | 0
33 | 7000018858 | 610 | 1660 | 240 | 400kV & OTHER Equipment support structur | 100001548 | 995429 |  | 18 |  | Dismantling & re-erection of Wave traps | EA | 4 |  | INCLUDED | 0 | 0 | 0 | 0 | 0 | 0
34 | 7000018858 | 610 | 1660 | 250 | 400kV & OTHER Equipment support structur | 100001522 | 995429 |  | 18 |  | Dismantling & re-erection of 400kV SA | EA | 6 |  | INCLUDED | 0 | 0 | 0 | 0 | 0 | 0
35 | 7000018858 | 610 | 1660 | 110 | 400kV & OTHER Equipment support structur | 100001214 | 995455 |  | 18 |  | Erection of Pipe Structure - 400 kV 3-Phase ISOLATOR including nuts, bolts, all type of washers, packplates, step bolts and gussetplates excluding foundation bolts | EA | 2 |  | INCLUDED | 0 | 0 | 0 | 0 | 0 | 0
36 | 7000018858 | 610 | 1660 | 120 | 400kV & OTHER Equipment support structur | 100001217 | 995455 |  | 18 |  | Erection of Pipe Structure - 400 kV, 1-Phase, BPI, (Excluding Wave Trap), including nuts, bolts, all type of washers,packplates, step bolts and gusset plates excluding foundation bolts | EA | 6 |  | INCLUDED | 0 | 0 | 0 | 0 | 0 | 0
37 | 7000018858 | 610 | 1660 | 130 | 400kV & OTHER Equipment support structur | 100001216 | 995455 |  | 18 |  | Erection of Pipe Structure - 400 kV 1-Phase SA including nuts, bolts, all type of washers, packplates, step bolts and gusset platesexcluding foundation bolts | EA | 6 |  | INCLUDED | 0 | 0 | 0 | 0 | 0 | 0
38 | 7000018858 | 610 | 1660 | 140 | 400kV & OTHER Equipment support structur | 100001213 | 995455 |  | 18 |  | Erection of Pipe Structure - 400 kV 1-Phase CVT including nuts, bolts, all type of washers, packplates, step bolts and gusset platesexcluding foundation bolts | EA | 6 |  | INCLUDED | 0 | 0 | 0 | 0 | 0 | 0
39 | 7000018858 | 650 | 1680 | 10 | SHIFTING OF DEAD END DD TOWER(EXISTING) | 100004322 | 995459 |  | 18 |  | Dismantling, shifting & re-erction of existing dead-end tower for 400kV D/C line complete in all respect as rer technicalspecification | EA | 1 |  | INCLUDED | 0 | 0 | 0 | 0 | 0 | 0
40 | 7000018858 | 650 | 1680 | 20 | SHIFTING OF DEAD END DD TOWER(EXISTING) | 100005352 | 995468 |  | 18 |  | Stringing of Moose ACSR conductor | M | 2000 |  | INCLUDED | 0 | 0 | 0 | 0 | 0 | 0
41 | 7000018858 | 710 | 1700 | 10 | NGR & ASSOCIATED EQUIPMENTS | 100000052 | 998736 |  | 18 |  | Oil filled Neutral Grounding Reactor (NGR) along with support structure & terminal connector | SET | 2 |  | INCLUDED | 0 | 0 | 0 | 0 | 0 | 0
42 | 7000018858 | 710 | 1700 | 20 | NGR & ASSOCIATED EQUIPMENTS | 100001986 | 998736 |  | 18 |  | 145kV, 1250A, 31.5KA Circuit Breakers(1-Phase) with support structure | EA | 2 |  | INCLUDED | 0 | 0 | 0 | 0 | 0 | 0
43 | 7000018858 | 710 | 1700 | 30 | NGR & ASSOCIATED EQUIPMENTS | 100001908 | 998736 |  | 18 |  | 145kV ,1 phase Bus Post Insulators | EA | 4 |  | INCLUDED | 0 | 0 | 0 | 0 | 0 | 0
44 | 7000018858 | 710 | 1700 | 50 | NGR & ASSOCIATED EQUIPMENTS | 100002467 | 998736 |  | 18 |  | 36KV, 200A Neutral Current Transformer(1-phase) for NGR bypassing | EA | 2 |  | INCLUDED | 0 | 0 | 0 | 0 | 0 | 0
45 | 7000018858 | 710 | 1700 | 60 | NGR & ASSOCIATED EQUIPMENTS | 100005546 | 998736 |  | 18 |  | 120 KV Surge Arrester (1-phase) | EA | 2 |  | INCLUDED | 0 | 0 | 0 | 0 | 0 | 0
46 | 7000018858 | 720 | 1710 | 10 | Civil Works | 100004518 | 995433 |  | 18 |  | Excavation in all kind of soil including rock for all leads and lifts, backfilling, disposal of surplus earth within a lead up to2Km as per technical specification. The surplus earth shall be roughly graded . | M3 | 8000 |  | INCLUDED | 0 | 0 | 0 | 0 | 0 | 0
47 | 7000018858 | 720 | 1710 | 20 | Civil Works | 100001325 | 995454 |  | 18 |  | Providing and laying of Plain Cement Concrete (PCC) (1:4:8) | M3 | 332 |  | INCLUDED | 0 | 0 | 0 | 0 | 0 | 0
48 | 7000018858 | 720 | 1710 | 30 | Civil Works | 100001326 | 995454 |  | 18 |  | Providing and laying of Plain Cement Concrete (PCC) (1:2:4) | M3 | 9 |  | INCLUDED | 0 | 0 | 0 | 0 | 0 | 0
49 | 7000018858 | 720 | 1710 | 40 | Civil Works | 100001328 | 995454 |  | 18 |  | Providing and laying Plain Cement Concrete 1:5:10 (1 cement : 5 sand : 10 brick aggregate) | M3 | 383 |  | INCLUDED | 0 | 0 | 0 | 0 | 0 | 0
50 | 7000018858 | 720 | 1710 | 50 | Civil Works | 100001327 | 995454 |  | 18 |  | Providing and laying of Reinforced Cement Concrete M25 mix including pre cast, shuttering, Grouting of pockets & underpinning butexcluding steel reinforcement | M3 | 880 |  | INCLUDED | 0 | 0 | 0 | 0 | 0 | 0
51 | 7000018858 | 720 | 1710 | 60 | Civil Works | 100001329 | 995454 |  | 18 |  | Steel Reinforcement | MT | 156 |  | INCLUDED | 0 | 0 | 0 | 0 | 0 | 0
52 | 7000018858 | 720 | 1710 | 70 | Civil Works | 100001330 | 995428 |  | 18 |  | Stone filling (40 mm size) for transformer/Reactor foundation | M3 | 29 |  | INCLUDED | 0 | 0 | 0 | 0 | 0 | 0
53 | 7000018858 | 720 | 1710 | 80 | Civil Works | 100001331 | 995455 |  | 18 |  | Misc. Structural steel including rails, embedments, edge protection angles, gratings etc. but excluding the reinforcement steel andsteel for lattice and pipe structures. | MT | 38 |  | INCLUDED | 0 | 0 | 0 | 0 | 0 | 0
54 | 7000018858 | 720 | 1710 | 90 | Civil Works | 100001714 | 995428 |  | 18 |  | Stone spreading in switchyard excluding PCC | M2 | 2500 |  | INCLUDED | 0 | 0 | 0 | 0 | 0 | 0
55 | 7000018858 | 720 | 1710 | 100 | Civil Works | 100001713 | 995424 |  | 18 |  | Antiweed treatment | M2 | 5000 |  | INCLUDED | 0 | 0 | 0 | 0 | 0 | 0
56 | 7000018858 | 720 | 1710 | 110 | Civil Works | 100001712 | 995428 |  | 18 |  | Removing,cleaning and washing of existing stones and respreading of stones in switchyard excluding PCC | M2 | 3500 |  | INCLUDED | 0 | 0 | 0 | 0 | 0 | 0
57 | 7000018858 | 720 | 1710 | 120 | Civil Works | 100003114 | 995454 |  | 18 |  | External finishing / painting of fire wall (water proofing cement paint) (DSR 13.44.1) | M2 | 240 |  | INCLUDED | 0 | 0 | 0 | 0 | 0 | 0
58 | 7000018858 | 720 | 1710 | 130 | Civil Works | 100004507 | 995421 |  | 18 |  | 3.75m wide Cement Concrete road with PCC shoulder including 100 mm dia RCC Hume Pipe @ 100 metre interval as per drawing and TS.However, reinforcement steel and all type concrete shall be paid separately under relevant items | M2 | 1500 |  | INCLUDED | 0 | 0 | 0 | 0 | 0 | 0
59 | 7000018858 | 720 | 1710 | 140 | Civil Works | 100001458 | 995421 |  | 18 |  | Construction of rail cum road as per drawing including all item such as excavation,compactions, rolling watering, WBM etc. butexcluding concrete reinforcement and structural steel-Section having two rails for Reactor. | M2 | 120 |  | INCLUDED | 0 | 0 | 0 | 0 | 0 | 0
60 | 7000018858 | 720 | 1710 | 150 | Civil Works | 100001735 | 995462 |  | 18 |  | RCC culverts and cable trench crossings including supplying and laying hume pipe 250mm dia of grade (NP-3) excluding concrete as perspecification. | M | 20 |  | INCLUDED | 0 | 0 | 0 | 0 | 0 | 0
61 | 7000018858 | 720 | 1710 | 160 | Civil Works | 100001736 | 995462 |  | 18 |  | RCC culverts and cable trench crossings including supplying and laying hume pipe 300mm dia of grade (NP-3) excluding concrete as perspecification. | M | 20 |  | INCLUDED | 0 | 0 | 0 | 0 | 0 | 0
62 | 7000018858 | 720 | 1710 | 170 | Civil Works | 100001737 | 995462 |  | 18 |  | RCC culverts and cable trench crossings including supplying and laying hume pipe 450mm dia of grade (NP-3) excluding concrete as perspecification. | M | 20 |  | INCLUDED | 0 | 0 | 0 | 0 | 0 | 0
63 | 7000018858 | 720 | 1710 | 180 | Civil Works | 100001412 | 995462 |  | 18 |  | Drain including culverts but excluding concrete & reinforcement steel-Section A-A | M | 400 |  | INCLUDED | 0 | 0 | 0 | 0 | 0 | 0
64 | 7000018858 | 720 | 1710 | 190 | Civil Works | 100001413 | 995462 |  | 18 |  | Drain including culverts but excluding concrete & reinforcement steel-Section B-B | M | 300 |  | INCLUDED | 0 | 0 | 0 | 0 | 0 | 0
65 | 7000018858 | 720 | 1710 | 200 | Civil Works | 100001414 | 995462 |  | 18 |  | Drain including culverts but excluding concrete & reinforcement steel-Section C-C | M | 100 |  | INCLUDED | 0 | 0 | 0 | 0 | 0 | 0
66 | 7000018858 | 720 | 1710 | 210 | Civil Works | 100003295 | 995429 |  | 18 |  | Dismantling of RCC in foundation including disposal of debris and reinforcement bars of dismantled RCC works within substationboundaries as per direction of enginner incahrge | M3 | 66 |  | INCLUDED | 0 | 0 | 0 | 0 | 0 | 0
67 | 7000018858 | 720 | 1710 | 220 | Civil Works | 100001260 | 995454 |  | 18 |  | Concreting (including all associated works related to foundation not covered in excavation and reinforcemt steel works : concreting(1:1.5:3) | M3 | 760 |  | INCLUDED | 0 | 0 | 0 | 0 | 0 | 0
68 | 7000018858 | 720 | 1710 | 230 | Civil Works | 100001261 | 995454 |  | 18 |  | Concreting (including all associated works related to foundation not covered in excavation and reinforcemt steel works : LeanConcrete (1:3:6) | M3 | 80 |  | INCLUDED | 0 | 0 | 0 | 0 | 0 | 0
69 | 7000018858 | 750 | 1740 | 10 | VMS | 100002500 | 998731 |  | 18 |  | Color IP camera, with PAN, TILT and ZOOM facilities, alongwith all required Items, Accessories, Line Interface units, Fiber patchcords, Power supply units, Junction Boxes, Cables, Fiber Optic Cables, etc., and including Integration in existing Hardware andSoftware for Augmentation of Visual Monitoring System as per technical specification. | SET | 1 |  | INCLUDED | 0 | 0 | 0 | 0 | 0 | 0
70 | 7000018858 | 870 | 1790 | 10 | RTU Augmentation | 100007220 | 998734 |  | 18 |  | RTU base equipment comprising panels, racks, sub-racks, Power Supply modules, Communication Modules, interfacing equipment,required converters & all other required items/accessories including completewiring for all modules . | EA | 1 |  | INCLUDED | 0 | 0 | 0 | 0 | 0 | 0
71 | 7000018858 | 870 | 1790 | 20 | RTU Augmentation | 170002934 | 998732 |  | 18 |  | CPU Cards for RTU | EA | 1 |  | INCLUDED | 0 | 0 | 0 | 0 | 0 | 0
72 | 7000018858 | 870 | 1790 | 30 | RTU Augmentation | 170002935 | 998732 |  | 18 |  | Digital Input Module (16 CHANNEL) for RTU | EA | 2 |  | INCLUDED | 0 | 0 | 0 | 0 | 0 | 0
73 | 7000018858 | 870 | 1790 | 40 | RTU Augmentation | 170002936 | 998732 |  | 18 |  | Digital Output Module (8 CHANNEL) for RTU | EA | 2 |  | INCLUDED | 0 | 0 | 0 | 0 | 0 | 0
74 | 7000018858 | 870 | 1790 | 50 | RTU Augmentation | 170002937 | 998732 |  | 18 |  | Analog Input Module for RTU | EA | 1 |  | INCLUDED | 0 | 0 | 0 | 0 | 0 | 0
75 | 7000018858 | 870 | 1790 | 60 | RTU Augmentation | 170002938 | 998732 |  | 18 |  | Multi Function Transducers for RTU | EA | 2 |  | INCLUDED | 0 | 0 | 0 | 0 | 0 | 0
76 | 7000018858 | 870 | 1790 | 70 | RTU Augmentation | 170003022 | 998732 |  | 18 |  | Contact Multiflying Relays (CMRs) FOR RTU | EA | 10 |  | INCLUDED | 0 | 0 | 0 | 0 | 0 | 0
77 | 7000018858 | 870 | 1790 | 80 | RTU Augmentation | 170003023 | 998732 |  | 18 |  | Time Sychronization Equipment without Display for RTU | SET | 1 |  | INCLUDED | 0 | 0 | 0 | 0 | 0 | 0
78 | 7000018858 | 870 | 1790 | 90 | RTU Augmentation | 170003024 | 998732 |  | 18 |  | Heavy Duty Relay for RTU | EA | 4 |  | INCLUDED | 0 | 0 | 0 | 0 | 0 | 0
79 | 7000018858 | 870 | 1790 | 100 | RTU Augmentation | 170003025 | 998732 |  | 18 |  | Supervisory Interface Cubicles(SIC) panel for mounting MFTs, CMR etc if required | SET | 1 |  | INCLUDED | 0 | 0 | 0 | 0 | 0 | 0
80 | 7000018858 | 870 | 1790 | 110 | RTU Augmentation | 170003029 | 998732 |  | 18 |  | Cables for RTU | LOT | 1 |  | INCLUDED | 0 | 0 | 0 | 0 | 0 | 0
81 | 7000018858 | 870 | 1790 | 120 | RTU Augmentation | 170003016 | 998734 |  | 18 |  | Integration of RTU with Control Centres (Main and Backup) on IEC104/101 | LOT | 1 |  | INCLUDED | 0 | 0 | 0 | 0 | 0 | 0
82 | 7000018858 | 1580 | 1820 | 10 | POWER & CONTROL CABLES (LS) | 100002181 | 998736 |  | 18 |  | 1.1kV grade Power Cables (PVCinsulated)along withlugs,glands,straight joints &accessories,etc. | LS | 1 |  | INCLUDED | 0 | 0 | 0 | 0 | 0 | 0
83 | 7000018858 | 1580 | 1820 | 20 | POWER & CONTROL CABLES (LS) | 100002182 | 998736 |  | 18 |  | 1.1kV grade Control Cables (PVCinsulated) along withlugs,glands,straight joints &accessories,etc. | LS | 1 |  | INCLUDED | 0 | 0 | 0 | 0 | 0 | 0
IV | Extn. of 400/220kV Bhinmal (PG) S/S
1 | 7000018859 | 290 | 180 | 80 | Installation of 420kV Equipment | 100000267 | 998736 |  | 18 |  | 420kV, 3150A, 63kA Circuit Breaker(3-Phase) without closing resistor(with support structure) | EA | 1 |  | INCLUDED | 0 | 0 | 0 | 0 | 0 | 0
2 | 7000018859 | 290 | 180 | 90 | Installation of 420kV Equipment | 100000274 | 998736 |  | 18 |  | 420 kV, 3000A, 63KA, 1-Phase CurrentTransformer with 120% extended currentrating | EA | 3 |  | INCLUDED | 0 | 0 | 0 | 0 | 0 | 0
3 | 7000018859 | 290 | 180 | 100 | Installation of 420kV Equipment | 100000328 | 998736 |  | 18 |  | 336kV Surge Arrester (1-phase) | EA | 3 |  | INCLUDED | 0 | 0 | 0 | 0 | 0 | 0
4 | 7000018859 | 290 | 180 | 110 | Installation of 420kV Equipment | 100000287 | 998736 |  | 18 |  | 420kV, 3150A, 63KA, Isolator (3-phase)(Double Break) with one E/S | EA | 2 |  | INCLUDED | 0 | 0 | 0 | 0 | 0 | 0
5 | 7000018859 | 290 | 180 | 120 | Installation of 420kV Equipment | 100005443 | 998734 |  | 18 |  | 420KV, 1-PHASE BUS POST INSULATORS | EA | 3 |  | INCLUDED | 0 | 0 | 0 | 0 | 0 | 0
6 | 7000018859 | 290 | 180 | 130 | Installation of 420kV Equipment | 100020980 | 998335 |  | 18 |  | Dismantling of 400/220/33kV, 315 MVA ICT including bushings, radiator banks and all other accessories and oil draining in storagetanks | LS | 1 |  | INCLUDED | 0 | 0 | 0 | 0 | 0 | 0
7 | 7000018859 | 300 | 210 | 40 | Installation of 220kV Equipment | 100003634 | 998736 |  | 18 |  | 245 kV 1600A, 50KA Circuit Breakers (3-Phase) with support | EA | 1 |  | INCLUDED | 0 | 0 | 0 | 0 | 0 | 0
8 | 7000018859 | 300 | 210 | 50 | Installation of 220kV Equipment | 100001989 | 998736 |  | 18 |  | 245 kV, 1600A, 50KA, 1-Phase CurrentTransformer with 120% extended currentrating | EA | 3 |  | INCLUDED | 0 | 0 | 0 | 0 | 0 | 0
9 | 7000018859 | 300 | 210 | 60 | Installation of 220kV Equipment | 100002014 | 998736 |  | 18 |  | 245kV, 1600A, 50 KA, 3-phase DoubleBreak Isolator with one E/S | EA | 1 |  | INCLUDED | 0 | 0 | 0 | 0 | 0 | 0
10 | 7000018859 | 300 | 210 | 70 | Installation of 220kV Equipment | 100002013 | 998736 |  | 18 |  | 245kV, 1600A, 50 KA, 3-phase DoubleBreak Isolator with two E/S | EA | 1 |  | INCLUDED | 0 | 0 | 0 | 0 | 0 | 0
11 | 7000018859 | 300 | 210 | 80 | Installation of 220kV Equipment | 100002016 | 998736 |  | 18 |  | 245kV, 1600A, 50 KA, 3-phase DoubleBreak Tandem Isolator without E/S | EA | 2 |  | INCLUDED | 0 | 0 | 0 | 0 | 0 | 0
12 | 7000018859 | 300 | 210 | 90 | Installation of 220kV Equipment | 100000484 | 998736 |  | 18 |  | 216kV Surge Arrester (1-phase) | EA | 3 |  | INCLUDED | 0 | 0 | 0 | 0 | 0 | 0
13 | 7000018859 | 300 | 210 | 100 | Installation of 220kV Equipment | 100001907 | 998736 |  | 18 |  | 245 kV,1 phase Bus Post Insulator (except for Line Traps) | EA | 13 |  | INCLUDED | 0 | 0 | 0 | 0 | 0 | 0
14 | 7000018859 | 310 | 230 | 40 | Install. of Earthmat | 100003103 | 998731 |  | 18 |  | 40 mm MS rod for Main Earthmat | KM | 1 |  | INCLUDED | 0 | 0 | 0 | 0 | 0 | 0
15 | 7000018859 | 740 | 240 | 20 | Installation Erection Hardware | 100017118 | 998731 |  | 18 |  | 220KV TENSION INSULATOR STRING AND ASSOCIATED HARDWARE FITTINGS WITHOUT TURN BUCKLE SUITABLE FOR TWIN CONDUCTOR | EA | 6 |  | INCLUDED | 0 | 0 | 0 | 0 | 0 | 0
16 | 7000018859 | 740 | 240 | 30 | Installation Erection Hardware | 100017117 | 998731 |  | 18 |  | 220KV TENSION INSULATOR STRING AND ASSOCIATED HARDWARE FITTINGS WITH TURN BUCKLE SUITABLE FOR TWIN CONDUCTOR | EA | 6 |  | INCLUDED | 0 | 0 | 0 | 0 | 0 | 0
17 | 7000018859 | 740 | 240 | 40 | Installation Erection Hardware | 100017122 | 998731 |  | 18 |  | 220KV SUSPENSION INSULATOR STRING AND ASSOCIATED HARDWARE FITTINGS WITH DROP CLAMP SUITABLE FOR TWIN CONDUCTOR | EA | 3 |  | INCLUDED | 0 | 0 | 0 | 0 | 0 | 0
18 | 7000018859 | 740 | 240 | 50 | Installation Erection Hardware | 100017131 | 998731 |  | 18 |  | 400KV SUSPENSION INSULATOR STRING AND ASSOCIATED HARDWARE FITTINGS WITH DROP CLAMP SUITABLE FOR TWIN CONDUCTOR | EA | 3 |  | INCLUDED | 0 | 0 | 0 | 0 | 0 | 0
19 | 7000018859 | 740 | 240 | 60 | Installation Erection Hardware | 100000330 | 998731 |  | 18 |  | Erection Hardware for 400kV I type layout-Transformer bay as per specification | SET | 1 |  | INCLUDED | 0 | 0 | 0 | 0 | 0 | 0
20 | 7000018859 | 740 | 240 | 70 | Installation Erection Hardware | 100000486 | 998731 |  | 18 |  | Erection Hardware for 220kV layout (Double Main and Transfer Scheme as per SLD)-Transformer Bay as per specification | SET | 1 |  | INCLUDED | 0 | 0 | 0 | 0 | 0 | 0
21 | 7000018859 | 320 | 280 | 60 | Steel Structure | 100001212 | 995455 |  | 18 |  | Erection of Pipe Structure - 400 kV 1-Phase CT including nuts, bolts, all type of washers, packplates, step bolts and gusset platesexcluding foundation bolts | EA | 3 |  | INCLUDED | 0 | 0 | 0 | 0 | 0 | 0
22 | 7000018859 | 320 | 280 | 70 | Steel Structure | 100001214 | 995455 |  | 18 |  | Erection of Pipe Structure - 400 kV 3-Phase ISOLATOR including nuts, bolts, all type of washers, packplates, step bolts and gussetplates excluding foundation bolts | EA | 2 |  | INCLUDED | 0 | 0 | 0 | 0 | 0 | 0
23 | 7000018859 | 320 | 280 | 80 | Steel Structure | 100001216 | 995455 |  | 18 |  | Erection of Pipe Structure - 400 kV 1-Phase SA including nuts, bolts, all type of washers, packplates, step bolts and gusset platesexcluding foundation bolts | EA | 3 |  | INCLUDED | 0 | 0 | 0 | 0 | 0 | 0
24 | 7000018859 | 320 | 280 | 90 | Steel Structure | 100001217 | 995455 |  | 18 |  | Erection of Pipe Structure - 400 kV, 1-Phase, BPI, (Excluding Wave Trap), including nuts, bolts, all type of washers,packplates, step bolts and gusset plates excluding foundation bolts | EA | 3 |  | INCLUDED | 0 | 0 | 0 | 0 | 0 | 0
25 | 7000018859 | 320 | 280 | 100 | Steel Structure | 100001220 | 995455 |  | 18 |  | Erection of Pipe Structure - 220 kV 1-Phase CT including nuts, bolts, all type of washers, packplates, step bolts and gusset platesexcluding foundation bolts | EA | 3 |  | INCLUDED | 0 | 0 | 0 | 0 | 0 | 0
26 | 7000018859 | 320 | 280 | 110 | Steel Structure | 100001222 | 995455 |  | 18 |  | Erection of Pipe Structure - 220 kV 3-Phase ISOLATOR including nuts, bolts, all type of washers, packplates, step bolts and gussetplates excluding foundation bolts | EA | 4 |  | INCLUDED | 0 | 0 | 0 | 0 | 0 | 0
27 | 7000018859 | 320 | 280 | 120 | Steel Structure | 100001224 | 995455 |  | 18 |  | Erection of Pipe Structure - 220 kV 1-Phase SA including nuts, bolts, all type of washers, packplates, step bolts and gusset platesexcluding foundation bolts | EA | 3 |  | INCLUDED | 0 | 0 | 0 | 0 | 0 | 0
28 | 7000018859 | 320 | 280 | 130 | Steel Structure | 100001225 | 995455 |  | 18 |  | Erection of Pipe Structure - 220 kV 1-Phase BPI including nuts, bolts, all type of washers, packplates, step bolts and gusset platesexcluding foundation bolts | EA | 10 |  | INCLUDED | 0 | 0 | 0 | 0 | 0 | 0
29 | 7000018859 | 320 | 280 | 140 | Steel Structure | 100001226 | 995455 |  | 18 |  | Erection of Pipe Structure - 220 kV 1-Phase High BPI including nuts, bolts, all type of washers, packplates, step bolts and gussetplates excluding foundation bolts | EA | 3 |  | INCLUDED | 0 | 0 | 0 | 0 | 0 | 0
30 | 7000018859 | 330 | 290 | 50 | Install. of Control & Relay Panels-420kV | 100000729 | 998736 |  | 18 |  | 400kV Circuit Breaker Relay Panel without Auto Reclose (with Automation) | EA | 1 |  | INCLUDED | 0 | 0 | 0 | 0 | 0 | 0
31 | 7000018859 | 330 | 290 | 60 | Install. of Control & Relay Panels-420kV | 100000793 | 998736 |  | 18 |  | 400kV Transformer Protection Panel (For both HV & MV side) | EA | 1 |  | INCLUDED | 0 | 0 | 0 | 0 | 0 | 0
32 | 7000018859 | 330 | 290 | 70 | Install. of Control & Relay Panels-420kV | 100000735 | 998736 |  | 18 |  | Augmentation of existing 400kV bus bar protection scheme.(No. of bays as per specification)-(with Automation) | SET | 1 |  | INCLUDED | 0 | 0 | 0 | 0 | 0 | 0
33 | 7000018859 | 330 | 290 | 80 | Install. of Control & Relay Panels-420kV | 100002238 | 998736 |  | 18 |  | Digital RTCC Panel consist of digital RTCC relays as per technical specification | SET | 1 |  | INCLUDED | 0 | 0 | 0 | 0 | 0 | 0
34 | 7000018859 | 340 | 300 | 90 | Install. of Control & Relay Panels-220kV | 100000737 | 998736 |  | 18 |  | 220kV Circuit Breaker Relay Panel without Auto Reclose (with Automation) | EA | 1 |  | INCLUDED | 0 | 0 | 0 | 0 | 0 | 0
35 | 7000018859 | 340 | 300 | 100 | Install. of Control & Relay Panels-220kV | 100000743 | 998736 |  | 18 |  | Augmentation of existing 220kV bus bar protection scheme.(No. of bays as per specification)-(with Automation) | SET | 1 |  | INCLUDED | 0 | 0 | 0 | 0 | 0 | 0
36 | 7000018859 | 350 | 310 | 20 | Install. of Substation Automation system | 100002069 | 998736 |  | 18 |  | Augmentation of Substation automation System for 400kV Main bay as per Technical Specification | EA | 1 |  | INCLUDED | 0 | 0 | 0 | 0 | 0 | 0
37 | 7000018859 | 350 | 310 | 30 | Install. of Substation Automation system | 100002070 | 998736 |  | 18 |  | Augmentation of Substation automation System for 220kV bay as per Technical Specification | EA | 1 |  | INCLUDED | 0 | 0 | 0 | 0 | 0 | 0
38 | 7000018859 | 650 | 335 | 30 | Install. of Fire Protection System | 100016783 | 998736 |  | 18 |  | HVW spray system, Hydrant system and complete U/G & O/G piping and accessories etc. out side the pump house for 400kV, 3-phaseAutotransformer | SET | 1 |  | INCLUDED | 0 | 0 | 0 | 0 | 0 | 0
39 | 7000018859 | 360 | 340 | 30 | Install. of Illumination System | 100001021 | 995461 |  | 18 |  | Lighting Panel type ACP-2 as per technical specification | EA | 1 |  | INCLUDED | 0 | 0 | 0 | 0 | 0 | 0
40 | 7000018859 | 360 | 340 | 40 | Install. of Illumination System | 100001024 | 998731 |  | 18 |  | Sub Lighting panel (outdoor) type SLP (Switchyard and Street Lighting) | EA | 1 |  | INCLUDED | 0 | 0 | 0 | 0 | 0 | 0
41 | 7000018859 | 360 | 340 | 50 | Install. of Illumination System | 100004931 | 998731 |  | 18 |  | LED Flood Light Luminaries Type FL-2 (250W) as per technical specification | EA | 3 |  | INCLUDED | 0 | 0 | 0 | 0 | 0 | 0
42 | 7000018859 | 360 | 340 | 60 | Install. of Illumination System | 100004930 | 998731 |  | 18 |  | LED Flood Light Luminaries Type-FL-1 as per technical specification | EA | 2 |  | INCLUDED | 0 | 0 | 0 | 0 | 0 | 0
43 | 7000018859 | 360 | 340 | 70 | Install. of Illumination System | 100001052 | 998731 |  | 18 |  | 63A, 415V : Interlocked switch socket outdoor Receptacle (type RP) as per technical specifications | EA | 1 |  | INCLUDED | 0 | 0 | 0 | 0 | 0 | 0
44 | 7000018859 | 360 | 340 | 80 | Install. of Illumination System | 100001885 | 998739 |  | 18 |  | Outdoor Power Receptacle for oilfiltration unit (250A) | EA | 1 |  | INCLUDED | 0 | 0 | 0 | 0 | 0 | 0
45 | 7000018859 | 750 | 770 | 10 | civil works | 100004518 | 995433 |  | 18 |  | Excavation in all kind of soil including rock for all leads and lifts, backfilling, disposal of surplus earth within a lead up to2Km as per technical specification. The surplus earth shall be roughly graded . | M3 | 290 |  | INCLUDED | 0 | 0 | 0 | 0 | 0 | 0
46 | 7000018859 | 750 | 770 | 20 | civil works | 100001325 | 995454 |  | 18 |  | Providing and laying of Plain Cement Concrete (PCC) (1:4:8) | M3 | 12 |  | INCLUDED | 0 | 0 | 0 | 0 | 0 | 0
47 | 7000018859 | 750 | 770 | 30 | civil works | 100001328 | 995454 |  | 18 |  | Providing and laying Plain Cement Concrete 1:5:10 (1 cement : 5 sand : 10 brick aggregate) | M3 | 8 |  | INCLUDED | 0 | 0 | 0 | 0 | 0 | 0
48 | 7000018859 | 750 | 770 | 40 | civil works | 100001754 | 995454 |  | 18 |  | Providing and laying of Reinforced Cement Concrete 1:1.5:3 including pre cast, shuttering, Grouting of pockets & underpinning butexcluding steel reinforcement | M3 | 59 |  | INCLUDED | 0 | 0 | 0 | 0 | 0 | 0
49 | 7000018859 | 750 | 770 | 50 | civil works | 100001329 | 995454 |  | 18 |  | Steel Reinforcement | MT | 4 |  | INCLUDED | 0 | 0 | 0 | 0 | 0 | 0
50 | 7000018859 | 750 | 770 | 60 | civil works | 100001714 | 995428 |  | 18 |  | Stone spreading in switchyard excluding PCC | M2 | 100 |  | INCLUDED | 0 | 0 | 0 | 0 | 0 | 0
51 | 7000018859 | 750 | 770 | 70 | civil works | 100001713 | 995424 |  | 18 |  | Antiweed treatment | M2 | 100 |  | INCLUDED | 0 | 0 | 0 | 0 | 0 | 0
52 | 7000018859 | 750 | 770 | 80 | civil works | 100001712 | 995428 |  | 18 |  | Removing,cleaning and washing of existing stones and respreading of stones in switchyard excluding PCC | M2 | 200 |  | INCLUDED | 0 | 0 | 0 | 0 | 0 | 0
53 | 7000018859 | 750 | 770 | 90 | civil works | 100001478 | 995454 |  | 18 |  | Cable Trench including all types of crossings, all metallic works and sump pit including concrte and reinforcement steel Section 2-2 | M | 30 |  | INCLUDED | 0 | 0 | 0 | 0 | 0 | 0
54 | 7000018859 | 750 | 770 | 100 | civil works | 100001479 | 995454 |  | 18 |  | Cable Trench including all types of crossings, all metallic works and sump pit including concrte and reinforcement steel Section 3-3 | M | 50 |  | INCLUDED | 0 | 0 | 0 | 0 | 0 | 0
55 | 7000018859 | 750 | 770 | 110 | civil works | 100001480 | 995454 |  | 18 |  | Cable Trench including all types of crossings, all metallic works and sump pit including concrte and reinforcement steel Section 4-4 | M | 40 |  | INCLUDED | 0 | 0 | 0 | 0 | 0 | 0
56 | 7000018859 | 760 | 780 | 10 | FOUNDATION BOLTS | 100001674 | 995455 |  | 18 |  | Erection of 28mm dia foundation bolts including nuts, checknuts, washers and packplates. | EA | 256 |  | INCLUDED | 0 | 0 | 0 | 0 | 0 | 0
57 | 7000018859 | 780 | 820 | 10 | Cable | 100002181 | 998736 |  | 18 |  | 1.1kV grade Power Cables (PVCinsulated)along withlugs,glands,straight joints &accessories,etc. | LS | 1 |  | INCLUDED | 0 | 0 | 0 | 0 | 0 | 0
58 | 7000018859 | 780 | 820 | 20 | Cable | 100002182 | 998736 |  | 18 |  | 1.1kV grade Control Cables (PVCinsulated) along withlugs,glands,straight joints &accessories,etc. | LS | 1 |  | INCLUDED | 0 | 0 | 0 | 0 | 0 | 0
V | Extn. of 400kV Kurnool S/S
1 | 7000018856 | 290 | 1320 | 10 | 420kV, 50kA AIS EQUIPMENT | 100001898 | 998736 |  | 18 |  | 420kV, 3150A, 50kA Circuit Breaker(3-Phase) without closing resistor(withsupport structure) | EA | 1 |  | INCLUDED | 0 | 0 | 0 | 0 | 0 | 0
2 | 7000018856 | 290 | 1320 | 20 | 420kV, 50kA AIS EQUIPMENT | 100000270 | 998736 |  | 18 |  | 420 kV, 3000A, 50KA, 1-Phase CurrentTransformer with 120% extended currentrating | EA | 6 |  | INCLUDED | 0 | 0 | 0 | 0 | 0 | 0
3 | 7000018856 | 290 | 1320 | 30 | 420kV, 50kA AIS EQUIPMENT | 100000275 | 998736 |  | 18 |  | 420 kV, 4400 pF Capacitive Voltage Transformer (1-Phase) | EA | 3 |  | INCLUDED | 0 | 0 | 0 | 0 | 0 | 0
4 | 7000018856 | 290 | 1320 | 40 | 420kV, 50kA AIS EQUIPMENT | 100000307 | 998736 |  | 18 |  | 420kV, 3150A, 50KA, Isolator (3-phase)(Double Break) with one E/S | EA | 2 |  | INCLUDED | 0 | 0 | 0 | 0 | 0 | 0
5 | 7000018856 | 290 | 1320 | 50 | 420kV, 50kA AIS EQUIPMENT | 100000328 | 998736 |  | 18 |  | 336kV Surge Arrester (1-phase) | EA | 3 |  | INCLUDED | 0 | 0 | 0 | 0 | 0 | 0
6 | 7000018856 | 290 | 1320 | 60 | 420kV, 50kA AIS EQUIPMENT | 100001524 | 995429 |  | 18 |  | Dismantling & re-erection of 400kV BPI | EA | 3 |  | INCLUDED | 0 | 0 | 0 | 0 | 0 | 0
7 | 7000018856 | 300 | 1410 | 10 | Erection Hardware for 420 kV I Type S/Y | 100000339 | 998731 |  | 18 |  | Erection Hardware for 400kV I type layout-Any feeder Extn. on existing half dia. as per specification | SET | 1 |  | INCLUDED | 0 | 0 | 0 | 0 | 0 | 0
8 | 7000018856 | 310 | 1421 | 10 | 420kV Insulator and Hardware | 100017126 | 998731 |  | 18 |  | 400KV TENSION INSULATOR STRING AND ASSOCIATED HARDWARE FITTINGS WITH TURN BUCKLE SUITABLE FOR QUAD CONDUCTOR | EA | 3 |  | INCLUDED | 0 | 0 | 0 | 0 | 0 | 0
9 | 7000018856 | 310 | 1421 | 20 | 420kV Insulator and Hardware | 100017133 | 998731 |  | 18 |  | 400KV SUSPENSION INSULATOR STRING AND ASSOCIATED HARDWARE FITTINGS WITH DROP CLAMP SUITABLE FOR QUAD CONDUCTOR | EA | 3 |  | INCLUDED | 0 | 0 | 0 | 0 | 0 | 0
10 | 7000018856 | 320 | 1470 | 10 | CRP for 420kV Bays AND SAS AUG | 100016779 | 998736 |  | 18 |  | 400kV Circuit Breaker Relay Panel (with Automation) | EA | 1 |  | INCLUDED | 0 | 0 | 0 | 0 | 0 | 0
11 | 7000018856 | 320 | 1470 | 20 | CRP for 420kV Bays AND SAS AUG | 100000730 | 998736 |  | 18 |  | 400kV Line Protection Panel (with Automation) | EA | 1 |  | INCLUDED | 0 | 0 | 0 | 0 | 0 | 0
12 | 7000018856 | 320 | 1470 | 30 | CRP for 420kV Bays AND SAS AUG | 100000735 | 998736 |  | 18 |  | Augmentation of existing 400kV bus bar protection scheme.(No. of bays as per specification)-(with Automation) | SET | 1 |  | INCLUDED | 0 | 0 | 0 | 0 | 0 | 0
13 | 7000018856 | 320 | 1470 | 50 | CRP for 420kV Bays AND SAS AUG | 100005606 | 998736 |  | 18 |  | Interfacing of relays under present scope with existing SAS including database, displays devlopment of additional displays & reportand upgradation of hardware and software etc as per the requirement for completion of work under present scope | SET | 1 |  | INCLUDED | 0 | 0 | 0 | 0 | 0 | 0
14 | 7000018856 | 330 | 1590 | 10 | POWER & CONTROL CABLE | 100002181 | 998736 |  | 18 |  | 1.1kV grade Power Cables (PVCinsulated)along withlugs,glands,straight joints &accessories,etc. | LS | 1 |  | INCLUDED | 0 | 0 | 0 | 0 | 0 | 0
15 | 7000018856 | 330 | 1590 | 20 | POWER & CONTROL CABLE | 100002182 | 998736 |  | 18 |  | 1.1kV grade Control Cables (PVCinsulated) along withlugs,glands,straight joints &accessories,etc. | LS | 1 |  | INCLUDED | 0 | 0 | 0 | 0 | 0 | 0
16 | 7000018856 | 340 | 1620 | 10 | ILLUMINATION SYSTEM | 100001022 | 998731 |  | 18 |  | Lighting Panel type ACP-3 as per technical specification | EA | 1 |  | INCLUDED | 0 | 0 | 0 | 0 | 0 | 0
17 | 7000018856 | 340 | 1620 | 20 | ILLUMINATION SYSTEM | 100001050 | 998731 |  | 18 |  | 5/15 A, 240V: Indoor Receptacle 3-pin type modular (type RI) as per technical specifications | EA | 1 |  | INCLUDED | 0 | 0 | 0 | 0 | 0 | 0
18 | 7000018856 | 340 | 1620 | 30 | ILLUMINATION SYSTEM | 100001051 | 998731 |  | 18 |  | 15A, 240V: Outdoor Receptacle 2 pole, 3-pin modular (type RO) as per technical specifications | EA | 1 |  | INCLUDED | 0 | 0 | 0 | 0 | 0 | 0
19 | 7000018856 | 340 | 1620 | 40 | ILLUMINATION SYSTEM | 100004852 | 998731 |  | 18 |  | Lighting Fixture LED Luminaires type FL-1 as per tech. specifications | EA | 5 |  | INCLUDED | 0 | 0 | 0 | 0 | 0 | 0
20 | 7000018856 | 340 | 1620 | 50 | ILLUMINATION SYSTEM | 100004926 | 998731 |  | 18 |  | Lighting Fixture LED Luminaires type FL2 as per tech. specifications | EA | 5 |  | INCLUDED | 0 | 0 | 0 | 0 | 0 | 0
21 | 7000018856 | 350 | 1660 | 10 | 400kV Equipment support structures | 100001212 | 995455 |  | 18 |  | Erection of Pipe Structure - 400 kV 1-Phase CT including nuts, bolts, all type of washers, packplates, step bolts and gusset platesexcluding foundation bolts | EA | 6 |  | INCLUDED | 0 | 0 | 0 | 0 | 0 | 0
22 | 7000018856 | 350 | 1660 | 20 | 400kV Equipment support structures | 100001213 | 995455 |  | 18 |  | Erection of Pipe Structure - 400 kV 1-Phase CVT including nuts, bolts, all type of washers, packplates, step bolts and gusset platesexcluding foundation bolts | EA | 3 |  | INCLUDED | 0 | 0 | 0 | 0 | 0 | 0
23 | 7000018856 | 350 | 1660 | 30 | 400kV Equipment support structures | 100001214 | 995455 |  | 18 |  | Erection of Pipe Structure - 400 kV 3-Phase ISOLATOR including nuts, bolts, all type of washers, packplates, step bolts and gussetplates excluding foundation bolts | EA | 2 |  | INCLUDED | 0 | 0 | 0 | 0 | 0 | 0
24 | 7000018856 | 350 | 1660 | 40 | 400kV Equipment support structures | 100001216 | 995455 |  | 18 |  | Erection of Pipe Structure - 400 kV 1-Phase SA including nuts, bolts, all type of washers, packplates, step bolts and gusset platesexcluding foundation bolts | EA | 3 |  | INCLUDED | 0 | 0 | 0 | 0 | 0 | 0
25 | 7000018856 | 430 | 1680 | 10 | Civil Works | 100004518 | 995433 |  | 18 |  | Excavation in all kind of soil including rock for all leads and lifts, backfilling, disposal of surplus earth within a lead up to2Km as per technical specification. The surplus earth shall be roughly graded . | M3 | 343 |  | INCLUDED | 0 | 0 | 0 | 0 | 0 | 0
26 | 7000018856 | 430 | 1680 | 20 | Civil Works | 100001325 | 995454 |  | 18 |  | Providing and laying of Plain Cement Concrete (PCC) (1:4:8) | M3 | 14 |  | INCLUDED | 0 | 0 | 0 | 0 | 0 | 0
27 | 7000018856 | 430 | 1680 | 30 | Civil Works | 100001328 | 995454 |  | 18 |  | Providing and laying Plain Cement Concrete 1:5:10 (1 cement : 5 sand : 10 brick aggregate) | M3 | 245 |  | INCLUDED | 0 | 0 | 0 | 0 | 0 | 0
28 | 7000018856 | 430 | 1680 | 40 | Civil Works | 100001327 | 995454 |  | 18 |  | Providing and laying of Reinforced Cement Concrete M25 mix including pre cast, shuttering, Grouting of pockets & underpinning butexcluding steel reinforcement | M3 | 72 |  | INCLUDED | 0 | 0 | 0 | 0 | 0 | 0
29 | 7000018856 | 430 | 1680 | 50 | Civil Works | 100001329 | 995454 |  | 18 |  | Steel Reinforcement | MT | 3 |  | INCLUDED | 0 | 0 | 0 | 0 | 0 | 0
30 | 7000018856 | 430 | 1680 | 60 | Civil Works | 100001714 | 995428 |  | 18 |  | Stone spreading in switchyard excluding PCC | M2 | 2000 |  | INCLUDED | 0 | 0 | 0 | 0 | 0 | 0
31 | 7000018856 | 430 | 1680 | 70 | Civil Works | 100001713 | 995424 |  | 18 |  | Antiweed treatment | M2 | 2000 |  | INCLUDED | 0 | 0 | 0 | 0 | 0 | 0
32 | 7000018856 | 430 | 1680 | 80 | Civil Works | 100001376 | 995428 |  | 18 |  | Removing,cleaning and washing of existing stones and respreading of stones in switchyard after doing anti-weed treatment excludingPCC | M2 | 1200 |  | INCLUDED | 0 | 0 | 0 | 0 | 0 | 0
33 | 7000018856 | 430 | 1680 | 90 | Civil Works | 100001454 | 995429 |  | 18 |  | Demolishing RCC work including stacking of steel bars and disposal of unserviceable material. | M3 | 45 |  | INCLUDED | 0 | 0 | 0 | 0 | 0 | 0
34 | 7000018856 | 430 | 1680 | 100 | Civil Works | 100001720 | 995428 |  | 18 |  | Supplying, filling and compacting CNS material as per specification under floors, foundations, roads, cable trenches, drains etc inlayers not exceeding 200 mm thickness | M3 | 42 |  | INCLUDED | 0 | 0 | 0 | 0 | 0 | 0
35 | 7000018856 | 430 | 1680 | 110 | Civil Works | 100001674 | 995455 |  | 18 |  | Erection of 28mm dia foundation bolts including nuts, checknuts, washers and packplates. | EA | 108 |  | INCLUDED | 0 | 0 | 0 | 0 | 0 | 0
36 | 7000018856 | 430 | 1680 | 59 | Civil Works | 100001331 | 995455 |  | 18 |  | Misc. Structural steel including rails, embedments, edge protection angles, gratings etc. but excluding the reinforcement steel andsteel for lattice and pipe structures. | MT | 2 |  | INCLUDED | 0 | 0 | 0 | 0 | 0 | 0
37 | 7000018856 | 570 | 1710 | 10 | Install BoQ of Comm Equip Kurnool | 100002812 | 998734 |  | 18 |  | SDH Equipment (STM-16 MADM upto 5 MSP protected directions)-Base Equipment (Common cards, Cross Connect/control cards, optical basecards, power supply cards, power cabling, other hardware and accessories including sub racks, patch cord, DDF etc fully equipedexcluding optical interface & Tributary cards | EA | 1 |  | INCLUDED | 0 | 0 | 0 | 0 | 0 | 0
38 | 7000018856 | 570 | 1710 | 20 | Install BoQ of Comm Equip Kurnool | 170000433 | 998734 |  | 18 |  | Optical Interface Cards/SFP# -S16.1 for SDH Equipment-STM-16 | EA | 6 |  | INCLUDED | 0 | 0 | 0 | 0 | 0 | 0
39 | 7000018856 | 570 | 1710 | 30 | Install BoQ of Comm Equip Kurnool | 170000430 | 998734 |  | 18 |  | Optical Interface Cards/SFP# -S4.1 SDH Equipment -STM-16 | EA | 2 |  | INCLUDED | 0 | 0 | 0 | 0 | 0 | 0
40 | 7000018856 | 570 | 1710 | 40 | Install BoQ of Comm Equip Kurnool | 100002825 | 998734 |  | 18 |  | Tributary interface- E1 interface (Minimum 16 nos.) | SET | 4 |  | INCLUDED | 0 | 0 | 0 | 0 | 0 | 0
41 | 7000018856 | 570 | 1710 | 50 | Install BoQ of Comm Equip Kurnool | 170000550 | 998336 |  | 18 |  | Ethernet Interface 10/100 Base T with Layer-2 switching (Min 8 Interfaces per card) | EA | 4 |  | INCLUDED | 0 | 0 | 0 | 0 | 0 | 0
42 | 7000018856 | 570 | 1710 | 60 | Install BoQ of Comm Equip Kurnool | 100002829 | 998734 |  | 18 |  | Tributary interface-Gigabit Ethernet Interfaces 10/100 Mbps with Layer -2 Switching (minimum 2 nos.) | SET | 2 |  | INCLUDED | 0 | 0 | 0 | 0 | 0 | 0
43 | 7000018856 | 570 | 1710 | 70 | Install BoQ of Comm Equip Kurnool | 170000375 | 998734 |  | 18 |  | Equipment Cabinets-For SDH Equipments | EA | 1 |  | INCLUDED | 0 | 0 | 0 | 0 | 0 | 0
44 | 7000018856 | 570 | 1710 | 80 | Install BoQ of Comm Equip Kurnool | 170000376 | 998734 |  | 18 |  | NMS-Craft Terminal-Hardware | EA | 1 |  | INCLUDED | 0 | 0 | 0 | 0 | 0 | 0
45 | 7000018856 | 570 | 1710 | 90 | Install BoQ of Comm Equip Kurnool | 170000377 | 998734 |  | 18 |  | NMS-Craft Terminal-Software | EA | 1 |  | INCLUDED | 0 | 0 | 0 | 0 | 0 | 0
46 | 7000018856 | 570 | 1710 | 100 | Install BoQ of Comm Equip Kurnool | 170000551 | 998336 |  | 18 |  | VOIP telephone instrument with one common switch (min. 8 port) | EA | 2 |  | INCLUDED | 0 | 0 | 0 | 0 | 0 | 0
47 | 7000018856 | 570 | 1710 | 110 | Install BoQ of Comm Equip Kurnool | 100002882 | 998336 |  | 18 |  | Fibre Optic Approach cabling: Including installation hardware like ties/clips/cleats, conduits, ducts, supports, fittings,accessories etc.: 24 Fibre | KM | 1 |  | INCLUDED | 0 | 0 | 0 | 0 | 0 | 0
48 | 7000018856 | 570 | 1710 | 120 | Install BoQ of Comm Equip Kurnool | 170000356 | 998336 |  | 18 |  | Fibre Optic Distribution Panel (FODP): Indoor Type: FC Coupling and mounted on ETSI 19" rack or slimline rack: Type 2 (96 Fibre) | EA | 1 |  | INCLUDED | 0 | 0 | 0 | 0 | 0 | 0
49 | 7000018856 | 710 | 1740 | 10 | BoQ of PMU Service at Kurnool | 170000502 | 998713 |  | 18 |  | Service:- Phasor Measurement Unit (PMU) | EA | 1 |  | INCLUDED | 0 | 0 | 0 | 0 | 0 | 0
50 | 7000018856 | 710 | 1740 | 20 | BoQ of PMU Service at Kurnool | 170000530 | 998734 |  | 18 |  | WAMS TIME SYSTEM(GPS RECEIVER) | EA | 1 |  | INCLUDED | 0 | 0 | 0 | 0 | 0 | 0
51 | 7000018856 | 710 | 1740 | 30 | BoQ of PMU Service at Kurnool | 170000503 | 998713 |  | 18 |  | Installation of Substation Grade Layer-3 LAN Switches as per Technical Specification | EA | 2 |  | INCLUDED | 0 | 0 | 0 | 0 | 0 | 0
52 | 7000018856 | 710 | 1740 | 40 | BoQ of PMU Service at Kurnool | 170000504 | 998713 |  | 18 |  | Services:- Armored Fibre Optic Cable and associated termination equipment | LOT | 1 |  | INCLUDED | 0 | 0 | 0 | 0 | 0 | 0
53 | 7000018856 | 710 | 1740 | 50 | BoQ of PMU Service at Kurnool | 170000501 | 998734 |  | 18 |  | Integration of PMU with the PDC (Phasor Data Concentrator) of RLDCs and respective SLDCs as required. | LOT | 1 |  | INCLUDED | 0 | 0 | 0 | 0 | 0 | 0
54 | 7000018856 | 730 | 1760 | 10 | VMS | 100002500 | 998731 |  | 18 |  | Color IP camera, with PAN, TILT and ZOOM facilities, alongwith all required Items, Accessories, Line Interface units, Fiber patchcords, Power supply units, Junction Boxes, Cables, Fiber Optic Cables, etc., and including Integration in existing Hardware andSoftware for Augmentation of Visual Monitoring System as per technical specification. | SET | 3 |  | INCLUDED | 0 | 0 | 0 | 0 | 0 | 0
VI | Extn. of 400kV Bikaner-II S/S
1 | 7000018983 | 210 | 180 | 10 | Installation of 420kV Equipment | 100000267 | 998736 |  | 18 |  | 420kV, 3150A, 63kA Circuit Breaker(3-Phase) without closing resistor(with support structure) | EA | 1 |  | INCLUDED | 0 | 0 | 0 | 0 | 0 | 0
2 | 7000018983 | 210 | 180 | 20 | Installation of 420kV Equipment | 100000274 | 998736 |  | 18 |  | 420 kV, 3000A, 63KA, 1-Phase CurrentTransformer with 120% extended currentrating | EA | 3 |  | INCLUDED | 0 | 0 | 0 | 0 | 0 | 0
3 | 7000018983 | 210 | 180 | 30 | Installation of 420kV Equipment | 100000328 | 998736 |  | 18 |  | 336kV Surge Arrester (1-phase) | EA | 3 |  | INCLUDED | 0 | 0 | 0 | 0 | 0 | 0
4 | 7000018983 | 210 | 180 | 40 | Installation of 420kV Equipment | 100000287 | 998736 |  | 18 |  | 420kV, 3150A, 63KA, Isolator (3-phase)(Double Break) with one E/S | EA | 3 |  | INCLUDED | 0 | 0 | 0 | 0 | 0 | 0
5 | 7000018983 | 210 | 180 | 50 | Installation of 420kV Equipment | 100002042 | 998734 |  | 18 |  | 400kV,3150A,0.5mH ,63kA Line Trap | EA | 2 |  | INCLUDED | 0 | 0 | 0 | 0 | 0 | 0
6 | 7000018983 | 210 | 180 | 60 | Installation of 420kV Equipment | 100000275 | 998736 |  | 18 |  | 420 kV, 4400 pF Capacitive Voltage Transformer (1-Phase) | EA | 3 |  | INCLUDED | 0 | 0 | 0 | 0 | 0 | 0
7 | 7000018983 | 210 | 180 | 70 | Installation of 420kV Equipment | 100000883 | 998734 |  | 18 |  | 420 kV ,1 phase Bus Post Insulators for Line Traps | EA | 6 |  | INCLUDED | 0 | 0 | 0 | 0 | 0 | 0
8 | 7000018983 | 210 | 180 | 80 | Installation of 420kV Equipment | 100005443 | 998734 |  | 18 |  | 420KV, 1-PHASE BUS POST INSULATORS | EA | 5 |  | INCLUDED | 0 | 0 | 0 | 0 | 0 | 0
9 | 7000018983 | 220 | 210 | 10 | Installtion Erection Hardware-420kV | 100000329 | 998731 |  | 18 |  | Erection Hardware for 400kV I type layout-Line bay as per specification | SET | 1 |  | INCLUDED | 0 | 0 | 0 | 0 | 0 | 0
10 | 7000018983 | 220 | 210 | 20 | Installtion Erection Hardware-420kV | 100017126 | 998731 |  | 18 |  | 400KV TENSION INSULATOR STRING AND ASSOCIATED HARDWARE FITTINGS WITH TURN BUCKLE SUITABLE FOR QUAD CONDUCTOR | EA | 3 |  | INCLUDED | 0 | 0 | 0 | 0 | 0 | 0
11 | 7000018983 | 220 | 210 | 30 | Installtion Erection Hardware-420kV | 100017133 | 998731 |  | 18 |  | 400KV SUSPENSION INSULATOR STRING AND ASSOCIATED HARDWARE FITTINGS WITH DROP CLAMP SUITABLE FOR QUAD CONDUCTOR | EA | 3 |  | INCLUDED | 0 | 0 | 0 | 0 | 0 | 0
12 | 7000018983 | 230 | 230 | 10 | Steel Structure | 100001212 | 995455 |  | 18 |  | Erection of Pipe Structure - 400 kV 1-Phase CT including nuts, bolts, all type of washers, packplates, step bolts and gusset platesexcluding foundation bolts | EA | 3 |  | INCLUDED | 0 | 0 | 0 | 0 | 0 | 0
13 | 7000018983 | 230 | 230 | 20 | Steel Structure | 100001213 | 995455 |  | 18 |  | Erection of Pipe Structure - 400 kV 1-Phase CVT including nuts, bolts, all type of washers, packplates, step bolts and gusset platesexcluding foundation bolts | EA | 3 |  | INCLUDED | 0 | 0 | 0 | 0 | 0 | 0
14 | 7000018983 | 230 | 230 | 30 | Steel Structure | 100001214 | 995455 |  | 18 |  | Erection of Pipe Structure - 400 kV 3-Phase ISOLATOR including nuts, bolts, all type of washers, packplates, step bolts and gussetplates excluding foundation bolts | EA | 3 |  | INCLUDED | 0 | 0 | 0 | 0 | 0 | 0
15 | 7000018983 | 230 | 230 | 40 | Steel Structure | 100001216 | 995455 |  | 18 |  | Erection of Pipe Structure - 400 kV 1-Phase SA including nuts, bolts, all type of washers, packplates, step bolts and gusset platesexcluding foundation bolts | EA | 3 |  | INCLUDED | 0 | 0 | 0 | 0 | 0 | 0
16 | 7000018983 | 230 | 230 | 50 | Steel Structure | 100001217 | 995455 |  | 18 |  | Erection of Pipe Structure - 400 kV, 1-Phase, BPI, (Excluding Wave Trap), including nuts, bolts, all type of washers,packplates, step bolts and gusset plates excluding foundation bolts | EA | 5 |  | INCLUDED | 0 | 0 | 0 | 0 | 0 | 0
17 | 7000018983 | 230 | 230 | 60 | Steel Structure | 100001215 | 995455 |  | 18 |  | Erection of Pipe Structure - 400 kV 1-Phase WT including nuts, bolts, all type of washers, packplates, step bolts and gusset platesexcluding foundation bolts | EA | 2 |  | INCLUDED | 0 | 0 | 0 | 0 | 0 | 0
18 | 7000018983 | 240 | 270 | 10 | Install. of Control & Relay Panels-420kV | 100000789 | 998736 |  | 18 |  | 400kV Circuit Breaker Relay Panel with Auto Reclose | EA | 1 |  | INCLUDED | 0 | 0 | 0 | 0 | 0 | 0
19 | 7000018983 | 240 | 270 | 20 | Install. of Control & Relay Panels-420kV | 100000730 | 998736 |  | 18 |  | 400kV Line Protection Panel (with Automation) | EA | 1 |  | INCLUDED | 0 | 0 | 0 | 0 | 0 | 0
20 | 7000018983 | 240 | 270 | 30 | Install. of Control & Relay Panels-420kV | 100000735 | 998736 |  | 18 |  | Augmentation of existing 400kV bus bar protection scheme.(No. of bays as per specification)-(with Automation) | SET | 1 |  | INCLUDED | 0 | 0 | 0 | 0 | 0 | 0
21 | 7000018983 | 250 | 280 | 10 | Install. of Substation Automation system | 100002069 | 998736 |  | 18 |  | Augmentation of Substation automation System for 400kV Main bay as per Technical Specification | EA | 1 |  | INCLUDED | 0 | 0 | 0 | 0 | 0 | 0
22 | 7000018983 | 260 | 290 | 10 | Install. of Illumination System | 100001021 | 995461 |  | 18 |  | Lighting Panel type ACP-2 as per technical specification | EA | 1 |  | INCLUDED | 0 | 0 | 0 | 0 | 0 | 0
23 | 7000018983 | 260 | 290 | 20 | Install. of Illumination System | 100001024 | 998731 |  | 18 |  | Sub Lighting panel (outdoor) type SLP (Switchyard and Street Lighting) | EA | 1 |  | INCLUDED | 0 | 0 | 0 | 0 | 0 | 0
24 | 7000018983 | 260 | 290 | 30 | Install. of Illumination System | 100004931 | 998731 |  | 18 |  | LED Flood Light Luminaries Type FL-2 (250W) as per technical specification | EA | 3 |  | INCLUDED | 0 | 0 | 0 | 0 | 0 | 0
25 | 7000018983 | 260 | 290 | 40 | Install. of Illumination System | 100004930 | 998731 |  | 18 |  | LED Flood Light Luminaries Type-FL-1 as per technical specification | EA | 2 |  | INCLUDED | 0 | 0 | 0 | 0 | 0 | 0
26 | 7000018983 | 280 | 310 | 10 | Cable | 100002181 | 998736 |  | 18 |  | 1.1kV grade Power Cables (PVCinsulated)along withlugs,glands,straight joints &accessories,etc. | LS | 1 |  | INCLUDED | 0 | 0 | 0 | 0 | 0 | 0
27 | 7000018983 | 280 | 310 | 20 | Cable | 100002182 | 998736 |  | 18 |  | 1.1kV grade Control Cables (PVCinsulated) along withlugs,glands,straight joints &accessories,etc. | LS | 1 |  | INCLUDED | 0 | 0 | 0 | 0 | 0 | 0
28 | 7000018983 | 430 | 330 | 10 | Install. of Earthmat | 100003103 | 998731 |  | 18 |  | 40 mm MS rod for Main Earthmat | KM | 1 |  | INCLUDED | 0 | 0 | 0 | 0 | 0 | 0
29 | 7000018983 | 490 | 730 | 10 | PLCC | 100000887 | 998734 |  | 18 |  | HF CABLE FOR PLCC-75 OHM | M | 500 |  | INCLUDED | 0 | 0 | 0 | 0 | 0 | 0
30 | 7000018983 | 580 | 800 | 10 | PMU & associated items (Bikaner) | 170000502 | 998713 |  | 18 |  | Service:- Phasor Measurement Unit (PMU) | EA | 1 |  | INCLUDED | 0 | 0 | 0 | 0 | 0 | 0
31 | 7000018983 | 580 | 800 | 20 | PMU & associated items (Bikaner) | 170000530 | 998734 |  | 18 |  | WAMS TIME SYSTEM(GPS RECEIVER) | EA | 1 |  | INCLUDED | 0 | 0 | 0 | 0 | 0 | 0
32 | 7000018983 | 580 | 800 | 30 | PMU & associated items (Bikaner) | 170000503 | 998713 |  | 18 |  | Installation of Substation Grade Layer-3 LAN Switches as per Technical Specification | EA | 2 |  | INCLUDED | 0 | 0 | 0 | 0 | 0 | 0
33 | 7000018983 | 580 | 800 | 40 | PMU & associated items (Bikaner) | 170000504 | 998713 |  | 18 |  | Services:- Armored Fibre Optic Cable and associated termination equipment | LOT | 1 |  | INCLUDED | 0 | 0 | 0 | 0 | 0 | 0
34 | 7000018983 | 580 | 800 | 50 | PMU & associated items (Bikaner) | 170000501 | 998734 |  | 18 |  | Integration of PMU with the PDC (Phasor Data Concentrator) of RLDCs and respective SLDCs as required. | LOT | 1 |  | INCLUDED | 0 | 0 | 0 | 0 | 0 | 0
35 | 7000018983 | 690 | 820 | 10 | Ser- Tele Eqpt at Bikaner | 100002812 | 998734 |  | 18 |  | SDH Equipment (STM-16 MADM upto 5 MSP protected directions)-Base Equipment (Common cards, Cross Connect/control cards, optical basecards, power supply cards, power cabling, other hardware and accessories including sub racks, patch cord, DDF etc fully equipedexcluding optical interface & Tributary cards | EA | 1 |  | INCLUDED | 0 | 0 | 0 | 0 | 0 | 0
36 | 7000018983 | 690 | 820 | 20 | Ser- Tele Eqpt at Bikaner | 170000433 | 998734 |  | 18 |  | Optical Interface Cards/SFP# -S16.1 for SDH Equipment-STM-16 | EA | 4 |  | INCLUDED | 0 | 0 | 0 | 0 | 0 | 0
37 | 7000018983 | 690 | 820 | 30 | Ser- Tele Eqpt at Bikaner | 170000435 | 998734 |  | 18 |  | Optical Interface Cards/SFP# -L16.2 for SDH Equipment-STM-16 | EA | 2 |  | INCLUDED | 0 | 0 | 0 | 0 | 0 | 0
38 | 7000018983 | 690 | 820 | 40 | Ser- Tele Eqpt at Bikaner | 100002825 | 998734 |  | 18 |  | Tributary interface- E1 interface (Minimum 16 nos.) | SET | 2 |  | INCLUDED | 0 | 0 | 0 | 0 | 0 | 0
39 | 7000018983 | 690 | 820 | 50 | Ser- Tele Eqpt at Bikaner | 170000550 | 998336 |  | 18 |  | Ethernet Interface 10/100 Base T with Layer-2 switching (Min 8 Interfaces per card) | EA | 2 |  | INCLUDED | 0 | 0 | 0 | 0 | 0 | 0
40 | 7000018983 | 690 | 820 | 60 | Ser- Tele Eqpt at Bikaner | 100002829 | 998734 |  | 18 |  | Tributary interface-Gigabit Ethernet Interfaces 10/100 Mbps with Layer -2 Switching (minimum 2 nos.) | SET | 1 |  | INCLUDED | 0 | 0 | 0 | 0 | 0 | 0
41 | 7000018983 | 690 | 820 | 70 | Ser- Tele Eqpt at Bikaner | 170000375 | 998734 |  | 18 |  | Equipment Cabinets-For SDH Equipments | EA | 1 |  | INCLUDED | 0 | 0 | 0 | 0 | 0 | 0
42 | 7000018983 | 690 | 820 | 80 | Ser- Tele Eqpt at Bikaner | 170000551 | 998336 |  | 18 |  | VOIP telephone instrument with one common switch (min. 8 port) | EA | 2 |  | INCLUDED | 0 | 0 | 0 | 0 | 0 | 0
43 | 7000018983 | 690 | 820 | 90 | Ser- Tele Eqpt at Bikaner | 100002882 | 998336 |  | 18 |  | Fibre Optic Approach cabling: Including installation hardware like ties/clips/cleats, conduits, ducts, supports, fittings,accessories etc.: 24 Fibre | KM | 1 |  | INCLUDED | 0 | 0 | 0 | 0 | 0 | 0
44 | 7000018983 | 690 | 820 | 100 | Ser- Tele Eqpt at Bikaner | 170000356 | 998336 |  | 18 |  | Fibre Optic Distribution Panel (FODP): Indoor Type: FC Coupling and mounted on ETSI 19" rack or slimline rack: Type 2 (96 Fibre) | EA | 2 |  | INCLUDED | 0 | 0 | 0 | 0 | 0 | 0
45 | 7000018983 | 790 | 840 | 10 | civil works | 100004518 | 995433 |  | 18 |  | Excavation in all kind of soil including rock for all leads and lifts, backfilling, disposal of surplus earth within a lead up to2Km as per technical specification. The surplus earth shall be roughly graded . | M3 | 250 |  | INCLUDED | 0 | 0 | 0 | 0 | 0 | 0
46 | 7000018983 | 790 | 840 | 20 | civil works | 100001325 | 995454 |  | 18 |  | Providing and laying of Plain Cement Concrete (PCC) (1:4:8) | M3 | 10 |  | INCLUDED | 0 | 0 | 0 | 0 | 0 | 0
47 | 7000018983 | 790 | 840 | 30 | civil works | 100001328 | 995454 |  | 18 |  | Providing and laying Plain Cement Concrete 1:5:10 (1 cement : 5 sand : 10 brick aggregate) | M3 | 4 |  | INCLUDED | 0 | 0 | 0 | 0 | 0 | 0
48 | 7000018983 | 790 | 840 | 40 | civil works | 100001754 | 995454 |  | 18 |  | Providing and laying of Reinforced Cement Concrete 1:1.5:3 including pre cast, shuttering, Grouting of pockets & underpinning butexcluding steel reinforcement | M3 | 54 |  | INCLUDED | 0 | 0 | 0 | 0 | 0 | 0
49 | 7000018983 | 790 | 840 | 50 | civil works | 100001329 | 995454 |  | 18 |  | Steel Reinforcement | MT | 4 |  | INCLUDED | 0 | 0 | 0 | 0 | 0 | 0
50 | 7000018983 | 790 | 840 | 60 | civil works | 100001714 | 995428 |  | 18 |  | Stone spreading in switchyard excluding PCC | M2 | 50 |  | INCLUDED | 0 | 0 | 0 | 0 | 0 | 0
51 | 7000018983 | 790 | 840 | 70 | civil works | 100001713 | 995424 |  | 18 |  | Antiweed treatment | M2 | 50 |  | INCLUDED | 0 | 0 | 0 | 0 | 0 | 0
52 | 7000018983 | 790 | 840 | 80 | civil works | 100001712 | 995428 |  | 18 |  | Removing,cleaning and washing of existing stones and respreading of stones in switchyard excluding PCC | M2 | 60 |  | INCLUDED | 0 | 0 | 0 | 0 | 0 | 0
53 | 7000018983 | 790 | 840 | 90 | civil works | 100001478 | 995454 |  | 18 |  | Cable Trench including all types of crossings, all metallic works and sump pit including concrte and reinforcement steel Section 2-2 | M | 20 |  | INCLUDED | 0 | 0 | 0 | 0 | 0 | 0
54 | 7000018983 | 790 | 840 | 100 | civil works | 100001479 | 995454 |  | 18 |  | Cable Trench including all types of crossings, all metallic works and sump pit including concrte and reinforcement steel Section 3-3 | M | 30 |  | INCLUDED | 0 | 0 | 0 | 0 | 0 | 0
55 | 7000018983 | 790 | 840 | 110 | civil works | 100001480 | 995454 |  | 18 |  | Cable Trench including all types of crossings, all metallic works and sump pit including concrte and reinforcement steel Section 4-4 | M | 20 |  | INCLUDED | 0 | 0 | 0 | 0 | 0 | 0
56 | 7000018983 | 790 | 840 | 120 | civil works | 100001721 | 995428 |  | 18 |  | Supplying, filling and compacting stone boulders mixed with sand under foundations, roads, cable trenches, drains etc in layers notexceeding 250mm thickness including ramming, watering compacting | M3 | 100 |  | INCLUDED | 0 | 0 | 0 | 0 | 0 | 0
57 | 7000018983 | 800 | 850 | 10 | FOUNDATION BOLTS | 100001674 | 995455 |  | 18 |  | Erection of 28mm dia foundation bolts including nuts, checknuts, washers and packplates. | EA | 164 |  | INCLUDED | 0 | 0 | 0 | 0 | 0 | 0
[16 empty] | 0 | 0 | 0 | 0 | 0 | 0
2: Total of Schedule-3; 16=14*15: 0 |  | 0 |  |  | 0 | 0
# | In case the bidder leaves the cell for confirmation of the SAC and/or GST rate “blank”, the SAC and corresponding GST rate indicated by the Employer shall be deemed to be the one confirmed by the Bidder.
| Date | [10 empty] | Printed Name
| Place | [10 empty] | Designation
0

## Sch-4
5002002356/SUB-STATION(INCLUDIN/DOM/A04-CC CS -5 | [14 empty] | Schedule - 4
Substation Package SS-95 for (a) Extn. of 400kV Bikaner-II S/S under Implementation of 1 No. of 400kV line bay at 400/220kV Bikaner-II PS for interconnection of 1000MW Solar Project of SJVN Ltd. under Consultancy Services to POWERGRID Bikaner Transmission System Ltd. (PBTSL); (b) Extn. of 400/220kV Bhinmal (PG) S/S under Augmentation of Transformation capacity at Bhinmal (PG) S/s by 1x315MVA, 400/220kV ICT (3rd); (c) Extn. of 400kV Alipurduar (POWERGRID) S/s and Extn. of 400kV Kahalgaon (NTPC) S/s under Eastern Region Expansion Scheme-XXVII; (d) Extn. of 400kV Kurnool S/S under 1 No. 400kV bay at 765/400kV Kurnool (New) Substation; (e) Extn. of 220kV Amritsar S/S under Requirement of 1 No. 220kV Line Bay at 400/220kV Amritsar (PG) by PSTCL
(SCHEDULE OF RATES AND PRICES )
BIDDER:
0 | [12 empty] | To:
Bidder’s Name and Address (Sole Bidder) : | [12 empty] | Contract Services
Name : | [12 empty] | Power Grid Corporation of India Ltd.,
Address : | [12 empty] | "Saudamini", Plot No.-2
Sector-29,
Gurgaon (Haryana) - 122001
Training Charges :
SI. No. | PR No | Line Item No | Activity Header | PR Activity No | Activity Description | Service Code | SAC (Service Accounting Codes) | Whether SAC in column ‘…’ is confirmed. If not indicate applicable the SAC # | Rate of GST applicable ( in %) | Whether rate of GST in column ‘---’ is confirmed. If not indicate applicable rate of GST # | Description | Unit | Quantity | Unit Charges | Total Charges
1 | 2 | 3 | 4 | 5 | 6 | 7 | 8 | 9 | 10 | 11 | 12 | 13 | 14 | 15 | 16=14*15
NOT APPLICABLE
Date
| Place | [9 empty] | Printed Name
Designation

## Sch-5
5002002356/SUB-STATION(INCLUDIN/DOM/A04-CC CS -5 |  |  |  | Schedule - 5
Substation Package SS-95 for (a) Extn. of 400kV Bikaner-II S/S under Implementation of 1 No. of 400kV line bay at 400/220kV Bikaner-II PS for interconnection of 1000MW Solar Project of SJVN Ltd. under Consultancy Services to POWERGRID Bikaner Transmission System Ltd. (PBTSL); (b) Extn. of 400/220kV Bhinmal (PG) S/S under Augmentation of Transformation capacity at Bhinmal (PG) S/s by 1x315MVA, 400/220kV ICT (3rd); (c) Extn. of 400kV Alipurduar (POWERGRID) S/s and Extn. of 400kV Kahalgaon (NTPC) S/s under Eastern Region Expansion Scheme-XXVII; (d) Extn. of 400kV Kurnool S/S under 1 No. 400kV bay at 765/400kV Kurnool (New) Substation; (e) Extn. of 220kV Amritsar S/S under Requirement of 1 No. 220kV Line Bay at 400/220kV Amritsar (PG) by PSTCL
(SUMMARY OF TAXES & DUTIES not included in Schedule 1 & 3)
BIDDER:
0 |  |  | To:
Bidder’s Name and Address (Sole Bidder) : |  |  | Contract Services
Name : |  |  | Power Grid Corporation of India Ltd.,
Address : |  |  | "Saudamini", Plot No.-2
Sector-29,
Gurgaon (Haryana) - 122001
Sl. No. | Item Nos. |  | Total Price (INR) |  | After Discount |  | After MPDiscount
1 | TOTAL GST on Goods |  | 0 |  | Excise Duty | #REF! | Excise Duty | #REF!
Total GST for Supply of Goods (inter-alia including Type Test Charges) between the Contractor and the Employer (identified in Schedule 1') which are not included in the Ex-works price as per the provision of the Bidding Documents, as applicable.
2 | TOTAL GST on Services |  | 0 |  | Sales Tax | 0 | Sales Tax | 0
| Total GST on Installation Services (indentified in Schedule-3) and Training to be imparted in India (identified in Schedule-4) which are not included in the Installation and Training charges as per the provision of the Bidding Documents, as applicable |  |  |  | #REF! | 0 | #REF! | 0
| GRAND TOTAL [1+2] |  | 0
Date : |  | Printed Name :
Place : |  | Designation :
Click for Sch-6

## Sch-5 after discount (hidden)
5002002356/SUB-STATION(INCLUDIN/DOM/A04-CC CS -5 |  |  |  | Schedule - 5
Substation Package SS-95 for (a) Extn. of 400kV Bikaner-II S/S under Implementation of 1 No. of 400kV line bay at 400/220kV Bikaner-II PS for interconnection of 1000MW Solar Project of SJVN Ltd. under Consultancy Services to POWERGRID Bikaner Transmission System Ltd. (PBTSL); (b) Extn. of 400/220kV Bhinmal (PG) S/S under Augmentation of Transformation capacity at Bhinmal (PG) S/s by 1x315MVA, 400/220kV ICT (3rd); (c) Extn. of 400kV Alipurduar (POWERGRID) S/s and Extn. of 400kV Kahalgaon (NTPC) S/s under Eastern Region Expansion Scheme-XXVII; (d) Extn. of 400kV Kurnool S/S under 1 No. 400kV bay at 765/400kV Kurnool (New) Substation; (e) Extn. of 220kV Amritsar S/S under Requirement of 1 No. 220kV Line Bay at 400/220kV Amritsar (PG) by PSTCL
(SUMMARY OF TAXES & DUTIES APPLICABLE ON PLANT & EQUIPMENT)
BIDDER:
0 |  |  | To:
Bidder’s Name and Address (Sole Bidder) : |  |  | Contract Services
Name : |  |  | Power Grid Corporation of India Ltd.,
Address : |  |  | "Saudamini", Plot No.-2
Sector-29,
Gurgaon (Haryana) - 122001
Sl. No. | Item Nos. |  | Total Price (INR)
1 | TOTAL GST on Goods |  | 0
Total GST for Supply of Goods (inter-alia including Type Test Charges) between the Contractor and the Employer (identified in Schedule 1') which are not included in the Ex-works price as per the provision of the Bidding Documents, as applicable.
2 | TOTAL GST on Services |  | 0
Total GST on Installation Services (indentified in Schedule-3) and Training to be imparted in India (identified in Schedule-4) which are not included in the Installation and Training charges as per the provision of the Bidding Documents, as applicable
| GRAND TOTAL [1+2] |  | 0
Date : |  | Printed Name :
Place : |  | Designation :
Click for Sch-6

## Sch-6
5002002356/SUB-STATION(INCLUDIN/DOM/A04-CC CS -5 |  |  | Schedule - 6
Substation Package SS-95 for (a) Extn. of 400kV Bikaner-II S/S under Implementation of 1 No. of 400kV line bay at 400/220kV Bikaner-II PS for interconnection of 1000MW Solar Project of SJVN Ltd. under Consultancy Services to POWERGRID Bikaner Transmission System Ltd. (PBTSL); (b) Extn. of 400/220kV Bhinmal (PG) S/S under Augmentation of Transformation capacity at Bhinmal (PG) S/s by 1x315MVA, 400/220kV ICT (3rd); (c) Extn. of 400kV Alipurduar (POWERGRID) S/s and Extn. of 400kV Kahalgaon (NTPC) S/s under Eastern Region Expansion Scheme-XXVII; (d) Extn. of 400kV Kurnool S/S under 1 No. 400kV bay at 765/400kV Kurnool (New) Substation; (e) Extn. of 220kV Amritsar S/S under Requirement of 1 No. 220kV Line Bay at 400/220kV Amritsar (PG) by PSTCL
(GRAND SUMMARY)
BIDDER:
0 |  |  | To:
Bidder’s Name and Address (Sole Bidder) : |  |  | Contract Services
Name : |  |  | Power Grid Corporation of India Ltd.,
Address : |  |  | "Saudamini", Plot No.-2
Sector-29,
Gurgaon (Haryana) - 122001
Sl. No. | Description |  | Total Price (INR)
1 | TOTAL SCHEDULE NO. 1 |  | 0
Ex-works price of Plant and Equipment including Type Test Charges
2 | TOTAL SCHEDULE NO. 2 |  | 0
Local Transportation, In-transit Insurance, loading and unloading
3 | TOTAL SCHEDULE NO. 3 |  | 0
Installation Charges
4 | TOTAL SCHEDULE NO. 4 |  | Not Applicable
Training Charges
5 | TOTAL SCHEDULE NO. 5 |  | 0
Taxes and Duties
6 | TOTAL SCHEDULE NO. 7 |  | Not Applicable
Type Test Charges [Total of this Schedule is included in Schedule - 1 above.]
GRAND TOTAL [1+2+3+5]
0
Date : |  | Printed Name :
Place : |  | Designation :
Click for Sch-7

## Sch-6 After Discount (hidden)
5002002356/SUB-STATION(INCLUDIN/DOM/A04-CC CS -5 |  |  | Schedule - 6 After Discount
Substation Package SS-95 for (a) Extn. of 400kV Bikaner-II S/S under Implementation of 1 No. of 400kV line bay at 400/220kV Bikaner-II PS for interconnection of 1000MW Solar Project of SJVN Ltd. under Consultancy Services to POWERGRID Bikaner Transmission System Ltd. (PBTSL); (b) Extn. of 400/220kV Bhinmal (PG) S/S under Augmentation of Transformation capacity at Bhinmal (PG) S/s by 1x315MVA, 400/220kV ICT (3rd); (c) Extn. of 400kV Alipurduar (POWERGRID) S/s and Extn. of 400kV Kahalgaon (NTPC) S/s under Eastern Region Expansion Scheme-XXVII; (d) Extn. of 400kV Kurnool S/S under 1 No. 400kV bay at 765/400kV Kurnool (New) Substation; (e) Extn. of 220kV Amritsar S/S under Requirement of 1 No. 220kV Line Bay at 400/220kV Amritsar (PG) by PSTCL
(GRAND SUMMARY)
#REF! |  |  | To:
Bidder’s Name and Address (Sole Bidder) : |  |  | Contract Services
Name : |  |  | Power Grid Corporation of India Ltd.,
Address : |  |  | "Saudamini", Plot No.-2
Sector-29,
Gurgaon (Haryana) - 122001
Sl. No. | Description |  | Total Price (INR)
1 | TOTAL SCHEDULE NO. 1
Ex-works price of Plant and Equipment including Type Test Charges
2 | TOTAL SCHEDULE NO. 2
Local Transportation, Insurance and other Incidental Services
3 | TOTAL SCHEDULE NO. 3
Installation Charges
4 | TOTAL SCHEDULE NO. 4
Training Charges
5 | TOTAL SCHEDULE NO. 5
Taxes and Duties
6 | TOTAL SCHEDULE NO. 7
Type Test Charges [Total of this Schedule is included in Schedule - 1 above.]
GRAND TOTAL [1+2+3+4+5]
Date : |  | Printed Name :
Place : |  | Designation :
Click for Sch-7

## Sch-6 (After Discount)
5002002356/SUB-STATION(INCLUDIN/DOM/A04-CC CS -5 |  |  | Schedule - 6
Substation Package SS-95 for (a) Extn. of 400kV Bikaner-II S/S under Implementation of 1 No. of 400kV line bay at 400/220kV Bikaner-II PS for interconnection of 1000MW Solar Project of SJVN Ltd. under Consultancy Services to POWERGRID Bikaner Transmission System Ltd. (PBTSL); (b) Extn. of 400/220kV Bhinmal (PG) S/S under Augmentation of Transformation capacity at Bhinmal (PG) S/s by 1x315MVA, 400/220kV ICT (3rd); (c) Extn. of 400kV Alipurduar (POWERGRID) S/s and Extn. of 400kV Kahalgaon (NTPC) S/s under Eastern Region Expansion Scheme-XXVII; (d) Extn. of 400kV Kurnool S/S under 1 No. 400kV bay at 765/400kV Kurnool (New) Substation; (e) Extn. of 220kV Amritsar S/S under Requirement of 1 No. 220kV Line Bay at 400/220kV Amritsar (PG) by PSTCL
(GRAND SUMMARY)
BIDDER:
0 |  |  | To:
Bidder’s Name and Address (Sole Bidder) : |  |  | Contract Services
Name : |  |  | Power Grid Corporation of India Ltd.,
Address : |  |  | "Saudamini", Plot No.-2
Sector-29,
Gurgaon (Haryana) - 122001
Sl. No. | Description |  | Total Price (INR) | From Sch-6 | Discount Factors
1 | TOTAL SCHEDULE NO. 1 |  | 0 | 0 | 0
Ex-works price of Plant and Equipment including Type Test Charges
2 | TOTAL SCHEDULE NO. 2 |  | 0 | 0 | 0
Local Transportation, In-transit Insurance, loading and unloading
3 | TOTAL SCHEDULE NO. 3 |  | 0 | 0 | 0
Installation Charges
4 | TOTAL SCHEDULE NO. 4 |  | Not Applicable
Training Charges
5 | TOTAL SCHEDULE NO. 5 |  | 0
Taxes and Duties
6 | TOTAL SCHEDULE NO. 7 |  | Not Applicable
Type Test Charges [Total of this Schedule is included in Schedule - 1 above.]
GRAND TOTAL [1+2+3+5]
0
Date : |  | Printed Name :
Place : |  | Designation :
Click for Sch-7

## Sch-7
5002002356/SUB-STATION(INCLUDIN/DOM/A04-CC CS -5 | [11 empty] | Schedule 7
Substation Package SS-95 for (a) Extn. of 400kV Bikaner-II S/S under Implementation of 1 No. of 400kV line bay at 400/220kV Bikaner-II PS for interconnection of 1000MW Solar Project of SJVN Ltd. under Consultancy Services to POWERGRID Bikaner Transmission System Ltd. (PBTSL); (b) Extn. of 400/220kV Bhinmal (PG) S/S under Augmentation of Transformation capacity at Bhinmal (PG) S/s by 1x315MVA, 400/220kV ICT (3rd); (c) Extn. of 400kV Alipurduar (POWERGRID) S/s and Extn. of 400kV Kahalgaon (NTPC) S/s under Eastern Region Expansion Scheme-XXVII; (d) Extn. of 400kV Kurnool S/S under 1 No. 400kV bay at 765/400kV Kurnool (New) Substation; (e) Extn. of 220kV Amritsar S/S under Requirement of 1 No. 220kV Line Bay at 400/220kV Amritsar (PG) by PSTCL | [12 empty] | As per Lum-sum |  | 0
(SCHEDULE OF RATES AND PRICES ) | [12 empty] | AS per Percent |  | #REF!
BIDDER:
0
| Bidder’s Name and Address (Sole Bidder) : | [8 empty] | To:
| Name : | [8 empty] | Contract Services
| Address : | [8 empty] | Power Grid Corporation of India Ltd.,
"Saudamini", Plot No.-2
Sector-29,
Gurgaon (Haryana) - 122001
Type tests :
SL. NO. | PR No | Line Item No | Code | HSN of the Equipment /item for which type test is to be conducted | Whether HSN in column ‘---’ is confirmed. If not indicate applicable the HSN code # | Rate of GST applicable ( in %) | Whether rate of GST in column ‘---’ is confirmed. If not indicate applicable rate of GST # | Description of Test | Unit | Quantity | Unit Test Charge | Total Test Charges (Rs.) |  | Total Test Charges After Discount (Rs.) |  | Dis Alert | Total Test Charges After MPD (Rs.)
NOT APPLICABLE
| Date | [5 empty] | Printed Name
| Place | [5 empty] | Designation
5002002356/SUB-STATION(INCLUDIN/DOM/A04-CC CS -5
Substation Package SS-95 for (a) Extn. of 400kV Bikaner-II S/S under Implementation of 1 No. of 400kV line bay at 400/220kV Bikaner-II PS for interconnection of 1000MW Solar Project of SJVN Ltd. under Consultancy Services to POWERGRID Bikaner Transmission System Ltd. (PBTSL); (b) Extn. of 400/220kV Bhinmal (PG) S/S under Augmentation of Transformation capacity at Bhinmal (PG) S/s by 1x315MVA, 400/220kV ICT (3rd); (c) Extn. of 400kV Alipurduar (POWERGRID) S/s and Extn. of 400kV Kahalgaon (NTPC) S/s under Eastern Region Expansion Scheme-XXVII; (d) Extn. of 400kV Kurnool S/S under 1 No. 400kV bay at 765/400kV Kurnool (New) Substation; (e) Extn. of 220kV Amritsar S/S under Requirement of 1 No. 220kV Line Bay at 400/220kV Amritsar (PG) by PSTCL | [7 empty] | 0 | 0
(SCHEDULE OF RATES AND PRICES ) | [7 empty] | 0 | 0
#REF!
#REF! | [7 empty] | #REF! | #REF!
#REF! | [7 empty] | #REF! | #REF!
#REF! | [7 empty] | #REF! | #REF!
[8 empty] | #REF! | #REF!
[8 empty] | 0 | 0
SL. NO. | [7 empty] | Description of Test | #REF!
#REF! | [7 empty] | #REF! | #REF!
#REF! | [7 empty] | #REF!
#REF! | [7 empty] | #REF! | #REF!
#REF! | [7 empty] | #REF! | #REF!
[8 empty] | #REF! | #REF!
#REF! | [7 empty] | #REF!
#REF! | [7 empty] | #REF!
#REF! | [7 empty] | #REF!
#REF! | [7 empty] | #REF! | #REF!
#REF! | [7 empty] | #REF! | #REF!
#REF! | [7 empty] | #REF! | #REF!
#REF! | [7 empty] | #REF! | #REF!
[8 empty] | #REF! | #REF!
#REF! | [7 empty] | #REF!
#REF! | [7 empty] | #REF! | #REF!
#REF! | [7 empty] | #REF! | #REF!
#REF! | [7 empty] | #REF! | #REF!
#REF! | [7 empty] | #REF! | #REF!
[8 empty] | #REF! | #REF!
#REF! | [7 empty] | #REF!
#REF! | [7 empty] | #REF! | #REF!
#REF! | [7 empty] | #REF! | #REF!
#REF! | [7 empty] | #REF! | #REF!
[8 empty] | #REF! | #REF!
#REF! | [7 empty] | #REF!
#REF! | [7 empty] | #REF! | #REF!
#REF! | [7 empty] | #REF! | #REF!
#REF! | [7 empty] | #REF! | #REF!
[8 empty] | #REF! | #REF!
#REF! | [7 empty] | #REF!
#REF! | [7 empty] | #REF! | #REF!
#REF! | [7 empty] | #REF! | #REF!
#REF! | [7 empty] | #REF! | #REF!
#REF! | [7 empty] | #REF! | #REF!
[8 empty] | #REF! | #REF!
[8 empty] | #REF! | #REF!
#REF! | [7 empty] | #REF!
#REF! | [7 empty] | #REF!
#REF! | [7 empty] | #REF! | #REF!
#REF! | [7 empty] | #REF! | #REF!
#REF! | [7 empty] | #REF! | #REF!
[8 empty] | #REF! | #REF!
[8 empty] | #REF! | #REF!
#REF! | [7 empty] | #REF!
#REF! | [7 empty] | #REF!
#REF! | [7 empty] | #REF! | #REF!
#REF! | [7 empty] | #REF! | #REF!
#REF! | [7 empty] | #REF! | #REF!
#REF! | [7 empty] | #REF! | #REF!
#REF! | [7 empty] | #REF! | #REF!
[8 empty] | #REF! | #REF!
#REF! | [7 empty] | #REF!
#REF! | [7 empty] | #REF! | #REF!
#REF! | [7 empty] | #REF! | #REF!
#REF! | [7 empty] | #REF! | #REF!
#REF! | [7 empty] | #REF! | #REF!
#REF! | [7 empty] | #REF! | #REF!
#REF! | [7 empty] | #REF! | #REF!
[8 empty] | #REF! | #REF!
#REF! | [7 empty] | #REF!
#REF! | [7 empty] | #REF! | #REF!
#REF! | [7 empty] | #REF! | #REF!
#REF! | [7 empty] | #REF! | #REF!
#REF! | [7 empty] | #REF! | #REF!
#REF! | [7 empty] | #REF! | #REF!
#REF! | [7 empty] | #REF! | #REF!
#REF! | [7 empty] | #REF! | #REF!
#REF! | [7 empty] | #REF! | #REF!
#REF! | [7 empty] | #REF! | #REF!
[8 empty] | #REF! | #REF!
#REF! | [7 empty] | #REF!
#REF! | [7 empty] | #REF! | #REF!
#REF! | [7 empty] | #REF! | #REF!
#REF! | [7 empty] | #REF! | #REF!
[8 empty] | #REF! | #REF!
#REF! | [7 empty] | #REF!
#REF! | [7 empty] | #REF! | #REF!
#REF! | [7 empty] | #REF! | #REF!
#REF! | [7 empty] | #REF! | #REF!
[8 empty] | #REF! | #REF!
#REF! | [7 empty] | #REF!
#REF! | [7 empty] | #REF! | #REF!
#REF! | [7 empty] | #REF! | #REF!
[8 empty] | #REF! | #REF!
#REF! | [7 empty] | #REF!
#REF! | [7 empty] | #REF! | #REF!
#REF! | [7 empty] | #REF! | #REF!
#REF! | [7 empty] | #REF! | #REF!
#REF! | [7 empty] | #REF! | #REF!
#REF! | [7 empty] | #REF! | #REF!
#REF! | [7 empty] | #REF! | #REF!
[8 empty] | #REF! | #REF!
#REF! | [7 empty] | #REF!
#REF! | [7 empty] | #REF! | #REF!
#REF! | [7 empty] | #REF! | #REF!
#REF! | [7 empty] | #REF! | #REF!
#REF! | [7 empty] | #REF! | #REF!
#REF! | [7 empty] | #REF!
#REF! | [7 empty] | #REF! | #REF!
#REF! | [7 empty] | #REF! | #REF!
#REF! | [7 empty] | #REF! | #REF!
#REF! | [7 empty] | #REF! | #REF!
[8 empty] | #REF! | #REF!
[8 empty] | #REF! | #REF!
[8 empty] | #REF! | #REF!

## Discount
This letter of discount is optional. Bidder may / may not offer any discount.
5002002356/SUB-STATION(INCLUDIN/DOM/A04-CC CS -5 |  |  |  |  | Letter of Discount
LETTER OF DISCOUNT
To:
Contract Services | [6 empty] | Schedule 1 | 0
Power Grid Corporation of India Ltd., | [6 empty] | Schedule 2 | 0
"Saudamini", Plot No.-2 | [6 empty] | Schedule 3 | 0
Sector-29, (near IFFCO Chowk) | [6 empty] | Total | 0
Gurgaon (Haryana) - 122001
Subject : |  | Substation Package SS-95 for (a) Extn. of 400kV Bikaner-II S/S under Implementation of 1 No. of 400kV line bay at 400/220kV Bikaner-II PS for interconnection of 1000MW Solar Project of SJVN Ltd. under Consultancy Services to POWERGRID Bikaner Transmission System Ltd. (PBTSL); (b) Extn. of 400/220kV Bhinmal (PG) S/S under Augmentation of Transformation capacity at Bhinmal (PG) S/s by 1x315MVA, 400/220kV ICT (3rd); (c) Extn. of 400kV Alipurduar (POWERGRID) S/s and Extn. of 400kV Kahalgaon (NTPC) S/s under Eastern Region Expansion Scheme-XXVII; (d) Extn. of 400kV Kurnool S/S under 1 No. 400kV bay at 765/400kV Kurnool (New) Substation; (e) Extn. of 220kV Amritsar S/S under Requirement of 1 No. 220kV Line Bay at 400/220kV Amritsar (PG) by PSTCL
Dear Sir
With reference to the subject tender, we hereby offer unconditional discount on the prices quoted by us as per details given here below : | [5 empty] | Sch-1 | Sch-2 | Sch-3
| 1 | Discount on lum-sum basis on total price quoted by us without GST. [The discount shall be proportionately applicable on all the items of all the Schdules i.e. Sch-1 (without type test charges), Sch-2, Sch-3, Sch-4 & Sch-7] In Rs. |  |  |  | 0 | 0 | 0
| 2 | Discount on percent basis on total price quoted by us without GST. [The discount shall be applicable on all the items of all the Schdules i.e. Sch-1 (without type test charges), Sch-2 , Sch-3, Sch-4 & Sch-7] In Percent (%) |  |  |  | 0 | 0 | 0
| 3 | Discount on lum-sum basis on the Schedules as given below : [The discount shall be proportionately applicable on all the relevent items of the respective Schdules.] In Rs.
|  | Schedule-1 : Ex works prices |  | In Rs. |  | 0
|  | Schedule-2 : Local Transportation, In-transit Insurance, loading and unloading |  | In Rs. |  |  | 0
|  | Schedule-3 : Installation Charges |  | In Rs. |  |  |  | 0
|  | Schedule-4 : Training Charges |  | In Rs.
|  | Schedule-7 : Type Test Charges |  | In Rs.
| 4 | Discount on percent basis on the Schedules as given below : [The discount shall be applicable on all the relevent items of the respective Schdules.] In Percent (%)
|  | Schedule-1 : Ex works prices |  | In Percent (%) |  | 0
|  | Schedule-2 : Local Transportation, In-transit Insurance, loading and unloading |  | In Percent (%) |  |  | 0
|  | Schedule-3 : Installation Charges |  | In Percent (%) |  |  |  | 0
|  | Schedule-4 : Training Charges |  | In Percent (%)
|  | Schedule-7 : Type Test Charges |  | In Percent (%)
Discount(s) offered at sl. No. 1 to 4 will get displayed and accounted for automatically in the respective items of the Schedules.
| 5 | We hereby offer Multi-package discount as given below:
[6 empty] | 0 | 0 | 0 | 0 | 0
|  | Multi-Package Discount(s) offered at sl. No. 5 will not get automatically accounted for in the respective items of the Schedules. The same shall be worked out saparately for evaluation. |  |  |  | #DIV/0! | #DIV/0! | #DIV/0! | #DIV/0! | #REF!
[Discount will not be calculated authometrically. However, the same shall be considered during evaluation.]
Please consider this letter of discount as the integral part of our price bid.
Thanking you, we remain, | [5 empty] | 0 | 0 | 0
[5 empty] | Yours faithfully, | 0 | 0 | 0 | Discount Factors
For and on behalf of
Date : |  |  | Printed Name : | 0
Place : |  |  | Designation : | 0

## Octroi (hidden)
Details of Octroi
Sl No. | Description of Items | Amount on which Octroi is applicable | Rate of Octroi | Octroi
(1) | (2) | (3) | (4) | (5) =(3) x (4)
1 |  |  |  | 0
2 |  |  |  | 0
3 |  |  |  | 0
4 |  |  |  | 0
5 |  |  |  | 0
6 |  |  |  | 0
7 |  |  |  | 0
8 |  |  |  | 0
9 |  |  |  | 0
10 |  |  |  | 0
| Total |  |  | 0
Back to Sch 5

## Entry Tax (hidden)
Details of Entry Tax
Sl No. | Description of Items | Amount on which Entry Tax is applicable | Rate of Entry Tax | Entry Tax
(1) | (2) | (3) | (4) | (5) =(3) x (4)
1 |  |  |  | 0
2 |  |  |  | 0
3 |  |  |  | 0
4 |  |  |  | 0
5 |  |  |  | 0
6 |  |  |  | 0
7 |  |  |  | 0
8 |  |  |  | 0
9 |  |  |  | 0
10 |  |  |  | 0
| Total |  |  | 0
Back to Sch 5

## Other Taxes & Duties (hidden)
Details of Other Taxes & Duties
Sl No. | Description of Items | Amount on which Other Taxes & Duties are applicable | Description of Taxes & Duties | Rate of Taxes & Duties | Amount of Taxes & Duties
(1) | (2) | (3) | (4) | (5) | (6) =(3) x (4)
1 |  |  |  |  | 0
2 |  |  |  |  | 0
3 |  |  |  |  | 0
4 |  |  |  |  | 0
5 |  |  |  |  | 0
6 |  |  |  |  | 0
7 |  |  |  |  | 0
8 |  |  |  |  | 0
9 |  |  |  |  | 0
10 |  |  |  |  | 0
| Total |  |  |  | 0
Back to Sch 5

## Bid Form 2nd Envelope
5002002356/SUB-STATION(INCLUDIN/DOM/A04-CC CS -5 |  |  |  |  | Bid Form 2nd Envelope |  |  |  | Sole Bidder | 1 | st |  | 1 | January
[9 empty] | 0 | 2 | nd |  | 2 | February
BID FORM (Second Envelope) | [9 empty] | 3 | rd |  | 3 | March
[10 empty] | 4 | th |  | 4 | April
Bid Proposal Ref. No. | [9 empty] | 5 | th |  | 5 | May
Date : | [9 empty] | 6 | th | #VALUE! | 6 | June
[10 empty] | 7 | th | #VALUE! | 7 | July
To: | [9 empty] | 8 | th | #VALUE! | 8 | August
0 | [9 empty] | 9 | th | #VALUE! | 9 | September
Power Grid Corporation of India Ltd., | [9 empty] | 10 | th |  | 10 | October
"Saudamini", Plot No.-2 | [9 empty] | 11 | th |  | 11 | November
Sector-29, | [9 empty] | 12 | th |  | 12 | December
Gurgaon (Haryana) - 122001 | [9 empty] | 13 | th
[10 empty] | 14 | th
Name of Contract : |  | Substation Package SS-95 for (a) Extn. of 400kV Bikaner-II S/S under Implementation of 1 No. of 400kV line bay at 400/220kV Bikaner-II PS for interconnection of 1000MW Solar Project of SJVN Ltd. under Consultancy Services to POWERGRID Bikaner Transmission System Ltd. (PBTSL); (b) Extn. of 400/220kV Bhinmal (PG) S/S under Augmentation of Transformation capacity at Bhinmal (PG) S/s by 1x315MVA, 400/220kV ICT (3rd); (c) Extn. of 400kV Alipurduar (POWERGRID) S/s and Extn. of 400kV Kahalgaon (NTPC) S/s under Eastern Region Expansion Scheme-XXVII; (d) Extn. of 400kV Kurnool S/S under 1 No. 400kV bay at 765/400kV Kurnool (New) Substation; (e) Extn. of 220kV Amritsar S/S under Requirement of 1 No. 220kV Line Bay at 400/220kV Amritsar (PG) by PSTCL | [7 empty] | 15 | th
Dear Ladies and/or Gentlemen, | [9 empty] | 16 | th
1 | In continuation of First Envelope of our Bid, we hereby submit the Second Envelope of the Bid, both of which shall be read together and in conjunction with each other, and shall be construed as an integral part of our Bid. Accordingly, we the undersigned, offer to design, manufacture, test, deliver, install and commission (including carrying out Trial Operation, Performance & Guarantee Test as per provision of Technical Specification) under the above-named package in full conformity with the said Bidding Documents for the sum of Rs. 0/- () or such other sums as may be determined in accordance with the terms and conditions of the Bidding Documents |  |  |  |  | In continuation of First Envelope of our Bid, we hereby submit the Second Envelope of the Bid, both of which shall be read together and in conjunction with each other, and shall be construed as an integral part of our Bid. Accordingly, we the undersigned, offer to design, manufacture, test, deliver, install and commission (including carrying out Trial Operation, Performance & Guarantee Test as per provision of Technical Specification) under the above-named package in full conformity with the said Bidding Documents for the sum of Rs. |  |  |  | 17 | th
[6 empty] | 0 | /- (
)
| The above amounts are in accordance with the price schedules attached herewith and are made part of this bid. |  |  |  |  | or such other sums as may be determined in accordance with the terms and conditions of the Bidding Documents |  |  |  | 18 | th
2 | Price Schedules | [8 empty] | 19 | th
2.1 | In line with the requirements of the Bidding documents, we enclose herewith the following Price Schedules, duly filled - in as per your proforma: | [8 empty] | 20 | th
| Schedule 1 |  | Plant and Equipment (Including Mandatory Spare Parts) to be supplied, including Type Test Charges. | [6 empty] | 21 | st
| Schedule 2 |  | Local Transportation, In-transit Insurance, loading and unloading | [6 empty] | 22 | th
| Schedule 3 |  | Installation Charges. |  |  | Sole Bidder |  |  |  | 23 | th
| Schedule 4 |  | Training charges for training to be imparted (Not Applicable) | [6 empty] | 24 | th
| Schedule 5 |  | Taxes and Duties not included in Schedule 1 & 3 | [6 empty] | 25 | th
| Schedule 6 |  | Grand Summary [Schedule 1to 5] | [6 empty] | 26 | th
| Schedule 7 |  | Break-up of Type Test Charges (Not Applicable) | [6 empty] | 27 | th
2.2 | We are aware that the Price Schedules do not generally give a full description of the Work to be performed under each item and we shall be deemed to have read the Technical Specifications and other sections of the Bidding Documents and Drawings to ascertain the full scope of Work included in each item while filling-in the rates and prices. We agree that the entered rates and prices shall be deemed to include for the full scope as aforesaid, including overheads and profit. | [8 empty] | 28 | th
2.3 | We declare that as specified in Clause 11.5, Section –II:ITB, Vol.-I of the Bidding Documents, prices quoted by us in the Price Schedules in Second Envelope shall be on ‘Firm’ basis during the entire currency of contract and shall not be subject to price variation, what-so-ever during contract execution. | [8 empty] | 29 | th
2.4 | We understand that in the price schedules, where there are errors between the total of the amounts given under the column for the price Breakdown and the amount given under the Total Price, the former shall prevail and the latter will be corrected accordingly. We further understand that where there are discrepancies between amounts stated in figures and amounts stated in words, the amount stated in words shall prevail. Similarly, any discrepancy in the total bid price and that of the summation of Schedule price (price indicated in a Schedule indicating the total of that schedule), the total bid price shall be corrected to reflect the actual summation of the Schedule prices. | [8 empty] | 30 | th
2.5 | We declare that items left blank in the Schedules will be deemed to have been included in other items. The TOTAL for each Schedule and the TOTAL of Grand Summary shall be deemed to be the total price for executing the Facilities and sections thereof in complete accordance with the Contract, whether or not each individual item has been priced. | [8 empty] | 31 | st
3 | We confirm that except as otherwise specifically provided our Bid Prices in this Second Envelope include all taxes, duties, levies and charges as may be assessed on us, our Sub-Contractor/Sub-Vendor or their employees by all municipal, state or national government authorities in connection with the Facilities, in and outside of India.
3.1 | 100% of applicable Taxes and Duties i.e GST which are payable by the Employer under the Contract, shall be reimbursed by the Employer on production of satisfactory documentary evidence by the Contractor in accordance with the provisions of the Bidding Documents
3.2 | We further understand that notwithstanding 3.0 above, in case of award on us, you shall also bear and pay/reimburse to us, GST applicable on supplies by us to you, imposed on the Plant & Equipment including Mandatory Spare Parts to be incorporated into the Facilities including Type Test charges for Type test to be conducted in India specified in Schedule No. 1, Installation Services specified in Schedule No. 3 and Charges for Training to be imparted in India specified in Schedule No. 4 of the Price Schedule in this Second Envelope, by the Indian Laws.
3.3 | We confirm that we have also registered/we shall also get registered in the GST Network with a GSTIN in all the states where the project is located and the states from which we shall make our supply of goods.
4 | # (For Joint Venture only) We, the partners of Joint Venture submitting this bid, do agree and confirm that in case of Award of Contract on the Joint Venture, we shall be jointly and severally liable and responsible for the execution of the Contract in accordance with Contract terms and conditions.
5 | We, hereby, declare that only the persons or firms interested in this proposal as principals are named here and that no other persons or firms other than those mentioned herein have any interest in this proposal or in the Contract to be entered into, if the award is made on us, that this proposal is made without any connection with any other person, firm or party likewise submitting a proposal is in all respects for and in good faith, without collusion or fraud.
Thanking you, we remain,
Yours faithfully,
For and on behalf of test
Signature :
Date : |  |  |  | Printed Name : | 0
Place : |  |  |  | Designation : | 0
Common Seal :
Please provide additional information of the Bidder
Business Address :
Country of Incorporation :
State/Province to be indicated :
Name of Principal Officer :
Address of Principal Officer :
Note: Bidders may note that no prescribed proforma has been enclosed for Attachment 2 : Power of Attorney. Bidders may use their own proforma for furnishing the required information with the bid.
* * *
Back to Cover Page

## Contracts-Template (hidden)
Exworks
| Total Ex-Works Price Direct |  |  |  |  | 0
| Total Ex-Works Price Bought Out |  |  |  |  | 0
| Total Ex-Works Price |  |  |  |  | 0
| Total Type Test charges as per Schedule-7 |  |  |  |  | #REF!
| Total Ex-works Price including Type Test charges |  |  |  |  | #REF!
Note : | Specify amount of Excise Duty, Sales Tax/'VAT and other taxes payable on the transaction between the Contractor and the Employer and octroi/entry tax as applicable for destination site/state on all items of supply including bought-out finished items (to be identified in the Contract), which shall be dispatched directly from the sub-vendor’s works to the Employer’s site (sale-in-transit), separately in Schedule-5. Excise Duty, Sales tax and other levies for all the bought-out items are to be included in the EXW Price (Col. No. 5) only and not to be indicated in Schedule-5.
^ | If the item(s) quoted/considered as "Bought-out" in the bid are manufactured at Bidder's works and confirmed to be supplied under “Direct transaction” by the bidder, then the taxes and duties on such items shall be paid/reimbursed by POWERGRID in line with the provisions of Bidding Documents. For this purpose, at the time of award, the Ex-works price (exclusive of taxes & duties) shall be arrived at from the quoted Ex-works price (inclusive of taxes ad duties) by excluding taxes and duties applicable on such items, as on date of Bid opening, in case of supplies from manufacturer proposed in the bid. During contract execution, the taxes and duties on such items shall be paid/reimbursed at actuals, limited to the rates prevailing on date of Bid opening.
Date : | --
Place : |  |  | Printed Name : |  | --
Designation :
FandI
| Total F&I Price |  |  |  |  | (=SUM(I16:I27))
Date : | (='Sch-1'!B43)
Place : | (='Sch-1'!B44) |  | Printed Name : | (='Sch-1'!E44)
|  |  | Designation : | (='Sch-1'!E45)
service
| Total Installaiton Charges | [5 empty] | #REF!
Date : | (='Sch-1'!B43)
Place : | (='Sch-1'!B44) |  | Printed Name : | (='Sch-1'!E44)
|  |  | Designation : | (='Sch-1'!E45)
Training
Date : | (=IF('Sch-1'!B43=0,"", 'Sch-1'!B43)) |  | (="Printed Name : " & IF('Sch-1'!E44=0,"",'Sch-1'!E44))
Place : | (=IF('Sch-1'!B44=0,"", 'Sch-1'!B44)) |  | (="Designation : " & IF('Sch-1'!E45=0,"",'Sch-1'!E45))
Type test
| TOTAL TYPE TEST CHARGES |  |  |  |  | (=SUM(I17:I18))
Date : | (='Sch-1'!B43) | (="Printed Name : " & 'Sch-1'!E44)
Place : | (='Sch-1'!B44) | (="Designation : " & 'Sch-1'!E45)
Note : | Bidder should indicate the name of test laboratories where type tests are proposed to be conducted
Direct
Bought-out

## N-W (Cr.) (hidden)
#REF! |  |  | 0 |  | #REF! |  |  | 0 |  |  | #REF!
#REF!
INR
#REF! |  |  |  |  | #REF! | [5 empty] | #N/A
#N/A
#REF! | #REF! |  | 0 |  | #REF! | #REF! |  | 0
#REF! | #REF! | #REF! | 0 |  | #REF! | #REF! | #REF! | 0
#REF! | #REF! | #REF! | 0 |  | #REF! | #REF! | #REF! | 0 |  | #REF! | 0 | 0 | 0 | 0 | #REF! | plus
#REF! | #REF! | #REF! | 0 |  | #REF! | #REF! | #REF! | 0 |  | #REF! | 0 | 0 | 0 | 1 | #REF!
#REF! | #REF! | #REF! | 0 |  | #REF! | #REF! | #REF! | 0 |  | #REF! | 0 | 0 | 1 | 0 | #REF!
#REF! | #REF! | #REF! | 0 |  | #REF! | #REF! | #REF! | 0 |  | #REF! | 0 | 0 | 1 | 1 | #REF!
[10 empty] | #REF! | 0 | 1 | 0 | 0 | #REF!
1 | One |  | 1 | One | 1 | One |  | 1 | One | #REF! | 0 | 1 | 0 | 1 | #REF!
2 | Two |  | 2 | Two | 2 | Two |  | 2 | Two | #REF! | 0 | 1 | 1 | 0 | #REF!
3 | Three |  | 3 | Three | 3 | Three |  | 3 | Three | #REF! | 0 | 1 | 1 | 1 | #REF!
4 | Four |  | 4 | Four | 4 | Four |  | 4 | Four | #REF! | 1 | 0 | 0 | 0 | #REF!
5 | Five |  | 5 | Five | 5 | Five |  | 5 | Five | #REF! | 1 | 0 | 0 | 1 | #REF!
6 | Six |  | 6 | Six | 6 | Six |  | 6 | Six | #REF! | 1 | 0 | 1 | 0 | #REF!
7 | Seven |  | 7 | Seven | 7 | Seven |  | 7 | Seven | #REF! | 1 | 0 | 1 | 1 | #REF!
8 | Eight |  | 8 | Eight | 8 | Eight |  | 8 | Eight | #REF! | 1 | 1 | 0 | 0 | #REF!
9 | Nine |  | 9 | Nine | 9 | Nine |  | 9 | Nine | #REF! | 1 | 1 | 0 | 1 | #REF!
10 | Ten |  | 10 | Ten | 10 | Ten |  | 10 | Ten | #REF! | 1 | 1 | 1 | 0 | #REF!
11 | Eleven |  | 11 | Eleven | 11 | Eleven |  | 11 | Eleven | #REF! | 1 | 1 | 1 | 1 | #REF!
12 | Twelve |  | 12 | Twelve | 12 | Twelve |  | 12 | Twelve
13 | Thirteen |  | 13 | Thirteen | 13 | Thirteen |  | 13 | Thirteen
14 | Fourteen |  | 14 | Fourteen | 14 | Fourteen |  | 14 | Fourteen
15 | Fifteen |  | 15 | Fifteen | 15 | Fifteen |  | 15 | Fifteen
16 | Sixteen |  | 16 | Sixteen | 16 | Sixteen |  | 16 | Sixteen | #REF! | 0 | 0 | 0 | 0 | #REF! | +
17 | Seventeen |  | 17 | Seventeen | 17 | Seventeen |  | 17 | Seventeen | #REF! | 0 | 0 | 0 | 1 | #REF! | /- +
18 | Eighteen |  | 18 | Eighteen | 18 | Eighteen |  | 18 | Eighteen | #REF! | 0 | 0 | 1 | 0 | #REF! | /-
19 | Nineteen |  | 19 | Nineteen | 19 | Nineteen |  | 19 | Nineteen | #REF! | 0 | 0 | 1 | 1 | #REF!
20 | Twenty |  | 20 | Twenty | 20 | Twenty |  | 20 | Twenty | #REF! | 0 | 1 | 0 | 0 | #REF!
21 | Twenty One |  | 21 | Twenty One | 21 | Twenty One |  | 21 | Twenty One | #REF! | 0 | 1 | 0 | 1 | #REF!
22 | Twenty Two |  | 22 | Twenty Two | 22 | Twenty Two |  | 22 | Twenty Two | #REF! | 0 | 1 | 1 | 0 | #REF!
23 | Twenty Three |  | 23 | Twenty Three | 23 | Twenty Three |  | 23 | Twenty Three | #REF! | 0 | 1 | 1 | 1 | #REF!
24 | Twenty Four |  | 24 | Twenty Four | 24 | Twenty Four |  | 24 | Twenty Four | #REF! | 1 | 0 | 0 | 0 | #REF!
25 | Twenty Five |  | 25 | Twenty Five | 25 | Twenty Five |  | 25 | Twenty Five | #REF! | 1 | 0 | 0 | 1 | #REF!
26 | Twenty Six |  | 26 | Twenty Six | 26 | Twenty Six |  | 26 | Twenty Six | #REF! | 1 | 0 | 1 | 0 | #REF!
27 | Twenty Seven |  | 27 | Twenty Seven | 27 | Twenty Seven |  | 27 | Twenty Seven | #REF! | 1 | 0 | 1 | 1 | #REF!
28 | Twenty Eight |  | 28 | Twenty Eight | 28 | Twenty Eight |  | 28 | Twenty Eight | #REF! | 1 | 1 | 0 | 0 | #REF!
29 | Twenty Nine |  | 29 | Twenty Nine | 29 | Twenty Nine |  | 29 | Twenty Nine | #REF! | 1 | 1 | 0 | 1 | #REF!
30 | Thirty |  | 30 | Thirty | 30 | Thirty |  | 30 | Thirty | #REF! | 1 | 1 | 1 | 0 | #REF!
31 | Thirty One |  | 31 | Thirty One | 31 | Thirty One |  | 31 | Thirty One | #REF! | 1 | 1 | 1 | 1 | #REF!
32 | Thirty Two |  | 32 | Thirty Two | 32 | Thirty Two |  | 32 | Thirty Two
33 | Thirty Three |  | 33 | Thirty Three | 33 | Thirty Three |  | 33 | Thirty Three
34 | Thirty Four |  | 34 | Thirty Four | 34 | Thirty Four |  | 34 | Thirty Four
35 | Thirty Fivr |  | 35 | Thirty Fivr | 35 | Thirty Fivr |  | 35 | Thirty Fivr
36 | Thirty Six |  | 36 | Thirty Six | 36 | Thirty Six |  | 36 | Thirty Six
37 | Thirty Seven |  | 37 | Thirty Seven | 37 | Thirty Seven |  | 37 | Thirty Seven
38 | Thirty Eight |  | 38 | Thirty Eight | 38 | Thirty Eight |  | 38 | Thirty Eight
39 | Thirty Nine |  | 39 | Thirty Nine | 39 | Thirty Nine |  | 39 | Thirty Nine
40 | Forty |  | 40 | Forty | 40 | Forty |  | 40 | Forty
41 | Forty One |  | 41 | Forty One | 41 | Forty One |  | 41 | Forty One
42 | Forty Two |  | 42 | Forty Two | 42 | Forty Two |  | 42 | Forty Two
43 | Forty Three |  | 43 | Forty Three | 43 | Forty Three |  | 43 | Forty Three
44 | Forty Four |  | 44 | Forty Four | 44 | Forty Four |  | 44 | Forty Four
45 | Forty Five |  | 45 | Forty Five | 45 | Forty Five |  | 45 | Forty Five
46 | Forty Six |  | 46 | Forty Six | 46 | Forty Six |  | 46 | Forty Six
47 | Forty Seven |  | 47 | Forty Seven | 47 | Forty Seven |  | 47 | Forty Seven
48 | Forty Eight |  | 48 | Forty Eight | 48 | Forty Eight |  | 48 | Forty Eight
49 | Forty Nine |  | 49 | Forty Nine | 49 | Forty Nine |  | 49 | Forty Nine
50 | Fifty |  | 50 | Fifty | 50 | Fifty |  | 50 | Fifty
51 | Fifty One |  | 51 | Fifty One | 51 | Fifty One |  | 51 | Fifty One
52 | Fifty Two |  | 52 | Fifty Two | 52 | Fifty Two |  | 52 | Fifty Two
53 | Fifty Three |  | 53 | Fifty Three | 53 | Fifty Three |  | 53 | Fifty Three
54 | Fifty Four |  | 54 | Fifty Four | 54 | Fifty Four |  | 54 | Fifty Four
55 | Fifty Five |  | 55 | Fifty Five | 55 | Fifty Five |  | 55 | Fifty Five
56 | Fifty Six |  | 56 | Fifty Six | 56 | Fifty Six |  | 56 | Fifty Six
57 | Fifty Seven |  | 57 | Fifty Seven | 57 | Fifty Seven |  | 57 | Fifty Seven
58 | Fifty Eight |  | 58 | Fifty Eight | 58 | Fifty Eight |  | 58 | Fifty Eight
59 | Fifty Nine |  | 59 | Fifty Nine | 59 | Fifty Nine |  | 59 | Fifty Nine
60 | Sixty |  | 60 | Sixty | 60 | Sixty |  | 60 | Sixty
61 | Sixty One |  | 61 | Sixty One | 61 | Sixty One |  | 61 | Sixty One
62 | Sixty Two |  | 62 | Sixty Two | 62 | Sixty Two |  | 62 | Sixty Two
63 | Sixty Three |  | 63 | Sixty Three | 63 | Sixty Three |  | 63 | Sixty Three
64 | Sixty Four |  | 64 | Sixty Four | 64 | Sixty Four |  | 64 | Sixty Four
65 | Sixty Five |  | 65 | Sixty Five | 65 | Sixty Five |  | 65 | Sixty Five
66 | Sixty Six |  | 66 | Sixty Six | 66 | Sixty Six |  | 66 | Sixty Six
67 | Sixty Seven |  | 67 | Sixty Seven | 67 | Sixty Seven |  | 67 | Sixty Seven
68 | Sixty Eight |  | 68 | Sixty Eight | 68 | Sixty Eight |  | 68 | Sixty Eight
69 | Sixty Nine |  | 69 | Sixty Nine | 69 | Sixty Nine |  | 69 | Sixty Nine
70 | Seventy |  | 70 | Seventy | 70 | Seventy |  | 70 | Seventy
71 | Seventy One |  | 71 | Seventy One | 71 | Seventy One |  | 71 | Seventy One
72 | Seventy Two |  | 72 | Seventy Two | 72 | Seventy Two |  | 72 | Seventy Two
73 | Seventy Three |  | 73 | Seventy Three | 73 | Seventy Three |  | 73 | Seventy Three
74 | Seventy Four |  | 74 | Seventy Four | 74 | Seventy Four |  | 74 | Seventy Four
75 | Seventy Five |  | 75 | Seventy Five | 75 | Seventy Five |  | 75 | Seventy Five
76 | Seventy Six |  | 76 | Seventy Six | 76 | Seventy Six |  | 76 | Seventy Six
77 | Seventy Seven |  | 77 | Seventy Seven | 77 | Seventy Seven |  | 77 | Seventy Seven
78 | Seventy Eight |  | 78 | Seventy Eight | 78 | Seventy Eight |  | 78 | Seventy Eight
79 | Seventy Nine |  | 79 | Seventy Nine | 79 | Seventy Nine |  | 79 | Seventy Nine
80 | Eighty |  | 80 | Eighty | 80 | Eighty |  | 80 | Eighty
81 | Eighty One |  | 81 | Eighty One | 81 | Eighty One |  | 81 | Eighty One
82 | Eighty Two |  | 82 | Eighty Two | 82 | Eighty Two |  | 82 | Eighty Two
83 | Eighty Three |  | 83 | Eighty Three | 83 | Eighty Three |  | 83 | Eighty Three
84 | Eighty Four |  | 84 | Eighty Four | 84 | Eighty Four |  | 84 | Eighty Four
85 | Eighty Five |  | 85 | Eighty Five | 85 | Eighty Five |  | 85 | Eighty Five
86 | Eighty Six |  | 86 | Eighty Six | 86 | Eighty Six |  | 86 | Eighty Six
87 | Eighty Seven |  | 87 | Eighty Seven | 87 | Eighty Seven |  | 87 | Eighty Seven
88 | Eighty Eight |  | 88 | Eighty Eight | 88 | Eighty Eight |  | 88 | Eighty Eight
89 | Eighty Nine |  | 89 | Eighty Nine | 89 | Eighty Nine |  | 89 | Eighty Nine
90 | Ninety |  | 90 | Ninety | 90 | Ninety |  | 90 | Ninety
91 | Ninety One |  | 91 | Ninety One | 91 | Ninety One |  | 91 | Ninety One
92 | Ninety Two |  | 92 | Ninety Two | 92 | Ninety Two |  | 92 | Ninety Two
93 | Ninety Three |  | 93 | Ninety Three | 93 | Ninety Three |  | 93 | Ninety Three
94 | Ninety Four |  | 94 | Ninety Four | 94 | Ninety Four |  | 94 | Ninety Four
95 | Ninety Five |  | 95 | Ninety Five | 95 | Ninety Five |  | 95 | Ninety Five
96 | Ninety Six |  | 96 | Ninety Six | 96 | Ninety Six |  | 96 | Ninety Six
97 | Ninety Seven |  | 97 | Ninety Seven | 97 | Ninety Seven |  | 97 | Ninety Seven
98 | Ninety Eight |  | 98 | Ninety Eight | 98 | Ninety Eight |  | 98 | Ninety Eight
99 | Ninety Nine |  | 99 | Ninety Nine | 99 | Ninety Nine |  | 99 | Ninety Nine
100 | One Hundred |  | 100 | One Hundred | 100 | One Hundred |  | 100 | One Hundred
BG VALUE:
#REF!
#REF!
#REF! | #REF!
#REF! | #REF! | #REF!
#REF! | #REF! | #REF!
#REF! | #REF! | #REF!
#REF! | #REF! | #REF!
#REF! | #REF! | #REF!
1 | One
2 | Two
3 | Three
4 | Four
5 | Five
6 | Six
7 | Seven
8 | Eight
9 | Nine
10 | Ten
11 | Eleven
12 | Twelve
13 | Thirteen
14 | Fourteen
15 | Fifteen
16 | Sixteen
17 | Seventeen
18 | Eighteen
19 | Nineteen
20 | Twenty
21 | Twenty One
22 | Twenty Two
23 | Twenty Three
24 | Twenty Four
25 | Twenty Five
26 | Twenty Six
27 | Twenty Seven
28 | Twenty Eight
29 | Twenty Nine
30 | Thirty
31 | Thirty One
32 | Thirty Two
33 | Thirty Three
34 | Thirty Four
35 | Thirty Fivr
36 | Thirty Six
37 | Thirty Seven
38 | Thirty Eight
39 | Thirty Nine
40 | Forty
41 | Forty One
42 | Forty Two
43 | Forty Three
44 | Forty Four
45 | Forty Five
46 | Forty Six
47 | Forty Seven
48 | Forty Eight
49 | Forty Nine
50 | Fifty
51 | Fifty One
52 | Fifty Two
53 | Fifty Three
54 | Fifty Four
55 | Fifty Five
56 | Fifty Six
57 | Fifty Seven
58 | Fifty Eight
59 | Fifty Nine
60 | Sixty
61 | Sixty One
62 | Sixty Two
63 | Sixty Three
64 | Sixty Four
65 | Sixty Five
66 | Sixty Six
67 | Sixty Seven
68 | Sixty Eight
69 | Sixty Nine
70 | Seventy
71 | Seventy One
72 | Seventy Two
73 | Seventy Three
74 | Seventy Four
75 | Seventy Five
76 | Seventy Six
77 | Seventy Seven
78 | Seventy Eight
79 | Seventy Nine
80 | Eighty
81 | Eighty One
82 | Eighty Two
83 | Eighty Three
84 | Eighty Four
85 | Eighty Five
86 | Eighty Six
87 | Eighty Seven
88 | Eighty Eight
89 | Eighty Nine
90 | Ninety
91 | Ninety One
92 | Ninety Two
93 | Ninety Three
94 | Ninety Four
95 | Ninety Five
96 | Ninety Six
97 | Ninety Seven
98 | Ninety Eight
99 | Ninety Nine
100 | One Hundred