## Basic (hidden)
Package Name | 66kV AIS Substation Package SS01 including Transformer for (a) 66/33kV Diglipur S/s (b) 66/33kV Mayabunder S/s (c) 66/33kV Rangat S/s (d) 66/11 kV Baratang S/s (e) 66/33kV Bambooflat S/s under “Interconnection work of North, Middle & South Andaman Island under RDSS in UT of Andaman & Nicobar Islands”.
Direct
Package Code | Package: SS01 | Bought-out
NIT/RFB No | NIT/RFB No.: CC/NT/W-AIS/DOM/A04/25/15517
Rev0

## Cover
Price Schedules | 66kV AIS Substation Package SS01 including Transformer for (a) 66/33kV Diglipur S/s (b) 66/33kV Mayabunder S/s (c) 66/33kV Rangat S/s (d) 66/11 kV Baratang S/s (e) 66/33kV Bambooflat S/s under “Interconnection work of North, Middle & South Andaman Island under RDSS in UT of Andaman & Nicobar Islands”. |  | Package: SS01
NIT/RFB No.: CC/NT/W-AIS/DOM/A04/25/15517
| 1 | Fill up only green shaded cells in Schedule-1 and Schedule-2
| 2 | All the cells in Schedule are auto filled, therefore no cell is required to be filled up there.
| 3 | Instructions / error messages, if any, will be displayed automatically after selecting the cell.
General guidelines for filling up the Price Schedules, Sch-1 to Sch-3

## Instructions (hidden)
General Instruction to the Bidders for filling up this workbook of Price Schedules for Package TW13
I | While filling up the worksheets following may please be observed :
| (i) | Fill up only green shaded cells.
| (ii) | Certain data type entries have been restricted, such as Numeric values or limits of numeric values.
| (iii) | Select only the options provided in pull down menus.
| (iv) | Do not link any cell of this work book with any other work book.
| (v) | Do not use copy & paste or cut & paste options for filling up the data.
| (vi) | Do not reformat any of the cell of the work book.
II | This Workbook consists of following worksheets :
Cover :
Opening page of the workbook.
Names of Bidder :
| ● | Select Sole Bidder or JV (Joint Venture) from the pull down menu. Do not leave this cell blank.
| ● | Select nos. of the JV Partners other than the Lead Partner from drop down menu.
| ● | In case of JV partners more than 2, enter details of 3rd & more partners along with details of 2nd partner.
| ● | Fill up names and address of the Sole Bidder and /or Joint Venture.
| ● | Fill up date in dd-mm-yyyy format from drop down menu.
| ● | Click for Sch-1 given at the right top of the worksheet to go to Sch-1.
Sch-1 (Ex-works Prices) :
| ● | Fill up unit rates for all the items in numeric values greater than 0 (zero). If unit rate is left blank, the corresponding item shall be deemed to be included in the total price.
| ● | Corresponding cell for mode of transaction shall be come enable only after filling up the unit rate, therefore first fill up the unit rate and then mode of transaction for the corresponding item.
| ● | Select either Direct or Bought-out from the drop down menu. Do not leave the cell blank the same shall be deemed to be Bought-out if the cell is left blank.
| ● | Total amount shall get calculated automatically.
| ● | Type Test charges shall appear automatically after filling up Sch-7 appropriately.
Sch-2 (Freight & Insurance Charges) :
| ● | Fill up unit rates for all the items in numeric values greater than 0 (zero). If unit rate is left blank, the corresponding item shall be deemed to be included in the total price.
| ● | Total amount shall get calculated automatically.
Sch-3 (Erection Charges) :
| ● | Fill up unit rates for all the items in numeric values greater than 0 (zero). If unit rate is left blank, the corresponding item shall be deemed to be included in the total price.
| ● | Total amount shall get calculated automatically.
Sch-4 (Training Charges) :
| ● | Not applicable, hence no cell is required to be filled up.
Sch-5 (Summary of Taxes and Duties applicable on the Goods) :
| ● | Fill up applicable rate of Excise Duty. The amount of Excise Duty on the items mentioned as Direct in the mode of transaction in Schedule-1 shall be calculated automatically at the rate mentioned by the bidder here.
| ● | Segregate and fill up the amount on which Sales Tax shall be applicable out of Ex-works supply items mentioned as direct in the mode of transaction in Schedule-1. Applicable Excise Duty on this amount will be calculated automatically at the rate mentioned by the bidder. Further, fill up the rate of applicable Sales Tax. Amount of Sales Tax shall be automatically calculated on the amount mentioned by the bidder as subjected to Sales Tax plus applicable Excise Duty at the rate mentioned by the Bidder.
| ● | Difference of total amount quoted by the bidder as Direct Transaction and the amount mentioned by him subjected to Sales Tax shall be considered as the amount on which VAT shall become applicable and the same shall be calculated & displayed automatically. Applicable Excise Duty on this amount at the rate mentioned by the bidder shall also be calculated & displayed automatically. Fill up the rate of applicable VAT. The amount of VAT shall be calculated automatically on the amount considered to be subjected to VAT plus applicable Excise Duty at the rate mentioned by the bidder here.
| ● | Amount as per details filled up by the bidder in the work sheets Entry Tax, Octroi and other Taxes & Duties shall be displayed in this work sheet Sch-5 but will not be added to the grand total and shall be considered as applicable.
| ● | Click at the links to go to the work sheets Entry Tax, Octroi and other Taxes & Duties one by one.
Entry Tax :
| ● | Fill the description, amount and rate of applicable Entry Tax. Total of this worksheet shall be displayed in Sch -5 (Taxes & Duties)
| ● | Click at the link to go back to Sch-5.
OCTROI :
| ● | Fill the description, amount and rate of applicable Octroi. Total of this worksheet shall be displayed in Sch -5 (Taxes & Duties)
| ● | Click at the link to go back to Sch-5.
Other Taxes & Duties :
| ● | Fill the description, amount and rate of applicable Other Taxes & Duties. Total of this worksheet shall be displayed in Sch -5 (Taxes & Duties)
| ● | Click at the link to go back to Sch-5.
Sch -6 :
| ● | Summary of all the Schedules without considering discount (mentioned in the work sheet discount) shall be displayed automatically.
| ● | No cell is required to be filled in by the bidder in this worksheet.
Sch-7 (Type Test Charges) :
| ● | Fill up the rates & location where type tests are proposed.
| ● | Total of this Sch-7 shall automatically appear in Sch-1.
Bid form 2nd Envelope :
| ● | Fill up ref. no. as bidder's ref no. of this letter.
| ● | This letter shall consider the net price as per Sch-6 (After Discount).
| ● | Fill up names & Designation of the representatives of other JV partner(s) if the bidder is JV (Joint Venture) .
| ● | Fill up additional information as required.
* * *
Happy Bidding !
Click to Proceed

## Names of Bidder
66kV AIS Substation Package SS01 including Transformer for (a) 66/33kV Diglipur S/s (b) 66/33kV Mayabunder S/s (c) 66/33kV Rangat S/s (d) 66/11 kV Baratang S/s (e) 66/33kV Bambooflat S/s under “Interconnection work of North, Middle & South Andaman Island under RDSS in UT of Andaman & Nicobar Islands”.
NIT/RFB No.: CC/NT/W-AIS/DOM/A04/25/15517 |  |  |  | Sole Bidder | 1
|  |  |  | JV (Joint Venture) | Other Partner
Enter following details of the bidder
Specify type of Bidder [Select from drop down menu] | Sole Bidder |  | 1 | 0
Other Partner
Name of Sole Bidder
Address of Sole Bidder
Name of other Partner - 1
Address of other Partner - 1
Name of other Partner - 2 (more, if any) | …….. …….. …….. …….. …….. ……..
Address of other Partner - 2 (more, if any) | …….. …….. …….. …….. …….. ……..
…….. …….. …….. …….. …….. ……..
…….. …….. …….. …….. …….. ……..
Printed Name
Designation
Date |  | 31
Place
Click for Sch-1

## Sch-1
NIT/RFB No.: CC/NT/W-AIS/DOM/A04/25/15517 | [13 empty] | Schedule-1
66kV AIS Substation Package SS01 including Transformer for (a) 66/33kV Diglipur S/s (b) 66/33kV Mayabunder S/s (c) 66/33kV Rangat S/s (d) 66/11 kV Baratang S/s (e) 66/33kV Bambooflat S/s under “Interconnection work of North, Middle & South Andaman Island under RDSS in UT of Andaman & Nicobar Islands”.
(SCHEDULE OF RATES AND PRICES)
BIDDER:
0 | [6 empty] | To | [21 empty] | 1
Bidder’s Name and Address (Sole Bidder) : | [6 empty] | POWERGRID CORPORATION OF INDIA LIMITED, | [21 empty] | 0
Name : | [6 empty] | Saudamini, Plot No. 2, Sector - 29, Gurgaon | [21 empty] | 0
Address : | [28 empty] | JOINT VENTURE OF 0 & 0
Supply of Plant (including Mandatory Spare Parts)
(All Prices are in Indian Rupees)
SI. No. | PR No | PR Line Item No | Activity Description | Material Code | GST payable on the price quoted if Contract is awarded (%) | Description of Goods | Unit | Qty. | Unit Ex- works price | Total Ex-Works Price (excluding GST) | Unit Price for inland transportation and other services required in India to convey the Goods to their final destination | Total Price for inland transportation and other services required in India to convey the Goods to their final destination (excluding GST) | GST payable on the price quoted if Contract is awarded | Total Price per line item | [5 empty] | INCLUDED
1 |  |  |  |  | 2 | 3 | 4 | 5 | 6 | 7=5x6 | 8 | 9=5x8 | 10=(7+9)x2 | 11=9+10+7 | [19 empty] | 29
A | 66/33kV Diglipur Ss | [13 empty] | GST on Ex works | GST on F&I | Total Ex works (exc GST) | Total F&I (exc GST) | [6 empty] | Rounded off UnitPrice | Total Corrected Price (excl. GST) | GST rate | GST @12% | GST @18% | GST @28% | GST amount @12% | GST amount @18% | GST amount @28%
1 | 7000035238 | 10 | Power Transformer | 1000015938 | 18 | Nitrogen injection type fire protection for 66kV transformer | SET | 2 |  | INCLUDED |  | INCLUDED | 0 | INCLUDED | 0 | 0 | 0 | 0 | 0 | 0 | 0 | 0 | 0 | 0 | 0 | 0 | 18 | 0 | 0 | 0 | 0 | 0 | 0
2 | 7000035238 | 20 | Power Transformer | 1000079824 | 18 | 15MVA,66/33 KV, 3-PHASE POWER TRANSFORMER EXCLUDING INSULATING OIL | EA | 2 |  | INCLUDED |  | INCLUDED | 0 | INCLUDED | 0 | 0 | 0 | 0
3 | 7000035238 | 30 | Power Transformer | 1000079826 | 18 | INSULATING OIL FOR 15MVA, 66/33KV, 3-PHASE POWER TRANSFORMER | SET | 2 |  | INCLUDED |  | INCLUDED | 0 | INCLUDED | 0 | 0 | 0 | 0
4 | 7000035238 | 40 | LT Transformer | 1000078177 | 18 | 160KVA, 33/.433KV, 3PH TRANSFORMER WITH CRGO CORE CU WINDING | EA | 2 |  | INCLUDED |  | INCLUDED | 0 | INCLUDED | 0 | 0 | 0 | 0
5 | 7000035238 | 50 | 72.5KVEquipments | 1000005039 | 18 | 72.5 kV, 1250A, 31.5 kA, 3-phase CircuitBreaker with support structure | EA | 4 |  | INCLUDED |  | INCLUDED | 0 | INCLUDED | 0 | 0 | 0 | 0
6 | 7000035238 | 120 | 72.5KVEquipments | 1000080070 | 18 | 72.5 KV, 600A, 31.5 KA, 1-PHASE CURRENT TRANSFORMER WITH 150% EXTENDEDCURRENT RATING | EA | 12 |  | INCLUDED |  | INCLUDED | 0 | INCLUDED | 0 | 0 | 0 | 0
7 | 7000035238 | 60 | 72.5KVEquipments | 1000005048 | 18 | 72.5 kV Voltage Transformer (1- Phase) | EA | 9 |  | INCLUDED |  | INCLUDED | 0 | INCLUDED | 0 | 0 | 0 | 0
8 | 7000035238 | 70 | 72.5KVEquipments | 1000005067 | 18 | 72.5 kV, 1250A, 31.5 KA, 3-Phase HDBIsolator with one E/S | EA | 3 |  | INCLUDED |  | INCLUDED | 0 | INCLUDED | 0 | 0 | 0 | 0
9 | 7000035238 | 80 | 72.5KVEquipments | 1000005037 | 18 | 72.5 kV, 1250A, 31.5 KA, 3-Phase HDBIsolator without E/s | EA | 5 |  | INCLUDED |  | INCLUDED | 0 | INCLUDED | 0 | 0 | 0 | 0
10 | 7000035238 | 90 | 72.5KVEquipments | 1000029252 | 18 | 60kV Surge Arrester (1-Phase) | EA | 9 |  | INCLUDED |  | INCLUDED | 0 | INCLUDED | 0 | 0 | 0 | 0
11 | 7000035238 | 100 | 72.5KVEquipments | 1000005030 | 18 | 72.5kV ,1 phase Bus Post Insulators | EA | 17 |  | INCLUDED |  | INCLUDED | 0 | INCLUDED | 0 | 0 | 0 | 0
12 | 7000035238 | 110 | 72.5KVEquipments | 1000025327 | 18 | Portable Discharge Rods | EA | 6 |  | INCLUDED |  | INCLUDED | 0 | INCLUDED | 0 | 0 | 0 | 0
13 | 7000035238 | 130 | 36kV Equipments | 1000020418 | 18 | 30kV Surge Arrester (1-Phase) | EA | 18 |  | INCLUDED |  | INCLUDED | 0 | INCLUDED | 0 | 0 | 0 | 0
14 | 7000035238 | 140 | 36kV Equipments | 1000002032 | 18 | 36kV, 1 phase Bus Post Insulators as per Technical Specification | EA | 6 |  | INCLUDED |  | INCLUDED | 0 | INCLUDED | 0 | 0 | 0 | 0
15 | 7000035238 | 150 | 36kV Equipments | 1000002095 | 18 | 36 kV, 630A, 25 KA, 3-Phase DoubleBreak Isolator with one E/S | EA | 6 |  | INCLUDED |  | INCLUDED | 0 | INCLUDED | 0 | 0 | 0 | 0
16 | 7000035238 | 160 | 36kV Equipments | 1000002038 | 18 | 36 kV (3-phase) Indoor Switch gear Panel for Bus Sectionaliser Module | SET | 1 |  | INCLUDED |  | INCLUDED | 0 | INCLUDED | 0 | 0 | 0 | 0
17 | 7000035238 | 170 | 36kV Equipments | 1000002104 | 18 | 36 kV,25 KA, 3-phase Indoor Switch gear Panel-Line Module | EA | 6 |  | INCLUDED |  | INCLUDED | 0 | INCLUDED | 0 | 0 | 0 | 0
18 | 7000035238 | 180 | 36kV Equipments | 1000002106 | 18 | 36 kV,25 KA, 3-phase Indoor Switch gear Panel-Transformer Module | EA | 2 |  | INCLUDED |  | INCLUDED | 0 | INCLUDED | 0 | 0 | 0 | 0
19 | 7000035238 | 190 | 36kV Equipments | 1000032789 | 18 | 36 KV,25 KA (3-PHASE) INDOOR SWITCH GEAR PANEL FOR LT TRANSFORMERMODULE | EA | 2 |  | INCLUDED |  | INCLUDED | 0 | INCLUDED | 0 | 0 | 0 | 0
20 | 7000035238 | 200 | Substation Auxiliary | 1000004313 | 18 | 415V Main Switchboard | SET | 1 |  | INCLUDED |  | INCLUDED | 0 | INCLUDED | 0 | 0 | 0 | 0
21 | 7000035238 | 210 | Substation Auxiliary | 1000004303 | 18 | 415V AC Distribution Board (ACDB) as per Technical Specification | SET | 1 |  | INCLUDED |  | INCLUDED | 0 | INCLUDED | 0 | 0 | 0 | 0
22 | 7000035238 | 220 | Substation Auxiliary | 1000004311 | 18 | 415V Main Lighting DB(along with 2 nos.25 kVA 415V/415V Lighting transformer) | SET | 1 |  | INCLUDED |  | INCLUDED | 0 | INCLUDED | 0 | 0 | 0 | 0
23 | 7000035238 | 230 | Substation Auxiliary | 1000004308 | 18 | 415V Emergency Lighting DB(along with 1no. 25kVA 415V/415V lightingtransformer) | SET | 1 |  | INCLUDED |  | INCLUDED | 0 | INCLUDED | 0 | 0 | 0 | 0
24 | 7000035238 | 240 | Substation Auxiliary | 1000000564 | 18 | 110 V DC Distribution Board(DCDB) | SET | 2 |  | INCLUDED |  | INCLUDED | 0 | INCLUDED | 0 | 0 | 0 | 0
25 | 7000035238 | 250 | Substation Auxiliary | 1000028342 | 18 | 110V, 250 Ah Battery | EA | 2 |  | INCLUDED |  | INCLUDED | 0 | INCLUDED | 0 | 0 | 0 | 0
26 | 7000035238 | 260 | Substation Auxiliary | 1000000580 | 18 | 110V, 60A/60A Float Cum Boost BatteryCharger | EA | 2 |  | INCLUDED |  | INCLUDED | 0 | INCLUDED | 0 | 0 | 0 | 0
27 | 7000035238 | 270 | Substation Auxiliary | 1000004765 | 18 | 48V, 200 Ah Battery | SET | 2 |  | INCLUDED |  | INCLUDED | 0 | INCLUDED | 0 | 0 | 0 | 0
28 | 7000035238 | 280 | Substation Auxiliary | 1000028345 | 18 | 48V, 70A/70A Float Cum Boost BatteryCharger cum DCDB | SET | 2 |  | INCLUDED |  | INCLUDED | 0 | INCLUDED | 0 | 0 | 0 | 0
29 | 7000035238 | 290 | Substation Auxiliary | 1000013502 | 18 | High wall type split AC unit of 2 TR capacity | EA | 10 |  | INCLUDED |  | INCLUDED | 0 | INCLUDED | 0 | 0 | 0 | 0
30 | 7000035238 | 300 | Substation Auxiliary | 1000079990 | 18 | 75 KVA DIESEL GENERATOR SET WITH CONTROL PANEL | EA | 1 |  | INCLUDED |  | INCLUDED | 0 | INCLUDED | 0 | 0 | 0 | 0
31 | 7000035238 | 310 | Substation Auxiliary | 1000025861 | 18 | Visual Monitoring System for Watch & Ward | SET | 1 |  | INCLUDED |  | INCLUDED | 0 | INCLUDED | 0 | 0 | 0 | 0
32 | 7000035238 | 320 | Relay & Protection Panel | 1000004964 | 18 | 66 kV Line Protection Panel (with Automation) | EA | 1 |  | INCLUDED |  | INCLUDED | 0 | INCLUDED | 0 | 0 | 0 | 0
33 | 7000035238 | 330 | Relay & Protection Panel | 1000004981 | 18 | 66 kV Transformer Protection Panel (For both HV & MV side)-(withAutomation) | EA | 2 |  | INCLUDED |  | INCLUDED | 0 | INCLUDED | 0 | 0 | 0 | 0
34 | 7000035238 | 340 | Relay & Protection Panel | 1000030956 | 18 | 66 KV PROTECTION PANEL FOR BUS SECTIONALIZER (WITH AUTOMATION) | EA | 1 |  | INCLUDED |  | INCLUDED | 0 | INCLUDED | 0 | 0 | 0 | 0
35 | 7000035238 | 350 | Relay & Protection Panel | 1000021642 | 18 | Time synchronisation equipment | EA | 1 |  | INCLUDED |  | INCLUDED | 0 | INCLUDED | 0 | 0 | 0 | 0
36 | 7000035238 | 360 | Relay & Protection Panel | 1000004965 | 18 | Complete Substation automation System for 66kV bay as per TechnicalSpecification | EA | 4 |  | INCLUDED |  | INCLUDED | 0 | INCLUDED | 0 | 0 | 0 | 0
37 | 7000035238 | 370 | Relay & Protection Panel | 1000018700 | 18 | Complete Substation automation System for controlling and monitoringof Auxilary System including BCUs as per technical specification | SET | 1 |  | INCLUDED |  | INCLUDED | 0 | INCLUDED | 0 | 0 | 0 | 0
38 | 7000035238 | 380 | Relay & Protection Panel | 1000002018 | 18 | Complete Substation automation System for 33kV bay as per TechnicalSpecification | EA | 11 |  | INCLUDED |  | INCLUDED | 0 | INCLUDED | 0 | 0 | 0 | 0
39 | 7000035238 | 390 | Fire Protection System | 1000012027 | 18 | 9litre water type Portable Fire extinguisher | EA | 4 |  | INCLUDED |  | INCLUDED | 0 | INCLUDED | 0 | 0 | 0 | 0
40 | 7000035238 | 400 | Fire Protection System | 1000012022 | 18 | 4.5 kg CO2 type Portable Fire extinguisher | EA | 10 |  | INCLUDED |  | INCLUDED | 0 | INCLUDED | 0 | 0 | 0 | 0
41 | 7000035238 | 410 | Fire Protection System | 1000028551 | 18 | Diesel Engine driven Hydrant system with Water tank, Pump Room, DGdriven pump, O/G & U/G piping, hydrant points for transformers,buildings, store yard and accessories etc. | LS | 1 |  | INCLUDED |  | INCLUDED | 0 | INCLUDED | 0 | 0 | 0 | 0
42 | 7000035238 | 420 | Fire Protection System | 1000012026 | 18 | 6Kg dry chemical powered type Portable Fire extinguisher | EA | 6 |  | INCLUDED |  | INCLUDED | 0 | INCLUDED | 0 | 0 | 0 | 0
43 | 7000035238 | 430 | Fire Protection System | 1000049665 | 18 | 60 LITRE FOAM TYPE TROLLEY/WHEEL MOUNTED FIRE EXTINGUISHER | SET | 2 |  | INCLUDED |  | INCLUDED | 0 | INCLUDED | 0 | 0 | 0 | 0
44 | 7000035238 | 440 | Fire Protection System | 1000030636 | 18 | FIRE DETECTION AND ALARM SYSTEM FOR CONTROL ROOM BUILDING Â (66KV) | LS | 1 |  | INCLUDED |  | INCLUDED | 0 | INCLUDED | 0 | 0 | 0 | 0
45 | 7000035238 | 450 | Illumination System | 1000014547 | 18 | Lighting Panel type ACP-2 as per technical specification | EA | 3 |  | INCLUDED |  | INCLUDED | 0 | INCLUDED | 0 | 0 | 0 | 0
46 | 7000035238 | 460 | Illumination System | 1000014548 | 18 | Lighting Panel type ACP-3 as per technical specification | EA | 2 |  | INCLUDED |  | INCLUDED | 0 | INCLUDED | 0 | 0 | 0 | 0
47 | 7000035238 | 470 | Illumination System | 1000038387 | 18 | LED FLOOD LIGHT LUMINARIESTYPE FL-1 (150W) AS PER TECHNICALSPECIFICATION | EA | 10 |  | INCLUDED |  | INCLUDED | 0 | INCLUDED | 0 | 0 | 0 | 0
48 | 7000035238 | 480 | Illumination System | 1000038325 | 18 | LIGHTING FIXTURE LED LUMINAIRES TYPE FL2 AS PER TECH. SPECIFICATIONS | EA | 20 |  | INCLUDED |  | INCLUDED | 0 | INCLUDED | 0 | 0 | 0 | 0
49 | 7000035238 | 490 | Illumination System | 1000038385 | 18 | FIRE WALL MOUNTED LED LUMINARIE TYPE FL-2 (250W) | EA | 4 |  | INCLUDED |  | INCLUDED | 0 | INCLUDED | 0 | 0 | 0 | 0
50 | 7000035238 | 500 | Illumination System | 1000038389 | 18 | LED STREET LIGHT LUMINAIRE TYPE SL-L1 (= 45W)AS PER TECHNICALSPECIFICATION | EA | 20 |  | INCLUDED |  | INCLUDED | 0 | INCLUDED | 0 | 0 | 0 | 0
51 | 7000035238 | 510 | Illumination System | 1000038397 | 18 | TYPE L1 STREET LIGHTING POLE OF 6 METER AS PER TECHNICALSPECIFICATION. | EA | 20 |  | INCLUDED |  | INCLUDED | 0 | INCLUDED | 0 | 0 | 0 | 0
52 | 7000035238 | 520 | Illumination System | 1000038041 | 18 | LIGHTING FIXTURE LED LUMINAIRES TYPE SL-D1 AS PER TECH. SPECIFICATIONS | EA | 10 |  | INCLUDED |  | INCLUDED | 0 | INCLUDED | 0 | 0 | 0 | 0
53 | 7000035238 | 530 | Illumination System | 1000038396 | 18 | TYPE D1 POST TOP LANTERN POLE OF 4 METER AS PER TECHNICALSPECIFICATION. | EA | 10 |  | INCLUDED |  | INCLUDED | 0 | INCLUDED | 0 | 0 | 0 | 0
54 | 7000035238 | 540 | Illumination System | 1000004952 | 18 | 63A, 415V : Interlocked switch socket outdoor Receptacle (type RP) asper technical specifications | EA | 2 |  | INCLUDED |  | INCLUDED | 0 | INCLUDED | 0 | 0 | 0 | 0
55 | 7000035238 | 550 | Illumination System | 1000034867 | 18 | CONTROL ROOM CUM ADMINISTRATIVE BUILDING (66KV) ILLUMINATIONINCLUDINGCONDUIT | LS | 1 |  | INCLUDED |  | INCLUDED | 0 | INCLUDED | 0 | 0 | 0 | 0
56 | 7000035238 | 560 | Illumination System | 1000030002 | 18 | Fire fighting pumphouse building illimunation including conduit | LS | 1 |  | INCLUDED |  | INCLUDED | 0 | INCLUDED | 0 | 0 | 0 | 0
57 | 7000035238 | 570 | Illumination System | 1000030151 | 18 | Security Room Illumination including conduit | LS | 1 |  | INCLUDED |  | INCLUDED | 0 | INCLUDED | 0 | 0 | 0 | 0
58 | 7000035238 | 580 | Illumination System | 1000024515 | 18 | Cartwheel Mounted Aluminium Ladder as Per Technical Specification | EA | 1 |  | INCLUDED |  | INCLUDED | 0 | INCLUDED | 0 | 0 | 0 | 0
59 | 7000035238 | 590 | Illumination System | 1000025538 | 18 | Self Supported Aluminium Ladder as Per Technical Specification | EA | 1 |  | INCLUDED |  | INCLUDED | 0 | INCLUDED | 0 | 0 | 0 | 0
60 | 7000035238 | 600 | Illumination System | 1000001894 | 18 | Outdoor Power Receptacle for oilfiltration unit (250A) | EA | 2 |  | INCLUDED |  | INCLUDED | 0 | INCLUDED | 0 | 0 | 0 | 0
61 | 7000035238 | 610 | Structure & Main Earthmat | 1000032055 | 18 | 40 MM MS ROD FOR MAIN EARTHMAT | KM | 4 |  | INCLUDED |  | INCLUDED | 0 | INCLUDED | 0 | 0 | 0 | 0
62 | 7000035238 | 620 | Erection H/W | 1000011339 | 18 | Erection Hardware for 66kV layout (Bus Scheme as per SLD)-Line Bay asper technical specification | SET | 1 |  | INCLUDED |  | INCLUDED | 0 | INCLUDED | 0 | 0 | 0 | 0
63 | 7000035238 | 630 | Erection H/W | 1000011340 | 18 | Erection Hardware for 66kV layout (Bus Scheme as per SLD)- TransformerBay as per technical specification | SET | 2 |  | INCLUDED |  | INCLUDED | 0 | INCLUDED | 0 | 0 | 0 | 0
64 | 7000035238 | 640 | Erection H/W | 1000011337 | 18 | Erection Hardware for 66kV layout (Bus Scheme as per SLD)-Bus sectionbay as per technical specification | SET | 1 |  | INCLUDED |  | INCLUDED | 0 | INCLUDED | 0 | 0 | 0 | 0
65 | 7000035238 | 650 | Erection H/W | 1000011288 | 18 | Erection Hardware for the 33kV layout (Bus Scheme as per SLD)-Line Bayas per technical specification | SET | 6 |  | INCLUDED |  | INCLUDED | 0 | INCLUDED | 0 | 0 | 0 | 0
66 | 7000035238 | 660 | Erection H/W | 1000032412 | 18 | ERECTION HARDWARE FOR AUXILIARY LT TRANSFORMER | SET | 2 |  | INCLUDED |  | INCLUDED | 0 | INCLUDED | 0 | 0 | 0 | 0
67 | 7000035238 | 670 | Erection H/W | 1000011289 | 18 | Erection Hardware for the 33kV layout (Bus Scheme as perSLD)-Transformer Bay as per technical specification | SET | 2 |  | INCLUDED |  | INCLUDED | 0 | INCLUDED | 0 | 0 | 0 | 0
68 | 7000035238 | 680 | Erection H/W | 1000011344 | 18 | Erection Hardware for 66kV layout (Bus Scheme as per SLD)-Bus work(For two bays) as per technical specification | SET | 2 |  | INCLUDED |  | INCLUDED | 0 | INCLUDED | 0 | 0 | 0 | 0
69 | 7000035238 | 690 | Cables | 1000000444 | 18 | 1.1kV grade Power Cables (XLPEinsulated) along withlugs,glands,straight joints &accessories,etc. | LS | 1 |  | INCLUDED |  | INCLUDED | 0 | INCLUDED | 0 | 0 | 0 | 0
70 | 7000035238 | 700 | Cables | 1000000443 | 18 | 1.1kV grade Power Cables (PVCinsulated)along withlugs,glands,straight joints &accessories,etc. | LS | 1 |  | INCLUDED |  | INCLUDED | 0 | INCLUDED | 0 | 0 | 0 | 0
71 | 7000035238 | 710 | Cables | 1000000442 | 18 | 1.1kV grade Control Cables (PVCinsulated) along withlugs,glands,straight joints &accessories,etc. | LS | 1 |  | INCLUDED |  | INCLUDED | 0 | INCLUDED | 0 | 0 | 0 | 0
72 | 7000035238 | 720 | Cables | 1000029075 | 18 | 33kV XLPE cable Termination Equipment along with structure &accessories for out door termination (one set consists of completerequirement for one bay) | SET | 10 |  | INCLUDED |  | INCLUDED | 0 | INCLUDED | 0 | 0 | 0 | 0
73 | 7000035238 | 730 | Cables | 1000080309 | 18 | 33 KV 3CX400 SQ.MM ALUMINIUM, ARMOURED XLPE CABLE | KM | 1.8 |  | INCLUDED |  | INCLUDED | 0 | INCLUDED | 0 | 0 | 0 | 0
74 | 7000035238 | 860 | Telecom Eqpt Supply Dilipur | 1000031367 | 18 | SDH EQUIPMENT (STM-16 MADM UPTO 5 MSP PROTECTED DIRECTIONS)-BASEEQUIPMENT (COMMON CARDS, CROSS CONNECT/CONTROL CARDS, OPTICAL BASECARDS, POWER SUPPLY CARDS, POWER CABLING, OTHER HARDWARE ANDACCESSORIES INCLUDING SUB RACKS, PATCH CORD, DDF ETC FULLY EQUIPEDEXCLUDING OPTICAL INTERFACE & TRIBUTARY CARDS | EA | 1 |  | INCLUDED |  | INCLUDED | 0 | INCLUDED | 0 | 0 | 0 | 0
75 | 7000035238 | 870 | Telecom Eqpt Supply Dilipur | 1000014273 | 18 | L16.2 SFP | EA | 2 |  | INCLUDED |  | INCLUDED | 0 | INCLUDED | 0 | 0 | 0 | 0
76 | 7000035238 | 880 | Telecom Eqpt Supply Dilipur | 1000031374 | 18 | TRIBUTARY INTERFACE- E1 INTERFACE (MINIMUM 16 NOS.) | SET | 2 |  | INCLUDED |  | INCLUDED | 0 | INCLUDED | 0 | 0 | 0 | 0
77 | 7000035238 | 890 | Telecom Eqpt Supply Dilipur | 1000034950 | 18 | ETHERNET INTERFACE 10/100 BASE T WITH LAYER-2 SWITCHING (MIN 8INTERFACES PER CARD) | EA | 2 |  | INCLUDED |  | INCLUDED | 0 | INCLUDED | 0 | 0 | 0 | 0
78 | 7000035238 | 900 | Telecom Eqpt Supply Dilipur | 1000031381 | 18 | TRIBUTARY INTERFACE-GIGABIT ETHERNET INTERFACES 10/100 MBPS WITH LAYER-2 SWITCHING (MINIMUM 2 NOS.) | SET | 1 |  | INCLUDED |  | INCLUDED | 0 | INCLUDED | 0 | 0 | 0 | 0
79 | 7000035238 | 910 | Telecom Eqpt Supply Dilipur | 1000026228 | 18 | Equipment Cabinets For SDH | EA | 1 |  | INCLUDED |  | INCLUDED | 0 | INCLUDED | 0 | 0 | 0 | 0
80 | 7000035238 | 920 | Telecom Eqpt Supply Dilipur | 1000028495 | 18 | NMS- CRAFT TERMINAL-HARDWARE | EA | 1 |  | INCLUDED |  | INCLUDED | 0 | INCLUDED | 0 | 0 | 0 | 0
81 | 7000035238 | 930 | Telecom Eqpt Supply Dilipur | 1000028265 | 18 | Software for Craft Terminal | EA | 1 |  | INCLUDED |  | INCLUDED | 0 | INCLUDED | 0 | 0 | 0 | 0
82 | 7000035238 | 940 | Telecom Eqpt Supply Dilipur | 1000034998 | 18 | VOIP TELEPHONE INSTRUMENT WITH ONE COMMON SWITCH (MIN. 8 PORT) | EA | 2 |  | INCLUDED |  | INCLUDED | 0 | INCLUDED | 0 | 0 | 0 | 0
83 | 7000035238 | 950 | Telecom Eqpt Supply Dilipur | 1000037546 | 18 | 48F (DWSM) APPROACH FIBRE OPTIC CABLE | KM | 0.5 |  | INCLUDED |  | INCLUDED | 0 | INCLUDED | 0 | 0 | 0 | 0
84 | 7000035238 | 960 | Telecom Eqpt Supply Dilipur | 1000066614 | 18 | GI PIPE INSTALLATION HARDWARE FOR APPROACH CABLING | KM | 0.5 |  | INCLUDED |  | INCLUDED | 0 | INCLUDED | 0 | 0 | 0 | 0
85 | 7000035238 | 970 | Telecom Eqpt Supply Dilipur | 1000066612 | 18 | GI ELBOW INSTALLATION HARDWARE FOR APPROAH CABLING | EA | 5 |  | INCLUDED |  | INCLUDED | 0 | INCLUDED | 0 | 0 | 0 | 0
86 | 7000035238 | 980 | Telecom Eqpt Supply Dilipur | 1000066613 | 18 | GI FLEXIBLE CONDUIT INSTALLATION HARDWARE FOR APPROAH CABLING | EA | 4 |  | INCLUDED |  | INCLUDED | 0 | INCLUDED | 0 | 0 | 0 | 0
87 | 7000035238 | 990 | Telecom Eqpt Supply Dilipur | 1000023471 | 18 | OPGW Fibre Optic Distribution Panel (FODP): Indoor Type: 96F | EA | 1 |  | INCLUDED |  | INCLUDED | 0 | INCLUDED | 0 | 0 | 0 | 0
88 | 7000035238 | 1000 | Telecom Eqpt Supply Dilipur | 1000031386 | 18 | NETWORK MANAGER & ELEMENT MANAGER SYSTEM - HARDWARE | SET | 1 |  | INCLUDED |  | INCLUDED | 0 | INCLUDED | 0 | 0 | 0 | 0
89 | 7000035238 | 1010 | Telecom Eqpt Supply Dilipur | 1000031387 | 18 | NETWORK MANAGER & ELEMENT MANAGER SYSTEM - SOFTWARE | SET | 1 |  | INCLUDED |  | INCLUDED | 0 | INCLUDED | 0 | 0 | 0 | 0
90 | 7000035238 | 1020 | Telecom Eqpt Supply Dilipur | 1000031380 | 18 | FURNITURE FOR NMS HARDWARE | SET | 1 |  | INCLUDED |  | INCLUDED | 0 | INCLUDED | 0 | 0 | 0 | 0
91 | 7000035238 | 1030 | Telecom Eqpt Spare Dilipur | 1000031369 | 18 | SDH EQUIPMENT (STM-16 MADM UPTO 5 MSP PROTECTED DIRECTIONS)-COMMONCARDS, CROSS-CONNECT/CONTROL CARDS, OPTICAL BASE CARD, POWER SUPPLYCARDS, POWER CABLING, OTHER HARDWARE & ACCESSORIES (EACH). | SET | 1 |  | INCLUDED |  | INCLUDED | 0 | INCLUDED | 0 | 0 | 0 | 0
92 | 7000035238 | 1040 | Telecom Eqpt Spare Dilipur | 1000018706 | 18 | S16.1 SFP | EA | 1 |  | INCLUDED |  | INCLUDED | 0 | INCLUDED | 0 | 0 | 0 | 0
93 | 7000035238 | 1050 | Telecom Eqpt Spare Dilipur | 1000014273 | 18 | L16.2 SFP | EA | 1 |  | INCLUDED |  | INCLUDED | 0 | INCLUDED | 0 | 0 | 0 | 0
94 | 7000035238 | 1060 | Telecom Eqpt Spare Dilipur | 1000031374 | 18 | TRIBUTARY INTERFACE- E1 INTERFACE (MINIMUM 16 NOS.) | SET | 1 |  | INCLUDED |  | INCLUDED | 0 | INCLUDED | 0 | 0 | 0 | 0
95 | 7000035238 | 1070 | Telecom Eqpt Spare Dilipur | 1000034950 | 18 | ETHERNET INTERFACE 10/100 BASE T WITH LAYER-2 SWITCHING (MIN 8INTERFACES PER CARD) | EA | 1 |  | INCLUDED |  | INCLUDED | 0 | INCLUDED | 0 | 0 | 0 | 0
96 | 7000035238 | 1080 | Telecom Eqpt Spare Dilipur | 1000031381 | 18 | TRIBUTARY INTERFACE-GIGABIT ETHERNET INTERFACES 10/100 MBPS WITH LAYER-2 SWITCHING (MINIMUM 2 NOS.) | SET | 1 |  | INCLUDED |  | INCLUDED | 0 | INCLUDED | 0 | 0 | 0 | 0
97 | 7000035238 | 1090 | Telecom Eqpt Spare Dilipur | 1000031398 | 18 | PRE CONNECTORIZED OPTICAL FIBER PATCH CORDS(10 MTRS) â€“ PACK OF SIXPATCH CORDS | SET | 5 |  | INCLUDED |  | INCLUDED | 0 | INCLUDED | 0 | 0 | 0 | 0
98 | 7000035238 | 1100 | Telecom Eqpt Spare Dilipur | 1000037546 | 18 | 48F (DWSM) APPROACH FIBRE OPTIC CABLE | KM | 0.5 |  | INCLUDED |  | INCLUDED | 0 | INCLUDED | 0 | 0 | 0 | 0
99 | 7000035238 | 1110 | Telecom Eqpt Spare Dilipur | 1000066614 | 18 | GI PIPE INSTALLATION HARDWARE FOR APPROACH CABLING | KM | 0.5 |  | INCLUDED |  | INCLUDED | 0 | INCLUDED | 0 | 0 | 0 | 0
100 | 7000035238 | 1120 | Telecom Eqpt Spare Dilipur | 1000066612 | 18 | GI ELBOW INSTALLATION HARDWARE FOR APPROAH CABLING | EA | 1 |  | INCLUDED |  | INCLUDED | 0 | INCLUDED | 0 | 0 | 0 | 0
101 | 7000035238 | 1130 | Telecom Eqpt Spare Dilipur | 1000066613 | 18 | GI FLEXIBLE CONDUIT INSTALLATION HARDWARE FOR APPROAH CABLING | EA | 1 |  | INCLUDED |  | INCLUDED | 0 | INCLUDED | 0 | 0 | 0 | 0
102 | 7000035238 | 1140 | Telecom Eqpt Spare Dilipur | 1000032570 | 18 | OPTICALÂ INTERFACEÂ SFP L4.2 | EA | 1 |  | INCLUDED |  | INCLUDED | 0 | INCLUDED | 0 | 0 | 0 | 0
103 | 7000035238 | 1150 | Telecom Eqpt Spare Dilipur | 1000031414 | 18 | OPTICAL INTERFACE/SFP-V4.2 | EA | 1 |  | INCLUDED |  | INCLUDED | 0 | INCLUDED | 0 | 0 | 0 | 0
104 | 7000035238 | 1160 | Telecom Eqpt Spare Dilipur | 1000023721 | 18 | SFP S4.1 | EA | 1 |  | INCLUDED |  | INCLUDED | 0 | INCLUDED | 0 | 0 | 0 | 0
105 | 7000035238 | 1200 | Non-Standard structures-Supply | 1000015954 | 18 | Fabrication, galvanising and supply of Lattice Structures (MS Steel),to be designed during detailed engineering, for towers, beams andequipment support structure including pack plates / packwashers andgusset plates excluding fasteners and foundation bolts | MT | 102 |  | INCLUDED |  | INCLUDED | 0 | INCLUDED | 0 | 0 | 0 | 0
106 | 7000035238 | 1210 | Non-Standard structures-Supply | 1000011713 | 18 | Fabrication, galvanising and supply of fasteners ( nuts, bolts andwashers ) including step bolts for lattice and pipe structures to bedesigned during detailed engineering | MT | 7 |  | INCLUDED |  | INCLUDED | 0 | INCLUDED | 0 | 0 | 0 | 0
107 | 7000035238 | 1220 | Non-Standard structures-Supply | 1000012373 | 18 | Fabrication, galvanising and supply of foundation bolts including nuts,checknut and washers for lattice and pipe structures to be designedduring detailed engineering | MT | 8 |  | INCLUDED |  | INCLUDED | 0 | INCLUDED | 0 | 0 | 0 | 0
108 | 7000035238 | 1380 | Mandatory spares | 1000080310 | 18 | SPARES FOR 15MVA, 66/33KV POWER TRANSFORMER | LS | 1 |  | INCLUDED |  | INCLUDED | 0 | INCLUDED | 0 | 0 | 0 | 0
109 | 7000035238 | 1230 | Mandatory spares | 1000030655 | 18 | SPARES FOR 72.5 KV BPI | EA | 1 |  | INCLUDED |  | INCLUDED | 0 | INCLUDED | 0 | 0 | 0 | 0
110 | 7000035238 | 1240 | Mandatory spares | 1000028117 | 18 | Spare for 72.5kV Circuit Breaker | LS | 1 |  | INCLUDED |  | INCLUDED | 0 | INCLUDED | 0 | 0 | 0 | 0
111 | 7000035238 | 1250 | Mandatory spares | 1000030960 | 18 | SPARES FOR 72.5 KV CURRENT TRANSFORMER | LS | 1 |  | INCLUDED |  | INCLUDED | 0 | INCLUDED | 0 | 0 | 0 | 0
112 | 7000035238 | 1260 | Mandatory spares | 1000030961 | 18 | SPARES FOR 72.5 KV POTENTIAL TRANSFORMER | LS | 1 |  | INCLUDED |  | INCLUDED | 0 | INCLUDED | 0 | 0 | 0 | 0
113 | 7000035238 | 1270 | Mandatory spares | 1000030730 | 18 | SPARES FOR 72.5 KV ISOLATOR | LS | 1 |  | INCLUDED |  | INCLUDED | 0 | INCLUDED | 0 | 0 | 0 | 0
114 | 7000035238 | 1280 | Mandatory spares | 1000030729 | 18 | SPARE FOR 60 KV SURGE ARRESTOR | LS | 1 |  | INCLUDED |  | INCLUDED | 0 | INCLUDED | 0 | 0 | 0 | 0
115 | 7000035238 | 1290 | Mandatory spares | 1000019912 | 18 | Relay & protection Panels (with automation) | LS | 1 |  | INCLUDED |  | INCLUDED | 0 | INCLUDED | 0 | 0 | 0 | 0
116 | 7000035238 | 1300 | Mandatory spares | 1000019927 | 18 | Spares-Substation Automation System | LS | 1 |  | INCLUDED |  | INCLUDED | 0 | INCLUDED | 0 | 0 | 0 | 0
117 | 7000035238 | 1310 | Mandatory spares | 1000029030 | 18 | Spares fpr 110V Battery Charger | LS | 1 |  | INCLUDED |  | INCLUDED | 0 | INCLUDED | 0 | 0 | 0 | 0
118 | 7000035238 | 1320 | Mandatory spares | 1000019921 | 18 | Spares fpr 48V Battery Charger | LS | 1 |  | INCLUDED |  | INCLUDED | 0 | INCLUDED | 0 | 0 | 0 | 0
119 | 7000035238 | 1330 | Mandatory spares | 1000028782 | 18 | SPARE-INDOORSW.GEAR PANEL | LS | 1 |  | INCLUDED |  | INCLUDED | 0 | INCLUDED | 0 | 0 | 0 | 0
120 | 7000035238 | 1340 | Mandatory spares | 1000024185 | 18 | SPARES-30KV SURGE ARRESTER | LS | 1 |  | INCLUDED |  | INCLUDED | 0 | INCLUDED | 0 | 0 | 0 | 0
121 | 7000035238 | 1350 | Mandatory spares | 1000019917 | 18 | Spares for 36kV Double break Isolator | LS | 1 |  | INCLUDED |  | INCLUDED | 0 | INCLUDED | 0 | 0 | 0 | 0
122 | 7000035238 | 1360 | Mandatory spares | 1000019915 | 18 | Spares for DG set | LS | 1 |  | INCLUDED |  | INCLUDED | 0 | INCLUDED | 0 | 0 | 0 | 0 | 0 | 0 | 0 | 0 | 0 | 0 | 0 | 0 | 18 | 0 | 0 | 0 | 0 | 0 | 0
123 | 7000035238 | 1370 | Mandatory spares | 1000019916 | 18 | Spares for 33/0.433kV LT Transformer | LS | 1 |  | INCLUDED |  | INCLUDED | 0 | INCLUDED | 0 | 0 | 0 | 0 | 0 | 0 | 0 | 0 | 0 | 0 | 0 | 0 | 18 | 0 | 0 | 0 | 0 | 0 | 0
B | 66/33kV Mayabunder | [13 empty] | GST on Ex works | GST on F&I | Total Ex works (exc GST) | Total F&I (exc GST) | [6 empty] | Rounded off UnitPrice | Total Corrected Price (excl. GST) | GST rate | GST @12% | GST @18% | GST @28% | GST amount @12% | GST amount @18% | GST amount @28%
1 | 7000035238 | 1390 | Power Transformer | 1000015938 | 18 | Nitrogen injection type fire protection for 66kV transformer | SET | 2 |  | INCLUDED |  | INCLUDED | 0 | INCLUDED | 0 | 0 | 0 | 0 | 0 | 0 | 0 | 0 | 0 | 0 | 0 | 0 | 18 | 0 | 0 | 0 | 0 | 0 | 0
2 | 7000035238 | 1400 | Power Transformer | 1000079824 | 18 | 15MVA,66/33 KV, 3-PHASE POWER TRANSFORMER EXCLUDING INSULATING OIL | EA | 2 |  | INCLUDED |  | INCLUDED | 0 | INCLUDED | 0 | 0 | 0 | 0 | 0 | 0 | 0 | 0 | 0 | 0 | 0 | 0 | 18 | 0 | 0 | 0 | 0 | 0 | 0
3 | 7000035238 | 1410 | Power Transformer | 1000079826 | 18 | INSULATING OIL FOR 15MVA, 66/33KV, 3-PHASE POWER TRANSFORMER | SET | 2 |  | INCLUDED |  | INCLUDED | 0 | INCLUDED | 0 | 0 | 0 | 0 | 0 | 0 | 0 | 0 | 0 | 0 | 0 | 0 | 18 | 0 | 0 | 0 | 0 | 0 | 0
4 | 7000035238 | 1420 | LT Transformer | 1000078177 | 18 | 160KVA, 33/.433KV, 3PH TRANSFORMER WITH CRGO CORE CU WINDING | EA | 2 |  | INCLUDED |  | INCLUDED | 0 | INCLUDED | 0 | 0 | 0 | 0 | 0 | 0 | 0 | 0 | 0 | 0 | 0 | 0 | 18 | 0 | 0 | 0 | 0 | 0 | 0
5 | 7000035238 | 1430 | 72.5KVEquipments | 1000005039 | 18 | 72.5 kV, 1250A, 31.5 kA, 3-phase CircuitBreaker with support structure | EA | 5 |  | INCLUDED |  | INCLUDED | 0 | INCLUDED | 0 | 0 | 0 | 0 | 0 | 0 | 0 | 0 | 0 | 0 | 0 | 0 | 18 | 0 | 0 | 0 | 0 | 0 | 0
6 | 7000035238 | 1500 | 72.5KVEquipments | 1000080070 | 18 | 72.5 KV, 600A, 31.5 KA, 1-PHASE CURRENT TRANSFORMER WITH 150% EXTENDEDCURRENT RATING | EA | 15 |  | INCLUDED |  | INCLUDED | 0 | INCLUDED | 0 | 0 | 0 | 0 | 0 | 0 | 0 | 0 | 0 | 0 | 0 | 0 | 18 | 0 | 0 | 0 | 0 | 0 | 0
7 | 7000035238 | 1440 | 72.5KVEquipments | 1000005048 | 18 | 72.5 kV Voltage Transformer (1- Phase) | EA | 12 |  | INCLUDED |  | INCLUDED | 0 | INCLUDED | 0 | 0 | 0 | 0 | 0 | 0 | 0 | 0 | 0 | 0 | 0 | 0 | 18 | 0 | 0 | 0 | 0 | 0 | 0
8 | 7000035238 | 1450 | 72.5KVEquipments | 1000005067 | 18 | 72.5 kV, 1250A, 31.5 KA, 3-Phase HDBIsolator with one E/S | EA | 4 |  | INCLUDED |  | INCLUDED | 0 | INCLUDED | 0 | 0 | 0 | 0 | 0 | 0 | 0 | 0 | 0 | 0 | 0 | 0 | 18 | 0 | 0 | 0 | 0 | 0 | 0
9 | 7000035238 | 1460 | 72.5KVEquipments | 1000005037 | 18 | 72.5 kV, 1250A, 31.5 KA, 3-Phase HDBIsolator without E/s | EA | 6 |  | INCLUDED |  | INCLUDED | 0 | INCLUDED | 0 | 0 | 0 | 0 | 0 | 0 | 0 | 0 | 0 | 0 | 0 | 0 | 18 | 0 | 0 | 0 | 0 | 0 | 0
10 | 7000035238 | 1470 | 72.5KVEquipments | 1000029252 | 18 | 60kV Surge Arrester (1-Phase) | EA | 12 |  | INCLUDED |  | INCLUDED | 0 | INCLUDED | 0 | 0 | 0 | 0 | 0 | 0 | 0 | 0 | 0 | 0 | 0 | 0 | 18 | 0 | 0 | 0 | 0 | 0 | 0
11 | 7000035238 | 1480 | 72.5KVEquipments | 1000005030 | 18 | 72.5kV ,1 phase Bus Post Insulators | EA | 21 |  | INCLUDED |  | INCLUDED | 0 | INCLUDED | 0 | 0 | 0 | 0 | 0 | 0 | 0 | 0 | 0 | 0 | 0 | 0 | 18 | 0 | 0 | 0 | 0 | 0 | 0
12 | 7000035238 | 1490 | 72.5KVEquipments | 1000025327 | 18 | Portable Discharge Rods | EA | 6 |  | INCLUDED |  | INCLUDED | 0 | INCLUDED | 0 | 0 | 0 | 0 | 0 | 0 | 0 | 0 | 0 | 0 | 0 | 0 | 18 | 0 | 0 | 0 | 0 | 0 | 0
13 | 7000035238 | 1510 | 36kV Equipments | 1000020418 | 18 | 30kV Surge Arrester (1-Phase) | EA | 15 |  | INCLUDED |  | INCLUDED | 0 | INCLUDED | 0 | 0 | 0 | 0 | 0 | 0 | 0 | 0 | 0 | 0 | 0 | 0 | 18 | 0 | 0 | 0 | 0 | 0 | 0
14 | 7000035238 | 1520 | 36kV Equipments | 1000002032 | 18 | 36kV, 1 phase Bus Post Insulators as per Technical Specification | EA | 5 |  | INCLUDED |  | INCLUDED | 0 | INCLUDED | 0 | 0 | 0 | 0 | 0 | 0 | 0 | 0 | 0 | 0 | 0 | 0 | 18 | 0 | 0 | 0 | 0 | 0 | 0
15 | 7000035238 | 1530 | 36kV Equipments | 1000002095 | 18 | 36 kV, 630A, 25 KA, 3-Phase DoubleBreak Isolator with one E/S | EA | 5 |  | INCLUDED |  | INCLUDED | 0 | INCLUDED | 0 | 0 | 0 | 0 | 0 | 0 | 0 | 0 | 0 | 0 | 0 | 0 | 18 | 0 | 0 | 0 | 0 | 0 | 0
16 | 7000035238 | 1540 | 36kV Equipments | 1000002038 | 18 | 36 kV (3-phase) Indoor Switch gear Panel for Bus Sectionaliser Module | SET | 1 |  | INCLUDED |  | INCLUDED | 0 | INCLUDED | 0 | 0 | 0 | 0 | 0 | 0 | 0 | 0 | 0 | 0 | 0 | 0 | 18 | 0 | 0 | 0 | 0 | 0 | 0
17 | 7000035238 | 1550 | 36kV Equipments | 1000002104 | 18 | 36 kV,25 KA, 3-phase Indoor Switch gear Panel-Line Module | EA | 5 |  | INCLUDED |  | INCLUDED | 0 | INCLUDED | 0 | 0 | 0 | 0 | 0 | 0 | 0 | 0 | 0 | 0 | 0 | 0 | 18 | 0 | 0 | 0 | 0 | 0 | 0
18 | 7000035238 | 1560 | 36kV Equipments | 1000002106 | 18 | 36 kV,25 KA, 3-phase Indoor Switch gear Panel-Transformer Module | EA | 2 |  | INCLUDED |  | INCLUDED | 0 | INCLUDED | 0 | 0 | 0 | 0 | 0 | 0 | 0 | 0 | 0 | 0 | 0 | 0 | 18 | 0 | 0 | 0 | 0 | 0 | 0
19 | 7000035238 | 1570 | 36kV Equipments | 1000032789 | 18 | 36 KV,25 KA (3-PHASE) INDOOR SWITCH GEAR PANEL FOR LT TRANSFORMERMODULE | EA | 2 |  | INCLUDED |  | INCLUDED | 0 | INCLUDED | 0 | 0 | 0 | 0 | 0 | 0 | 0 | 0 | 0 | 0 | 0 | 0 | 18 | 0 | 0 | 0 | 0 | 0 | 0
20 | 7000035238 | 1580 | Substation Auxiliary | 1000004313 | 18 | 415V Main Switchboard | SET | 1 |  | INCLUDED |  | INCLUDED | 0 | INCLUDED | 0 | 0 | 0 | 0 | 0 | 0 | 0 | 0 | 0 | 0 | 0 | 0 | 18 | 0 | 0 | 0 | 0 | 0 | 0
21 | 7000035238 | 1590 | Substation Auxiliary | 1000004303 | 18 | 415V AC Distribution Board (ACDB) as per Technical Specification | SET | 1 |  | INCLUDED |  | INCLUDED | 0 | INCLUDED | 0 | 0 | 0 | 0 | 0 | 0 | 0 | 0 | 0 | 0 | 0 | 0 | 18 | 0 | 0 | 0 | 0 | 0 | 0
22 | 7000035238 | 1600 | Substation Auxiliary | 1000004311 | 18 | 415V Main Lighting DB(along with 2 nos.25 kVA 415V/415V Lighting transformer) | SET | 1 |  | INCLUDED |  | INCLUDED | 0 | INCLUDED | 0 | 0 | 0 | 0 | 0 | 0 | 0 | 0 | 0 | 0 | 0 | 0 | 18 | 0 | 0 | 0 | 0 | 0 | 0
23 | 7000035238 | 1610 | Substation Auxiliary | 1000004308 | 18 | 415V Emergency Lighting DB(along with 1no. 25kVA 415V/415V lightingtransformer) | SET | 1 |  | INCLUDED |  | INCLUDED | 0 | INCLUDED | 0 | 0 | 0 | 0 | 0 | 0 | 0 | 0 | 0 | 0 | 0 | 0 | 18 | 0 | 0 | 0 | 0 | 0 | 0
24 | 7000035238 | 1620 | Substation Auxiliary | 1000000564 | 18 | 110 V DC Distribution Board(DCDB) | SET | 2 |  | INCLUDED |  | INCLUDED | 0 | INCLUDED | 0 | 0 | 0 | 0 | 0 | 0 | 0 | 0 | 0 | 0 | 0 | 0 | 18 | 0 | 0 | 0 | 0 | 0 | 0
25 | 7000035238 | 1630 | Substation Auxiliary | 1000028342 | 18 | 110V, 250 Ah Battery | EA | 2 |  | INCLUDED |  | INCLUDED | 0 | INCLUDED | 0 | 0 | 0 | 0 | 0 | 0 | 0 | 0 | 0 | 0 | 0 | 0 | 18 | 0 | 0 | 0 | 0 | 0 | 0
26 | 7000035238 | 1640 | Substation Auxiliary | 1000000580 | 18 | 110V, 60A/60A Float Cum Boost BatteryCharger | EA | 2 |  | INCLUDED |  | INCLUDED | 0 | INCLUDED | 0 | 0 | 0 | 0 | 0 | 0 | 0 | 0 | 0 | 0 | 0 | 0 | 18 | 0 | 0 | 0 | 0 | 0 | 0
27 | 7000035238 | 1650 | Substation Auxiliary | 1000004765 | 18 | 48V, 200 Ah Battery | SET | 2 |  | INCLUDED |  | INCLUDED | 0 | INCLUDED | 0 | 0 | 0 | 0 | 0 | 0 | 0 | 0 | 0 | 0 | 0 | 0 | 18 | 0 | 0 | 0 | 0 | 0 | 0
28 | 7000035238 | 1660 | Substation Auxiliary | 1000028345 | 18 | 48V, 70A/70A Float Cum Boost BatteryCharger cum DCDB | SET | 2 |  | INCLUDED |  | INCLUDED | 0 | INCLUDED | 0 | 0 | 0 | 0 | 0 | 0 | 0 | 0 | 0 | 0 | 0 | 0 | 18 | 0 | 0 | 0 | 0 | 0 | 0
29 | 7000035238 | 1670 | Substation Auxiliary | 1000013502 | 18 | High wall type split AC unit of 2 TR capacity | EA | 10 |  | INCLUDED |  | INCLUDED | 0 | INCLUDED | 0 | 0 | 0 | 0 | 0 | 0 | 0 | 0 | 0 | 0 | 0 | 0 | 18 | 0 | 0 | 0 | 0 | 0 | 0
30 | 7000035238 | 1680 | Substation Auxiliary | 1000079990 | 18 | 75 KVA DIESEL GENERATOR SET WITH CONTROL PANEL | EA | 1 |  | INCLUDED |  | INCLUDED | 0 | INCLUDED | 0 | 0 | 0 | 0 | 0 | 0 | 0 | 0 | 0 | 0 | 0 | 0 | 18 | 0 | 0 | 0 | 0 | 0 | 0
31 | 7000035238 | 1690 | Substation Auxiliary | 1000025861 | 18 | Visual Monitoring System for Watch & Ward | SET | 1 |  | INCLUDED |  | INCLUDED | 0 | INCLUDED | 0 | 0 | 0 | 0 | 0 | 0 | 0 | 0 | 0 | 0 | 0 | 0 | 18 | 0 | 0 | 0 | 0 | 0 | 0
32 | 7000035238 | 1700 | Relay & Protection Panel | 1000004964 | 18 | 66 kV Line Protection Panel (with Automation) | EA | 2 |  | INCLUDED |  | INCLUDED | 0 | INCLUDED | 0 | 0 | 0 | 0 | 0 | 0 | 0 | 0 | 0 | 0 | 0 | 0 | 18 | 0 | 0 | 0 | 0 | 0 | 0
33 | 7000035238 | 1710 | Relay & Protection Panel | 1000004981 | 18 | 66 kV Transformer Protection Panel (For both HV & MV side)-(withAutomation) | EA | 2 |  | INCLUDED |  | INCLUDED | 0 | INCLUDED | 0 | 0 | 0 | 0 | 0 | 0 | 0 | 0 | 0 | 0 | 0 | 0 | 18 | 0 | 0 | 0 | 0 | 0 | 0
34 | 7000035238 | 1720 | Relay & Protection Panel | 1000030956 | 18 | 66 KV PROTECTION PANEL FOR BUS SECTIONALIZER (WITH AUTOMATION) | EA | 1 |  | INCLUDED |  | INCLUDED | 0 | INCLUDED | 0 | 0 | 0 | 0 | 0 | 0 | 0 | 0 | 0 | 0 | 0 | 0 | 18 | 0 | 0 | 0 | 0 | 0 | 0
35 | 7000035238 | 1730 | Relay & Protection Panel | 1000021642 | 18 | Time synchronisation equipment | EA | 1 |  | INCLUDED |  | INCLUDED | 0 | INCLUDED | 0 | 0 | 0 | 0 | 0 | 0 | 0 | 0 | 0 | 0 | 0 | 0 | 18 | 0 | 0 | 0 | 0 | 0 | 0
36 | 7000035238 | 1740 | Relay & Protection Panel | 1000004965 | 18 | Complete Substation automation System for 66kV bay as per TechnicalSpecification | EA | 5 |  | INCLUDED |  | INCLUDED | 0 | INCLUDED | 0 | 0 | 0 | 0 | 0 | 0 | 0 | 0 | 0 | 0 | 0 | 0 | 18 | 0 | 0 | 0 | 0 | 0 | 0
37 | 7000035238 | 1750 | Relay & Protection Panel | 1000018700 | 18 | Complete Substation automation System for controlling and monitoringof Auxilary System including BCUs as per technical specification | SET | 1 |  | INCLUDED |  | INCLUDED | 0 | INCLUDED | 0 | 0 | 0 | 0 | 0 | 0 | 0 | 0 | 0 | 0 | 0 | 0 | 18 | 0 | 0 | 0 | 0 | 0 | 0
38 | 7000035238 | 1760 | Relay & Protection Panel | 1000002018 | 18 | Complete Substation automation System for 33kV bay as per TechnicalSpecification | EA | 10 |  | INCLUDED |  | INCLUDED | 0 | INCLUDED | 0 | 0 | 0 | 0 | 0 | 0 | 0 | 0 | 0 | 0 | 0 | 0 | 18 | 0 | 0 | 0 | 0 | 0 | 0
39 | 7000035238 | 1770 | Fire Protection System | 1000012027 | 18 | 9litre water type Portable Fire extinguisher | EA | 4 |  | INCLUDED |  | INCLUDED | 0 | INCLUDED | 0 | 0 | 0 | 0 | 0 | 0 | 0 | 0 | 0 | 0 | 0 | 0 | 18 | 0 | 0 | 0 | 0 | 0 | 0
40 | 7000035238 | 1780 | Fire Protection System | 1000012022 | 18 | 4.5 kg CO2 type Portable Fire extinguisher | EA | 10 |  | INCLUDED |  | INCLUDED | 0 | INCLUDED | 0 | 0 | 0 | 0 | 0 | 0 | 0 | 0 | 0 | 0 | 0 | 0 | 18 | 0 | 0 | 0 | 0 | 0 | 0
41 | 7000035238 | 1790 | Fire Protection System | 1000028551 | 18 | Diesel Engine driven Hydrant system with Water tank, Pump Room, DGdriven pump, O/G & U/G piping, hydrant points for transformers,buildings, store yard and accessories etc. | LS | 1 |  | INCLUDED |  | INCLUDED | 0 | INCLUDED | 0 | 0 | 0 | 0 | 0 | 0 | 0 | 0 | 0 | 0 | 0 | 0 | 18 | 0 | 0 | 0 | 0 | 0 | 0
42 | 7000035238 | 1800 | Fire Protection System | 1000012026 | 18 | 6Kg dry chemical powered type Portable Fire extinguisher | EA | 6 |  | INCLUDED |  | INCLUDED | 0 | INCLUDED | 0 | 0 | 0 | 0 | 0 | 0 | 0 | 0 | 0 | 0 | 0 | 0 | 18 | 0 | 0 | 0 | 0 | 0 | 0
43 | 7000035238 | 1810 | Fire Protection System | 1000049665 | 18 | 60 LITRE FOAM TYPE TROLLEY/WHEEL MOUNTED FIRE EXTINGUISHER | SET | 2 |  | INCLUDED |  | INCLUDED | 0 | INCLUDED | 0 | 0 | 0 | 0 | 0 | 0 | 0 | 0 | 0 | 0 | 0 | 0 | 18 | 0 | 0 | 0 | 0 | 0 | 0
44 | 7000035238 | 1820 | Fire Protection System | 1000030636 | 18 | FIRE DETECTION AND ALARM SYSTEM FOR CONTROL ROOM BUILDING Â (66KV) | LS | 1 |  | INCLUDED |  | INCLUDED | 0 | INCLUDED | 0 | 0 | 0 | 0 | 0 | 0 | 0 | 0 | 0 | 0 | 0 | 0 | 18 | 0 | 0 | 0 | 0 | 0 | 0
45 | 7000035238 | 1830 | Illumination System | 1000014547 | 18 | Lighting Panel type ACP-2 as per technical specification | EA | 3 |  | INCLUDED |  | INCLUDED | 0 | INCLUDED | 0 | 0 | 0 | 0 | 0 | 0 | 0 | 0 | 0 | 0 | 0 | 0 | 18 | 0 | 0 | 0 | 0 | 0 | 0
46 | 7000035238 | 1840 | Illumination System | 1000014548 | 18 | Lighting Panel type ACP-3 as per technical specification | EA | 2 |  | INCLUDED |  | INCLUDED | 0 | INCLUDED | 0 | 0 | 0 | 0 | 0 | 0 | 0 | 0 | 0 | 0 | 0 | 0 | 18 | 0 | 0 | 0 | 0 | 0 | 0
47 | 7000035238 | 1850 | Illumination System | 1000038387 | 18 | LED FLOOD LIGHT LUMINARIESTYPE FL-1 (150W) AS PER TECHNICALSPECIFICATION | EA | 15 |  | INCLUDED |  | INCLUDED | 0 | INCLUDED | 0 | 0 | 0 | 0 | 0 | 0 | 0 | 0 | 0 | 0 | 0 | 0 | 18 | 0 | 0 | 0 | 0 | 0 | 0
48 | 7000035238 | 1860 | Illumination System | 1000038325 | 18 | LIGHTING FIXTURE LED LUMINAIRES TYPE FL2 AS PER TECH. SPECIFICATIONS | EA | 25 |  | INCLUDED |  | INCLUDED | 0 | INCLUDED | 0 | 0 | 0 | 0 | 0 | 0 | 0 | 0 | 0 | 0 | 0 | 0 | 18 | 0 | 0 | 0 | 0 | 0 | 0
49 | 7000035238 | 1870 | Illumination System | 1000038385 | 18 | FIRE WALL MOUNTED LED LUMINARIE TYPE FL-2 (250W) | EA | 4 |  | INCLUDED |  | INCLUDED | 0 | INCLUDED | 0 | 0 | 0 | 0 | 0 | 0 | 0 | 0 | 0 | 0 | 0 | 0 | 18 | 0 | 0 | 0 | 0 | 0 | 0
50 | 7000035238 | 1880 | Illumination System | 1000038389 | 18 | LED STREET LIGHT LUMINAIRE TYPE SL-L1 (= 45W)AS PER TECHNICALSPECIFICATION | EA | 20 |  | INCLUDED |  | INCLUDED | 0 | INCLUDED | 0 | 0 | 0 | 0 | 0 | 0 | 0 | 0 | 0 | 0 | 0 | 0 | 18 | 0 | 0 | 0 | 0 | 0 | 0
51 | 7000035238 | 1890 | Illumination System | 1000038397 | 18 | TYPE L1 STREET LIGHTING POLE OF 6 METER AS PER TECHNICALSPECIFICATION. | EA | 20 |  | INCLUDED |  | INCLUDED | 0 | INCLUDED | 0 | 0 | 0 | 0 | 0 | 0 | 0 | 0 | 0 | 0 | 0 | 0 | 18 | 0 | 0 | 0 | 0 | 0 | 0
52 | 7000035238 | 1900 | Illumination System | 1000038041 | 18 | LIGHTING FIXTURE LED LUMINAIRES TYPE SL-D1 AS PER TECH. SPECIFICATIONS | EA | 10 |  | INCLUDED |  | INCLUDED | 0 | INCLUDED | 0 | 0 | 0 | 0 | 0 | 0 | 0 | 0 | 0 | 0 | 0 | 0 | 18 | 0 | 0 | 0 | 0 | 0 | 0
53 | 7000035238 | 1910 | Illumination System | 1000038396 | 18 | TYPE D1 POST TOP LANTERN POLE OF 4 METER AS PER TECHNICALSPECIFICATION. | EA | 10 |  | INCLUDED |  | INCLUDED | 0 | INCLUDED | 0 | 0 | 0 | 0 | 0 | 0 | 0 | 0 | 0 | 0 | 0 | 0 | 18 | 0 | 0 | 0 | 0 | 0 | 0
54 | 7000035238 | 1920 | Illumination System | 1000004952 | 18 | 63A, 415V : Interlocked switch socket outdoor Receptacle (type RP) asper technical specifications | EA | 2 |  | INCLUDED |  | INCLUDED | 0 | INCLUDED | 0 | 0 | 0 | 0 | 0 | 0 | 0 | 0 | 0 | 0 | 0 | 0 | 18 | 0 | 0 | 0 | 0 | 0 | 0
55 | 7000035238 | 1930 | Illumination System | 1000034867 | 18 | CONTROL ROOM CUM ADMINISTRATIVE BUILDING (66KV) ILLUMINATIONINCLUDINGCONDUIT | LS | 1 |  | INCLUDED |  | INCLUDED | 0 | INCLUDED | 0 | 0 | 0 | 0 | 0 | 0 | 0 | 0 | 0 | 0 | 0 | 0 | 18 | 0 | 0 | 0 | 0 | 0 | 0
56 | 7000035238 | 1940 | Illumination System | 1000030002 | 18 | Fire fighting pumphouse building illimunation including conduit | LS | 1 |  | INCLUDED |  | INCLUDED | 0 | INCLUDED | 0 | 0 | 0 | 0 | 0 | 0 | 0 | 0 | 0 | 0 | 0 | 0 | 18 | 0 | 0 | 0 | 0 | 0 | 0
57 | 7000035238 | 1950 | Illumination System | 1000030151 | 18 | Security Room Illumination including conduit | LS | 1 |  | INCLUDED |  | INCLUDED | 0 | INCLUDED | 0 | 0 | 0 | 0 | 0 | 0 | 0 | 0 | 0 | 0 | 0 | 0 | 18 | 0 | 0 | 0 | 0 | 0 | 0
58 | 7000035238 | 1960 | Illumination System | 1000024515 | 18 | Cartwheel Mounted Aluminium Ladder as Per Technical Specification | EA | 1 |  | INCLUDED |  | INCLUDED | 0 | INCLUDED | 0 | 0 | 0 | 0 | 0 | 0 | 0 | 0 | 0 | 0 | 0 | 0 | 18 | 0 | 0 | 0 | 0 | 0 | 0
59 | 7000035238 | 1970 | Illumination System | 1000025538 | 18 | Self Supported Aluminium Ladder as Per Technical Specification | EA | 1 |  | INCLUDED |  | INCLUDED | 0 | INCLUDED | 0 | 0 | 0 | 0 | 0 | 0 | 0 | 0 | 0 | 0 | 0 | 0 | 18 | 0 | 0 | 0 | 0 | 0 | 0
60 | 7000035238 | 1980 | Illumination System | 1000001894 | 18 | Outdoor Power Receptacle for oilfiltration unit (250A) | EA | 2 |  | INCLUDED |  | INCLUDED | 0 | INCLUDED | 0 | 0 | 0 | 0 | 0 | 0 | 0 | 0 | 0 | 0 | 0 | 0 | 18 | 0 | 0 | 0 | 0 | 0 | 0
61 | 7000035238 | 1990 | Structure & Main Earthmat | 1000032055 | 18 | 40 MM MS ROD FOR MAIN EARTHMAT | KM | 4 |  | INCLUDED |  | INCLUDED | 0 | INCLUDED | 0 | 0 | 0 | 0 | 0 | 0 | 0 | 0 | 0 | 0 | 0 | 0 | 18 | 0 | 0 | 0 | 0 | 0 | 0
62 | 7000035238 | 2000 | Erection H/W | 1000011339 | 18 | Erection Hardware for 66kV layout (Bus Scheme as per SLD)-Line Bay asper technical specification | SET | 2 |  | INCLUDED |  | INCLUDED | 0 | INCLUDED | 0 | 0 | 0 | 0 | 0 | 0 | 0 | 0 | 0 | 0 | 0 | 0 | 18 | 0 | 0 | 0 | 0 | 0 | 0
63 | 7000035238 | 2010 | Erection H/W | 1000011340 | 18 | Erection Hardware for 66kV layout (Bus Scheme as per SLD)- TransformerBay as per technical specification | SET | 2 |  | INCLUDED |  | INCLUDED | 0 | INCLUDED | 0 | 0 | 0 | 0 | 0 | 0 | 0 | 0 | 0 | 0 | 0 | 0 | 18 | 0 | 0 | 0 | 0 | 0 | 0
64 | 7000035238 | 2020 | Erection H/W | 1000011337 | 18 | Erection Hardware for 66kV layout (Bus Scheme as per SLD)-Bus sectionbay as per technical specification | SET | 1 |  | INCLUDED |  | INCLUDED | 0 | INCLUDED | 0 | 0 | 0 | 0 | 0 | 0 | 0 | 0 | 0 | 0 | 0 | 0 | 18 | 0 | 0 | 0 | 0 | 0 | 0
65 | 7000035238 | 2030 | Erection H/W | 1000011288 | 18 | Erection Hardware for the 33kV layout (Bus Scheme as per SLD)-Line Bayas per technical specification | SET | 5 |  | INCLUDED |  | INCLUDED | 0 | INCLUDED | 0 | 0 | 0 | 0 | 0 | 0 | 0 | 0 | 0 | 0 | 0 | 0 | 18 | 0 | 0 | 0 | 0 | 0 | 0
66 | 7000035238 | 2040 | Erection H/W | 1000032412 | 18 | ERECTION HARDWARE FOR AUXILIARY LT TRANSFORMER | SET | 2 |  | INCLUDED |  | INCLUDED | 0 | INCLUDED | 0 | 0 | 0 | 0 | 0 | 0 | 0 | 0 | 0 | 0 | 0 | 0 | 18 | 0 | 0 | 0 | 0 | 0 | 0
67 | 7000035238 | 2050 | Erection H/W | 1000011289 | 18 | Erection Hardware for the 33kV layout (Bus Scheme as perSLD)-Transformer Bay as per technical specification | SET | 2 |  | INCLUDED |  | INCLUDED | 0 | INCLUDED | 0 | 0 | 0 | 0 | 0 | 0 | 0 | 0 | 0 | 0 | 0 | 0 | 18 | 0 | 0 | 0 | 0 | 0 | 0
68 | 7000035238 | 2060 | Erection H/W | 1000011344 | 18 | Erection Hardware for 66kV layout (Bus Scheme as per SLD)-Bus work(For two bays) as per technical specification | SET | 2 |  | INCLUDED |  | INCLUDED | 0 | INCLUDED | 0 | 0 | 0 | 0 | 0 | 0 | 0 | 0 | 0 | 0 | 0 | 0 | 18 | 0 | 0 | 0 | 0 | 0 | 0
69 | 7000035238 | 2070 | Cables | 1000000444 | 18 | 1.1kV grade Power Cables (XLPEinsulated) along withlugs,glands,straight joints &accessories,etc. | LS | 1 |  | INCLUDED |  | INCLUDED | 0 | INCLUDED | 0 | 0 | 0 | 0 | 0 | 0 | 0 | 0 | 0 | 0 | 0 | 0 | 18 | 0 | 0 | 0 | 0 | 0 | 0
70 | 7000035238 | 2080 | Cables | 1000000443 | 18 | 1.1kV grade Power Cables (PVCinsulated)along withlugs,glands,straight joints &accessories,etc. | LS | 1 |  | INCLUDED |  | INCLUDED | 0 | INCLUDED | 0 | 0 | 0 | 0 | 0 | 0 | 0 | 0 | 0 | 0 | 0 | 0 | 18 | 0 | 0 | 0 | 0 | 0 | 0
71 | 7000035238 | 2090 | Cables | 1000000442 | 18 | 1.1kV grade Control Cables (PVCinsulated) along withlugs,glands,straight joints &accessories,etc. | LS | 1 |  | INCLUDED |  | INCLUDED | 0 | INCLUDED | 0 | 0 | 0 | 0 | 0 | 0 | 0 | 0 | 0 | 0 | 0 | 0 | 18 | 0 | 0 | 0 | 0 | 0 | 0
72 | 7000035238 | 2100 | Cables | 1000029075 | 18 | 33kV XLPE cable Termination Equipment along with structure &accessories for out door termination (one set consists of completerequirement for one bay) | SET | 9 |  | INCLUDED |  | INCLUDED | 0 | INCLUDED | 0 | 0 | 0 | 0 | 0 | 0 | 0 | 0 | 0 | 0 | 0 | 0 | 18 | 0 | 0 | 0 | 0 | 0 | 0
73 | 7000035238 | 2110 | Cables | 1000080309 | 18 | 33 KV 3CX400 SQ.MM ALUMINIUM, ARMOURED XLPE CABLE | KM | 1.8 |  | INCLUDED |  | INCLUDED | 0 | INCLUDED | 0 | 0 | 0 | 0 | 0 | 0 | 0 | 0 | 0 | 0 | 0 | 0 | 18 | 0 | 0 | 0 | 0 | 0 | 0
74 | 7000035238 | 2230 | Telecom Eqpt Supply Mayabunder | 1000031367 | 18 | SDH EQUIPMENT (STM-16 MADM UPTO 5 MSP PROTECTED DIRECTIONS)-BASEEQUIPMENT (COMMON CARDS, CROSS CONNECT/CONTROL CARDS, OPTICAL BASECARDS, POWER SUPPLY CARDS, POWER CABLING, OTHER HARDWARE ANDACCESSORIES INCLUDING SUB RACKS, PATCH CORD, DDF ETC FULLY EQUIPEDEXCLUDING OPTICAL INTERFACE & TRIBUTARY CARDS | EA | 1 |  | INCLUDED |  | INCLUDED | 0 | INCLUDED | 0 | 0 | 0 | 0 | 0 | 0 | 0 | 0 | 0 | 0 | 0 | 0 | 18 | 0 | 0 | 0 | 0 | 0 | 0
75 | 7000035238 | 2240 | Telecom Eqpt Supply Mayabunder | 1000014273 | 18 | L16.2 SFP | EA | 4 |  | INCLUDED |  | INCLUDED | 0 | INCLUDED | 0 | 0 | 0 | 0 | 0 | 0 | 0 | 0 | 0 | 0 | 0 | 0 | 18 | 0 | 0 | 0 | 0 | 0 | 0
76 | 7000035238 | 2250 | Telecom Eqpt Supply Mayabunder | 1000031374 | 18 | TRIBUTARY INTERFACE- E1 INTERFACE (MINIMUM 16 NOS.) | SET | 2 |  | INCLUDED |  | INCLUDED | 0 | INCLUDED | 0 | 0 | 0 | 0 | 0 | 0 | 0 | 0 | 0 | 0 | 0 | 0 | 18 | 0 | 0 | 0 | 0 | 0 | 0
77 | 7000035238 | 2260 | Telecom Eqpt Supply Mayabunder | 1000034950 | 18 | ETHERNET INTERFACE 10/100 BASE T WITH LAYER-2 SWITCHING (MIN 8INTERFACES PER CARD) | EA | 2 |  | INCLUDED |  | INCLUDED | 0 | INCLUDED | 0 | 0 | 0 | 0 | 0 | 0 | 0 | 0 | 0 | 0 | 0 | 0 | 18 | 0 | 0 | 0 | 0 | 0 | 0
78 | 7000035238 | 2270 | Telecom Eqpt Supply Mayabunder | 1000031381 | 18 | TRIBUTARY INTERFACE-GIGABIT ETHERNET INTERFACES 10/100 MBPS WITH LAYER-2 SWITCHING (MINIMUM 2 NOS.) | SET | 1 |  | INCLUDED |  | INCLUDED | 0 | INCLUDED | 0 | 0 | 0 | 0 | 0 | 0 | 0 | 0 | 0 | 0 | 0 | 0 | 18 | 0 | 0 | 0 | 0 | 0 | 0
79 | 7000035238 | 2280 | Telecom Eqpt Supply Mayabunder | 1000026228 | 18 | Equipment Cabinets For SDH | EA | 1 |  | INCLUDED |  | INCLUDED | 0 | INCLUDED | 0 | 0 | 0 | 0 | 0 | 0 | 0 | 0 | 0 | 0 | 0 | 0 | 18 | 0 | 0 | 0 | 0 | 0 | 0
80 | 7000035238 | 2290 | Telecom Eqpt Supply Mayabunder | 1000028495 | 18 | NMS- CRAFT TERMINAL-HARDWARE | EA | 1 |  | INCLUDED |  | INCLUDED | 0 | INCLUDED | 0 | 0 | 0 | 0 | 0 | 0 | 0 | 0 | 0 | 0 | 0 | 0 | 18 | 0 | 0 | 0 | 0 | 0 | 0
81 | 7000035238 | 2300 | Telecom Eqpt Supply Mayabunder | 1000028265 | 18 | Software for Craft Terminal | EA | 1 |  | INCLUDED |  | INCLUDED | 0 | INCLUDED | 0 | 0 | 0 | 0 | 0 | 0 | 0 | 0 | 0 | 0 | 0 | 0 | 18 | 0 | 0 | 0 | 0 | 0 | 0
82 | 7000035238 | 2310 | Telecom Eqpt Supply Mayabunder | 1000034998 | 18 | VOIP TELEPHONE INSTRUMENT WITH ONE COMMON SWITCH (MIN. 8 PORT) | EA | 2 |  | INCLUDED |  | INCLUDED | 0 | INCLUDED | 0 | 0 | 0 | 0 | 0 | 0 | 0 | 0 | 0 | 0 | 0 | 0 | 18 | 0 | 0 | 0 | 0 | 0 | 0
83 | 7000035238 | 2320 | Telecom Eqpt Supply Mayabunder | 1000037546 | 18 | 48F (DWSM) APPROACH FIBRE OPTIC CABLE | KM | 1 |  | INCLUDED |  | INCLUDED | 0 | INCLUDED | 0 | 0 | 0 | 0 | 0 | 0 | 0 | 0 | 0 | 0 | 0 | 0 | 18 | 0 | 0 | 0 | 0 | 0 | 0
84 | 7000035238 | 2330 | Telecom Eqpt Supply Mayabunder | 1000066614 | 18 | GI PIPE INSTALLATION HARDWARE FOR APPROACH CABLING | KM | 1 |  | INCLUDED |  | INCLUDED | 0 | INCLUDED | 0 | 0 | 0 | 0 | 0 | 0 | 0 | 0 | 0 | 0 | 0 | 0 | 18 | 0 | 0 | 0 | 0 | 0 | 0
85 | 7000035238 | 2340 | Telecom Eqpt Supply Mayabunder | 1000066612 | 18 | GI ELBOW INSTALLATION HARDWARE FOR APPROAH CABLING | EA | 10 |  | INCLUDED |  | INCLUDED | 0 | INCLUDED | 0 | 0 | 0 | 0 | 0 | 0 | 0 | 0 | 0 | 0 | 0 | 0 | 18 | 0 | 0 | 0 | 0 | 0 | 0
86 | 7000035238 | 2350 | Telecom Eqpt Supply Mayabunder | 1000066613 | 18 | GI FLEXIBLE CONDUIT INSTALLATION HARDWARE FOR APPROAH CABLING | EA | 8 |  | INCLUDED |  | INCLUDED | 0 | INCLUDED | 0 | 0 | 0 | 0 | 0 | 0 | 0 | 0 | 0 | 0 | 0 | 0 | 18 | 0 | 0 | 0 | 0 | 0 | 0
87 | 7000035238 | 2360 | Telecom Eqpt Supply Mayabunder | 1000023471 | 18 | OPGW Fibre Optic Distribution Panel (FODP): Indoor Type: 96F | EA | 1 |  | INCLUDED |  | INCLUDED | 0 | INCLUDED | 0 | 0 | 0 | 0 | 0 | 0 | 0 | 0 | 0 | 0 | 0 | 0 | 18 | 0 | 0 | 0 | 0 | 0 | 0
88 | 7000035238 | 2370 | Telecom Eqpt Supply Mayabunder | 1000031413 | 18 | OPTICAL INTERFACE/SFP-V16.2 | EA | 2 |  | INCLUDED |  | INCLUDED | 0 | INCLUDED | 0 | 0 | 0 | 0 | 0 | 0 | 0 | 0 | 0 | 0 | 0 | 0 | 18 | 0 | 0 | 0 | 0 | 0 | 0
89 | 7000035238 | 2390 | Telecom Eqpt Spare Mayabunder | 1000031369 | 18 | SDH EQUIPMENT (STM-16 MADM UPTO 5 MSP PROTECTED DIRECTIONS)-COMMONCARDS, CROSS-CONNECT/CONTROL CARDS, OPTICAL BASE CARD, POWER SUPPLYCARDS, POWER CABLING, OTHER HARDWARE & ACCESSORIES (EACH). | SET | 1 |  | INCLUDED |  | INCLUDED | 0 | INCLUDED | 0 | 0 | 0 | 0 | 0 | 0 | 0 | 0 | 0 | 0 | 0 | 0 | 18 | 0 | 0 | 0 | 0 | 0 | 0
90 | 7000035238 | 2400 | Telecom Eqpt Spare Mayabunder | 1000018706 | 18 | S16.1 SFP | EA | 1 |  | INCLUDED |  | INCLUDED | 0 | INCLUDED | 0 | 0 | 0 | 0 | 0 | 0 | 0 | 0 | 0 | 0 | 0 | 0 | 18 | 0 | 0 | 0 | 0 | 0 | 0
91 | 7000035238 | 2410 | Telecom Eqpt Spare Mayabunder | 1000014273 | 18 | L16.2 SFP | EA | 2 |  | INCLUDED |  | INCLUDED | 0 | INCLUDED | 0 | 0 | 0 | 0 | 0 | 0 | 0 | 0 | 0 | 0 | 0 | 0 | 18 | 0 | 0 | 0 | 0 | 0 | 0
92 | 7000035238 | 2420 | Telecom Eqpt Spare Mayabunder | 1000031374 | 18 | TRIBUTARY INTERFACE- E1 INTERFACE (MINIMUM 16 NOS.) | SET | 1 |  | INCLUDED |  | INCLUDED | 0 | INCLUDED | 0 | 0 | 0 | 0 | 0 | 0 | 0 | 0 | 0 | 0 | 0 | 0 | 18 | 0 | 0 | 0 | 0 | 0 | 0
93 | 7000035238 | 2430 | Telecom Eqpt Spare Mayabunder | 1000034950 | 18 | ETHERNET INTERFACE 10/100 BASE T WITH LAYER-2 SWITCHING (MIN 8INTERFACES PER CARD) | EA | 1 |  | INCLUDED |  | INCLUDED | 0 | INCLUDED | 0 | 0 | 0 | 0 | 0 | 0 | 0 | 0 | 0 | 0 | 0 | 0 | 18 | 0 | 0 | 0 | 0 | 0 | 0
94 | 7000035238 | 2440 | Telecom Eqpt Spare Mayabunder | 1000031381 | 18 | TRIBUTARY INTERFACE-GIGABIT ETHERNET INTERFACES 10/100 MBPS WITH LAYER-2 SWITCHING (MINIMUM 2 NOS.) | SET | 1 |  | INCLUDED |  | INCLUDED | 0 | INCLUDED | 0 | 0 | 0 | 0 | 0 | 0 | 0 | 0 | 0 | 0 | 0 | 0 | 18 | 0 | 0 | 0 | 0 | 0 | 0
95 | 7000035238 | 2450 | Telecom Eqpt Spare Mayabunder | 1000031398 | 18 | PRE CONNECTORIZED OPTICAL FIBER PATCH CORDS(10 MTRS) â€“ PACK OF SIXPATCH CORDS | SET | 5 |  | INCLUDED |  | INCLUDED | 0 | INCLUDED | 0 | 0 | 0 | 0 | 0 | 0 | 0 | 0 | 0 | 0 | 0 | 0 | 18 | 0 | 0 | 0 | 0 | 0 | 0
96 | 7000035238 | 2460 | Telecom Eqpt Spare Mayabunder | 1000037546 | 18 | 48F (DWSM) APPROACH FIBRE OPTIC CABLE | KM | 0.25 |  | INCLUDED |  | INCLUDED | 0 | INCLUDED | 0 | 0 | 0 | 0 | 0 | 0 | 0 | 0 | 0 | 0 | 0 | 0 | 18 | 0 | 0 | 0 | 0 | 0 | 0
97 | 7000035238 | 2470 | Telecom Eqpt Spare Mayabunder | 1000066614 | 18 | GI PIPE INSTALLATION HARDWARE FOR APPROACH CABLING | KM | 0.25 |  | INCLUDED |  | INCLUDED | 0 | INCLUDED | 0 | 0 | 0 | 0 | 0 | 0 | 0 | 0 | 0 | 0 | 0 | 0 | 18 | 0 | 0 | 0 | 0 | 0 | 0
98 | 7000035238 | 2480 | Telecom Eqpt Spare Mayabunder | 1000066612 | 18 | GI ELBOW INSTALLATION HARDWARE FOR APPROAH CABLING | EA | 1 |  | INCLUDED |  | INCLUDED | 0 | INCLUDED | 0 | 0 | 0 | 0 | 0 | 0 | 0 | 0 | 0 | 0 | 0 | 0 | 18 | 0 | 0 | 0 | 0 | 0 | 0
99 | 7000035238 | 2490 | Telecom Eqpt Spare Mayabunder | 1000066613 | 18 | GI FLEXIBLE CONDUIT INSTALLATION HARDWARE FOR APPROAH CABLING | EA | 1 |  | INCLUDED |  | INCLUDED | 0 | INCLUDED | 0 | 0 | 0 | 0 | 0 | 0 | 0 | 0 | 0 | 0 | 0 | 0 | 18 | 0 | 0 | 0 | 0 | 0 | 0
100 | 7000035238 | 2500 | Telecom Eqpt Spare Mayabunder | 1000031413 | 18 | OPTICAL INTERFACE/SFP-V16.2 | EA | 1 |  | INCLUDED |  | INCLUDED | 0 | INCLUDED | 0 | 0 | 0 | 0 | 0 | 0 | 0 | 0 | 0 | 0 | 0 | 0 | 18 | 0 | 0 | 0 | 0 | 0 | 0
101 | 7000035238 | 2530 | Non-Standard structures-Supply | 1000015954 | 18 | Fabrication, galvanising and supply of Lattice Structures (MS Steel),to be designed during detailed engineering, for towers, beams andequipment support structure including pack plates / packwashers andgusset plates excluding fasteners and foundation bolts | MT | 107 |  | INCLUDED |  | INCLUDED | 0 | INCLUDED | 0 | 0 | 0 | 0 | 0 | 0 | 0 | 0 | 0 | 0 | 0 | 0 | 18 | 0 | 0 | 0 | 0 | 0 | 0
102 | 7000035238 | 2540 | Non-Standard structures-Supply | 1000011713 | 18 | Fabrication, galvanising and supply of fasteners ( nuts, bolts andwashers ) including step bolts for lattice and pipe structures to bedesigned during detailed engineering | MT | 7 |  | INCLUDED |  | INCLUDED | 0 | INCLUDED | 0 | 0 | 0 | 0
103 | 7000035238 | 2550 | Non-Standard structures-Supply | 1000012373 | 18 | Fabrication, galvanising and supply of foundation bolts including nuts,checknut and washers for lattice and pipe structures to be designedduring detailed engineering | MT | 9 |  | INCLUDED |  | INCLUDED | 0 | INCLUDED | 0 | 0 | 0 | 0
104 | 7000035238 | 2710 | Mandatory spares | 1000080310 | 18 | SPARES FOR 15MVA, 66/33KV POWER TRANSFORMER | LS | 1 |  | INCLUDED |  | INCLUDED | 0 | INCLUDED | 0 | 0 | 0 | 0
105 | 7000035238 | 2560 | Mandatory spares | 1000030655 | 18 | SPARES FOR 72.5 KV BPI | EA | 1 |  | INCLUDED |  | INCLUDED | 0 | INCLUDED | 0 | 0 | 0 | 0
106 | 7000035238 | 2570 | Mandatory spares | 1000028117 | 18 | Spare for 72.5kV Circuit Breaker | LS | 1 |  | INCLUDED |  | INCLUDED | 0 | INCLUDED | 0 | 0 | 0 | 0
107 | 7000035238 | 2580 | Mandatory spares | 1000030960 | 18 | SPARES FOR 72.5 KV CURRENT TRANSFORMER | LS | 1 |  | INCLUDED |  | INCLUDED | 0 | INCLUDED | 0 | 0 | 0 | 0
108 | 7000035238 | 2590 | Mandatory spares | 1000030961 | 18 | SPARES FOR 72.5 KV POTENTIAL TRANSFORMER | LS | 1 |  | INCLUDED |  | INCLUDED | 0 | INCLUDED | 0 | 0 | 0 | 0
109 | 7000035238 | 2600 | Mandatory spares | 1000030730 | 18 | SPARES FOR 72.5 KV ISOLATOR | LS | 1 |  | INCLUDED |  | INCLUDED | 0 | INCLUDED | 0 | 0 | 0 | 0
110 | 7000035238 | 2610 | Mandatory spares | 1000030729 | 18 | SPARE FOR 60 KV SURGE ARRESTOR | LS | 1 |  | INCLUDED |  | INCLUDED | 0 | INCLUDED | 0 | 0 | 0 | 0
111 | 7000035238 | 2620 | Mandatory spares | 1000019912 | 18 | Relay & protection Panels (with automation) | LS | 1 |  | INCLUDED |  | INCLUDED | 0 | INCLUDED | 0 | 0 | 0 | 0
112 | 7000035238 | 2630 | Mandatory spares | 1000019927 | 18 | Spares-Substation Automation System | LS | 1 |  | INCLUDED |  | INCLUDED | 0 | INCLUDED | 0 | 0 | 0 | 0
113 | 7000035238 | 2640 | Mandatory spares | 1000029030 | 18 | Spares fpr 110V Battery Charger | LS | 1 |  | INCLUDED |  | INCLUDED | 0 | INCLUDED | 0 | 0 | 0 | 0
114 | 7000035238 | 2650 | Mandatory spares | 1000019921 | 18 | Spares fpr 48V Battery Charger | LS | 1 |  | INCLUDED |  | INCLUDED | 0 | INCLUDED | 0 | 0 | 0 | 0
115 | 7000035238 | 2660 | Mandatory spares | 1000028782 | 18 | SPARE-INDOORSW.GEAR PANEL | LS | 1 |  | INCLUDED |  | INCLUDED | 0 | INCLUDED | 0 | 0 | 0 | 0
116 | 7000035238 | 2670 | Mandatory spares | 1000024185 | 18 | SPARES-30KV SURGE ARRESTER | LS | 1 |  | INCLUDED |  | INCLUDED | 0 | INCLUDED | 0 | 0 | 0 | 0
117 | 7000035238 | 2680 | Mandatory spares | 1000019917 | 18 | Spares for 36kV Double break Isolator | LS | 1 |  | INCLUDED |  | INCLUDED | 0 | INCLUDED | 0 | 0 | 0 | 0
118 | 7000035238 | 2690 | Mandatory spares | 1000019915 | 18 | Spares for DG set | LS | 1 |  | INCLUDED |  | INCLUDED | 0 | INCLUDED | 0 | 0 | 0 | 0
119 | 7000035238 | 2700 | Mandatory spares | 1000019916 | 18 | Spares for 33/0.433kV LT Transformer | LS | 1 |  | INCLUDED |  | INCLUDED | 0 | INCLUDED | 0 | 0 | 0 | 0
C | 66/33kV Rangat | [13 empty] | GST on Ex works | GST on F&I | Total Ex works (exc GST) | Total F&I (exc GST) | [6 empty] | Rounded off UnitPrice | Total Corrected Price (excl. GST) | GST rate | GST @12% | GST @18% | GST @28% | GST amount @12% | GST amount @18% | GST amount @28%
1 | 7000035238 | 2720 | Power Transformer | 1000015938 | 18 | Nitrogen injection type fire protection for 66kV transformer | SET | 2 |  | INCLUDED |  | INCLUDED | 0 | INCLUDED | 0 | 0 | 0 | 0
2 | 7000035238 | 2730 | Power Transformer | 1000079824 | 18 | 15MVA,66/33 KV, 3-PHASE POWER TRANSFORMER EXCLUDING INSULATING OIL | EA | 2 |  | INCLUDED |  | INCLUDED | 0 | INCLUDED | 0 | 0 | 0 | 0
3 | 7000035238 | 2740 | Power Transformer | 1000079826 | 18 | INSULATING OIL FOR 15MVA, 66/33KV, 3-PHASE POWER TRANSFORMER | SET | 2 |  | INCLUDED |  | INCLUDED | 0 | INCLUDED | 0 | 0 | 0 | 0
4 | 7000035238 | 2750 | LT Transformer | 1000078177 | 18 | 160KVA, 33/.433KV, 3PH TRANSFORMER WITH CRGO CORE CU WINDING | EA | 2 |  | INCLUDED |  | INCLUDED | 0 | INCLUDED | 0 | 0 | 0 | 0
5 | 7000035238 | 2760 | 72.5KVEquipments | 1000005039 | 18 | 72.5 kV, 1250A, 31.5 kA, 3-phase CircuitBreaker with support structure | EA | 6 |  | INCLUDED |  | INCLUDED | 0 | INCLUDED | 0 | 0 | 0 | 0
6 | 7000035238 | 2770 | 72.5KVEquipments | 1000005048 | 18 | 72.5 kV Voltage Transformer (1- Phase) | EA | 15 |  | INCLUDED |  | INCLUDED | 0 | INCLUDED | 0 | 0 | 0 | 0
7 | 7000035238 | 2780 | 72.5KVEquipments | 1000005067 | 18 | 72.5 kV, 1250A, 31.5 KA, 3-Phase HDBIsolator with one E/S | EA | 5 |  | INCLUDED |  | INCLUDED | 0 | INCLUDED | 0 | 0 | 0 | 0
8 | 7000035238 | 2790 | 72.5KVEquipments | 1000005037 | 18 | 72.5 kV, 1250A, 31.5 KA, 3-Phase HDBIsolator without E/s | EA | 7 |  | INCLUDED |  | INCLUDED | 0 | INCLUDED | 0 | 0 | 0 | 0
9 | 7000035238 | 2800 | 72.5KVEquipments | 1000029252 | 18 | 60kV Surge Arrester (1-Phase) | EA | 15 |  | INCLUDED |  | INCLUDED | 0 | INCLUDED | 0 | 0 | 0 | 0
10 | 7000035238 | 2810 | 72.5KVEquipments | 1000005030 | 18 | 72.5kV ,1 phase Bus Post Insulators | EA | 25 |  | INCLUDED |  | INCLUDED | 0 | INCLUDED | 0 | 0 | 0 | 0
11 | 7000035238 | 2820 | 72.5KVEquipments | 1000025327 | 18 | Portable Discharge Rods | EA | 6 |  | INCLUDED |  | INCLUDED | 0 | INCLUDED | 0 | 0 | 0 | 0
12 | 7000035238 | 2830 | 72.5KVEquipments | 1000080070 | 18 | 72.5 KV, 600A, 31.5 KA, 1-PHASE CURRENT TRANSFORMER WITH 150% EXTENDEDCURRENT RATING | EA | 18 |  | INCLUDED |  | INCLUDED | 0 | INCLUDED | 0 | 0 | 0 | 0
13 | 7000035238 | 2840 | 36kV Equipments | 1000020418 | 18 | 30kV Surge Arrester (1-Phase) | EA | 18 |  | INCLUDED |  | INCLUDED | 0 | INCLUDED | 0 | 0 | 0 | 0
14 | 7000035238 | 2850 | 36kV Equipments | 1000002032 | 18 | 36kV, 1 phase Bus Post Insulators as per Technical Specification | EA | 6 |  | INCLUDED |  | INCLUDED | 0 | INCLUDED | 0 | 0 | 0 | 0
15 | 7000035238 | 2860 | 36kV Equipments | 1000002095 | 18 | 36 kV, 630A, 25 KA, 3-Phase DoubleBreak Isolator with one E/S | EA | 6 |  | INCLUDED |  | INCLUDED | 0 | INCLUDED | 0 | 0 | 0 | 0
16 | 7000035238 | 2870 | 36kV Equipments | 1000002038 | 18 | 36 kV (3-phase) Indoor Switch gear Panel for Bus Sectionaliser Module | SET | 1 |  | INCLUDED |  | INCLUDED | 0 | INCLUDED | 0 | 0 | 0 | 0
17 | 7000035238 | 2880 | 36kV Equipments | 1000002104 | 18 | 36 kV,25 KA, 3-phase Indoor Switch gear Panel-Line Module | EA | 6 |  | INCLUDED |  | INCLUDED | 0 | INCLUDED | 0 | 0 | 0 | 0
18 | 7000035238 | 2890 | 36kV Equipments | 1000002106 | 18 | 36 kV,25 KA, 3-phase Indoor Switch gear Panel-Transformer Module | EA | 2 |  | INCLUDED |  | INCLUDED | 0 | INCLUDED | 0 | 0 | 0 | 0
19 | 7000035238 | 2900 | 36kV Equipments | 1000032789 | 18 | 36 KV,25 KA (3-PHASE) INDOOR SWITCH GEAR PANEL FOR LT TRANSFORMERMODULE | EA | 2 |  | INCLUDED |  | INCLUDED | 0 | INCLUDED | 0 | 0 | 0 | 0
20 | 7000035238 | 2910 | Substation Auxiliary | 1000004313 | 18 | 415V Main Switchboard | SET | 1 |  | INCLUDED |  | INCLUDED | 0 | INCLUDED | 0 | 0 | 0 | 0
21 | 7000035238 | 2920 | Substation Auxiliary | 1000004303 | 18 | 415V AC Distribution Board (ACDB) as per Technical Specification | SET | 1 |  | INCLUDED |  | INCLUDED | 0 | INCLUDED | 0 | 0 | 0 | 0
22 | 7000035238 | 2930 | Substation Auxiliary | 1000004311 | 18 | 415V Main Lighting DB(along with 2 nos.25 kVA 415V/415V Lighting transformer) | SET | 1 |  | INCLUDED |  | INCLUDED | 0 | INCLUDED | 0 | 0 | 0 | 0
23 | 7000035238 | 2940 | Substation Auxiliary | 1000004308 | 18 | 415V Emergency Lighting DB(along with 1no. 25kVA 415V/415V lightingtransformer) | SET | 1 |  | INCLUDED |  | INCLUDED | 0 | INCLUDED | 0 | 0 | 0 | 0
24 | 7000035238 | 2950 | Substation Auxiliary | 1000000564 | 18 | 110 V DC Distribution Board(DCDB) | SET | 2 |  | INCLUDED |  | INCLUDED | 0 | INCLUDED | 0 | 0 | 0 | 0
25 | 7000035238 | 2960 | Substation Auxiliary | 1000028342 | 18 | 110V, 250 Ah Battery | EA | 2 |  | INCLUDED |  | INCLUDED | 0 | INCLUDED | 0 | 0 | 0 | 0
26 | 7000035238 | 2970 | Substation Auxiliary | 1000000580 | 18 | 110V, 60A/60A Float Cum Boost BatteryCharger | EA | 2 |  | INCLUDED |  | INCLUDED | 0 | INCLUDED | 0 | 0 | 0 | 0
27 | 7000035238 | 2980 | Substation Auxiliary | 1000004765 | 18 | 48V, 200 Ah Battery | SET | 2 |  | INCLUDED |  | INCLUDED | 0 | INCLUDED | 0 | 0 | 0 | 0
28 | 7000035238 | 2990 | Substation Auxiliary | 1000028345 | 18 | 48V, 70A/70A Float Cum Boost BatteryCharger cum DCDB | SET | 2 |  | INCLUDED |  | INCLUDED | 0 | INCLUDED | 0 | 0 | 0 | 0
29 | 7000035238 | 3000 | Substation Auxiliary | 1000013502 | 18 | High wall type split AC unit of 2 TR capacity | EA | 10 |  | INCLUDED |  | INCLUDED | 0 | INCLUDED | 0 | 0 | 0 | 0
30 | 7000035238 | 3010 | Substation Auxiliary | 1000079990 | 18 | 75 KVA DIESEL GENERATOR SET WITH CONTROL PANEL | EA | 1 |  | INCLUDED |  | INCLUDED | 0 | INCLUDED | 0 | 0 | 0 | 0
31 | 7000035238 | 3020 | Substation Auxiliary | 1000025861 | 18 | Visual Monitoring System for Watch & Ward | SET | 1 |  | INCLUDED |  | INCLUDED | 0 | INCLUDED | 0 | 0 | 0 | 0
32 | 7000035238 | 3030 | Relay & Protection Panel | 1000004964 | 18 | 66 kV Line Protection Panel (with Automation) | EA | 3 |  | INCLUDED |  | INCLUDED | 0 | INCLUDED | 0 | 0 | 0 | 0
33 | 7000035238 | 3040 | Relay & Protection Panel | 1000004981 | 18 | 66 kV Transformer Protection Panel (For both HV & MV side)-(withAutomation) | EA | 2 |  | INCLUDED |  | INCLUDED | 0 | INCLUDED | 0 | 0 | 0 | 0
34 | 7000035238 | 3050 | Relay & Protection Panel | 1000030956 | 18 | 66 KV PROTECTION PANEL FOR BUS SECTIONALIZER (WITH AUTOMATION) | EA | 1 |  | INCLUDED |  | INCLUDED | 0 | INCLUDED | 0 | 0 | 0 | 0
35 | 7000035238 | 3060 | Relay & Protection Panel | 1000021642 | 18 | Time synchronisation equipment | EA | 1 |  | INCLUDED |  | INCLUDED | 0 | INCLUDED | 0 | 0 | 0 | 0
36 | 7000035238 | 3070 | Relay & Protection Panel | 1000004965 | 18 | Complete Substation automation System for 66kV bay as per TechnicalSpecification | EA | 6 |  | INCLUDED |  | INCLUDED | 0 | INCLUDED | 0 | 0 | 0 | 0
37 | 7000035238 | 3080 | Relay & Protection Panel | 1000018700 | 18 | Complete Substation automation System for controlling and monitoringof Auxilary System including BCUs as per technical specification | SET | 1 |  | INCLUDED |  | INCLUDED | 0 | INCLUDED | 0 | 0 | 0 | 0
38 | 7000035238 | 3090 | Relay & Protection Panel | 1000002018 | 18 | Complete Substation automation System for 33kV bay as per TechnicalSpecification | EA | 11 |  | INCLUDED |  | INCLUDED | 0 | INCLUDED | 0 | 0 | 0 | 0
39 | 7000035238 | 3100 | Fire Protection System | 1000012027 | 18 | 9litre water type Portable Fire extinguisher | EA | 4 |  | INCLUDED |  | INCLUDED | 0 | INCLUDED | 0 | 0 | 0 | 0
40 | 7000035238 | 3110 | Fire Protection System | 1000012022 | 18 | 4.5 kg CO2 type Portable Fire extinguisher | EA | 10 |  | INCLUDED |  | INCLUDED | 0 | INCLUDED | 0 | 0 | 0 | 0
41 | 7000035238 | 3120 | Fire Protection System | 1000028551 | 18 | Diesel Engine driven Hydrant system with Water tank, Pump Room, DGdriven pump, O/G & U/G piping, hydrant points for transformers,buildings, store yard and accessories etc. | LS | 1 |  | INCLUDED |  | INCLUDED | 0 | INCLUDED | 0 | 0 | 0 | 0
42 | 7000035238 | 3130 | Fire Protection System | 1000012026 | 18 | 6Kg dry chemical powered type Portable Fire extinguisher | EA | 6 |  | INCLUDED |  | INCLUDED | 0 | INCLUDED | 0 | 0 | 0 | 0
43 | 7000035238 | 3140 | Fire Protection System | 1000049665 | 18 | 60 LITRE FOAM TYPE TROLLEY/WHEEL MOUNTED FIRE EXTINGUISHER | SET | 2 |  | INCLUDED |  | INCLUDED | 0 | INCLUDED | 0 | 0 | 0 | 0
44 | 7000035238 | 3150 | Fire Protection System | 1000030636 | 18 | FIRE DETECTION AND ALARM SYSTEM FOR CONTROL ROOM BUILDING Â (66KV) | LS | 1 |  | INCLUDED |  | INCLUDED | 0 | INCLUDED | 0 | 0 | 0 | 0
45 | 7000035238 | 3160 | Illumination System | 1000014547 | 18 | Lighting Panel type ACP-2 as per technical specification | EA | 3 |  | INCLUDED |  | INCLUDED | 0 | INCLUDED | 0 | 0 | 0 | 0
46 | 7000035238 | 3170 | Illumination System | 1000014548 | 18 | Lighting Panel type ACP-3 as per technical specification | EA | 2 |  | INCLUDED |  | INCLUDED | 0 | INCLUDED | 0 | 0 | 0 | 0
47 | 7000035238 | 3180 | Illumination System | 1000038387 | 18 | LED FLOOD LIGHT LUMINARIESTYPE FL-1 (150W) AS PER TECHNICALSPECIFICATION | EA | 15 |  | INCLUDED |  | INCLUDED | 0 | INCLUDED | 0 | 0 | 0 | 0
48 | 7000035238 | 3190 | Illumination System | 1000038325 | 18 | LIGHTING FIXTURE LED LUMINAIRES TYPE FL2 AS PER TECH. SPECIFICATIONS | EA | 25 |  | INCLUDED |  | INCLUDED | 0 | INCLUDED | 0 | 0 | 0 | 0
49 | 7000035238 | 3200 | Illumination System | 1000038385 | 18 | FIRE WALL MOUNTED LED LUMINARIE TYPE FL-2 (250W) | EA | 4 |  | INCLUDED |  | INCLUDED | 0 | INCLUDED | 0 | 0 | 0 | 0
50 | 7000035238 | 3210 | Illumination System | 1000038389 | 18 | LED STREET LIGHT LUMINAIRE TYPE SL-L1 (= 45W)AS PER TECHNICALSPECIFICATION | EA | 20 |  | INCLUDED |  | INCLUDED | 0 | INCLUDED | 0 | 0 | 0 | 0
51 | 7000035238 | 3220 | Illumination System | 1000038397 | 18 | TYPE L1 STREET LIGHTING POLE OF 6 METER AS PER TECHNICALSPECIFICATION. | EA | 20 |  | INCLUDED |  | INCLUDED | 0 | INCLUDED | 0 | 0 | 0 | 0
52 | 7000035238 | 3230 | Illumination System | 1000038041 | 18 | LIGHTING FIXTURE LED LUMINAIRES TYPE SL-D1 AS PER TECH. SPECIFICATIONS | EA | 10 |  | INCLUDED |  | INCLUDED | 0 | INCLUDED | 0 | 0 | 0 | 0
53 | 7000035238 | 3240 | Illumination System | 1000038396 | 18 | TYPE D1 POST TOP LANTERN POLE OF 4 METER AS PER TECHNICALSPECIFICATION. | EA | 10 |  | INCLUDED |  | INCLUDED | 0 | INCLUDED | 0 | 0 | 0 | 0
54 | 7000035238 | 3250 | Illumination System | 1000004952 | 18 | 63A, 415V : Interlocked switch socket outdoor Receptacle (type RP) asper technical specifications | EA | 2 |  | INCLUDED |  | INCLUDED | 0 | INCLUDED | 0 | 0 | 0 | 0
55 | 7000035238 | 3260 | Illumination System | 1000034867 | 18 | CONTROL ROOM CUM ADMINISTRATIVE BUILDING (66KV) ILLUMINATIONINCLUDINGCONDUIT | LS | 1 |  | INCLUDED |  | INCLUDED | 0 | INCLUDED | 0 | 0 | 0 | 0
56 | 7000035238 | 3270 | Illumination System | 1000030002 | 18 | Fire fighting pumphouse building illimunation including conduit | LS | 1 |  | INCLUDED |  | INCLUDED | 0 | INCLUDED | 0 | 0 | 0 | 0
57 | 7000035238 | 3280 | Illumination System | 1000030151 | 18 | Security Room Illumination including conduit | LS | 1 |  | INCLUDED |  | INCLUDED | 0 | INCLUDED | 0 | 0 | 0 | 0
58 | 7000035238 | 3290 | Illumination System | 1000024515 | 18 | Cartwheel Mounted Aluminium Ladder as Per Technical Specification | EA | 1 |  | INCLUDED |  | INCLUDED | 0 | INCLUDED | 0 | 0 | 0 | 0
59 | 7000035238 | 3300 | Illumination System | 1000025538 | 18 | Self Supported Aluminium Ladder as Per Technical Specification | EA | 1 |  | INCLUDED |  | INCLUDED | 0 | INCLUDED | 0 | 0 | 0 | 0
60 | 7000035238 | 3310 | Illumination System | 1000001894 | 18 | Outdoor Power Receptacle for oilfiltration unit (250A) | EA | 2 |  | INCLUDED |  | INCLUDED | 0 | INCLUDED | 0 | 0 | 0 | 0
61 | 7000035238 | 3320 | Structure & Main Earthmat | 1000032055 | 18 | 40 MM MS ROD FOR MAIN EARTHMAT | KM | 4 |  | INCLUDED |  | INCLUDED | 0 | INCLUDED | 0 | 0 | 0 | 0
62 | 7000035238 | 3330 | Erection H/W | 1000011339 | 18 | Erection Hardware for 66kV layout (Bus Scheme as per SLD)-Line Bay asper technical specification | SET | 3 |  | INCLUDED |  | INCLUDED | 0 | INCLUDED | 0 | 0 | 0 | 0
63 | 7000035238 | 3340 | Erection H/W | 1000011340 | 18 | Erection Hardware for 66kV layout (Bus Scheme as per SLD)- TransformerBay as per technical specification | SET | 2 |  | INCLUDED |  | INCLUDED | 0 | INCLUDED | 0 | 0 | 0 | 0
64 | 7000035238 | 3350 | Erection H/W | 1000011337 | 18 | Erection Hardware for 66kV layout (Bus Scheme as per SLD)-Bus sectionbay as per technical specification | SET | 1 |  | INCLUDED |  | INCLUDED | 0 | INCLUDED | 0 | 0 | 0 | 0
65 | 7000035238 | 3360 | Erection H/W | 1000011288 | 18 | Erection Hardware for the 33kV layout (Bus Scheme as per SLD)-Line Bayas per technical specification | SET | 6 |  | INCLUDED |  | INCLUDED | 0 | INCLUDED | 0 | 0 | 0 | 0
66 | 7000035238 | 3370 | Erection H/W | 1000032412 | 18 | ERECTION HARDWARE FOR AUXILIARY LT TRANSFORMER | SET | 2 |  | INCLUDED |  | INCLUDED | 0 | INCLUDED | 0 | 0 | 0 | 0
67 | 7000035238 | 3380 | Erection H/W | 1000011289 | 18 | Erection Hardware for the 33kV layout (Bus Scheme as perSLD)-Transformer Bay as per technical specification | SET | 2 |  | INCLUDED |  | INCLUDED | 0 | INCLUDED | 0 | 0 | 0 | 0
68 | 7000035238 | 3390 | Erection H/W | 1000011345 | 18 | Erection Hardware for 66kV layout (Bus Scheme as per SLD) Bus work(For Three bays) as per technical specification | SET | 1 |  | INCLUDED |  | INCLUDED | 0 | INCLUDED | 0 | 0 | 0 | 0
69 | 7000035238 | 3400 | Erection H/W | 1000011344 | 18 | Erection Hardware for 66kV layout (Bus Scheme as per SLD)-Bus work(For two bays) as per technical specification | SET | 1 |  | INCLUDED |  | INCLUDED | 0 | INCLUDED | 0 | 0 | 0 | 0
70 | 7000035238 | 3410 | Cables | 1000000444 | 18 | 1.1kV grade Power Cables (XLPEinsulated) along withlugs,glands,straight joints &accessories,etc. | LS | 1 |  | INCLUDED |  | INCLUDED | 0 | INCLUDED | 0 | 0 | 0 | 0
71 | 7000035238 | 3420 | Cables | 1000000443 | 18 | 1.1kV grade Power Cables (PVCinsulated)along withlugs,glands,straight joints &accessories,etc. | LS | 1 |  | INCLUDED |  | INCLUDED | 0 | INCLUDED | 0 | 0 | 0 | 0
72 | 7000035238 | 3430 | Cables | 1000000442 | 18 | 1.1kV grade Control Cables (PVCinsulated) along withlugs,glands,straight joints &accessories,etc. | LS | 1 |  | INCLUDED |  | INCLUDED | 0 | INCLUDED | 0 | 0 | 0 | 0
73 | 7000035238 | 3440 | Cables | 1000029075 | 18 | 33kV XLPE cable Termination Equipment along with structure &accessories for out door termination (one set consists of completerequirement for one bay) | SET | 10 |  | INCLUDED |  | INCLUDED | 0 | INCLUDED | 0 | 0 | 0 | 0
74 | 7000035238 | 3450 | Cables | 1000080309 | 18 | 33 KV 3CX400 SQ.MM ALUMINIUM, ARMOURED XLPE CABLE | KM | 1.8 |  | INCLUDED |  | INCLUDED | 0 | INCLUDED | 0 | 0 | 0 | 0
75 | 7000035238 | 3570 | Telecom Eqpt Supply Rangat | 1000031367 | 18 | SDH EQUIPMENT (STM-16 MADM UPTO 5 MSP PROTECTED DIRECTIONS)-BASEEQUIPMENT (COMMON CARDS, CROSS CONNECT/CONTROL CARDS, OPTICAL BASECARDS, POWER SUPPLY CARDS, POWER CABLING, OTHER HARDWARE ANDACCESSORIES INCLUDING SUB RACKS, PATCH CORD, DDF ETC FULLY EQUIPEDEXCLUDING OPTICAL INTERFACE & TRIBUTARY CARDS | EA | 1 |  | INCLUDED |  | INCLUDED | 0 | INCLUDED | 0 | 0 | 0 | 0
76 | 7000035238 | 3580 | Telecom Eqpt Supply Rangat | 1000014273 | 18 | L16.2 SFP | EA | 4 |  | INCLUDED |  | INCLUDED | 0 | INCLUDED | 0 | 0 | 0 | 0
77 | 7000035238 | 3590 | Telecom Eqpt Supply Rangat | 1000031374 | 18 | TRIBUTARY INTERFACE- E1 INTERFACE (MINIMUM 16 NOS.) | SET | 2 |  | INCLUDED |  | INCLUDED | 0 | INCLUDED | 0 | 0 | 0 | 0
78 | 7000035238 | 3600 | Telecom Eqpt Supply Rangat | 1000034950 | 18 | ETHERNET INTERFACE 10/100 BASE T WITH LAYER-2 SWITCHING (MIN 8INTERFACES PER CARD) | EA | 2 |  | INCLUDED |  | INCLUDED | 0 | INCLUDED | 0 | 0 | 0 | 0
79 | 7000035238 | 3610 | Telecom Eqpt Supply Rangat | 1000031381 | 18 | TRIBUTARY INTERFACE-GIGABIT ETHERNET INTERFACES 10/100 MBPS WITH LAYER-2 SWITCHING (MINIMUM 2 NOS.) | SET | 1 |  | INCLUDED |  | INCLUDED | 0 | INCLUDED | 0 | 0 | 0 | 0
80 | 7000035238 | 3620 | Telecom Eqpt Supply Rangat | 1000026228 | 18 | Equipment Cabinets For SDH | EA | 1 |  | INCLUDED |  | INCLUDED | 0 | INCLUDED | 0 | 0 | 0 | 0
81 | 7000035238 | 3630 | Telecom Eqpt Supply Rangat | 1000028495 | 18 | NMS- CRAFT TERMINAL-HARDWARE | EA | 1 |  | INCLUDED |  | INCLUDED | 0 | INCLUDED | 0 | 0 | 0 | 0
82 | 7000035238 | 3640 | Telecom Eqpt Supply Rangat | 1000028265 | 18 | Software for Craft Terminal | EA | 1 |  | INCLUDED |  | INCLUDED | 0 | INCLUDED | 0 | 0 | 0 | 0
83 | 7000035238 | 3650 | Telecom Eqpt Supply Rangat | 1000034998 | 18 | VOIP TELEPHONE INSTRUMENT WITH ONE COMMON SWITCH (MIN. 8 PORT) | EA | 2 |  | INCLUDED |  | INCLUDED | 0 | INCLUDED | 0 | 0 | 0 | 0
84 | 7000035238 | 3660 | Telecom Eqpt Supply Rangat | 1000037546 | 18 | 48F (DWSM) APPROACH FIBRE OPTIC CABLE | KM | 1 |  | INCLUDED |  | INCLUDED | 0 | INCLUDED | 0 | 0 | 0 | 0
85 | 7000035238 | 3670 | Telecom Eqpt Supply Rangat | 1000066614 | 18 | GI PIPE INSTALLATION HARDWARE FOR APPROACH CABLING | KM | 1 |  | INCLUDED |  | INCLUDED | 0 | INCLUDED | 0 | 0 | 0 | 0
86 | 7000035238 | 3680 | Telecom Eqpt Supply Rangat | 1000066612 | 18 | GI ELBOW INSTALLATION HARDWARE FOR APPROAH CABLING | EA | 10 |  | INCLUDED |  | INCLUDED | 0 | INCLUDED | 0 | 0 | 0 | 0
87 | 7000035238 | 3690 | Telecom Eqpt Supply Rangat | 1000066613 | 18 | GI FLEXIBLE CONDUIT INSTALLATION HARDWARE FOR APPROAH CABLING | EA | 8 |  | INCLUDED |  | INCLUDED | 0 | INCLUDED | 0 | 0 | 0 | 0
88 | 7000035238 | 3700 | Telecom Eqpt Supply Rangat | 1000023471 | 18 | OPGW Fibre Optic Distribution Panel (FODP): Indoor Type: 96F | EA | 1 |  | INCLUDED |  | INCLUDED | 0 | INCLUDED | 0 | 0 | 0 | 0
89 | 7000035238 | 3720 | Telecom Eqpt Spare Rangat | 1000031369 | 18 | SDH EQUIPMENT (STM-16 MADM UPTO 5 MSP PROTECTED DIRECTIONS)-COMMONCARDS, CROSS-CONNECT/CONTROL CARDS, OPTICAL BASE CARD, POWER SUPPLYCARDS, POWER CABLING, OTHER HARDWARE & ACCESSORIES (EACH). | SET | 1 |  | INCLUDED |  | INCLUDED | 0 | INCLUDED | 0 | 0 | 0 | 0
90 | 7000035238 | 3730 | Telecom Eqpt Spare Rangat | 1000018706 | 18 | S16.1 SFP | EA | 1 |  | INCLUDED |  | INCLUDED | 0 | INCLUDED | 0 | 0 | 0 | 0
91 | 7000035238 | 3740 | Telecom Eqpt Spare Rangat | 1000014273 | 18 | L16.2 SFP | EA | 2 |  | INCLUDED |  | INCLUDED | 0 | INCLUDED | 0 | 0 | 0 | 0
92 | 7000035238 | 3750 | Telecom Eqpt Spare Rangat | 1000031374 | 18 | TRIBUTARY INTERFACE- E1 INTERFACE (MINIMUM 16 NOS.) | SET | 1 |  | INCLUDED |  | INCLUDED | 0 | INCLUDED | 0 | 0 | 0 | 0
93 | 7000035238 | 3760 | Telecom Eqpt Spare Rangat | 1000034950 | 18 | ETHERNET INTERFACE 10/100 BASE T WITH LAYER-2 SWITCHING (MIN 8INTERFACES PER CARD) | EA | 1 |  | INCLUDED |  | INCLUDED | 0 | INCLUDED | 0 | 0 | 0 | 0
94 | 7000035238 | 3770 | Telecom Eqpt Spare Rangat | 1000031381 | 18 | TRIBUTARY INTERFACE-GIGABIT ETHERNET INTERFACES 10/100 MBPS WITH LAYER-2 SWITCHING (MINIMUM 2 NOS.) | SET | 1 |  | INCLUDED |  | INCLUDED | 0 | INCLUDED | 0 | 0 | 0 | 0
95 | 7000035238 | 3780 | Telecom Eqpt Spare Rangat | 1000031398 | 18 | PRE CONNECTORIZED OPTICAL FIBER PATCH CORDS(10 MTRS) â€“ PACK OF SIXPATCH CORDS | SET | 5 |  | INCLUDED |  | INCLUDED | 0 | INCLUDED | 0 | 0 | 0 | 0
96 | 7000035238 | 3790 | Telecom Eqpt Spare Rangat | 1000037546 | 18 | 48F (DWSM) APPROACH FIBRE OPTIC CABLE | KM | 0.25 |  | INCLUDED |  | INCLUDED | 0 | INCLUDED | 0 | 0 | 0 | 0
97 | 7000035238 | 3800 | Telecom Eqpt Spare Rangat | 1000066614 | 18 | GI PIPE INSTALLATION HARDWARE FOR APPROACH CABLING | KM | 0.25 |  | INCLUDED |  | INCLUDED | 0 | INCLUDED | 0 | 0 | 0 | 0
98 | 7000035238 | 3810 | Telecom Eqpt Spare Rangat | 1000066612 | 18 | GI ELBOW INSTALLATION HARDWARE FOR APPROAH CABLING | EA | 1 |  | INCLUDED |  | INCLUDED | 0 | INCLUDED | 0 | 0 | 0 | 0
99 | 7000035238 | 3820 | Telecom Eqpt Spare Rangat | 1000066613 | 18 | GI FLEXIBLE CONDUIT INSTALLATION HARDWARE FOR APPROAH CABLING | EA | 1 |  | INCLUDED |  | INCLUDED | 0 | INCLUDED | 0 | 0 | 0 | 0
100 | 7000035238 | 3850 | Non-Standard structures-Supply | 1000015954 | 18 | Fabrication, galvanising and supply of Lattice Structures (MS Steel),to be designed during detailed engineering, for towers, beams andequipment support structure including pack plates / packwashers andgusset plates excluding fasteners and foundation bolts | MT | 117 |  | INCLUDED |  | INCLUDED | 0 | INCLUDED | 0 | 0 | 0 | 0
101 | 7000035238 | 3860 | Non-Standard structures-Supply | 1000011713 | 18 | Fabrication, galvanising and supply of fasteners ( nuts, bolts andwashers ) including step bolts for lattice and pipe structures to bedesigned during detailed engineering | MT | 7 |  | INCLUDED |  | INCLUDED | 0 | INCLUDED | 0 | 0 | 0 | 0
102 | 7000035238 | 3870 | Non-Standard structures-Supply | 1000012373 | 18 | Fabrication, galvanising and supply of foundation bolts including nuts,checknut and washers for lattice and pipe structures to be designedduring detailed engineering | MT | 10 |  | INCLUDED |  | INCLUDED | 0 | INCLUDED | 0 | 0 | 0 | 0
103 | 7000035238 | 4030 | Mandatory spares | 1000080310 | 18 | SPARES FOR 15MVA, 66/33KV POWER TRANSFORMER | LS | 1 |  | INCLUDED |  | INCLUDED | 0 | INCLUDED | 0 | 0 | 0 | 0
104 | 7000035238 | 3880 | Mandatory spares | 1000030655 | 18 | SPARES FOR 72.5 KV BPI | EA | 1 |  | INCLUDED |  | INCLUDED | 0 | INCLUDED | 0 | 0 | 0 | 0
105 | 7000035238 | 3890 | Mandatory spares | 1000028117 | 18 | Spare for 72.5kV Circuit Breaker | LS | 1 |  | INCLUDED |  | INCLUDED | 0 | INCLUDED | 0 | 0 | 0 | 0
106 | 7000035238 | 3900 | Mandatory spares | 1000030960 | 18 | SPARES FOR 72.5 KV CURRENT TRANSFORMER | LS | 1 |  | INCLUDED |  | INCLUDED | 0 | INCLUDED | 0 | 0 | 0 | 0
107 | 7000035238 | 3910 | Mandatory spares | 1000030961 | 18 | SPARES FOR 72.5 KV POTENTIAL TRANSFORMER | LS | 1 |  | INCLUDED |  | INCLUDED | 0 | INCLUDED | 0 | 0 | 0 | 0
108 | 7000035238 | 3920 | Mandatory spares | 1000030730 | 18 | SPARES FOR 72.5 KV ISOLATOR | LS | 1 |  | INCLUDED |  | INCLUDED | 0 | INCLUDED | 0 | 0 | 0 | 0
109 | 7000035238 | 3930 | Mandatory spares | 1000030729 | 18 | SPARE FOR 60 KV SURGE ARRESTOR | LS | 1 |  | INCLUDED |  | INCLUDED | 0 | INCLUDED | 0 | 0 | 0 | 0
110 | 7000035238 | 3940 | Mandatory spares | 1000019912 | 18 | Relay & protection Panels (with automation) | LS | 1 |  | INCLUDED |  | INCLUDED | 0 | INCLUDED | 0 | 0 | 0 | 0
111 | 7000035238 | 3950 | Mandatory spares | 1000019927 | 18 | Spares-Substation Automation System | LS | 1 |  | INCLUDED |  | INCLUDED | 0 | INCLUDED | 0 | 0 | 0 | 0
112 | 7000035238 | 3960 | Mandatory spares | 1000029030 | 18 | Spares fpr 110V Battery Charger | LS | 1 |  | INCLUDED |  | INCLUDED | 0 | INCLUDED | 0 | 0 | 0 | 0
113 | 7000035238 | 3970 | Mandatory spares | 1000019921 | 18 | Spares fpr 48V Battery Charger | LS | 1 |  | INCLUDED |  | INCLUDED | 0 | INCLUDED | 0 | 0 | 0 | 0
114 | 7000035238 | 3980 | Mandatory spares | 1000028782 | 18 | SPARE-INDOORSW.GEAR PANEL | LS | 1 |  | INCLUDED |  | INCLUDED | 0 | INCLUDED | 0 | 0 | 0 | 0
115 | 7000035238 | 3990 | Mandatory spares | 1000024185 | 18 | SPARES-30KV SURGE ARRESTER | LS | 1 |  | INCLUDED |  | INCLUDED | 0 | INCLUDED | 0 | 0 | 0 | 0
116 | 7000035238 | 4000 | Mandatory spares | 1000019917 | 18 | Spares for 36kV Double break Isolator | LS | 1 |  | INCLUDED |  | INCLUDED | 0 | INCLUDED | 0 | 0 | 0 | 0
117 | 7000035238 | 4010 | Mandatory spares | 1000019915 | 18 | Spares for DG set | LS | 1 |  | INCLUDED |  | INCLUDED | 0 | INCLUDED | 0 | 0 | 0 | 0
118 | 7000035238 | 4020 | Mandatory spares | 1000019916 | 18 | Spares for 33/0.433kV LT Transformer | LS | 1 |  | INCLUDED |  | INCLUDED | 0 | INCLUDED | 0 | 0 | 0 | 0
D | 66/33kV Baratang Ss | [13 empty] | GST on Ex works | GST on F&I | Total Ex works (exc GST) | Total F&I (exc GST) | [6 empty] | Rounded off UnitPrice | Total Corrected Price (excl. GST) | GST rate | GST @12% | GST @18% | GST @28% | GST amount @12% | GST amount @18% | GST amount @28%
1 | 7000035238 | 4040 | Power Transformer | 1000015938 | 18 | Nitrogen injection type fire protection for 66kV transformer | SET | 2 |  | INCLUDED |  | INCLUDED | 0 | INCLUDED | 0 | 0 | 0 | 0
2 | 7000035238 | 4050 | Power Transformer | 1000031121 | 18 | 5MVA, 66/33KV, 3-PHASE POWER TRANSFORMER | EA | 2 |  | INCLUDED |  | INCLUDED | 0 | INCLUDED | 0 | 0 | 0 | 0
3 | 7000035238 | 4060 | Power Transformer | 1000031123 | 18 | INSULATING OIL FOR 5MVA, 66/33KV, 3-PHASE POWER TRANSFORMER | SET | 2 |  | INCLUDED |  | INCLUDED | 0 | INCLUDED | 0 | 0 | 0 | 0
4 | 7000035238 | 4070 | LT Transformer | 1000078177 | 18 | 160KVA, 33/.433KV, 3PH TRANSFORMER WITH CRGO CORE CU WINDING | EA | 2 |  | INCLUDED |  | INCLUDED | 0 | INCLUDED | 0 | 0 | 0 | 0
5 | 7000035238 | 4080 | 72.5KVEquipments | 1000005039 | 18 | 72.5 kV, 1250A, 31.5 kA, 3-phase CircuitBreaker with support structure | EA | 7 |  | INCLUDED |  | INCLUDED | 0 | INCLUDED | 0 | 0 | 0 | 0
6 | 7000035238 | 4150 | 72.5KVEquipments | 1000080070 | 18 | 72.5 KV, 600A, 31.5 KA, 1-PHASE CURRENT TRANSFORMER WITH 150% EXTENDEDCURRENT RATING | EA | 21 |  | INCLUDED |  | INCLUDED | 0 | INCLUDED | 0 | 0 | 0 | 0
7 | 7000035238 | 4090 | 72.5KVEquipments | 1000005048 | 18 | 72.5 kV Voltage Transformer (1- Phase) | EA | 18 |  | INCLUDED |  | INCLUDED | 0 | INCLUDED | 0 | 0 | 0 | 0
8 | 7000035238 | 4100 | 72.5KVEquipments | 1000005067 | 18 | 72.5 kV, 1250A, 31.5 KA, 3-Phase HDBIsolator with one E/S | EA | 6 |  | INCLUDED |  | INCLUDED | 0 | INCLUDED | 0 | 0 | 0 | 0
9 | 7000035238 | 4110 | 72.5KVEquipments | 1000005037 | 18 | 72.5 kV, 1250A, 31.5 KA, 3-Phase HDBIsolator without E/s | EA | 8 |  | INCLUDED |  | INCLUDED | 0 | INCLUDED | 0 | 0 | 0 | 0
10 | 7000035238 | 4120 | 72.5KVEquipments | 1000029252 | 18 | 60kV Surge Arrester (1-Phase) | EA | 18 |  | INCLUDED |  | INCLUDED | 0 | INCLUDED | 0 | 0 | 0 | 0
11 | 7000035238 | 4130 | 72.5KVEquipments | 1000005030 | 18 | 72.5kV ,1 phase Bus Post Insulators | EA | 28 |  | INCLUDED |  | INCLUDED | 0 | INCLUDED | 0 | 0 | 0 | 0
12 | 7000035238 | 4140 | 72.5KVEquipments | 1000025327 | 18 | Portable Discharge Rods | EA | 6 |  | INCLUDED |  | INCLUDED | 0 | INCLUDED | 0 | 0 | 0 | 0
13 | 7000035238 | 4160 | 36kV Equipments | 1000020418 | 18 | 30kV Surge Arrester (1-Phase) | EA | 15 |  | INCLUDED |  | INCLUDED | 0 | INCLUDED | 0 | 0 | 0 | 0
14 | 7000035238 | 4170 | 36kV Equipments | 1000002032 | 18 | 36kV, 1 phase Bus Post Insulators as per Technical Specification | EA | 5 |  | INCLUDED |  | INCLUDED | 0 | INCLUDED | 0 | 0 | 0 | 0
15 | 7000035238 | 4180 | 36kV Equipments | 1000002095 | 18 | 36 kV, 630A, 25 KA, 3-Phase DoubleBreak Isolator with one E/S | EA | 5 |  | INCLUDED |  | INCLUDED | 0 | INCLUDED | 0 | 0 | 0 | 0
16 | 7000035238 | 4190 | 36kV Equipments | 1000002038 | 18 | 36 kV (3-phase) Indoor Switch gear Panel for Bus Sectionaliser Module | SET | 1 |  | INCLUDED |  | INCLUDED | 0 | INCLUDED | 0 | 0 | 0 | 0
17 | 7000035238 | 4200 | 36kV Equipments | 1000002104 | 18 | 36 kV,25 KA, 3-phase Indoor Switch gear Panel-Line Module | EA | 5 |  | INCLUDED |  | INCLUDED | 0 | INCLUDED | 0 | 0 | 0 | 0
18 | 7000035238 | 4210 | 36kV Equipments | 1000002106 | 18 | 36 kV,25 KA, 3-phase Indoor Switch gear Panel-Transformer Module | EA | 2 |  | INCLUDED |  | INCLUDED | 0 | INCLUDED | 0 | 0 | 0 | 0
19 | 7000035238 | 4220 | 36kV Equipments | 1000032789 | 18 | 36 KV,25 KA (3-PHASE) INDOOR SWITCH GEAR PANEL FOR LT TRANSFORMERMODULE | EA | 2 |  | INCLUDED |  | INCLUDED | 0 | INCLUDED | 0 | 0 | 0 | 0
20 | 7000035238 | 4230 | Substation Auxiliary | 1000004313 | 18 | 415V Main Switchboard | SET | 1 |  | INCLUDED |  | INCLUDED | 0 | INCLUDED | 0 | 0 | 0 | 0
21 | 7000035238 | 4240 | Substation Auxiliary | 1000004303 | 18 | 415V AC Distribution Board (ACDB) as per Technical Specification | SET | 1 |  | INCLUDED |  | INCLUDED | 0 | INCLUDED | 0 | 0 | 0 | 0
22 | 7000035238 | 4250 | Substation Auxiliary | 1000004311 | 18 | 415V Main Lighting DB(along with 2 nos.25 kVA 415V/415V Lighting transformer) | SET | 1 |  | INCLUDED |  | INCLUDED | 0 | INCLUDED | 0 | 0 | 0 | 0
23 | 7000035238 | 4260 | Substation Auxiliary | 1000004308 | 18 | 415V Emergency Lighting DB(along with 1no. 25kVA 415V/415V lightingtransformer) | SET | 1 |  | INCLUDED |  | INCLUDED | 0 | INCLUDED | 0 | 0 | 0 | 0
24 | 7000035238 | 4270 | Substation Auxiliary | 1000000564 | 18 | 110 V DC Distribution Board(DCDB) | SET | 2 |  | INCLUDED |  | INCLUDED | 0 | INCLUDED | 0 | 0 | 0 | 0
25 | 7000035238 | 4280 | Substation Auxiliary | 1000028342 | 18 | 110V, 250 Ah Battery | EA | 2 |  | INCLUDED |  | INCLUDED | 0 | INCLUDED | 0 | 0 | 0 | 0
26 | 7000035238 | 4290 | Substation Auxiliary | 1000000580 | 18 | 110V, 60A/60A Float Cum Boost BatteryCharger | EA | 2 |  | INCLUDED |  | INCLUDED | 0 | INCLUDED | 0 | 0 | 0 | 0
27 | 7000035238 | 4300 | Substation Auxiliary | 1000004765 | 18 | 48V, 200 Ah Battery | SET | 2 |  | INCLUDED |  | INCLUDED | 0 | INCLUDED | 0 | 0 | 0 | 0
28 | 7000035238 | 4310 | Substation Auxiliary | 1000028345 | 18 | 48V, 70A/70A Float Cum Boost BatteryCharger cum DCDB | SET | 2 |  | INCLUDED |  | INCLUDED | 0 | INCLUDED | 0 | 0 | 0 | 0
29 | 7000035238 | 4320 | Substation Auxiliary | 1000013502 | 18 | High wall type split AC unit of 2 TR capacity | EA | 10 |  | INCLUDED |  | INCLUDED | 0 | INCLUDED | 0 | 0 | 0 | 0
30 | 7000035238 | 4330 | Substation Auxiliary | 1000079990 | 18 | 75 KVA DIESEL GENERATOR SET WITH CONTROL PANEL | EA | 1 |  | INCLUDED |  | INCLUDED | 0 | INCLUDED | 0 | 0 | 0 | 0
31 | 7000035238 | 4340 | Substation Auxiliary | 1000025861 | 18 | Visual Monitoring System for Watch & Ward | SET | 1 |  | INCLUDED |  | INCLUDED | 0 | INCLUDED | 0 | 0 | 0 | 0
32 | 7000035238 | 4350 | Relay & Protection Panel | 1000004964 | 18 | 66 kV Line Protection Panel (with Automation) | EA | 4 |  | INCLUDED |  | INCLUDED | 0 | INCLUDED | 0 | 0 | 0 | 0
33 | 7000035238 | 4360 | Relay & Protection Panel | 1000004981 | 18 | 66 kV Transformer Protection Panel (For both HV & MV side)-(withAutomation) | EA | 2 |  | INCLUDED |  | INCLUDED | 0 | INCLUDED | 0 | 0 | 0 | 0
34 | 7000035238 | 4370 | Relay & Protection Panel | 1000030956 | 18 | 66 KV PROTECTION PANEL FOR BUS SECTIONALIZER (WITH AUTOMATION) | EA | 1 |  | INCLUDED |  | INCLUDED | 0 | INCLUDED | 0 | 0 | 0 | 0
35 | 7000035238 | 4380 | Relay & Protection Panel | 1000021642 | 18 | Time synchronisation equipment | EA | 1 |  | INCLUDED |  | INCLUDED | 0 | INCLUDED | 0 | 0 | 0 | 0
36 | 7000035238 | 4390 | Relay & Protection Panel | 1000004965 | 18 | Complete Substation automation System for 66kV bay as per TechnicalSpecification | EA | 7 |  | INCLUDED |  | INCLUDED | 0 | INCLUDED | 0 | 0 | 0 | 0
37 | 7000035238 | 4400 | Relay & Protection Panel | 1000018700 | 18 | Complete Substation automation System for controlling and monitoringof Auxilary System including BCUs as per technical specification | SET | 1 |  | INCLUDED |  | INCLUDED | 0 | INCLUDED | 0 | 0 | 0 | 0
38 | 7000035238 | 4410 | Relay & Protection Panel | 1000002018 | 18 | Complete Substation automation System for 33kV bay as per TechnicalSpecification | EA | 10 |  | INCLUDED |  | INCLUDED | 0 | INCLUDED | 0 | 0 | 0 | 0
39 | 7000035238 | 4420 | Fire Protection System | 1000012027 | 18 | 9litre water type Portable Fire extinguisher | EA | 4 |  | INCLUDED |  | INCLUDED | 0 | INCLUDED | 0 | 0 | 0 | 0
40 | 7000035238 | 4430 | Fire Protection System | 1000012022 | 18 | 4.5 kg CO2 type Portable Fire extinguisher | EA | 10 |  | INCLUDED |  | INCLUDED | 0 | INCLUDED | 0 | 0 | 0 | 0
41 | 7000035238 | 4440 | Fire Protection System | 1000028551 | 18 | Diesel Engine driven Hydrant system with Water tank, Pump Room, DGdriven pump, O/G & U/G piping, hydrant points for transformers,buildings, store yard and accessories etc. | LS | 1 |  | INCLUDED |  | INCLUDED | 0 | INCLUDED | 0 | 0 | 0 | 0
42 | 7000035238 | 4450 | Fire Protection System | 1000012026 | 18 | 6Kg dry chemical powered type Portable Fire extinguisher | EA | 6 |  | INCLUDED |  | INCLUDED | 0 | INCLUDED | 0 | 0 | 0 | 0
43 | 7000035238 | 4460 | Fire Protection System | 1000049665 | 18 | 60 LITRE FOAM TYPE TROLLEY/WHEEL MOUNTED FIRE EXTINGUISHER | SET | 2 |  | INCLUDED |  | INCLUDED | 0 | INCLUDED | 0 | 0 | 0 | 0
44 | 7000035238 | 4470 | Fire Protection System | 1000030636 | 18 | FIRE DETECTION AND ALARM SYSTEM FOR CONTROL ROOM BUILDING Â (66KV) | LS | 1 |  | INCLUDED |  | INCLUDED | 0 | INCLUDED | 0 | 0 | 0 | 0
45 | 7000035238 | 4480 | Illumination System | 1000014547 | 18 | Lighting Panel type ACP-2 as per technical specification | EA | 3 |  | INCLUDED |  | INCLUDED | 0 | INCLUDED | 0 | 0 | 0 | 0
46 | 7000035238 | 4490 | Illumination System | 1000014548 | 18 | Lighting Panel type ACP-3 as per technical specification | EA | 2 |  | INCLUDED |  | INCLUDED | 0 | INCLUDED | 0 | 0 | 0 | 0
47 | 7000035238 | 4500 | Illumination System | 1000038387 | 18 | LED FLOOD LIGHT LUMINARIESTYPE FL-1 (150W) AS PER TECHNICALSPECIFICATION | EA | 20 |  | INCLUDED |  | INCLUDED | 0 | INCLUDED | 0 | 0 | 0 | 0
48 | 7000035238 | 4510 | Illumination System | 1000038325 | 18 | LIGHTING FIXTURE LED LUMINAIRES TYPE FL2 AS PER TECH. SPECIFICATIONS | EA | 30 |  | INCLUDED |  | INCLUDED | 0 | INCLUDED | 0 | 0 | 0 | 0
49 | 7000035238 | 4520 | Illumination System | 1000038385 | 18 | FIRE WALL MOUNTED LED LUMINARIE TYPE FL-2 (250W) | EA | 4 |  | INCLUDED |  | INCLUDED | 0 | INCLUDED | 0 | 0 | 0 | 0
50 | 7000035238 | 4530 | Illumination System | 1000038389 | 18 | LED STREET LIGHT LUMINAIRE TYPE SL-L1 (= 45W)AS PER TECHNICALSPECIFICATION | EA | 20 |  | INCLUDED |  | INCLUDED | 0 | INCLUDED | 0 | 0 | 0 | 0
51 | 7000035238 | 4540 | Illumination System | 1000038397 | 18 | TYPE L1 STREET LIGHTING POLE OF 6 METER AS PER TECHNICALSPECIFICATION. | EA | 20 |  | INCLUDED |  | INCLUDED | 0 | INCLUDED | 0 | 0 | 0 | 0
52 | 7000035238 | 4550 | Illumination System | 1000038041 | 18 | LIGHTING FIXTURE LED LUMINAIRES TYPE SL-D1 AS PER TECH. SPECIFICATIONS | EA | 10 |  | INCLUDED |  | INCLUDED | 0 | INCLUDED | 0 | 0 | 0 | 0
53 | 7000035238 | 4560 | Illumination System | 1000038396 | 18 | TYPE D1 POST TOP LANTERN POLE OF 4 METER AS PER TECHNICALSPECIFICATION. | EA | 10 |  | INCLUDED |  | INCLUDED | 0 | INCLUDED | 0 | 0 | 0 | 0
54 | 7000035238 | 4570 | Illumination System | 1000004952 | 18 | 63A, 415V : Interlocked switch socket outdoor Receptacle (type RP) asper technical specifications | EA | 2 |  | INCLUDED |  | INCLUDED | 0 | INCLUDED | 0 | 0 | 0 | 0
55 | 7000035238 | 4580 | Illumination System | 1000034867 | 18 | CONTROL ROOM CUM ADMINISTRATIVE BUILDING (66KV) ILLUMINATIONINCLUDINGCONDUIT | LS | 1 |  | INCLUDED |  | INCLUDED | 0 | INCLUDED | 0 | 0 | 0 | 0
56 | 7000035238 | 4590 | Illumination System | 1000030002 | 18 | Fire fighting pumphouse building illimunation including conduit | LS | 1 |  | INCLUDED |  | INCLUDED | 0 | INCLUDED | 0 | 0 | 0 | 0
57 | 7000035238 | 4600 | Illumination System | 1000030151 | 18 | Security Room Illumination including conduit | LS | 1 |  | INCLUDED |  | INCLUDED | 0 | INCLUDED | 0 | 0 | 0 | 0
58 | 7000035238 | 4610 | Illumination System | 1000024515 | 18 | Cartwheel Mounted Aluminium Ladder as Per Technical Specification | EA | 1 |  | INCLUDED |  | INCLUDED | 0 | INCLUDED | 0 | 0 | 0 | 0
59 | 7000035238 | 4620 | Illumination System | 1000025538 | 18 | Self Supported Aluminium Ladder as Per Technical Specification | EA | 1 |  | INCLUDED |  | INCLUDED | 0 | INCLUDED | 0 | 0 | 0 | 0
60 | 7000035238 | 4630 | Illumination System | 1000001894 | 18 | Outdoor Power Receptacle for oilfiltration unit (250A) | EA | 2 |  | INCLUDED |  | INCLUDED | 0 | INCLUDED | 0 | 0 | 0 | 0
61 | 7000035238 | 4640 | Structure & Main Earthmat | 1000032055 | 18 | 40 MM MS ROD FOR MAIN EARTHMAT | KM | 4 |  | INCLUDED |  | INCLUDED | 0 | INCLUDED | 0 | 0 | 0 | 0
62 | 7000035238 | 4650 | Erection H/W | 1000011339 | 18 | Erection Hardware for 66kV layout (Bus Scheme as per SLD)-Line Bay asper technical specification | SET | 4 |  | INCLUDED |  | INCLUDED | 0 | INCLUDED | 0 | 0 | 0 | 0
63 | 7000035238 | 4660 | Erection H/W | 1000011340 | 18 | Erection Hardware for 66kV layout (Bus Scheme as per SLD)- TransformerBay as per technical specification | SET | 2 |  | INCLUDED |  | INCLUDED | 0 | INCLUDED | 0 | 0 | 0 | 0
64 | 7000035238 | 4670 | Erection H/W | 1000011337 | 18 | Erection Hardware for 66kV layout (Bus Scheme as per SLD)-Bus sectionbay as per technical specification | SET | 1 |  | INCLUDED |  | INCLUDED | 0 | INCLUDED | 0 | 0 | 0 | 0
65 | 7000035238 | 4680 | Erection H/W | 1000032412 | 18 | ERECTION HARDWARE FOR AUXILIARY LT TRANSFORMER | SET | 2 |  | INCLUDED |  | INCLUDED | 0 | INCLUDED | 0 | 0 | 0 | 0
66 | 7000035238 | 4690 | Erection H/W | 1000011345 | 18 | Erection Hardware for 66kV layout (Bus Scheme as per SLD) Bus work(For Three bays) as per technical specification | SET | 1 |  | INCLUDED |  | INCLUDED | 0 | INCLUDED | 0 | 0 | 0 | 0
67 | 7000035238 | 4700 | Erection H/W | 1000011344 | 18 | Erection Hardware for 66kV layout (Bus Scheme as per SLD)-Bus work(For two bays) as per technical specification | SET | 1 |  | INCLUDED |  | INCLUDED | 0 | INCLUDED | 0 | 0 | 0 | 0
68 | 7000035238 | 4710 | Erection H/W | 1000011288 | 18 | Erection Hardware for the 33kV layout (Bus Scheme as per SLD)-Line Bayas per technical specification | SET | 5 |  | INCLUDED |  | INCLUDED | 0 | INCLUDED | 0 | 0 | 0 | 0
69 | 7000035238 | 4720 | Erection H/W | 1000011289 | 18 | Erection Hardware for the 33kV layout (Bus Scheme as perSLD)-Transformer Bay as per technical specification | SET | 2 |  | INCLUDED |  | INCLUDED | 0 | INCLUDED | 0 | 0 | 0 | 0
70 | 7000035238 | 4730 | Cables | 1000000444 | 18 | 1.1kV grade Power Cables (XLPEinsulated) along withlugs,glands,straight joints &accessories,etc. | LS | 1 |  | INCLUDED |  | INCLUDED | 0 | INCLUDED | 0 | 0 | 0 | 0
71 | 7000035238 | 4740 | Cables | 1000000443 | 18 | 1.1kV grade Power Cables (PVCinsulated)along withlugs,glands,straight joints &accessories,etc. | LS | 1 |  | INCLUDED |  | INCLUDED | 0 | INCLUDED | 0 | 0 | 0 | 0
72 | 7000035238 | 4750 | Cables | 1000000442 | 18 | 1.1kV grade Control Cables (PVCinsulated) along withlugs,glands,straight joints &accessories,etc. | LS | 1 |  | INCLUDED |  | INCLUDED | 0 | INCLUDED | 0 | 0 | 0 | 0
73 | 7000035238 | 4760 | Cables | 1000080309 | 18 | 33 KV 3CX400 SQ.MM ALUMINIUM, ARMOURED XLPE CABLE | KM | 2 |  | INCLUDED |  | INCLUDED | 0 | INCLUDED | 0 | 0 | 0 | 0
74 | 7000035238 | 4770 | Cables | 1000029075 | 18 | 33kV XLPE cable Termination Equipment along with structure &accessories for out door termination (one set consists of completerequirement for one bay) | SET | 9 |  | INCLUDED |  | INCLUDED | 0 | INCLUDED | 0 | 0 | 0 | 0
75 | 7000035238 | 4890 | Telecom Eqpt Supply Baratang | 1000031367 | 18 | SDH EQUIPMENT (STM-16 MADM UPTO 5 MSP PROTECTED DIRECTIONS)-BASEEQUIPMENT (COMMON CARDS, CROSS CONNECT/CONTROL CARDS, OPTICAL BASECARDS, POWER SUPPLY CARDS, POWER CABLING, OTHER HARDWARE ANDACCESSORIES INCLUDING SUB RACKS, PATCH CORD, DDF ETC FULLY EQUIPEDEXCLUDING OPTICAL INTERFACE & TRIBUTARY CARDS | EA | 1 |  | INCLUDED |  | INCLUDED | 0 | INCLUDED | 0 | 0 | 0 | 0
76 | 7000035238 | 5030 | Telecom Eqpt Supply Baratang | 1000014273 | 18 | L16.2 SFP | EA | 2 |  | INCLUDED |  | INCLUDED | 0 | INCLUDED | 0 | 0 | 0 | 0
77 | 7000035238 | 5020 | Telecom Eqpt Supply Baratang | 1000031413 | 18 | OPTICAL INTERFACE/SFP-V16.2 | EA | 2 |  | INCLUDED |  | INCLUDED | 0 | INCLUDED | 0 | 0 | 0 | 0
78 | 7000035238 | 4900 | Telecom Eqpt Supply Baratang | 1000031374 | 18 | TRIBUTARY INTERFACE- E1 INTERFACE (MINIMUM 16 NOS.) | SET | 2 |  | INCLUDED |  | INCLUDED | 0 | INCLUDED | 0 | 0 | 0 | 0
79 | 7000035238 | 4910 | Telecom Eqpt Supply Baratang | 1000034950 | 18 | ETHERNET INTERFACE 10/100 BASE T WITH LAYER-2 SWITCHING (MIN 8INTERFACES PER CARD) | EA | 2 |  | INCLUDED |  | INCLUDED | 0 | INCLUDED | 0 | 0 | 0 | 0
80 | 7000035238 | 4920 | Telecom Eqpt Supply Baratang | 1000031381 | 18 | TRIBUTARY INTERFACE-GIGABIT ETHERNET INTERFACES 10/100 MBPS WITH LAYER-2 SWITCHING (MINIMUM 2 NOS.) | SET | 1 |  | INCLUDED |  | INCLUDED | 0 | INCLUDED | 0 | 0 | 0 | 0
81 | 7000035238 | 4930 | Telecom Eqpt Supply Baratang | 1000026228 | 18 | Equipment Cabinets For SDH | EA | 1 |  | INCLUDED |  | INCLUDED | 0 | INCLUDED | 0 | 0 | 0 | 0
82 | 7000035238 | 4940 | Telecom Eqpt Supply Baratang | 1000028495 | 18 | NMS- CRAFT TERMINAL-HARDWARE | EA | 1 |  | INCLUDED |  | INCLUDED | 0 | INCLUDED | 0 | 0 | 0 | 0
83 | 7000035238 | 4950 | Telecom Eqpt Supply Baratang | 1000028265 | 18 | Software for Craft Terminal | EA | 1 |  | INCLUDED |  | INCLUDED | 0 | INCLUDED | 0 | 0 | 0 | 0
84 | 7000035238 | 4960 | Telecom Eqpt Supply Baratang | 1000034998 | 18 | VOIP TELEPHONE INSTRUMENT WITH ONE COMMON SWITCH (MIN. 8 PORT) | EA | 2 |  | INCLUDED |  | INCLUDED | 0 | INCLUDED | 0 | 0 | 0 | 0
85 | 7000035238 | 4970 | Telecom Eqpt Supply Baratang | 1000037546 | 18 | 48F (DWSM) APPROACH FIBRE OPTIC CABLE | KM | 1 |  | INCLUDED |  | INCLUDED | 0 | INCLUDED | 0 | 0 | 0 | 0
86 | 7000035238 | 4980 | Telecom Eqpt Supply Baratang | 1000066614 | 18 | GI PIPE INSTALLATION HARDWARE FOR APPROACH CABLING | KM | 1 |  | INCLUDED |  | INCLUDED | 0 | INCLUDED | 0 | 0 | 0 | 0
87 | 7000035238 | 4990 | Telecom Eqpt Supply Baratang | 1000066612 | 18 | GI ELBOW INSTALLATION HARDWARE FOR APPROAH CABLING | EA | 10 |  | INCLUDED |  | INCLUDED | 0 | INCLUDED | 0 | 0 | 0 | 0
88 | 7000035238 | 5000 | Telecom Eqpt Supply Baratang | 1000066613 | 18 | GI FLEXIBLE CONDUIT INSTALLATION HARDWARE FOR APPROAH CABLING | EA | 8 |  | INCLUDED |  | INCLUDED | 0 | INCLUDED | 0 | 0 | 0 | 0
89 | 7000035238 | 5010 | Telecom Eqpt Supply Baratang | 1000023471 | 18 | OPGW Fibre Optic Distribution Panel (FODP): Indoor Type: 96F | EA | 1 |  | INCLUDED |  | INCLUDED | 0 | INCLUDED | 0 | 0 | 0 | 0
90 | 7000035238 | 5050 | Telecom Eqpt Spare Baratang | 1000031369 | 18 | SDH EQUIPMENT (STM-16 MADM UPTO 5 MSP PROTECTED DIRECTIONS)-COMMONCARDS, CROSS-CONNECT/CONTROL CARDS, OPTICAL BASE CARD, POWER SUPPLYCARDS, POWER CABLING, OTHER HARDWARE & ACCESSORIES (EACH). | SET | 1 |  | INCLUDED |  | INCLUDED | 0 | INCLUDED | 0 | 0 | 0 | 0
91 | 7000035238 | 5150 | Telecom Eqpt Spare Baratang | 1000014273 | 18 | L16.2 SFP | EA | 1 |  | INCLUDED |  | INCLUDED | 0 | INCLUDED | 0 | 0 | 0 | 0
92 | 7000035238 | 5140 | Telecom Eqpt Spare Baratang | 1000031413 | 18 | OPTICAL INTERFACE/SFP-V16.2 | EA | 1 |  | INCLUDED |  | INCLUDED | 0 | INCLUDED | 0 | 0 | 0 | 0
93 | 7000035238 | 5060 | Telecom Eqpt Spare Baratang | 1000031374 | 18 | TRIBUTARY INTERFACE- E1 INTERFACE (MINIMUM 16 NOS.) | SET | 1 |  | INCLUDED |  | INCLUDED | 0 | INCLUDED | 0 | 0 | 0 | 0
94 | 7000035238 | 5070 | Telecom Eqpt Spare Baratang | 1000034950 | 18 | ETHERNET INTERFACE 10/100 BASE T WITH LAYER-2 SWITCHING (MIN 8INTERFACES PER CARD) | EA | 1 |  | INCLUDED |  | INCLUDED | 0 | INCLUDED | 0 | 0 | 0 | 0
95 | 7000035238 | 5080 | Telecom Eqpt Spare Baratang | 1000031381 | 18 | TRIBUTARY INTERFACE-GIGABIT ETHERNET INTERFACES 10/100 MBPS WITH LAYER-2 SWITCHING (MINIMUM 2 NOS.) | SET | 1 |  | INCLUDED |  | INCLUDED | 0 | INCLUDED | 0 | 0 | 0 | 0
96 | 7000035238 | 5090 | Telecom Eqpt Spare Baratang | 1000031398 | 18 | PRE CONNECTORIZED OPTICAL FIBER PATCH CORDS(10 MTRS) â€“ PACK OF SIXPATCH CORDS | SET | 5 |  | INCLUDED |  | INCLUDED | 0 | INCLUDED | 0 | 0 | 0 | 0
97 | 7000035238 | 5100 | Telecom Eqpt Spare Baratang | 1000037546 | 18 | 48F (DWSM) APPROACH FIBRE OPTIC CABLE | KM | 0.25 |  | INCLUDED |  | INCLUDED | 0 | INCLUDED | 0 | 0 | 0 | 0
98 | 7000035238 | 5110 | Telecom Eqpt Spare Baratang | 1000066614 | 18 | GI PIPE INSTALLATION HARDWARE FOR APPROACH CABLING | KM | 0.25 |  | INCLUDED |  | INCLUDED | 0 | INCLUDED | 0 | 0 | 0 | 0
99 | 7000035238 | 5120 | Telecom Eqpt Spare Baratang | 1000066612 | 18 | GI ELBOW INSTALLATION HARDWARE FOR APPROAH CABLING | EA | 1 |  | INCLUDED |  | INCLUDED | 0 | INCLUDED | 0 | 0 | 0 | 0
100 | 7000035238 | 5130 | Telecom Eqpt Spare Baratang | 1000066613 | 18 | GI FLEXIBLE CONDUIT INSTALLATION HARDWARE FOR APPROAH CABLING | EA | 1 |  | INCLUDED |  | INCLUDED | 0 | INCLUDED | 0 | 0 | 0 | 0
101 | 7000035238 | 5160 | Telecom Eqpt Spare Baratang | 1000023721 | 18 | SFP S4.1 | EA | 1 |  | INCLUDED |  | INCLUDED | 0 | INCLUDED | 0 | 0 | 0 | 0
102 | 7000035238 | 5170 | Telecom Eqpt Spare Baratang | 1000032570 | 18 | OPTICALÂ INTERFACEÂ SFP L4.2 | EA | 1 |  | INCLUDED |  | INCLUDED | 0 | INCLUDED | 0 | 0 | 0 | 0
103 | 7000035238 | 5180 | Telecom Eqpt Spare Baratang | 1000031414 | 18 | OPTICAL INTERFACE/SFP-V4.2 | EA | 1 |  | INCLUDED |  | INCLUDED | 0 | INCLUDED | 0 | 0 | 0 | 0
104 | 7000035238 | 5210 | Non-Standard structures-Supply | 1000015954 | 18 | Fabrication, galvanising and supply of Lattice Structures (MS Steel),to be designed during detailed engineering, for towers, beams andequipment support structure including pack plates / packwashers andgusset plates excluding fasteners and foundation bolts | MT | 127 |  | INCLUDED |  | INCLUDED | 0 | INCLUDED | 0 | 0 | 0 | 0
105 | 7000035238 | 5220 | Non-Standard structures-Supply | 1000011713 | 18 | Fabrication, galvanising and supply of fasteners ( nuts, bolts andwashers ) including step bolts for lattice and pipe structures to bedesigned during detailed engineering | MT | 8 |  | INCLUDED |  | INCLUDED | 0 | INCLUDED | 0 | 0 | 0 | 0
106 | 7000035238 | 5230 | Non-Standard structures-Supply | 1000012373 | 18 | Fabrication, galvanising and supply of foundation bolts including nuts,checknut and washers for lattice and pipe structures to be designedduring detailed engineering | MT | 13 |  | INCLUDED |  | INCLUDED | 0 | INCLUDED | 0 | 0 | 0 | 0
107 | 7000035238 | 5390 | Mandatory spares | 1000031124 | 18 | SPARE FOR 5MVA, 3-PHASE, 66/33KV TRANSFOMER | LS | 1 |  | INCLUDED |  | INCLUDED | 0 | INCLUDED | 0 | 0 | 0 | 0
108 | 7000035238 | 5240 | Mandatory spares | 1000030655 | 18 | SPARES FOR 72.5 KV BPI | EA | 1 |  | INCLUDED |  | INCLUDED | 0 | INCLUDED | 0 | 0 | 0 | 0
109 | 7000035238 | 5250 | Mandatory spares | 1000028117 | 18 | Spare for 72.5kV Circuit Breaker | LS | 1 |  | INCLUDED |  | INCLUDED | 0 | INCLUDED | 0 | 0 | 0 | 0
110 | 7000035238 | 5260 | Mandatory spares | 1000030960 | 18 | SPARES FOR 72.5 KV CURRENT TRANSFORMER | LS | 1 |  | INCLUDED |  | INCLUDED | 0 | INCLUDED | 0 | 0 | 0 | 0
111 | 7000035238 | 5270 | Mandatory spares | 1000030961 | 18 | SPARES FOR 72.5 KV POTENTIAL TRANSFORMER | LS | 1 |  | INCLUDED |  | INCLUDED | 0 | INCLUDED | 0 | 0 | 0 | 0
112 | 7000035238 | 5280 | Mandatory spares | 1000030730 | 18 | SPARES FOR 72.5 KV ISOLATOR | LS | 1 |  | INCLUDED |  | INCLUDED | 0 | INCLUDED | 0 | 0 | 0 | 0
113 | 7000035238 | 5290 | Mandatory spares | 1000030729 | 18 | SPARE FOR 60 KV SURGE ARRESTOR | LS | 1 |  | INCLUDED |  | INCLUDED | 0 | INCLUDED | 0 | 0 | 0 | 0
114 | 7000035238 | 5300 | Mandatory spares | 1000019912 | 18 | Relay & protection Panels (with automation) | LS | 1 |  | INCLUDED |  | INCLUDED | 0 | INCLUDED | 0 | 0 | 0 | 0
115 | 7000035238 | 5310 | Mandatory spares | 1000019927 | 18 | Spares-Substation Automation System | LS | 1 |  | INCLUDED |  | INCLUDED | 0 | INCLUDED | 0 | 0 | 0 | 0
116 | 7000035238 | 5320 | Mandatory spares | 1000029030 | 18 | Spares fpr 110V Battery Charger | LS | 1 |  | INCLUDED |  | INCLUDED | 0 | INCLUDED | 0 | 0 | 0 | 0
117 | 7000035238 | 5330 | Mandatory spares | 1000019921 | 18 | Spares fpr 48V Battery Charger | LS | 1 |  | INCLUDED |  | INCLUDED | 0 | INCLUDED | 0 | 0 | 0 | 0
118 | 7000035238 | 5340 | Mandatory spares | 1000028782 | 18 | SPARE-INDOORSW.GEAR PANEL | LS | 1 |  | INCLUDED |  | INCLUDED | 0 | INCLUDED | 0 | 0 | 0 | 0
119 | 7000035238 | 5350 | Mandatory spares | 1000024185 | 18 | SPARES-30KV SURGE ARRESTER | LS | 1 |  | INCLUDED |  | INCLUDED | 0 | INCLUDED | 0 | 0 | 0 | 0
120 | 7000035238 | 5360 | Mandatory spares | 1000019917 | 18 | Spares for 36kV Double break Isolator | LS | 1 |  | INCLUDED |  | INCLUDED | 0 | INCLUDED | 0 | 0 | 0 | 0
121 | 7000035238 | 5370 | Mandatory spares | 1000019915 | 18 | Spares for DG set | LS | 1 |  | INCLUDED |  | INCLUDED | 0 | INCLUDED | 0 | 0 | 0 | 0
122 | 7000035238 | 5380 | Mandatory spares | 1000019916 | 18 | Spares for 33/0.433kV LT Transformer | LS | 1 |  | INCLUDED |  | INCLUDED | 0 | INCLUDED | 0 | 0 | 0 | 0
123 | 7000035238 | 5400 | 66kv cable supply | 1000080357 | 18 | 66KV GRADE 1CX500SQ. MM (XLPE) POWER CABLE AS PER TECHNICALSPECIFICATION | KM | 2.5 |  | INCLUDED |  | INCLUDED | 0 | INCLUDED | 0 | 0 | 0 | 0
124 | 7000035238 | 5410 | 66kv cable supply | 1000080358 | 18 | STRAIGHT THROUGH JOINTS OR INSULATED JOINTS AS PER REQUIREMENT FORCOMPLETE LENGTH OF CABLE ROUTE SUITABLE FOR 66 KV XLPE CABLE | SET | 1 |  | INCLUDED |  | INCLUDED | 0 | INCLUDED | 0 | 0 | 0 | 0
125 | 7000035238 | 5420 | 66kv cable supply | 1000080359 | 18 | 66KV OUTDOOR TERMINATION KIT SUITABLE FOR 66KV 500 SQMM XLPE CABLE ASPER TECHNICAL SPECIFICATION | EA | 12 |  | INCLUDED |  | INCLUDED | 0 | INCLUDED | 0 | 0 | 0 | 0
126 | 7000035238 | 5430 | 66kv cable supply | 1000080360 | 18 | MISCELLANEOUS INSTALLATION MATERIALS FOR CABLE LAYING, JOINTING ANDBONDING INCLUDING SHEATH BONDING CABLE, LINK BOXES, SHEATH VOLTAGELIMITERS, EARTHING MATERIAL, GROUND MAT, ROUTE & JOINT BAY MARKERS,WARNING TAPES, CLAMPS, CONNECTORS AND ALL OTHER MATERIALS REQUIRED ASPER TECHNICAL SPECIFICATIONS AND AS PER STATUATORY REQUIREMENTS FOR66KV EHV CABLE SYSTEM | LS | 1 |  | INCLUDED |  | INCLUDED | 0 | INCLUDED | 0 | 0 | 0 | 0
127 | 7000035238 | 5440 | 66kv cable supply | 1000029252 | 18 | 60kV Surge Arrester (1-Phase) | EA | 6 |  | INCLUDED |  | INCLUDED | 0 | INCLUDED | 0 | 0 | 0 | 0
128 | 7000035238 | 5450 | 66kv cable supply | 1000005030 | 18 | 72.5kV ,1 phase Bus Post Insulators | EA | 6 |  | INCLUDED |  | INCLUDED | 0 | INCLUDED | 0 | 0 | 0 | 0
129 | 7000035238 | 5460 | 66kv cable supply | 1000061597 | 18 | HDPE PIPE 160MM | KM | 2.5 |  | INCLUDED |  | INCLUDED | 0 | INCLUDED | 0 | 0 | 0 | 0
130 | 7000035238 | 5480 | Underground cable Work Baratang | 1000024108 | 18 | Underground Fibre Optic Cable: 48 F | M | 2500 |  | INCLUDED |  | INCLUDED | 0 | INCLUDED | 0 | 0 | 0 | 0
131 | 7000035238 | 5490 | Underground cable Work Baratang | 1000023342 | 18 | Joint box 48Fibre | EA | 10 |  | INCLUDED |  | INCLUDED | 0 | INCLUDED | 0 | 0 | 0 | 0
132 | 7000035238 | 5500 | Underground cable Work Baratang | 1000012674 | 18 | GI Pipe 100mm dia | M | 100 |  | INCLUDED |  | INCLUDED | 0 | INCLUDED | 0 | 0 | 0 | 0
133 | 7000035238 | 5510 | Underground cable Work Baratang | 1000023654 | 18 | RCC Hume pipe (NP3) 100mm (inside) | M | 50 |  | INCLUDED |  | INCLUDED | 0 | INCLUDED | 0 | 0 | 0 | 0
134 | 7000035238 | 5520 | Underground cable Work Baratang | 1000023514 | 18 | PLB HDPE pipe O.D. 40 mm Including accessories as per technicalSpecification. | M | 2500 |  | INCLUDED |  | INCLUDED | 0 | INCLUDED | 0 | 0 | 0 | 0
135 | 7000035238 | 5530 | Underground Cable Spare Baratang | 1000024108 | 18 | Underground Fibre Optic Cable: 48 F | M | 100 |  | INCLUDED |  | INCLUDED | 0 | INCLUDED | 0 | 0 | 0 | 0
136 | 7000035238 | 5540 | Underground Cable Spare Baratang | 1000023342 | 18 | Joint box 48Fibre | EA | 1 |  | INCLUDED |  | INCLUDED | 0 | INCLUDED | 0 | 0 | 0 | 0
137 | 7000035238 | 5550 | Underground Cable Spare Baratang | 1000023514 | 18 | PLB HDPE pipe O.D. 40 mm Including accessories as per technicalSpecification. | M | 100 |  | INCLUDED |  | INCLUDED | 0 | INCLUDED | 0 | 0 | 0 | 0
138 | 7000035238 | 5560 | Underground Cable Spare Baratang | 1000012674 | 18 | GI Pipe 100mm dia | M | 35 |  | INCLUDED |  | INCLUDED | 0 | INCLUDED | 0 | 0 | 0 | 0
E | 66/33kV Bambooflat | [13 empty] | GST on Ex works | GST on F&I | Total Ex works (exc GST) | Total F&I (exc GST) | [6 empty] | Rounded off UnitPrice | Total Corrected Price (excl. GST) | GST rate | GST @12% | GST @18% | GST @28% | GST amount @12% | GST amount @18% | GST amount @28%
1 | 7000035238 | 5580 | Power Transformer | 1000015938 | 18 | Nitrogen injection type fire protection for 66kV transformer | SET | 2 |  | INCLUDED |  | INCLUDED | 0 | INCLUDED | 0 | 0 | 0 | 0
2 | 7000035238 | 5590 | Power Transformer | 1000079825 | 18 | 30MVA,66/33 KV, 3-PHASE POWER TRANSFORMER EXCLUDING INSULATING OIL | EA | 2 |  | INCLUDED |  | INCLUDED | 0 | INCLUDED | 0 | 0 | 0 | 0
3 | 7000035238 | 5600 | Power Transformer | 1000079827 | 18 | INSULATING OIL FOR 30MVA, 66/33KV, 3-PHASE POWER TRANSFORMER | SET | 2 |  | INCLUDED |  | INCLUDED | 0 | INCLUDED | 0 | 0 | 0 | 0
4 | 7000035238 | 5610 | LT Transformer | 1000078177 | 18 | 160KVA, 33/.433KV, 3PH TRANSFORMER WITH CRGO CORE CU WINDING | EA | 2 |  | INCLUDED |  | INCLUDED | 0 | INCLUDED | 0 | 0 | 0 | 0
5 | 7000035238 | 5620 | 72.5KVEquipments | 1000005039 | 18 | 72.5 kV, 1250A, 31.5 kA, 3-phase CircuitBreaker with support structure | EA | 5 |  | INCLUDED |  | INCLUDED | 0 | INCLUDED | 0 | 0 | 0 | 0
6 | 7000035238 | 5630 | 72.5KVEquipments | 1000005048 | 18 | 72.5 kV Voltage Transformer (1- Phase) | EA | 12 |  | INCLUDED |  | INCLUDED | 0 | INCLUDED | 0 | 0 | 0 | 0
7 | 7000035238 | 5640 | 72.5KVEquipments | 1000005067 | 18 | 72.5 kV, 1250A, 31.5 KA, 3-Phase HDBIsolator with one E/S | EA | 4 |  | INCLUDED |  | INCLUDED | 0 | INCLUDED | 0 | 0 | 0 | 0
8 | 7000035238 | 5650 | 72.5KVEquipments | 1000005037 | 18 | 72.5 kV, 1250A, 31.5 KA, 3-Phase HDBIsolator without E/s | EA | 6 |  | INCLUDED |  | INCLUDED | 0 | INCLUDED | 0 | 0 | 0 | 0
9 | 7000035238 | 5660 | 72.5KVEquipments | 1000029252 | 18 | 60kV Surge Arrester (1-Phase) | EA | 12 |  | INCLUDED |  | INCLUDED | 0 | INCLUDED | 0 | 0 | 0 | 0
10 | 7000035238 | 5670 | 72.5KVEquipments | 1000005030 | 18 | 72.5kV ,1 phase Bus Post Insulators | EA | 21 |  | INCLUDED |  | INCLUDED | 0 | INCLUDED | 0 | 0 | 0 | 0
11 | 7000035238 | 5680 | 72.5KVEquipments | 1000025327 | 18 | Portable Discharge Rods | EA | 6 |  | INCLUDED |  | INCLUDED | 0 | INCLUDED | 0 | 0 | 0 | 0
12 | 7000035238 | 5690 | 72.5KVEquipments | 1000080070 | 18 | 72.5 KV, 600A, 31.5 KA, 1-PHASE CURRENT TRANSFORMER WITH 150% EXTENDEDCURRENT RATING | EA | 15 |  | INCLUDED |  | INCLUDED | 0 | INCLUDED | 0 | 0 | 0 | 0
13 | 7000035238 | 5700 | 36kV Equipments | 1000020418 | 18 | 30kV Surge Arrester (1-Phase) | EA | 24 |  | INCLUDED |  | INCLUDED | 0 | INCLUDED | 0 | 0 | 0 | 0
14 | 7000035238 | 5710 | 36kV Equipments | 1000002032 | 18 | 36kV, 1 phase Bus Post Insulators as per Technical Specification | EA | 8 |  | INCLUDED |  | INCLUDED | 0 | INCLUDED | 0 | 0 | 0 | 0
15 | 7000035238 | 5720 | 36kV Equipments | 1000002095 | 18 | 36 kV, 630A, 25 KA, 3-Phase DoubleBreak Isolator with one E/S | EA | 8 |  | INCLUDED |  | INCLUDED | 0 | INCLUDED | 0 | 0 | 0 | 0
16 | 7000035238 | 5730 | 36kV Equipments | 1000002038 | 18 | 36 kV (3-phase) Indoor Switch gear Panel for Bus Sectionaliser Module | SET | 1 |  | INCLUDED |  | INCLUDED | 0 | INCLUDED | 0 | 0 | 0 | 0
17 | 7000035238 | 5740 | 36kV Equipments | 1000002104 | 18 | 36 kV,25 KA, 3-phase Indoor Switch gear Panel-Line Module | EA | 8 |  | INCLUDED |  | INCLUDED | 0 | INCLUDED | 0 | 0 | 0 | 0
18 | 7000035238 | 5750 | 36kV Equipments | 1000002106 | 18 | 36 kV,25 KA, 3-phase Indoor Switch gear Panel-Transformer Module | EA | 2 |  | INCLUDED |  | INCLUDED | 0 | INCLUDED | 0 | 0 | 0 | 0
19 | 7000035238 | 5760 | 36kV Equipments | 1000032789 | 18 | 36 KV,25 KA (3-PHASE) INDOOR SWITCH GEAR PANEL FOR LT TRANSFORMERMODULE | EA | 2 |  | INCLUDED |  | INCLUDED | 0 | INCLUDED | 0 | 0 | 0 | 0
20 | 7000035238 | 5770 | Substation Auxiliary | 1000004313 | 18 | 415V Main Switchboard | SET | 1 |  | INCLUDED |  | INCLUDED | 0 | INCLUDED | 0 | 0 | 0 | 0
21 | 7000035238 | 5780 | Substation Auxiliary | 1000004303 | 18 | 415V AC Distribution Board (ACDB) as per Technical Specification | SET | 1 |  | INCLUDED |  | INCLUDED | 0 | INCLUDED | 0 | 0 | 0 | 0
22 | 7000035238 | 5790 | Substation Auxiliary | 1000004311 | 18 | 415V Main Lighting DB(along with 2 nos.25 kVA 415V/415V Lighting transformer) | SET | 1 |  | INCLUDED |  | INCLUDED | 0 | INCLUDED | 0 | 0 | 0 | 0
23 | 7000035238 | 5800 | Substation Auxiliary | 1000004308 | 18 | 415V Emergency Lighting DB(along with 1no. 25kVA 415V/415V lightingtransformer) | SET | 1 |  | INCLUDED |  | INCLUDED | 0 | INCLUDED | 0 | 0 | 0 | 0
24 | 7000035238 | 5810 | Substation Auxiliary | 1000000564 | 18 | 110 V DC Distribution Board(DCDB) | SET | 2 |  | INCLUDED |  | INCLUDED | 0 | INCLUDED | 0 | 0 | 0 | 0
25 | 7000035238 | 5820 | Substation Auxiliary | 1000028342 | 18 | 110V, 250 Ah Battery | EA | 2 |  | INCLUDED |  | INCLUDED | 0 | INCLUDED | 0 | 0 | 0 | 0
26 | 7000035238 | 5830 | Substation Auxiliary | 1000000580 | 18 | 110V, 60A/60A Float Cum Boost BatteryCharger | EA | 2 |  | INCLUDED |  | INCLUDED | 0 | INCLUDED | 0 | 0 | 0 | 0
27 | 7000035238 | 5840 | Substation Auxiliary | 1000004765 | 18 | 48V, 200 Ah Battery | SET | 2 |  | INCLUDED |  | INCLUDED | 0 | INCLUDED | 0 | 0 | 0 | 0
28 | 7000035238 | 5850 | Substation Auxiliary | 1000028345 | 18 | 48V, 70A/70A Float Cum Boost BatteryCharger cum DCDB | SET | 2 |  | INCLUDED |  | INCLUDED | 0 | INCLUDED | 0 | 0 | 0 | 0
29 | 7000035238 | 5860 | Substation Auxiliary | 1000013502 | 18 | High wall type split AC unit of 2 TR capacity | EA | 10 |  | INCLUDED |  | INCLUDED | 0 | INCLUDED | 0 | 0 | 0 | 0
30 | 7000035238 | 5870 | Substation Auxiliary | 1000079990 | 18 | 75 KVA DIESEL GENERATOR SET WITH CONTROL PANEL | EA | 1 |  | INCLUDED |  | INCLUDED | 0 | INCLUDED | 0 | 0 | 0 | 0
31 | 7000035238 | 5880 | Substation Auxiliary | 1000025861 | 18 | Visual Monitoring System for Watch & Ward | SET | 1 |  | INCLUDED |  | INCLUDED | 0 | INCLUDED | 0 | 0 | 0 | 0
32 | 7000035238 | 5890 | Relay & Protection Panel | 1000004964 | 18 | 66 kV Line Protection Panel (with Automation) | EA | 2 |  | INCLUDED |  | INCLUDED | 0 | INCLUDED | 0 | 0 | 0 | 0
33 | 7000035238 | 5900 | Relay & Protection Panel | 1000004981 | 18 | 66 kV Transformer Protection Panel (For both HV & MV side)-(withAutomation) | EA | 2 |  | INCLUDED |  | INCLUDED | 0 | INCLUDED | 0 | 0 | 0 | 0
34 | 7000035238 | 5910 | Relay & Protection Panel | 1000030956 | 18 | 66 KV PROTECTION PANEL FOR BUS SECTIONALIZER (WITH AUTOMATION) | EA | 1 |  | INCLUDED |  | INCLUDED | 0 | INCLUDED | 0 | 0 | 0 | 0
35 | 7000035238 | 5920 | Relay & Protection Panel | 1000021642 | 18 | Time synchronisation equipment | EA | 1 |  | INCLUDED |  | INCLUDED | 0 | INCLUDED | 0 | 0 | 0 | 0
36 | 7000035238 | 5930 | Relay & Protection Panel | 1000004965 | 18 | Complete Substation automation System for 66kV bay as per TechnicalSpecification | EA | 5 |  | INCLUDED |  | INCLUDED | 0 | INCLUDED | 0 | 0 | 0 | 0
37 | 7000035238 | 5940 | Relay & Protection Panel | 1000018700 | 18 | Complete Substation automation System for controlling and monitoringof Auxilary System including BCUs as per technical specification | SET | 1 |  | INCLUDED |  | INCLUDED | 0 | INCLUDED | 0 | 0 | 0 | 0
38 | 7000035238 | 5950 | Relay & Protection Panel | 1000002018 | 18 | Complete Substation automation System for 33kV bay as per TechnicalSpecification | EA | 13 |  | INCLUDED |  | INCLUDED | 0 | INCLUDED | 0 | 0 | 0 | 0
39 | 7000035238 | 5960 | Fire Protection System | 1000012027 | 18 | 9litre water type Portable Fire extinguisher | EA | 4 |  | INCLUDED |  | INCLUDED | 0 | INCLUDED | 0 | 0 | 0 | 0
40 | 7000035238 | 5970 | Fire Protection System | 1000012022 | 18 | 4.5 kg CO2 type Portable Fire extinguisher | EA | 10 |  | INCLUDED |  | INCLUDED | 0 | INCLUDED | 0 | 0 | 0 | 0
41 | 7000035238 | 5980 | Fire Protection System | 1000028551 | 18 | Diesel Engine driven Hydrant system with Water tank, Pump Room, DGdriven pump, O/G & U/G piping, hydrant points for transformers,buildings, store yard and accessories etc. | LS | 1 |  | INCLUDED |  | INCLUDED | 0 | INCLUDED | 0 | 0 | 0 | 0
42 | 7000035238 | 5990 | Fire Protection System | 1000012026 | 18 | 6Kg dry chemical powered type Portable Fire extinguisher | EA | 6 |  | INCLUDED |  | INCLUDED | 0 | INCLUDED | 0 | 0 | 0 | 0
43 | 7000035238 | 6000 | Fire Protection System | 1000049665 | 18 | 60 LITRE FOAM TYPE TROLLEY/WHEEL MOUNTED FIRE EXTINGUISHER | SET | 2 |  | INCLUDED |  | INCLUDED | 0 | INCLUDED | 0 | 0 | 0 | 0
44 | 7000035238 | 6010 | Fire Protection System | 1000030636 | 18 | FIRE DETECTION AND ALARM SYSTEM FOR CONTROL ROOM BUILDING Â (66KV) | LS | 1 |  | INCLUDED |  | INCLUDED | 0 | INCLUDED | 0 | 0 | 0 | 0
45 | 7000035238 | 6020 | Illumination System | 1000014547 | 18 | Lighting Panel type ACP-2 as per technical specification | EA | 3 |  | INCLUDED |  | INCLUDED | 0 | INCLUDED | 0 | 0 | 0 | 0
46 | 7000035238 | 6030 | Illumination System | 1000014548 | 18 | Lighting Panel type ACP-3 as per technical specification | EA | 2 |  | INCLUDED |  | INCLUDED | 0 | INCLUDED | 0 | 0 | 0 | 0
47 | 7000035238 | 6040 | Illumination System | 1000038387 | 18 | LED FLOOD LIGHT LUMINARIESTYPE FL-1 (150W) AS PER TECHNICALSPECIFICATION | EA | 15 |  | INCLUDED |  | INCLUDED | 0 | INCLUDED | 0 | 0 | 0 | 0
48 | 7000035238 | 6050 | Illumination System | 1000038325 | 18 | LIGHTING FIXTURE LED LUMINAIRES TYPE FL2 AS PER TECH. SPECIFICATIONS | EA | 25 |  | INCLUDED |  | INCLUDED | 0 | INCLUDED | 0 | 0 | 0 | 0
49 | 7000035238 | 6060 | Illumination System | 1000038385 | 18 | FIRE WALL MOUNTED LED LUMINARIE TYPE FL-2 (250W) | EA | 4 |  | INCLUDED |  | INCLUDED | 0 | INCLUDED | 0 | 0 | 0 | 0
50 | 7000035238 | 6070 | Illumination System | 1000038389 | 18 | LED STREET LIGHT LUMINAIRE TYPE SL-L1 (= 45W)AS PER TECHNICALSPECIFICATION | EA | 20 |  | INCLUDED |  | INCLUDED | 0 | INCLUDED | 0 | 0 | 0 | 0
51 | 7000035238 | 6080 | Illumination System | 1000038397 | 18 | TYPE L1 STREET LIGHTING POLE OF 6 METER AS PER TECHNICALSPECIFICATION. | EA | 20 |  | INCLUDED |  | INCLUDED | 0 | INCLUDED | 0 | 0 | 0 | 0
52 | 7000035238 | 6090 | Illumination System | 1000038041 | 18 | LIGHTING FIXTURE LED LUMINAIRES TYPE SL-D1 AS PER TECH. SPECIFICATIONS | EA | 10 |  | INCLUDED |  | INCLUDED | 0 | INCLUDED | 0 | 0 | 0 | 0
53 | 7000035238 | 6100 | Illumination System | 1000038396 | 18 | TYPE D1 POST TOP LANTERN POLE OF 4 METER AS PER TECHNICALSPECIFICATION. | EA | 10 |  | INCLUDED |  | INCLUDED | 0 | INCLUDED | 0 | 0 | 0 | 0
54 | 7000035238 | 6110 | Illumination System | 1000004952 | 18 | 63A, 415V : Interlocked switch socket outdoor Receptacle (type RP) asper technical specifications | EA | 2 |  | INCLUDED |  | INCLUDED | 0 | INCLUDED | 0 | 0 | 0 | 0
55 | 7000035238 | 6120 | Illumination System | 1000034867 | 18 | CONTROL ROOM CUM ADMINISTRATIVE BUILDING (66KV) ILLUMINATIONINCLUDINGCONDUIT | LS | 1 |  | INCLUDED |  | INCLUDED | 0 | INCLUDED | 0 | 0 | 0 | 0
56 | 7000035238 | 6130 | Illumination System | 1000030002 | 18 | Fire fighting pumphouse building illimunation including conduit | LS | 1 |  | INCLUDED |  | INCLUDED | 0 | INCLUDED | 0 | 0 | 0 | 0
57 | 7000035238 | 6140 | Illumination System | 1000030151 | 18 | Security Room Illumination including conduit | LS | 1 |  | INCLUDED |  | INCLUDED | 0 | INCLUDED | 0 | 0 | 0 | 0
58 | 7000035238 | 6150 | Illumination System | 1000024515 | 18 | Cartwheel Mounted Aluminium Ladder as Per Technical Specification | EA | 1 |  | INCLUDED |  | INCLUDED | 0 | INCLUDED | 0 | 0 | 0 | 0
59 | 7000035238 | 6160 | Illumination System | 1000025538 | 18 | Self Supported Aluminium Ladder as Per Technical Specification | EA | 1 |  | INCLUDED |  | INCLUDED | 0 | INCLUDED | 0 | 0 | 0 | 0
60 | 7000035238 | 6170 | Illumination System | 1000001894 | 18 | Outdoor Power Receptacle for oilfiltration unit (250A) | EA | 2 |  | INCLUDED |  | INCLUDED | 0 | INCLUDED | 0 | 0 | 0 | 0
61 | 7000035238 | 6180 | Structure & Main Earthmat | 1000032055 | 18 | 40 MM MS ROD FOR MAIN EARTHMAT | KM | 4 |  | INCLUDED |  | INCLUDED | 0 | INCLUDED | 0 | 0 | 0 | 0
62 | 7000035238 | 6190 | Erection H/W | 1000011339 | 18 | Erection Hardware for 66kV layout (Bus Scheme as per SLD)-Line Bay asper technical specification | SET | 2 |  | INCLUDED |  | INCLUDED | 0 | INCLUDED | 0 | 0 | 0 | 0
63 | 7000035238 | 6200 | Erection H/W | 1000011340 | 18 | Erection Hardware for 66kV layout (Bus Scheme as per SLD)- TransformerBay as per technical specification | SET | 2 |  | INCLUDED |  | INCLUDED | 0 | INCLUDED | 0 | 0 | 0 | 0
64 | 7000035238 | 6210 | Erection H/W | 1000011337 | 18 | Erection Hardware for 66kV layout (Bus Scheme as per SLD)-Bus sectionbay as per technical specification | SET | 1 |  | INCLUDED |  | INCLUDED | 0 | INCLUDED | 0 | 0 | 0 | 0
65 | 7000035238 | 6220 | Erection H/W | 1000011288 | 18 | Erection Hardware for the 33kV layout (Bus Scheme as per SLD)-Line Bayas per technical specification | SET | 8 |  | INCLUDED |  | INCLUDED | 0 | INCLUDED | 0 | 0 | 0 | 0
66 | 7000035238 | 6230 | Erection H/W | 1000032412 | 18 | ERECTION HARDWARE FOR AUXILIARY LT TRANSFORMER | SET | 2 |  | INCLUDED |  | INCLUDED | 0 | INCLUDED | 0 | 0 | 0 | 0
67 | 7000035238 | 6240 | Erection H/W | 1000011289 | 18 | Erection Hardware for the 33kV layout (Bus Scheme as perSLD)-Transformer Bay as per technical specification | SET | 2 |  | INCLUDED |  | INCLUDED | 0 | INCLUDED | 0 | 0 | 0 | 0
68 | 7000035238 | 6250 | Erection H/W | 1000011345 | 18 | Erection Hardware for 66kV layout (Bus Scheme as per SLD) Bus work(For Three bays) as per technical specification | SET | 2 |  | INCLUDED |  | INCLUDED | 0 | INCLUDED | 0 | 0 | 0 | 0
69 | 7000035238 | 6260 | Cables | 1000000444 | 18 | 1.1kV grade Power Cables (XLPEinsulated) along withlugs,glands,straight joints &accessories,etc. | LS | 1 |  | INCLUDED |  | INCLUDED | 0 | INCLUDED | 0 | 0 | 0 | 0
70 | 7000035238 | 6270 | Cables | 1000000443 | 18 | 1.1kV grade Power Cables (PVCinsulated)along withlugs,glands,straight joints &accessories,etc. | LS | 1 |  | INCLUDED |  | INCLUDED | 0 | INCLUDED | 0 | 0 | 0 | 0
71 | 7000035238 | 6280 | Cables | 1000000442 | 18 | 1.1kV grade Control Cables (PVCinsulated) along withlugs,glands,straight joints &accessories,etc. | LS | 1 |  | INCLUDED |  | INCLUDED | 0 | INCLUDED | 0 | 0 | 0 | 0
72 | 7000035238 | 6290 | Cables | 1000029075 | 18 | 33kV XLPE cable Termination Equipment along with structure &accessories for out door termination (one set consists of completerequirement for one bay) | SET | 12 |  | INCLUDED |  | INCLUDED | 0 | INCLUDED | 0 | 0 | 0 | 0
73 | 7000035238 | 6300 | Cables | 1000080309 | 18 | 33 KV 3CX400 SQ.MM ALUMINIUM, ARMOURED XLPE CABLE | KM | 2.5 |  | INCLUDED |  | INCLUDED | 0 | INCLUDED | 0 | 0 | 0 | 0
74 | 7000035238 | 6420 | Telecom Eqpt Supply Bambooflat | 1000031367 | 18 | SDH EQUIPMENT (STM-16 MADM UPTO 5 MSP PROTECTED DIRECTIONS)-BASEEQUIPMENT (COMMON CARDS, CROSS CONNECT/CONTROL CARDS, OPTICAL BASECARDS, POWER SUPPLY CARDS, POWER CABLING, OTHER HARDWARE ANDACCESSORIES INCLUDING SUB RACKS, PATCH CORD, DDF ETC FULLY EQUIPEDEXCLUDING OPTICAL INTERFACE & TRIBUTARY CARDS | EA | 1 |  | INCLUDED |  | INCLUDED | 0 | INCLUDED | 0 | 0 | 0 | 0
75 | 7000035238 | 6550 | Telecom Eqpt Supply Bambooflat | 1000031413 | 18 | OPTICAL INTERFACE/SFP-V16.2 | EA | 2 |  | INCLUDED |  | INCLUDED | 0 | INCLUDED | 0 | 0 | 0 | 0
76 | 7000035238 | 6430 | Telecom Eqpt Supply Bambooflat | 1000031374 | 18 | TRIBUTARY INTERFACE- E1 INTERFACE (MINIMUM 16 NOS.) | SET | 2 |  | INCLUDED |  | INCLUDED | 0 | INCLUDED | 0 | 0 | 0 | 0
77 | 7000035238 | 6440 | Telecom Eqpt Supply Bambooflat | 1000034950 | 18 | ETHERNET INTERFACE 10/100 BASE T WITH LAYER-2 SWITCHING (MIN 8INTERFACES PER CARD) | EA | 2 |  | INCLUDED |  | INCLUDED | 0 | INCLUDED | 0 | 0 | 0 | 0
78 | 7000035238 | 6450 | Telecom Eqpt Supply Bambooflat | 1000031381 | 18 | TRIBUTARY INTERFACE-GIGABIT ETHERNET INTERFACES 10/100 MBPS WITH LAYER-2 SWITCHING (MINIMUM 2 NOS.) | SET | 1 |  | INCLUDED |  | INCLUDED | 0 | INCLUDED | 0 | 0 | 0 | 0
79 | 7000035238 | 6460 | Telecom Eqpt Supply Bambooflat | 1000026228 | 18 | Equipment Cabinets For SDH | EA | 1 |  | INCLUDED |  | INCLUDED | 0 | INCLUDED | 0 | 0 | 0 | 0
80 | 7000035238 | 6470 | Telecom Eqpt Supply Bambooflat | 1000028495 | 18 | NMS- CRAFT TERMINAL-HARDWARE | EA | 1 |  | INCLUDED |  | INCLUDED | 0 | INCLUDED | 0 | 0 | 0 | 0
81 | 7000035238 | 6480 | Telecom Eqpt Supply Bambooflat | 1000028265 | 18 | Software for Craft Terminal | EA | 1 |  | INCLUDED |  | INCLUDED | 0 | INCLUDED | 0 | 0 | 0 | 0
82 | 7000035238 | 6490 | Telecom Eqpt Supply Bambooflat | 1000034998 | 18 | VOIP TELEPHONE INSTRUMENT WITH ONE COMMON SWITCH (MIN. 8 PORT) | EA | 2 |  | INCLUDED |  | INCLUDED | 0 | INCLUDED | 0 | 0 | 0 | 0
83 | 7000035238 | 6500 | Telecom Eqpt Supply Bambooflat | 1000037546 | 18 | 48F (DWSM) APPROACH FIBRE OPTIC CABLE | KM | 0.5 |  | INCLUDED |  | INCLUDED | 0 | INCLUDED | 0 | 0 | 0 | 0
84 | 7000035238 | 6510 | Telecom Eqpt Supply Bambooflat | 1000066614 | 18 | GI PIPE INSTALLATION HARDWARE FOR APPROACH CABLING | KM | 0.5 |  | INCLUDED |  | INCLUDED | 0 | INCLUDED | 0 | 0 | 0 | 0
85 | 7000035238 | 6520 | Telecom Eqpt Supply Bambooflat | 1000066612 | 18 | GI ELBOW INSTALLATION HARDWARE FOR APPROAH CABLING | EA | 5 |  | INCLUDED |  | INCLUDED | 0 | INCLUDED | 0 | 0 | 0 | 0
86 | 7000035238 | 6530 | Telecom Eqpt Supply Bambooflat | 1000066613 | 18 | GI FLEXIBLE CONDUIT INSTALLATION HARDWARE FOR APPROAH CABLING | EA | 4 |  | INCLUDED |  | INCLUDED | 0 | INCLUDED | 0 | 0 | 0 | 0
87 | 7000035238 | 6540 | Telecom Eqpt Supply Bambooflat | 1000023471 | 18 | OPGW Fibre Optic Distribution Panel (FODP): Indoor Type: 96F | EA | 1 |  | INCLUDED |  | INCLUDED | 0 | INCLUDED | 0 | 0 | 0 | 0
88 | 7000035238 | 6570 | Telecom Eqpt Spare Bambooflat | 1000031369 | 18 | SDH EQUIPMENT (STM-16 MADM UPTO 5 MSP PROTECTED DIRECTIONS)-COMMONCARDS, CROSS-CONNECT/CONTROL CARDS, OPTICAL BASE CARD, POWER SUPPLYCARDS, POWER CABLING, OTHER HARDWARE & ACCESSORIES (EACH). | SET | 1 |  | INCLUDED |  | INCLUDED | 0 | INCLUDED | 0 | 0 | 0 | 0
89 | 7000035238 | 6660 | Telecom Eqpt Spare Bambooflat | 1000031413 | 18 | OPTICAL INTERFACE/SFP-V16.2 | EA | 1 |  | INCLUDED |  | INCLUDED | 0 | INCLUDED | 0 | 0 | 0 | 0
90 | 7000035238 | 6580 | Telecom Eqpt Spare Bambooflat | 1000031374 | 18 | TRIBUTARY INTERFACE- E1 INTERFACE (MINIMUM 16 NOS.) | SET | 1 |  | INCLUDED |  | INCLUDED | 0 | INCLUDED | 0 | 0 | 0 | 0
91 | 7000035238 | 6590 | Telecom Eqpt Spare Bambooflat | 1000034950 | 18 | ETHERNET INTERFACE 10/100 BASE T WITH LAYER-2 SWITCHING (MIN 8INTERFACES PER CARD) | EA | 1 |  | INCLUDED |  | INCLUDED | 0 | INCLUDED | 0 | 0 | 0 | 0
92 | 7000035238 | 6600 | Telecom Eqpt Spare Bambooflat | 1000031381 | 18 | TRIBUTARY INTERFACE-GIGABIT ETHERNET INTERFACES 10/100 MBPS WITH LAYER-2 SWITCHING (MINIMUM 2 NOS.) | SET | 1 |  | INCLUDED |  | INCLUDED | 0 | INCLUDED | 0 | 0 | 0 | 0
93 | 7000035238 | 6610 | Telecom Eqpt Spare Bambooflat | 1000031398 | 18 | PRE CONNECTORIZED OPTICAL FIBER PATCH CORDS(10 MTRS) â€“ PACK OF SIXPATCH CORDS | SET | 5 |  | INCLUDED |  | INCLUDED | 0 | INCLUDED | 0 | 0 | 0 | 0
94 | 7000035238 | 6620 | Telecom Eqpt Spare Bambooflat | 1000037546 | 18 | 48F (DWSM) APPROACH FIBRE OPTIC CABLE | KM | 0.25 |  | INCLUDED |  | INCLUDED | 0 | INCLUDED | 0 | 0 | 0 | 0
95 | 7000035238 | 6630 | Telecom Eqpt Spare Bambooflat | 1000066614 | 18 | GI PIPE INSTALLATION HARDWARE FOR APPROACH CABLING | KM | 0.25 |  | INCLUDED |  | INCLUDED | 0 | INCLUDED | 0 | 0 | 0 | 0
96 | 7000035238 | 6640 | Telecom Eqpt Spare Bambooflat | 1000066612 | 18 | GI ELBOW INSTALLATION HARDWARE FOR APPROAH CABLING | EA | 1 |  | INCLUDED |  | INCLUDED | 0 | INCLUDED | 0 | 0 | 0 | 0
97 | 7000035238 | 6650 | Telecom Eqpt Spare Bambooflat | 1000066613 | 18 | GI FLEXIBLE CONDUIT INSTALLATION HARDWARE FOR APPROAH CABLING | EA | 1 |  | INCLUDED |  | INCLUDED | 0 | INCLUDED | 0 | 0 | 0 | 0
98 | 7000035238 | 6690 | Non-Standard structures-Supply | 1000015954 | 18 | Fabrication, galvanising and supply of Lattice Structures (MS Steel),to be designed during detailed engineering, for towers, beams andequipment support structure including pack plates / packwashers andgusset plates excluding fasteners and foundation bolts | MT | 127 |  | INCLUDED |  | INCLUDED | 0 | INCLUDED | 0 | 0 | 0 | 0
99 | 7000035238 | 6700 | Non-Standard structures-Supply | 1000011713 | 18 | Fabrication, galvanising and supply of fasteners ( nuts, bolts andwashers ) including step bolts for lattice and pipe structures to bedesigned during detailed engineering | MT | 9 |  | INCLUDED |  | INCLUDED | 0 | INCLUDED | 0 | 0 | 0 | 0
100 | 7000035238 | 6710 | Non-Standard structures-Supply | 1000012373 | 18 | Fabrication, galvanising and supply of foundation bolts including nuts,checknut and washers for lattice and pipe structures to be designedduring detailed engineering | MT | 11 |  | INCLUDED |  | INCLUDED | 0 | INCLUDED | 0 | 0 | 0 | 0
101 | 7000035238 | 6720 | Mandatory spares | 1000080311 | 18 | SPARES FOR 30MVA, 66/33KV POWER TRANSFORMER | LS | 1 |  | INCLUDED |  | INCLUDED | 0 | INCLUDED | 0 | 0 | 0 | 0
102 | 7000035238 | 6730 | Mandatory spares | 1000030655 | 18 | SPARES FOR 72.5 KV BPI | EA | 1 |  | INCLUDED |  | INCLUDED | 0 | INCLUDED | 0 | 0 | 0 | 0
103 | 7000035238 | 6740 | Mandatory spares | 1000028117 | 18 | Spare for 72.5kV Circuit Breaker | LS | 1 |  | INCLUDED |  | INCLUDED | 0 | INCLUDED | 0 | 0 | 0 | 0
104 | 7000035238 | 6750 | Mandatory spares | 1000030960 | 18 | SPARES FOR 72.5 KV CURRENT TRANSFORMER | LS | 1 |  | INCLUDED |  | INCLUDED | 0 | INCLUDED | 0 | 0 | 0 | 0
105 | 7000035238 | 6760 | Mandatory spares | 1000030961 | 18 | SPARES FOR 72.5 KV POTENTIAL TRANSFORMER | LS | 1 |  | INCLUDED |  | INCLUDED | 0 | INCLUDED | 0 | 0 | 0 | 0
106 | 7000035238 | 6770 | Mandatory spares | 1000030730 | 18 | SPARES FOR 72.5 KV ISOLATOR | LS | 1 |  | INCLUDED |  | INCLUDED | 0 | INCLUDED | 0 | 0 | 0 | 0
107 | 7000035238 | 6780 | Mandatory spares | 1000030729 | 18 | SPARE FOR 60 KV SURGE ARRESTOR | LS | 1 |  | INCLUDED |  | INCLUDED | 0 | INCLUDED | 0 | 0 | 0 | 0
108 | 7000035238 | 6790 | Mandatory spares | 1000019912 | 18 | Relay & protection Panels (with automation) | LS | 1 |  | INCLUDED |  | INCLUDED | 0 | INCLUDED | 0 | 0 | 0 | 0
109 | 7000035238 | 6800 | Mandatory spares | 1000019927 | 18 | Spares-Substation Automation System | LS | 1 |  | INCLUDED |  | INCLUDED | 0 | INCLUDED | 0 | 0 | 0 | 0
110 | 7000035238 | 6810 | Mandatory spares | 1000029030 | 18 | Spares fpr 110V Battery Charger | LS | 1 |  | INCLUDED |  | INCLUDED | 0 | INCLUDED | 0 | 0 | 0 | 0
111 | 7000035238 | 6820 | Mandatory spares | 1000019921 | 18 | Spares fpr 48V Battery Charger | LS | 1 |  | INCLUDED |  | INCLUDED | 0 | INCLUDED | 0 | 0 | 0 | 0
112 | 7000035238 | 6830 | Mandatory spares | 1000028782 | 18 | SPARE-INDOORSW.GEAR PANEL | LS | 1 |  | INCLUDED |  | INCLUDED | 0 | INCLUDED | 0 | 0 | 0 | 0
113 | 7000035238 | 6840 | Mandatory spares | 1000024185 | 18 | SPARES-30KV SURGE ARRESTER | LS | 1 |  | INCLUDED |  | INCLUDED | 0 | INCLUDED | 0 | 0 | 0 | 0
114 | 7000035238 | 6850 | Mandatory spares | 1000019917 | 18 | Spares for 36kV Double break Isolator | LS | 1 |  | INCLUDED |  | INCLUDED | 0 | INCLUDED | 0 | 0 | 0 | 0
115 | 7000035238 | 6860 | Mandatory spares | 1000019915 | 18 | Spares for DG set | LS | 1 |  | INCLUDED |  | INCLUDED | 0 | INCLUDED | 0 | 0 | 0 | 0
116 | 7000035238 | 6870 | Mandatory spares | 1000019916 | 18 | Spares for 33/0.433kV LT Transformer | LS | 1 |  | INCLUDED |  | INCLUDED | 0 | INCLUDED | 0 | 0 | 0 | 0
117 | 7000035238 | 6880 | 66 Kv CABLES SUPPLY | 1000080357 | 18 | 66KV GRADE 1CX500SQ. MM (XLPE) POWER CABLE AS PER TECHNICALSPECIFICATION | KM | 2.5 |  | INCLUDED |  | INCLUDED | 0 | INCLUDED | 0 | 0 | 0 | 0
118 | 7000035238 | 6890 | 66 Kv CABLES SUPPLY | 1000080358 | 18 | STRAIGHT THROUGH JOINTS OR INSULATED JOINTS AS PER REQUIREMENT FORCOMPLETE LENGTH OF CABLE ROUTE SUITABLE FOR 66 KV XLPE CABLE | SET | 1 |  | INCLUDED |  | INCLUDED | 0 | INCLUDED | 0 | 0 | 0 | 0
119 | 7000035238 | 6900 | 66 Kv CABLES SUPPLY | 1000080359 | 18 | 66KV OUTDOOR TERMINATION KIT SUITABLE FOR 66KV 500 SQMM XLPE CABLE ASPER TECHNICAL SPECIFICATION | EA | 12 |  | INCLUDED |  | INCLUDED | 0 | INCLUDED | 0 | 0 | 0 | 0
120 | 7000035238 | 6910 | 66 Kv CABLES SUPPLY | 1000080360 | 18 | MISCELLANEOUS INSTALLATION MATERIALS FOR CABLE LAYING, JOINTING ANDBONDING INCLUDING SHEATH BONDING CABLE, LINK BOXES, SHEATH VOLTAGELIMITERS, EARTHING MATERIAL, GROUND MAT, ROUTE & JOINT BAY MARKERS,WARNING TAPES, CLAMPS, CONNECTORS AND ALL OTHER MATERIALS REQUIRED ASPER TECHNICAL SPECIFICATIONS AND AS PER STATUATORY REQUIREMENTS FOR66KV EHV CABLE SYSTEM | LS | 1 |  | INCLUDED |  | INCLUDED | 0 | INCLUDED | 0 | 0 | 0 | 0
121 | 7000035238 | 6920 | 66 Kv CABLES SUPPLY | 1000029252 | 18 | 60kV Surge Arrester (1-Phase) | EA | 6 |  | INCLUDED |  | INCLUDED | 0 | INCLUDED | 0 | 0 | 0 | 0
122 | 7000035238 | 6930 | 66 Kv CABLES SUPPLY | 1000005030 | 18 | 72.5kV ,1 phase Bus Post Insulators | EA | 6 |  | INCLUDED |  | INCLUDED | 0 | INCLUDED | 0 | 0 | 0 | 0
123 | 7000035238 | 6940 | 66 Kv CABLES SUPPLY | 1000061597 | 18 | HDPE PIPE 160MM | KM | 2.5 |  | INCLUDED |  | INCLUDED | 0 | INCLUDED | 0 | 0 | 0 | 0
124 | 7000035238 | 6960 | Underground cable Work Bambooflat | 1000024108 | 18 | Underground Fibre Optic Cable: 48 F | M | 2500 |  | INCLUDED |  | INCLUDED | 0 | INCLUDED | 0 | 0 | 0 | 0
125 | 7000035238 | 6970 | Underground cable Work Bambooflat | 1000023342 | 18 | Joint box 48Fibre | EA | 10 |  | INCLUDED |  | INCLUDED | 0 | INCLUDED | 0 | 0 | 0 | 0
126 | 7000035238 | 6980 | Underground cable Work Bambooflat | 1000012674 | 18 | GI Pipe 100mm dia | M | 100 |  | INCLUDED |  | INCLUDED | 0 | INCLUDED | 0 | 0 | 0 | 0
127 | 7000035238 | 6990 | Underground cable Work Bambooflat | 1000023654 | 18 | RCC Hume pipe (NP3) 100mm (inside) | M | 50 |  | INCLUDED |  | INCLUDED | 0 | INCLUDED | 0 | 0 | 0 | 0
128 | 7000035238 | 7000 | Underground cable Work Bambooflat | 1000023514 | 18 | PLB HDPE pipe O.D. 40 mm Including accessories as per technicalSpecification. | M | 2500 |  | INCLUDED |  | INCLUDED | 0 | INCLUDED | 0 | 0 | 0 | 0
129 | 7000035238 | 7010 | Underground Cable Spare Bambooflat | 1000024108 | 18 | Underground Fibre Optic Cable: 48 F | M | 100 |  | INCLUDED |  | INCLUDED | 0 | INCLUDED | 0 | 0 | 0 | 0
130 | 7000035238 | 7020 | Underground Cable Spare Bambooflat | 1000023342 | 18 | Joint box 48Fibre | EA | 1 |  | INCLUDED |  | INCLUDED | 0 | INCLUDED | 0 | 0 | 0 | 0
131 | 7000035238 | 7030 | Underground Cable Spare Bambooflat | 1000023514 | 18 | PLB HDPE pipe O.D. 40 mm Including accessories as per technicalSpecification. | M | 100 |  | INCLUDED |  | INCLUDED | 0 | INCLUDED | 0 | 0 | 0 | 0
132 | 7000035238 | 7040 | Underground Cable Spare Bambooflat | 1000012674 | 18 | GI Pipe 100mm dia | M | 35 |  | INCLUDED |  | INCLUDED | 0 | INCLUDED | 0 | 0 | 0 | 0
Total Ex-Works Price | [9 empty] | 0 | [9 empty] | 0 |  | 0 | 0 | 0 |  | 0 |  |  |  |  | 0 | 0 | 0
Total Price for inland transportation and other services required in India to convey the Goods to their final destination (excluding GST) | [11 empty] | 0
GST payable on the price quoted if Contract is awarded | [12 empty] | 0 | [12 empty] | #REF! |  |  |  |  | #REF! | #REF! | #REF!
Total Ex-Works Price including GST | [13 empty] | 0
| Date |  |  |  |  | Printed Name
| Place |  |  |  |  | Designation
Click for Sch-2

## Sch-2
NIT/RFB No.: CC/NT/W-AIS/DOM/A04/25/15517 | [17 empty] | Schedule - 2
66kV AIS Substation Package SS01 including Transformer for (a) 66/33kV Diglipur S/s (b) 66/33kV Mayabunder S/s (c) 66/33kV Rangat S/s (d) 66/11 kV Baratang S/s (e) 66/33kV Bambooflat S/s under “Interconnection work of North, Middle & South Andaman Island under RDSS in UT of Andaman & Nicobar Islands”.
(SCHEDULE OF RATES AND PRICES )
BIDDER:
0 | [11 empty] | To:
Bidder’s Name and Address (Sole Bidder) : | [11 empty] | POWERGRID CORPORATION OF INDIA LIMITED,
Name : | [11 empty] | Saudamini, Plot No. 2, Sector - 29, Gurgaon
Address :
Supply of Installation Services :
SI. No. | PR No | PR Line Item No | Activity Header | PR Activity No | Activity Description | Service Code | SAC (Service Accounting Codes) | Whether SAC in column ‘8’ is confirmed. If not indicate applicable the SAC # | Rate of GST applicable (in %) | Whether rate of GST in column ‘10’ is confirmed. If not indicate applicable rate of GST # | Description | Unit | Quantity | Unit price | GST payable on the price quoted if Contract is awarded (%) | Total Price per line item (excluding GST) | GST payable on the price quoted if Contract is awarded (Amount) | Total Price per line item (including GST) |  | GST Before Discount | Discount | Total Price after discount | GST After Discount
1 | 2 | 2 | 4 | 5 | 6 | 7 | 8 | 9 | 10 | 11 | 8 | 9 | 10 | 11 | 12 | 13=10*11 | 14=13*12 | 15=13+14
1: A; 2: 66/33kV Diglipur Ss | [6 empty] | Rounded off UnitPrice | Total Corrected Price (excl. GST) | GST rate | GST Amount
1 | 7000035238 | 740 | 380 | 60 | Power Transformer-Service | 100002055 |  |  |  |  | Nitrogen injection type fire protection for 66kV transformer | SET | 2 |  | 18 | INCLUDED | INCLUDED | INCLUDED | 0 | 0 | 0 | 0 | 0 | 0 | 0 | 0 | 0 | 0
2 | 7000035238 | 740 | 380 | 70 | Power Transformer-Service | 100058190 |  |  |  |  | 15MVA,66/33 KV, 3-PHASE POWER TRANSFORMER EXCLUDING INSULATING OIL | EA | 2 |  | 18 | INCLUDED | INCLUDED | INCLUDED | 0 | 0 | 0 | 0 | 0 | 0 | 0 | 0 | 0 | 0
3 | 7000035238 | 740 | 380 | 80 | Power Transformer-Service | 100058191 |  |  |  |  | INSULATING OIL FOR 15MVA, 66/33KV, 3-PHASE POWER TRANSFORMER | SET | 2 |  | 18 | INCLUDED | INCLUDED | INCLUDED | 0 | 0 | 0 | 0 | 0 | 0 | 0 | 0 | 0 | 0
4 | 7000035238 | 750 | 390 | 30 | LT Transformer-Service | 100058316 |  |  |  |  | 160KVA, 33/0.433KV, 3PH LT TRANSFORMER | EA | 2 |  | 18 | INCLUDED | INCLUDED | INCLUDED | 0 | 0 | 0 | 0 | 0 | 0 | 0 | 0 | 0 | 0
5 | 7000035238 | 760 | 410 | 190 | 36kV Equipments-Service | 100000669 |  |  |  |  | 30kV Surge Arrester (1-Phase) | EA | 18 |  | 18 | INCLUDED | INCLUDED | INCLUDED | 0 | 0 | 0 | 0 | 0 | 0 | 0 | 0 | 0 | 0
6 | 7000035238 | 760 | 410 | 200 | 36kV Equipments-Service | 100000684 |  |  |  |  | 36kV, 1ph Bus post insulator | SET | 6 |  | 18 | INCLUDED | INCLUDED | INCLUDED | 0 | 0 | 0 | 0 | 0 | 0 | 0 | 0 | 0 | 0
7 | 7000035238 | 760 | 410 | 210 | 36kV Equipments-Service | 100000660 |  |  |  |  | 36 kV, 630A, 25 KA, 3-Phase DoubleBreak Isolator with one E/S | EA | 6 |  | 18 | INCLUDED | INCLUDED | INCLUDED | 0 | 0 | 0 | 0 | 0 | 0 | 0 | 0 | 0 | 0
8 | 7000035238 | 760 | 410 | 220 | 36kV Equipments-Service | 100001780 |  |  |  |  | 36 kV (3-phase) Indoor Switch gear Panel for Bus Sectionaliser Module | SET | 1 |  | 18 | INCLUDED | INCLUDED | INCLUDED | 0 | 0 | 0 | 0 | 0 | 0 | 0 | 0 | 0 | 0
9 | 7000035238 | 760 | 410 | 230 | 36kV Equipments-Service | 100000671 |  |  |  |  | 36 kV,25 KA, 3-phase Indoor Switch gear Panel-Line Module | EA | 6 |  | 18 | INCLUDED | INCLUDED | INCLUDED | 0 | 0 | 0 | 0 | 0 | 0 | 0 | 0 | 0 | 0
10 | 7000035238 | 760 | 410 | 240 | 36kV Equipments-Service | 100000672 |  |  |  |  | 36 kV,25 KA, 3-phase Indoor Switch gear Panel-Transformer Module | EA | 2 |  | 18 | INCLUDED | INCLUDED | INCLUDED | 0 | 0 | 0 | 0 | 0 | 0 | 0 | 0 | 0 | 0
11 | 7000035238 | 760 | 410 | 250 | 36kV Equipments-Service | 100003609 |  |  |  |  | 36 kV,25 KA (3-phase) LT Transformer Module | EA | 2 |  | 18 | INCLUDED | INCLUDED | INCLUDED | 0 | 0 | 0 | 0 | 0 | 0 | 0 | 0 | 0 | 0
12 | 7000035238 | 770 | 420 | 120 | Substation Auxiliary | 100000894 |  |  |  |  | 415V Main Switchboard | SET | 1 |  | 18 | INCLUDED | INCLUDED | INCLUDED | 0 | 0 | 0 | 0 | 0 | 0 | 0 | 0 | 0 | 0
13 | 7000035238 | 770 | 420 | 130 | Substation Auxiliary | 100000895 |  |  |  |  | AC Distribution Board (ACDB) | SET | 1 |  | 18 | INCLUDED | INCLUDED | INCLUDED | 0 | 0 | 0 | 0 | 0 | 0 | 0 | 0 | 0 | 0
14 | 7000035238 | 770 | 420 | 140 | Substation Auxiliary | 100002065 |  |  |  |  | 415V Main Lighting DB(along with 2 nos.25 kVA 415V/415V Lighting transformer) | SET | 1 |  | 18 | INCLUDED | INCLUDED | INCLUDED | 0 | 0 | 0 | 0 | 0 | 0 | 0 | 0 | 0 | 0
15 | 7000035238 | 770 | 420 | 150 | Substation Auxiliary | 100002066 |  |  |  |  | 415V Emergency Lighting DB(along with 1no. 25kVA 415V/415V lightingtransformer) | SET | 1 |  | 18 | INCLUDED | INCLUDED | INCLUDED | 0 | 0 | 0 | 0 | 0 | 0 | 0 | 0 | 0 | 0
16 | 7000035238 | 770 | 420 | 160 | Substation Auxiliary | 100000904 |  |  |  |  | 110 V DC Distribution Board(DCDB) | SET | 2 |  | 18 | INCLUDED | INCLUDED | INCLUDED | 0 | 0 | 0 | 0 | 0 | 0 | 0 | 0 | 0 | 0
17 | 7000035238 | 770 | 420 | 170 | Substation Auxiliary | 100002253 |  |  |  |  | 110V, 250Ah Battery | EA | 2 |  | 18 | INCLUDED | INCLUDED | INCLUDED | 0 | 0 | 0 | 0 | 0 | 0 | 0 | 0 | 0 | 0
18 | 7000035238 | 770 | 420 | 180 | Substation Auxiliary | 100000944 |  |  |  |  | 110V, 60A/60A Float Cum Boost BatteryCharger | EA | 2 |  | 18 | INCLUDED | INCLUDED | INCLUDED | 0 | 0 | 0 | 0 | 0 | 0 | 0 | 0 | 0 | 0
19 | 7000035238 | 770 | 420 | 190 | Substation Auxiliary | 100000924 |  |  |  |  | 48V, 200 Ah Battery | SET | 2 |  | 18 | INCLUDED | INCLUDED | INCLUDED | 0 | 0 | 0 | 0 | 0 | 0 | 0 | 0 | 0 | 0
20 | 7000035238 | 770 | 420 | 200 | Substation Auxiliary | 100002252 |  |  |  |  | 48V, 70A/70A Float Cum Boost BatteryCharger cum DCDB | SET | 2 |  | 18 | INCLUDED | INCLUDED | INCLUDED | 0 | 0 | 0 | 0 | 0 | 0 | 0 | 0 | 0 | 0
21 | 7000035238 | 770 | 420 | 220 | Substation Auxiliary | 100000960 |  |  |  |  | High wall type split AC unit of 2 TR capacity | EA | 10 |  | 18 | INCLUDED | INCLUDED | INCLUDED | 0 | 0 | 0 | 0 | 0 | 0 | 0 | 0 | 0 | 0
22 | 7000035238 | 770 | 420 | 230 | Substation Auxiliary | 100058194 |  |  |  |  | 75 KVA DIESEL GENERATOR SET WITH CONTROL PANEL | EA | 1 |  | 18 | INCLUDED | INCLUDED | INCLUDED | 0 | 0 | 0 | 0 | 0 | 0 | 0 | 0 | 0 | 0
23 | 7000035238 | 770 | 420 | 240 | Substation Auxiliary | 100000869 |  |  |  |  | Visual monitoring system for watch & ward | SET | 1 |  | 18 | INCLUDED | INCLUDED | INCLUDED | 0 | 0 | 0 | 0 | 0 | 0 | 0 | 0 | 0 | 0
24 | 7000035238 | 780 | 430 | 80 | Relay & Protection Panel-Service | 100000760 |  |  |  |  | 66 kV Line Protection Panel (with Automation) | EA | 1 |  | 18 | INCLUDED | INCLUDED | INCLUDED | 0 | 0 | 0 | 0 | 0 | 0 | 0 | 0 | 0 | 0
25 | 7000035238 | 780 | 430 | 90 | Relay & Protection Panel-Service | 100000761 |  |  |  |  | 66 kV Transformer Protection Panel (For both HV & MV side)-(with Automation) | EA | 2 |  | 18 | INCLUDED | INCLUDED | INCLUDED | 0 | 0 | 0 | 0 | 0 | 0 | 0 | 0 | 0 | 0
26 | 7000035238 | 780 | 430 | 100 | Relay & Protection Panel-Service | 100002711 |  |  |  |  | 66 kV Protection Panel for Bus Sectionalizer (with Automation) | EA | 1 |  | 18 | INCLUDED | INCLUDED | INCLUDED | 0 | 0 | 0 | 0 | 0 | 0 | 0 | 0 | 0 | 0
27 | 7000035238 | 780 | 430 | 110 | Relay & Protection Panel-Service | 100001891 |  |  |  |  | Time synchronisation equipment | EA | 1 |  | 18 | INCLUDED | INCLUDED | INCLUDED | 0 | 0 | 0 | 0 | 0 | 0 | 0 | 0 | 0 | 0
28 | 7000035238 | 780 | 430 | 120 | Relay & Protection Panel-Service | 100000774 |  |  |  |  | Complete Substation automation System for 66kV bay as per Technical Specification | EA | 4 |  | 18 | INCLUDED | INCLUDED | INCLUDED | 0 | 0 | 0 | 0 | 0 | 0 | 0 | 0 | 0 | 0
29 | 7000035238 | 780 | 430 | 130 | Relay & Protection Panel-Service | 100000783 |  |  |  |  | Complete Substation automation System for controlling and monitoring of Auxilary System including BCUs as per technicalspecification | SET | 1 |  | 18 | INCLUDED | INCLUDED | INCLUDED | 0 | 0 | 0 | 0 | 0 | 0 | 0 | 0 | 0 | 0
30 | 7000035238 | 780 | 430 | 140 | Relay & Protection Panel-Service | 100000775 |  |  |  |  | Complete Substation automation System for 33kV bay as per Technical Specification | EA | 11 |  | 18 | INCLUDED | INCLUDED | INCLUDED | 0 | 0 | 0 | 0 | 0 | 0 | 0 | 0 | 0 | 0
31 | 7000035238 | 790 | 450 | 60 | Fire Protection System-Service | 100002257 |  |  |  |  | Diesel Engine driven Hydrant system with Water tank, Pump Room, DG driven pump, O/G & U/G piping, hydrant points for transformers,buildings, store yard and accessories etc. | LS | 1 |  | 18 | INCLUDED | INCLUDED | INCLUDED | 0 | 0 | 0 | 0 | 0 | 0 | 0 | 0 | 0 | 0
32 | 7000035238 | 790 | 450 | 70 | Fire Protection System-Service | 100000972 |  |  |  |  | 9litre water type Portable Fire extinguisher | EA | 4 |  | 18 | INCLUDED | INCLUDED | INCLUDED | 0 | 0 | 0 | 0 | 0 | 0 | 0 | 0 | 0 | 0
33 | 7000035238 | 790 | 450 | 80 | Fire Protection System-Service | 100000975 |  |  |  |  | 4.5 kg CO2 type Portable Fire extinguisher | EA | 10 |  | 18 | INCLUDED | INCLUDED | INCLUDED | 0 | 0 | 0 | 0 | 0 | 0 | 0 | 0 | 0 | 0
34 | 7000035238 | 790 | 450 | 90 | Fire Protection System-Service | 100000976 |  |  |  |  | 6Kg dry chemical powered type Portable Fire extinguisher | EA | 6 |  | 18 | INCLUDED | INCLUDED | INCLUDED | 0 | 0 | 0 | 0 | 0 | 0 | 0 | 0 | 0 | 0
35 | 7000035238 | 790 | 450 | 100 | Fire Protection System-Service | 100008260 |  |  |  |  | 60 litre foam type Trolley/Wheel mounted Fire extinguisher | EA | 2 |  | 18 | INCLUDED | INCLUDED | INCLUDED | 0 | 0 | 0 | 0 | 0 | 0 | 0 | 0 | 0 | 0
36 | 7000035238 | 790 | 450 | 110 | Fire Protection System-Service | 100002641 |  |  |  |  | Fire Detection and Alarm System for Control Room Building (66kV) | LS | 1 |  | 18 | INCLUDED | INCLUDED | INCLUDED | 0 | 0 | 0 | 0 | 0 | 0 | 0 | 0 | 0 | 0
37 | 7000035238 | 800 | 490 | 90 | Erection H/W-Service | 100000638 |  |  |  |  | Erection Hardware for 66kV (Bus Scheme as per SLD)-Line Bay as per specification | SET | 1 |  | 18 | INCLUDED | INCLUDED | INCLUDED | 0 | 0 | 0 | 0 | 0 | 0 | 0 | 0 | 0 | 0
38 | 7000035238 | 800 | 490 | 100 | Erection H/W-Service | 100000639 |  |  |  |  | Erection Hardware for 66kV (Bus Scheme as per SLD)-Transformer Bay as per specification | SET | 2 |  | 18 | INCLUDED | INCLUDED | INCLUDED | 0 | 0 | 0 | 0 | 0 | 0 | 0 | 0 | 0 | 0
39 | 7000035238 | 800 | 490 | 110 | Erection H/W-Service | 100000646 |  |  |  |  | Erection Hardware for 66kV (Bus Scheme as per SLD)-Bus section bay as per specification | SET | 1 |  | 18 | INCLUDED | INCLUDED | INCLUDED | 0 | 0 | 0 | 0 | 0 | 0 | 0 | 0 | 0 | 0
40 | 7000035238 | 800 | 490 | 120 | Erection H/W-Service | 100000674 |  |  |  |  | Erection Hardware for the 33kV Bus Scheme as per SLD-Line Bay as per specification | SET | 6 |  | 18 | INCLUDED | INCLUDED | INCLUDED | 0 | 0 | 0 | 0 | 0 | 0 | 0 | 0 | 0 | 0
41 | 7000035238 | 800 | 490 | 130 | Erection H/W-Service | 100004724 |  |  |  |  | ERECTION H/W- AUX LT TRANSFORMER | SET | 2 |  | 18 | INCLUDED | INCLUDED | INCLUDED | 0 | 0 | 0 | 0 | 0 | 0 | 0 | 0 | 0 | 0
42 | 7000035238 | 800 | 490 | 140 | Erection H/W-Service | 100000675 |  |  |  |  | Erection Hardware for the 33kV Bus Scheme as per SLD-Transformer Bay as per specification | SET | 2 |  | 18 | INCLUDED | INCLUDED | INCLUDED | 0 | 0 | 0 | 0 | 0 | 0 | 0 | 0 | 0 | 0
43 | 7000035238 | 800 | 490 | 160 | Erection H/W-Service | 100000644 |  |  |  |  | Erection Hardware for 66kV (Bus Scheme as per SLD)-Bus work (For two bays) as per specification | SET | 2 |  | 18 | INCLUDED | INCLUDED | INCLUDED | 0 | 0 | 0 | 0 | 0 | 0 | 0 | 0 | 0 | 0
44 | 7000035238 | 810 | 510 | 10 | Cables -Service | 100002180 |  |  |  |  | 1.1kV grade Power Cables (XLPEinsulated) along withlugs,glands,straight joints &accessories,etc. | LS | 1 |  | 18 | INCLUDED | INCLUDED | INCLUDED | 0 | 0 | 0 | 0 | 0 | 0 | 0 | 0 | 0 | 0
45 | 7000035238 | 810 | 510 | 20 | Cables -Service | 100002181 |  |  |  |  | 1.1kV grade Power Cables (PVCinsulated)along withlugs,glands,straight joints &accessories,etc. | LS | 1 |  | 18 | INCLUDED | INCLUDED | INCLUDED | 0 | 0 | 0 | 0 | 0 | 0 | 0 | 0 | 0 | 0
46 | 7000035238 | 810 | 510 | 30 | Cables -Service | 100002182 |  |  |  |  | 1.1kV grade Control Cables (PVCinsulated) along withlugs,glands,straight joints &accessories,etc. | LS | 1 |  | 18 | INCLUDED | INCLUDED | INCLUDED | 0 | 0 | 0 | 0 | 0 | 0 | 0 | 0 | 0 | 0
47 | 7000035238 | 810 | 510 | 40 | Cables -Service | 100002357 |  |  |  |  | 33kV XLPE cable Termination Equipment along with structure accessories for out door termination (one set consists of complete &requirement for one bay) | SET | 10 |  | 18 | INCLUDED | INCLUDED | INCLUDED | 0 | 0 | 0 | 0 | 0 | 0 | 0 | 0 | 0 | 0
48 | 7000035238 | 810 | 510 | 60 | Cables -Service | 100058317 |  |  |  |  | 33 KV 3CX400 SQ.MM ALUMINIUM, ARMOURED XLPE CABLE | KM | 1.8 |  | 18 | INCLUDED | INCLUDED | INCLUDED | 0 | 0 | 0 | 0 | 0 | 0 | 0 | 0 | 0 | 0
49 | 7000035238 | 820 | 620 | 100 | 72.5KVEquipments-service | 100000612 |  |  |  |  | 72.5 kV, 1250A, 31.5 kA, 3-phase CircuitBreaker with support structure | EA | 4 |  | 18 | INCLUDED | INCLUDED | INCLUDED | 0 | 0 | 0 | 0 | 0 | 0 | 0 | 0 | 0 | 0
50 | 7000035238 | 820 | 620 | 120 | 72.5KVEquipments-service | 100000624 |  |  |  |  | 72.5 kV Voltage Transformer (1- Phase) | EA | 9 |  | 18 | INCLUDED | INCLUDED | INCLUDED | 0 | 0 | 0 | 0 | 0 | 0 | 0 | 0 | 0 | 0
51 | 7000035238 | 820 | 620 | 130 | 72.5KVEquipments-service | 100000628 |  |  |  |  | 72.5 kV, 1250A, 31.5 KA, 3-Phase HDBIsolator with one E/S | EA | 3 |  | 18 | INCLUDED | INCLUDED | INCLUDED | 0 | 0 | 0 | 0 | 0 | 0 | 0 | 0 | 0 | 0
52 | 7000035238 | 820 | 620 | 140 | 72.5KVEquipments-service | 100000632 |  |  |  |  | 72.5 kV, 1250A, 31.5 KA, 3-Phase HDBIsolator without E/s | EA | 5 |  | 18 | INCLUDED | INCLUDED | INCLUDED | 0 | 0 | 0 | 0 | 0 | 0 | 0 | 0 | 0 | 0
53 | 7000035238 | 820 | 620 | 150 | 72.5KVEquipments-service | 100000635 |  |  |  |  | 60 kV Surge Arrestors (1-Phase) | EA | 9 |  | 18 | INCLUDED | INCLUDED | INCLUDED | 0 | 0 | 0 | 0 | 0 | 0 | 0 | 0 | 0 | 0
54 | 7000035238 | 820 | 620 | 160 | 72.5KVEquipments-service | 100000649 |  |  |  |  | 66kV Bus post insulators | SET | 17 |  | 18 | INCLUDED | INCLUDED | INCLUDED | 0 | 0 | 0 | 0 | 0 | 0 | 0 | 0 | 0 | 0
55 | 7000035238 | 820 | 620 | 110 | 72.5KVEquipments-service | 100058252 |  |  |  |  | 72.5 kV, 600A, 31.5 kA, 1-Phase Current Transformer with 150% extended current rating | EA | 12 |  | 18 | INCLUDED | INCLUDED | INCLUDED | 0 | 0 | 0 | 0 | 0 | 0 | 0 | 0 | 0 | 0
56 | 7000035238 | 830 | 630 | 240 | Illumination System-Service | 100004852 |  |  |  |  | Lighting Fixture LED Luminaires type FL-1 as per tech. specifications | EA | 10 |  | 18 | INCLUDED | INCLUDED | INCLUDED | 0 | 0 | 0 | 0 | 0 | 0 | 0 | 0 | 0 | 0
57 | 7000035238 | 830 | 630 | 250 | Illumination System-Service | 100004926 |  |  |  |  | Lighting Fixture LED Luminaires type FL2 as per tech. specifications | EA | 20 |  | 18 | INCLUDED | INCLUDED | INCLUDED | 0 | 0 | 0 | 0 | 0 | 0 | 0 | 0 | 0 | 0
58 | 7000035238 | 830 | 630 | 260 | Illumination System-Service | 100004937 |  |  |  |  | Fire Wall Mounted LED Luminarie Type FL-2 (250W) | EA | 4 |  | 18 | INCLUDED | INCLUDED | INCLUDED | 0 | 0 | 0 | 0 | 0 | 0 | 0 | 0 | 0 | 0
59 | 7000035238 | 830 | 630 | 270 | Illumination System-Service | 100004850 |  |  |  |  | Lighting Fixture LED Luminaires type SL-L1 as per tech. specifications | EA | 20 |  | 18 | INCLUDED | INCLUDED | INCLUDED | 0 | 0 | 0 | 0 | 0 | 0 | 0 | 0 | 0 | 0
60 | 7000035238 | 830 | 630 | 280 | Illumination System-Service | 100004934 |  |  |  |  | Type L1 Street Lighting Pole of 6 meter as per technical specification. | EA | 20 |  | 18 | INCLUDED | INCLUDED | INCLUDED | 0 | 0 | 0 | 0 | 0 | 0 | 0 | 0 | 0 | 0
61 | 7000035238 | 830 | 630 | 290 | Illumination System-Service | 100004851 |  |  |  |  | Lighting Fixture LED Luminaires type SL-D1 as per tech. specifications | EA | 10 |  | 18 | INCLUDED | INCLUDED | INCLUDED | 0 | 0 | 0 | 0 | 0 | 0 | 0 | 0 | 0 | 0
62 | 7000035238 | 830 | 630 | 310 | Illumination System-Service | 100001052 |  |  |  |  | 63A, 415V : Interlocked switch socket outdoor Receptacle (type RP) as per technical specifications | EA | 2 |  | 18 | INCLUDED | INCLUDED | INCLUDED | 0 | 0 | 0 | 0 | 0 | 0 | 0 | 0 | 0 | 0
63 | 7000035238 | 830 | 630 | 330 | Illumination System-Service | 100004456 |  |  |  |  | Control room cum administrative building (66kV) illuminationincluding Conduit | LS | 1 |  | 18 | INCLUDED | INCLUDED | INCLUDED | 0 | 0 | 0 | 0 | 0 | 0 | 0 | 0 | 0 | 0
64 | 7000035238 | 830 | 630 | 340 | Illumination System-Service | 100002364 |  |  |  |  | Fire fighting pumphouse building illimunation including conduit | LS | 1 |  | 18 | INCLUDED | INCLUDED | INCLUDED | 0 | 0 | 0 | 0 | 0 | 0 | 0 | 0 | 0 | 0
65 | 7000035238 | 830 | 630 | 350 | Illumination System-Service | 100002487 |  |  |  |  | Security Room Illumination including conduit | LS | 1 |  | 18 | INCLUDED | INCLUDED | INCLUDED | 0 | 0 | 0 | 0 | 0 | 0 | 0 | 0 | 0 | 0
66 | 7000035238 | 830 | 630 | 380 | Illumination System-Service | 100001021 |  |  |  |  | Lighting Panel type ACP-2 as per technical specification | EA | 3 |  | 18 | INCLUDED | INCLUDED | INCLUDED | 0 | 0 | 0 | 0 | 0 | 0 | 0 | 0 | 0 | 0
67 | 7000035238 | 830 | 630 | 390 | Illumination System-Service | 100001022 |  |  |  |  | Lighting Panel type ACP-3 as per technical specification | EA | 2 |  | 18 | INCLUDED | INCLUDED | INCLUDED | 0 | 0 | 0 | 0 | 0 | 0 | 0 | 0 | 0 | 0
68 | 7000035238 | 830 | 630 | 320 | Illumination System-Service | 100001885 |  |  |  |  | Outdoor Power Receptacle for oilfiltration unit (250A) | EA | 2 |  | 18 | INCLUDED | INCLUDED | INCLUDED | 0 | 0 | 0 | 0 | 0 | 0 | 0 | 0 | 0 | 0
69 | 7000035238 | 830 | 630 | 400 | Illumination System-Service | 100004935 |  |  |  |  | Type D1 Post top lantern pole of 4 meter as per technical specification. | EA | 10 |  | 18 | INCLUDED | INCLUDED | INCLUDED | 0 | 0 | 0 | 0 | 0 | 0 | 0 | 0 | 0 | 0
70 | 7000035238 | 840 | 640 | 240 | Structure & Main Earthmat-Service | 100003103 |  |  |  |  | 40 mm MS rod for Main Earthmat | KM | 4 |  | 18 | INCLUDED | INCLUDED | INCLUDED | 0 | 0 | 0 | 0 | 0 | 0 | 0 | 0 | 0 | 0
71 | 7000035238 | 850 | 650 | 10 | Training | 100002662 |  |  |  |  | Training at substation Site in the area of erection, testing, commissioining, operation and maintenence of transformer. | TAG | 2 |  | 18 | INCLUDED | INCLUDED | INCLUDED | 0 | 0 | 0 | 0 | 0 | 0 | 0 | 0 | 0 | 0
72 | 7000035238 | 850 | 650 | 20 | Training | 100002670 |  |  |  |  | Training at substation Site in the area of erection, testing, commissioining, operation and maintenence of CB, Isolator, CT, CVT andSurge Arrester. | TAG | 3 |  | 18 | INCLUDED | INCLUDED | INCLUDED | 0 | 0 | 0 | 0 | 0 | 0 | 0 | 0 | 0 | 0
73 | 7000035238 | 850 | 650 | 30 | Training | 100002671 |  |  |  |  | Training at substation site in the area of testing, commissioining, operation and maintenece of Protection and automation system | TAG | 2 |  | 18 | INCLUDED | INCLUDED | INCLUDED | 0 | 0 | 0 | 0 | 0 | 0 | 0 | 0 | 0 | 0
74 | 7000035238 | 1170 | 690 | 10 | Telecom Eqpt Service Dilipur | 100002812 |  |  |  |  | SDH Equipment (STM-16 MADM upto 5 MSP protected directions)-Base Equipment (Common cards, Cross Connect/control cards, optical basecards, power supply cards, power cabling, other hardware and accessories including sub racks, patch cord, DDF etc fully equipedexcluding optical interface & Tributary cards | EA | 1 |  | 18 | INCLUDED | INCLUDED | INCLUDED | 0 | 0 | 0 | 0 | 0 | 0 | 0 | 0 | 0 | 0
75 | 7000035238 | 1170 | 690 | 20 | Telecom Eqpt Service Dilipur | 170000435 |  |  |  |  | Optical Interface Cards/SFP# -L16.2 for SDH Equipment-STM-16 | EA | 2 |  | 18 | INCLUDED | INCLUDED | INCLUDED | 0 | 0 | 0 | 0 | 0 | 0 | 0 | 0 | 0 | 0
76 | 7000035238 | 1170 | 690 | 30 | Telecom Eqpt Service Dilipur | 100002825 |  |  |  |  | Tributary interface- E1 interface (Minimum 16 nos.) | SET | 2 |  | 18 | INCLUDED | INCLUDED | INCLUDED | 0 | 0 | 0 | 0 | 0 | 0 | 0 | 0 | 0 | 0
77 | 7000035238 | 1170 | 690 | 40 | Telecom Eqpt Service Dilipur | 170000550 |  |  |  |  | Ethernet Interface 10/100 Base T with Layer-2 switching (Min 8 Interfaces per card) | EA | 2 |  | 18 | INCLUDED | INCLUDED | INCLUDED | 0 | 0 | 0 | 0 | 0 | 0 | 0 | 0 | 0 | 0
78 | 7000035238 | 1170 | 690 | 50 | Telecom Eqpt Service Dilipur | 100002829 |  |  |  |  | Tributary interface-Gigabit Ethernet Interfaces 10/100 Mbps with Layer -2 Switching (minimum 2 nos.) | SET | 1 |  | 18 | INCLUDED | INCLUDED | INCLUDED | 0 | 0 | 0 | 0 | 0 | 0 | 0 | 0 | 0 | 0
79 | 7000035238 | 1170 | 690 | 60 | Telecom Eqpt Service Dilipur | 170000375 |  |  |  |  | Equipment Cabinets-For SDH Equipments | EA | 1 |  | 18 | INCLUDED | INCLUDED | INCLUDED | 0 | 0 | 0 | 0 | 0 | 0 | 0 | 0 | 0 | 0
80 | 7000035238 | 1170 | 690 | 70 | Telecom Eqpt Service Dilipur | 170000376 |  |  |  |  | NMS-Craft Terminal-Hardware | EA | 1 |  | 18 | INCLUDED | INCLUDED | INCLUDED | 0 | 0 | 0 | 0 | 0 | 0 | 0 | 0 | 0 | 0
81 | 7000035238 | 1170 | 690 | 80 | Telecom Eqpt Service Dilipur | 170000377 |  |  |  |  | NMS-Craft Terminal-Software | EA | 1 |  | 18 | INCLUDED | INCLUDED | INCLUDED | 0 | 0 | 0 | 0 | 0 | 0 | 0 | 0 | 0 | 0
82 | 7000035238 | 1170 | 690 | 90 | Telecom Eqpt Service Dilipur | 170000551 |  |  |  |  | VOIP telephone instrument with one common switch (min. 8 port) | EA | 2 |  | 18 | INCLUDED | INCLUDED | INCLUDED | 0 | 0 | 0 | 0 | 0 | 0 | 0 | 0 | 0 | 0
83 | 7000035238 | 1170 | 690 | 100 | Telecom Eqpt Service Dilipur | 170004395 |  |  |  |  | Fibre Optic Approach cabling: Including installation hardware like GI pipe, elbow, conduits, accessories etc.: 48 Fibre | KM | 0.5 |  | 18 | INCLUDED | INCLUDED | INCLUDED | 0 | 0 | 0 | 0 | 0 | 0 | 0 | 0 | 0 | 0
84 | 7000035238 | 1170 | 690 | 110 | Telecom Eqpt Service Dilipur | 170000356 |  |  |  |  | Fibre Optic Distribution Panel (FODP): Indoor Type: FC Coupling and mounted on ETSI 19" rack or slimline rack: Type 2 (96 Fibre) | EA | 1 |  | 18 | INCLUDED | INCLUDED | INCLUDED | 0 | 0 | 0 | 0 | 0 | 0 | 0 | 0 | 0 | 0
85 | 7000035238 | 1170 | 690 | 120 | Telecom Eqpt Service Dilipur | 100002831 |  |  |  |  | Network Manager & Element Manager System - Hardware | SET | 1 |  | 18 | INCLUDED | INCLUDED | INCLUDED | 0 | 0 | 0 | 0 | 0 | 0 | 0 | 0 | 0 | 0
86 | 7000035238 | 1170 | 690 | 130 | Telecom Eqpt Service Dilipur | 100002832 |  |  |  |  | Network Manager & Element Manager System - Software | SET | 1 |  | 18 | INCLUDED | INCLUDED | INCLUDED | 0 | 0 | 0 | 0 | 0 | 0 | 0 | 0 | 0 | 0
87 | 7000035238 | 1170 | 690 | 140 | Telecom Eqpt Service Dilipur | 100002836 |  |  |  |  | Furniture for NMS hardware | SET | 1 |  | 18 | INCLUDED | INCLUDED | INCLUDED | 0 | 0 | 0 | 0 | 0 | 0 | 0 | 0 | 0 | 0
88 | 7000035238 | 1170 | 690 | 150 | Telecom Eqpt Service Dilipur | 170000430 |  |  |  |  | Optical Interface Cards/SFP# -S4.1 SDH Equipment -STM-16 | EA | 1 |  | 18 | INCLUDED | INCLUDED | INCLUDED | 0 | 0 | 0 | 0 | 0 | 0 | 0 | 0 | 0 | 0
89 | 7000035238 | 1170 | 690 | 160 | Telecom Eqpt Service Dilipur | 170000432 |  |  |  |  | Optical Interface Cards/SFP# -L4.2 for SDH Equipment-STM-16 | EA | 1 |  | 18 | INCLUDED | INCLUDED | INCLUDED | 0 | 0 | 0 | 0 | 0 | 0 | 0 | 0 | 0 | 0
90 | 7000035238 | 1170 | 690 | 170 | Telecom Eqpt Service Dilipur | 100002814 |  |  |  |  | Optical Interface/SFP-V4.2 | EA | 1 |  | 18 | INCLUDED | INCLUDED | INCLUDED | 0 | 0 | 0 | 0 | 0 | 0 | 0 | 0 | 0 | 0
91 | 7000035238 | 1170 | 690 | 180 | Telecom Eqpt Service Dilipur | 100002900 |  |  |  |  | Training for communication Equipments | MND | 2 |  | 18 | INCLUDED | INCLUDED | INCLUDED | 0 | 0 | 0 | 0 | 0 | 0 | 0 | 0 | 0 | 0
92 | 7000035238 | 1180 | 700 | 10 | Civil Works | 100004518 |  |  |  |  | Excavation in all kind of soil including rock for all leads and lifts, backfilling, disposal of surplus earth within a lead up to2Km as per technical specification. The surplus earth shall be roughly graded . | M3 | 7606 |  | 18 | INCLUDED | INCLUDED | INCLUDED | 0 | 0 | 0 | 0 | 0 | 0 | 0 | 0 | 0 | 0
93 | 7000035238 | 1180 | 700 | 20 | Civil Works | 100011662 |  |  |  |  | Excavation in hard rock which require blasting (including chemical blasting and rock excavated using specialized tools) for allfoundation works including stacking, measuring, disposal etc.for all leads and lifts as per technical specification. | M3 | 1000 |  | 18 | INCLUDED | INCLUDED | INCLUDED | 0 | 0 | 0 | 0 | 0 | 0 | 0 | 0 | 0 | 0
94 | 7000035238 | 1180 | 700 | 30 | Civil Works | 100001325 |  |  |  |  | Providing and laying of Plain Cement Concrete (PCC) (1:4:8) | M3 | 673 |  | 18 | INCLUDED | INCLUDED | INCLUDED | 0 | 0 | 0 | 0 | 0 | 0 | 0 | 0 | 0 | 0
95 | 7000035238 | 1180 | 700 | 40 | Civil Works | 100001326 |  |  |  |  | Providing and laying of Plain Cement Concrete (PCC) (1:2:4) | M3 | 95 |  | 18 | INCLUDED | INCLUDED | INCLUDED | 0 | 0 | 0 | 0 | 0 | 0 | 0 | 0 | 0 | 0
96 | 7000035238 | 1180 | 700 | 50 | Civil Works | 100016607 |  |  |  |  | Providing and laying of Reinforced Cement Concrete M30 including pre cast, shuttering, Grouting of pockets & underpinning butexcluding steel reinforcement | M3 | 2278 |  | 18 | INCLUDED | INCLUDED | INCLUDED | 0 | 0 | 0 | 0 | 0 | 0 | 0 | 0 | 0 | 0
97 | 7000035238 | 1180 | 700 | 60 | Civil Works | 100016681 |  |  |  |  | Reinforcement steel meeting corrosion resistance properties as per IS:1786 and manufacturer specificationâ€‹ | MT | 284 |  | 18 | INCLUDED | INCLUDED | INCLUDED | 0 | 0 | 0 | 0 | 0 | 0 | 0 | 0 | 0 | 0
98 | 7000035238 | 1180 | 700 | 70 | Civil Works | 100001330 |  |  |  |  | Stone filling (40 mm size) for transformer/Reactor foundation | M3 | 42 |  | 18 | INCLUDED | INCLUDED | INCLUDED | 0 | 0 | 0 | 0 | 0 | 0 | 0 | 0 | 0 | 0
99 | 7000035238 | 1180 | 700 | 80 | Civil Works | 100001331 |  |  |  |  | Misc. Structural steel including rails, embedments, edge protection angles, gratings etc. but excluding the reinforcement steel andsteel for lattice and pipe structures. | MT | 22 |  | 18 | INCLUDED | INCLUDED | INCLUDED | 0 | 0 | 0 | 0 | 0 | 0 | 0 | 0 | 0 | 0
100 | 7000035238 | 1180 | 700 | 90 | Civil Works | 100054773 |  |  |  |  | External finishing/ painting of fire wall with cement wash | M2 | 200 |  | 18 | INCLUDED | INCLUDED | INCLUDED | 0 | 0 | 0 | 0 | 0 | 0 | 0 | 0 | 0 | 0
101 | 7000035238 | 1180 | 700 | 100 | Civil Works | 100001714 |  |  |  |  | Stone spreading in switchyard excluding PCC | M2 | 6786 |  | 18 | INCLUDED | INCLUDED | INCLUDED | 0 | 0 | 0 | 0 | 0 | 0 | 0 | 0 | 0 | 0
102 | 7000035238 | 1180 | 700 | 110 | Civil Works | 100001713 |  |  |  |  | Antiweed treatment | M2 | 6786 |  | 18 | INCLUDED | INCLUDED | INCLUDED | 0 | 0 | 0 | 0 | 0 | 0 | 0 | 0 | 0 | 0
103 | 7000035238 | 1180 | 700 | 120 | Civil Works | 100048595 |  |  |  |  | Providing & laying non-woven Geo-synthetics fabric of minimum 200 GSM in separration layer between sub garde and stone spreading inswitchyard as per Technical Specification and direction of Engineer-in-Charge. | M2 | 6786 |  | 18 | INCLUDED | INCLUDED | INCLUDED | 0 | 0 | 0 | 0 | 0 | 0 | 0 | 0 | 0 | 0
104 | 7000035238 | 1180 | 700 | 130 | Civil Works | 100004507 |  |  |  |  | 3.75m wide Cement Concrete road with PCC shoulder including 100 mm dia RCC Hume Pipe @ 100 metre interval as per drawing and TS.However, reinforcement steel and all type concrete shall be paid separately under relevant items | M2 | 825 |  | 18 | INCLUDED | INCLUDED | INCLUDED | 0 | 0 | 0 | 0 | 0 | 0 | 0 | 0 | 0 | 0
105 | 7000035238 | 1180 | 700 | 140 | Civil Works | 100001458 |  |  |  |  | Construction of rail cum road as per drawing including all item such as excavation,compactions, rolling watering, WBM etc. butexcluding concrete reinforcement and structural steel-Section having two rails for Reactor. | M2 | 125 |  | 18 | INCLUDED | INCLUDED | INCLUDED | 0 | 0 | 0 | 0 | 0 | 0 | 0 | 0 | 0 | 0
106 | 7000035238 | 1180 | 700 | 150 | Civil Works | 100001735 |  |  |  |  | RCC culverts and cable trench crossings including supplying and laying hume pipe 250mm dia of grade (NP-3) excluding concrete as perspecification. | M | 50 |  | 18 | INCLUDED | INCLUDED | INCLUDED | 0 | 0 | 0 | 0 | 0 | 0 | 0 | 0 | 0 | 0
107 | 7000035238 | 1180 | 700 | 160 | Civil Works | 100001736 |  |  |  |  | RCC culverts and cable trench crossings including supplying and laying hume pipe 300mm dia of grade (NP-3) excluding concrete as perspecification. | M | 50 |  | 18 | INCLUDED | INCLUDED | INCLUDED | 0 | 0 | 0 | 0 | 0 | 0 | 0 | 0 | 0 | 0
108 | 7000035238 | 1180 | 700 | 170 | Civil Works | 100001737 |  |  |  |  | RCC culverts and cable trench crossings including supplying and laying hume pipe 450mm dia of grade (NP-3) excluding concrete as perspecification. | M | 50 |  | 18 | INCLUDED | INCLUDED | INCLUDED | 0 | 0 | 0 | 0 | 0 | 0 | 0 | 0 | 0 | 0
109 | 7000035238 | 1180 | 700 | 180 | Civil Works | 100020963 |  |  |  |  | RCC culvert crossings including supplying and laying hume pipe 600mm dia of grade (NP-3) excluding concrete as per specification. | M | 50 |  | 18 | INCLUDED | INCLUDED | INCLUDED | 0 | 0 | 0 | 0 | 0 | 0 | 0 | 0 | 0 | 0
110 | 7000035238 | 1180 | 700 | 190 | Civil Works | 100008611 |  |  |  |  | Swtichyard fencing: Providing and fixing fencing of GI barbed wire consisting of galvanized MS tubular posts at 3 m intervals; GIbarded wire shall run horizontally from post to post at a spacing of 300 mm (vertically) and a cross formation in each panel,complete as per technical specification and drawing. | M | 100 |  | 18 | INCLUDED | INCLUDED | INCLUDED | 0 | 0 | 0 | 0 | 0 | 0 | 0 | 0 | 0 | 0
111 | 7000035238 | 1180 | 700 | 200 | Civil Works | 100001392 |  |  |  |  | Switchyard Gate excluding Concrete | EA | 2 |  | 18 | INCLUDED | INCLUDED | INCLUDED | 0 | 0 | 0 | 0 | 0 | 0 | 0 | 0 | 0 | 0
112 | 7000035238 | 1180 | 700 | 210 | Civil Works | 100007701 |  |  |  |  | Supplying and erecting dewatering pumps- 2 HP | EA | 2 |  | 18 | INCLUDED | INCLUDED | INCLUDED | 0 | 0 | 0 | 0 | 0 | 0 | 0 | 0 | 0 | 0
113 | 7000035238 | 1180 | 700 | 220 | Civil Works | 100001409 |  |  |  |  | Supplying and erecting dewatering pumps-5 HP | EA | 1 |  | 18 | INCLUDED | INCLUDED | INCLUDED | 0 | 0 | 0 | 0 | 0 | 0 | 0 | 0 | 0 | 0
114 | 7000035238 | 1180 | 700 | 230 | Civil Works | 100015791 |  |  |  |  | All civil works for Drains construction of Section A-A including crossings if any as per technical specification and tender drawingscomplete in all respect with all labour and materials. | M | 72 |  | 18 | INCLUDED | INCLUDED | INCLUDED | 0 | 0 | 0 | 0 | 0 | 0 | 0 | 0 | 0 | 0
115 | 7000035238 | 1180 | 700 | 240 | Civil Works | 100015792 |  |  |  |  | All civil works for Drains construction of Section B-B including crossings if any as per technical specification and tender drawingscomplete in all respect with all labour and materials. | M | 108 |  | 18 | INCLUDED | INCLUDED | INCLUDED | 0 | 0 | 0 | 0 | 0 | 0 | 0 | 0 | 0 | 0
116 | 7000035238 | 1180 | 700 | 250 | Civil Works | 100015793 |  |  |  |  | All civil works for Drains construction of Section C-C including crossings if any as per technical specification and tender drawingscomplete in all respect with all labour and materials. | M | 36 |  | 18 | INCLUDED | INCLUDED | INCLUDED | 0 | 0 | 0 | 0 | 0 | 0 | 0 | 0 | 0 | 0
117 | 7000035238 | 1180 | 700 | 260 | Civil Works | 100015794 |  |  |  |  | All civil works for Drains construction of Section D-D including crossings if any as per technical specification and tender drawingscomplete in all respect with all labour and materials. | M | 24 |  | 18 | INCLUDED | INCLUDED | INCLUDED | 0 | 0 | 0 | 0 | 0 | 0 | 0 | 0 | 0 | 0
118 | 7000035238 | 1180 | 700 | 270 | Civil Works | 100003477 |  |  |  |  | Rain water harvesting excluding reinforcement and concrete as per drawing | EA | 1 |  | 18 | INCLUDED | INCLUDED | INCLUDED | 0 | 0 | 0 | 0 | 0 | 0 | 0 | 0 | 0 | 0
119 | 7000035238 | 1180 | 700 | 280 | Civil Works | 100001683 |  |  |  |  | Control Room Building - Civil Works All civil works as per drawing and specifications complete, including - brickwork, finishing(external and internal), windows etc. However, excavation, PCC, RCC and reinforcement shall be paid separately as per BPS. | M2 | 600 |  | 18 | INCLUDED | INCLUDED | INCLUDED | 0 | 0 | 0 | 0 | 0 | 0 | 0 | 0 | 0 | 0
120 | 7000035238 | 1180 | 700 | 290 | Civil Works | 100001682 |  |  |  |  | FFPH Building - Civil Works All civil works as per drawing and specifications complete, including - brickwork,finishing (externaland internal),windows etc.However, excavation, PCC,RCC and reinforcement shall be paid separately as per BPS | M2 | 27.5 |  | 18 | INCLUDED | INCLUDED | INCLUDED | 0 | 0 | 0 | 0 | 0 | 0 | 0 | 0 | 0 | 0
121 | 7000035238 | 1180 | 700 | 300 | Civil Works | 100001700 |  |  |  |  | All civil works as per drawing and specification but excluding excavation, PCC, RCC, reinforcement but including finishing (internaland external) etc & all civil works complete in all respect - Water Tank for Fire Fighting Pump House | EA | 1 |  | 18 | INCLUDED | INCLUDED | INCLUDED | 0 | 0 | 0 | 0 | 0 | 0 | 0 | 0 | 0 | 0
122 | 7000035238 | 1180 | 700 | 310 | Civil Works | 100008638 |  |  |  |  | Supplying and laying CPVC pipe for external water supply system - 75 mm dia pipe | M | 100 |  | 18 | INCLUDED | INCLUDED | INCLUDED | 0 | 0 | 0 | 0 | 0 | 0 | 0 | 0 | 0 | 0
123 | 7000035238 | 1180 | 700 | 320 | Civil Works | 100008639 |  |  |  |  | Supplying and laying CPVC pipe for external water supply system - 50 mm dia pipe | M | 50 |  | 18 | INCLUDED | INCLUDED | INCLUDED | 0 | 0 | 0 | 0 | 0 | 0 | 0 | 0 | 0 | 0
124 | 7000035238 | 1180 | 700 | 330 | Civil Works | 100010100 |  |  |  |  | Supplying and laying CPVC pipe for external water supply system - 40 mm dia pipe | M | 50 |  | 18 | INCLUDED | INCLUDED | INCLUDED | 0 | 0 | 0 | 0 | 0 | 0 | 0 | 0 | 0 | 0
125 | 7000035238 | 1180 | 700 | 340 | Civil Works | 100010101 |  |  |  |  | Supplying and laying CPVC pipe for external water supply system - 25 mm dia pipe | M | 50 |  | 18 | INCLUDED | INCLUDED | INCLUDED | 0 | 0 | 0 | 0 | 0 | 0 | 0 | 0 | 0 | 0
126 | 7000035238 | 1180 | 700 | 350 | Civil Works | 100001740 |  |  |  |  | Septic tank and soakpit for CRB | EA | 1 |  | 18 | INCLUDED | INCLUDED | INCLUDED | 0 | 0 | 0 | 0 | 0 | 0 | 0 | 0 | 0 | 0
127 | 7000035238 | 1180 | 700 | 360 | Civil Works | 100001755 |  |  |  |  | Providing & Laying of SW pipes for external sewerage system as per technical specification 100mm dia pipe | M | 50 |  | 18 | INCLUDED | INCLUDED | INCLUDED | 0 | 0 | 0 | 0 | 0 | 0 | 0 | 0 | 0 | 0
128 | 7000035238 | 1180 | 700 | 370 | Civil Works | 100001756 |  |  |  |  | Providing & Laying of SW pipes for external sewerage system as per technical specification 150mm dia pipe | M | 50 |  | 18 | INCLUDED | INCLUDED | INCLUDED | 0 | 0 | 0 | 0 | 0 | 0 | 0 | 0 | 0 | 0
129 | 7000035238 | 1180 | 700 | 380 | Civil Works | 100001757 |  |  |  |  | Providing & Laying of SW pipes for external sewerage system as per technical specification 200mm dia pipe | M | 50 |  | 18 | INCLUDED | INCLUDED | INCLUDED | 0 | 0 | 0 | 0 | 0 | 0 | 0 | 0 | 0 | 0
130 | 7000035238 | 1180 | 700 | 390 | Civil Works | 100002488 |  |  |  |  | Septic tank and soakpit for Security Room | EA | 1 |  | 18 | INCLUDED | INCLUDED | INCLUDED | 0 | 0 | 0 | 0 | 0 | 0 | 0 | 0 | 0 | 0
131 | 7000035238 | 1180 | 700 | 400 | Civil Works | 100001701 |  |  |  |  | Security Hut - Civil WorksAll civilworks as per drawing and specificationscomplete, including - brickwork,finishing (external and internal),windows etc.However, excavation, PCC,RCC and reinforcement shall be paidseparately as per BPS. | M2 | 18 |  | 18 | INCLUDED | INCLUDED | INCLUDED | 0 | 0 | 0 | 0 | 0 | 0 | 0 | 0 | 0 | 0
132 | 7000035238 | 1180 | 700 | 410 | Civil Works | 100002912 |  |  |  |  | Providing and fixing Pre cast RCC Boundary wall as per drawings and specifications, including centring, shuttering, moulding,RCC, reinforcement, casting, curing, hoisting, carriage of precast cols/panels to site,Excavation, PCC, backfilling,MS angles andConcertina coil etc. complete. | M | 330 |  | 18 | INCLUDED | INCLUDED | INCLUDED | 0 | 0 | 0 | 0 | 0 | 0 | 0 | 0 | 0 | 0
133 | 7000035238 | 1180 | 700 | 420 | Civil Works | 100002913 |  |  |  |  | Providing and fixing main entrance gate as per drawings including Excavation, PCC, backfilling, RCC, reinforcement, MS steel,fabrication, painting etc complete | LOT | 1 |  | 18 | INCLUDED | INCLUDED | INCLUDED | 0 | 0 | 0 | 0 | 0 | 0 | 0 | 0 | 0 | 0
134 | 7000035238 | 1180 | 700 | 430 | Civil Works | 100001433 |  |  |  |  | Soil Investigation: As per technical specification including all laboratory and field tests, report and recommendations. | LOT | 1 |  | 18 | INCLUDED | INCLUDED | INCLUDED | 0 | 0 | 0 | 0 | 0 | 0 | 0 | 0 | 0 | 0
135 | 7000035238 | 1180 | 700 | 440 | Civil Works | 100002911 |  |  |  |  | Earthwork in excavation & filling in all types of soil and soft/disintegrated rock in open areas/nallas/channels, to the requiredslopes, shapes, levels, elevations and profile, including trimming of bottom and slopes of excavation, bailing out rain(dewatering), pumping, removal of slush, preparing embankments/marginal banks, loosening, dressing, spreading material in layers notexceeding 200mm, as per direction of Engineer-in-Charge, water flooding, compacting to achieve 95% consolidation at optimum moisturecontent, finishing etc. all complete, for all leads and lifts within leveling boundary, including disposal of surplus earth andstacking of unsuitable material within a lead of 2.0 Km beyond substation boundary, with all labour, material, tools, tackles andequipment, safeguards and incidentals, Royalty,taxes etc. as necessary, as per drawings, specification and directions of theEngineer-in-Charge. Clearing of jungle is included in this item. (Only excavation/cutting will be measured for payment purpose.) | M3 | 6000 |  | 18 | INCLUDED | INCLUDED | INCLUDED | 0 | 0 | 0 | 0 | 0 | 0 | 0 | 0 | 0 | 0
136 | 7000035238 | 1180 | 700 | 450 | Civil Works | 100002583 |  |  |  |  | Supply of earth (excluding rock & boulders) at site including royalty, carriage and filling in specified areas in layers notexceeding 200mm in depth, compacting under optimum moisture condition to achieve 95% of Proctor density, finishing etc. allcomplete, for all leads & lifts, with all labour, material, tools, tackles, equipments, safeguards & incidentals as necessary as perdrawings, specification and direction of the Engineer- in- Charge. | M3 | 7000 |  | 18 | INCLUDED | INCLUDED | INCLUDED | 0 | 0 | 0 | 0 | 0 | 0 | 0 | 0 | 0 | 0
137 | 7000035238 | 1180 | 700 | 460 | Civil Works | 100002914 |  |  |  |  | Earthwork in excavation in Hard rocks in open areas/nallas/ channels, to the required slopes, shapes, levels, elevations andprofile, including trimming of bottom and slopes of excavation and stacking and disposal of rock for a lead up to 2.0 KM beyondleveling boundary and all lifts , with all labour, material, tools, tackles and equipment, safeguards and incidentals,Royalty,taxesetc. as per directions of the Engineer-in-Charge. Serviceable material if available shall be stacked at site as identified byEngineer-in-Charge.(50% void deduction from stack measurement) | M3 | 1000 |  | 18 | INCLUDED | INCLUDED | INCLUDED | 0 | 0 | 0 | 0 | 0 | 0 | 0 | 0 | 0 | 0
138 | 7000035238 | 1180 | 700 | 470 | Civil Works | 100007097 |  |  |  |  | Dry stone pitching 22.5 cm thick including supply of stones and preparing surface complete including construction of 600 mm high and230 mm wide cement concrete (1:3:6) (1 cement : 3 coarse sand (zone-III) : 6 graded stone aggregate 20 mm nominal size) toe wall atthe lowest portion of stone pitching area etc. completed as per theinstruction of Engineer-In-Charge. . | M2 | 1000 |  | 18 | INCLUDED | INCLUDED | INCLUDED | 0 | 0 | 0 | 0 | 0 | 0 | 0 | 0 | 0 | 0
139 | 7000035238 | 1180 | 700 | 480 | Civil Works | 100004463 |  |  |  |  | Random Rubble masonry for Retaining wall with locally available stone in cement sand mortar 1:6 (1 Cement: 6 coarse sand) includinglevelling up with cement concrete 1:6:12 (1 cement : 6 coarse sand : 12 graded stone aggregate 20 mm nominal size), Raised and Cutpointing on exposed surface, weep holes/PVC pipe sleeves of 100 mm dia (medium class) @ 1 metre C/C staggered . The top of theretaining wall to be provided with cement concrete 1:2:4. However items of excavation, concrete (1:2:4) shall be payable underrespective items of BPS | M3 | 300 |  | 18 | INCLUDED | INCLUDED | INCLUDED | 0 | 0 | 0 | 0 | 0 | 0 | 0 | 0 | 0 | 0
140 | 7000035238 | 1180 | 700 | 490 | Civil Works | 120003321 |  |  |  |  | Providing & making Gabion structure with Mechanically Woven Double Twisted Hexagonal Shaped Wire mesh Gabion Boxes as per IS16014:2012,MORTH Clause 2500, of required size, Mesh Type 10x12(D=100 mm with tolerance of Â± 2%) Zinic+PVC coated, Mesh wirediameter2.7/3.7mm, mechanically edged/selvedged with partitions at every 1m interval and shall have minimum 10 numbers of openingsper meter of mesh perpendicular to twist, tying with lacing wire of diameter 2.2/3.2mm(ID/OD), supplied @3% by weight of Gabionboxes, filled with boulders with least dimension of 200 mm, as per drawing, all complete as per directions of Engineer-incharge. | M3 | 300 |  | 18 | INCLUDED | INCLUDED | INCLUDED | 0 | 0 | 0 | 0 | 0 | 0 | 0 | 0 | 0 | 0
141 | 7000035238 | 1180 | 700 | 500 | Civil Works | 100015233 |  |  |  |  | Providing and fixing in weep holes of retaining walls unplasticised Rigid PVC rain water pipes conforming to IS : 13592 Type A,including jointing with seal ring conforming to IS : 5382, leaving 10 mm gap for thermal expansion, (i) Single socketed pipes.:110mm diameter. | RM | 50 |  | 18 | INCLUDED | INCLUDED | INCLUDED | 0 | 0 | 0 | 0 | 0 | 0 | 0 | 0 | 0 | 0
142 | 7000035238 | 1180 | 700 | 510 | Civil Works | 150000067 |  |  |  |  | Sinking of Tubewell and installation of motor operated submersible pump of suitable capacity and reputed make (All items to besupplied by the contractor. Make of motor/pump to be approved by POWERGRID) | EA | 1 |  | 18 | INCLUDED | INCLUDED | INCLUDED | 0 | 0 | 0 | 0 | 0 | 0 | 0 | 0 | 0 | 0
143 | 7000035238 | 1180 | 700 | 520 | Civil Works | 100001720 |  |  |  |  | Supplying, filling and compacting CNS material as per specification under floors, foundations, roads, cable trenches, drains etc inlayers not exceeding 200 mm thickness | M3 | 500 |  | 18 | INCLUDED | INCLUDED | INCLUDED | 0 | 0 | 0 | 0 | 0 | 0 | 0 | 0 | 0 | 0
144 | 7000035238 | 1180 | 700 | 530 | Civil Works | 100001721 |  |  |  |  | Supplying, filling and compacting stone boulders mixed with sand under foundations, roads, cable trenches, drains etc in layers notexceeding 250mm thickness including ramming, watering compacting | M3 | 500 |  | 18 | INCLUDED | INCLUDED | INCLUDED | 0 | 0 | 0 | 0 | 0 | 0 | 0 | 0 | 0 | 0
145 | 7000035238 | 1180 | 700 | 540 | Civil Works | 100016667 |  |  |  |  | Cable Trench including all types of crossings, all metallic works and sump pit including concrete and reinforcement steel Section2A-2A | M | 30 |  | 18 | INCLUDED | INCLUDED | INCLUDED | 0 | 0 | 0 | 0 | 0 | 0 | 0 | 0 | 0 | 0
146 | 7000035238 | 1180 | 700 | 550 | Civil Works | 100001478 |  |  |  |  | Cable Trench including all types of crossings, all metallic works and sump pit including concrte and reinforcement steel Section 2-2 | M | 80 |  | 18 | INCLUDED | INCLUDED | INCLUDED | 0 | 0 | 0 | 0 | 0 | 0 | 0 | 0 | 0 | 0
147 | 7000035238 | 1180 | 700 | 560 | Civil Works | 100001479 |  |  |  |  | Cable Trench including all types of crossings, all metallic works and sump pit including concrte and reinforcement steel Section 3-3 | M | 120 |  | 18 | INCLUDED | INCLUDED | INCLUDED | 0 | 0 | 0 | 0 | 0 | 0 | 0 | 0 | 0 | 0
148 | 7000035238 | 1180 | 700 | 570 | Civil Works | 100001480 |  |  |  |  | Cable Trench including all types of crossings, all metallic works and sump pit including concrte and reinforcement steel Section 4-4 | M | 20 |  | 18 | INCLUDED | INCLUDED | INCLUDED | 0 | 0 | 0 | 0 | 0 | 0 | 0 | 0 | 0 | 0
149 | 7000035238 | 1180 | 700 | 580 | Civil Works | 100004832 |  |  |  |  | Boring, providing and installing bored cast-in-situ reinforced cement concrete pile of 450 mm dia and specified length below thepile cap to carry a safe working load not less than specified including the cost of boring, temporary casing, bentonite solutionetc. complete. The length of the piles shall be measured from bottom of the pile cap to the lowest point of pile. The cost ofreinforcement steel, cement concrete, routine and initial test shall be paid separately under respective items of BPS. | RM | 7414 |  | 18 | INCLUDED | INCLUDED | INCLUDED | 0 | 0 | 0 | 0 | 0 | 0 | 0 | 0 | 0 | 0
150 | 7000035238 | 1180 | 700 | 590 | Civil Works | 100016609 |  |  |  |  | Providing and laying of reinforced cement concrete for piling work of Grade M-30 ( Minimum cement content of 400Kg/cu.m.) ofspecified diameter & length below the pile cap. | M3 | 1179 |  | 18 | INCLUDED | INCLUDED | INCLUDED | 0 | 0 | 0 | 0 | 0 | 0 | 0 | 0 | 0 | 0
151 | 7000035238 | 1180 | 700 | 600 | Civil Works | 100015220 |  |  |  |  | Initial Vertical Compression load testing of piles in accordance with IS 2911 (Part IV) including installation of loading platformand preparation of pile head or construction of test cap and dismantling of test cap after test etc. complete as per specification &the direction of Engineer in-charge. - 450mm Dia pile | EA | 1 |  | 18 | INCLUDED | INCLUDED | INCLUDED | 0 | 0 | 0 | 0 | 0 | 0 | 0 | 0 | 0 | 0
152 | 7000035238 | 1180 | 700 | 610 | Civil Works | 100015222 |  |  |  |  | Initial Pullout Test of piles in accordance with IS 2911(Part-IV) inlcuding T&P, labour , hydraulic jack etc. complete - 450mm diapile | EA | 1 |  | 18 | INCLUDED | INCLUDED | INCLUDED | 0 | 0 | 0 | 0 | 0 | 0 | 0 | 0 | 0 | 0
153 | 7000035238 | 1180 | 700 | 620 | Civil Works | 100015224 |  |  |  |  | Initial Lateral load testing of single pile in accordance with IS Code of practice IS : 2911 (Part IV) for determining safeallowable lateral load on pile -450mm dia Pile | EA | 1 |  | 18 | INCLUDED | INCLUDED | INCLUDED | 0 | 0 | 0 | 0 | 0 | 0 | 0 | 0 | 0 | 0
154 | 7000035238 | 1180 | 700 | 630 | Civil Works | 100015226 |  |  |  |  | Routine test-Vertical load testing of piles in accordance with IS 2911 (Part IV) including installation of loading platform andpreparation of pile head or construction of test cap and dismantling of test cap after test etc. complete as per specification & thedirection of Engineer in-charge. - 450mm Dia pile | EA | 4 |  | 18 | INCLUDED | INCLUDED | INCLUDED | 0 | 0 | 0 | 0 | 0 | 0 | 0 | 0 | 0 | 0
155 | 7000035238 | 1180 | 700 | 640 | Civil Works | 100015228 |  |  |  |  | Routine Pullout Test of piles in accordance with IS 2911(Part-IV) inlcuding T&P, labour , hydraulic jack etc. complete-450mm diapile | EA | 4 |  | 18 | INCLUDED | INCLUDED | INCLUDED | 0 | 0 | 0 | 0 | 0 | 0 | 0 | 0 | 0 | 0
156 | 7000035238 | 1180 | 700 | 650 | Civil Works | 100015230 |  |  |  |  | Routine test- Lateral load testing of single pile in accordance with IS Code of practice IS : 2911 (Part IV) for determining safeallowable lateral load on pile -450mm dia pile | EA | 4 |  | 18 | INCLUDED | INCLUDED | INCLUDED | 0 | 0 | 0 | 0 | 0 | 0 | 0 | 0 | 0 | 0
157 | 7000035238 | 1180 | 700 | 660 | Civil Works | 120002789 |  |  |  |  | 20.9 Integrity testing of Pile using Low Strain/ Sonic Integrity Test/ Sonic Echo Test method in accordance with IS 14893 includingsurface preparation of pile top by removing soil, mud, dust & chipping lean concrete lumps etc. and use of computerised equipmentand high skill trained personal for conducting the test & submission of results, all complete as per direction ofEngineer-in-charge. Note: DSR unit is 'per test' | EA | 741 |  | 18 | INCLUDED | INCLUDED | INCLUDED | 0 | 0 | 0 | 0 | 0 | 0 | 0 | 0 | 0 | 0
158 | 7000035238 | 1180 | 700 | 670 | Civil Works | 100001432 |  |  |  |  | Buried Cable trenches for Aux. Power arrangement | M | 1800 |  | 18 | INCLUDED | INCLUDED | INCLUDED | 0 | 0 | 0 | 0 | 0 | 0 | 0 | 0 | 0 | 0
159 | 7000035238 | 1190 | 710 | 10 | Non-Standard structures-Service | 100001210 |  |  |  |  | Erection of Lattice Structures (MS Steel), to be designed during detailed engineering, for towers, beams and equipment supportstructure including pack plates / packwashers and gusset plates excluding fasteners and foundation bolts | MT | 102 |  | 18 | INCLUDED | INCLUDED | INCLUDED | 0 | 0 | 0 | 0 | 0 | 0 | 0 | 0 | 0 | 0
160 | 7000035238 | 1190 | 710 | 20 | Non-Standard structures-Service | 100001680 |  |  |  |  | Erection of fasteners ( nuts, bolts and washers ) including step bolts for lattice and pipe structures to be designed duringdetailed engineering | MT | 7 |  | 18 | INCLUDED | INCLUDED | INCLUDED | 0 | 0 | 0 | 0 | 0 | 0 | 0 | 0 | 0 | 0
161 | 7000035238 | 1190 | 710 | 30 | Non-Standard structures-Service | 100001681 |  |  |  |  | Erection of foundation bolts including nuts, checknut and washers for lattice and pipe structures to be designed during detailedengineering | MT | 8 |  | 18 | INCLUDED | INCLUDED | INCLUDED | 0 | 0 | 0 | 0 | 0 | 0 | 0 | 0 | 0 | 0
1: B; 2: 66/33kV Mayabunder | [6 empty] | Rounded off UnitPrice | Total Corrected Price (excl. GST) | GST rate | GST Amount
1 | 7000035238 | 2120 | 380 | 10 | Power Transformer-Service | 100002055 |  |  |  |  | Nitrogen injection type fire protection for 66kV transformer | SET | 2 |  | 18 | INCLUDED | INCLUDED | INCLUDED | 0 | 0 | 0 | 0 | 0 | 0 | 0 | 0 | 0 | 0
2 | 7000035238 | 2120 | 380 | 20 | Power Transformer-Service | 100058190 |  |  |  |  | 15MVA,66/33 KV, 3-PHASE POWER TRANSFORMER EXCLUDING INSULATING OIL | EA | 2 |  | 18 | INCLUDED | INCLUDED | INCLUDED | 0 | 0 | 0 | 0 | 0 | 0 | 0 | 0 | 0 | 0
3 | 7000035238 | 2120 | 380 | 30 | Power Transformer-Service | 100058191 |  |  |  |  | INSULATING OIL FOR 15MVA, 66/33KV, 3-PHASE POWER TRANSFORMER | SET | 2 |  | 18 | INCLUDED | INCLUDED | INCLUDED | 0 | 0 | 0 | 0 | 0 | 0 | 0 | 0 | 0 | 0
4 | 7000035238 | 2130 | 390 | 20 | LT Transformer-Service | 100058316 |  |  |  |  | 160KVA, 33/0.433KV, 3PH LT TRANSFORMER | EA | 2 |  | 18 | INCLUDED | INCLUDED | INCLUDED | 0 | 0 | 0 | 0 | 0 | 0 | 0 | 0 | 0 | 0
5 | 7000035238 | 2140 | 410 | 10 | 36kV Equipments-Service | 100000669 |  |  |  |  | 30kV Surge Arrester (1-Phase) | EA | 15 |  | 18 | INCLUDED | INCLUDED | INCLUDED | 0 | 0 | 0 | 0 | 0 | 0 | 0 | 0 | 0 | 0
6 | 7000035238 | 2140 | 410 | 20 | 36kV Equipments-Service | 100000684 |  |  |  |  | 36kV, 1ph Bus post insulator | SET | 5 |  | 18 | INCLUDED | INCLUDED | INCLUDED | 0 | 0 | 0 | 0 | 0 | 0 | 0 | 0 | 0 | 0
7 | 7000035238 | 2140 | 410 | 30 | 36kV Equipments-Service | 100000660 |  |  |  |  | 36 kV, 630A, 25 KA, 3-Phase DoubleBreak Isolator with one E/S | EA | 5 |  | 18 | INCLUDED | INCLUDED | INCLUDED | 0 | 0 | 0 | 0 | 0 | 0 | 0 | 0 | 0 | 0
8 | 7000035238 | 2140 | 410 | 40 | 36kV Equipments-Service | 100001780 |  |  |  |  | 36 kV (3-phase) Indoor Switch gear Panel for Bus Sectionaliser Module | SET | 1 |  | 18 | INCLUDED | INCLUDED | INCLUDED | 0 | 0 | 0 | 0 | 0 | 0 | 0 | 0 | 0 | 0
9 | 7000035238 | 2140 | 410 | 50 | 36kV Equipments-Service | 100000671 |  |  |  |  | 36 kV,25 KA, 3-phase Indoor Switch gear Panel-Line Module | EA | 5 |  | 18 | INCLUDED | INCLUDED | INCLUDED | 0 | 0 | 0 | 0 | 0 | 0 | 0 | 0 | 0 | 0
10 | 7000035238 | 2140 | 410 | 60 | 36kV Equipments-Service | 100000672 |  |  |  |  | 36 kV,25 KA, 3-phase Indoor Switch gear Panel-Transformer Module | EA | 2 |  | 18 | INCLUDED | INCLUDED | INCLUDED | 0 | 0 | 0 | 0 | 0 | 0 | 0 | 0 | 0 | 0
11 | 7000035238 | 2140 | 410 | 70 | 36kV Equipments-Service | 100003609 |  |  |  |  | 36 kV,25 KA (3-phase) LT Transformer Module | EA | 2 |  | 18 | INCLUDED | INCLUDED | INCLUDED | 0 | 0 | 0 | 0 | 0 | 0 | 0 | 0 | 0 | 0
12 | 7000035238 | 2150 | 420 | 10 | Substation Auxiliary | 100000894 |  |  |  |  | 415V Main Switchboard | SET | 1 |  | 18 | INCLUDED | INCLUDED | INCLUDED | 0 | 0 | 0 | 0 | 0 | 0 | 0 | 0 | 0 | 0
13 | 7000035238 | 2150 | 420 | 20 | Substation Auxiliary | 100000895 |  |  |  |  | AC Distribution Board (ACDB) | SET | 1 |  | 18 | INCLUDED | INCLUDED | INCLUDED | 0 | 0 | 0 | 0 | 0 | 0 | 0 | 0 | 0 | 0
14 | 7000035238 | 2150 | 420 | 30 | Substation Auxiliary | 100002065 |  |  |  |  | 415V Main Lighting DB(along with 2 nos.25 kVA 415V/415V Lighting transformer) | SET | 1 |  | 18 | INCLUDED | INCLUDED | INCLUDED | 0 | 0 | 0 | 0 | 0 | 0 | 0 | 0 | 0 | 0
15 | 7000035238 | 2150 | 420 | 40 | Substation Auxiliary | 100002066 |  |  |  |  | 415V Emergency Lighting DB(along with 1no. 25kVA 415V/415V lightingtransformer) | SET | 1 |  | 18 | INCLUDED | INCLUDED | INCLUDED | 0 | 0 | 0 | 0 | 0 | 0 | 0 | 0 | 0 | 0
16 | 7000035238 | 2150 | 420 | 50 | Substation Auxiliary | 100000904 |  |  |  |  | 110 V DC Distribution Board(DCDB) | SET | 2 |  | 18 | INCLUDED | INCLUDED | INCLUDED | 0 | 0 | 0 | 0 | 0 | 0 | 0 | 0 | 0 | 0
17 | 7000035238 | 2150 | 420 | 60 | Substation Auxiliary | 100002253 |  |  |  |  | 110V, 250Ah Battery | EA | 2 |  | 18 | INCLUDED | INCLUDED | INCLUDED | 0 | 0 | 0 | 0 | 0 | 0 | 0 | 0 | 0 | 0
18 | 7000035238 | 2150 | 420 | 70 | Substation Auxiliary | 100000944 |  |  |  |  | 110V, 60A/60A Float Cum Boost BatteryCharger | EA | 2 |  | 18 | INCLUDED | INCLUDED | INCLUDED | 0 | 0 | 0 | 0 | 0 | 0 | 0 | 0 | 0 | 0
19 | 7000035238 | 2150 | 420 | 80 | Substation Auxiliary | 100000924 |  |  |  |  | 48V, 200 Ah Battery | SET | 2 |  | 18 | INCLUDED | INCLUDED | INCLUDED | 0 | 0 | 0 | 0 | 0 | 0 | 0 | 0 | 0 | 0
20 | 7000035238 | 2150 | 420 | 90 | Substation Auxiliary | 100002252 |  |  |  |  | 48V, 70A/70A Float Cum Boost BatteryCharger cum DCDB | SET | 2 |  | 18 | INCLUDED | INCLUDED | INCLUDED | 0 | 0 | 0 | 0 | 0 | 0 | 0 | 0 | 0 | 0
21 | 7000035238 | 2150 | 420 | 110 | Substation Auxiliary | 100000960 |  |  |  |  | High wall type split AC unit of 2 TR capacity | EA | 10 |  | 18 | INCLUDED | INCLUDED | INCLUDED | 0 | 0 | 0 | 0 | 0 | 0 | 0 | 0 | 0 | 0
22 | 7000035238 | 2150 | 420 | 120 | Substation Auxiliary | 100058194 |  |  |  |  | 75 KVA DIESEL GENERATOR SET WITH CONTROL PANEL | EA | 1 |  | 18 | INCLUDED | INCLUDED | INCLUDED | 0 | 0 | 0 | 0 | 0 | 0 | 0 | 0 | 0 | 0
23 | 7000035238 | 2150 | 420 | 130 | Substation Auxiliary | 100000869 |  |  |  |  | Visual monitoring system for watch & ward | SET | 1 |  | 18 | INCLUDED | INCLUDED | INCLUDED | 0 | 0 | 0 | 0 | 0 | 0 | 0 | 0 | 0 | 0
24 | 7000035238 | 2160 | 430 | 10 | Relay & Protection Panel-Service | 100000760 |  |  |  |  | 66 kV Line Protection Panel (with Automation) | EA | 2 |  | 18 | INCLUDED | INCLUDED | INCLUDED | 0 | 0 | 0 | 0 | 0 | 0 | 0 | 0 | 0 | 0
25 | 7000035238 | 2160 | 430 | 20 | Relay & Protection Panel-Service | 100000761 |  |  |  |  | 66 kV Transformer Protection Panel (For both HV & MV side)-(with Automation) | EA | 2 |  | 18 | INCLUDED | INCLUDED | INCLUDED | 0 | 0 | 0 | 0 | 0 | 0 | 0 | 0 | 0 | 0
26 | 7000035238 | 2160 | 430 | 30 | Relay & Protection Panel-Service | 100002711 |  |  |  |  | 66 kV Protection Panel for Bus Sectionalizer (with Automation) | EA | 1 |  | 18 | INCLUDED | INCLUDED | INCLUDED | 0 | 0 | 0 | 0 | 0 | 0 | 0 | 0 | 0 | 0
27 | 7000035238 | 2160 | 430 | 40 | Relay & Protection Panel-Service | 100001891 |  |  |  |  | Time synchronisation equipment | EA | 1 |  | 18 | INCLUDED | INCLUDED | INCLUDED | 0 | 0 | 0 | 0 | 0 | 0 | 0 | 0 | 0 | 0
28 | 7000035238 | 2160 | 430 | 50 | Relay & Protection Panel-Service | 100000774 |  |  |  |  | Complete Substation automation System for 66kV bay as per Technical Specification | EA | 5 |  | 18 | INCLUDED | INCLUDED | INCLUDED | 0 | 0 | 0 | 0 | 0 | 0 | 0 | 0 | 0 | 0
29 | 7000035238 | 2160 | 430 | 60 | Relay & Protection Panel-Service | 100000783 |  |  |  |  | Complete Substation automation System for controlling and monitoring of Auxilary System including BCUs as per technicalspecification | SET | 1 |  | 18 | INCLUDED | INCLUDED | INCLUDED | 0 | 0 | 0 | 0 | 0 | 0 | 0 | 0 | 0 | 0
30 | 7000035238 | 2160 | 430 | 70 | Relay & Protection Panel-Service | 100000775 |  |  |  |  | Complete Substation automation System for 33kV bay as per Technical Specification | EA | 10 |  | 18 | INCLUDED | INCLUDED | INCLUDED | 0 | 0 | 0 | 0 | 0 | 0 | 0 | 0 | 0 | 0
31 | 7000035238 | 2170 | 450 | 10 | Fire Protection System-Service | 100002257 |  |  |  |  | Diesel Engine driven Hydrant system with Water tank, Pump Room, DG driven pump, O/G & U/G piping, hydrant points for transformers,buildings, store yard and accessories etc. | LS | 1 |  | 18 | INCLUDED | INCLUDED | INCLUDED | 0 | 0 | 0 | 0 | 0 | 0 | 0 | 0 | 0 | 0
32 | 7000035238 | 2170 | 450 | 20 | Fire Protection System-Service | 100000972 |  |  |  |  | 9litre water type Portable Fire extinguisher | EA | 4 |  | 18 | INCLUDED | INCLUDED | INCLUDED | 0 | 0 | 0 | 0 | 0 | 0 | 0 | 0 | 0 | 0
33 | 7000035238 | 2170 | 450 | 30 | Fire Protection System-Service | 100000975 |  |  |  |  | 4.5 kg CO2 type Portable Fire extinguisher | EA | 10 |  | 18 | INCLUDED | INCLUDED | INCLUDED | 0 | 0 | 0 | 0 | 0 | 0 | 0 | 0 | 0 | 0
34 | 7000035238 | 2170 | 450 | 40 | Fire Protection System-Service | 100000976 |  |  |  |  | 6Kg dry chemical powered type Portable Fire extinguisher | EA | 6 |  | 18 | INCLUDED | INCLUDED | INCLUDED | 0 | 0 | 0 | 0 | 0 | 0 | 0 | 0 | 0 | 0
35 | 7000035238 | 2170 | 450 | 50 | Fire Protection System-Service | 100008260 |  |  |  |  | 60 litre foam type Trolley/Wheel mounted Fire extinguisher | EA | 2 |  | 18 | INCLUDED | INCLUDED | INCLUDED | 0 | 0 | 0 | 0 | 0 | 0 | 0 | 0 | 0 | 0
36 | 7000035238 | 2170 | 450 | 60 | Fire Protection System-Service | 100002641 |  |  |  |  | Fire Detection and Alarm System for Control Room Building (66kV) | LS | 1 |  | 18 | INCLUDED | INCLUDED | INCLUDED | 0 | 0 | 0 | 0 | 0 | 0 | 0 | 0 | 0 | 0
37 | 7000035238 | 2180 | 490 | 80 | Erection H/W-Service | 100000638 |  |  |  |  | Erection Hardware for 66kV (Bus Scheme as per SLD)-Line Bay as per specification | SET | 2 |  | 18 | INCLUDED | INCLUDED | INCLUDED | 0 | 0 | 0 | 0 | 0 | 0 | 0 | 0 | 0 | 0
38 | 7000035238 | 2180 | 490 | 90 | Erection H/W-Service | 100000639 |  |  |  |  | Erection Hardware for 66kV (Bus Scheme as per SLD)-Transformer Bay as per specification | SET | 2 |  | 18 | INCLUDED | INCLUDED | INCLUDED | 0 | 0 | 0 | 0 | 0 | 0 | 0 | 0 | 0 | 0
39 | 7000035238 | 2180 | 490 | 100 | Erection H/W-Service | 100000646 |  |  |  |  | Erection Hardware for 66kV (Bus Scheme as per SLD)-Bus section bay as per specification | SET | 1 |  | 18 | INCLUDED | INCLUDED | INCLUDED | 0 | 0 | 0 | 0 | 0 | 0 | 0 | 0 | 0 | 0
40 | 7000035238 | 2180 | 490 | 110 | Erection H/W-Service | 100000674 |  |  |  |  | Erection Hardware for the 33kV Bus Scheme as per SLD-Line Bay as per specification | SET | 5 |  | 18 | INCLUDED | INCLUDED | INCLUDED | 0 | 0 | 0 | 0 | 0 | 0 | 0 | 0 | 0 | 0
41 | 7000035238 | 2180 | 490 | 130 | Erection H/W-Service | 100004724 |  |  |  |  | ERECTION H/W- AUX LT TRANSFORMER | SET | 2 |  | 18 | INCLUDED | INCLUDED | INCLUDED | 0 | 0 | 0 | 0 | 0 | 0 | 0 | 0 | 0 | 0
42 | 7000035238 | 2180 | 490 | 140 | Erection H/W-Service | 100000675 |  |  |  |  | Erection Hardware for the 33kV Bus Scheme as per SLD-Transformer Bay as per specification | SET | 2 |  | 18 | INCLUDED | INCLUDED | INCLUDED | 0 | 0 | 0 | 0 | 0 | 0 | 0 | 0 | 0 | 0
43 | 7000035238 | 2180 | 490 | 150 | Erection H/W-Service | 100000644 |  |  |  |  | Erection Hardware for 66kV (Bus Scheme as per SLD)-Bus work (For two bays) as per specification | SET | 2 |  | 18 | INCLUDED | INCLUDED | INCLUDED | 0 | 0 | 0 | 0 | 0 | 0 | 0 | 0 | 0 | 0
44 | 7000035238 | 2190 | 510 | 10 | Cables -Service | 100002180 |  |  |  |  | 1.1kV grade Power Cables (XLPEinsulated) along withlugs,glands,straight joints &accessories,etc. | LS | 1 |  | 18 | INCLUDED | INCLUDED | INCLUDED | 0 | 0 | 0 | 0 | 0 | 0 | 0 | 0 | 0 | 0
45 | 7000035238 | 2190 | 510 | 20 | Cables -Service | 100002181 |  |  |  |  | 1.1kV grade Power Cables (PVCinsulated)along withlugs,glands,straight joints &accessories,etc. | LS | 1 |  | 18 | INCLUDED | INCLUDED | INCLUDED | 0 | 0 | 0 | 0 | 0 | 0 | 0 | 0 | 0 | 0
46 | 7000035238 | 2190 | 510 | 30 | Cables -Service | 100002182 |  |  |  |  | 1.1kV grade Control Cables (PVCinsulated) along withlugs,glands,straight joints &accessories,etc. | LS | 1 |  | 18 | INCLUDED | INCLUDED | INCLUDED | 0 | 0 | 0 | 0 | 0 | 0 | 0 | 0 | 0 | 0
47 | 7000035238 | 2190 | 510 | 40 | Cables -Service | 100002357 |  |  |  |  | 33kV XLPE cable Termination Equipment along with structure accessories for out door termination (one set consists of complete &requirement for one bay) | SET | 9 |  | 18 | INCLUDED | INCLUDED | INCLUDED | 0 | 0 | 0 | 0 | 0 | 0 | 0 | 0 | 0 | 0
48 | 7000035238 | 2190 | 510 | 60 | Cables -Service | 100058317 |  |  |  |  | 33 KV 3CX400 SQ.MM ALUMINIUM, ARMOURED XLPE CABLE | KM | 1.8 |  | 18 | INCLUDED | INCLUDED | INCLUDED | 0 | 0 | 0 | 0 | 0 | 0 | 0 | 0 | 0 | 0
49 | 7000035238 | 2200 | 620 | 10 | 72.5KVEquipments-service | 100000612 |  |  |  |  | 72.5 kV, 1250A, 31.5 kA, 3-phase CircuitBreaker with support structure | EA | 5 |  | 18 | INCLUDED | INCLUDED | INCLUDED | 0 | 0 | 0 | 0 | 0 | 0 | 0 | 0 | 0 | 0
50 | 7000035238 | 2200 | 620 | 30 | 72.5KVEquipments-service | 100000624 |  |  |  |  | 72.5 kV Voltage Transformer (1- Phase) | EA | 12 |  | 18 | INCLUDED | INCLUDED | INCLUDED | 0 | 0 | 0 | 0 | 0 | 0 | 0 | 0 | 0 | 0
51 | 7000035238 | 2200 | 620 | 40 | 72.5KVEquipments-service | 100000628 |  |  |  |  | 72.5 kV, 1250A, 31.5 KA, 3-Phase HDBIsolator with one E/S | EA | 4 |  | 18 | INCLUDED | INCLUDED | INCLUDED | 0 | 0 | 0 | 0 | 0 | 0 | 0 | 0 | 0 | 0
52 | 7000035238 | 2200 | 620 | 50 | 72.5KVEquipments-service | 100000632 |  |  |  |  | 72.5 kV, 1250A, 31.5 KA, 3-Phase HDBIsolator without E/s | EA | 6 |  | 18 | INCLUDED | INCLUDED | INCLUDED | 0 | 0 | 0 | 0 | 0 | 0 | 0 | 0 | 0 | 0
53 | 7000035238 | 2200 | 620 | 60 | 72.5KVEquipments-service | 100000635 |  |  |  |  | 60 kV Surge Arrestors (1-Phase) | EA | 12 |  | 18 | INCLUDED | INCLUDED | INCLUDED | 0 | 0 | 0 | 0 | 0 | 0 | 0 | 0 | 0 | 0
54 | 7000035238 | 2200 | 620 | 70 | 72.5KVEquipments-service | 100000649 |  |  |  |  | 66kV Bus post insulators | SET | 21 |  | 18 | INCLUDED | INCLUDED | INCLUDED | 0 | 0 | 0 | 0 | 0 | 0 | 0 | 0 | 0 | 0
55 | 7000035238 | 2200 | 620 | 80 | 72.5KVEquipments-service | 100058252 |  |  |  |  | 72.5 kV, 600A, 31.5 kA, 1-Phase Current Transformer with 150% extended current rating | EA | 15 |  | 18 | INCLUDED | INCLUDED | INCLUDED | 0 | 0 | 0 | 0 | 0 | 0 | 0 | 0 | 0 | 0
56 | 7000035238 | 2210 | 630 | 150 | Illumination System-Service | 100001021 |  |  |  |  | Lighting Panel type ACP-2 as per technical specification | EA | 3 |  | 18 | INCLUDED | INCLUDED | INCLUDED | 0 | 0 | 0 | 0 | 0 | 0 | 0 | 0 | 0 | 0
57 | 7000035238 | 2210 | 630 | 160 | Illumination System-Service | 100001022 |  |  |  |  | Lighting Panel type ACP-3 as per technical specification | EA | 2 |  | 18 | INCLUDED | INCLUDED | INCLUDED | 0 | 0 | 0 | 0 | 0 | 0 | 0 | 0 | 0 | 0
58 | 7000035238 | 2210 | 630 | 170 | Illumination System-Service | 100004852 |  |  |  |  | Lighting Fixture LED Luminaires type FL-1 as per tech. specifications | EA | 15 |  | 18 | INCLUDED | INCLUDED | INCLUDED | 0 | 0 | 0 | 0 | 0 | 0 | 0 | 0 | 0 | 0
59 | 7000035238 | 2210 | 630 | 180 | Illumination System-Service | 100004926 |  |  |  |  | Lighting Fixture LED Luminaires type FL2 as per tech. specifications | EA | 25 |  | 18 | INCLUDED | INCLUDED | INCLUDED | 0 | 0 | 0 | 0 | 0 | 0 | 0 | 0 | 0 | 0
60 | 7000035238 | 2210 | 630 | 190 | Illumination System-Service | 100004937 |  |  |  |  | Fire Wall Mounted LED Luminarie Type FL-2 (250W) | EA | 4 |  | 18 | INCLUDED | INCLUDED | INCLUDED | 0 | 0 | 0 | 0 | 0 | 0 | 0 | 0 | 0 | 0
61 | 7000035238 | 2210 | 630 | 200 | Illumination System-Service | 100004850 |  |  |  |  | Lighting Fixture LED Luminaires type SL-L1 as per tech. specifications | EA | 20 |  | 18 | INCLUDED | INCLUDED | INCLUDED | 0 | 0 | 0 | 0 | 0 | 0 | 0 | 0 | 0 | 0
62 | 7000035238 | 2210 | 630 | 210 | Illumination System-Service | 100004934 |  |  |  |  | Type L1 Street Lighting Pole of 6 meter as per technical specification. | EA | 20 |  | 18 | INCLUDED | INCLUDED | INCLUDED | 0 | 0 | 0 | 0 | 0 | 0 | 0 | 0 | 0 | 0
63 | 7000035238 | 2210 | 630 | 220 | Illumination System-Service | 100004851 |  |  |  |  | Lighting Fixture LED Luminaires type SL-D1 as per tech. specifications | EA | 10 |  | 18 | INCLUDED | INCLUDED | INCLUDED | 0 | 0 | 0 | 0 | 0 | 0 | 0 | 0 | 0 | 0
64 | 7000035238 | 2210 | 630 | 240 | Illumination System-Service | 100001052 |  |  |  |  | 63A, 415V : Interlocked switch socket outdoor Receptacle (type RP) as per technical specifications | EA | 2 |  | 18 | INCLUDED | INCLUDED | INCLUDED | 0 | 0 | 0 | 0 | 0 | 0 | 0 | 0 | 0 | 0
65 | 7000035238 | 2210 | 630 | 260 | Illumination System-Service | 100004456 |  |  |  |  | Control room cum administrative building (66kV) illuminationincluding Conduit | LS | 1 |  | 18 | INCLUDED | INCLUDED | INCLUDED | 0 | 0 | 0 | 0 | 0 | 0 | 0 | 0 | 0 | 0
66 | 7000035238 | 2210 | 630 | 270 | Illumination System-Service | 100002364 |  |  |  |  | Fire fighting pumphouse building illimunation including conduit | LS | 1 |  | 18 | INCLUDED | INCLUDED | INCLUDED | 0 | 0 | 0 | 0 | 0 | 0 | 0 | 0 | 0 | 0
67 | 7000035238 | 2210 | 630 | 280 | Illumination System-Service | 100002487 |  |  |  |  | Security Room Illumination including conduit | LS | 1 |  | 18 | INCLUDED | INCLUDED | INCLUDED | 0 | 0 | 0 | 0 | 0 | 0 | 0 | 0 | 0 | 0
68 | 7000035238 | 2210 | 630 | 290 | Illumination System-Service | 100001885 |  |  |  |  | Outdoor Power Receptacle for oilfiltration unit (250A) | EA | 2 |  | 18 | INCLUDED | INCLUDED | INCLUDED | 0 | 0 | 0 | 0 | 0 | 0 | 0 | 0 | 0 | 0
69 | 7000035238 | 2210 | 630 | 300 | Illumination System-Service | 100004935 |  |  |  |  | Type D1 Post top lantern pole of 4 meter as per technical specification. | EA | 10 |  | 18 | INCLUDED | INCLUDED | INCLUDED | 0 | 0 | 0 | 0 | 0 | 0 | 0 | 0 | 0 | 0
70 | 7000035238 | 2220 | 640 | 10 | Structure & Main Earthmat-Service | 100003103 |  |  |  |  | 40 mm MS rod for Main Earthmat | KM | 4 |  | 18 | INCLUDED | INCLUDED | INCLUDED | 0 | 0 | 0 | 0 | 0 | 0 | 0 | 0 | 0 | 0
71 | 7000035238 | 2380 | 660 | 10 | Telecom Eqpt Service Mayabunder | 100002812 |  |  |  |  | SDH Equipment (STM-16 MADM upto 5 MSP protected directions)-Base Equipment (Common cards, Cross Connect/control cards, optical basecards, power supply cards, power cabling, other hardware and accessories including sub racks, patch cord, DDF etc fully equipedexcluding optical interface & Tributary cards | EA | 1 |  | 18 | INCLUDED | INCLUDED | INCLUDED | 0 | 0 | 0 | 0 | 0 | 0 | 0 | 0 | 0 | 0
72 | 7000035238 | 2380 | 660 | 20 | Telecom Eqpt Service Mayabunder | 170000435 |  |  |  |  | Optical Interface Cards/SFP# -L16.2 for SDH Equipment-STM-16 | EA | 4 |  | 18 | INCLUDED | INCLUDED | INCLUDED | 0 | 0 | 0 | 0 | 0 | 0 | 0 | 0 | 0 | 0
73 | 7000035238 | 2380 | 660 | 30 | Telecom Eqpt Service Mayabunder | 100002825 |  |  |  |  | Tributary interface- E1 interface (Minimum 16 nos.) | SET | 2 |  | 18 | INCLUDED | INCLUDED | INCLUDED | 0 | 0 | 0 | 0 | 0 | 0 | 0 | 0 | 0 | 0
74 | 7000035238 | 2380 | 660 | 40 | Telecom Eqpt Service Mayabunder | 170000550 |  |  |  |  | Ethernet Interface 10/100 Base T with Layer-2 switching (Min 8 Interfaces per card) | EA | 2 |  | 18 | INCLUDED | INCLUDED | INCLUDED | 0 | 0 | 0 | 0 | 0 | 0 | 0 | 0 | 0 | 0
75 | 7000035238 | 2380 | 660 | 50 | Telecom Eqpt Service Mayabunder | 100002829 |  |  |  |  | Tributary interface-Gigabit Ethernet Interfaces 10/100 Mbps with Layer -2 Switching (minimum 2 nos.) | SET | 1 |  | 18 | INCLUDED | INCLUDED | INCLUDED | 0 | 0 | 0 | 0 | 0 | 0 | 0 | 0 | 0 | 0
76 | 7000035238 | 2380 | 660 | 60 | Telecom Eqpt Service Mayabunder | 170000375 |  |  |  |  | Equipment Cabinets-For SDH Equipments | EA | 1 |  | 18 | INCLUDED | INCLUDED | INCLUDED | 0 | 0 | 0 | 0 | 0 | 0 | 0 | 0 | 0 | 0
77 | 7000035238 | 2380 | 660 | 70 | Telecom Eqpt Service Mayabunder | 170000376 |  |  |  |  | NMS-Craft Terminal-Hardware | EA | 1 |  | 18 | INCLUDED | INCLUDED | INCLUDED | 0 | 0 | 0 | 0 | 0 | 0 | 0 | 0 | 0 | 0
78 | 7000035238 | 2380 | 660 | 80 | Telecom Eqpt Service Mayabunder | 170000377 |  |  |  |  | NMS-Craft Terminal-Software | EA | 1 |  | 18 | INCLUDED | INCLUDED | INCLUDED | 0 | 0 | 0 | 0 | 0 | 0 | 0 | 0 | 0 | 0
79 | 7000035238 | 2380 | 660 | 90 | Telecom Eqpt Service Mayabunder | 170000551 |  |  |  |  | VOIP telephone instrument with one common switch (min. 8 port) | EA | 2 |  | 18 | INCLUDED | INCLUDED | INCLUDED | 0 | 0 | 0 | 0 | 0 | 0 | 0 | 0 | 0 | 0
80 | 7000035238 | 2380 | 660 | 100 | Telecom Eqpt Service Mayabunder | 170004395 |  |  |  |  | Fibre Optic Approach cabling: Including installation hardware like GI pipe, elbow, conduits, accessories etc.: 48 Fibre | KM | 1 |  | 18 | INCLUDED | INCLUDED | INCLUDED | 0 | 0 | 0 | 0 | 0 | 0 | 0 | 0 | 0 | 0
81 | 7000035238 | 2380 | 660 | 110 | Telecom Eqpt Service Mayabunder | 170000356 |  |  |  |  | Fibre Optic Distribution Panel (FODP): Indoor Type: FC Coupling and mounted on ETSI 19" rack or slimline rack: Type 2 (96 Fibre) | EA | 1 |  | 18 | INCLUDED | INCLUDED | INCLUDED | 0 | 0 | 0 | 0 | 0 | 0 | 0 | 0 | 0 | 0
82 | 7000035238 | 2380 | 660 | 120 | Telecom Eqpt Service Mayabunder | 100002813 |  |  |  |  | Optical Interface/SFP-V16.2 | EA | 2 |  | 18 | INCLUDED | INCLUDED | INCLUDED | 0 | 0 | 0 | 0 | 0 | 0 | 0 | 0 | 0 | 0
83 | 7000035238 | 2380 | 660 | 130 | Telecom Eqpt Service Mayabunder | 100002900 |  |  |  |  | Training for communication Equipments | MND | 2 |  | 18 | INCLUDED | INCLUDED | INCLUDED | 0 | 0 | 0 | 0 | 0 | 0 | 0 | 0 | 0 | 0
84 | 7000035238 | 2510 | 680 | 10 | Civil Works | 100004518 |  |  |  |  | Excavation in all kind of soil including rock for all leads and lifts, backfilling, disposal of surplus earth within a lead up to2Km as per technical specification. The surplus earth shall be roughly graded . | M3 | 7847 |  | 18 | INCLUDED | INCLUDED | INCLUDED | 0 | 0 | 0 | 0 | 0 | 0 | 0 | 0 | 0 | 0
85 | 7000035238 | 2510 | 680 | 20 | Civil Works | 100011662 |  |  |  |  | Excavation in hard rock which require blasting (including chemical blasting and rock excavated using specialized tools) for allfoundation works including stacking, measuring, disposal etc.for all leads and lifts as per technical specification. | M3 | 1000 |  | 18 | INCLUDED | INCLUDED | INCLUDED | 0 | 0 | 0 | 0 | 0 | 0 | 0 | 0 | 0 | 0
86 | 7000035238 | 2510 | 680 | 30 | Civil Works | 100001325 |  |  |  |  | Providing and laying of Plain Cement Concrete (PCC) (1:4:8) | M3 | 682 |  | 18 | INCLUDED | INCLUDED | INCLUDED | 0 | 0 | 0 | 0 | 0 | 0 | 0 | 0 | 0 | 0
87 | 7000035238 | 2510 | 680 | 40 | Civil Works | 100001326 |  |  |  |  | Providing and laying of Plain Cement Concrete (PCC) (1:2:4) | M3 | 95 |  | 18 | INCLUDED | INCLUDED | INCLUDED | 0 | 0 | 0 | 0 | 0 | 0 | 0 | 0 | 0 | 0
88 | 7000035238 | 2510 | 680 | 50 | Civil Works | 100016607 |  |  |  |  | Providing and laying of Reinforced Cement Concrete M30 including pre cast, shuttering, Grouting of pockets & underpinning butexcluding steel reinforcement | M3 | 2334 |  | 18 | INCLUDED | INCLUDED | INCLUDED | 0 | 0 | 0 | 0 | 0 | 0 | 0 | 0 | 0 | 0
89 | 7000035238 | 2510 | 680 | 60 | Civil Works | 100016681 |  |  |  |  | Reinforcement steel meeting corrosion resistance properties as per IS:1786 and manufacturer specificationâ€‹ | MT | 300 |  | 18 | INCLUDED | INCLUDED | INCLUDED | 0 | 0 | 0 | 0 | 0 | 0 | 0 | 0 | 0 | 0
90 | 7000035238 | 2510 | 680 | 70 | Civil Works | 100001330 |  |  |  |  | Stone filling (40 mm size) for transformer/Reactor foundation | M3 | 42 |  | 18 | INCLUDED | INCLUDED | INCLUDED | 0 | 0 | 0 | 0 | 0 | 0 | 0 | 0 | 0 | 0
91 | 7000035238 | 2510 | 680 | 80 | Civil Works | 100001331 |  |  |  |  | Misc. Structural steel including rails, embedments, edge protection angles, gratings etc. but excluding the reinforcement steel andsteel for lattice and pipe structures. | MT | 22 |  | 18 | INCLUDED | INCLUDED | INCLUDED | 0 | 0 | 0 | 0 | 0 | 0 | 0 | 0 | 0 | 0
92 | 7000035238 | 2510 | 680 | 90 | Civil Works | 100054773 |  |  |  |  | External finishing/ painting of fire wall with cement wash | M2 | 200 |  | 18 | INCLUDED | INCLUDED | INCLUDED | 0 | 0 | 0 | 0 | 0 | 0 | 0 | 0 | 0 | 0
93 | 7000035238 | 2510 | 680 | 100 | Civil Works | 100001714 |  |  |  |  | Stone spreading in switchyard excluding PCC | M2 | 6786 |  | 18 | INCLUDED | INCLUDED | INCLUDED | 0 | 0 | 0 | 0 | 0 | 0 | 0 | 0 | 0 | 0
94 | 7000035238 | 2510 | 680 | 110 | Civil Works | 100001713 |  |  |  |  | Antiweed treatment | M2 | 6786 |  | 18 | INCLUDED | INCLUDED | INCLUDED | 0 | 0 | 0 | 0 | 0 | 0 | 0 | 0 | 0 | 0
95 | 7000035238 | 2510 | 680 | 120 | Civil Works | 100048595 |  |  |  |  | Providing & laying non-woven Geo-synthetics fabric of minimum 200 GSM in separration layer between sub garde and stone spreading inswitchyard as per Technical Specification and direction of Engineer-in-Charge. | M2 | 6786 |  | 18 | INCLUDED | INCLUDED | INCLUDED | 0 | 0 | 0 | 0 | 0 | 0 | 0 | 0 | 0 | 0
96 | 7000035238 | 2510 | 680 | 130 | Civil Works | 100004507 |  |  |  |  | 3.75m wide Cement Concrete road with PCC shoulder including 100 mm dia RCC Hume Pipe @ 100 metre interval as per drawing and TS.However, reinforcement steel and all type concrete shall be paid separately under relevant items | M2 | 825 |  | 18 | INCLUDED | INCLUDED | INCLUDED | 0 | 0 | 0 | 0 | 0 | 0 | 0 | 0 | 0 | 0
97 | 7000035238 | 2510 | 680 | 140 | Civil Works | 100001458 |  |  |  |  | Construction of rail cum road as per drawing including all item such as excavation,compactions, rolling watering, WBM etc. butexcluding concrete reinforcement and structural steel-Section having two rails for Reactor. | M2 | 125 |  | 18 | INCLUDED | INCLUDED | INCLUDED | 0 | 0 | 0 | 0 | 0 | 0 | 0 | 0 | 0 | 0
98 | 7000035238 | 2510 | 680 | 150 | Civil Works | 100001735 |  |  |  |  | RCC culverts and cable trench crossings including supplying and laying hume pipe 250mm dia of grade (NP-3) excluding concrete as perspecification. | M | 50 |  | 18 | INCLUDED | INCLUDED | INCLUDED | 0 | 0 | 0 | 0 | 0 | 0 | 0 | 0 | 0 | 0
99 | 7000035238 | 2510 | 680 | 160 | Civil Works | 100001736 |  |  |  |  | RCC culverts and cable trench crossings including supplying and laying hume pipe 300mm dia of grade (NP-3) excluding concrete as perspecification. | M | 50 |  | 18 | INCLUDED | INCLUDED | INCLUDED | 0 | 0 | 0 | 0 | 0 | 0 | 0 | 0 | 0 | 0
100 | 7000035238 | 2510 | 680 | 170 | Civil Works | 100001737 |  |  |  |  | RCC culverts and cable trench crossings including supplying and laying hume pipe 450mm dia of grade (NP-3) excluding concrete as perspecification. | M | 50 |  | 18 | INCLUDED | INCLUDED | INCLUDED | 0 | 0 | 0 | 0 | 0 | 0 | 0 | 0 | 0 | 0
101 | 7000035238 | 2510 | 680 | 180 | Civil Works | 100020963 |  |  |  |  | RCC culvert crossings including supplying and laying hume pipe 600mm dia of grade (NP-3) excluding concrete as per specification. | M | 50 |  | 18 | INCLUDED | INCLUDED | INCLUDED | 0 | 0 | 0 | 0 | 0 | 0 | 0 | 0 | 0 | 0
102 | 7000035238 | 2510 | 680 | 190 | Civil Works | 100008611 |  |  |  |  | Swtichyard fencing: Providing and fixing fencing of GI barbed wire consisting of galvanized MS tubular posts at 3 m intervals; GIbarded wire shall run horizontally from post to post at a spacing of 300 mm (vertically) and a cross formation in each panel,complete as per technical specification and drawing. | M | 100 |  | 18 | INCLUDED | INCLUDED | INCLUDED | 0 | 0 | 0 | 0 | 0 | 0 | 0 | 0 | 0 | 0
103 | 7000035238 | 2510 | 680 | 200 | Civil Works | 100001392 |  |  |  |  | Switchyard Gate excluding Concrete | EA | 2 |  | 18 | INCLUDED | INCLUDED | INCLUDED | 0 | 0 | 0 | 0 | 0 | 0 | 0 | 0 | 0 | 0
104 | 7000035238 | 2510 | 680 | 210 | Civil Works | 100007701 |  |  |  |  | Supplying and erecting dewatering pumps- 2 HP | EA | 2 |  | 18 | INCLUDED | INCLUDED | INCLUDED | 0 | 0 | 0 | 0 | 0 | 0 | 0 | 0 | 0 | 0
105 | 7000035238 | 2510 | 680 | 220 | Civil Works | 100001409 |  |  |  |  | Supplying and erecting dewatering pumps-5 HP | EA | 1 |  | 18 | INCLUDED | INCLUDED | INCLUDED | 0 | 0 | 0 | 0 | 0 | 0 | 0 | 0 | 0 | 0
106 | 7000035238 | 2510 | 680 | 230 | Civil Works | 100015791 |  |  |  |  | All civil works for Drains construction of Section A-A including crossings if any as per technical specification and tender drawingscomplete in all respect with all labour and materials. | M | 72 |  | 18 | INCLUDED | INCLUDED | INCLUDED | 0 | 0 | 0 | 0 | 0 | 0 | 0 | 0 | 0 | 0
107 | 7000035238 | 2510 | 680 | 240 | Civil Works | 100015792 |  |  |  |  | All civil works for Drains construction of Section B-B including crossings if any as per technical specification and tender drawingscomplete in all respect with all labour and materials. | M | 108 |  | 18 | INCLUDED | INCLUDED | INCLUDED | 0 | 0 | 0 | 0 | 0 | 0 | 0 | 0 | 0 | 0
108 | 7000035238 | 2510 | 680 | 250 | Civil Works | 100015793 |  |  |  |  | All civil works for Drains construction of Section C-C including crossings if any as per technical specification and tender drawingscomplete in all respect with all labour and materials. | M | 36 |  | 18 | INCLUDED | INCLUDED | INCLUDED | 0 | 0 | 0 | 0 | 0 | 0 | 0 | 0 | 0 | 0
109 | 7000035238 | 2510 | 680 | 260 | Civil Works | 100015794 |  |  |  |  | All civil works for Drains construction of Section D-D including crossings if any as per technical specification and tender drawingscomplete in all respect with all labour and materials. | M | 24 |  | 18 | INCLUDED | INCLUDED | INCLUDED | 0 | 0 | 0 | 0 | 0 | 0 | 0 | 0 | 0 | 0
110 | 7000035238 | 2510 | 680 | 270 | Civil Works | 100003477 |  |  |  |  | Rain water harvesting excluding reinforcement and concrete as per drawing | EA | 1 |  | 18 | INCLUDED | INCLUDED | INCLUDED | 0 | 0 | 0 | 0 | 0 | 0 | 0 | 0 | 0 | 0
111 | 7000035238 | 2510 | 680 | 280 | Civil Works | 100001683 |  |  |  |  | Control Room Building - Civil Works All civil works as per drawing and specifications complete, including - brickwork, finishing(external and internal), windows etc. However, excavation, PCC, RCC and reinforcement shall be paid separately as per BPS. | M2 | 600 |  | 18 | INCLUDED | INCLUDED | INCLUDED | 0 | 0 | 0 | 0 | 0 | 0 | 0 | 0 | 0 | 0
112 | 7000035238 | 2510 | 680 | 290 | Civil Works | 100001682 |  |  |  |  | FFPH Building - Civil Works All civil works as per drawing and specifications complete, including - brickwork,finishing (externaland internal),windows etc.However, excavation, PCC,RCC and reinforcement shall be paid separately as per BPS | M2 | 27.5 |  | 18 | INCLUDED | INCLUDED | INCLUDED | 0 | 0 | 0 | 0 | 0 | 0 | 0 | 0 | 0 | 0
113 | 7000035238 | 2510 | 680 | 300 | Civil Works | 100001700 |  |  |  |  | All civil works as per drawing and specification but excluding excavation, PCC, RCC, reinforcement but including finishing (internaland external) etc & all civil works complete in all respect - Water Tank for Fire Fighting Pump House | EA | 1 |  | 18 | INCLUDED | INCLUDED | INCLUDED | 0 | 0 | 0 | 0 | 0 | 0 | 0 | 0 | 0 | 0
114 | 7000035238 | 2510 | 680 | 310 | Civil Works | 100008638 |  |  |  |  | Supplying and laying CPVC pipe for external water supply system - 75 mm dia pipe | M | 100 |  | 18 | INCLUDED | INCLUDED | INCLUDED | 0 | 0 | 0 | 0 | 0 | 0 | 0 | 0 | 0 | 0
115 | 7000035238 | 2510 | 680 | 320 | Civil Works | 100008639 |  |  |  |  | Supplying and laying CPVC pipe for external water supply system - 50 mm dia pipe | M | 50 |  | 18 | INCLUDED | INCLUDED | INCLUDED | 0 | 0 | 0 | 0 | 0 | 0 | 0 | 0 | 0 | 0
116 | 7000035238 | 2510 | 680 | 330 | Civil Works | 100010100 |  |  |  |  | Supplying and laying CPVC pipe for external water supply system - 40 mm dia pipe | M | 50 |  | 18 | INCLUDED | INCLUDED | INCLUDED | 0 | 0 | 0 | 0 | 0 | 0 | 0 | 0 | 0 | 0
117 | 7000035238 | 2510 | 680 | 340 | Civil Works | 100010101 |  |  |  |  | Supplying and laying CPVC pipe for external water supply system - 25 mm dia pipe | M | 50 |  | 18 | INCLUDED | INCLUDED | INCLUDED | 0 | 0 | 0 | 0 | 0 | 0 | 0 | 0 | 0 | 0
118 | 7000035238 | 2510 | 680 | 350 | Civil Works | 100001740 |  |  |  |  | Septic tank and soakpit for CRB | EA | 1 |  | 18 | INCLUDED | INCLUDED | INCLUDED | 0 | 0 | 0 | 0 | 0 | 0 | 0 | 0 | 0 | 0
119 | 7000035238 | 2510 | 680 | 360 | Civil Works | 100001755 |  |  |  |  | Providing & Laying of SW pipes for external sewerage system as per technical specification 100mm dia pipe | M | 50 |  | 18 | INCLUDED | INCLUDED | INCLUDED | 0 | 0 | 0 | 0 | 0 | 0 | 0 | 0 | 0 | 0
120 | 7000035238 | 2510 | 680 | 370 | Civil Works | 100001756 |  |  |  |  | Providing & Laying of SW pipes for external sewerage system as per technical specification 150mm dia pipe | M | 50 |  | 18 | INCLUDED | INCLUDED | INCLUDED | 0 | 0 | 0 | 0 | 0 | 0 | 0 | 0 | 0 | 0
121 | 7000035238 | 2510 | 680 | 380 | Civil Works | 100001757 |  |  |  |  | Providing & Laying of SW pipes for external sewerage system as per technical specification 200mm dia pipe | M | 50 |  | 18 | INCLUDED | INCLUDED | INCLUDED | 0 | 0 | 0 | 0 | 0 | 0 | 0 | 0 | 0 | 0
122 | 7000035238 | 2510 | 680 | 390 | Civil Works | 100002488 |  |  |  |  | Septic tank and soakpit for Security Room | EA | 1 |  | 18 | INCLUDED | INCLUDED | INCLUDED | 0 | 0 | 0 | 0 | 0 | 0 | 0 | 0 | 0 | 0
123 | 7000035238 | 2510 | 680 | 400 | Civil Works | 100001701 |  |  |  |  | Security Hut - Civil WorksAll civilworks as per drawing and specificationscomplete, including - brickwork,finishing (external and internal),windows etc.However, excavation, PCC,RCC and reinforcement shall be paidseparately as per BPS. | M2 | 18 |  | 18 | INCLUDED | INCLUDED | INCLUDED | 0 | 0 | 0 | 0 | 0 | 0 | 0 | 0 | 0 | 0
124 | 7000035238 | 2510 | 680 | 410 | Civil Works | 100002912 |  |  |  |  | Providing and fixing Pre cast RCC Boundary wall as per drawings and specifications, including centring, shuttering, moulding,RCC, reinforcement, casting, curing, hoisting, carriage of precast cols/panels to site,Excavation, PCC, backfilling,MS angles andConcertina coil etc. complete. | M | 330 |  | 18 | INCLUDED | INCLUDED | INCLUDED | 0 | 0 | 0 | 0 | 0 | 0 | 0 | 0 | 0 | 0
125 | 7000035238 | 2510 | 680 | 420 | Civil Works | 100002913 |  |  |  |  | Providing and fixing main entrance gate as per drawings including Excavation, PCC, backfilling, RCC, reinforcement, MS steel,fabrication, painting etc complete | LOT | 1 |  | 18 | INCLUDED | INCLUDED | INCLUDED | 0 | 0 | 0 | 0 | 0 | 0 | 0 | 0 | 0 | 0
126 | 7000035238 | 2510 | 680 | 430 | Civil Works | 100001433 |  |  |  |  | Soil Investigation: As per technical specification including all laboratory and field tests, report and recommendations. | LOT | 1 |  | 18 | INCLUDED | INCLUDED | INCLUDED | 0 | 0 | 0 | 0 | 0 | 0 | 0 | 0 | 0 | 0
127 | 7000035238 | 2510 | 680 | 440 | Civil Works | 100002911 |  |  |  |  | Earthwork in excavation & filling in all types of soil and soft/disintegrated rock in open areas/nallas/channels, to the requiredslopes, shapes, levels, elevations and profile, including trimming of bottom and slopes of excavation, bailing out rain(dewatering), pumping, removal of slush, preparing embankments/marginal banks, loosening, dressing, spreading material in layers notexceeding 200mm, as per direction of Engineer-in-Charge, water flooding, compacting to achieve 95% consolidation at optimum moisturecontent, finishing etc. all complete, for all leads and lifts within leveling boundary, including disposal of surplus earth andstacking of unsuitable material within a lead of 2.0 Km beyond substation boundary, with all labour, material, tools, tackles andequipment, safeguards and incidentals, Royalty,taxes etc. as necessary, as per drawings, specification and directions of theEngineer-in-Charge. Clearing of jungle is included in this item. (Only excavation/cutting will be measured for payment purpose.) | M3 | 6000 |  | 18 | INCLUDED | INCLUDED | INCLUDED | 0 | 0 | 0 | 0 | 0 | 0 | 0 | 0 | 0 | 0
128 | 7000035238 | 2510 | 680 | 450 | Civil Works | 100002583 |  |  |  |  | Supply of earth (excluding rock & boulders) at site including royalty, carriage and filling in specified areas in layers notexceeding 200mm in depth, compacting under optimum moisture condition to achieve 95% of Proctor density, finishing etc. allcomplete, for all leads & lifts, with all labour, material, tools, tackles, equipments, safeguards & incidentals as necessary as perdrawings, specification and direction of the Engineer- in- Charge. | M3 | 7000 |  | 18 | INCLUDED | INCLUDED | INCLUDED | 0 | 0 | 0 | 0 | 0 | 0 | 0 | 0 | 0 | 0
129 | 7000035238 | 2510 | 680 | 460 | Civil Works | 100002914 |  |  |  |  | Earthwork in excavation in Hard rocks in open areas/nallas/ channels, to the required slopes, shapes, levels, elevations andprofile, including trimming of bottom and slopes of excavation and stacking and disposal of rock for a lead up to 2.0 KM beyondleveling boundary and all lifts , with all labour, material, tools, tackles and equipment, safeguards and incidentals,Royalty,taxesetc. as per directions of the Engineer-in-Charge. Serviceable material if available shall be stacked at site as identified byEngineer-in-Charge.(50% void deduction from stack measurement) | M3 | 1000 |  | 18 | INCLUDED | INCLUDED | INCLUDED | 0 | 0 | 0 | 0 | 0 | 0 | 0 | 0 | 0 | 0
130 | 7000035238 | 2510 | 680 | 470 | Civil Works | 100007097 |  |  |  |  | Dry stone pitching 22.5 cm thick including supply of stones and preparing surface complete including construction of 600 mm high and230 mm wide cement concrete (1:3:6) (1 cement : 3 coarse sand (zone-III) : 6 graded stone aggregate 20 mm nominal size) toe wall atthe lowest portion of stone pitching area etc. completed as per theinstruction of Engineer-In-Charge. . | M2 | 1000 |  | 18 | INCLUDED | INCLUDED | INCLUDED | 0 | 0 | 0 | 0 | 0 | 0 | 0 | 0 | 0 | 0
131 | 7000035238 | 2510 | 680 | 480 | Civil Works | 100004463 |  |  |  |  | Random Rubble masonry for Retaining wall with locally available stone in cement sand mortar 1:6 (1 Cement: 6 coarse sand) includinglevelling up with cement concrete 1:6:12 (1 cement : 6 coarse sand : 12 graded stone aggregate 20 mm nominal size), Raised and Cutpointing on exposed surface, weep holes/PVC pipe sleeves of 100 mm dia (medium class) @ 1 metre C/C staggered . The top of theretaining wall to be provided with cement concrete 1:2:4. However items of excavation, concrete (1:2:4) shall be payable underrespective items of BPS | M3 | 300 |  | 18 | INCLUDED | INCLUDED | INCLUDED | 0 | 0 | 0 | 0 | 0 | 0 | 0 | 0 | 0 | 0
132 | 7000035238 | 2510 | 680 | 490 | Civil Works | 120003321 |  |  |  |  | Providing & making Gabion structure with Mechanically Woven Double Twisted Hexagonal Shaped Wire mesh Gabion Boxes as per IS16014:2012,MORTH Clause 2500, of required size, Mesh Type 10x12(D=100 mm with tolerance of Â± 2%) Zinic+PVC coated, Mesh wirediameter2.7/3.7mm, mechanically edged/selvedged with partitions at every 1m interval and shall have minimum 10 numbers of openingsper meter of mesh perpendicular to twist, tying with lacing wire of diameter 2.2/3.2mm(ID/OD), supplied @3% by weight of Gabionboxes, filled with boulders with least dimension of 200 mm, as per drawing, all complete as per directions of Engineer-incharge. | M3 | 300 |  | 18 | INCLUDED | INCLUDED | INCLUDED | 0 | 0 | 0 | 0 | 0 | 0 | 0 | 0 | 0 | 0
133 | 7000035238 | 2510 | 680 | 500 | Civil Works | 100015233 |  |  |  |  | Providing and fixing in weep holes of retaining walls unplasticised Rigid PVC rain water pipes conforming to IS : 13592 Type A,including jointing with seal ring conforming to IS : 5382, leaving 10 mm gap for thermal expansion, (i) Single socketed pipes.:110mm diameter. | RM | 50 |  | 18 | INCLUDED | INCLUDED | INCLUDED | 0 | 0 | 0 | 0 | 0 | 0 | 0 | 0 | 0 | 0
134 | 7000035238 | 2510 | 680 | 510 | Civil Works | 150000067 |  |  |  |  | Sinking of Tubewell and installation of motor operated submersible pump of suitable capacity and reputed make (All items to besupplied by the contractor. Make of motor/pump to be approved by POWERGRID) | EA | 1 |  | 18 | INCLUDED | INCLUDED | INCLUDED | 0 | 0 | 0 | 0 | 0 | 0 | 0 | 0 | 0 | 0
135 | 7000035238 | 2510 | 680 | 520 | Civil Works | 100001720 |  |  |  |  | Supplying, filling and compacting CNS material as per specification under floors, foundations, roads, cable trenches, drains etc inlayers not exceeding 200 mm thickness | M3 | 500 |  | 18 | INCLUDED | INCLUDED | INCLUDED | 0 | 0 | 0 | 0 | 0 | 0 | 0 | 0 | 0 | 0
136 | 7000035238 | 2510 | 680 | 530 | Civil Works | 100001721 |  |  |  |  | Supplying, filling and compacting stone boulders mixed with sand under foundations, roads, cable trenches, drains etc in layers notexceeding 250mm thickness including ramming, watering compacting | M3 | 500 |  | 18 | INCLUDED | INCLUDED | INCLUDED | 0 | 0 | 0 | 0 | 0 | 0 | 0 | 0 | 0 | 0
137 | 7000035238 | 2510 | 680 | 540 | Civil Works | 100016667 |  |  |  |  | Cable Trench including all types of crossings, all metallic works and sump pit including concrete and reinforcement steel Section2A-2A | M | 30 |  | 18 | INCLUDED | INCLUDED | INCLUDED | 0 | 0 | 0 | 0 | 0 | 0 | 0 | 0 | 0 | 0
138 | 7000035238 | 2510 | 680 | 550 | Civil Works | 100001478 |  |  |  |  | Cable Trench including all types of crossings, all metallic works and sump pit including concrte and reinforcement steel Section 2-2 | M | 80 |  | 18 | INCLUDED | INCLUDED | INCLUDED | 0 | 0 | 0 | 0 | 0 | 0 | 0 | 0 | 0 | 0
139 | 7000035238 | 2510 | 680 | 560 | Civil Works | 100001479 |  |  |  |  | Cable Trench including all types of crossings, all metallic works and sump pit including concrte and reinforcement steel Section 3-3 | M | 160 |  | 18 | INCLUDED | INCLUDED | INCLUDED | 0 | 0 | 0 | 0 | 0 | 0 | 0 | 0 | 0 | 0
140 | 7000035238 | 2510 | 680 | 570 | Civil Works | 100001480 |  |  |  |  | Cable Trench including all types of crossings, all metallic works and sump pit including concrte and reinforcement steel Section 4-4 | M | 20 |  | 18 | INCLUDED | INCLUDED | INCLUDED | 0 | 0 | 0 | 0 | 0 | 0 | 0 | 0 | 0 | 0
141 | 7000035238 | 2510 | 680 | 580 | Civil Works | 100004832 |  |  |  |  | Boring, providing and installing bored cast-in-situ reinforced cement concrete pile of 450 mm dia and specified length below thepile cap to carry a safe working load not less than specified including the cost of boring, temporary casing, bentonite solutionetc. complete. The length of the piles shall be measured from bottom of the pile cap to the lowest point of pile. The cost ofreinforcement steel, cement concrete, routine and initial test shall be paid separately under respective items of BPS. | RM | 8107 |  | 18 | INCLUDED | INCLUDED | INCLUDED | 0 | 0 | 0 | 0 | 0 | 0 | 0 | 0 | 0 | 0
142 | 7000035238 | 2510 | 680 | 590 | Civil Works | 100016609 |  |  |  |  | Providing and laying of reinforced cement concrete for piling work of Grade M-30 ( Minimum cement content of 400Kg/cu.m.) ofspecified diameter & length below the pile cap. | M3 | 1290 |  | 18 | INCLUDED | INCLUDED | INCLUDED | 0 | 0 | 0 | 0 | 0 | 0 | 0 | 0 | 0 | 0
143 | 7000035238 | 2510 | 680 | 600 | Civil Works | 100015220 |  |  |  |  | Initial Vertical Compression load testing of piles in accordance with IS 2911 (Part IV) including installation of loading platformand preparation of pile head or construction of test cap and dismantling of test cap after test etc. complete as per specification &the direction of Engineer in-charge. - 450mm Dia pile | EA | 1 |  | 18 | INCLUDED | INCLUDED | INCLUDED | 0 | 0 | 0 | 0 | 0 | 0 | 0 | 0 | 0 | 0
144 | 7000035238 | 2510 | 680 | 610 | Civil Works | 100015222 |  |  |  |  | Initial Pullout Test of piles in accordance with IS 2911(Part-IV) inlcuding T&P, labour , hydraulic jack etc. complete - 450mm diapile | EA | 1 |  | 18 | INCLUDED | INCLUDED | INCLUDED | 0 | 0 | 0 | 0 | 0 | 0 | 0 | 0 | 0 | 0
145 | 7000035238 | 2510 | 680 | 620 | Civil Works | 100015224 |  |  |  |  | Initial Lateral load testing of single pile in accordance with IS Code of practice IS : 2911 (Part IV) for determining safeallowable lateral load on pile -450mm dia Pile | EA | 1 |  | 18 | INCLUDED | INCLUDED | INCLUDED | 0 | 0 | 0 | 0 | 0 | 0 | 0 | 0 | 0 | 0
146 | 7000035238 | 2510 | 680 | 630 | Civil Works | 100015226 |  |  |  |  | Routine test-Vertical load testing of piles in accordance with IS 2911 (Part IV) including installation of loading platform andpreparation of pile head or construction of test cap and dismantling of test cap after test etc. complete as per specification & thedirection of Engineer in-charge. - 450mm Dia pile | EA | 4 |  | 18 | INCLUDED | INCLUDED | INCLUDED | 0 | 0 | 0 | 0 | 0 | 0 | 0 | 0 | 0 | 0
147 | 7000035238 | 2510 | 680 | 640 | Civil Works | 100015228 |  |  |  |  | Routine Pullout Test of piles in accordance with IS 2911(Part-IV) inlcuding T&P, labour , hydraulic jack etc. complete-450mm diapile | EA | 4 |  | 18 | INCLUDED | INCLUDED | INCLUDED | 0 | 0 | 0 | 0 | 0 | 0 | 0 | 0 | 0 | 0
148 | 7000035238 | 2510 | 680 | 650 | Civil Works | 100015230 |  |  |  |  | Routine test- Lateral load testing of single pile in accordance with IS Code of practice IS : 2911 (Part IV) for determining safeallowable lateral load on pile -450mm dia pile | EA | 4 |  | 18 | INCLUDED | INCLUDED | INCLUDED | 0 | 0 | 0 | 0 | 0 | 0 | 0 | 0 | 0 | 0
149 | 7000035238 | 2510 | 680 | 660 | Civil Works | 120002789 |  |  |  |  | 20.9 Integrity testing of Pile using Low Strain/ Sonic Integrity Test/ Sonic Echo Test method in accordance with IS 14893 includingsurface preparation of pile top by removing soil, mud, dust & chipping lean concrete lumps etc. and use of computerised equipmentand high skill trained personal for conducting the test & submission of results, all complete as per direction ofEngineer-in-charge. Note: DSR unit is 'per test' | EA | 811 |  | 18 | INCLUDED | INCLUDED | INCLUDED | 0 | 0 | 0 | 0 | 0 | 0 | 0 | 0 | 0 | 0
150 | 7000035238 | 2510 | 680 | 670 | Civil Works | 100001432 |  |  |  |  | Buried Cable trenches for Aux. Power arrangement | M | 1800 |  | 18 | INCLUDED | INCLUDED | INCLUDED | 0 | 0 | 0 | 0 | 0 | 0 | 0 | 0 | 0 | 0
151 | 7000035238 | 2520 | 690 | 10 | Non-Standard structures-Service | 100001210 |  |  |  |  | Erection of Lattice Structures (MS Steel), to be designed during detailed engineering, for towers, beams and equipment supportstructure including pack plates / packwashers and gusset plates excluding fasteners and foundation bolts | MT | 107 |  | 18 | INCLUDED | INCLUDED | INCLUDED | 0 | 0 | 0 | 0 | 0 | 0 | 0 | 0 | 0 | 0
152 | 7000035238 | 2520 | 690 | 20 | Non-Standard structures-Service | 100001680 |  |  |  |  | Erection of fasteners ( nuts, bolts and washers ) including step bolts for lattice and pipe structures to be designed duringdetailed engineering | MT | 7 |  | 18 | INCLUDED | INCLUDED | INCLUDED | 0 | 0 | 0 | 0 | 0 | 0 | 0 | 0 | 0 | 0
153 | 7000035238 | 2520 | 690 | 30 | Non-Standard structures-Service | 100001681 |  |  |  |  | Erection of foundation bolts including nuts, checknut and washers for lattice and pipe structures to be designed during detailedengineering | MT | 9 |  | 18 | INCLUDED | INCLUDED | INCLUDED | 0 | 0 | 0 | 0 | 0 | 0 | 0 | 0 | 0 | 0
1: C; 2: 66/33kV Rangat | [6 empty] | Rounded off UnitPrice | Total Corrected Price (excl. GST) | GST rate | GST Amount
1 | 7000035238 | 3460 | 380 | 10 | Power Transformer-Service | 100002055 |  |  |  |  | Nitrogen injection type fire protection for 66kV transformer | SET | 2 |  | 18 | INCLUDED | INCLUDED | INCLUDED | 0 | 0 | 0 | 0 | 0 | 0 | 0 | 0 | 0 | 0
2 | 7000035238 | 3460 | 380 | 20 | Power Transformer-Service | 100058190 |  |  |  |  | 15MVA,66/33 KV, 3-PHASE POWER TRANSFORMER EXCLUDING INSULATING OIL | EA | 2 |  | 18 | INCLUDED | INCLUDED | INCLUDED | 0 | 0 | 0 | 0 | 0 | 0 | 0 | 0 | 0 | 0
3 | 7000035238 | 3460 | 380 | 30 | Power Transformer-Service | 100058191 |  |  |  |  | INSULATING OIL FOR 15MVA, 66/33KV, 3-PHASE POWER TRANSFORMER | SET | 2 |  | 18 | INCLUDED | INCLUDED | INCLUDED | 0 | 0 | 0 | 0 | 0 | 0 | 0 | 0 | 0 | 0
4 | 7000035238 | 3470 | 390 | 20 | LT Transformer-Service | 100058316 |  |  |  |  | 160KVA, 33/0.433KV, 3PH LT TRANSFORMER | EA | 2 |  | 18 | INCLUDED | INCLUDED | INCLUDED | 0 | 0 | 0 | 0 | 0 | 0 | 0 | 0 | 0 | 0
5 | 7000035238 | 3480 | 410 | 10 | 36kV Equipments-Service | 100000669 |  |  |  |  | 30kV Surge Arrester (1-Phase) | EA | 18 |  | 18 | INCLUDED | INCLUDED | INCLUDED | 0 | 0 | 0 | 0 | 0 | 0 | 0 | 0 | 0 | 0
6 | 7000035238 | 3480 | 410 | 20 | 36kV Equipments-Service | 100000684 |  |  |  |  | 36kV, 1ph Bus post insulator | SET | 6 |  | 18 | INCLUDED | INCLUDED | INCLUDED | 0 | 0 | 0 | 0 | 0 | 0 | 0 | 0 | 0 | 0
7 | 7000035238 | 3480 | 410 | 30 | 36kV Equipments-Service | 100000660 |  |  |  |  | 36 kV, 630A, 25 KA, 3-Phase DoubleBreak Isolator with one E/S | EA | 6 |  | 18 | INCLUDED | INCLUDED | INCLUDED | 0 | 0 | 0 | 0 | 0 | 0 | 0 | 0 | 0 | 0
8 | 7000035238 | 3480 | 410 | 40 | 36kV Equipments-Service | 100001780 |  |  |  |  | 36 kV (3-phase) Indoor Switch gear Panel for Bus Sectionaliser Module | SET | 1 |  | 18 | INCLUDED | INCLUDED | INCLUDED | 0 | 0 | 0 | 0 | 0 | 0 | 0 | 0 | 0 | 0
9 | 7000035238 | 3480 | 410 | 50 | 36kV Equipments-Service | 100000671 |  |  |  |  | 36 kV,25 KA, 3-phase Indoor Switch gear Panel-Line Module | EA | 6 |  | 18 | INCLUDED | INCLUDED | INCLUDED | 0 | 0 | 0 | 0 | 0 | 0 | 0 | 0 | 0 | 0
10 | 7000035238 | 3480 | 410 | 60 | 36kV Equipments-Service | 100000672 |  |  |  |  | 36 kV,25 KA, 3-phase Indoor Switch gear Panel-Transformer Module | EA | 2 |  | 18 | INCLUDED | INCLUDED | INCLUDED | 0 | 0 | 0 | 0 | 0 | 0 | 0 | 0 | 0 | 0
11 | 7000035238 | 3480 | 410 | 70 | 36kV Equipments-Service | 100003609 |  |  |  |  | 36 kV,25 KA (3-phase) LT Transformer Module | EA | 2 |  | 18 | INCLUDED | INCLUDED | INCLUDED | 0 | 0 | 0 | 0 | 0 | 0 | 0 | 0 | 0 | 0
12 | 7000035238 | 3490 | 420 | 10 | Substation Auxiliary | 100000894 |  |  |  |  | 415V Main Switchboard | SET | 1 |  | 18 | INCLUDED | INCLUDED | INCLUDED | 0 | 0 | 0 | 0 | 0 | 0 | 0 | 0 | 0 | 0
13 | 7000035238 | 3490 | 420 | 20 | Substation Auxiliary | 100000895 |  |  |  |  | AC Distribution Board (ACDB) | SET | 1 |  | 18 | INCLUDED | INCLUDED | INCLUDED | 0 | 0 | 0 | 0 | 0 | 0 | 0 | 0 | 0 | 0
14 | 7000035238 | 3490 | 420 | 30 | Substation Auxiliary | 100002065 |  |  |  |  | 415V Main Lighting DB(along with 2 nos.25 kVA 415V/415V Lighting transformer) | SET | 1 |  | 18 | INCLUDED | INCLUDED | INCLUDED | 0 | 0 | 0 | 0 | 0 | 0 | 0 | 0 | 0 | 0
15 | 7000035238 | 3490 | 420 | 40 | Substation Auxiliary | 100002066 |  |  |  |  | 415V Emergency Lighting DB(along with 1no. 25kVA 415V/415V lightingtransformer) | SET | 1 |  | 18 | INCLUDED | INCLUDED | INCLUDED | 0 | 0 | 0 | 0 | 0 | 0 | 0 | 0 | 0 | 0
16 | 7000035238 | 3490 | 420 | 50 | Substation Auxiliary | 100000904 |  |  |  |  | 110 V DC Distribution Board(DCDB) | SET | 2 |  | 18 | INCLUDED | INCLUDED | INCLUDED | 0 | 0 | 0 | 0 | 0 | 0 | 0 | 0 | 0 | 0
17 | 7000035238 | 3490 | 420 | 60 | Substation Auxiliary | 100002253 |  |  |  |  | 110V, 250Ah Battery | EA | 2 |  | 18 | INCLUDED | INCLUDED | INCLUDED | 0 | 0 | 0 | 0 | 0 | 0 | 0 | 0 | 0 | 0
18 | 7000035238 | 3490 | 420 | 70 | Substation Auxiliary | 100000944 |  |  |  |  | 110V, 60A/60A Float Cum Boost BatteryCharger | EA | 2 |  | 18 | INCLUDED | INCLUDED | INCLUDED | 0 | 0 | 0 | 0 | 0 | 0 | 0 | 0 | 0 | 0
19 | 7000035238 | 3490 | 420 | 80 | Substation Auxiliary | 100000924 |  |  |  |  | 48V, 200 Ah Battery | SET | 2 |  | 18 | INCLUDED | INCLUDED | INCLUDED | 0 | 0 | 0 | 0 | 0 | 0 | 0 | 0 | 0 | 0
20 | 7000035238 | 3490 | 420 | 90 | Substation Auxiliary | 100002252 |  |  |  |  | 48V, 70A/70A Float Cum Boost BatteryCharger cum DCDB | SET | 2 |  | 18 | INCLUDED | INCLUDED | INCLUDED | 0 | 0 | 0 | 0 | 0 | 0 | 0 | 0 | 0 | 0
21 | 7000035238 | 3490 | 420 | 110 | Substation Auxiliary | 100000960 |  |  |  |  | High wall type split AC unit of 2 TR capacity | EA | 10 |  | 18 | INCLUDED | INCLUDED | INCLUDED | 0 | 0 | 0 | 0 | 0 | 0 | 0 | 0 | 0 | 0
22 | 7000035238 | 3490 | 420 | 120 | Substation Auxiliary | 100058194 |  |  |  |  | 75 KVA DIESEL GENERATOR SET WITH CONTROL PANEL | EA | 1 |  | 18 | INCLUDED | INCLUDED | INCLUDED | 0 | 0 | 0 | 0 | 0 | 0 | 0 | 0 | 0 | 0
23 | 7000035238 | 3490 | 420 | 130 | Substation Auxiliary | 100000869 |  |  |  |  | Visual monitoring system for watch & ward | SET | 1 |  | 18 | INCLUDED | INCLUDED | INCLUDED | 0 | 0 | 0 | 0 | 0 | 0 | 0 | 0 | 0 | 0
24 | 7000035238 | 3500 | 430 | 80 | Relay & Protection Panel-Service | 100000760 |  |  |  |  | 66 kV Line Protection Panel (with Automation) | EA | 3 |  | 18 | INCLUDED | INCLUDED | INCLUDED | 0 | 0 | 0 | 0 | 0 | 0 | 0 | 0 | 0 | 0
25 | 7000035238 | 3500 | 430 | 90 | Relay & Protection Panel-Service | 100000761 |  |  |  |  | 66 kV Transformer Protection Panel (For both HV & MV side)-(with Automation) | EA | 2 |  | 18 | INCLUDED | INCLUDED | INCLUDED | 0 | 0 | 0 | 0 | 0 | 0 | 0 | 0 | 0 | 0
26 | 7000035238 | 3500 | 430 | 100 | Relay & Protection Panel-Service | 100002711 |  |  |  |  | 66 kV Protection Panel for Bus Sectionalizer (with Automation) | EA | 1 |  | 18 | INCLUDED | INCLUDED | INCLUDED | 0 | 0 | 0 | 0 | 0 | 0 | 0 | 0 | 0 | 0
27 | 7000035238 | 3500 | 430 | 110 | Relay & Protection Panel-Service | 100001891 |  |  |  |  | Time synchronisation equipment | EA | 1 |  | 18 | INCLUDED | INCLUDED | INCLUDED | 0 | 0 | 0 | 0 | 0 | 0 | 0 | 0 | 0 | 0
28 | 7000035238 | 3500 | 430 | 120 | Relay & Protection Panel-Service | 100000783 |  |  |  |  | Complete Substation automation System for controlling and monitoring of Auxilary System including BCUs as per technicalspecification | SET | 1 |  | 18 | INCLUDED | INCLUDED | INCLUDED | 0 | 0 | 0 | 0 | 0 | 0 | 0 | 0 | 0 | 0
29 | 7000035238 | 3500 | 430 | 130 | Relay & Protection Panel-Service | 100000774 |  |  |  |  | Complete Substation automation System for 66kV bay as per Technical Specification | EA | 6 |  | 18 | INCLUDED | INCLUDED | INCLUDED | 0 | 0 | 0 | 0 | 0 | 0 | 0 | 0 | 0 | 0
30 | 7000035238 | 3500 | 430 | 140 | Relay & Protection Panel-Service | 100000775 |  |  |  |  | Complete Substation automation System for 33kV bay as per Technical Specification | EA | 11 |  | 18 | INCLUDED | INCLUDED | INCLUDED | 0 | 0 | 0 | 0 | 0 | 0 | 0 | 0 | 0 | 0
31 | 7000035238 | 3510 | 450 | 10 | Fire Protection System-Service | 100002257 |  |  |  |  | Diesel Engine driven Hydrant system with Water tank, Pump Room, DG driven pump, O/G & U/G piping, hydrant points for transformers,buildings, store yard and accessories etc. | LS | 1 |  | 18 | INCLUDED | INCLUDED | INCLUDED | 0 | 0 | 0 | 0 | 0 | 0 | 0 | 0 | 0 | 0
32 | 7000035238 | 3510 | 450 | 20 | Fire Protection System-Service | 100000972 |  |  |  |  | 9litre water type Portable Fire extinguisher | EA | 4 |  | 18 | INCLUDED | INCLUDED | INCLUDED | 0 | 0 | 0 | 0 | 0 | 0 | 0 | 0 | 0 | 0
33 | 7000035238 | 3510 | 450 | 30 | Fire Protection System-Service | 100000975 |  |  |  |  | 4.5 kg CO2 type Portable Fire extinguisher | EA | 10 |  | 18 | INCLUDED | INCLUDED | INCLUDED | 0 | 0 | 0 | 0 | 0 | 0 | 0 | 0 | 0 | 0
34 | 7000035238 | 3510 | 450 | 40 | Fire Protection System-Service | 100000976 |  |  |  |  | 6Kg dry chemical powered type Portable Fire extinguisher | EA | 6 |  | 18 | INCLUDED | INCLUDED | INCLUDED | 0 | 0 | 0 | 0 | 0 | 0 | 0 | 0 | 0 | 0
35 | 7000035238 | 3510 | 450 | 50 | Fire Protection System-Service | 100008260 |  |  |  |  | 60 litre foam type Trolley/Wheel mounted Fire extinguisher | EA | 2 |  | 18 | INCLUDED | INCLUDED | INCLUDED | 0 | 0 | 0 | 0 | 0 | 0 | 0 | 0 | 0 | 0
36 | 7000035238 | 3510 | 450 | 60 | Fire Protection System-Service | 100002641 |  |  |  |  | Fire Detection and Alarm System for Control Room Building (66kV) | LS | 1 |  | 18 | INCLUDED | INCLUDED | INCLUDED | 0 | 0 | 0 | 0 | 0 | 0 | 0 | 0 | 0 | 0
37 | 7000035238 | 3520 | 490 | 80 | Erection H/W-Service | 100000638 |  |  |  |  | Erection Hardware for 66kV (Bus Scheme as per SLD)-Line Bay as per specification | SET | 3 |  | 18 | INCLUDED | INCLUDED | INCLUDED | 0 | 0 | 0 | 0 | 0 | 0 | 0 | 0 | 0 | 0
38 | 7000035238 | 3520 | 490 | 90 | Erection H/W-Service | 100000639 |  |  |  |  | Erection Hardware for 66kV (Bus Scheme as per SLD)-Transformer Bay as per specification | SET | 2 |  | 18 | INCLUDED | INCLUDED | INCLUDED | 0 | 0 | 0 | 0 | 0 | 0 | 0 | 0 | 0 | 0
39 | 7000035238 | 3520 | 490 | 100 | Erection H/W-Service | 100000646 |  |  |  |  | Erection Hardware for 66kV (Bus Scheme as per SLD)-Bus section bay as per specification | SET | 1 |  | 18 | INCLUDED | INCLUDED | INCLUDED | 0 | 0 | 0 | 0 | 0 | 0 | 0 | 0 | 0 | 0
40 | 7000035238 | 3520 | 490 | 110 | Erection H/W-Service | 100000674 |  |  |  |  | Erection Hardware for the 33kV Bus Scheme as per SLD-Line Bay as per specification | SET | 6 |  | 18 | INCLUDED | INCLUDED | INCLUDED | 0 | 0 | 0 | 0 | 0 | 0 | 0 | 0 | 0 | 0
41 | 7000035238 | 3520 | 490 | 120 | Erection H/W-Service | 100000643 |  |  |  |  | Erection Hardware for 66kV (Bus Scheme as per SLD)-Bus work (For Three bays) as per specification | SET | 1 |  | 18 | INCLUDED | INCLUDED | INCLUDED | 0 | 0 | 0 | 0 | 0 | 0 | 0 | 0 | 0 | 0
42 | 7000035238 | 3520 | 490 | 130 | Erection H/W-Service | 100004724 |  |  |  |  | ERECTION H/W- AUX LT TRANSFORMER | SET | 2 |  | 18 | INCLUDED | INCLUDED | INCLUDED | 0 | 0 | 0 | 0 | 0 | 0 | 0 | 0 | 0 | 0
43 | 7000035238 | 3520 | 490 | 140 | Erection H/W-Service | 100000675 |  |  |  |  | Erection Hardware for the 33kV Bus Scheme as per SLD-Transformer Bay as per specification | SET | 2 |  | 18 | INCLUDED | INCLUDED | INCLUDED | 0 | 0 | 0 | 0 | 0 | 0 | 0 | 0 | 0 | 0
44 | 7000035238 | 3520 | 490 | 125 | Erection H/W-Service | 100000644 |  |  |  |  | Erection Hardware for 66kV (Bus Scheme as per SLD)-Bus work (For two bays) as per specification | SET | 1 |  | 18 | INCLUDED | INCLUDED | INCLUDED | 0 | 0 | 0 | 0 | 0 | 0 | 0 | 0 | 0 | 0
45 | 7000035238 | 3530 | 510 | 10 | Cables -Service | 100002180 |  |  |  |  | 1.1kV grade Power Cables (XLPEinsulated) along withlugs,glands,straight joints &accessories,etc. | LS | 1 |  | 18 | INCLUDED | INCLUDED | INCLUDED | 0 | 0 | 0 | 0 | 0 | 0 | 0 | 0 | 0 | 0
46 | 7000035238 | 3530 | 510 | 20 | Cables -Service | 100002181 |  |  |  |  | 1.1kV grade Power Cables (PVCinsulated)along withlugs,glands,straight joints &accessories,etc. | LS | 1 |  | 18 | INCLUDED | INCLUDED | INCLUDED | 0 | 0 | 0 | 0 | 0 | 0 | 0 | 0 | 0 | 0
47 | 7000035238 | 3530 | 510 | 30 | Cables -Service | 100002182 |  |  |  |  | 1.1kV grade Control Cables (PVCinsulated) along withlugs,glands,straight joints &accessories,etc. | LS | 1 |  | 18 | INCLUDED | INCLUDED | INCLUDED | 0 | 0 | 0 | 0 | 0 | 0 | 0 | 0 | 0 | 0
48 | 7000035238 | 3530 | 510 | 40 | Cables -Service | 100002357 |  |  |  |  | 33kV XLPE cable Termination Equipment along with structure accessories for out door termination (one set consists of complete &requirement for one bay) | SET | 10 |  | 18 | INCLUDED | INCLUDED | INCLUDED | 0 | 0 | 0 | 0 | 0 | 0 | 0 | 0 | 0 | 0
49 | 7000035238 | 3530 | 510 | 70 | Cables -Service | 100058317 |  |  |  |  | 33 KV 3CX400 SQ.MM ALUMINIUM, ARMOURED XLPE CABLE | KM | 1.8 |  | 18 | INCLUDED | INCLUDED | INCLUDED | 0 | 0 | 0 | 0 | 0 | 0 | 0 | 0 | 0 | 0
50 | 7000035238 | 3540 | 620 | 80 | 72.5KVEquipments-service | 100000612 |  |  |  |  | 72.5 kV, 1250A, 31.5 kA, 3-phase CircuitBreaker with support structure | EA | 6 |  | 18 | INCLUDED | INCLUDED | INCLUDED | 0 | 0 | 0 | 0 | 0 | 0 | 0 | 0 | 0 | 0
51 | 7000035238 | 3540 | 620 | 100 | 72.5KVEquipments-service | 100000624 |  |  |  |  | 72.5 kV Voltage Transformer (1- Phase) | EA | 15 |  | 18 | INCLUDED | INCLUDED | INCLUDED | 0 | 0 | 0 | 0 | 0 | 0 | 0 | 0 | 0 | 0
52 | 7000035238 | 3540 | 620 | 110 | 72.5KVEquipments-service | 100000628 |  |  |  |  | 72.5 kV, 1250A, 31.5 KA, 3-Phase HDBIsolator with one E/S | EA | 5 |  | 18 | INCLUDED | INCLUDED | INCLUDED | 0 | 0 | 0 | 0 | 0 | 0 | 0 | 0 | 0 | 0
53 | 7000035238 | 3540 | 620 | 120 | 72.5KVEquipments-service | 100000632 |  |  |  |  | 72.5 kV, 1250A, 31.5 KA, 3-Phase HDBIsolator without E/s | EA | 7 |  | 18 | INCLUDED | INCLUDED | INCLUDED | 0 | 0 | 0 | 0 | 0 | 0 | 0 | 0 | 0 | 0
54 | 7000035238 | 3540 | 620 | 130 | 72.5KVEquipments-service | 100000635 |  |  |  |  | 60 kV Surge Arrestors (1-Phase) | EA | 15 |  | 18 | INCLUDED | INCLUDED | INCLUDED | 0 | 0 | 0 | 0 | 0 | 0 | 0 | 0 | 0 | 0
55 | 7000035238 | 3540 | 620 | 140 | 72.5KVEquipments-service | 100000649 |  |  |  |  | 66kV Bus post insulators | SET | 25 |  | 18 | INCLUDED | INCLUDED | INCLUDED | 0 | 0 | 0 | 0 | 0 | 0 | 0 | 0 | 0 | 0
56 | 7000035238 | 3540 | 620 | 90 | 72.5KVEquipments-service | 100058252 |  |  |  |  | 72.5 kV, 600A, 31.5 kA, 1-Phase Current Transformer with 150% extended current rating | EA | 18 |  | 18 | INCLUDED | INCLUDED | INCLUDED | 0 | 0 | 0 | 0 | 0 | 0 | 0 | 0 | 0 | 0
57 | 7000035238 | 3550 | 630 | 150 | Illumination System-Service | 100001021 |  |  |  |  | Lighting Panel type ACP-2 as per technical specification | EA | 3 |  | 18 | INCLUDED | INCLUDED | INCLUDED | 0 | 0 | 0 | 0 | 0 | 0 | 0 | 0 | 0 | 0
58 | 7000035238 | 3550 | 630 | 160 | Illumination System-Service | 100001022 |  |  |  |  | Lighting Panel type ACP-3 as per technical specification | EA | 2 |  | 18 | INCLUDED | INCLUDED | INCLUDED | 0 | 0 | 0 | 0 | 0 | 0 | 0 | 0 | 0 | 0
59 | 7000035238 | 3550 | 630 | 170 | Illumination System-Service | 100004852 |  |  |  |  | Lighting Fixture LED Luminaires type FL-1 as per tech. specifications | EA | 15 |  | 18 | INCLUDED | INCLUDED | INCLUDED | 0 | 0 | 0 | 0 | 0 | 0 | 0 | 0 | 0 | 0
60 | 7000035238 | 3550 | 630 | 180 | Illumination System-Service | 100004926 |  |  |  |  | Lighting Fixture LED Luminaires type FL2 as per tech. specifications | EA | 25 |  | 18 | INCLUDED | INCLUDED | INCLUDED | 0 | 0 | 0 | 0 | 0 | 0 | 0 | 0 | 0 | 0
61 | 7000035238 | 3550 | 630 | 190 | Illumination System-Service | 100004937 |  |  |  |  | Fire Wall Mounted LED Luminarie Type FL-2 (250W) | EA | 4 |  | 18 | INCLUDED | INCLUDED | INCLUDED | 0 | 0 | 0 | 0 | 0 | 0 | 0 | 0 | 0 | 0
62 | 7000035238 | 3550 | 630 | 200 | Illumination System-Service | 100004850 |  |  |  |  | Lighting Fixture LED Luminaires type SL-L1 as per tech. specifications | EA | 20 |  | 18 | INCLUDED | INCLUDED | INCLUDED | 0 | 0 | 0 | 0 | 0 | 0 | 0 | 0 | 0 | 0
63 | 7000035238 | 3550 | 630 | 210 | Illumination System-Service | 100004934 |  |  |  |  | Type L1 Street Lighting Pole of 6 meter as per technical specification. | EA | 20 |  | 18 | INCLUDED | INCLUDED | INCLUDED | 0 | 0 | 0 | 0 | 0 | 0 | 0 | 0 | 0 | 0
64 | 7000035238 | 3550 | 630 | 220 | Illumination System-Service | 100004851 |  |  |  |  | Lighting Fixture LED Luminaires type SL-D1 as per tech. specifications | EA | 10 |  | 18 | INCLUDED | INCLUDED | INCLUDED | 0 | 0 | 0 | 0 | 0 | 0 | 0 | 0 | 0 | 0
65 | 7000035238 | 3550 | 630 | 240 | Illumination System-Service | 100001052 |  |  |  |  | 63A, 415V : Interlocked switch socket outdoor Receptacle (type RP) as per technical specifications | EA | 2 |  | 18 | INCLUDED | INCLUDED | INCLUDED | 0 | 0 | 0 | 0 | 0 | 0 | 0 | 0 | 0 | 0
66 | 7000035238 | 3550 | 630 | 260 | Illumination System-Service | 100004456 |  |  |  |  | Control room cum administrative building (66kV) illuminationincluding Conduit | LS | 1 |  | 18 | INCLUDED | INCLUDED | INCLUDED | 0 | 0 | 0 | 0 | 0 | 0 | 0 | 0 | 0 | 0
67 | 7000035238 | 3550 | 630 | 270 | Illumination System-Service | 100002364 |  |  |  |  | Fire fighting pumphouse building illimunation including conduit | LS | 1 |  | 18 | INCLUDED | INCLUDED | INCLUDED | 0 | 0 | 0 | 0 | 0 | 0 | 0 | 0 | 0 | 0
68 | 7000035238 | 3550 | 630 | 280 | Illumination System-Service | 100002487 |  |  |  |  | Security Room Illumination including conduit | LS | 1 |  | 18 | INCLUDED | INCLUDED | INCLUDED | 0 | 0 | 0 | 0 | 0 | 0 | 0 | 0 | 0 | 0
69 | 7000035238 | 3550 | 630 | 290 | Illumination System-Service | 100001885 |  |  |  |  | Outdoor Power Receptacle for oilfiltration unit (250A) | EA | 2 |  | 18 | INCLUDED | INCLUDED | INCLUDED | 0 | 0 | 0 | 0 | 0 | 0 | 0 | 0 | 0 | 0
70 | 7000035238 | 3550 | 630 | 300 | Illumination System-Service | 100004935 |  |  |  |  | Type D1 Post top lantern pole of 4 meter as per technical specification. | EA | 10 |  | 18 | INCLUDED | INCLUDED | INCLUDED | 0 | 0 | 0 | 0 | 0 | 0 | 0 | 0 | 0 | 0
71 | 7000035238 | 3560 | 640 | 10 | Structure & Main Earthmat-Service | 100003103 |  |  |  |  | 40 mm MS rod for Main Earthmat | KM | 4 |  | 18 | INCLUDED | INCLUDED | INCLUDED | 0 | 0 | 0 | 0 | 0 | 0 | 0 | 0 | 0 | 0
72 | 7000035238 | 3710 | 660 | 10 | Telecom Eqpt Service Rangat | 100002812 |  |  |  |  | SDH Equipment (STM-16 MADM upto 5 MSP protected directions)-Base Equipment (Common cards, Cross Connect/control cards, optical basecards, power supply cards, power cabling, other hardware and accessories including sub racks, patch cord, DDF etc fully equipedexcluding optical interface & Tributary cards | EA | 1 |  | 18 | INCLUDED | INCLUDED | INCLUDED | 0 | 0 | 0 | 0 | 0 | 0 | 0 | 0 | 0 | 0
73 | 7000035238 | 3710 | 660 | 20 | Telecom Eqpt Service Rangat | 170000435 |  |  |  |  | Optical Interface Cards/SFP# -L16.2 for SDH Equipment-STM-16 | EA | 4 |  | 18 | INCLUDED | INCLUDED | INCLUDED | 0 | 0 | 0 | 0 | 0 | 0 | 0 | 0 | 0 | 0
74 | 7000035238 | 3710 | 660 | 30 | Telecom Eqpt Service Rangat | 100002825 |  |  |  |  | Tributary interface- E1 interface (Minimum 16 nos.) | SET | 2 |  | 18 | INCLUDED | INCLUDED | INCLUDED | 0 | 0 | 0 | 0 | 0 | 0 | 0 | 0 | 0 | 0
75 | 7000035238 | 3710 | 660 | 40 | Telecom Eqpt Service Rangat | 170000550 |  |  |  |  | Ethernet Interface 10/100 Base T with Layer-2 switching (Min 8 Interfaces per card) | EA | 2 |  | 18 | INCLUDED | INCLUDED | INCLUDED | 0 | 0 | 0 | 0 | 0 | 0 | 0 | 0 | 0 | 0
76 | 7000035238 | 3710 | 660 | 50 | Telecom Eqpt Service Rangat | 100002829 |  |  |  |  | Tributary interface-Gigabit Ethernet Interfaces 10/100 Mbps with Layer -2 Switching (minimum 2 nos.) | SET | 1 |  | 18 | INCLUDED | INCLUDED | INCLUDED | 0 | 0 | 0 | 0 | 0 | 0 | 0 | 0 | 0 | 0
77 | 7000035238 | 3710 | 660 | 60 | Telecom Eqpt Service Rangat | 170000375 |  |  |  |  | Equipment Cabinets-For SDH Equipments | EA | 1 |  | 18 | INCLUDED | INCLUDED | INCLUDED | 0 | 0 | 0 | 0 | 0 | 0 | 0 | 0 | 0 | 0
78 | 7000035238 | 3710 | 660 | 70 | Telecom Eqpt Service Rangat | 170000376 |  |  |  |  | NMS-Craft Terminal-Hardware | EA | 1 |  | 18 | INCLUDED | INCLUDED | INCLUDED | 0 | 0 | 0 | 0 | 0 | 0 | 0 | 0 | 0 | 0
79 | 7000035238 | 3710 | 660 | 80 | Telecom Eqpt Service Rangat | 170000377 |  |  |  |  | NMS-Craft Terminal-Software | EA | 1 |  | 18 | INCLUDED | INCLUDED | INCLUDED | 0 | 0 | 0 | 0 | 0 | 0 | 0 | 0 | 0 | 0
80 | 7000035238 | 3710 | 660 | 90 | Telecom Eqpt Service Rangat | 170000551 |  |  |  |  | VOIP telephone instrument with one common switch (min. 8 port) | EA | 2 |  | 18 | INCLUDED | INCLUDED | INCLUDED | 0 | 0 | 0 | 0 | 0 | 0 | 0 | 0 | 0 | 0
81 | 7000035238 | 3710 | 660 | 100 | Telecom Eqpt Service Rangat | 170004395 |  |  |  |  | Fibre Optic Approach cabling: Including installation hardware like GI pipe, elbow, conduits, accessories etc.: 48 Fibre | KM | 1 |  | 18 | INCLUDED | INCLUDED | INCLUDED | 0 | 0 | 0 | 0 | 0 | 0 | 0 | 0 | 0 | 0
82 | 7000035238 | 3710 | 660 | 110 | Telecom Eqpt Service Rangat | 170000356 |  |  |  |  | Fibre Optic Distribution Panel (FODP): Indoor Type: FC Coupling and mounted on ETSI 19" rack or slimline rack: Type 2 (96 Fibre) | EA | 1 |  | 18 | INCLUDED | INCLUDED | INCLUDED | 0 | 0 | 0 | 0 | 0 | 0 | 0 | 0 | 0 | 0
83 | 7000035238 | 3710 | 660 | 120 | Telecom Eqpt Service Rangat | 100002900 |  |  |  |  | Training for communication Equipments | MND | 2 |  | 18 | INCLUDED | INCLUDED | INCLUDED | 0 | 0 | 0 | 0 | 0 | 0 | 0 | 0 | 0 | 0
84 | 7000035238 | 3830 | 680 | 10 | Civil Works | 100004518 |  |  |  |  | Excavation in all kind of soil including rock for all leads and lifts, backfilling, disposal of surplus earth within a lead up to2Km as per technical specification. The surplus earth shall be roughly graded . | M3 | 8171 |  | 18 | INCLUDED | INCLUDED | INCLUDED | 0 | 0 | 0 | 0 | 0 | 0 | 0 | 0 | 0 | 0
85 | 7000035238 | 3830 | 680 | 20 | Civil Works | 100011662 |  |  |  |  | Excavation in hard rock which require blasting (including chemical blasting and rock excavated using specialized tools) for allfoundation works including stacking, measuring, disposal etc.for all leads and lifts as per technical specification. | M3 | 1000 |  | 18 | INCLUDED | INCLUDED | INCLUDED | 0 | 0 | 0 | 0 | 0 | 0 | 0 | 0 | 0 | 0
86 | 7000035238 | 3830 | 680 | 30 | Civil Works | 100001325 |  |  |  |  | Providing and laying of Plain Cement Concrete (PCC) (1:4:8) | M3 | 694 |  | 18 | INCLUDED | INCLUDED | INCLUDED | 0 | 0 | 0 | 0 | 0 | 0 | 0 | 0 | 0 | 0
87 | 7000035238 | 3830 | 680 | 40 | Civil Works | 100001326 |  |  |  |  | Providing and laying of Plain Cement Concrete (PCC) (1:2:4) | M3 | 95 |  | 18 | INCLUDED | INCLUDED | INCLUDED | 0 | 0 | 0 | 0 | 0 | 0 | 0 | 0 | 0 | 0
88 | 7000035238 | 3830 | 680 | 50 | Civil Works | 100016607 |  |  |  |  | Providing and laying of Reinforced Cement Concrete M30 including pre cast, shuttering, Grouting of pockets & underpinning butexcluding steel reinforcement | M3 | 2405 |  | 18 | INCLUDED | INCLUDED | INCLUDED | 0 | 0 | 0 | 0 | 0 | 0 | 0 | 0 | 0 | 0
89 | 7000035238 | 3830 | 680 | 60 | Civil Works | 100016681 |  |  |  |  | Reinforcement steel meeting corrosion resistance properties as per IS:1786 and manufacturer specificationâ€‹ | MT | 321 |  | 18 | INCLUDED | INCLUDED | INCLUDED | 0 | 0 | 0 | 0 | 0 | 0 | 0 | 0 | 0 | 0
90 | 7000035238 | 3830 | 680 | 70 | Civil Works | 100001330 |  |  |  |  | Stone filling (40 mm size) for transformer/Reactor foundation | M3 | 42 |  | 18 | INCLUDED | INCLUDED | INCLUDED | 0 | 0 | 0 | 0 | 0 | 0 | 0 | 0 | 0 | 0
91 | 7000035238 | 3830 | 680 | 80 | Civil Works | 100001331 |  |  |  |  | Misc. Structural steel including rails, embedments, edge protection angles, gratings etc. but excluding the reinforcement steel andsteel for lattice and pipe structures. | MT | 22 |  | 18 | INCLUDED | INCLUDED | INCLUDED | 0 | 0 | 0 | 0 | 0 | 0 | 0 | 0 | 0 | 0
92 | 7000035238 | 3830 | 680 | 90 | Civil Works | 100054773 |  |  |  |  | External finishing/ painting of fire wall with cement wash | M2 | 200 |  | 18 | INCLUDED | INCLUDED | INCLUDED | 0 | 0 | 0 | 0 | 0 | 0 | 0 | 0 | 0 | 0
93 | 7000035238 | 3830 | 680 | 100 | Civil Works | 100001714 |  |  |  |  | Stone spreading in switchyard excluding PCC | M2 | 6786 |  | 18 | INCLUDED | INCLUDED | INCLUDED | 0 | 0 | 0 | 0 | 0 | 0 | 0 | 0 | 0 | 0
94 | 7000035238 | 3830 | 680 | 110 | Civil Works | 100001713 |  |  |  |  | Antiweed treatment | M2 | 6786 |  | 18 | INCLUDED | INCLUDED | INCLUDED | 0 | 0 | 0 | 0 | 0 | 0 | 0 | 0 | 0 | 0
95 | 7000035238 | 3830 | 680 | 120 | Civil Works | 100048595 |  |  |  |  | Providing & laying non-woven Geo-synthetics fabric of minimum 200 GSM in separration layer between sub garde and stone spreading inswitchyard as per Technical Specification and direction of Engineer-in-Charge. | M2 | 6786 |  | 18 | INCLUDED | INCLUDED | INCLUDED | 0 | 0 | 0 | 0 | 0 | 0 | 0 | 0 | 0 | 0
96 | 7000035238 | 3830 | 680 | 130 | Civil Works | 100004507 |  |  |  |  | 3.75m wide Cement Concrete road with PCC shoulder including 100 mm dia RCC Hume Pipe @ 100 metre interval as per drawing and TS.However, reinforcement steel and all type concrete shall be paid separately under relevant items | M2 | 825 |  | 18 | INCLUDED | INCLUDED | INCLUDED | 0 | 0 | 0 | 0 | 0 | 0 | 0 | 0 | 0 | 0
97 | 7000035238 | 3830 | 680 | 140 | Civil Works | 100001458 |  |  |  |  | Construction of rail cum road as per drawing including all item such as excavation,compactions, rolling watering, WBM etc. butexcluding concrete reinforcement and structural steel-Section having two rails for Reactor. | M2 | 125 |  | 18 | INCLUDED | INCLUDED | INCLUDED | 0 | 0 | 0 | 0 | 0 | 0 | 0 | 0 | 0 | 0
98 | 7000035238 | 3830 | 680 | 150 | Civil Works | 100001735 |  |  |  |  | RCC culverts and cable trench crossings including supplying and laying hume pipe 250mm dia of grade (NP-3) excluding concrete as perspecification. | M | 50 |  | 18 | INCLUDED | INCLUDED | INCLUDED | 0 | 0 | 0 | 0 | 0 | 0 | 0 | 0 | 0 | 0
99 | 7000035238 | 3830 | 680 | 160 | Civil Works | 100001736 |  |  |  |  | RCC culverts and cable trench crossings including supplying and laying hume pipe 300mm dia of grade (NP-3) excluding concrete as perspecification. | M | 50 |  | 18 | INCLUDED | INCLUDED | INCLUDED | 0 | 0 | 0 | 0 | 0 | 0 | 0 | 0 | 0 | 0
100 | 7000035238 | 3830 | 680 | 170 | Civil Works | 100001737 |  |  |  |  | RCC culverts and cable trench crossings including supplying and laying hume pipe 450mm dia of grade (NP-3) excluding concrete as perspecification. | M | 50 |  | 18 | INCLUDED | INCLUDED | INCLUDED | 0 | 0 | 0 | 0 | 0 | 0 | 0 | 0 | 0 | 0
101 | 7000035238 | 3830 | 680 | 180 | Civil Works | 100020963 |  |  |  |  | RCC culvert crossings including supplying and laying hume pipe 600mm dia of grade (NP-3) excluding concrete as per specification. | M | 50 |  | 18 | INCLUDED | INCLUDED | INCLUDED | 0 | 0 | 0 | 0 | 0 | 0 | 0 | 0 | 0 | 0
102 | 7000035238 | 3830 | 680 | 190 | Civil Works | 100008611 |  |  |  |  | Swtichyard fencing: Providing and fixing fencing of GI barbed wire consisting of galvanized MS tubular posts at 3 m intervals; GIbarded wire shall run horizontally from post to post at a spacing of 300 mm (vertically) and a cross formation in each panel,complete as per technical specification and drawing. | M | 100 |  | 18 | INCLUDED | INCLUDED | INCLUDED | 0 | 0 | 0 | 0 | 0 | 0 | 0 | 0 | 0 | 0
103 | 7000035238 | 3830 | 680 | 200 | Civil Works | 100001392 |  |  |  |  | Switchyard Gate excluding Concrete | EA | 2 |  | 18 | INCLUDED | INCLUDED | INCLUDED | 0 | 0 | 0 | 0 | 0 | 0 | 0 | 0 | 0 | 0
104 | 7000035238 | 3830 | 680 | 210 | Civil Works | 100007701 |  |  |  |  | Supplying and erecting dewatering pumps- 2 HP | EA | 2 |  | 18 | INCLUDED | INCLUDED | INCLUDED | 0 | 0 | 0 | 0 | 0 | 0 | 0 | 0 | 0 | 0
105 | 7000035238 | 3830 | 680 | 220 | Civil Works | 100001409 |  |  |  |  | Supplying and erecting dewatering pumps-5 HP | EA | 1 |  | 18 | INCLUDED | INCLUDED | INCLUDED | 0 | 0 | 0 | 0 | 0 | 0 | 0 | 0 | 0 | 0
106 | 7000035238 | 3830 | 680 | 230 | Civil Works | 100015791 |  |  |  |  | All civil works for Drains construction of Section A-A including crossings if any as per technical specification and tender drawingscomplete in all respect with all labour and materials. | M | 72 |  | 18 | INCLUDED | INCLUDED | INCLUDED | 0 | 0 | 0 | 0 | 0 | 0 | 0 | 0 | 0 | 0
107 | 7000035238 | 3830 | 680 | 240 | Civil Works | 100015792 |  |  |  |  | All civil works for Drains construction of Section B-B including crossings if any as per technical specification and tender drawingscomplete in all respect with all labour and materials. | M | 108 |  | 18 | INCLUDED | INCLUDED | INCLUDED | 0 | 0 | 0 | 0 | 0 | 0 | 0 | 0 | 0 | 0
108 | 7000035238 | 3830 | 680 | 250 | Civil Works | 100015793 |  |  |  |  | All civil works for Drains construction of Section C-C including crossings if any as per technical specification and tender drawingscomplete in all respect with all labour and materials. | M | 36 |  | 18 | INCLUDED | INCLUDED | INCLUDED | 0 | 0 | 0 | 0 | 0 | 0 | 0 | 0 | 0 | 0
109 | 7000035238 | 3830 | 680 | 260 | Civil Works | 100015794 |  |  |  |  | All civil works for Drains construction of Section D-D including crossings if any as per technical specification and tender drawingscomplete in all respect with all labour and materials. | M | 24 |  | 18 | INCLUDED | INCLUDED | INCLUDED | 0 | 0 | 0 | 0 | 0 | 0 | 0 | 0 | 0 | 0
110 | 7000035238 | 3830 | 680 | 270 | Civil Works | 100003477 |  |  |  |  | Rain water harvesting excluding reinforcement and concrete as per drawing | EA | 1 |  | 18 | INCLUDED | INCLUDED | INCLUDED | 0 | 0 | 0 | 0 | 0 | 0 | 0 | 0 | 0 | 0
111 | 7000035238 | 3830 | 680 | 280 | Civil Works | 100001683 |  |  |  |  | Control Room Building - Civil Works All civil works as per drawing and specifications complete, including - brickwork, finishing(external and internal), windows etc. However, excavation, PCC, RCC and reinforcement shall be paid separately as per BPS. | M2 | 600 |  | 18 | INCLUDED | INCLUDED | INCLUDED | 0 | 0 | 0 | 0 | 0 | 0 | 0 | 0 | 0 | 0
112 | 7000035238 | 3830 | 680 | 290 | Civil Works | 100001682 |  |  |  |  | FFPH Building - Civil Works All civil works as per drawing and specifications complete, including - brickwork,finishing (externaland internal),windows etc.However, excavation, PCC,RCC and reinforcement shall be paid separately as per BPS | M2 | 27.5 |  | 18 | INCLUDED | INCLUDED | INCLUDED | 0 | 0 | 0 | 0 | 0 | 0 | 0 | 0 | 0 | 0
113 | 7000035238 | 3830 | 680 | 300 | Civil Works | 100001700 |  |  |  |  | All civil works as per drawing and specification but excluding excavation, PCC, RCC, reinforcement but including finishing (internaland external) etc & all civil works complete in all respect - Water Tank for Fire Fighting Pump House | EA | 1 |  | 18 | INCLUDED | INCLUDED | INCLUDED | 0 | 0 | 0 | 0 | 0 | 0 | 0 | 0 | 0 | 0
114 | 7000035238 | 3830 | 680 | 310 | Civil Works | 100008638 |  |  |  |  | Supplying and laying CPVC pipe for external water supply system - 75 mm dia pipe | M | 100 |  | 18 | INCLUDED | INCLUDED | INCLUDED | 0 | 0 | 0 | 0 | 0 | 0 | 0 | 0 | 0 | 0
115 | 7000035238 | 3830 | 680 | 320 | Civil Works | 100008639 |  |  |  |  | Supplying and laying CPVC pipe for external water supply system - 50 mm dia pipe | M | 50 |  | 18 | INCLUDED | INCLUDED | INCLUDED | 0 | 0 | 0 | 0 | 0 | 0 | 0 | 0 | 0 | 0
116 | 7000035238 | 3830 | 680 | 330 | Civil Works | 100010100 |  |  |  |  | Supplying and laying CPVC pipe for external water supply system - 40 mm dia pipe | M | 50 |  | 18 | INCLUDED | INCLUDED | INCLUDED | 0 | 0 | 0 | 0 | 0 | 0 | 0 | 0 | 0 | 0
117 | 7000035238 | 3830 | 680 | 340 | Civil Works | 100010101 |  |  |  |  | Supplying and laying CPVC pipe for external water supply system - 25 mm dia pipe | M | 50 |  | 18 | INCLUDED | INCLUDED | INCLUDED | 0 | 0 | 0 | 0 | 0 | 0 | 0 | 0 | 0 | 0
118 | 7000035238 | 3830 | 680 | 350 | Civil Works | 100001740 |  |  |  |  | Septic tank and soakpit for CRB | EA | 1 |  | 18 | INCLUDED | INCLUDED | INCLUDED | 0 | 0 | 0 | 0 | 0 | 0 | 0 | 0 | 0 | 0
119 | 7000035238 | 3830 | 680 | 360 | Civil Works | 100001755 |  |  |  |  | Providing & Laying of SW pipes for external sewerage system as per technical specification 100mm dia pipe | M | 50 |  | 18 | INCLUDED | INCLUDED | INCLUDED | 0 | 0 | 0 | 0 | 0 | 0 | 0 | 0 | 0 | 0
120 | 7000035238 | 3830 | 680 | 370 | Civil Works | 100001756 |  |  |  |  | Providing & Laying of SW pipes for external sewerage system as per technical specification 150mm dia pipe | M | 50 |  | 18 | INCLUDED | INCLUDED | INCLUDED | 0 | 0 | 0 | 0 | 0 | 0 | 0 | 0 | 0 | 0
121 | 7000035238 | 3830 | 680 | 380 | Civil Works | 100001757 |  |  |  |  | Providing & Laying of SW pipes for external sewerage system as per technical specification 200mm dia pipe | M | 50 |  | 18 | INCLUDED | INCLUDED | INCLUDED | 0 | 0 | 0 | 0 | 0 | 0 | 0 | 0 | 0 | 0
122 | 7000035238 | 3830 | 680 | 390 | Civil Works | 100002488 |  |  |  |  | Septic tank and soakpit for Security Room | EA | 1 |  | 18 | INCLUDED | INCLUDED | INCLUDED | 0 | 0 | 0 | 0 | 0 | 0 | 0 | 0 | 0 | 0
123 | 7000035238 | 3830 | 680 | 400 | Civil Works | 100001701 |  |  |  |  | Security Hut - Civil WorksAll civilworks as per drawing and specificationscomplete, including - brickwork,finishing (external and internal),windows etc.However, excavation, PCC,RCC and reinforcement shall be paidseparately as per BPS. | M2 | 18 |  | 18 | INCLUDED | INCLUDED | INCLUDED | 0 | 0 | 0 | 0 | 0 | 0 | 0 | 0 | 0 | 0
124 | 7000035238 | 3830 | 680 | 410 | Civil Works | 100002912 |  |  |  |  | Providing and fixing Pre cast RCC Boundary wall as per drawings and specifications, including centring, shuttering, moulding,RCC, reinforcement, casting, curing, hoisting, carriage of precast cols/panels to site,Excavation, PCC, backfilling,MS angles andConcertina coil etc. complete. | M | 330 |  | 18 | INCLUDED | INCLUDED | INCLUDED | 0 | 0 | 0 | 0 | 0 | 0 | 0 | 0 | 0 | 0
125 | 7000035238 | 3830 | 680 | 420 | Civil Works | 100002913 |  |  |  |  | Providing and fixing main entrance gate as per drawings including Excavation, PCC, backfilling, RCC, reinforcement, MS steel,fabrication, painting etc complete | LOT | 1 |  | 18 | INCLUDED | INCLUDED | INCLUDED | 0 | 0 | 0 | 0 | 0 | 0 | 0 | 0 | 0 | 0
126 | 7000035238 | 3830 | 680 | 430 | Civil Works | 100001433 |  |  |  |  | Soil Investigation: As per technical specification including all laboratory and field tests, report and recommendations. | LOT | 1 |  | 18 | INCLUDED | INCLUDED | INCLUDED | 0 | 0 | 0 | 0 | 0 | 0 | 0 | 0 | 0 | 0
127 | 7000035238 | 3830 | 680 | 440 | Civil Works | 100002911 |  |  |  |  | Earthwork in excavation & filling in all types of soil and soft/disintegrated rock in open areas/nallas/channels, to the requiredslopes, shapes, levels, elevations and profile, including trimming of bottom and slopes of excavation, bailing out rain(dewatering), pumping, removal of slush, preparing embankments/marginal banks, loosening, dressing, spreading material in layers notexceeding 200mm, as per direction of Engineer-in-Charge, water flooding, compacting to achieve 95% consolidation at optimum moisturecontent, finishing etc. all complete, for all leads and lifts within leveling boundary, including disposal of surplus earth andstacking of unsuitable material within a lead of 2.0 Km beyond substation boundary, with all labour, material, tools, tackles andequipment, safeguards and incidentals, Royalty,taxes etc. as necessary, as per drawings, specification and directions of theEngineer-in-Charge. Clearing of jungle is included in this item. (Only excavation/cutting will be measured for payment purpose.) | M3 | 6000 |  | 18 | INCLUDED | INCLUDED | INCLUDED | 0 | 0 | 0 | 0 | 0 | 0 | 0 | 0 | 0 | 0
128 | 7000035238 | 3830 | 680 | 450 | Civil Works | 100002583 |  |  |  |  | Supply of earth (excluding rock & boulders) at site including royalty, carriage and filling in specified areas in layers notexceeding 200mm in depth, compacting under optimum moisture condition to achieve 95% of Proctor density, finishing etc. allcomplete, for all leads & lifts, with all labour, material, tools, tackles, equipments, safeguards & incidentals as necessary as perdrawings, specification and direction of the Engineer- in- Charge. | M3 | 7000 |  | 18 | INCLUDED | INCLUDED | INCLUDED | 0 | 0 | 0 | 0 | 0 | 0 | 0 | 0 | 0 | 0
129 | 7000035238 | 3830 | 680 | 460 | Civil Works | 100002914 |  |  |  |  | Earthwork in excavation in Hard rocks in open areas/nallas/ channels, to the required slopes, shapes, levels, elevations andprofile, including trimming of bottom and slopes of excavation and stacking and disposal of rock for a lead up to 2.0 KM beyondleveling boundary and all lifts , with all labour, material, tools, tackles and equipment, safeguards and incidentals,Royalty,taxesetc. as per directions of the Engineer-in-Charge. Serviceable material if available shall be stacked at site as identified byEngineer-in-Charge.(50% void deduction from stack measurement) | M3 | 1000 |  | 18 | INCLUDED | INCLUDED | INCLUDED | 0 | 0 | 0 | 0 | 0 | 0 | 0 | 0 | 0 | 0
130 | 7000035238 | 3830 | 680 | 470 | Civil Works | 100007097 |  |  |  |  | Dry stone pitching 22.5 cm thick including supply of stones and preparing surface complete including construction of 600 mm high and230 mm wide cement concrete (1:3:6) (1 cement : 3 coarse sand (zone-III) : 6 graded stone aggregate 20 mm nominal size) toe wall atthe lowest portion of stone pitching area etc. completed as per theinstruction of Engineer-In-Charge. . | M2 | 1000 |  | 18 | INCLUDED | INCLUDED | INCLUDED | 0 | 0 | 0 | 0 | 0 | 0 | 0 | 0 | 0 | 0
131 | 7000035238 | 3830 | 680 | 480 | Civil Works | 100004463 |  |  |  |  | Random Rubble masonry for Retaining wall with locally available stone in cement sand mortar 1:6 (1 Cement: 6 coarse sand) includinglevelling up with cement concrete 1:6:12 (1 cement : 6 coarse sand : 12 graded stone aggregate 20 mm nominal size), Raised and Cutpointing on exposed surface, weep holes/PVC pipe sleeves of 100 mm dia (medium class) @ 1 metre C/C staggered . The top of theretaining wall to be provided with cement concrete 1:2:4. However items of excavation, concrete (1:2:4) shall be payable underrespective items of BPS | M3 | 300 |  | 18 | INCLUDED | INCLUDED | INCLUDED | 0 | 0 | 0 | 0 | 0 | 0 | 0 | 0 | 0 | 0
132 | 7000035238 | 3830 | 680 | 490 | Civil Works | 120003321 |  |  |  |  | Providing & making Gabion structure with Mechanically Woven Double Twisted Hexagonal Shaped Wire mesh Gabion Boxes as per IS16014:2012,MORTH Clause 2500, of required size, Mesh Type 10x12(D=100 mm with tolerance of Â± 2%) Zinic+PVC coated, Mesh wirediameter2.7/3.7mm, mechanically edged/selvedged with partitions at every 1m interval and shall have minimum 10 numbers of openingsper meter of mesh perpendicular to twist, tying with lacing wire of diameter 2.2/3.2mm(ID/OD), supplied @3% by weight of Gabionboxes, filled with boulders with least dimension of 200 mm, as per drawing, all complete as per directions of Engineer-incharge. | M3 | 300 |  | 18 | INCLUDED | INCLUDED | INCLUDED | 0 | 0 | 0 | 0 | 0 | 0 | 0 | 0 | 0 | 0
133 | 7000035238 | 3830 | 680 | 500 | Civil Works | 100015233 |  |  |  |  | Providing and fixing in weep holes of retaining walls unplasticised Rigid PVC rain water pipes conforming to IS : 13592 Type A,including jointing with seal ring conforming to IS : 5382, leaving 10 mm gap for thermal expansion, (i) Single socketed pipes.:110mm diameter. | RM | 50 |  | 18 | INCLUDED | INCLUDED | INCLUDED | 0 | 0 | 0 | 0 | 0 | 0 | 0 | 0 | 0 | 0
134 | 7000035238 | 3830 | 680 | 510 | Civil Works | 150000067 |  |  |  |  | Sinking of Tubewell and installation of motor operated submersible pump of suitable capacity and reputed make (All items to besupplied by the contractor. Make of motor/pump to be approved by POWERGRID) | EA | 1 |  | 18 | INCLUDED | INCLUDED | INCLUDED | 0 | 0 | 0 | 0 | 0 | 0 | 0 | 0 | 0 | 0
135 | 7000035238 | 3830 | 680 | 520 | Civil Works | 100001720 |  |  |  |  | Supplying, filling and compacting CNS material as per specification under floors, foundations, roads, cable trenches, drains etc inlayers not exceeding 200 mm thickness | M3 | 500 |  | 18 | INCLUDED | INCLUDED | INCLUDED | 0 | 0 | 0 | 0 | 0 | 0 | 0 | 0 | 0 | 0
136 | 7000035238 | 3830 | 680 | 530 | Civil Works | 100001721 |  |  |  |  | Supplying, filling and compacting stone boulders mixed with sand under foundations, roads, cable trenches, drains etc in layers notexceeding 250mm thickness including ramming, watering compacting | M3 | 500 |  | 18 | INCLUDED | INCLUDED | INCLUDED | 0 | 0 | 0 | 0 | 0 | 0 | 0 | 0 | 0 | 0
137 | 7000035238 | 3830 | 680 | 540 | Civil Works | 100016667 |  |  |  |  | Cable Trench including all types of crossings, all metallic works and sump pit including concrete and reinforcement steel Section2A-2A | M | 30 |  | 18 | INCLUDED | INCLUDED | INCLUDED | 0 | 0 | 0 | 0 | 0 | 0 | 0 | 0 | 0 | 0
138 | 7000035238 | 3830 | 680 | 550 | Civil Works | 100001478 |  |  |  |  | Cable Trench including all types of crossings, all metallic works and sump pit including concrte and reinforcement steel Section 2-2 | M | 80 |  | 18 | INCLUDED | INCLUDED | INCLUDED | 0 | 0 | 0 | 0 | 0 | 0 | 0 | 0 | 0 | 0
139 | 7000035238 | 3830 | 680 | 560 | Civil Works | 100001479 |  |  |  |  | Cable Trench including all types of crossings, all metallic works and sump pit including concrte and reinforcement steel Section 3-3 | M | 200 |  | 18 | INCLUDED | INCLUDED | INCLUDED | 0 | 0 | 0 | 0 | 0 | 0 | 0 | 0 | 0 | 0
140 | 7000035238 | 3830 | 680 | 570 | Civil Works | 100001480 |  |  |  |  | Cable Trench including all types of crossings, all metallic works and sump pit including concrte and reinforcement steel Section 4-4 | M | 20 |  | 18 | INCLUDED | INCLUDED | INCLUDED | 0 | 0 | 0 | 0 | 0 | 0 | 0 | 0 | 0 | 0
141 | 7000035238 | 3830 | 680 | 580 | Civil Works | 100004832 |  |  |  |  | Boring, providing and installing bored cast-in-situ reinforced cement concrete pile of 450 mm dia and specified length below thepile cap to carry a safe working load not less than specified including the cost of boring, temporary casing, bentonite solutionetc. complete. The length of the piles shall be measured from bottom of the pile cap to the lowest point of pile. The cost ofreinforcement steel, cement concrete, routine and initial test shall be paid separately under respective items of BPS. | RM | 9064 |  | 18 | INCLUDED | INCLUDED | INCLUDED | 0 | 0 | 0 | 0 | 0 | 0 | 0 | 0 | 0 | 0
142 | 7000035238 | 3830 | 680 | 590 | Civil Works | 100016609 |  |  |  |  | Providing and laying of reinforced cement concrete for piling work of Grade M-30 ( Minimum cement content of 400Kg/cu.m.) ofspecified diameter & length below the pile cap. | M3 | 1442 |  | 18 | INCLUDED | INCLUDED | INCLUDED | 0 | 0 | 0 | 0 | 0 | 0 | 0 | 0 | 0 | 0
143 | 7000035238 | 3830 | 680 | 600 | Civil Works | 100015220 |  |  |  |  | Initial Vertical Compression load testing of piles in accordance with IS 2911 (Part IV) including installation of loading platformand preparation of pile head or construction of test cap and dismantling of test cap after test etc. complete as per specification &the direction of Engineer in-charge. - 450mm Dia pile | EA | 1 |  | 18 | INCLUDED | INCLUDED | INCLUDED | 0 | 0 | 0 | 0 | 0 | 0 | 0 | 0 | 0 | 0
144 | 7000035238 | 3830 | 680 | 610 | Civil Works | 100015222 |  |  |  |  | Initial Pullout Test of piles in accordance with IS 2911(Part-IV) inlcuding T&P, labour , hydraulic jack etc. complete - 450mm diapile | EA | 1 |  | 18 | INCLUDED | INCLUDED | INCLUDED | 0 | 0 | 0 | 0 | 0 | 0 | 0 | 0 | 0 | 0
145 | 7000035238 | 3830 | 680 | 620 | Civil Works | 100015224 |  |  |  |  | Initial Lateral load testing of single pile in accordance with IS Code of practice IS : 2911 (Part IV) for determining safeallowable lateral load on pile -450mm dia Pile | EA | 1 |  | 18 | INCLUDED | INCLUDED | INCLUDED | 0 | 0 | 0 | 0 | 0 | 0 | 0 | 0 | 0 | 0
146 | 7000035238 | 3830 | 680 | 630 | Civil Works | 100015226 |  |  |  |  | Routine test-Vertical load testing of piles in accordance with IS 2911 (Part IV) including installation of loading platform andpreparation of pile head or construction of test cap and dismantling of test cap after test etc. complete as per specification & thedirection of Engineer in-charge. - 450mm Dia pile | EA | 4 |  | 18 | INCLUDED | INCLUDED | INCLUDED | 0 | 0 | 0 | 0 | 0 | 0 | 0 | 0 | 0 | 0
147 | 7000035238 | 3830 | 680 | 640 | Civil Works | 100015228 |  |  |  |  | Routine Pullout Test of piles in accordance with IS 2911(Part-IV) inlcuding T&P, labour , hydraulic jack etc. complete-450mm diapile | EA | 4 |  | 18 | INCLUDED | INCLUDED | INCLUDED | 0 | 0 | 0 | 0 | 0 | 0 | 0 | 0 | 0 | 0
148 | 7000035238 | 3830 | 680 | 650 | Civil Works | 100015230 |  |  |  |  | Routine test- Lateral load testing of single pile in accordance with IS Code of practice IS : 2911 (Part IV) for determining safeallowable lateral load on pile -450mm dia pile | EA | 4 |  | 18 | INCLUDED | INCLUDED | INCLUDED | 0 | 0 | 0 | 0 | 0 | 0 | 0 | 0 | 0 | 0
149 | 7000035238 | 3830 | 680 | 660 | Civil Works | 120002789 |  |  |  |  | 20.9 Integrity testing of Pile using Low Strain/ Sonic Integrity Test/ Sonic Echo Test method in accordance with IS 14893 includingsurface preparation of pile top by removing soil, mud, dust & chipping lean concrete lumps etc. and use of computerised equipmentand high skill trained personal for conducting the test & submission of results, all complete as per direction ofEngineer-in-charge. Note: DSR unit is 'per test' | EA | 906 |  | 18 | INCLUDED | INCLUDED | INCLUDED | 0 | 0 | 0 | 0 | 0 | 0 | 0 | 0 | 0 | 0
150 | 7000035238 | 3830 | 680 | 670 | Civil Works | 100001432 |  |  |  |  | Buried Cable trenches for Aux. Power arrangement | M | 1800 |  | 18 | INCLUDED | INCLUDED | INCLUDED | 0 | 0 | 0 | 0 | 0 | 0 | 0 | 0 | 0 | 0
151 | 7000035238 | 3840 | 690 | 10 | Non-Standard structures-Service | 100001210 |  |  |  |  | Erection of Lattice Structures (MS Steel), to be designed during detailed engineering, for towers, beams and equipment supportstructure including pack plates / packwashers and gusset plates excluding fasteners and foundation bolts | MT | 117 |  | 18 | INCLUDED | INCLUDED | INCLUDED | 0 | 0 | 0 | 0 | 0 | 0 | 0 | 0 | 0 | 0
152 | 7000035238 | 3840 | 690 | 20 | Non-Standard structures-Service | 100001680 |  |  |  |  | Erection of fasteners ( nuts, bolts and washers ) including step bolts for lattice and pipe structures to be designed duringdetailed engineering | MT | 7 |  | 18 | INCLUDED | INCLUDED | INCLUDED | 0 | 0 | 0 | 0 | 0 | 0 | 0 | 0 | 0 | 0
153 | 7000035238 | 3840 | 690 | 30 | Non-Standard structures-Service | 100001681 |  |  |  |  | Erection of foundation bolts including nuts, checknut and washers for lattice and pipe structures to be designed during detailedengineering | MT | 10 |  | 18 | INCLUDED | INCLUDED | INCLUDED | 0 | 0 | 0 | 0 | 0 | 0 | 0 | 0 | 0 | 0
1: D; 2: 66/33kV Baratang Ss | [6 empty] | Rounded off UnitPrice | Total Corrected Price (excl. GST) | GST rate | GST Amount
1 | 7000035238 | 4780 | 380 | 40 | Power Transformer-Service | 100002055 |  |  |  |  | Nitrogen injection type fire protection for 66kV transformer | SET | 2 |  | 18 | INCLUDED | INCLUDED | INCLUDED | 0 | 0 | 0 | 0 | 0 | 0 | 0 | 0 | 0 | 0
2 | 7000035238 | 4780 | 380 | 50 | Power Transformer-Service | 100002790 |  |  |  |  | 5MVA, 66/33kV, 3-Phase Power Transformer | EA | 2 |  | 18 | INCLUDED | INCLUDED | INCLUDED | 0 | 0 | 0 | 0 | 0 | 0 | 0 | 0 | 0 | 0
3 | 7000035238 | 4780 | 380 | 60 | Power Transformer-Service | 100002791 |  |  |  |  | INSULATING OIL FOR 5MVA, 66/33KV, 3-PHASE POWER TRANSFORMER | SET | 2 |  | 18 | INCLUDED | INCLUDED | INCLUDED | 0 | 0 | 0 | 0 | 0 | 0 | 0 | 0 | 0 | 0
4 | 7000035238 | 4790 | 390 | 30 | LT Transformer-Service | 100058316 |  |  |  |  | 160KVA, 33/0.433KV, 3PH LT TRANSFORMER | EA | 2 |  | 18 | INCLUDED | INCLUDED | INCLUDED | 0 | 0 | 0 | 0 | 0 | 0 | 0 | 0 | 0 | 0
5 | 7000035238 | 4800 | 410 | 150 | 36kV Equipments-Service | 100000669 |  |  |  |  | 30kV Surge Arrester (1-Phase) | EA | 15 |  | 18 | INCLUDED | INCLUDED | INCLUDED | 0 | 0 | 0 | 0 | 0 | 0 | 0 | 0 | 0 | 0
6 | 7000035238 | 4800 | 410 | 160 | 36kV Equipments-Service | 100000684 |  |  |  |  | 36kV, 1ph Bus post insulator | SET | 5 |  | 18 | INCLUDED | INCLUDED | INCLUDED | 0 | 0 | 0 | 0 | 0 | 0 | 0 | 0 | 0 | 0
7 | 7000035238 | 4800 | 410 | 170 | 36kV Equipments-Service | 100000660 |  |  |  |  | 36 kV, 630A, 25 KA, 3-Phase DoubleBreak Isolator with one E/S | EA | 5 |  | 18 | INCLUDED | INCLUDED | INCLUDED | 0 | 0 | 0 | 0 | 0 | 0 | 0 | 0 | 0 | 0
8 | 7000035238 | 4800 | 410 | 180 | 36kV Equipments-Service | 100001780 |  |  |  |  | 36 kV (3-phase) Indoor Switch gear Panel for Bus Sectionaliser Module | SET | 1 |  | 18 | INCLUDED | INCLUDED | INCLUDED | 0 | 0 | 0 | 0 | 0 | 0 | 0 | 0 | 0 | 0
9 | 7000035238 | 4800 | 410 | 190 | 36kV Equipments-Service | 100000671 |  |  |  |  | 36 kV,25 KA, 3-phase Indoor Switch gear Panel-Line Module | EA | 5 |  | 18 | INCLUDED | INCLUDED | INCLUDED | 0 | 0 | 0 | 0 | 0 | 0 | 0 | 0 | 0 | 0
10 | 7000035238 | 4800 | 410 | 200 | 36kV Equipments-Service | 100000672 |  |  |  |  | 36 kV,25 KA, 3-phase Indoor Switch gear Panel-Transformer Module | EA | 2 |  | 18 | INCLUDED | INCLUDED | INCLUDED | 0 | 0 | 0 | 0 | 0 | 0 | 0 | 0 | 0 | 0
11 | 7000035238 | 4800 | 410 | 210 | 36kV Equipments-Service | 100003609 |  |  |  |  | 36 kV,25 KA (3-phase) LT Transformer Module | EA | 2 |  | 18 | INCLUDED | INCLUDED | INCLUDED | 0 | 0 | 0 | 0 | 0 | 0 | 0 | 0 | 0 | 0
12 | 7000035238 | 4810 | 420 | 10 | Substation Auxiliary | 100000894 |  |  |  |  | 415V Main Switchboard | SET | 1 |  | 18 | INCLUDED | INCLUDED | INCLUDED | 0 | 0 | 0 | 0 | 0 | 0 | 0 | 0 | 0 | 0
13 | 7000035238 | 4810 | 420 | 20 | Substation Auxiliary | 100000895 |  |  |  |  | AC Distribution Board (ACDB) | SET | 1 |  | 18 | INCLUDED | INCLUDED | INCLUDED | 0 | 0 | 0 | 0 | 0 | 0 | 0 | 0 | 0 | 0
14 | 7000035238 | 4810 | 420 | 30 | Substation Auxiliary | 100002065 |  |  |  |  | 415V Main Lighting DB(along with 2 nos.25 kVA 415V/415V Lighting transformer) | SET | 1 |  | 18 | INCLUDED | INCLUDED | INCLUDED | 0 | 0 | 0 | 0 | 0 | 0 | 0 | 0 | 0 | 0
15 | 7000035238 | 4810 | 420 | 40 | Substation Auxiliary | 100002066 |  |  |  |  | 415V Emergency Lighting DB(along with 1no. 25kVA 415V/415V lightingtransformer) | SET | 1 |  | 18 | INCLUDED | INCLUDED | INCLUDED | 0 | 0 | 0 | 0 | 0 | 0 | 0 | 0 | 0 | 0
16 | 7000035238 | 4810 | 420 | 50 | Substation Auxiliary | 100000904 |  |  |  |  | 110 V DC Distribution Board(DCDB) | SET | 2 |  | 18 | INCLUDED | INCLUDED | INCLUDED | 0 | 0 | 0 | 0 | 0 | 0 | 0 | 0 | 0 | 0
17 | 7000035238 | 4810 | 420 | 60 | Substation Auxiliary | 100002253 |  |  |  |  | 110V, 250Ah Battery | EA | 2 |  | 18 | INCLUDED | INCLUDED | INCLUDED | 0 | 0 | 0 | 0 | 0 | 0 | 0 | 0 | 0 | 0
18 | 7000035238 | 4810 | 420 | 70 | Substation Auxiliary | 100000944 |  |  |  |  | 110V, 60A/60A Float Cum Boost BatteryCharger | EA | 2 |  | 18 | INCLUDED | INCLUDED | INCLUDED | 0 | 0 | 0 | 0 | 0 | 0 | 0 | 0 | 0 | 0
19 | 7000035238 | 4810 | 420 | 80 | Substation Auxiliary | 100000924 |  |  |  |  | 48V, 200 Ah Battery | SET | 2 |  | 18 | INCLUDED | INCLUDED | INCLUDED | 0 | 0 | 0 | 0 | 0 | 0 | 0 | 0 | 0 | 0
20 | 7000035238 | 4810 | 420 | 90 | Substation Auxiliary | 100002252 |  |  |  |  | 48V, 70A/70A Float Cum Boost BatteryCharger cum DCDB | SET | 2 |  | 18 | INCLUDED | INCLUDED | INCLUDED | 0 | 0 | 0 | 0 | 0 | 0 | 0 | 0 | 0 | 0
21 | 7000035238 | 4810 | 420 | 110 | Substation Auxiliary | 100000960 |  |  |  |  | High wall type split AC unit of 2 TR capacity | EA | 10 |  | 18 | INCLUDED | INCLUDED | INCLUDED | 0 | 0 | 0 | 0 | 0 | 0 | 0 | 0 | 0 | 0
22 | 7000035238 | 4810 | 420 | 120 | Substation Auxiliary | 100058194 |  |  |  |  | 75 KVA DIESEL GENERATOR SET WITH CONTROL PANEL | EA | 1 |  | 18 | INCLUDED | INCLUDED | INCLUDED | 0 | 0 | 0 | 0 | 0 | 0 | 0 | 0 | 0 | 0
23 | 7000035238 | 4810 | 420 | 130 | Substation Auxiliary | 100000869 |  |  |  |  | Visual monitoring system for watch & ward | SET | 1 |  | 18 | INCLUDED | INCLUDED | INCLUDED | 0 | 0 | 0 | 0 | 0 | 0 | 0 | 0 | 0 | 0
24 | 7000035238 | 4820 | 430 | 80 | Relay & Protection Panel-Service | 100000760 |  |  |  |  | 66 kV Line Protection Panel (with Automation) | EA | 4 |  | 18 | INCLUDED | INCLUDED | INCLUDED | 0 | 0 | 0 | 0 | 0 | 0 | 0 | 0 | 0 | 0
25 | 7000035238 | 4820 | 430 | 90 | Relay & Protection Panel-Service | 100000761 |  |  |  |  | 66 kV Transformer Protection Panel (For both HV & MV side)-(with Automation) | EA | 2 |  | 18 | INCLUDED | INCLUDED | INCLUDED | 0 | 0 | 0 | 0 | 0 | 0 | 0 | 0 | 0 | 0
26 | 7000035238 | 4820 | 430 | 100 | Relay & Protection Panel-Service | 100002711 |  |  |  |  | 66 kV Protection Panel for Bus Sectionalizer (with Automation) | EA | 1 |  | 18 | INCLUDED | INCLUDED | INCLUDED | 0 | 0 | 0 | 0 | 0 | 0 | 0 | 0 | 0 | 0
27 | 7000035238 | 4820 | 430 | 110 | Relay & Protection Panel-Service | 100001891 |  |  |  |  | Time synchronisation equipment | EA | 1 |  | 18 | INCLUDED | INCLUDED | INCLUDED | 0 | 0 | 0 | 0 | 0 | 0 | 0 | 0 | 0 | 0
28 | 7000035238 | 4820 | 430 | 120 | Relay & Protection Panel-Service | 100000783 |  |  |  |  | Complete Substation automation System for controlling and monitoring of Auxilary System including BCUs as per technicalspecification | SET | 1 |  | 18 | INCLUDED | INCLUDED | INCLUDED | 0 | 0 | 0 | 0 | 0 | 0 | 0 | 0 | 0 | 0
29 | 7000035238 | 4820 | 430 | 130 | Relay & Protection Panel-Service | 100000774 |  |  |  |  | Complete Substation automation System for 66kV bay as per Technical Specification | EA | 7 |  | 18 | INCLUDED | INCLUDED | INCLUDED | 0 | 0 | 0 | 0 | 0 | 0 | 0 | 0 | 0 | 0
30 | 7000035238 | 4820 | 430 | 150 | Relay & Protection Panel-Service | 100000775 |  |  |  |  | Complete Substation automation System for 33kV bay as per Technical Specification | EA | 10 |  | 18 | INCLUDED | INCLUDED | INCLUDED | 0 | 0 | 0 | 0 | 0 | 0 | 0 | 0 | 0 | 0
31 | 7000035238 | 4830 | 450 | 10 | Fire Protection System-Service | 100002257 |  |  |  |  | Diesel Engine driven Hydrant system with Water tank, Pump Room, DG driven pump, O/G & U/G piping, hydrant points for transformers,buildings, store yard and accessories etc. | LS | 1 |  | 18 | INCLUDED | INCLUDED | INCLUDED | 0 | 0 | 0 | 0 | 0 | 0 | 0 | 0 | 0 | 0
32 | 7000035238 | 4830 | 450 | 20 | Fire Protection System-Service | 100000972 |  |  |  |  | 9litre water type Portable Fire extinguisher | EA | 4 |  | 18 | INCLUDED | INCLUDED | INCLUDED | 0 | 0 | 0 | 0 | 0 | 0 | 0 | 0 | 0 | 0
33 | 7000035238 | 4830 | 450 | 30 | Fire Protection System-Service | 100000975 |  |  |  |  | 4.5 kg CO2 type Portable Fire extinguisher | EA | 10 |  | 18 | INCLUDED | INCLUDED | INCLUDED | 0 | 0 | 0 | 0 | 0 | 0 | 0 | 0 | 0 | 0
34 | 7000035238 | 4830 | 450 | 40 | Fire Protection System-Service | 100000976 |  |  |  |  | 6Kg dry chemical powered type Portable Fire extinguisher | EA | 6 |  | 18 | INCLUDED | INCLUDED | INCLUDED | 0 | 0 | 0 | 0 | 0 | 0 | 0 | 0 | 0 | 0
35 | 7000035238 | 4830 | 450 | 50 | Fire Protection System-Service | 100008260 |  |  |  |  | 60 litre foam type Trolley/Wheel mounted Fire extinguisher | EA | 2 |  | 18 | INCLUDED | INCLUDED | INCLUDED | 0 | 0 | 0 | 0 | 0 | 0 | 0 | 0 | 0 | 0
36 | 7000035238 | 4830 | 450 | 60 | Fire Protection System-Service | 100002641 |  |  |  |  | Fire Detection and Alarm System for Control Room Building (66kV) | LS | 1 |  | 18 | INCLUDED | INCLUDED | INCLUDED | 0 | 0 | 0 | 0 | 0 | 0 | 0 | 0 | 0 | 0
37 | 7000035238 | 4840 | 490 | 80 | Erection H/W-Service | 100000638 |  |  |  |  | Erection Hardware for 66kV (Bus Scheme as per SLD)-Line Bay as per specification | SET | 4 |  | 18 | INCLUDED | INCLUDED | INCLUDED | 0 | 0 | 0 | 0 | 0 | 0 | 0 | 0 | 0 | 0
38 | 7000035238 | 4840 | 490 | 90 | Erection H/W-Service | 100000639 |  |  |  |  | Erection Hardware for 66kV (Bus Scheme as per SLD)-Transformer Bay as per specification | SET | 2 |  | 18 | INCLUDED | INCLUDED | INCLUDED | 0 | 0 | 0 | 0 | 0 | 0 | 0 | 0 | 0 | 0
39 | 7000035238 | 4840 | 490 | 100 | Erection H/W-Service | 100000646 |  |  |  |  | Erection Hardware for 66kV (Bus Scheme as per SLD)-Bus section bay as per specification | SET | 1 |  | 18 | INCLUDED | INCLUDED | INCLUDED | 0 | 0 | 0 | 0 | 0 | 0 | 0 | 0 | 0 | 0
40 | 7000035238 | 4840 | 490 | 120 | Erection H/W-Service | 100000643 |  |  |  |  | Erection Hardware for 66kV (Bus Scheme as per SLD)-Bus work (For Three bays) as per specification | SET | 1 |  | 18 | INCLUDED | INCLUDED | INCLUDED | 0 | 0 | 0 | 0 | 0 | 0 | 0 | 0 | 0 | 0
41 | 7000035238 | 4840 | 490 | 130 | Erection H/W-Service | 100004724 |  |  |  |  | ERECTION H/W- AUX LT TRANSFORMER | SET | 2 |  | 18 | INCLUDED | INCLUDED | INCLUDED | 0 | 0 | 0 | 0 | 0 | 0 | 0 | 0 | 0 | 0
42 | 7000035238 | 4840 | 490 | 150 | Erection H/W-Service | 100000644 |  |  |  |  | Erection Hardware for 66kV (Bus Scheme as per SLD)-Bus work (For two bays) as per specification | SET | 1 |  | 18 | INCLUDED | INCLUDED | INCLUDED | 0 | 0 | 0 | 0 | 0 | 0 | 0 | 0 | 0 | 0
43 | 7000035238 | 4840 | 490 | 160 | Erection H/W-Service | 100000674 |  |  |  |  | Erection Hardware for the 33kV Bus Scheme as per SLD-Line Bay as per specification | SET | 5 |  | 18 | INCLUDED | INCLUDED | INCLUDED | 0 | 0 | 0 | 0 | 0 | 0 | 0 | 0 | 0 | 0
44 | 7000035238 | 4840 | 490 | 170 | Erection H/W-Service | 100000675 |  |  |  |  | Erection Hardware for the 33kV Bus Scheme as per SLD-Transformer Bay as per specification | SET | 2 |  | 18 | INCLUDED | INCLUDED | INCLUDED | 0 | 0 | 0 | 0 | 0 | 0 | 0 | 0 | 0 | 0
45 | 7000035238 | 4850 | 510 | 60 | Cables -Service | 100002180 |  |  |  |  | 1.1kV grade Power Cables (XLPEinsulated) along withlugs,glands,straight joints &accessories,etc. | LS | 1 |  | 18 | INCLUDED | INCLUDED | INCLUDED | 0 | 0 | 0 | 0 | 0 | 0 | 0 | 0 | 0 | 0
46 | 7000035238 | 4850 | 510 | 70 | Cables -Service | 100002181 |  |  |  |  | 1.1kV grade Power Cables (PVCinsulated)along withlugs,glands,straight joints &accessories,etc. | LS | 1 |  | 18 | INCLUDED | INCLUDED | INCLUDED | 0 | 0 | 0 | 0 | 0 | 0 | 0 | 0 | 0 | 0
47 | 7000035238 | 4850 | 510 | 80 | Cables -Service | 100002182 |  |  |  |  | 1.1kV grade Control Cables (PVCinsulated) along withlugs,glands,straight joints &accessories,etc. | LS | 1 |  | 18 | INCLUDED | INCLUDED | INCLUDED | 0 | 0 | 0 | 0 | 0 | 0 | 0 | 0 | 0 | 0
48 | 7000035238 | 4850 | 510 | 110 | Cables -Service | 100058317 |  |  |  |  | 33 KV 3CX400 SQ.MM ALUMINIUM, ARMOURED XLPE CABLE | KM | 2 |  | 18 | INCLUDED | INCLUDED | INCLUDED | 0 | 0 | 0 | 0 | 0 | 0 | 0 | 0 | 0 | 0
49 | 7000035238 | 4850 | 510 | 120 | Cables -Service | 100002357 |  |  |  |  | 33kV XLPE cable Termination Equipment along with structure accessories for out door termination (one set consists of complete &requirement for one bay) | SET | 9 |  | 18 | INCLUDED | INCLUDED | INCLUDED | 0 | 0 | 0 | 0 | 0 | 0 | 0 | 0 | 0 | 0
50 | 7000035238 | 4860 | 620 | 80 | 72.5KVEquipments-service | 100000612 |  |  |  |  | 72.5 kV, 1250A, 31.5 kA, 3-phase CircuitBreaker with support structure | EA | 7 |  | 18 | INCLUDED | INCLUDED | INCLUDED | 0 | 0 | 0 | 0 | 0 | 0 | 0 | 0 | 0 | 0
51 | 7000035238 | 4860 | 620 | 100 | 72.5KVEquipments-service | 100000624 |  |  |  |  | 72.5 kV Voltage Transformer (1- Phase) | EA | 18 |  | 18 | INCLUDED | INCLUDED | INCLUDED | 0 | 0 | 0 | 0 | 0 | 0 | 0 | 0 | 0 | 0
52 | 7000035238 | 4860 | 620 | 110 | 72.5KVEquipments-service | 100000628 |  |  |  |  | 72.5 kV, 1250A, 31.5 KA, 3-Phase HDBIsolator with one E/S | EA | 6 |  | 18 | INCLUDED | INCLUDED | INCLUDED | 0 | 0 | 0 | 0 | 0 | 0 | 0 | 0 | 0 | 0
53 | 7000035238 | 4860 | 620 | 120 | 72.5KVEquipments-service | 100000632 |  |  |  |  | 72.5 kV, 1250A, 31.5 KA, 3-Phase HDBIsolator without E/s | EA | 8 |  | 18 | INCLUDED | INCLUDED | INCLUDED | 0 | 0 | 0 | 0 | 0 | 0 | 0 | 0 | 0 | 0
54 | 7000035238 | 4860 | 620 | 130 | 72.5KVEquipments-service | 100000635 |  |  |  |  | 60 kV Surge Arrestors (1-Phase) | EA | 18 |  | 18 | INCLUDED | INCLUDED | INCLUDED | 0 | 0 | 0 | 0 | 0 | 0 | 0 | 0 | 0 | 0
55 | 7000035238 | 4860 | 620 | 140 | 72.5KVEquipments-service | 100000649 |  |  |  |  | 66kV Bus post insulators | SET | 28 |  | 18 | INCLUDED | INCLUDED | INCLUDED | 0 | 0 | 0 | 0 | 0 | 0 | 0 | 0 | 0 | 0
56 | 7000035238 | 4860 | 620 | 90 | 72.5KVEquipments-service | 100058252 |  |  |  |  | 72.5 kV, 600A, 31.5 kA, 1-Phase Current Transformer with 150% extended current rating | EA | 21 |  | 18 | INCLUDED | INCLUDED | INCLUDED | 0 | 0 | 0 | 0 | 0 | 0 | 0 | 0 | 0 | 0
57 | 7000035238 | 4870 | 630 | 150 | Illumination System-Service | 100001021 |  |  |  |  | Lighting Panel type ACP-2 as per technical specification | EA | 3 |  | 18 | INCLUDED | INCLUDED | INCLUDED | 0 | 0 | 0 | 0 | 0 | 0 | 0 | 0 | 0 | 0
58 | 7000035238 | 4870 | 630 | 160 | Illumination System-Service | 100001022 |  |  |  |  | Lighting Panel type ACP-3 as per technical specification | EA | 2 |  | 18 | INCLUDED | INCLUDED | INCLUDED | 0 | 0 | 0 | 0 | 0 | 0 | 0 | 0 | 0 | 0
59 | 7000035238 | 4870 | 630 | 170 | Illumination System-Service | 100004852 |  |  |  |  | Lighting Fixture LED Luminaires type FL-1 as per tech. specifications | EA | 20 |  | 18 | INCLUDED | INCLUDED | INCLUDED | 0 | 0 | 0 | 0 | 0 | 0 | 0 | 0 | 0 | 0
60 | 7000035238 | 4870 | 630 | 180 | Illumination System-Service | 100004926 |  |  |  |  | Lighting Fixture LED Luminaires type FL2 as per tech. specifications | EA | 30 |  | 18 | INCLUDED | INCLUDED | INCLUDED | 0 | 0 | 0 | 0 | 0 | 0 | 0 | 0 | 0 | 0
61 | 7000035238 | 4870 | 630 | 190 | Illumination System-Service | 100004937 |  |  |  |  | Fire Wall Mounted LED Luminarie Type FL-2 (250W) | EA | 4 |  | 18 | INCLUDED | INCLUDED | INCLUDED | 0 | 0 | 0 | 0 | 0 | 0 | 0 | 0 | 0 | 0
62 | 7000035238 | 4870 | 630 | 200 | Illumination System-Service | 100004850 |  |  |  |  | Lighting Fixture LED Luminaires type SL-L1 as per tech. specifications | EA | 20 |  | 18 | INCLUDED | INCLUDED | INCLUDED | 0 | 0 | 0 | 0 | 0 | 0 | 0 | 0 | 0 | 0
63 | 7000035238 | 4870 | 630 | 210 | Illumination System-Service | 100004934 |  |  |  |  | Type L1 Street Lighting Pole of 6 meter as per technical specification. | EA | 20 |  | 18 | INCLUDED | INCLUDED | INCLUDED | 0 | 0 | 0 | 0 | 0 | 0 | 0 | 0 | 0 | 0
64 | 7000035238 | 4870 | 630 | 220 | Illumination System-Service | 100004851 |  |  |  |  | Lighting Fixture LED Luminaires type SL-D1 as per tech. specifications | EA | 10 |  | 18 | INCLUDED | INCLUDED | INCLUDED | 0 | 0 | 0 | 0 | 0 | 0 | 0 | 0 | 0 | 0
65 | 7000035238 | 4870 | 630 | 240 | Illumination System-Service | 100001052 |  |  |  |  | 63A, 415V : Interlocked switch socket outdoor Receptacle (type RP) as per technical specifications | EA | 2 |  | 18 | INCLUDED | INCLUDED | INCLUDED | 0 | 0 | 0 | 0 | 0 | 0 | 0 | 0 | 0 | 0
66 | 7000035238 | 4870 | 630 | 260 | Illumination System-Service | 100004456 |  |  |  |  | Control room cum administrative building (66kV) illuminationincluding Conduit | LS | 1 |  | 18 | INCLUDED | INCLUDED | INCLUDED | 0 | 0 | 0 | 0 | 0 | 0 | 0 | 0 | 0 | 0
67 | 7000035238 | 4870 | 630 | 270 | Illumination System-Service | 100002364 |  |  |  |  | Fire fighting pumphouse building illimunation including conduit | LS | 1 |  | 18 | INCLUDED | INCLUDED | INCLUDED | 0 | 0 | 0 | 0 | 0 | 0 | 0 | 0 | 0 | 0
68 | 7000035238 | 4870 | 630 | 280 | Illumination System-Service | 100002487 |  |  |  |  | Security Room Illumination including conduit | LS | 1 |  | 18 | INCLUDED | INCLUDED | INCLUDED | 0 | 0 | 0 | 0 | 0 | 0 | 0 | 0 | 0 | 0
69 | 7000035238 | 4870 | 630 | 290 | Illumination System-Service | 100001885 |  |  |  |  | Outdoor Power Receptacle for oilfiltration unit (250A) | EA | 2 |  | 18 | INCLUDED | INCLUDED | INCLUDED | 0 | 0 | 0 | 0 | 0 | 0 | 0 | 0 | 0 | 0
70 | 7000035238 | 4870 | 630 | 300 | Illumination System-Service | 100004935 |  |  |  |  | Type D1 Post top lantern pole of 4 meter as per technical specification. | EA | 10 |  | 18 | INCLUDED | INCLUDED | INCLUDED | 0 | 0 | 0 | 0 | 0 | 0 | 0 | 0 | 0 | 0
71 | 7000035238 | 4880 | 640 | 10 | Structure & Main Earthmat-Service | 100003103 |  |  |  |  | 40 mm MS rod for Main Earthmat | KM | 4 |  | 18 | INCLUDED | INCLUDED | INCLUDED | 0 | 0 | 0 | 0 | 0 | 0 | 0 | 0 | 0 | 0
72 | 7000035238 | 5040 | 660 | 10 | Telecom Eqpt Service Baratang | 100002812 |  |  |  |  | SDH Equipment (STM-16 MADM upto 5 MSP protected directions)-Base Equipment (Common cards, Cross Connect/control cards, optical basecards, power supply cards, power cabling, other hardware and accessories including sub racks, patch cord, DDF etc fully equipedexcluding optical interface & Tributary cards | EA | 1 |  | 18 | INCLUDED | INCLUDED | INCLUDED | 0 | 0 | 0 | 0 | 0 | 0 | 0 | 0 | 0 | 0
73 | 7000035238 | 5040 | 660 | 30 | Telecom Eqpt Service Baratang | 100002825 |  |  |  |  | Tributary interface- E1 interface (Minimum 16 nos.) | SET | 2 |  | 18 | INCLUDED | INCLUDED | INCLUDED | 0 | 0 | 0 | 0 | 0 | 0 | 0 | 0 | 0 | 0
74 | 7000035238 | 5040 | 660 | 40 | Telecom Eqpt Service Baratang | 170000550 |  |  |  |  | Ethernet Interface 10/100 Base T with Layer-2 switching (Min 8 Interfaces per card) | EA | 2 |  | 18 | INCLUDED | INCLUDED | INCLUDED | 0 | 0 | 0 | 0 | 0 | 0 | 0 | 0 | 0 | 0
75 | 7000035238 | 5040 | 660 | 50 | Telecom Eqpt Service Baratang | 100002829 |  |  |  |  | Tributary interface-Gigabit Ethernet Interfaces 10/100 Mbps with Layer -2 Switching (minimum 2 nos.) | SET | 1 |  | 18 | INCLUDED | INCLUDED | INCLUDED | 0 | 0 | 0 | 0 | 0 | 0 | 0 | 0 | 0 | 0
76 | 7000035238 | 5040 | 660 | 60 | Telecom Eqpt Service Baratang | 170000375 |  |  |  |  | Equipment Cabinets-For SDH Equipments | EA | 1 |  | 18 | INCLUDED | INCLUDED | INCLUDED | 0 | 0 | 0 | 0 | 0 | 0 | 0 | 0 | 0 | 0
77 | 7000035238 | 5040 | 660 | 70 | Telecom Eqpt Service Baratang | 170000376 |  |  |  |  | NMS-Craft Terminal-Hardware | EA | 1 |  | 18 | INCLUDED | INCLUDED | INCLUDED | 0 | 0 | 0 | 0 | 0 | 0 | 0 | 0 | 0 | 0
78 | 7000035238 | 5040 | 660 | 80 | Telecom Eqpt Service Baratang | 170000377 |  |  |  |  | NMS-Craft Terminal-Software | EA | 1 |  | 18 | INCLUDED | INCLUDED | INCLUDED | 0 | 0 | 0 | 0 | 0 | 0 | 0 | 0 | 0 | 0
79 | 7000035238 | 5040 | 660 | 90 | Telecom Eqpt Service Baratang | 170000551 |  |  |  |  | VOIP telephone instrument with one common switch (min. 8 port) | EA | 2 |  | 18 | INCLUDED | INCLUDED | INCLUDED | 0 | 0 | 0 | 0 | 0 | 0 | 0 | 0 | 0 | 0
80 | 7000035238 | 5040 | 660 | 100 | Telecom Eqpt Service Baratang | 170004395 |  |  |  |  | Fibre Optic Approach cabling: Including installation hardware like GI pipe, elbow, conduits, accessories etc.: 48 Fibre | KM | 1 |  | 18 | INCLUDED | INCLUDED | INCLUDED | 0 | 0 | 0 | 0 | 0 | 0 | 0 | 0 | 0 | 0
81 | 7000035238 | 5040 | 660 | 110 | Telecom Eqpt Service Baratang | 170000356 |  |  |  |  | Fibre Optic Distribution Panel (FODP): Indoor Type: FC Coupling and mounted on ETSI 19" rack or slimline rack: Type 2 (96 Fibre) | EA | 1 |  | 18 | INCLUDED | INCLUDED | INCLUDED | 0 | 0 | 0 | 0 | 0 | 0 | 0 | 0 | 0 | 0
82 | 7000035238 | 5040 | 660 | 20 | Telecom Eqpt Service Baratang | 100002813 |  |  |  |  | Optical Interface/SFP-V16.2 | EA | 2 |  | 18 | INCLUDED | INCLUDED | INCLUDED | 0 | 0 | 0 | 0 | 0 | 0 | 0 | 0 | 0 | 0
83 | 7000035238 | 5040 | 660 | 15 | Telecom Eqpt Service Baratang | 170000435 |  |  |  |  | Optical Interface Cards/SFP# -L16.2 for SDH Equipment-STM-16 | EA | 2 |  | 18 | INCLUDED | INCLUDED | INCLUDED | 0 | 0 | 0 | 0 | 0 | 0 | 0 | 0 | 0 | 0
84 | 7000035238 | 5040 | 660 | 120 | Telecom Eqpt Service Baratang | 100002900 |  |  |  |  | Training for communication Equipments | MND | 2 |  | 18 | INCLUDED | INCLUDED | INCLUDED | 0 | 0 | 0 | 0 | 0 | 0 | 0 | 0 | 0 | 0
85 | 7000035238 | 5190 | 680 | 10 | Civil Works | 100004518 |  |  |  |  | Excavation in all kind of soil including rock for all leads and lifts, backfilling, disposal of surplus earth within a lead up to2Km as per technical specification. The surplus earth shall be roughly graded . | M3 | 8462 |  | 18 | INCLUDED | INCLUDED | INCLUDED | 0 | 0 | 0 | 0 | 0 | 0 | 0 | 0 | 0 | 0
86 | 7000035238 | 5190 | 680 | 20 | Civil Works | 100011662 |  |  |  |  | Excavation in hard rock which require blasting (including chemical blasting and rock excavated using specialized tools) for allfoundation works including stacking, measuring, disposal etc.for all leads and lifts as per technical specification. | M3 | 1000 |  | 18 | INCLUDED | INCLUDED | INCLUDED | 0 | 0 | 0 | 0 | 0 | 0 | 0 | 0 | 0 | 0
87 | 7000035238 | 5190 | 680 | 30 | Civil Works | 100001325 |  |  |  |  | Providing and laying of Plain Cement Concrete (PCC) (1:4:8) | M3 | 704 |  | 18 | INCLUDED | INCLUDED | INCLUDED | 0 | 0 | 0 | 0 | 0 | 0 | 0 | 0 | 0 | 0
88 | 7000035238 | 5190 | 680 | 40 | Civil Works | 100001326 |  |  |  |  | Providing and laying of Plain Cement Concrete (PCC) (1:2:4) | M3 | 95 |  | 18 | INCLUDED | INCLUDED | INCLUDED | 0 | 0 | 0 | 0 | 0 | 0 | 0 | 0 | 0 | 0
89 | 7000035238 | 5190 | 680 | 50 | Civil Works | 100016607 |  |  |  |  | Providing and laying of Reinforced Cement Concrete M30 including pre cast, shuttering, Grouting of pockets & underpinning butexcluding steel reinforcement | M3 | 2465 |  | 18 | INCLUDED | INCLUDED | INCLUDED | 0 | 0 | 0 | 0 | 0 | 0 | 0 | 0 | 0 | 0
90 | 7000035238 | 5190 | 680 | 60 | Civil Works | 100016681 |  |  |  |  | Reinforcement steel meeting corrosion resistance properties as per IS:1786 and manufacturer specificationâ€‹ | MT | 347 |  | 18 | INCLUDED | INCLUDED | INCLUDED | 0 | 0 | 0 | 0 | 0 | 0 | 0 | 0 | 0 | 0
91 | 7000035238 | 5190 | 680 | 70 | Civil Works | 100001330 |  |  |  |  | Stone filling (40 mm size) for transformer/Reactor foundation | M3 | 42 |  | 18 | INCLUDED | INCLUDED | INCLUDED | 0 | 0 | 0 | 0 | 0 | 0 | 0 | 0 | 0 | 0
92 | 7000035238 | 5190 | 680 | 80 | Civil Works | 100001331 |  |  |  |  | Misc. Structural steel including rails, embedments, edge protection angles, gratings etc. but excluding the reinforcement steel andsteel for lattice and pipe structures. | MT | 22 |  | 18 | INCLUDED | INCLUDED | INCLUDED | 0 | 0 | 0 | 0 | 0 | 0 | 0 | 0 | 0 | 0
93 | 7000035238 | 5190 | 680 | 90 | Civil Works | 100054773 |  |  |  |  | External finishing/ painting of fire wall with cement wash | M2 | 200 |  | 18 | INCLUDED | INCLUDED | INCLUDED | 0 | 0 | 0 | 0 | 0 | 0 | 0 | 0 | 0 | 0
94 | 7000035238 | 5190 | 680 | 100 | Civil Works | 100001714 |  |  |  |  | Stone spreading in switchyard excluding PCC | M2 | 6786 |  | 18 | INCLUDED | INCLUDED | INCLUDED | 0 | 0 | 0 | 0 | 0 | 0 | 0 | 0 | 0 | 0
95 | 7000035238 | 5190 | 680 | 110 | Civil Works | 100001713 |  |  |  |  | Antiweed treatment | M2 | 6786 |  | 18 | INCLUDED | INCLUDED | INCLUDED | 0 | 0 | 0 | 0 | 0 | 0 | 0 | 0 | 0 | 0
96 | 7000035238 | 5190 | 680 | 120 | Civil Works | 100048595 |  |  |  |  | Providing & laying non-woven Geo-synthetics fabric of minimum 200 GSM in separration layer between sub garde and stone spreading inswitchyard as per Technical Specification and direction of Engineer-in-Charge. | M2 | 6786 |  | 18 | INCLUDED | INCLUDED | INCLUDED | 0 | 0 | 0 | 0 | 0 | 0 | 0 | 0 | 0 | 0
97 | 7000035238 | 5190 | 680 | 130 | Civil Works | 100004507 |  |  |  |  | 3.75m wide Cement Concrete road with PCC shoulder including 100 mm dia RCC Hume Pipe @ 100 metre interval as per drawing and TS.However, reinforcement steel and all type concrete shall be paid separately under relevant items | M2 | 825 |  | 18 | INCLUDED | INCLUDED | INCLUDED | 0 | 0 | 0 | 0 | 0 | 0 | 0 | 0 | 0 | 0
98 | 7000035238 | 5190 | 680 | 140 | Civil Works | 100001458 |  |  |  |  | Construction of rail cum road as per drawing including all item such as excavation,compactions, rolling watering, WBM etc. butexcluding concrete reinforcement and structural steel-Section having two rails for Reactor. | M2 | 125 |  | 18 | INCLUDED | INCLUDED | INCLUDED | 0 | 0 | 0 | 0 | 0 | 0 | 0 | 0 | 0 | 0
99 | 7000035238 | 5190 | 680 | 150 | Civil Works | 100001735 |  |  |  |  | RCC culverts and cable trench crossings including supplying and laying hume pipe 250mm dia of grade (NP-3) excluding concrete as perspecification. | M | 50 |  | 18 | INCLUDED | INCLUDED | INCLUDED | 0 | 0 | 0 | 0 | 0 | 0 | 0 | 0 | 0 | 0
100 | 7000035238 | 5190 | 680 | 160 | Civil Works | 100001736 |  |  |  |  | RCC culverts and cable trench crossings including supplying and laying hume pipe 300mm dia of grade (NP-3) excluding concrete as perspecification. | M | 50 |  | 18 | INCLUDED | INCLUDED | INCLUDED | 0 | 0 | 0 | 0 | 0 | 0 | 0 | 0 | 0 | 0
101 | 7000035238 | 5190 | 680 | 170 | Civil Works | 100001737 |  |  |  |  | RCC culverts and cable trench crossings including supplying and laying hume pipe 450mm dia of grade (NP-3) excluding concrete as perspecification. | M | 50 |  | 18 | INCLUDED | INCLUDED | INCLUDED | 0 | 0 | 0 | 0 | 0 | 0 | 0 | 0 | 0 | 0
102 | 7000035238 | 5190 | 680 | 180 | Civil Works | 100020963 |  |  |  |  | RCC culvert crossings including supplying and laying hume pipe 600mm dia of grade (NP-3) excluding concrete as per specification. | M | 50 |  | 18 | INCLUDED | INCLUDED | INCLUDED | 0 | 0 | 0 | 0 | 0 | 0 | 0 | 0 | 0 | 0
103 | 7000035238 | 5190 | 680 | 190 | Civil Works | 100008611 |  |  |  |  | Swtichyard fencing: Providing and fixing fencing of GI barbed wire consisting of galvanized MS tubular posts at 3 m intervals; GIbarded wire shall run horizontally from post to post at a spacing of 300 mm (vertically) and a cross formation in each panel,complete as per technical specification and drawing. | M | 100 |  | 18 | INCLUDED | INCLUDED | INCLUDED | 0 | 0 | 0 | 0 | 0 | 0 | 0 | 0 | 0 | 0
104 | 7000035238 | 5190 | 680 | 200 | Civil Works | 100001392 |  |  |  |  | Switchyard Gate excluding Concrete | EA | 2 |  | 18 | INCLUDED | INCLUDED | INCLUDED | 0 | 0 | 0 | 0 | 0 | 0 | 0 | 0 | 0 | 0
105 | 7000035238 | 5190 | 680 | 210 | Civil Works | 100007701 |  |  |  |  | Supplying and erecting dewatering pumps- 2 HP | EA | 2 |  | 18 | INCLUDED | INCLUDED | INCLUDED | 0 | 0 | 0 | 0 | 0 | 0 | 0 | 0 | 0 | 0
106 | 7000035238 | 5190 | 680 | 220 | Civil Works | 100001409 |  |  |  |  | Supplying and erecting dewatering pumps-5 HP | EA | 1 |  | 18 | INCLUDED | INCLUDED | INCLUDED | 0 | 0 | 0 | 0 | 0 | 0 | 0 | 0 | 0 | 0
107 | 7000035238 | 5190 | 680 | 230 | Civil Works | 100015791 |  |  |  |  | All civil works for Drains construction of Section A-A including crossings if any as per technical specification and tender drawingscomplete in all respect with all labour and materials. | M | 72 |  | 18 | INCLUDED | INCLUDED | INCLUDED | 0 | 0 | 0 | 0 | 0 | 0 | 0 | 0 | 0 | 0
108 | 7000035238 | 5190 | 680 | 240 | Civil Works | 100015792 |  |  |  |  | All civil works for Drains construction of Section B-B including crossings if any as per technical specification and tender drawingscomplete in all respect with all labour and materials. | M | 108 |  | 18 | INCLUDED | INCLUDED | INCLUDED | 0 | 0 | 0 | 0 | 0 | 0 | 0 | 0 | 0 | 0
109 | 7000035238 | 5190 | 680 | 250 | Civil Works | 100015793 |  |  |  |  | All civil works for Drains construction of Section C-C including crossings if any as per technical specification and tender drawingscomplete in all respect with all labour and materials. | M | 36 |  | 18 | INCLUDED | INCLUDED | INCLUDED | 0 | 0 | 0 | 0 | 0 | 0 | 0 | 0 | 0 | 0
110 | 7000035238 | 5190 | 680 | 260 | Civil Works | 100015794 |  |  |  |  | All civil works for Drains construction of Section D-D including crossings if any as per technical specification and tender drawingscomplete in all respect with all labour and materials. | M | 24 |  | 18 | INCLUDED | INCLUDED | INCLUDED | 0 | 0 | 0 | 0 | 0 | 0 | 0 | 0 | 0 | 0
111 | 7000035238 | 5190 | 680 | 270 | Civil Works | 100003477 |  |  |  |  | Rain water harvesting excluding reinforcement and concrete as per drawing | EA | 1 |  | 18 | INCLUDED | INCLUDED | INCLUDED | 0 | 0 | 0 | 0 | 0 | 0 | 0 | 0 | 0 | 0
112 | 7000035238 | 5190 | 680 | 280 | Civil Works | 100001683 |  |  |  |  | Control Room Building - Civil Works All civil works as per drawing and specifications complete, including - brickwork, finishing(external and internal), windows etc. However, excavation, PCC, RCC and reinforcement shall be paid separately as per BPS. | M2 | 600 |  | 18 | INCLUDED | INCLUDED | INCLUDED | 0 | 0 | 0 | 0 | 0 | 0 | 0 | 0 | 0 | 0
113 | 7000035238 | 5190 | 680 | 290 | Civil Works | 100001682 |  |  |  |  | FFPH Building - Civil Works All civil works as per drawing and specifications complete, including - brickwork,finishing (externaland internal),windows etc.However, excavation, PCC,RCC and reinforcement shall be paid separately as per BPS | M2 | 27.5 |  | 18 | INCLUDED | INCLUDED | INCLUDED | 0 | 0 | 0 | 0 | 0 | 0 | 0 | 0 | 0 | 0
114 | 7000035238 | 5190 | 680 | 300 | Civil Works | 100001700 |  |  |  |  | All civil works as per drawing and specification but excluding excavation, PCC, RCC, reinforcement but including finishing (internaland external) etc & all civil works complete in all respect - Water Tank for Fire Fighting Pump House | EA | 1 |  | 18 | INCLUDED | INCLUDED | INCLUDED | 0 | 0 | 0 | 0 | 0 | 0 | 0 | 0 | 0 | 0
115 | 7000035238 | 5190 | 680 | 310 | Civil Works | 100008638 |  |  |  |  | Supplying and laying CPVC pipe for external water supply system - 75 mm dia pipe | M | 100 |  | 18 | INCLUDED | INCLUDED | INCLUDED | 0 | 0 | 0 | 0 | 0 | 0 | 0 | 0 | 0 | 0
116 | 7000035238 | 5190 | 680 | 320 | Civil Works | 100008639 |  |  |  |  | Supplying and laying CPVC pipe for external water supply system - 50 mm dia pipe | M | 50 |  | 18 | INCLUDED | INCLUDED | INCLUDED | 0 | 0 | 0 | 0 | 0 | 0 | 0 | 0 | 0 | 0
117 | 7000035238 | 5190 | 680 | 330 | Civil Works | 100010100 |  |  |  |  | Supplying and laying CPVC pipe for external water supply system - 40 mm dia pipe | M | 50 |  | 18 | INCLUDED | INCLUDED | INCLUDED | 0 | 0 | 0 | 0 | 0 | 0 | 0 | 0 | 0 | 0
118 | 7000035238 | 5190 | 680 | 340 | Civil Works | 100010101 |  |  |  |  | Supplying and laying CPVC pipe for external water supply system - 25 mm dia pipe | M | 50 |  | 18 | INCLUDED | INCLUDED | INCLUDED | 0 | 0 | 0 | 0 | 0 | 0 | 0 | 0 | 0 | 0
119 | 7000035238 | 5190 | 680 | 350 | Civil Works | 100001740 |  |  |  |  | Septic tank and soakpit for CRB | EA | 1 |  | 18 | INCLUDED | INCLUDED | INCLUDED | 0 | 0 | 0 | 0 | 0 | 0 | 0 | 0 | 0 | 0
120 | 7000035238 | 5190 | 680 | 360 | Civil Works | 100001755 |  |  |  |  | Providing & Laying of SW pipes for external sewerage system as per technical specification 100mm dia pipe | M | 50 |  | 18 | INCLUDED | INCLUDED | INCLUDED | 0 | 0 | 0 | 0 | 0 | 0 | 0 | 0 | 0 | 0
121 | 7000035238 | 5190 | 680 | 370 | Civil Works | 100001756 |  |  |  |  | Providing & Laying of SW pipes for external sewerage system as per technical specification 150mm dia pipe | M | 50 |  | 18 | INCLUDED | INCLUDED | INCLUDED | 0 | 0 | 0 | 0 | 0 | 0 | 0 | 0 | 0 | 0
122 | 7000035238 | 5190 | 680 | 380 | Civil Works | 100001757 |  |  |  |  | Providing & Laying of SW pipes for external sewerage system as per technical specification 200mm dia pipe | M | 50 |  | 18 | INCLUDED | INCLUDED | INCLUDED | 0 | 0 | 0 | 0 | 0 | 0 | 0 | 0 | 0 | 0
123 | 7000035238 | 5190 | 680 | 390 | Civil Works | 100002488 |  |  |  |  | Septic tank and soakpit for Security Room | EA | 1 |  | 18 | INCLUDED | INCLUDED | INCLUDED | 0 | 0 | 0 | 0 | 0 | 0 | 0 | 0 | 0 | 0
124 | 7000035238 | 5190 | 680 | 400 | Civil Works | 100001701 |  |  |  |  | Security Hut - Civil WorksAll civilworks as per drawing and specificationscomplete, including - brickwork,finishing (external and internal),windows etc.However, excavation, PCC,RCC and reinforcement shall be paidseparately as per BPS. | M2 | 18 |  | 18 | INCLUDED | INCLUDED | INCLUDED | 0 | 0 | 0 | 0 | 0 | 0 | 0 | 0 | 0 | 0
125 | 7000035238 | 5190 | 680 | 410 | Civil Works | 100002912 |  |  |  |  | Providing and fixing Pre cast RCC Boundary wall as per drawings and specifications, including centring, shuttering, moulding,RCC, reinforcement, casting, curing, hoisting, carriage of precast cols/panels to site,Excavation, PCC, backfilling,MS angles andConcertina coil etc. complete. | M | 330 |  | 18 | INCLUDED | INCLUDED | INCLUDED | 0 | 0 | 0 | 0 | 0 | 0 | 0 | 0 | 0 | 0
126 | 7000035238 | 5190 | 680 | 420 | Civil Works | 100002913 |  |  |  |  | Providing and fixing main entrance gate as per drawings including Excavation, PCC, backfilling, RCC, reinforcement, MS steel,fabrication, painting etc complete | LOT | 1 |  | 18 | INCLUDED | INCLUDED | INCLUDED | 0 | 0 | 0 | 0 | 0 | 0 | 0 | 0 | 0 | 0
127 | 7000035238 | 5190 | 680 | 430 | Civil Works | 100001433 |  |  |  |  | Soil Investigation: As per technical specification including all laboratory and field tests, report and recommendations. | LOT | 1 |  | 18 | INCLUDED | INCLUDED | INCLUDED | 0 | 0 | 0 | 0 | 0 | 0 | 0 | 0 | 0 | 0
128 | 7000035238 | 5190 | 680 | 440 | Civil Works | 100002911 |  |  |  |  | Earthwork in excavation & filling in all types of soil and soft/disintegrated rock in open areas/nallas/channels, to the requiredslopes, shapes, levels, elevations and profile, including trimming of bottom and slopes of excavation, bailing out rain(dewatering), pumping, removal of slush, preparing embankments/marginal banks, loosening, dressing, spreading material in layers notexceeding 200mm, as per direction of Engineer-in-Charge, water flooding, compacting to achieve 95% consolidation at optimum moisturecontent, finishing etc. all complete, for all leads and lifts within leveling boundary, including disposal of surplus earth andstacking of unsuitable material within a lead of 2.0 Km beyond substation boundary, with all labour, material, tools, tackles andequipment, safeguards and incidentals, Royalty,taxes etc. as necessary, as per drawings, specification and directions of theEngineer-in-Charge. Clearing of jungle is included in this item. (Only excavation/cutting will be measured for payment purpose.) | M3 | 6000 |  | 18 | INCLUDED | INCLUDED | INCLUDED | 0 | 0 | 0 | 0 | 0 | 0 | 0 | 0 | 0 | 0
129 | 7000035238 | 5190 | 680 | 450 | Civil Works | 100002583 |  |  |  |  | Supply of earth (excluding rock & boulders) at site including royalty, carriage and filling in specified areas in layers notexceeding 200mm in depth, compacting under optimum moisture condition to achieve 95% of Proctor density, finishing etc. allcomplete, for all leads & lifts, with all labour, material, tools, tackles, equipments, safeguards & incidentals as necessary as perdrawings, specification and direction of the Engineer- in- Charge. | M3 | 7000 |  | 18 | INCLUDED | INCLUDED | INCLUDED | 0 | 0 | 0 | 0 | 0 | 0 | 0 | 0 | 0 | 0
130 | 7000035238 | 5190 | 680 | 460 | Civil Works | 100002914 |  |  |  |  | Earthwork in excavation in Hard rocks in open areas/nallas/ channels, to the required slopes, shapes, levels, elevations andprofile, including trimming of bottom and slopes of excavation and stacking and disposal of rock for a lead up to 2.0 KM beyondleveling boundary and all lifts , with all labour, material, tools, tackles and equipment, safeguards and incidentals,Royalty,taxesetc. as per directions of the Engineer-in-Charge. Serviceable material if available shall be stacked at site as identified byEngineer-in-Charge.(50% void deduction from stack measurement) | M3 | 1000 |  | 18 | INCLUDED | INCLUDED | INCLUDED | 0 | 0 | 0 | 0 | 0 | 0 | 0 | 0 | 0 | 0
131 | 7000035238 | 5190 | 680 | 470 | Civil Works | 100007097 |  |  |  |  | Dry stone pitching 22.5 cm thick including supply of stones and preparing surface complete including construction of 600 mm high and230 mm wide cement concrete (1:3:6) (1 cement : 3 coarse sand (zone-III) : 6 graded stone aggregate 20 mm nominal size) toe wall atthe lowest portion of stone pitching area etc. completed as per theinstruction of Engineer-In-Charge. . | M2 | 1000 |  | 18 | INCLUDED | INCLUDED | INCLUDED | 0 | 0 | 0 | 0 | 0 | 0 | 0 | 0 | 0 | 0
132 | 7000035238 | 5190 | 680 | 480 | Civil Works | 100004463 |  |  |  |  | Random Rubble masonry for Retaining wall with locally available stone in cement sand mortar 1:6 (1 Cement: 6 coarse sand) includinglevelling up with cement concrete 1:6:12 (1 cement : 6 coarse sand : 12 graded stone aggregate 20 mm nominal size), Raised and Cutpointing on exposed surface, weep holes/PVC pipe sleeves of 100 mm dia (medium class) @ 1 metre C/C staggered . The top of theretaining wall to be provided with cement concrete 1:2:4. However items of excavation, concrete (1:2:4) shall be payable underrespective items of BPS | M3 | 300 |  | 18 | INCLUDED | INCLUDED | INCLUDED | 0 | 0 | 0 | 0 | 0 | 0 | 0 | 0 | 0 | 0
133 | 7000035238 | 5190 | 680 | 490 | Civil Works | 120003321 |  |  |  |  | Providing & making Gabion structure with Mechanically Woven Double Twisted Hexagonal Shaped Wire mesh Gabion Boxes as per IS16014:2012,MORTH Clause 2500, of required size, Mesh Type 10x12(D=100 mm with tolerance of Â± 2%) Zinic+PVC coated, Mesh wirediameter2.7/3.7mm, mechanically edged/selvedged with partitions at every 1m interval and shall have minimum 10 numbers of openingsper meter of mesh perpendicular to twist, tying with lacing wire of diameter 2.2/3.2mm(ID/OD), supplied @3% by weight of Gabionboxes, filled with boulders with least dimension of 200 mm, as per drawing, all complete as per directions of Engineer-incharge. | M3 | 300 |  | 18 | INCLUDED | INCLUDED | INCLUDED | 0 | 0 | 0 | 0 | 0 | 0 | 0 | 0 | 0 | 0
134 | 7000035238 | 5190 | 680 | 500 | Civil Works | 100015233 |  |  |  |  | Providing and fixing in weep holes of retaining walls unplasticised Rigid PVC rain water pipes conforming to IS : 13592 Type A,including jointing with seal ring conforming to IS : 5382, leaving 10 mm gap for thermal expansion, (i) Single socketed pipes.:110mm diameter. | RM | 50 |  | 18 | INCLUDED | INCLUDED | INCLUDED | 0 | 0 | 0 | 0 | 0 | 0 | 0 | 0 | 0 | 0
135 | 7000035238 | 5190 | 680 | 510 | Civil Works | 150000067 |  |  |  |  | Sinking of Tubewell and installation of motor operated submersible pump of suitable capacity and reputed make (All items to besupplied by the contractor. Make of motor/pump to be approved by POWERGRID) | EA | 1 |  | 18 | INCLUDED | INCLUDED | INCLUDED | 0 | 0 | 0 | 0 | 0 | 0 | 0 | 0 | 0 | 0
136 | 7000035238 | 5190 | 680 | 520 | Civil Works | 100001720 |  |  |  |  | Supplying, filling and compacting CNS material as per specification under floors, foundations, roads, cable trenches, drains etc inlayers not exceeding 200 mm thickness | M3 | 500 |  | 18 | INCLUDED | INCLUDED | INCLUDED | 0 | 0 | 0 | 0 | 0 | 0 | 0 | 0 | 0 | 0
137 | 7000035238 | 5190 | 680 | 530 | Civil Works | 100001721 |  |  |  |  | Supplying, filling and compacting stone boulders mixed with sand under foundations, roads, cable trenches, drains etc in layers notexceeding 250mm thickness including ramming, watering compacting | M3 | 500 |  | 18 | INCLUDED | INCLUDED | INCLUDED | 0 | 0 | 0 | 0 | 0 | 0 | 0 | 0 | 0 | 0
138 | 7000035238 | 5190 | 680 | 540 | Civil Works | 100016667 |  |  |  |  | Cable Trench including all types of crossings, all metallic works and sump pit including concrete and reinforcement steel Section2A-2A | M | 30 |  | 18 | INCLUDED | INCLUDED | INCLUDED | 0 | 0 | 0 | 0 | 0 | 0 | 0 | 0 | 0 | 0
139 | 7000035238 | 5190 | 680 | 550 | Civil Works | 100001478 |  |  |  |  | Cable Trench including all types of crossings, all metallic works and sump pit including concrte and reinforcement steel Section 2-2 | M | 80 |  | 18 | INCLUDED | INCLUDED | INCLUDED | 0 | 0 | 0 | 0 | 0 | 0 | 0 | 0 | 0 | 0
140 | 7000035238 | 5190 | 680 | 560 | Civil Works | 100001479 |  |  |  |  | Cable Trench including all types of crossings, all metallic works and sump pit including concrte and reinforcement steel Section 3-3 | M | 240 |  | 18 | INCLUDED | INCLUDED | INCLUDED | 0 | 0 | 0 | 0 | 0 | 0 | 0 | 0 | 0 | 0
141 | 7000035238 | 5190 | 680 | 570 | Civil Works | 100001480 |  |  |  |  | Cable Trench including all types of crossings, all metallic works and sump pit including concrte and reinforcement steel Section 4-4 | M | 20 |  | 18 | INCLUDED | INCLUDED | INCLUDED | 0 | 0 | 0 | 0 | 0 | 0 | 0 | 0 | 0 | 0
142 | 7000035238 | 5190 | 680 | 580 | Civil Works | 100004832 |  |  |  |  | Boring, providing and installing bored cast-in-situ reinforced cement concrete pile of 450 mm dia and specified length below thepile cap to carry a safe working load not less than specified including the cost of boring, temporary casing, bentonite solutionetc. complete. The length of the piles shall be measured from bottom of the pile cap to the lowest point of pile. The cost ofreinforcement steel, cement concrete, routine and initial test shall be paid separately under respective items of BPS. | RM | 10384 |  | 18 | INCLUDED | INCLUDED | INCLUDED | 0 | 0 | 0 | 0 | 0 | 0 | 0 | 0 | 0 | 0
143 | 7000035238 | 5190 | 680 | 590 | Civil Works | 100016609 |  |  |  |  | Providing and laying of reinforced cement concrete for piling work of Grade M-30 ( Minimum cement content of 400Kg/cu.m.) ofspecified diameter & length below the pile cap. | M3 | 1652 |  | 18 | INCLUDED | INCLUDED | INCLUDED | 0 | 0 | 0 | 0 | 0 | 0 | 0 | 0 | 0 | 0
144 | 7000035238 | 5190 | 680 | 600 | Civil Works | 100015220 |  |  |  |  | Initial Vertical Compression load testing of piles in accordance with IS 2911 (Part IV) including installation of loading platformand preparation of pile head or construction of test cap and dismantling of test cap after test etc. complete as per specification &the direction of Engineer in-charge. - 450mm Dia pile | EA | 1 |  | 18 | INCLUDED | INCLUDED | INCLUDED | 0 | 0 | 0 | 0 | 0 | 0 | 0 | 0 | 0 | 0
145 | 7000035238 | 5190 | 680 | 610 | Civil Works | 100015222 |  |  |  |  | Initial Pullout Test of piles in accordance with IS 2911(Part-IV) inlcuding T&P, labour , hydraulic jack etc. complete - 450mm diapile | EA | 1 |  | 18 | INCLUDED | INCLUDED | INCLUDED | 0 | 0 | 0 | 0 | 0 | 0 | 0 | 0 | 0 | 0
146 | 7000035238 | 5190 | 680 | 620 | Civil Works | 100015224 |  |  |  |  | Initial Lateral load testing of single pile in accordance with IS Code of practice IS : 2911 (Part IV) for determining safeallowable lateral load on pile -450mm dia Pile | EA | 1 |  | 18 | INCLUDED | INCLUDED | INCLUDED | 0 | 0 | 0 | 0 | 0 | 0 | 0 | 0 | 0 | 0
147 | 7000035238 | 5190 | 680 | 630 | Civil Works | 100015226 |  |  |  |  | Routine test-Vertical load testing of piles in accordance with IS 2911 (Part IV) including installation of loading platform andpreparation of pile head or construction of test cap and dismantling of test cap after test etc. complete as per specification & thedirection of Engineer in-charge. - 450mm Dia pile | EA | 4 |  | 18 | INCLUDED | INCLUDED | INCLUDED | 0 | 0 | 0 | 0 | 0 | 0 | 0 | 0 | 0 | 0
148 | 7000035238 | 5190 | 680 | 640 | Civil Works | 100015228 |  |  |  |  | Routine Pullout Test of piles in accordance with IS 2911(Part-IV) inlcuding T&P, labour , hydraulic jack etc. complete-450mm diapile | EA | 4 |  | 18 | INCLUDED | INCLUDED | INCLUDED | 0 | 0 | 0 | 0 | 0 | 0 | 0 | 0 | 0 | 0
149 | 7000035238 | 5190 | 680 | 650 | Civil Works | 100015230 |  |  |  |  | Routine test- Lateral load testing of single pile in accordance with IS Code of practice IS : 2911 (Part IV) for determining safeallowable lateral load on pile -450mm dia pile | EA | 4 |  | 18 | INCLUDED | INCLUDED | INCLUDED | 0 | 0 | 0 | 0 | 0 | 0 | 0 | 0 | 0 | 0
150 | 7000035238 | 5190 | 680 | 660 | Civil Works | 120002789 |  |  |  |  | 20.9 Integrity testing of Pile using Low Strain/ Sonic Integrity Test/ Sonic Echo Test method in accordance with IS 14893 includingsurface preparation of pile top by removing soil, mud, dust & chipping lean concrete lumps etc. and use of computerised equipmentand high skill trained personal for conducting the test & submission of results, all complete as per direction ofEngineer-in-charge. Note: DSR unit is 'per test' | EA | 1038 |  | 18 | INCLUDED | INCLUDED | INCLUDED | 0 | 0 | 0 | 0 | 0 | 0 | 0 | 0 | 0 | 0
151 | 7000035238 | 5190 | 680 | 670 | Civil Works | 100001432 |  |  |  |  | Buried Cable trenches for Aux. Power arrangement | M | 1800 |  | 18 | INCLUDED | INCLUDED | INCLUDED | 0 | 0 | 0 | 0 | 0 | 0 | 0 | 0 | 0 | 0
152 | 7000035238 | 5200 | 690 | 10 | Non-Standard structures-Service | 100001210 |  |  |  |  | Erection of Lattice Structures (MS Steel), to be designed during detailed engineering, for towers, beams and equipment supportstructure including pack plates / packwashers and gusset plates excluding fasteners and foundation bolts | MT | 127 |  | 18 | INCLUDED | INCLUDED | INCLUDED | 0 | 0 | 0 | 0 | 0 | 0 | 0 | 0 | 0 | 0
153 | 7000035238 | 5200 | 690 | 20 | Non-Standard structures-Service | 100001680 |  |  |  |  | Erection of fasteners ( nuts, bolts and washers ) including step bolts for lattice and pipe structures to be designed duringdetailed engineering | MT | 8 |  | 18 | INCLUDED | INCLUDED | INCLUDED | 0 | 0 | 0 | 0 | 0 | 0 | 0 | 0 | 0 | 0
154 | 7000035238 | 5200 | 690 | 30 | Non-Standard structures-Service | 100001681 |  |  |  |  | Erection of foundation bolts including nuts, checknut and washers for lattice and pipe structures to be designed during detailedengineering | MT | 13 |  | 18 | INCLUDED | INCLUDED | INCLUDED | 0 | 0 | 0 | 0 | 0 | 0 | 0 | 0 | 0 | 0
155 | 7000035238 | 5470 | 810 | 10 | 66KV CABLE SERVICE | 100058262 |  |  |  |  | 66KV GRADE 1CX500SQ. MM (XLPE) POWER CABLE AS PER TECHNICAL SPECIFICATION | KM | 2.5 |  | 18 | INCLUDED | INCLUDED | INCLUDED | 0 | 0 | 0 | 0 | 0 | 0 | 0 | 0 | 0 | 0
156 | 7000035238 | 5470 | 810 | 20 | 66KV CABLE SERVICE | 100058263 |  |  |  |  | STRAIGHT THROUGH JOINTS OR INSULATED JOINTS AS PER REQUIREMENT FOR COMPLETE LENGTH OF CABLE ROUTE SUITABLE FOR 66 KV XLPE CABLE | SET | 1 |  | 18 | INCLUDED | INCLUDED | INCLUDED | 0 | 0 | 0 | 0 | 0 | 0 | 0 | 0 | 0 | 0
157 | 7000035238 | 5470 | 810 | 30 | 66KV CABLE SERVICE | 100058264 |  |  |  |  | 66KV OUTDOOR TERMINATION KIT SUITABLE FOR 66KV, 500 sqmm XLPE CABLE AS PER TECHNICAL SPECIFICATION | EA | 12 |  | 18 | INCLUDED | INCLUDED | INCLUDED | 0 | 0 | 0 | 0 | 0 | 0 | 0 | 0 | 0 | 0
158 | 7000035238 | 5470 | 810 | 40 | 66KV CABLE SERVICE | 100058265 |  |  |  |  | ERECTION OF MISCELLANEOUS INSTALLATION MATERIALS FOR CABLE LAYING, JOINTING AND BONDING INCLUDING SHEATH BONDING CABLE, LINK BOXES,SHEATH VOLTAGE LIMITERS, EARTHING MATERIAL, GROUND MAT, ROUTE & JOINT BAY MARKERS, WARNING TAPES, CLAMPS, CONNECTORS AND ALL OTHERMATERIALS REQUIRED AS PER TECHNICAL SPECIFICATIONS AND AS PER STATUATORY REQUIREMENTS FOR 66KV EHV CABLE SYSTEM | LS | 1 |  | 18 | INCLUDED | INCLUDED | INCLUDED | 0 | 0 | 0 | 0 | 0 | 0 | 0 | 0 | 0 | 0
159 | 7000035238 | 5470 | 810 | 50 | 66KV CABLE SERVICE | 100000635 |  |  |  |  | 60 kV Surge Arrestors (1-Phase) | EA | 6 |  | 18 | INCLUDED | INCLUDED | INCLUDED | 0 | 0 | 0 | 0 | 0 | 0 | 0 | 0 | 0 | 0
160 | 7000035238 | 5470 | 810 | 60 | 66KV CABLE SERVICE | 100000649 |  |  |  |  | 66kV Bus post insulators | SET | 6 |  | 18 | INCLUDED | INCLUDED | INCLUDED | 0 | 0 | 0 | 0 | 0 | 0 | 0 | 0 | 0 | 0
161 | 7000035238 | 5470 | 810 | 70 | 66KV CABLE SERVICE | 100003244 |  |  |  |  | Detailed route survey for the entire route length & coordination for statutory Clearances from relevant authorities for laying ofcables on behalf of Owner | KM | 0.6 |  | 18 | INCLUDED | INCLUDED | INCLUDED | 0 | 0 | 0 | 0 | 0 | 0 | 0 | 0 | 0 | 0
162 | 7000035238 | 5470 | 810 | 80 | 66KV CABLE SERVICE | 100003713 |  |  |  |  | ROAD CROSSING THROUGH HDPE PIPES IN TRENCHLESS DIGGING AND RESTORATION AS PER SPECIFICATION | M | 100 |  | 18 | INCLUDED | INCLUDED | INCLUDED | 0 | 0 | 0 | 0 | 0 | 0 | 0 | 0 | 0 | 0
163 | 7000035238 | 5470 | 810 | 90 | 66KV CABLE SERVICE | 100004669 |  |  |  |  | Construction of buried cable trench along with excavation, PCC, backfilling, restoration and construction of jointing bays (as perrequirement) etc. as per technical specification. | KM | 0.5 |  | 18 | INCLUDED | INCLUDED | INCLUDED | 0 | 0 | 0 | 0 | 0 | 0 | 0 | 0 | 0 | 0
164 | 7000035238 | 5470 | 810 | 100 | 66KV CABLE SERVICE | 100032641 |  |  |  |  | Laying & installation of HDPE pipes ( as per technical specification)-160NB | KM | 2.5 |  | 18 | INCLUDED | INCLUDED | INCLUDED | 0 | 0 | 0 | 0 | 0 | 0 | 0 | 0 | 0 | 0
165 | 7000035238 | 5570 | 840 | 10 | Underground Cable Service Baratang | 100002713 |  |  |  |  | Survey & documentation for under ground fibre optic cabling | KM | 2.5 |  | 18 | INCLUDED | INCLUDED | INCLUDED | 0 | 0 | 0 | 0 | 0 | 0 | 0 | 0 | 0 | 0
166 | 7000035238 | 5570 | 840 | 20 | Underground Cable Service Baratang | 100003248 |  |  |  |  | Installation of PLB HDPE pipe by Trenchless digging for Fibre Optic Cable | KM | 2 |  | 18 | INCLUDED | INCLUDED | INCLUDED | 0 | 0 | 0 | 0 | 0 | 0 | 0 | 0 | 0 | 0
167 | 7000035238 | 5570 | 840 | 30 | Underground Cable Service Baratang | 170000258 |  |  |  |  | Laying of Undergroung Optical Fibre Cable : 48 fibres | M | 2500 |  | 18 | INCLUDED | INCLUDED | INCLUDED | 0 | 0 | 0 | 0 | 0 | 0 | 0 | 0 | 0 | 0
168 | 7000035238 | 5570 | 840 | 40 | Underground Cable Service Baratang | 170000262 |  |  |  |  | Installation of Joint box in underground (Including Splicing & Testing) : 48 fibres | EA | 10 |  | 18 | INCLUDED | INCLUDED | INCLUDED | 0 | 0 | 0 | 0 | 0 | 0 | 0 | 0 | 0 | 0
169 | 7000035238 | 5570 | 840 | 50 | Underground Cable Service Baratang | 100003362 |  |  |  |  | GI Pipe 100mm ( Nominal Bore) | M | 100 |  | 18 | INCLUDED | INCLUDED | INCLUDED | 0 | 0 | 0 | 0 | 0 | 0 | 0 | 0 | 0 | 0
170 | 7000035238 | 5570 | 840 | 60 | Underground Cable Service Baratang | 170000252 |  |  |  |  | RCC Hume Pipe (Full) : 100mm internal dia (for single duct) : Installation | M | 50 |  | 18 | INCLUDED | INCLUDED | INCLUDED | 0 | 0 | 0 | 0 | 0 | 0 | 0 | 0 | 0 | 0
171 | 7000035238 | 5570 | 840 | 70 | Underground Cable Service Baratang | 100003247 |  |  |  |  | Laying of PLB HDPE pipe in Open Trench for Fibre Optic Cable | KM | 0.5 |  | 18 | INCLUDED | INCLUDED | INCLUDED | 0 | 0 | 0 | 0 | 0 | 0 | 0 | 0 | 0 | 0
172 | 7000035238 | 5570 | 840 | 80 | Underground Cable Service Baratang | 170000214 |  |  |  |  | Excavation & back filling in all types of soil, road, footpath etc along the OFC route as per tech spec. along POWERGRID route | KM | 0.5 |  | 18 | INCLUDED | INCLUDED | INCLUDED | 0 | 0 | 0 | 0 | 0 | 0 | 0 | 0 | 0 | 0
173 | 7000035238 | 5570 | 840 | 90 | Underground Cable Service Baratang | 170000281 |  |  |  |  | Reinstatement of excavated area/damages | M2 | 112.5 |  | 18 | INCLUDED | INCLUDED | INCLUDED | 0 | 0 | 0 | 0 | 0 | 0 | 0 | 0 | 0 | 0
174 | 7000035238 | 5570 | 840 | 100 | Underground Cable Service Baratang | 170000275 |  |  |  |  | Installation of PLB HDPE Pipe on wall in building premises [including routing of OFC through it] | M | 50 |  | 18 | INCLUDED | INCLUDED | INCLUDED | 0 | 0 | 0 | 0 | 0 | 0 | 0 | 0 | 0 | 0
175 | 7000035238 | 5570 | 840 | 110 | Underground Cable Service Baratang | 170000270 |  |  |  |  | RCC Manholes : For Joint locations as per technical specification | EA | 3 |  | 18 | INCLUDED | INCLUDED | INCLUDED | 0 | 0 | 0 | 0 | 0 | 0 | 0 | 0 | 0 | 0
176 | 7000035238 | 5570 | 840 | 120 | Underground Cable Service Baratang | 170000271 |  |  |  |  | RCC Manholes : For providing Service loops as per technical specification | EA | 1 |  | 18 | INCLUDED | INCLUDED | INCLUDED | 0 | 0 | 0 | 0 | 0 | 0 | 0 | 0 | 0 | 0
177 | 7000035238 | 5570 | 840 | 130 | Underground Cable Service Baratang | 170000272 |  |  |  |  | Brick walled Manholes : For Joint locations as per technical specification | EA | 1 |  | 18 | INCLUDED | INCLUDED | INCLUDED | 0 | 0 | 0 | 0 | 0 | 0 | 0 | 0 | 0 | 0
178 | 7000035238 | 5570 | 840 | 140 | Underground Cable Service Baratang | 170000273 |  |  |  |  | Brick walled Manholes : For providing Service loops as per technical specification | EA | 1 |  | 18 | INCLUDED | INCLUDED | INCLUDED | 0 | 0 | 0 | 0 | 0 | 0 | 0 | 0 | 0 | 0
179 | 7000035238 | 5570 | 840 | 150 | Underground Cable Service Baratang | 170000248 |  |  |  |  | Warning Tape: Installation | M | 2500 |  | 18 | INCLUDED | INCLUDED | INCLUDED | 0 | 0 | 0 | 0 | 0 | 0 | 0 | 0 | 0 | 0
1: E; 2: 66/33kV Bambooflat | [6 empty] | Rounded off UnitPrice | Total Corrected Price (excl. GST) | GST rate | GST Amount
1 | 7000035238 | 6310 | 380 | 10 | Power Transformer-Service | 100002055 |  |  |  |  | Nitrogen injection type fire protection for 66kV transformer | SET | 2 |  | 18 | INCLUDED | INCLUDED | INCLUDED | 0 | 0 | 0 | 0 | 0 | 0 | 0 | 0 | 0 | 0
2 | 7000035238 | 6310 | 380 | 20 | Power Transformer-Service | 100058192 |  |  |  |  | 30MVA,66/33 KV, 3-PHASE POWER TRANSFORMER EXCLUDING INSULATING OIL | EA | 2 |  | 18 | INCLUDED | INCLUDED | INCLUDED | 0 | 0 | 0 | 0 | 0 | 0 | 0 | 0 | 0 | 0
3 | 7000035238 | 6310 | 380 | 30 | Power Transformer-Service | 100058193 |  |  |  |  | INSULATING OIL FOR 30MVA, 66/33KV, 3-PHASE POWER TRANSFORMER | SET | 2 |  | 18 | INCLUDED | INCLUDED | INCLUDED | 0 | 0 | 0 | 0 | 0 | 0 | 0 | 0 | 0 | 0
4 | 7000035238 | 6320 | 390 | 20 | LT Transformer-Service | 100058316 |  |  |  |  | 160KVA, 33/0.433KV, 3PH LT TRANSFORMER | EA | 2 |  | 18 | INCLUDED | INCLUDED | INCLUDED | 0 | 0 | 0 | 0 | 0 | 0 | 0 | 0 | 0 | 0
5 | 7000035238 | 6330 | 410 | 80 | 36kV Equipments-Service | 100000669 |  |  |  |  | 30kV Surge Arrester (1-Phase) | EA | 24 |  | 18 | INCLUDED | INCLUDED | INCLUDED | 0 | 0 | 0 | 0 | 0 | 0 | 0 | 0 | 0 | 0
6 | 7000035238 | 6330 | 410 | 90 | 36kV Equipments-Service | 100000684 |  |  |  |  | 36kV, 1ph Bus post insulator | SET | 8 |  | 18 | INCLUDED | INCLUDED | INCLUDED | 0 | 0 | 0 | 0 | 0 | 0 | 0 | 0 | 0 | 0
7 | 7000035238 | 6330 | 410 | 100 | 36kV Equipments-Service | 100000660 |  |  |  |  | 36 kV, 630A, 25 KA, 3-Phase DoubleBreak Isolator with one E/S | EA | 8 |  | 18 | INCLUDED | INCLUDED | INCLUDED | 0 | 0 | 0 | 0 | 0 | 0 | 0 | 0 | 0 | 0
8 | 7000035238 | 6330 | 410 | 110 | 36kV Equipments-Service | 100001780 |  |  |  |  | 36 kV (3-phase) Indoor Switch gear Panel for Bus Sectionaliser Module | SET | 1 |  | 18 | INCLUDED | INCLUDED | INCLUDED | 0 | 0 | 0 | 0 | 0 | 0 | 0 | 0 | 0 | 0
9 | 7000035238 | 6330 | 410 | 120 | 36kV Equipments-Service | 100000671 |  |  |  |  | 36 kV,25 KA, 3-phase Indoor Switch gear Panel-Line Module | EA | 8 |  | 18 | INCLUDED | INCLUDED | INCLUDED | 0 | 0 | 0 | 0 | 0 | 0 | 0 | 0 | 0 | 0
10 | 7000035238 | 6330 | 410 | 130 | 36kV Equipments-Service | 100000672 |  |  |  |  | 36 kV,25 KA, 3-phase Indoor Switch gear Panel-Transformer Module | EA | 2 |  | 18 | INCLUDED | INCLUDED | INCLUDED | 0 | 0 | 0 | 0 | 0 | 0 | 0 | 0 | 0 | 0
11 | 7000035238 | 6330 | 410 | 140 | 36kV Equipments-Service | 100003609 |  |  |  |  | 36 kV,25 KA (3-phase) LT Transformer Module | EA | 2 |  | 18 | INCLUDED | INCLUDED | INCLUDED | 0 | 0 | 0 | 0 | 0 | 0 | 0 | 0 | 0 | 0
12 | 7000035238 | 6340 | 420 | 10 | Substation Auxiliary | 100000894 |  |  |  |  | 415V Main Switchboard | SET | 1 |  | 18 | INCLUDED | INCLUDED | INCLUDED | 0 | 0 | 0 | 0 | 0 | 0 | 0 | 0 | 0 | 0
13 | 7000035238 | 6340 | 420 | 20 | Substation Auxiliary | 100000895 |  |  |  |  | AC Distribution Board (ACDB) | SET | 1 |  | 18 | INCLUDED | INCLUDED | INCLUDED | 0 | 0 | 0 | 0 | 0 | 0 | 0 | 0 | 0 | 0
14 | 7000035238 | 6340 | 420 | 30 | Substation Auxiliary | 100002065 |  |  |  |  | 415V Main Lighting DB(along with 2 nos.25 kVA 415V/415V Lighting transformer) | SET | 1 |  | 18 | INCLUDED | INCLUDED | INCLUDED | 0 | 0 | 0 | 0 | 0 | 0 | 0 | 0 | 0 | 0
15 | 7000035238 | 6340 | 420 | 40 | Substation Auxiliary | 100002066 |  |  |  |  | 415V Emergency Lighting DB(along with 1no. 25kVA 415V/415V lightingtransformer) | SET | 1 |  | 18 | INCLUDED | INCLUDED | INCLUDED | 0 | 0 | 0 | 0 | 0 | 0 | 0 | 0 | 0 | 0
16 | 7000035238 | 6340 | 420 | 50 | Substation Auxiliary | 100000904 |  |  |  |  | 110 V DC Distribution Board(DCDB) | SET | 2 |  | 18 | INCLUDED | INCLUDED | INCLUDED | 0 | 0 | 0 | 0 | 0 | 0 | 0 | 0 | 0 | 0
17 | 7000035238 | 6340 | 420 | 60 | Substation Auxiliary | 100002253 |  |  |  |  | 110V, 250Ah Battery | EA | 2 |  | 18 | INCLUDED | INCLUDED | INCLUDED | 0 | 0 | 0 | 0 | 0 | 0 | 0 | 0 | 0 | 0
18 | 7000035238 | 6340 | 420 | 70 | Substation Auxiliary | 100000944 |  |  |  |  | 110V, 60A/60A Float Cum Boost BatteryCharger | EA | 2 |  | 18 | INCLUDED | INCLUDED | INCLUDED | 0 | 0 | 0 | 0 | 0 | 0 | 0 | 0 | 0 | 0
19 | 7000035238 | 6340 | 420 | 80 | Substation Auxiliary | 100000924 |  |  |  |  | 48V, 200 Ah Battery | SET | 2 |  | 18 | INCLUDED | INCLUDED | INCLUDED | 0 | 0 | 0 | 0 | 0 | 0 | 0 | 0 | 0 | 0
20 | 7000035238 | 6340 | 420 | 90 | Substation Auxiliary | 100002252 |  |  |  |  | 48V, 70A/70A Float Cum Boost BatteryCharger cum DCDB | SET | 2 |  | 18 | INCLUDED | INCLUDED | INCLUDED | 0 | 0 | 0 | 0 | 0 | 0 | 0 | 0 | 0 | 0
21 | 7000035238 | 6340 | 420 | 110 | Substation Auxiliary | 100000960 |  |  |  |  | High wall type split AC unit of 2 TR capacity | EA | 10 |  | 18 | INCLUDED | INCLUDED | INCLUDED | 0 | 0 | 0 | 0 | 0 | 0 | 0 | 0 | 0 | 0
22 | 7000035238 | 6340 | 420 | 120 | Substation Auxiliary | 100058194 |  |  |  |  | 75 KVA DIESEL GENERATOR SET WITH CONTROL PANEL | EA | 1 |  | 18 | INCLUDED | INCLUDED | INCLUDED | 0 | 0 | 0 | 0 | 0 | 0 | 0 | 0 | 0 | 0
23 | 7000035238 | 6340 | 420 | 130 | Substation Auxiliary | 100000869 |  |  |  |  | Visual monitoring system for watch & ward | SET | 1 |  | 18 | INCLUDED | INCLUDED | INCLUDED | 0 | 0 | 0 | 0 | 0 | 0 | 0 | 0 | 0 | 0
24 | 7000035238 | 6350 | 430 | 80 | Relay & Protection Panel-Service | 100000760 |  |  |  |  | 66 kV Line Protection Panel (with Automation) | EA | 2 |  | 18 | INCLUDED | INCLUDED | INCLUDED | 0 | 0 | 0 | 0 | 0 | 0 | 0 | 0 | 0 | 0
25 | 7000035238 | 6350 | 430 | 90 | Relay & Protection Panel-Service | 100000761 |  |  |  |  | 66 kV Transformer Protection Panel (For both HV & MV side)-(with Automation) | EA | 2 |  | 18 | INCLUDED | INCLUDED | INCLUDED | 0 | 0 | 0 | 0 | 0 | 0 | 0 | 0 | 0 | 0
26 | 7000035238 | 6350 | 430 | 100 | Relay & Protection Panel-Service | 100002711 |  |  |  |  | 66 kV Protection Panel for Bus Sectionalizer (with Automation) | EA | 1 |  | 18 | INCLUDED | INCLUDED | INCLUDED | 0 | 0 | 0 | 0 | 0 | 0 | 0 | 0 | 0 | 0
27 | 7000035238 | 6350 | 430 | 110 | Relay & Protection Panel-Service | 100001891 |  |  |  |  | Time synchronisation equipment | EA | 1 |  | 18 | INCLUDED | INCLUDED | INCLUDED | 0 | 0 | 0 | 0 | 0 | 0 | 0 | 0 | 0 | 0
28 | 7000035238 | 6350 | 430 | 120 | Relay & Protection Panel-Service | 100000783 |  |  |  |  | Complete Substation automation System for controlling and monitoring of Auxilary System including BCUs as per technicalspecification | SET | 1 |  | 18 | INCLUDED | INCLUDED | INCLUDED | 0 | 0 | 0 | 0 | 0 | 0 | 0 | 0 | 0 | 0
29 | 7000035238 | 6350 | 430 | 130 | Relay & Protection Panel-Service | 100000774 |  |  |  |  | Complete Substation automation System for 66kV bay as per Technical Specification | EA | 5 |  | 18 | INCLUDED | INCLUDED | INCLUDED | 0 | 0 | 0 | 0 | 0 | 0 | 0 | 0 | 0 | 0
30 | 7000035238 | 6350 | 430 | 140 | Relay & Protection Panel-Service | 100000775 |  |  |  |  | Complete Substation automation System for 33kV bay as per Technical Specification | EA | 13 |  | 18 | INCLUDED | INCLUDED | INCLUDED | 0 | 0 | 0 | 0 | 0 | 0 | 0 | 0 | 0 | 0
31 | 7000035238 | 6360 | 450 | 10 | Fire Protection System-Service | 100002257 |  |  |  |  | Diesel Engine driven Hydrant system with Water tank, Pump Room, DG driven pump, O/G & U/G piping, hydrant points for transformers,buildings, store yard and accessories etc. | LS | 1 |  | 18 | INCLUDED | INCLUDED | INCLUDED | 0 | 0 | 0 | 0 | 0 | 0 | 0 | 0 | 0 | 0
32 | 7000035238 | 6360 | 450 | 20 | Fire Protection System-Service | 100000972 |  |  |  |  | 9litre water type Portable Fire extinguisher | EA | 4 |  | 18 | INCLUDED | INCLUDED | INCLUDED | 0 | 0 | 0 | 0 | 0 | 0 | 0 | 0 | 0 | 0
33 | 7000035238 | 6360 | 450 | 30 | Fire Protection System-Service | 100000975 |  |  |  |  | 4.5 kg CO2 type Portable Fire extinguisher | EA | 10 |  | 18 | INCLUDED | INCLUDED | INCLUDED | 0 | 0 | 0 | 0 | 0 | 0 | 0 | 0 | 0 | 0
34 | 7000035238 | 6360 | 450 | 40 | Fire Protection System-Service | 100000976 |  |  |  |  | 6Kg dry chemical powered type Portable Fire extinguisher | EA | 6 |  | 18 | INCLUDED | INCLUDED | INCLUDED | 0 | 0 | 0 | 0 | 0 | 0 | 0 | 0 | 0 | 0
35 | 7000035238 | 6360 | 450 | 50 | Fire Protection System-Service | 100008260 |  |  |  |  | 60 litre foam type Trolley/Wheel mounted Fire extinguisher | EA | 2 |  | 18 | INCLUDED | INCLUDED | INCLUDED | 0 | 0 | 0 | 0 | 0 | 0 | 0 | 0 | 0 | 0
36 | 7000035238 | 6360 | 450 | 60 | Fire Protection System-Service | 100002641 |  |  |  |  | Fire Detection and Alarm System for Control Room Building (66kV) | LS | 1 |  | 18 | INCLUDED | INCLUDED | INCLUDED | 0 | 0 | 0 | 0 | 0 | 0 | 0 | 0 | 0 | 0
37 | 7000035238 | 6370 | 490 | 80 | Erection H/W-Service | 100000638 |  |  |  |  | Erection Hardware for 66kV (Bus Scheme as per SLD)-Line Bay as per specification | SET | 2 |  | 18 | INCLUDED | INCLUDED | INCLUDED | 0 | 0 | 0 | 0 | 0 | 0 | 0 | 0 | 0 | 0
38 | 7000035238 | 6370 | 490 | 90 | Erection H/W-Service | 100000639 |  |  |  |  | Erection Hardware for 66kV (Bus Scheme as per SLD)-Transformer Bay as per specification | SET | 2 |  | 18 | INCLUDED | INCLUDED | INCLUDED | 0 | 0 | 0 | 0 | 0 | 0 | 0 | 0 | 0 | 0
39 | 7000035238 | 6370 | 490 | 100 | Erection H/W-Service | 100000646 |  |  |  |  | Erection Hardware for 66kV (Bus Scheme as per SLD)-Bus section bay as per specification | SET | 1 |  | 18 | INCLUDED | INCLUDED | INCLUDED | 0 | 0 | 0 | 0 | 0 | 0 | 0 | 0 | 0 | 0
40 | 7000035238 | 6370 | 490 | 110 | Erection H/W-Service | 100000674 |  |  |  |  | Erection Hardware for the 33kV Bus Scheme as per SLD-Line Bay as per specification | SET | 8 |  | 18 | INCLUDED | INCLUDED | INCLUDED | 0 | 0 | 0 | 0 | 0 | 0 | 0 | 0 | 0 | 0
41 | 7000035238 | 6370 | 490 | 120 | Erection H/W-Service | 100000643 |  |  |  |  | Erection Hardware for 66kV (Bus Scheme as per SLD)-Bus work (For Three bays) as per specification | SET | 2 |  | 18 | INCLUDED | INCLUDED | INCLUDED | 0 | 0 | 0 | 0 | 0 | 0 | 0 | 0 | 0 | 0
42 | 7000035238 | 6370 | 490 | 130 | Erection H/W-Service | 100004724 |  |  |  |  | ERECTION H/W- AUX LT TRANSFORMER | SET | 2 |  | 18 | INCLUDED | INCLUDED | INCLUDED | 0 | 0 | 0 | 0 | 0 | 0 | 0 | 0 | 0 | 0
43 | 7000035238 | 6370 | 490 | 140 | Erection H/W-Service | 100000675 |  |  |  |  | Erection Hardware for the 33kV Bus Scheme as per SLD-Transformer Bay as per specification | SET | 2 |  | 18 | INCLUDED | INCLUDED | INCLUDED | 0 | 0 | 0 | 0 | 0 | 0 | 0 | 0 | 0 | 0
44 | 7000035238 | 6380 | 510 | 10 | Cables -Service | 100002180 |  |  |  |  | 1.1kV grade Power Cables (XLPEinsulated) along withlugs,glands,straight joints &accessories,etc. | LS | 1 |  | 18 | INCLUDED | INCLUDED | INCLUDED | 0 | 0 | 0 | 0 | 0 | 0 | 0 | 0 | 0 | 0
45 | 7000035238 | 6380 | 510 | 20 | Cables -Service | 100002181 |  |  |  |  | 1.1kV grade Power Cables (PVCinsulated)along withlugs,glands,straight joints &accessories,etc. | LS | 1 |  | 18 | INCLUDED | INCLUDED | INCLUDED | 0 | 0 | 0 | 0 | 0 | 0 | 0 | 0 | 0 | 0
46 | 7000035238 | 6380 | 510 | 30 | Cables -Service | 100002182 |  |  |  |  | 1.1kV grade Control Cables (PVCinsulated) along withlugs,glands,straight joints &accessories,etc. | LS | 1 |  | 18 | INCLUDED | INCLUDED | INCLUDED | 0 | 0 | 0 | 0 | 0 | 0 | 0 | 0 | 0 | 0
47 | 7000035238 | 6380 | 510 | 40 | Cables -Service | 100002357 |  |  |  |  | 33kV XLPE cable Termination Equipment along with structure accessories for out door termination (one set consists of complete &requirement for one bay) | SET | 12 |  | 18 | INCLUDED | INCLUDED | INCLUDED | 0 | 0 | 0 | 0 | 0 | 0 | 0 | 0 | 0 | 0
48 | 7000035238 | 6380 | 510 | 60 | Cables -Service | 100058317 |  |  |  |  | 33 KV 3CX400 SQ.MM ALUMINIUM, ARMOURED XLPE CABLE | KM | 2.5 |  | 18 | INCLUDED | INCLUDED | INCLUDED | 0 | 0 | 0 | 0 | 0 | 0 | 0 | 0 | 0 | 0
49 | 7000035238 | 6390 | 620 | 80 | 72.5KVEquipments-service | 100000612 |  |  |  |  | 72.5 kV, 1250A, 31.5 kA, 3-phase CircuitBreaker with support structure | EA | 5 |  | 18 | INCLUDED | INCLUDED | INCLUDED | 0 | 0 | 0 | 0 | 0 | 0 | 0 | 0 | 0 | 0
50 | 7000035238 | 6390 | 620 | 100 | 72.5KVEquipments-service | 100000624 |  |  |  |  | 72.5 kV Voltage Transformer (1- Phase) | EA | 12 |  | 18 | INCLUDED | INCLUDED | INCLUDED | 0 | 0 | 0 | 0 | 0 | 0 | 0 | 0 | 0 | 0
51 | 7000035238 | 6390 | 620 | 110 | 72.5KVEquipments-service | 100000628 |  |  |  |  | 72.5 kV, 1250A, 31.5 KA, 3-Phase HDBIsolator with one E/S | EA | 4 |  | 18 | INCLUDED | INCLUDED | INCLUDED | 0 | 0 | 0 | 0 | 0 | 0 | 0 | 0 | 0 | 0
52 | 7000035238 | 6390 | 620 | 120 | 72.5KVEquipments-service | 100000632 |  |  |  |  | 72.5 kV, 1250A, 31.5 KA, 3-Phase HDBIsolator without E/s | EA | 6 |  | 18 | INCLUDED | INCLUDED | INCLUDED | 0 | 0 | 0 | 0 | 0 | 0 | 0 | 0 | 0 | 0
53 | 7000035238 | 6390 | 620 | 130 | 72.5KVEquipments-service | 100000635 |  |  |  |  | 60 kV Surge Arrestors (1-Phase) | EA | 12 |  | 18 | INCLUDED | INCLUDED | INCLUDED | 0 | 0 | 0 | 0 | 0 | 0 | 0 | 0 | 0 | 0
54 | 7000035238 | 6390 | 620 | 140 | 72.5KVEquipments-service | 100000649 |  |  |  |  | 66kV Bus post insulators | SET | 21 |  | 18 | INCLUDED | INCLUDED | INCLUDED | 0 | 0 | 0 | 0 | 0 | 0 | 0 | 0 | 0 | 0
55 | 7000035238 | 6390 | 620 | 90 | 72.5KVEquipments-service | 100058252 |  |  |  |  | 72.5 kV, 600A, 31.5 kA, 1-Phase Current Transformer with 150% extended current rating | EA | 15 |  | 18 | INCLUDED | INCLUDED | INCLUDED | 0 | 0 | 0 | 0 | 0 | 0 | 0 | 0 | 0 | 0
56 | 7000035238 | 6400 | 630 | 150 | Illumination System-Service | 100001021 |  |  |  |  | Lighting Panel type ACP-2 as per technical specification | EA | 3 |  | 18 | INCLUDED | INCLUDED | INCLUDED | 0 | 0 | 0 | 0 | 0 | 0 | 0 | 0 | 0 | 0
57 | 7000035238 | 6400 | 630 | 160 | Illumination System-Service | 100001022 |  |  |  |  | Lighting Panel type ACP-3 as per technical specification | EA | 2 |  | 18 | INCLUDED | INCLUDED | INCLUDED | 0 | 0 | 0 | 0 | 0 | 0 | 0 | 0 | 0 | 0
58 | 7000035238 | 6400 | 630 | 170 | Illumination System-Service | 100004852 |  |  |  |  | Lighting Fixture LED Luminaires type FL-1 as per tech. specifications | EA | 15 |  | 18 | INCLUDED | INCLUDED | INCLUDED | 0 | 0 | 0 | 0 | 0 | 0 | 0 | 0 | 0 | 0
59 | 7000035238 | 6400 | 630 | 180 | Illumination System-Service | 100004926 |  |  |  |  | Lighting Fixture LED Luminaires type FL2 as per tech. specifications | EA | 25 |  | 18 | INCLUDED | INCLUDED | INCLUDED | 0 | 0 | 0 | 0 | 0 | 0 | 0 | 0 | 0 | 0
60 | 7000035238 | 6400 | 630 | 190 | Illumination System-Service | 100004937 |  |  |  |  | Fire Wall Mounted LED Luminarie Type FL-2 (250W) | EA | 4 |  | 18 | INCLUDED | INCLUDED | INCLUDED | 0 | 0 | 0 | 0 | 0 | 0 | 0 | 0 | 0 | 0
61 | 7000035238 | 6400 | 630 | 200 | Illumination System-Service | 100004850 |  |  |  |  | Lighting Fixture LED Luminaires type SL-L1 as per tech. specifications | EA | 20 |  | 18 | INCLUDED | INCLUDED | INCLUDED | 0 | 0 | 0 | 0 | 0 | 0 | 0 | 0 | 0 | 0
62 | 7000035238 | 6400 | 630 | 210 | Illumination System-Service | 100004934 |  |  |  |  | Type L1 Street Lighting Pole of 6 meter as per technical specification. | EA | 20 |  | 18 | INCLUDED | INCLUDED | INCLUDED | 0 | 0 | 0 | 0 | 0 | 0 | 0 | 0 | 0 | 0
63 | 7000035238 | 6400 | 630 | 220 | Illumination System-Service | 100004851 |  |  |  |  | Lighting Fixture LED Luminaires type SL-D1 as per tech. specifications | EA | 10 |  | 18 | INCLUDED | INCLUDED | INCLUDED | 0 | 0 | 0 | 0 | 0 | 0 | 0 | 0 | 0 | 0
64 | 7000035238 | 6400 | 630 | 240 | Illumination System-Service | 100001052 |  |  |  |  | 63A, 415V : Interlocked switch socket outdoor Receptacle (type RP) as per technical specifications | EA | 2 |  | 18 | INCLUDED | INCLUDED | INCLUDED | 0 | 0 | 0 | 0 | 0 | 0 | 0 | 0 | 0 | 0
65 | 7000035238 | 6400 | 630 | 260 | Illumination System-Service | 100004456 |  |  |  |  | Control room cum administrative building (66kV) illuminationincluding Conduit | LS | 1 |  | 18 | INCLUDED | INCLUDED | INCLUDED | 0 | 0 | 0 | 0 | 0 | 0 | 0 | 0 | 0 | 0
66 | 7000035238 | 6400 | 630 | 270 | Illumination System-Service | 100002364 |  |  |  |  | Fire fighting pumphouse building illimunation including conduit | LS | 1 |  | 18 | INCLUDED | INCLUDED | INCLUDED | 0 | 0 | 0 | 0 | 0 | 0 | 0 | 0 | 0 | 0
67 | 7000035238 | 6400 | 630 | 280 | Illumination System-Service | 100002487 |  |  |  |  | Security Room Illumination including conduit | LS | 1 |  | 18 | INCLUDED | INCLUDED | INCLUDED | 0 | 0 | 0 | 0 | 0 | 0 | 0 | 0 | 0 | 0
68 | 7000035238 | 6400 | 630 | 290 | Illumination System-Service | 100001885 |  |  |  |  | Outdoor Power Receptacle for oilfiltration unit (250A) | EA | 2 |  | 18 | INCLUDED | INCLUDED | INCLUDED | 0 | 0 | 0 | 0 | 0 | 0 | 0 | 0 | 0 | 0
69 | 7000035238 | 6400 | 630 | 300 | Illumination System-Service | 100004935 |  |  |  |  | Type D1 Post top lantern pole of 4 meter as per technical specification. | EA | 10 |  | 18 | INCLUDED | INCLUDED | INCLUDED | 0 | 0 | 0 | 0 | 0 | 0 | 0 | 0 | 0 | 0
70 | 7000035238 | 6410 | 640 | 10 | Structure & Main Earthmat-Service | 100003103 |  |  |  |  | 40 mm MS rod for Main Earthmat | KM | 4 |  | 18 | INCLUDED | INCLUDED | INCLUDED | 0 | 0 | 0 | 0 | 0 | 0 | 0 | 0 | 0 | 0
71 | 7000035238 | 6560 | 660 | 10 | Telecom Eqpt Service Bambooflat | 100002812 |  |  |  |  | SDH Equipment (STM-16 MADM upto 5 MSP protected directions)-Base Equipment (Common cards, Cross Connect/control cards, optical basecards, power supply cards, power cabling, other hardware and accessories including sub racks, patch cord, DDF etc fully equipedexcluding optical interface & Tributary cards | EA | 1 |  | 18 | INCLUDED | INCLUDED | INCLUDED | 0 | 0 | 0 | 0 | 0 | 0 | 0 | 0 | 0 | 0
72 | 7000035238 | 6560 | 660 | 20 | Telecom Eqpt Service Bambooflat | 100002813 |  |  |  |  | Optical Interface/SFP-V16.2 | EA | 2 |  | 18 | INCLUDED | INCLUDED | INCLUDED | 0 | 0 | 0 | 0 | 0 | 0 | 0 | 0 | 0 | 0
73 | 7000035238 | 6560 | 660 | 30 | Telecom Eqpt Service Bambooflat | 100002825 |  |  |  |  | Tributary interface- E1 interface (Minimum 16 nos.) | SET | 2 |  | 18 | INCLUDED | INCLUDED | INCLUDED | 0 | 0 | 0 | 0 | 0 | 0 | 0 | 0 | 0 | 0
74 | 7000035238 | 6560 | 660 | 40 | Telecom Eqpt Service Bambooflat | 170000550 |  |  |  |  | Ethernet Interface 10/100 Base T with Layer-2 switching (Min 8 Interfaces per card) | EA | 2 |  | 18 | INCLUDED | INCLUDED | INCLUDED | 0 | 0 | 0 | 0 | 0 | 0 | 0 | 0 | 0 | 0
75 | 7000035238 | 6560 | 660 | 50 | Telecom Eqpt Service Bambooflat | 100002829 |  |  |  |  | Tributary interface-Gigabit Ethernet Interfaces 10/100 Mbps with Layer -2 Switching (minimum 2 nos.) | SET | 1 |  | 18 | INCLUDED | INCLUDED | INCLUDED | 0 | 0 | 0 | 0 | 0 | 0 | 0 | 0 | 0 | 0
76 | 7000035238 | 6560 | 660 | 60 | Telecom Eqpt Service Bambooflat | 170000375 |  |  |  |  | Equipment Cabinets-For SDH Equipments | EA | 1 |  | 18 | INCLUDED | INCLUDED | INCLUDED | 0 | 0 | 0 | 0 | 0 | 0 | 0 | 0 | 0 | 0
77 | 7000035238 | 6560 | 660 | 70 | Telecom Eqpt Service Bambooflat | 170000376 |  |  |  |  | NMS-Craft Terminal-Hardware | EA | 1 |  | 18 | INCLUDED | INCLUDED | INCLUDED | 0 | 0 | 0 | 0 | 0 | 0 | 0 | 0 | 0 | 0
78 | 7000035238 | 6560 | 660 | 80 | Telecom Eqpt Service Bambooflat | 170000377 |  |  |  |  | NMS-Craft Terminal-Software | EA | 1 |  | 18 | INCLUDED | INCLUDED | INCLUDED | 0 | 0 | 0 | 0 | 0 | 0 | 0 | 0 | 0 | 0
79 | 7000035238 | 6560 | 660 | 90 | Telecom Eqpt Service Bambooflat | 170000551 |  |  |  |  | VOIP telephone instrument with one common switch (min. 8 port) | EA | 2 |  | 18 | INCLUDED | INCLUDED | INCLUDED | 0 | 0 | 0 | 0 | 0 | 0 | 0 | 0 | 0 | 0
80 | 7000035238 | 6560 | 660 | 100 | Telecom Eqpt Service Bambooflat | 170004395 |  |  |  |  | Fibre Optic Approach cabling: Including installation hardware like GI pipe, elbow, conduits, accessories etc.: 48 Fibre | KM | 0.5 |  | 18 | INCLUDED | INCLUDED | INCLUDED | 0 | 0 | 0 | 0 | 0 | 0 | 0 | 0 | 0 | 0
81 | 7000035238 | 6560 | 660 | 110 | Telecom Eqpt Service Bambooflat | 170000356 |  |  |  |  | Fibre Optic Distribution Panel (FODP): Indoor Type: FC Coupling and mounted on ETSI 19" rack or slimline rack: Type 2 (96 Fibre) | EA | 1 |  | 18 | INCLUDED | INCLUDED | INCLUDED | 0 | 0 | 0 | 0 | 0 | 0 | 0 | 0 | 0 | 0
82 | 7000035238 | 6560 | 660 | 120 | Telecom Eqpt Service Bambooflat | 100002900 |  |  |  |  | Training for communication Equipments | MND | 2 |  | 18 | INCLUDED | INCLUDED | INCLUDED | 0 | 0 | 0 | 0 | 0 | 0 | 0 | 0 | 0 | 0
83 | 7000035238 | 6670 | 680 | 10 | Civil Works | 100004518 |  |  |  |  | Excavation in all kind of soil including rock for all leads and lifts, backfilling, disposal of surplus earth within a lead up to2Km as per technical specification. The surplus earth shall be roughly graded . | M3 | 8247 |  | 18 | INCLUDED | INCLUDED | INCLUDED | 0 | 0 | 0 | 0 | 0 | 0 | 0 | 0 | 0 | 0
84 | 7000035238 | 6670 | 680 | 20 | Civil Works | 100011662 |  |  |  |  | Excavation in hard rock which require blasting (including chemical blasting and rock excavated using specialized tools) for allfoundation works including stacking, measuring, disposal etc.for all leads and lifts as per technical specification. | M3 | 1000 |  | 18 | INCLUDED | INCLUDED | INCLUDED | 0 | 0 | 0 | 0 | 0 | 0 | 0 | 0 | 0 | 0
85 | 7000035238 | 6670 | 680 | 30 | Civil Works | 100001325 |  |  |  |  | Providing and laying of Plain Cement Concrete (PCC) (1:4:8) | M3 | 695 |  | 18 | INCLUDED | INCLUDED | INCLUDED | 0 | 0 | 0 | 0 | 0 | 0 | 0 | 0 | 0 | 0
86 | 7000035238 | 6670 | 680 | 40 | Civil Works | 100001326 |  |  |  |  | Providing and laying of Plain Cement Concrete (PCC) (1:2:4) | M3 | 95 |  | 18 | INCLUDED | INCLUDED | INCLUDED | 0 | 0 | 0 | 0 | 0 | 0 | 0 | 0 | 0 | 0
87 | 7000035238 | 6670 | 680 | 50 | Civil Works | 100016607 |  |  |  |  | Providing and laying of Reinforced Cement Concrete M30 including pre cast, shuttering, Grouting of pockets & underpinning butexcluding steel reinforcement | M3 | 2407 |  | 18 | INCLUDED | INCLUDED | INCLUDED | 0 | 0 | 0 | 0 | 0 | 0 | 0 | 0 | 0 | 0
88 | 7000035238 | 6670 | 680 | 60 | Civil Works | 100016681 |  |  |  |  | Reinforcement steel meeting corrosion resistance properties as per IS:1786 and manufacturer specificationâ€‹ | MT | 330 |  | 18 | INCLUDED | INCLUDED | INCLUDED | 0 | 0 | 0 | 0 | 0 | 0 | 0 | 0 | 0 | 0
89 | 7000035238 | 6670 | 680 | 70 | Civil Works | 100001330 |  |  |  |  | Stone filling (40 mm size) for transformer/Reactor foundation | M3 | 42 |  | 18 | INCLUDED | INCLUDED | INCLUDED | 0 | 0 | 0 | 0 | 0 | 0 | 0 | 0 | 0 | 0
90 | 7000035238 | 6670 | 680 | 80 | Civil Works | 100001331 |  |  |  |  | Misc. Structural steel including rails, embedments, edge protection angles, gratings etc. but excluding the reinforcement steel andsteel for lattice and pipe structures. | MT | 22 |  | 18 | INCLUDED | INCLUDED | INCLUDED | 0 | 0 | 0 | 0 | 0 | 0 | 0 | 0 | 0 | 0
91 | 7000035238 | 6670 | 680 | 90 | Civil Works | 100054773 |  |  |  |  | External finishing/ painting of fire wall with cement wash | M2 | 200 |  | 18 | INCLUDED | INCLUDED | INCLUDED | 0 | 0 | 0 | 0 | 0 | 0 | 0 | 0 | 0 | 0
92 | 7000035238 | 6670 | 680 | 100 | Civil Works | 100001714 |  |  |  |  | Stone spreading in switchyard excluding PCC | M2 | 6786 |  | 18 | INCLUDED | INCLUDED | INCLUDED | 0 | 0 | 0 | 0 | 0 | 0 | 0 | 0 | 0 | 0
93 | 7000035238 | 6670 | 680 | 110 | Civil Works | 100001713 |  |  |  |  | Antiweed treatment | M2 | 6786 |  | 18 | INCLUDED | INCLUDED | INCLUDED | 0 | 0 | 0 | 0 | 0 | 0 | 0 | 0 | 0 | 0
94 | 7000035238 | 6670 | 680 | 120 | Civil Works | 100048595 |  |  |  |  | Providing & laying non-woven Geo-synthetics fabric of minimum 200 GSM in separration layer between sub garde and stone spreading inswitchyard as per Technical Specification and direction of Engineer-in-Charge. | M2 | 6786 |  | 18 | INCLUDED | INCLUDED | INCLUDED | 0 | 0 | 0 | 0 | 0 | 0 | 0 | 0 | 0 | 0
95 | 7000035238 | 6670 | 680 | 130 | Civil Works | 100004507 |  |  |  |  | 3.75m wide Cement Concrete road with PCC shoulder including 100 mm dia RCC Hume Pipe @ 100 metre interval as per drawing and TS.However, reinforcement steel and all type concrete shall be paid separately under relevant items | M2 | 825 |  | 18 | INCLUDED | INCLUDED | INCLUDED | 0 | 0 | 0 | 0 | 0 | 0 | 0 | 0 | 0 | 0
96 | 7000035238 | 6670 | 680 | 140 | Civil Works | 100001458 |  |  |  |  | Construction of rail cum road as per drawing including all item such as excavation,compactions, rolling watering, WBM etc. butexcluding concrete reinforcement and structural steel-Section having two rails for Reactor. | M2 | 125 |  | 18 | INCLUDED | INCLUDED | INCLUDED | 0 | 0 | 0 | 0 | 0 | 0 | 0 | 0 | 0 | 0
97 | 7000035238 | 6670 | 680 | 150 | Civil Works | 100001735 |  |  |  |  | RCC culverts and cable trench crossings including supplying and laying hume pipe 250mm dia of grade (NP-3) excluding concrete as perspecification. | M | 50 |  | 18 | INCLUDED | INCLUDED | INCLUDED | 0 | 0 | 0 | 0 | 0 | 0 | 0 | 0 | 0 | 0
98 | 7000035238 | 6670 | 680 | 160 | Civil Works | 100001736 |  |  |  |  | RCC culverts and cable trench crossings including supplying and laying hume pipe 300mm dia of grade (NP-3) excluding concrete as perspecification. | M | 50 |  | 18 | INCLUDED | INCLUDED | INCLUDED | 0 | 0 | 0 | 0 | 0 | 0 | 0 | 0 | 0 | 0
99 | 7000035238 | 6670 | 680 | 170 | Civil Works | 100001737 |  |  |  |  | RCC culverts and cable trench crossings including supplying and laying hume pipe 450mm dia of grade (NP-3) excluding concrete as perspecification. | M | 50 |  | 18 | INCLUDED | INCLUDED | INCLUDED | 0 | 0 | 0 | 0 | 0 | 0 | 0 | 0 | 0 | 0
100 | 7000035238 | 6670 | 680 | 180 | Civil Works | 100020963 |  |  |  |  | RCC culvert crossings including supplying and laying hume pipe 600mm dia of grade (NP-3) excluding concrete as per specification. | M | 50 |  | 18 | INCLUDED | INCLUDED | INCLUDED | 0 | 0 | 0 | 0 | 0 | 0 | 0 | 0 | 0 | 0
101 | 7000035238 | 6670 | 680 | 190 | Civil Works | 100008611 |  |  |  |  | Swtichyard fencing: Providing and fixing fencing of GI barbed wire consisting of galvanized MS tubular posts at 3 m intervals; GIbarded wire shall run horizontally from post to post at a spacing of 300 mm (vertically) and a cross formation in each panel,complete as per technical specification and drawing. | M | 100 |  | 18 | INCLUDED | INCLUDED | INCLUDED | 0 | 0 | 0 | 0 | 0 | 0 | 0 | 0 | 0 | 0
102 | 7000035238 | 6670 | 680 | 200 | Civil Works | 100001392 |  |  |  |  | Switchyard Gate excluding Concrete | EA | 2 |  | 18 | INCLUDED | INCLUDED | INCLUDED | 0 | 0 | 0 | 0 | 0 | 0 | 0 | 0 | 0 | 0
103 | 7000035238 | 6670 | 680 | 210 | Civil Works | 100007701 |  |  |  |  | Supplying and erecting dewatering pumps- 2 HP | EA | 2 |  | 18 | INCLUDED | INCLUDED | INCLUDED | 0 | 0 | 0 | 0 | 0 | 0 | 0 | 0 | 0 | 0
104 | 7000035238 | 6670 | 680 | 220 | Civil Works | 100001409 |  |  |  |  | Supplying and erecting dewatering pumps-5 HP | EA | 1 |  | 18 | INCLUDED | INCLUDED | INCLUDED | 0 | 0 | 0 | 0 | 0 | 0 | 0 | 0 | 0 | 0
105 | 7000035238 | 6670 | 680 | 230 | Civil Works | 100015791 |  |  |  |  | All civil works for Drains construction of Section A-A including crossings if any as per technical specification and tender drawingscomplete in all respect with all labour and materials. | M | 72 |  | 18 | INCLUDED | INCLUDED | INCLUDED | 0 | 0 | 0 | 0 | 0 | 0 | 0 | 0 | 0 | 0
106 | 7000035238 | 6670 | 680 | 240 | Civil Works | 100015792 |  |  |  |  | All civil works for Drains construction of Section B-B including crossings if any as per technical specification and tender drawingscomplete in all respect with all labour and materials. | M | 108 |  | 18 | INCLUDED | INCLUDED | INCLUDED | 0 | 0 | 0 | 0 | 0 | 0 | 0 | 0 | 0 | 0
107 | 7000035238 | 6670 | 680 | 250 | Civil Works | 100015793 |  |  |  |  | All civil works for Drains construction of Section C-C including crossings if any as per technical specification and tender drawingscomplete in all respect with all labour and materials. | M | 36 |  | 18 | INCLUDED | INCLUDED | INCLUDED | 0 | 0 | 0 | 0 | 0 | 0 | 0 | 0 | 0 | 0
108 | 7000035238 | 6670 | 680 | 260 | Civil Works | 100015794 |  |  |  |  | All civil works for Drains construction of Section D-D including crossings if any as per technical specification and tender drawingscomplete in all respect with all labour and materials. | M | 24 |  | 18 | INCLUDED | INCLUDED | INCLUDED | 0 | 0 | 0 | 0 | 0 | 0 | 0 | 0 | 0 | 0
109 | 7000035238 | 6670 | 680 | 270 | Civil Works | 100003477 |  |  |  |  | Rain water harvesting excluding reinforcement and concrete as per drawing | EA | 1 |  | 18 | INCLUDED | INCLUDED | INCLUDED | 0 | 0 | 0 | 0 | 0 | 0 | 0 | 0 | 0 | 0
110 | 7000035238 | 6670 | 680 | 280 | Civil Works | 100001683 |  |  |  |  | Control Room Building - Civil Works All civil works as per drawing and specifications complete, including - brickwork, finishing(external and internal), windows etc. However, excavation, PCC, RCC and reinforcement shall be paid separately as per BPS. | M2 | 600 |  | 18 | INCLUDED | INCLUDED | INCLUDED | 0 | 0 | 0 | 0 | 0 | 0 | 0 | 0 | 0 | 0
111 | 7000035238 | 6670 | 680 | 290 | Civil Works | 100001682 |  |  |  |  | FFPH Building - Civil Works All civil works as per drawing and specifications complete, including - brickwork,finishing (externaland internal),windows etc.However, excavation, PCC,RCC and reinforcement shall be paid separately as per BPS | M2 | 27.5 |  | 18 | INCLUDED | INCLUDED | INCLUDED | 0 | 0 | 0 | 0 | 0 | 0 | 0 | 0 | 0 | 0
112 | 7000035238 | 6670 | 680 | 300 | Civil Works | 100001700 |  |  |  |  | All civil works as per drawing and specification but excluding excavation, PCC, RCC, reinforcement but including finishing (internaland external) etc & all civil works complete in all respect - Water Tank for Fire Fighting Pump House | EA | 1 |  | 18 | INCLUDED | INCLUDED | INCLUDED | 0 | 0 | 0 | 0 | 0 | 0 | 0 | 0 | 0 | 0
113 | 7000035238 | 6670 | 680 | 310 | Civil Works | 100008638 |  |  |  |  | Supplying and laying CPVC pipe for external water supply system - 75 mm dia pipe | M | 100 |  | 18 | INCLUDED | INCLUDED | INCLUDED | 0 | 0 | 0 | 0 | 0 | 0 | 0 | 0 | 0 | 0
114 | 7000035238 | 6670 | 680 | 320 | Civil Works | 100008639 |  |  |  |  | Supplying and laying CPVC pipe for external water supply system - 50 mm dia pipe | M | 50 |  | 18 | INCLUDED | INCLUDED | INCLUDED | 0 | 0 | 0 | 0 | 0 | 0 | 0 | 0 | 0 | 0
115 | 7000035238 | 6670 | 680 | 330 | Civil Works | 100010100 |  |  |  |  | Supplying and laying CPVC pipe for external water supply system - 40 mm dia pipe | M | 50 |  | 18 | INCLUDED | INCLUDED | INCLUDED | 0 | 0 | 0 | 0 | 0 | 0 | 0 | 0 | 0 | 0
116 | 7000035238 | 6670 | 680 | 340 | Civil Works | 100010101 |  |  |  |  | Supplying and laying CPVC pipe for external water supply system - 25 mm dia pipe | M | 50 |  | 18 | INCLUDED | INCLUDED | INCLUDED | 0 | 0 | 0 | 0 | 0 | 0 | 0 | 0 | 0 | 0
117 | 7000035238 | 6670 | 680 | 350 | Civil Works | 100001740 |  |  |  |  | Septic tank and soakpit for CRB | EA | 1 |  | 18 | INCLUDED | INCLUDED | INCLUDED | 0 | 0 | 0 | 0 | 0 | 0 | 0 | 0 | 0 | 0
118 | 7000035238 | 6670 | 680 | 360 | Civil Works | 100001755 |  |  |  |  | Providing & Laying of SW pipes for external sewerage system as per technical specification 100mm dia pipe | M | 50 |  | 18 | INCLUDED | INCLUDED | INCLUDED | 0 | 0 | 0 | 0 | 0 | 0 | 0 | 0 | 0 | 0
119 | 7000035238 | 6670 | 680 | 370 | Civil Works | 100001756 |  |  |  |  | Providing & Laying of SW pipes for external sewerage system as per technical specification 150mm dia pipe | M | 50 |  | 18 | INCLUDED | INCLUDED | INCLUDED | 0 | 0 | 0 | 0 | 0 | 0 | 0 | 0 | 0 | 0
120 | 7000035238 | 6670 | 680 | 380 | Civil Works | 100001757 |  |  |  |  | Providing & Laying of SW pipes for external sewerage system as per technical specification 200mm dia pipe | M | 50 |  | 18 | INCLUDED | INCLUDED | INCLUDED | 0 | 0 | 0 | 0 | 0 | 0 | 0 | 0 | 0 | 0
121 | 7000035238 | 6670 | 680 | 390 | Civil Works | 100002488 |  |  |  |  | Septic tank and soakpit for Security Room | EA | 1 |  | 18 | INCLUDED | INCLUDED | INCLUDED | 0 | 0 | 0 | 0 | 0 | 0 | 0 | 0 | 0 | 0
122 | 7000035238 | 6670 | 680 | 400 | Civil Works | 100001701 |  |  |  |  | Security Hut - Civil WorksAll civilworks as per drawing and specificationscomplete, including - brickwork,finishing (external and internal),windows etc.However, excavation, PCC,RCC and reinforcement shall be paidseparately as per BPS. | M2 | 18 |  | 18 | INCLUDED | INCLUDED | INCLUDED | 0 | 0 | 0 | 0 | 0 | 0 | 0 | 0 | 0 | 0
123 | 7000035238 | 6670 | 680 | 410 | Civil Works | 100002912 |  |  |  |  | Providing and fixing Pre cast RCC Boundary wall as per drawings and specifications, including centring, shuttering, moulding,RCC, reinforcement, casting, curing, hoisting, carriage of precast cols/panels to site,Excavation, PCC, backfilling,MS angles andConcertina coil etc. complete. | M | 330 |  | 18 | INCLUDED | INCLUDED | INCLUDED | 0 | 0 | 0 | 0 | 0 | 0 | 0 | 0 | 0 | 0
124 | 7000035238 | 6670 | 680 | 420 | Civil Works | 100002913 |  |  |  |  | Providing and fixing main entrance gate as per drawings including Excavation, PCC, backfilling, RCC, reinforcement, MS steel,fabrication, painting etc complete | LOT | 1 |  | 18 | INCLUDED | INCLUDED | INCLUDED | 0 | 0 | 0 | 0 | 0 | 0 | 0 | 0 | 0 | 0
125 | 7000035238 | 6670 | 680 | 430 | Civil Works | 100001433 |  |  |  |  | Soil Investigation: As per technical specification including all laboratory and field tests, report and recommendations. | LOT | 1 |  | 18 | INCLUDED | INCLUDED | INCLUDED | 0 | 0 | 0 | 0 | 0 | 0 | 0 | 0 | 0 | 0
126 | 7000035238 | 6670 | 680 | 440 | Civil Works | 100002911 |  |  |  |  | Earthwork in excavation & filling in all types of soil and soft/disintegrated rock in open areas/nallas/channels, to the requiredslopes, shapes, levels, elevations and profile, including trimming of bottom and slopes of excavation, bailing out rain(dewatering), pumping, removal of slush, preparing embankments/marginal banks, loosening, dressing, spreading material in layers notexceeding 200mm, as per direction of Engineer-in-Charge, water flooding, compacting to achieve 95% consolidation at optimum moisturecontent, finishing etc. all complete, for all leads and lifts within leveling boundary, including disposal of surplus earth andstacking of unsuitable material within a lead of 2.0 Km beyond substation boundary, with all labour, material, tools, tackles andequipment, safeguards and incidentals, Royalty,taxes etc. as necessary, as per drawings, specification and directions of theEngineer-in-Charge. Clearing of jungle is included in this item. (Only excavation/cutting will be measured for payment purpose.) | M3 | 6000 |  | 18 | INCLUDED | INCLUDED | INCLUDED | 0 | 0 | 0 | 0 | 0 | 0 | 0 | 0 | 0 | 0
127 | 7000035238 | 6670 | 680 | 450 | Civil Works | 100002583 |  |  |  |  | Supply of earth (excluding rock & boulders) at site including royalty, carriage and filling in specified areas in layers notexceeding 200mm in depth, compacting under optimum moisture condition to achieve 95% of Proctor density, finishing etc. allcomplete, for all leads & lifts, with all labour, material, tools, tackles, equipments, safeguards & incidentals as necessary as perdrawings, specification and direction of the Engineer- in- Charge. | M3 | 7000 |  | 18 | INCLUDED | INCLUDED | INCLUDED | 0 | 0 | 0 | 0 | 0 | 0 | 0 | 0 | 0 | 0
128 | 7000035238 | 6670 | 680 | 460 | Civil Works | 100002914 |  |  |  |  | Earthwork in excavation in Hard rocks in open areas/nallas/ channels, to the required slopes, shapes, levels, elevations andprofile, including trimming of bottom and slopes of excavation and stacking and disposal of rock for a lead up to 2.0 KM beyondleveling boundary and all lifts , with all labour, material, tools, tackles and equipment, safeguards and incidentals,Royalty,taxesetc. as per directions of the Engineer-in-Charge. Serviceable material if available shall be stacked at site as identified byEngineer-in-Charge.(50% void deduction from stack measurement) | M3 | 1000 |  | 18 | INCLUDED | INCLUDED | INCLUDED | 0 | 0 | 0 | 0 | 0 | 0 | 0 | 0 | 0 | 0
129 | 7000035238 | 6670 | 680 | 470 | Civil Works | 100007097 |  |  |  |  | Dry stone pitching 22.5 cm thick including supply of stones and preparing surface complete including construction of 600 mm high and230 mm wide cement concrete (1:3:6) (1 cement : 3 coarse sand (zone-III) : 6 graded stone aggregate 20 mm nominal size) toe wall atthe lowest portion of stone pitching area etc. completed as per theinstruction of Engineer-In-Charge. . | M2 | 1000 |  | 18 | INCLUDED | INCLUDED | INCLUDED | 0 | 0 | 0 | 0 | 0 | 0 | 0 | 0 | 0 | 0
130 | 7000035238 | 6670 | 680 | 480 | Civil Works | 100004463 |  |  |  |  | Random Rubble masonry for Retaining wall with locally available stone in cement sand mortar 1:6 (1 Cement: 6 coarse sand) includinglevelling up with cement concrete 1:6:12 (1 cement : 6 coarse sand : 12 graded stone aggregate 20 mm nominal size), Raised and Cutpointing on exposed surface, weep holes/PVC pipe sleeves of 100 mm dia (medium class) @ 1 metre C/C staggered . The top of theretaining wall to be provided with cement concrete 1:2:4. However items of excavation, concrete (1:2:4) shall be payable underrespective items of BPS | M3 | 300 |  | 18 | INCLUDED | INCLUDED | INCLUDED | 0 | 0 | 0 | 0 | 0 | 0 | 0 | 0 | 0 | 0
131 | 7000035238 | 6670 | 680 | 490 | Civil Works | 120003321 |  |  |  |  | Providing & making Gabion structure with Mechanically Woven Double Twisted Hexagonal Shaped Wire mesh Gabion Boxes as per IS16014:2012,MORTH Clause 2500, of required size, Mesh Type 10x12(D=100 mm with tolerance of Â± 2%) Zinic+PVC coated, Mesh wirediameter2.7/3.7mm, mechanically edged/selvedged with partitions at every 1m interval and shall have minimum 10 numbers of openingsper meter of mesh perpendicular to twist, tying with lacing wire of diameter 2.2/3.2mm(ID/OD), supplied @3% by weight of Gabionboxes, filled with boulders with least dimension of 200 mm, as per drawing, all complete as per directions of Engineer-incharge. | M3 | 300 |  | 18 | INCLUDED | INCLUDED | INCLUDED | 0 | 0 | 0 | 0 | 0 | 0 | 0 | 0 | 0 | 0
132 | 7000035238 | 6670 | 680 | 500 | Civil Works | 100015233 |  |  |  |  | Providing and fixing in weep holes of retaining walls unplasticised Rigid PVC rain water pipes conforming to IS : 13592 Type A,including jointing with seal ring conforming to IS : 5382, leaving 10 mm gap for thermal expansion, (i) Single socketed pipes.:110mm diameter. | RM | 50 |  | 18 | INCLUDED | INCLUDED | INCLUDED | 0 | 0 | 0 | 0 | 0 | 0 | 0 | 0 | 0 | 0
133 | 7000035238 | 6670 | 680 | 510 | Civil Works | 150000067 |  |  |  |  | Sinking of Tubewell and installation of motor operated submersible pump of suitable capacity and reputed make (All items to besupplied by the contractor. Make of motor/pump to be approved by POWERGRID) | EA | 1 |  | 18 | INCLUDED | INCLUDED | INCLUDED | 0 | 0 | 0 | 0 | 0 | 0 | 0 | 0 | 0 | 0
134 | 7000035238 | 6670 | 680 | 520 | Civil Works | 100001720 |  |  |  |  | Supplying, filling and compacting CNS material as per specification under floors, foundations, roads, cable trenches, drains etc inlayers not exceeding 200 mm thickness | M3 | 500 |  | 18 | INCLUDED | INCLUDED | INCLUDED | 0 | 0 | 0 | 0 | 0 | 0 | 0 | 0 | 0 | 0
135 | 7000035238 | 6670 | 680 | 530 | Civil Works | 100001721 |  |  |  |  | Supplying, filling and compacting stone boulders mixed with sand under foundations, roads, cable trenches, drains etc in layers notexceeding 250mm thickness including ramming, watering compacting | M3 | 500 |  | 18 | INCLUDED | INCLUDED | INCLUDED | 0 | 0 | 0 | 0 | 0 | 0 | 0 | 0 | 0 | 0
136 | 7000035238 | 6670 | 680 | 540 | Civil Works | 100016667 |  |  |  |  | Cable Trench including all types of crossings, all metallic works and sump pit including concrete and reinforcement steel Section2A-2A | M | 30 |  | 18 | INCLUDED | INCLUDED | INCLUDED | 0 | 0 | 0 | 0 | 0 | 0 | 0 | 0 | 0 | 0
137 | 7000035238 | 6670 | 680 | 550 | Civil Works | 100001478 |  |  |  |  | Cable Trench including all types of crossings, all metallic works and sump pit including concrte and reinforcement steel Section 2-2 | M | 80 |  | 18 | INCLUDED | INCLUDED | INCLUDED | 0 | 0 | 0 | 0 | 0 | 0 | 0 | 0 | 0 | 0
138 | 7000035238 | 6670 | 680 | 560 | Civil Works | 100001479 |  |  |  |  | Cable Trench including all types of crossings, all metallic works and sump pit including concrte and reinforcement steel Section 3-3 | M | 160 |  | 18 | INCLUDED | INCLUDED | INCLUDED | 0 | 0 | 0 | 0 | 0 | 0 | 0 | 0 | 0 | 0
139 | 7000035238 | 6670 | 680 | 570 | Civil Works | 100001480 |  |  |  |  | Cable Trench including all types of crossings, all metallic works and sump pit including concrte and reinforcement steel Section 4-4 | M | 20 |  | 18 | INCLUDED | INCLUDED | INCLUDED | 0 | 0 | 0 | 0 | 0 | 0 | 0 | 0 | 0 | 0
140 | 7000035238 | 6670 | 680 | 580 | Civil Works | 100004832 |  |  |  |  | Boring, providing and installing bored cast-in-situ reinforced cement concrete pile of 450 mm dia and specified length below thepile cap to carry a safe working load not less than specified including the cost of boring, temporary casing, bentonite solutionetc. complete. The length of the piles shall be measured from bottom of the pile cap to the lowest point of pile. The cost ofreinforcement steel, cement concrete, routine and initial test shall be paid separately under respective items of BPS. | RM | 9625 |  | 18 | INCLUDED | INCLUDED | INCLUDED | 0 | 0 | 0 | 0 | 0 | 0 | 0 | 0 | 0 | 0
141 | 7000035238 | 6670 | 680 | 590 | Civil Works | 100016609 |  |  |  |  | Providing and laying of reinforced cement concrete for piling work of Grade M-30 ( Minimum cement content of 400Kg/cu.m.) ofspecified diameter & length below the pile cap. | M3 | 1531 |  | 18 | INCLUDED | INCLUDED | INCLUDED | 0 | 0 | 0 | 0 | 0 | 0 | 0 | 0 | 0 | 0
142 | 7000035238 | 6670 | 680 | 600 | Civil Works | 100015220 |  |  |  |  | Initial Vertical Compression load testing of piles in accordance with IS 2911 (Part IV) including installation of loading platformand preparation of pile head or construction of test cap and dismantling of test cap after test etc. complete as per specification &the direction of Engineer in-charge. - 450mm Dia pile | EA | 1 |  | 18 | INCLUDED | INCLUDED | INCLUDED | 0 | 0 | 0 | 0 | 0 | 0 | 0 | 0 | 0 | 0
143 | 7000035238 | 6670 | 680 | 610 | Civil Works | 100015222 |  |  |  |  | Initial Pullout Test of piles in accordance with IS 2911(Part-IV) inlcuding T&P, labour , hydraulic jack etc. complete - 450mm diapile | EA | 1 |  | 18 | INCLUDED | INCLUDED | INCLUDED | 0 | 0 | 0 | 0 | 0 | 0 | 0 | 0 | 0 | 0
144 | 7000035238 | 6670 | 680 | 620 | Civil Works | 100015224 |  |  |  |  | Initial Lateral load testing of single pile in accordance with IS Code of practice IS : 2911 (Part IV) for determining safeallowable lateral load on pile -450mm dia Pile | EA | 1 |  | 18 | INCLUDED | INCLUDED | INCLUDED | 0 | 0 | 0 | 0 | 0 | 0 | 0 | 0 | 0 | 0
145 | 7000035238 | 6670 | 680 | 630 | Civil Works | 100015226 |  |  |  |  | Routine test-Vertical load testing of piles in accordance with IS 2911 (Part IV) including installation of loading platform andpreparation of pile head or construction of test cap and dismantling of test cap after test etc. complete as per specification & thedirection of Engineer in-charge. - 450mm Dia pile | EA | 4 |  | 18 | INCLUDED | INCLUDED | INCLUDED | 0 | 0 | 0 | 0 | 0 | 0 | 0 | 0 | 0 | 0
146 | 7000035238 | 6670 | 680 | 640 | Civil Works | 100015228 |  |  |  |  | Routine Pullout Test of piles in accordance with IS 2911(Part-IV) inlcuding T&P, labour , hydraulic jack etc. complete-450mm diapile | EA | 4 |  | 18 | INCLUDED | INCLUDED | INCLUDED | 0 | 0 | 0 | 0 | 0 | 0 | 0 | 0 | 0 | 0
147 | 7000035238 | 6670 | 680 | 650 | Civil Works | 100015230 |  |  |  |  | Routine test- Lateral load testing of single pile in accordance with IS Code of practice IS : 2911 (Part IV) for determining safeallowable lateral load on pile -450mm dia pile | EA | 4 |  | 18 | INCLUDED | INCLUDED | INCLUDED | 0 | 0 | 0 | 0 | 0 | 0 | 0 | 0 | 0 | 0
148 | 7000035238 | 6670 | 680 | 660 | Civil Works | 120002789 |  |  |  |  | 20.9 Integrity testing of Pile using Low Strain/ Sonic Integrity Test/ Sonic Echo Test method in accordance with IS 14893 includingsurface preparation of pile top by removing soil, mud, dust & chipping lean concrete lumps etc. and use of computerised equipmentand high skill trained personal for conducting the test & submission of results, all complete as per direction ofEngineer-in-charge. Note: DSR unit is 'per test' | EA | 963 |  | 18 | INCLUDED | INCLUDED | INCLUDED | 0 | 0 | 0 | 0 | 0 | 0 | 0 | 0 | 0 | 0
149 | 7000035238 | 6670 | 680 | 670 | Civil Works | 100001432 |  |  |  |  | Buried Cable trenches for Aux. Power arrangement | M | 2100 |  | 18 | INCLUDED | INCLUDED | INCLUDED | 0 | 0 | 0 | 0 | 0 | 0 | 0 | 0 | 0 | 0
150 | 7000035238 | 6680 | 690 | 10 | Non-Standard structures-Service | 100001210 |  |  |  |  | Erection of Lattice Structures (MS Steel), to be designed during detailed engineering, for towers, beams and equipment supportstructure including pack plates / packwashers and gusset plates excluding fasteners and foundation bolts | MT | 127 |  | 18 | INCLUDED | INCLUDED | INCLUDED | 0 | 0 | 0 | 0 | 0 | 0 | 0 | 0 | 0 | 0
151 | 7000035238 | 6680 | 690 | 20 | Non-Standard structures-Service | 100001680 |  |  |  |  | Erection of fasteners ( nuts, bolts and washers ) including step bolts for lattice and pipe structures to be designed duringdetailed engineering | MT | 9 |  | 18 | INCLUDED | INCLUDED | INCLUDED | 0 | 0 | 0 | 0 | 0 | 0 | 0 | 0 | 0 | 0
152 | 7000035238 | 6680 | 690 | 30 | Non-Standard structures-Service | 100001681 |  |  |  |  | Erection of foundation bolts including nuts, checknut and washers for lattice and pipe structures to be designed during detailedengineering | MT | 11 |  | 18 | INCLUDED | INCLUDED | INCLUDED | 0 | 0 | 0 | 0 | 0 | 0 | 0 | 0 | 0 | 0
153 | 7000035238 | 6950 | 810 | 10 | 66KV CABLE SERVICE | 100058262 |  |  |  |  | 66KV GRADE 1CX500SQ. MM (XLPE) POWER CABLE AS PER TECHNICAL SPECIFICATION | KM | 2.5 |  | 18 | INCLUDED | INCLUDED | INCLUDED | 0 | 0 | 0 | 0 | 0 | 0 | 0 | 0 | 0 | 0
154 | 7000035238 | 6950 | 810 | 20 | 66KV CABLE SERVICE | 100058263 |  |  |  |  | STRAIGHT THROUGH JOINTS OR INSULATED JOINTS AS PER REQUIREMENT FOR COMPLETE LENGTH OF CABLE ROUTE SUITABLE FOR 66 KV XLPE CABLE | SET | 1 |  | 18 | INCLUDED | INCLUDED | INCLUDED | 0 | 0 | 0 | 0 | 0 | 0 | 0 | 0 | 0 | 0
155 | 7000035238 | 6950 | 810 | 30 | 66KV CABLE SERVICE | 100058264 |  |  |  |  | 66KV OUTDOOR TERMINATION KIT SUITABLE FOR 66KV, 500 sqmm XLPE CABLE AS PER TECHNICAL SPECIFICATION | EA | 12 |  | 18 | INCLUDED | INCLUDED | INCLUDED | 0 | 0 | 0 | 0 | 0 | 0 | 0 | 0 | 0 | 0
156 | 7000035238 | 6950 | 810 | 40 | 66KV CABLE SERVICE | 100058265 |  |  |  |  | ERECTION OF MISCELLANEOUS INSTALLATION MATERIALS FOR CABLE LAYING, JOINTING AND BONDING INCLUDING SHEATH BONDING CABLE, LINK BOXES,SHEATH VOLTAGE LIMITERS, EARTHING MATERIAL, GROUND MAT, ROUTE & JOINT BAY MARKERS, WARNING TAPES, CLAMPS, CONNECTORS AND ALL OTHERMATERIALS REQUIRED AS PER TECHNICAL SPECIFICATIONS AND AS PER STATUATORY REQUIREMENTS FOR 66KV EHV CABLE SYSTEM | LS | 1 |  | 18 | INCLUDED | INCLUDED | INCLUDED | 0 | 0 | 0 | 0 | 0 | 0 | 0 | 0 | 0 | 0
157 | 7000035238 | 6950 | 810 | 50 | 66KV CABLE SERVICE | 100000635 |  |  |  |  | 60 kV Surge Arrestors (1-Phase) | EA | 6 |  | 18 | INCLUDED | INCLUDED | INCLUDED | 0 | 0 | 0 | 0 | 0 | 0 | 0 | 0 | 0 | 0
158 | 7000035238 | 6950 | 810 | 60 | 66KV CABLE SERVICE | 100000649 |  |  |  |  | 66kV Bus post insulators | SET | 6 |  | 18 | INCLUDED | INCLUDED | INCLUDED | 0 | 0 | 0 | 0 | 0 | 0 | 0 | 0 | 0 | 0
159 | 7000035238 | 6950 | 810 | 100 | 66KV CABLE SERVICE | 100003244 |  |  |  |  | Detailed route survey for the entire route length & coordination for statutory Clearances from relevant authorities for laying ofcables on behalf of Owner | KM | 0.6 |  | 18 | INCLUDED | INCLUDED | INCLUDED | 0 | 0 | 0 | 0 | 0 | 0 | 0 | 0 | 0 | 0
160 | 7000035238 | 6950 | 810 | 110 | 66KV CABLE SERVICE | 100003713 |  |  |  |  | ROAD CROSSING THROUGH HDPE PIPES IN TRENCHLESS DIGGING AND RESTORATION AS PER SPECIFICATION | M | 100 |  | 18 | INCLUDED | INCLUDED | INCLUDED | 0 | 0 | 0 | 0 | 0 | 0 | 0 | 0 | 0 | 0
161 | 7000035238 | 6950 | 810 | 120 | 66KV CABLE SERVICE | 100004669 |  |  |  |  | Construction of buried cable trench along with excavation, PCC, backfilling, restoration and construction of jointing bays (as perrequirement) etc. as per technical specification. | KM | 0.5 |  | 18 | INCLUDED | INCLUDED | INCLUDED | 0 | 0 | 0 | 0 | 0 | 0 | 0 | 0 | 0 | 0
162 | 7000035238 | 6950 | 810 | 140 | 66KV CABLE SERVICE | 100032641 |  |  |  |  | Laying & installation of HDPE pipes ( as per technical specification)-160NB | KM | 2.5 |  | 18 | INCLUDED | INCLUDED | INCLUDED | 0 | 0 | 0 | 0 | 0 | 0 | 0 | 0 | 0 | 0
163 | 7000035238 | 7050 | 840 | 10 | Underground Cable Service Bambooflat | 100002713 |  |  |  |  | Survey & documentation for under ground fibre optic cabling | KM | 2.5 |  | 18 | INCLUDED | INCLUDED | INCLUDED | 0 | 0 | 0 | 0 | 0 | 0 | 0 | 0 | 0 | 0
164 | 7000035238 | 7050 | 840 | 20 | Underground Cable Service Bambooflat | 100003248 |  |  |  |  | Installation of PLB HDPE pipe by Trenchless digging for Fibre Optic Cable | KM | 2 |  | 18 | INCLUDED | INCLUDED | INCLUDED | 0 | 0 | 0 | 0 | 0 | 0 | 0 | 0 | 0 | 0
165 | 7000035238 | 7050 | 840 | 30 | Underground Cable Service Bambooflat | 170000258 |  |  |  |  | Laying of Undergroung Optical Fibre Cable : 48 fibres | M | 2500 |  | 18 | INCLUDED | INCLUDED | INCLUDED | 0 | 0 | 0 | 0 | 0 | 0 | 0 | 0 | 0 | 0
166 | 7000035238 | 7050 | 840 | 40 | Underground Cable Service Bambooflat | 170000262 |  |  |  |  | Installation of Joint box in underground (Including Splicing & Testing) : 48 fibres | EA | 10 |  | 18 | INCLUDED | INCLUDED | INCLUDED | 0 | 0 | 0 | 0 | 0 | 0 | 0 | 0 | 0 | 0
167 | 7000035238 | 7050 | 840 | 50 | Underground Cable Service Bambooflat | 100003362 |  |  |  |  | GI Pipe 100mm ( Nominal Bore) | M | 100 |  | 18 | INCLUDED | INCLUDED | INCLUDED | 0 | 0 | 0 | 0 | 0 | 0 | 0 | 0 | 0 | 0
168 | 7000035238 | 7050 | 840 | 60 | Underground Cable Service Bambooflat | 170000252 |  |  |  |  | RCC Hume Pipe (Full) : 100mm internal dia (for single duct) : Installation | M | 50 |  | 18 | INCLUDED | INCLUDED | INCLUDED | 0 | 0 | 0 | 0 | 0 | 0 | 0 | 0 | 0 | 0
169 | 7000035238 | 7050 | 840 | 70 | Underground Cable Service Bambooflat | 100003247 |  |  |  |  | Laying of PLB HDPE pipe in Open Trench for Fibre Optic Cable | KM | 0.5 |  | 18 | INCLUDED | INCLUDED | INCLUDED | 0 | 0 | 0 | 0 | 0 | 0 | 0 | 0 | 0 | 0
170 | 7000035238 | 7050 | 840 | 80 | Underground Cable Service Bambooflat | 170000214 |  |  |  |  | Excavation & back filling in all types of soil, road, footpath etc along the OFC route as per tech spec. along POWERGRID route | KM | 0.5 |  | 18 | INCLUDED | INCLUDED | INCLUDED | 0 | 0 | 0 | 0 | 0 | 0 | 0 | 0 | 0 | 0
171 | 7000035238 | 7050 | 840 | 90 | Underground Cable Service Bambooflat | 170000281 |  |  |  |  | Reinstatement of excavated area/damages | M2 | 112.5 |  | 18 | INCLUDED | INCLUDED | INCLUDED | 0 | 0 | 0 | 0 | 0 | 0 | 0 | 0 | 0 | 0
172 | 7000035238 | 7050 | 840 | 100 | Underground Cable Service Bambooflat | 170000275 |  |  |  |  | Installation of PLB HDPE Pipe on wall in building premises [including routing of OFC through it] | M | 50 |  | 18 | INCLUDED | INCLUDED | INCLUDED | 0 | 0 | 0 | 0 | 0 | 0 | 0 | 0 | 0 | 0
173 | 7000035238 | 7050 | 840 | 110 | Underground Cable Service Bambooflat | 170000270 |  |  |  |  | RCC Manholes : For Joint locations as per technical specification | EA | 3 |  | 18 | INCLUDED | INCLUDED | INCLUDED | 0 | 0 | 0 | 0 | 0 | 0 | 0 | 0 | 0 | 0
174 | 7000035238 | 7050 | 840 | 120 | Underground Cable Service Bambooflat | 170000271 |  |  |  |  | RCC Manholes : For providing Service loops as per technical specification | EA | 1 |  | 18 | INCLUDED | INCLUDED | INCLUDED | 0 | 0 | 0 | 0 | 0 | 0 | 0 | 0 | 0 | 0
175 | 7000035238 | 7050 | 840 | 130 | Underground Cable Service Bambooflat | 170000272 |  |  |  |  | Brick walled Manholes : For Joint locations as per technical specification | EA | 1 |  | 18 | INCLUDED | INCLUDED | INCLUDED | 0 | 0 | 0 | 0 | 0 | 0 | 0 | 0 | 0 | 0
176 | 7000035238 | 7050 | 840 | 140 | Underground Cable Service Bambooflat | 170000273 |  |  |  |  | Brick walled Manholes : For providing Service loops as per technical specification | EA | 1 |  | 18 | INCLUDED | INCLUDED | INCLUDED | 0 | 0 | 0 | 0 | 0 | 0 | 0 | 0 | 0 | 0
177 | 7000035238 | 7050 | 840 | 150 | Underground Cable Service Bambooflat | 170000248 |  |  |  |  | Warning Tape: Installation | M | 2500 |  | 18 | INCLUDED | INCLUDED | INCLUDED | 0 | 0 | 0 | 0 | 0 | 0 | 0 | 0 | 0 | 0
1: 135; 11: 5 | 0 | 0 | 0 | 0 | 0 | 0 | 5 | 0 | 0 | 0
1: 136; 11: 5 | 0 | 0 | 0 | 0 | 0 | 0 | 5 | 0 | 0 | 0
1: 137; 11: 5 | 0 | 0 | 0 | 0 | 0 | 0 | 5 | 0 | 0 | 0
1: 138; 11: 5 | 0 | 0 | 0 | 0 | 0 | 0 | 5 | 0 | 0 | 0
1: 139; 11: 5 | 0 | 0 | 0 | 0 | 0 | 0 | 5 | 0 | 0 | 0
1: 140; 11: 5 | 0 | 0 | 0 | 0 | 0 | 0 | 5 | 0 | 0 | 0
1: 141; 11: 5 | 0 | 0 | 0 | 0 | 0 | 0 | 5 | 0 | 0 | 0
1: 142; 11: 5 | 0 | 0 | 0 | 0 | 0 | 0 | 5 | 0 | 0 | 0
1: 143; 11: 5 | 0 | 0 | 0 | 0 | 0 | 0 | 5 | 0 | 0 | 0
11: 5 | 0 | 0 | 0 | 0 | 0 | 0 | 5 | 0 | 0 | 0
11: 5 | 0 | 0 | 0 | 0 | 0 | 0 | 5 | 0 | 0 | 0
11: 5 | 0 | 0 | 0 | 0 | 0 | 0 | 5 | 0 | 0 | 0
11: 5 | 0 | 0 | 0 | 0 | 0 | 0 | 5 | 0 | 0 | 0
11: 5 | 0 | 0 | 0 | 0 | 0 | 0 | 5 | 0 | 0 | 0
11: 5 | 0 | 0 | 0 | 0 | 0 | 0 | 5 | 0 | 0 | 0
| Total | [9 empty] | Total Installation / Erection Charges (excluding GST) |  |  |  |  | 0
| Total | [9 empty] | GST payable on the price quoted if Contract is awarded (Amount) | [5 empty] | 0
2: Total; 8: Total Installation / Erection Charges (including GST); 15=13+14: 0 |  | 0 |  |  | 0 | 0 |  | 0 |  | 0
[26 empty] | Total Corrected Price (excl. GST) |  | GST Amount
| Date | [10 empty] | Printed Name
| Place | [10 empty] | Designation
0

## Sch-5 (hidden)
NIT/RFB No.: CC/NT/W-AIS/DOM/A04/25/15517 |  |  |  | Schedule - 5
66kV AIS Substation Package SS01 including Transformer for (a) 66/33kV Diglipur S/s (b) 66/33kV Mayabunder S/s (c) 66/33kV Rangat S/s (d) 66/11 kV Baratang S/s (e) 66/33kV Bambooflat S/s under “Interconnection work of North, Middle & South Andaman Island under RDSS in UT of Andaman & Nicobar Islands”.
(SUMMARY OF TAXES & DUTIES APPLICABLE ON PLANT & EQUIPMENT)
BIDDER:
0 |  |  | To:
Bidder’s Name and Address (Sole Bidder) : |  |  | Contract Services
Name : |  |  | Power Grid Corporation of India Ltd.,
Address : |  |  | "Saudamini", Plot No.-2
Sector-29,
Gurgaon (Haryana) - 122001
Sl. No. | Item Nos. |  | Total Price (INR) |  | After Discount |  | After MPDiscount
1 | TOTAL GST on Goods |  | 0 |  | Excise Duty | #REF! | Excise Duty | #REF!
Total GST for Supply of Goods (inter-alia including Type Test Charges) between the Contractor and the Employer (identified in Schedule 1') which are not included in the Ex-works price as per the provision of the Bidding Documents, as applicable.
2 | TOTAL GST on Services |  | 0 |  | Sales Tax | 0 | Sales Tax | 0
| Total GST on Installation Services (indentified in Schedule-3) and Training to be imparted in India (identified in Schedule-4) which are not included in the Installation and Training charges as per the provision of the Bidding Documents, as applicable |  |  |  | #REF! | 0 | #REF! | 0
| GRAND TOTAL [1+2] |  | 0
Date : |  | Printed Name :
Place : |  | Designation :
Click for Sch-6

## Sch-5 after discount (hidden)
NIT/RFB No.: CC/NT/W-AIS/DOM/A04/25/15517 |  |  |  | Schedule - 5
66kV AIS Substation Package SS01 including Transformer for (a) 66/33kV Diglipur S/s (b) 66/33kV Mayabunder S/s (c) 66/33kV Rangat S/s (d) 66/11 kV Baratang S/s (e) 66/33kV Bambooflat S/s under “Interconnection work of North, Middle & South Andaman Island under RDSS in UT of Andaman & Nicobar Islands”.
(SUMMARY OF TAXES & DUTIES APPLICABLE ON PLANT & EQUIPMENT)
BIDDER:
0 |  |  | To:
Bidder’s Name and Address (Sole Bidder) : |  |  | POWERGRID CORPORATION OF INDIA LIMITED,
Name : |  |  | Saudamini, Plot No. 2, Sector - 29, Gurgaon
Address : |  |  | 0
0
0
Sl. No. | Item Nos. |  | Total Price (INR)
1 | TOTAL GST on Goods |  | 0
Total GST for Supply of Goods (inter-alia including Type Test Charges) between the Contractor and the Employer (identified in Schedule 1') which are not included in the Ex-works price as per the provision of the Bidding Documents, as applicable.
2 | TOTAL GST on Services |  | 0
Total GST on Installation Services (indentified in Schedule-3) and Training to be imparted in India (identified in Schedule-4) which are not included in the Installation and Training charges as per the provision of the Bidding Documents, as applicable
| GRAND TOTAL [1+2] |  | 0
Date : |  | Printed Name :
Place : |  | Designation :
Click for Sch-6

## Sch-3
NIT/RFB No.: CC/NT/W-AIS/DOM/A04/25/15517 |  |  | Schedule - 3
66kV AIS Substation Package SS01 including Transformer for (a) 66/33kV Diglipur S/s (b) 66/33kV Mayabunder S/s (c) 66/33kV Rangat S/s (d) 66/11 kV Baratang S/s (e) 66/33kV Bambooflat S/s under “Interconnection work of North, Middle & South Andaman Island under RDSS in UT of Andaman & Nicobar Islands”.
(GRAND SUMMARY)
BIDDER:
0 |  |  | To:
Bidder’s Name and Address (Sole Bidder) : |  |  | POWERGRID CORPORATION OF INDIA LIMITED,
Name : |  |  | Saudamini, Plot No. 2, Sector - 29, Gurgaon
Address : |  |  | 0
0
0
Sl. No. | Description |  | Total Price (INR)
1 | TOTAL SCHEDULE NO. 1 |  | 0
Total Ex-Works Price + price for inland transportation and other services required in India to convey the Goods to their final destination (including GST)
2 | TOTAL SCHEDULE NO. 2 |  | 0
Total Installation / Erection Charges (including GST)
GRAND TOTAL [1+2]
0
Date : |  | Printed Name :
Place : |  | Designation :
Click for Sch-7

## Sch-6 After Discount (hidden)
NIT/RFB No.: CC/NT/W-AIS/DOM/A04/25/15517 |  |  | Schedule - 6 After Discount
66kV AIS Substation Package SS01 including Transformer for (a) 66/33kV Diglipur S/s (b) 66/33kV Mayabunder S/s (c) 66/33kV Rangat S/s (d) 66/11 kV Baratang S/s (e) 66/33kV Bambooflat S/s under “Interconnection work of North, Middle & South Andaman Island under RDSS in UT of Andaman & Nicobar Islands”.
(GRAND SUMMARY)
#REF! |  |  | To:
Bidder’s Name and Address (Sole Bidder) : |  |  | POWERGRID CORPORATION OF INDIA LIMITED,
Name : |  |  | Saudamini, Plot No. 2, Sector - 29, Gurgaon
Address : |  |  | 0
0
0
Sl. No. | Description |  | Total Price (INR)
1 | TOTAL SCHEDULE NO. 1
Ex-works price of Plant and Equipment including Type Test Charges
2 | TOTAL SCHEDULE NO. 2
Local Transportation, Insurance and other Incidental Services
3 | TOTAL SCHEDULE NO. 3
Installation Charges
4 | TOTAL SCHEDULE NO. 4
Training Charges
5 | TOTAL SCHEDULE NO. 5
Taxes and Duties
6 | TOTAL SCHEDULE NO. 7
Type Test Charges [Total of this Schedule is included in Schedule - 1 above.]
GRAND TOTAL [1+2+3+4+5]
Date : |  | Printed Name :
Place : |  | Designation :
Click for Sch-7

## Sch-6 (After Discount) (hidden)
NIT/RFB No.: CC/NT/W-AIS/DOM/A04/25/15517 |  |  | Schedule - 6
66kV AIS Substation Package SS01 including Transformer for (a) 66/33kV Diglipur S/s (b) 66/33kV Mayabunder S/s (c) 66/33kV Rangat S/s (d) 66/11 kV Baratang S/s (e) 66/33kV Bambooflat S/s under “Interconnection work of North, Middle & South Andaman Island under RDSS in UT of Andaman & Nicobar Islands”.
(GRAND SUMMARY)
BIDDER:
0 |  |  | To:
Bidder’s Name and Address (Sole Bidder) : |  |  | POWERGRID CORPORATION OF INDIA LIMITED,
Name : |  |  | Saudamini, Plot No. 2, Sector - 29, Gurgaon
Address : |  |  | 0
0
0
Sl. No. | Description |  | Total Price (INR) | From Sch-6 | Discount Factors
1 | TOTAL SCHEDULE NO. 1 |  | 0 | 0 | 0
Ex-works price of Plant and Equipment including Type Test Charges
2 | TOTAL SCHEDULE NO. 2 |  | #REF! | 0 | #REF!
Local Transportation, In-transit Insurance, loading and unloading
3 | TOTAL SCHEDULE NO. 3 |  | #REF! | #REF! | 0
Installation Charges
4 | TOTAL SCHEDULE NO. 4 |  | Not Applicable
Training Charges
5 | TOTAL SCHEDULE NO. 5 |  | 0
Taxes and Duties
6 | TOTAL SCHEDULE NO. 7 |  | Not Applicable
Type Test Charges [Total of this Schedule is included in Schedule - 1 above.]
GRAND TOTAL [1+2+3+5]
#REF!
Date : |  | Printed Name :
Place : |  | Designation :
Click for Sch-7

## Discount (hidden)
NIT/RFB No.: CC/NT/W-AIS/DOM/A04/25/15517 |  |  |  |  | Letter of Discount
LETTER OF DISCOUNT
To:
Contract Services | [6 empty] | Schedule 1 | 0
Power Grid Corporation of India Ltd., | [6 empty] | Schedule 2 | #REF!
"Saudamini", Plot No.-2 | [6 empty] | Schedule 3 | 0
Sector-29, (near IFFCO Chowk) | [6 empty] | Total | #REF!
Gurgaon (Haryana) - 122001
Subject : |  | 66kV AIS Substation Package SS01 including Transformer for (a) 66/33kV Diglipur S/s (b) 66/33kV Mayabunder S/s (c) 66/33kV Rangat S/s (d) 66/11 kV Baratang S/s (e) 66/33kV Bambooflat S/s under “Interconnection work of North, Middle & South Andaman Island under RDSS in UT of Andaman & Nicobar Islands”.
Dear Sir
With reference to the subject tender, we hereby offer unconditional discount on the prices quoted by us as per details given here below : | [5 empty] | Sch-1 | Sch-2 | Sch-3
| 1 | Discount on lum-sum basis on total price quoted by us without GST. [The discount shall be proportionately applicable on all the items of all the Schdules i.e. Sch-1 (without type test charges), Sch-2, Sch-3, Sch-4 & Sch-7] In Rs. |  |  |  | 0 | #REF! | 0
| 2 | Discount on percent basis on total price quoted by us without GST. [The discount shall be applicable on all the items of all the Schdules i.e. Sch-1 (without type test charges), Sch-2 , Sch-3, Sch-4 & Sch-7] In Percent (%) |  |  |  | 0 | #REF! | 0
| 3 | Discount on lum-sum basis on the Schedules as given below : [The discount shall be proportionately applicable on all the relevent items of the respective Schdules.] In Rs.
|  | Schedule-1 : Ex works prices |  | In Rs. |  | 0
|  | Schedule-2 : Local Transportation, In-transit Insurance, loading and unloading |  | In Rs. |  |  | 0
|  | Schedule-3 : Installation Charges |  | In Rs. |  |  |  | 0
|  | Schedule-4 : Training Charges |  | In Rs.
|  | Schedule-7 : Type Test Charges |  | In Rs.
| 4 | Discount on percent basis on the Schedules as given below : [The discount shall be applicable on all the relevent items of the respective Schdules.] In Percent (%)
|  | Schedule-1 : Ex works prices |  | In Percent (%) |  | 0
|  | Schedule-2 : Local Transportation, In-transit Insurance, loading and unloading |  | In Percent (%) |  |  | #REF!
|  | Schedule-3 : Installation Charges |  | In Percent (%) |  |  |  | 0
|  | Schedule-4 : Training Charges |  | In Percent (%)
|  | Schedule-7 : Type Test Charges |  | In Percent (%)
Discount(s) offered at sl. No. 1 to 4 will get displayed and accounted for automatically in the respective items of the Schedules.
| 5 | We hereby offer Multi-package discount as given below:
[6 empty] | 0 | #REF! | 0 | 0 | 0
|  | Multi-Package Discount(s) offered at sl. No. 5 will not get automatically accounted for in the respective items of the Schedules. The same shall be worked out saparately for evaluation. |  |  |  | #DIV/0! | #REF! | #DIV/0! | #DIV/0! | #REF!
[Discount will not be calculated authometrically. However, the same shall be considered during evaluation.]
Please consider this letter of discount as the integral part of our price bid.
Thanking you, we remain, | [5 empty] | 0 | #REF! | 0
[5 empty] | Yours faithfully, | 0 | #REF! | 0 | Discount Factors
For and on behalf of
Date : |  | #REF! | Printed Name : | 0
Place : |  | #REF! | Designation : | 0

## Octroi (hidden)
Details of Octroi
Sl No. | Description of Items | Amount on which Octroi is applicable | Rate of Octroi | Octroi
(1) | (2) | (3) | (4) | (5) =(3) x (4)
1 |  |  |  | 0
2 |  |  |  | 0
3 |  |  |  | 0
4 |  |  |  | 0
5 |  |  |  | 0
6 |  |  |  | 0
7 |  |  |  | 0
8 |  |  |  | 0
9 |  |  |  | 0
10 |  |  |  | 0
| Total |  |  | 0
Back to Sch 5

## Entry Tax (hidden)
Details of Entry Tax
Sl No. | Description of Items | Amount on which Entry Tax is applicable | Rate of Entry Tax | Entry Tax
(1) | (2) | (3) | (4) | (5) =(3) x (4)
1 |  |  |  | 0
2 |  |  |  | 0
3 |  |  |  | 0
4 |  |  |  | 0
5 |  |  |  | 0
6 |  |  |  | 0
7 |  |  |  | 0
8 |  |  |  | 0
9 |  |  |  | 0
10 |  |  |  | 0
| Total |  |  | 0
Back to Sch 5

## Other Taxes & Duties (hidden)
Details of Other Taxes & Duties
Sl No. | Description of Items | Amount on which Other Taxes & Duties are applicable | Description of Taxes & Duties | Rate of Taxes & Duties | Amount of Taxes & Duties
(1) | (2) | (3) | (4) | (5) | (6) =(3) x (4)
1 |  |  |  |  | 0
2 |  |  |  |  | 0
3 |  |  |  |  | 0
4 |  |  |  |  | 0
5 |  |  |  |  | 0
6 |  |  |  |  | 0
7 |  |  |  |  | 0
8 |  |  |  |  | 0
9 |  |  |  |  | 0
10 |  |  |  |  | 0
| Total |  |  |  | 0
Back to Sch 5

## QC (hidden)
STATEMENT OF QUOTED / CORRECTED PRICES
ALL FIGURES ARE IN INDIAN RUPEES
BIDDER
SL. | PRICE COMPONENT | QUOTED PRICE | CORRECTED PRICE
1 | Price of Plant and Equipment (including Mandatory Spares Parts) to be supplied [Schedule-1] | 0 |  | 0
2 | Local Transportation, In-transit Insurance, loading and unloading charges [Schedule-2] | #REF! |  | #REF!
3 | Installation Charges [Schedule-3] | 0 |  | 0
4 | Type Test Charges [Schedule-7] | Not Applicable |  | Not Applicable
5 | Total Bid Price excluding GST (1+2+3+4) | #REF! |  | #REF!
6 | Discount | NIL |  | NIL
7 | Total Bid Price excluding GST (1+2+3+4) | #REF! |  | #REF!
8 | Taxes & Duties:
| GST on Supply of Goods @5% | 0 |  | 0 | total GST on supply | 291545315.52
| GST on Supply of Goods @12% | 0 |  | 0
| GST on Supply of Goods @12% | 0 |  | 0
| GST on Supply of Goods @18% |  |  | 0
| GST on Supply of Goods @28% |  |  | 0
| GST on Supply of Installation Services @ 18% | 0 |  | 0
| GST on Type Test Charges | Not Applicable |  | Not Applicable
9 | Total Taxes & Duties | 0 |  | 0
10 | Total Bid Price (including Taxes & Duties) | #REF! |  | #REF!
Note-1: | It may be mentioned that KEC in Schedule-1 & 3 of their bid, have confirmed/deemed confirmed HSN/SAC code. Also, KEC have confirmed/ deemed confirmed rate of GST for all the items/services in Schedule-1 & 3. Hence the GST tax rate as quoted by KEC has been considered to arrive at their total evaluated bid price, in line with the provisions of the Bidding Documents.
Note-2: | It may be mentioned that KEC in Schedule-3 of their bid, have quoted unit prices in more than 2 place of decimals. Accordingly, to work out the total corrected price, unit rates quoted by KEC are rounded off to 2 place of decimals.
Transmission line Tower Package TW03 for 765 kV D/C Navasari (New) (South Gujarat) - Padghe line (Gujarat portion) associated with Transmission Network Expansion in Gujarat to increase its ATC from ISTS: Part B; Spec. No.: 5002002154/TOWER/DOM/A04-CC CS -5
Annexure-E9

## Contracts-Template (hidden)
Exworks
| Total Ex-Works Price Direct |  |  |  |  | 0
| Total Ex-Works Price Bought Out |  |  |  |  | 0
| Total Ex-Works Price |  |  |  |  | 0
| Total Type Test charges as per Schedule-7 |  |  |  |  | #REF!
| Total Ex-works Price including Type Test charges |  |  |  |  | #REF!
Note : | Specify amount of Excise Duty, Sales Tax/'VAT and other taxes payable on the transaction between the Contractor and the Employer and octroi/entry tax as applicable for destination site/state on all items of supply including bought-out finished items (to be identified in the Contract), which shall be dispatched directly from the sub-vendor’s works to the Employer’s site (sale-in-transit), separately in Schedule-5. Excise Duty, Sales tax and other levies for all the bought-out items are to be included in the EXW Price (Col. No. 5) only and not to be indicated in Schedule-5.
^ | If the item(s) quoted/considered as "Bought-out" in the bid are manufactured at Bidder's works and confirmed to be supplied under “Direct transaction” by the bidder, then the taxes and duties on such items shall be paid/reimbursed by POWERGRID in line with the provisions of Bidding Documents. For this purpose, at the time of award, the Ex-works price (exclusive of taxes & duties) shall be arrived at from the quoted Ex-works price (inclusive of taxes ad duties) by excluding taxes and duties applicable on such items, as on date of Bid opening, in case of supplies from manufacturer proposed in the bid. During contract execution, the taxes and duties on such items shall be paid/reimbursed at actuals, limited to the rates prevailing on date of Bid opening.
Date : | --
Place : |  |  | Printed Name : |  | --
Designation :
FandI
| Total F&I Price |  |  |  |  | (=SUM(I16:I27))
Date : | (='Sch-1'!B43)
Place : | (='Sch-1'!B44) |  | Printed Name : | (='Sch-1'!E44)
|  |  | Designation : | (='Sch-1'!E45)
service
| Total Installaiton Charges | [5 empty] | #REF!
Date : | (='Sch-1'!B43)
Place : | (='Sch-1'!B44) |  | Printed Name : | (='Sch-1'!E44)
|  |  | Designation : | (='Sch-1'!E45)
Training
Date : | (=IF('Sch-1'!B43=0,"", 'Sch-1'!B43)) |  | (="Printed Name : " & IF('Sch-1'!E44=0,"",'Sch-1'!E44))
Place : | (=IF('Sch-1'!B44=0,"", 'Sch-1'!B44)) |  | (="Designation : " & IF('Sch-1'!E45=0,"",'Sch-1'!E45))
Type test
| TOTAL TYPE TEST CHARGES |  |  |  |  | (=SUM(I17:I18))
Date : | (='Sch-1'!B43) | (="Printed Name : " & 'Sch-1'!E44)
Place : | (='Sch-1'!B44) | (="Designation : " & 'Sch-1'!E45)
Note : | Bidder should indicate the name of test laboratories where type tests are proposed to be conducted
Direct
Bought-out

## N-W (Cr.) (hidden)
#REF! |  |  | 0 |  | #REF! |  |  | #REF! |  |  |  | #REF!
#REF!
INR
#REF! |  |  |  |  | #REF! |  |  | #REF! |  |  |  | #N/A
#N/A
#REF! | #REF! |  | 0 |  | #REF! | #REF! |  | #REF! | #REF!
#REF! | #REF! | #REF! | 0 |  | #REF! | #REF! | #REF! | #REF! | #REF! | #REF!
#REF! | #REF! | #REF! | 0 |  | #REF! | #REF! | #REF! | #REF! | #REF! | #REF! | #REF! | 0 | 0 | 0 | 0 | #REF! | plus
#REF! | #REF! | #REF! | 0 |  | #REF! | #REF! | #REF! | #REF! | #REF! | #REF! | #REF! | 0 | 0 | 0 | 1 | #REF!
#REF! | #REF! | #REF! | 0 |  | #REF! | #REF! | #REF! | #REF! | #REF! | #REF! | #REF! | 0 | 0 | 1 | 0 | #REF!
#REF! | #REF! | #REF! | 0 |  | #REF! | #REF! | #REF! | #REF! | #REF! | #REF! | #REF! | 0 | 0 | 1 | 1 | #REF!
[11 empty] | #REF! | 0 | 1 | 0 | 0 | #REF!
1 | One |  | 1 | One | 1 | One |  | 1 | One |  | #REF! | 0 | 1 | 0 | 1 | #REF!
2 | Two |  | 2 | Two | 2 | Two |  | 2 | Two |  | #REF! | 0 | 1 | 1 | 0 | #REF!
3 | Three |  | 3 | Three | 3 | Three |  | 3 | Three |  | #REF! | 0 | 1 | 1 | 1 | #REF!
4 | Four |  | 4 | Four | 4 | Four |  | 4 | Four |  | #REF! | 1 | 0 | 0 | 0 | #REF!
5 | Five |  | 5 | Five | 5 | Five |  | 5 | Five |  | #REF! | 1 | 0 | 0 | 1 | #REF!
6 | Six |  | 6 | Six | 6 | Six |  | 6 | Six |  | #REF! | 1 | 0 | 1 | 0 | #REF!
7 | Seven |  | 7 | Seven | 7 | Seven |  | 7 | Seven |  | #REF! | 1 | 0 | 1 | 1 | #REF!
8 | Eight |  | 8 | Eight | 8 | Eight |  | 8 | Eight |  | #REF! | 1 | 1 | 0 | 0 | #REF!
9 | Nine |  | 9 | Nine | 9 | Nine |  | 9 | Nine |  | #REF! | 1 | 1 | 0 | 1 | #REF!
10 | Ten |  | 10 | Ten | 10 | Ten |  | 10 | Ten |  | #REF! | 1 | 1 | 1 | 0 | #REF!
11 | Eleven |  | 11 | Eleven | 11 | Eleven |  | 11 | Eleven |  | #REF! | 1 | 1 | 1 | 1 | #REF!
12 | Twelve |  | 12 | Twelve | 12 | Twelve |  | 12 | Twelve
13 | Thirteen |  | 13 | Thirteen | 13 | Thirteen |  | 13 | Thirteen
14 | Fourteen |  | 14 | Fourteen | 14 | Fourteen |  | 14 | Fourteen
15 | Fifteen |  | 15 | Fifteen | 15 | Fifteen |  | 15 | Fifteen
16 | Sixteen |  | 16 | Sixteen | 16 | Sixteen |  | 16 | Sixteen |  | #REF! | 0 | 0 | 0 | 0 | #REF! | +
17 | Seventeen |  | 17 | Seventeen | 17 | Seventeen |  | 17 | Seventeen |  | #REF! | 0 | 0 | 0 | 1 | #REF! | /- +
18 | Eighteen |  | 18 | Eighteen | 18 | Eighteen |  | 18 | Eighteen |  | #REF! | 0 | 0 | 1 | 0 | #REF! | /-
19 | Nineteen |  | 19 | Nineteen | 19 | Nineteen |  | 19 | Nineteen |  | #REF! | 0 | 0 | 1 | 1 | #REF!
20 | Twenty |  | 20 | Twenty | 20 | Twenty |  | 20 | Twenty |  | #REF! | 0 | 1 | 0 | 0 | #REF!
21 | Twenty One |  | 21 | Twenty One | 21 | Twenty One |  | 21 | Twenty One |  | #REF! | 0 | 1 | 0 | 1 | #REF!
22 | Twenty Two |  | 22 | Twenty Two | 22 | Twenty Two |  | 22 | Twenty Two |  | #REF! | 0 | 1 | 1 | 0 | #REF!
23 | Twenty Three |  | 23 | Twenty Three | 23 | Twenty Three |  | 23 | Twenty Three |  | #REF! | 0 | 1 | 1 | 1 | #REF!
24 | Twenty Four |  | 24 | Twenty Four | 24 | Twenty Four |  | 24 | Twenty Four |  | #REF! | 1 | 0 | 0 | 0 | #REF!
25 | Twenty Five |  | 25 | Twenty Five | 25 | Twenty Five |  | 25 | Twenty Five |  | #REF! | 1 | 0 | 0 | 1 | #REF!
26 | Twenty Six |  | 26 | Twenty Six | 26 | Twenty Six |  | 26 | Twenty Six |  | #REF! | 1 | 0 | 1 | 0 | #REF!
27 | Twenty Seven |  | 27 | Twenty Seven | 27 | Twenty Seven |  | 27 | Twenty Seven |  | #REF! | 1 | 0 | 1 | 1 | #REF!
28 | Twenty Eight |  | 28 | Twenty Eight | 28 | Twenty Eight |  | 28 | Twenty Eight |  | #REF! | 1 | 1 | 0 | 0 | #REF!
29 | Twenty Nine |  | 29 | Twenty Nine | 29 | Twenty Nine |  | 29 | Twenty Nine |  | #REF! | 1 | 1 | 0 | 1 | #REF!
30 | Thirty |  | 30 | Thirty | 30 | Thirty |  | 30 | Thirty |  | #REF! | 1 | 1 | 1 | 0 | #REF!
31 | Thirty One |  | 31 | Thirty One | 31 | Thirty One |  | 31 | Thirty One |  | #REF! | 1 | 1 | 1 | 1 | #REF!
32 | Thirty Two |  | 32 | Thirty Two | 32 | Thirty Two |  | 32 | Thirty Two
33 | Thirty Three |  | 33 | Thirty Three | 33 | Thirty Three |  | 33 | Thirty Three
34 | Thirty Four |  | 34 | Thirty Four | 34 | Thirty Four |  | 34 | Thirty Four
35 | Thirty Fivr |  | 35 | Thirty Fivr | 35 | Thirty Fivr |  | 35 | Thirty Fivr
36 | Thirty Six |  | 36 | Thirty Six | 36 | Thirty Six |  | 36 | Thirty Six
37 | Thirty Seven |  | 37 | Thirty Seven | 37 | Thirty Seven |  | 37 | Thirty Seven
38 | Thirty Eight |  | 38 | Thirty Eight | 38 | Thirty Eight |  | 38 | Thirty Eight
39 | Thirty Nine |  | 39 | Thirty Nine | 39 | Thirty Nine |  | 39 | Thirty Nine
40 | Forty |  | 40 | Forty | 40 | Forty |  | 40 | Forty
41 | Forty One |  | 41 | Forty One | 41 | Forty One |  | 41 | Forty One
42 | Forty Two |  | 42 | Forty Two | 42 | Forty Two |  | 42 | Forty Two
43 | Forty Three |  | 43 | Forty Three | 43 | Forty Three |  | 43 | Forty Three
44 | Forty Four |  | 44 | Forty Four | 44 | Forty Four |  | 44 | Forty Four
45 | Forty Five |  | 45 | Forty Five | 45 | Forty Five |  | 45 | Forty Five
46 | Forty Six |  | 46 | Forty Six | 46 | Forty Six |  | 46 | Forty Six
47 | Forty Seven |  | 47 | Forty Seven | 47 | Forty Seven |  | 47 | Forty Seven
48 | Forty Eight |  | 48 | Forty Eight | 48 | Forty Eight |  | 48 | Forty Eight
49 | Forty Nine |  | 49 | Forty Nine | 49 | Forty Nine |  | 49 | Forty Nine
50 | Fifty |  | 50 | Fifty | 50 | Fifty |  | 50 | Fifty
51 | Fifty One |  | 51 | Fifty One | 51 | Fifty One |  | 51 | Fifty One
52 | Fifty Two |  | 52 | Fifty Two | 52 | Fifty Two |  | 52 | Fifty Two
53 | Fifty Three |  | 53 | Fifty Three | 53 | Fifty Three |  | 53 | Fifty Three
54 | Fifty Four |  | 54 | Fifty Four | 54 | Fifty Four |  | 54 | Fifty Four
55 | Fifty Five |  | 55 | Fifty Five | 55 | Fifty Five |  | 55 | Fifty Five
56 | Fifty Six |  | 56 | Fifty Six | 56 | Fifty Six |  | 56 | Fifty Six
57 | Fifty Seven |  | 57 | Fifty Seven | 57 | Fifty Seven |  | 57 | Fifty Seven
58 | Fifty Eight |  | 58 | Fifty Eight | 58 | Fifty Eight |  | 58 | Fifty Eight
59 | Fifty Nine |  | 59 | Fifty Nine | 59 | Fifty Nine |  | 59 | Fifty Nine
60 | Sixty |  | 60 | Sixty | 60 | Sixty |  | 60 | Sixty
61 | Sixty One |  | 61 | Sixty One | 61 | Sixty One |  | 61 | Sixty One
62 | Sixty Two |  | 62 | Sixty Two | 62 | Sixty Two |  | 62 | Sixty Two
63 | Sixty Three |  | 63 | Sixty Three | 63 | Sixty Three |  | 63 | Sixty Three
64 | Sixty Four |  | 64 | Sixty Four | 64 | Sixty Four |  | 64 | Sixty Four
65 | Sixty Five |  | 65 | Sixty Five | 65 | Sixty Five |  | 65 | Sixty Five
66 | Sixty Six |  | 66 | Sixty Six | 66 | Sixty Six |  | 66 | Sixty Six
67 | Sixty Seven |  | 67 | Sixty Seven | 67 | Sixty Seven |  | 67 | Sixty Seven
68 | Sixty Eight |  | 68 | Sixty Eight | 68 | Sixty Eight |  | 68 | Sixty Eight
69 | Sixty Nine |  | 69 | Sixty Nine | 69 | Sixty Nine |  | 69 | Sixty Nine
70 | Seventy |  | 70 | Seventy | 70 | Seventy |  | 70 | Seventy
71 | Seventy One |  | 71 | Seventy One | 71 | Seventy One |  | 71 | Seventy One
72 | Seventy Two |  | 72 | Seventy Two | 72 | Seventy Two |  | 72 | Seventy Two
73 | Seventy Three |  | 73 | Seventy Three | 73 | Seventy Three |  | 73 | Seventy Three
74 | Seventy Four |  | 74 | Seventy Four | 74 | Seventy Four |  | 74 | Seventy Four
75 | Seventy Five |  | 75 | Seventy Five | 75 | Seventy Five |  | 75 | Seventy Five
76 | Seventy Six |  | 76 | Seventy Six | 76 | Seventy Six |  | 76 | Seventy Six
77 | Seventy Seven |  | 77 | Seventy Seven | 77 | Seventy Seven |  | 77 | Seventy Seven
78 | Seventy Eight |  | 78 | Seventy Eight | 78 | Seventy Eight |  | 78 | Seventy Eight
79 | Seventy Nine |  | 79 | Seventy Nine | 79 | Seventy Nine |  | 79 | Seventy Nine
80 | Eighty |  | 80 | Eighty | 80 | Eighty |  | 80 | Eighty
81 | Eighty One |  | 81 | Eighty One | 81 | Eighty One |  | 81 | Eighty One
82 | Eighty Two |  | 82 | Eighty Two | 82 | Eighty Two |  | 82 | Eighty Two
83 | Eighty Three |  | 83 | Eighty Three | 83 | Eighty Three |  | 83 | Eighty Three
84 | Eighty Four |  | 84 | Eighty Four | 84 | Eighty Four |  | 84 | Eighty Four
85 | Eighty Five |  | 85 | Eighty Five | 85 | Eighty Five |  | 85 | Eighty Five
86 | Eighty Six |  | 86 | Eighty Six | 86 | Eighty Six |  | 86 | Eighty Six
87 | Eighty Seven |  | 87 | Eighty Seven | 87 | Eighty Seven |  | 87 | Eighty Seven
88 | Eighty Eight |  | 88 | Eighty Eight | 88 | Eighty Eight |  | 88 | Eighty Eight
89 | Eighty Nine |  | 89 | Eighty Nine | 89 | Eighty Nine |  | 89 | Eighty Nine
90 | Ninety |  | 90 | Ninety | 90 | Ninety |  | 90 | Ninety
91 | Ninety One |  | 91 | Ninety One | 91 | Ninety One |  | 91 | Ninety One
92 | Ninety Two |  | 92 | Ninety Two | 92 | Ninety Two |  | 92 | Ninety Two
93 | Ninety Three |  | 93 | Ninety Three | 93 | Ninety Three |  | 93 | Ninety Three
94 | Ninety Four |  | 94 | Ninety Four | 94 | Ninety Four |  | 94 | Ninety Four
95 | Ninety Five |  | 95 | Ninety Five | 95 | Ninety Five |  | 95 | Ninety Five
96 | Ninety Six |  | 96 | Ninety Six | 96 | Ninety Six |  | 96 | Ninety Six
97 | Ninety Seven |  | 97 | Ninety Seven | 97 | Ninety Seven |  | 97 | Ninety Seven
98 | Ninety Eight |  | 98 | Ninety Eight | 98 | Ninety Eight |  | 98 | Ninety Eight
99 | Ninety Nine |  | 99 | Ninety Nine | 99 | Ninety Nine |  | 99 | Ninety Nine
100 | One Hundred |  | 100 | One Hundred | 100 | One Hundred |  | 100 | One Hundred
BG VALUE:
#REF!
#REF!
#REF! | #REF!
#REF! | #REF! | #REF!
#REF! | #REF! | #REF!
#REF! | #REF! | #REF!
#REF! | #REF! | #REF!
#REF! | #REF! | #REF!
1 | One
2 | Two
3 | Three
4 | Four
5 | Five
6 | Six
7 | Seven
8 | Eight
9 | Nine
10 | Ten
11 | Eleven
12 | Twelve
13 | Thirteen
14 | Fourteen
15 | Fifteen
16 | Sixteen
17 | Seventeen
18 | Eighteen
19 | Nineteen
20 | Twenty
21 | Twenty One
22 | Twenty Two
23 | Twenty Three
24 | Twenty Four
25 | Twenty Five
26 | Twenty Six
27 | Twenty Seven
28 | Twenty Eight
29 | Twenty Nine
30 | Thirty
31 | Thirty One
32 | Thirty Two
33 | Thirty Three
34 | Thirty Four
35 | Thirty Fivr
36 | Thirty Six
37 | Thirty Seven
38 | Thirty Eight
39 | Thirty Nine
40 | Forty
41 | Forty One
42 | Forty Two
43 | Forty Three
44 | Forty Four
45 | Forty Five
46 | Forty Six
47 | Forty Seven
48 | Forty Eight
49 | Forty Nine
50 | Fifty
51 | Fifty One
52 | Fifty Two
53 | Fifty Three
54 | Fifty Four
55 | Fifty Five
56 | Fifty Six
57 | Fifty Seven
58 | Fifty Eight
59 | Fifty Nine
60 | Sixty
61 | Sixty One
62 | Sixty Two
63 | Sixty Three
64 | Sixty Four
65 | Sixty Five
66 | Sixty Six
67 | Sixty Seven
68 | Sixty Eight
69 | Sixty Nine
70 | Seventy
71 | Seventy One
72 | Seventy Two
73 | Seventy Three
74 | Seventy Four
75 | Seventy Five
76 | Seventy Six
77 | Seventy Seven
78 | Seventy Eight
79 | Seventy Nine
80 | Eighty
81 | Eighty One
82 | Eighty Two
83 | Eighty Three
84 | Eighty Four
85 | Eighty Five
86 | Eighty Six
87 | Eighty Seven
88 | Eighty Eight
89 | Eighty Nine
90 | Ninety
91 | Ninety One
92 | Ninety Two
93 | Ninety Three
94 | Ninety Four
95 | Ninety Five
96 | Ninety Six
97 | Ninety Seven
98 | Ninety Eight
99 | Ninety Nine
100 | One Hundred