## Name of Bidder
Package-A-Construction of Transit Camp at 765/400kV Kurnool-III PS under Transmission System for evacuation of power from RE sources in Kurnool Wind Energy Zone (3000MW)/ Solar Energy Zone (1500MW) Part-A and Part-B
Specification No: Ref: SR-I/C&M/WC-3810/2024/RFx-5002003832(SR1/NT/S-MISC/DOM/B00/24/11239) (Pkg-A)
Enter the details of the bidder below:
Specify type of Bidder |  | Sole Bidder
Name of the Bidder |  |  | TRUE
Address of Registered Office |  |  | TRUE
TRUE
TRUE
email id |  |  | TRUE
Mobile no. | +91 |  | TRUE
Printed Name |  |  | TRUE
Designation |  |  | TRUE
Date |  |  | TRUE
Place |  |  | TRUE | False
ENTER DETAILS
Note on C20: Insert date in dd-MMM-yyyy format

## Attach 10 (hidden)
#REF! |  |  | ATTACHMENT-10
#REF!
Integrity Pact
#REF! |  |  | #REF!
Name : | #REF! |  | #REF!
Address : | #REF! |  | #REF!
| #REF! |  | #REF!
| #REF! |  | #REF!
Dear Sir,
Integrity Pact is annexed herewith this Volume.
Date : | 0 | Printed Name : | 0
Place : | 0 | Designation : | 0
Click for Next Attachment

## Attach 10 IP (hidden)
Instruction for printing & submitting Integrity Pact
1. | The requisite format of Integrity Pact is getting generated automatically and displayed here below.
2. | Take print out of first page on a non-judicial stamp paper of Rs. 100/- and other seven pages on plain A4 size paper. Such two sets shall be prepared by the bidder.
3. | All the pages of both the copies of the Integrity Pact shall be signed by the authorised representative of the bidder and duly stamped.
4. | Both the original copies shall be submitted by the bidder in the form of Hard Copy as part of the first envelope before due date & time of submission of the bid.
5. | For further details bidders may please refer ITB Clause 9.3 (n).
0
0
0
0
INTEGRITY PACT
Between | [5 empty] | 0 |  | #REF!
Power Grid Corporation of India Limited | [5 empty] | 0 |  | #REF!
having its Registered Office at B-9, Qutab Institutional Area, Katwaria Sarai, New Delhi – 110016 hereinafter referred to as | [5 empty] | #REF! |  | #REF!
"POWERGRID", | [5 empty] | #REF! |  | #REF!
and
0 | [5 empty] | #REF! | having its Registered Office at |  | ,
#REF!
#REF!
#REF!
hereinafter referred to as
"The Bidder/Contractor"
Preamble
#REF!
(Signature) |  |  | (Signature)
(For & On behalf of POWERGRID) |  |  | (For & On behalf of Bidder/ Contractor)
Integrity Pact |  |  |  |  | Page 1 of 8
#REF!
In order to achieve these goals, POWERGRID and the above named Bidder/Contractor enter into this agreement called 'Integrity Pact' which will form a part of the bid.
It is hereby agreed by and between the parties as under:
Section I - Commitments of POWERGRID
(1) | POWERGRID commits itself to take all measures necessary to prevent corruption and to observe the following principles :
| a) | No employee of POWERGRID, personally or through family members, will in connection with the tender, or the execution of the contract, demand, take a promise for or accept, for him/herself or third person, any material or other benefit which he/she is not legally entitled to.
| b) | POWERGRID will, during the tender process treat all Bidder(s) with equity and fairness. POWERGRID will in particular, before and during the tender process, provide to all Bidder(s) the same information and will not provide to any Bidder(s) confidential/ additional information through which the Bidder(s) could obtain an advantage in relation to the tender process or the contract execution.
| c) | POWERGRID will exclude from evaluation of Bids its such employee(s) who has any personnel interest in the Companies/Agencies participating in the Bidding/Tendering process.
(2) | If Chairman and Managing Director obtains information on the conduct of any employee of POWERGRID which is a criminal offence under the relevant Anti-Corruption Laws of India, or if there be a substantive suspicion in this regard, he will inform its Chief Vigilance Officer and in addition can initiate disciplinary actions under its Rules.
Section II - Commitments of the Bidder/Contractor
(1) | The Bidder/Contractor commits himself to take all measures necessary to prevent corruption. He commits himself to observe the following principles
(Signature) |  |  | (Signature)
(For & On behalf of POWERGRID) |  |  | (For & On behalf of Bidder/ Contractor)
Integrity Pact |  |  |  |  | Page 2 of 8
during his participation in the tender process and during the contract execution :
| a) | The Bidder/Contractor will not, directly or through any other person or firm, offer, promise or give to POWERGRID, or to any of POWERGRID's employees involved in the tender process or the execution of the contract or to any third person any material or other benefit which he/she is not legally entitled to, in order to obtain in exchange an advantage during the tender process or the execution of the contract.
| b) | The Bidder/Contractor will not enter into any illegal agreement or understanding, whether formal or informal with other Bidders/Contractors. This applies in particular to prices, specifications, certifications, subsidiary contracts, submission or non-submission of bids or actions to restrict competitiveness or to introduce cartelization in the bidding process.
| c) | The Bidder/Contractor will not commit any criminal offence under the relevant Anti-corruption Laws of India; further, the Bidder/Contractor will not use for illegitimate purposes or for purposes of restrictive competition or personal gain, or pass on to others, any information provided by POWERGRID as part of the business relationship, regarding plans, technical proposals and business details, including information contained or transmitted electronically.
| d) | The Bidder/Contractor of foreign origin shall disclose the name and address of the Agents/representatives in India, if any, involved directly or indirectly in the Bidding. Similarly, the Bidder/Contractor of Indian Nationality shall furnish the name and address of the foreign principals, if any, involved directly or indirectly in the Bidding.
| e) | The Bidder/Contractor will, when presenting his bid, disclose any and all payments he has made, or committed to or intends to make to agents, brokers or any other intermediaries in connection with the award of the contract and/or with the execution of the contract.
| f) | The Bidder/Contractor will not misrepresent facts or furnish false/forged documents/informations in order to influence the bidding process or the execution of the contract to the detriment of POWERGRID.
(2) | The Bidder/Contractor will not instigate third persons to commit offences outlined above or be an accessory to such offences.
(Signature) |  |  | (Signature)
(For & On behalf of POWERGRID) |  |  | (For & On behalf of Bidder/ Contractor)
Integrity Pact |  |  |  |  | Page 3 of 8
Section III- Disqualification from tender process and exclusion from future contracts
(1) | If the Bidder, before contract award, has committed a serious transgression through a violation of Section II or in any other form such as to put his reliability or credibility as Bidder into question, POWERGRID may disqualify the Bidder from the tender process or terminate the contract, if already signed, for such reason.
(2) | If the Bidder/Contractor has committed a serious transgression through a violation of Section II such as to put his reliability or credibility into question, POWERGRID may after following due procedures also exclude the Bidder/Contractor from future contract award processes. The imposition and duration of the exclusion will be determined by the severity of the transgression. The severity will be determined by the circumstances of the case, in particular the number of transgressions, the position of the transgressors within the company hierarchy of the Bidder/Contractor and the amount of the damage. The exclusion will be imposed for a minimum of 12 months and maximum of 3 years.
(3) | If the Bidder/Contractor can prove that he has restored/recouped the damage caused by him and has installed a suitable corruption prevention system, POWERGRID may revoke the exclusion prematurely.
Section IV - Liability for violation of Integrity Pact
(1) | If POWERGRID has disqualified the Bidder from the tender process prior to the award under Section III, POWERGRID may forfeit the Bid Guarantee under the Bid.
(2) | If POWERGRID has terminated the contract under Section III, POWERGRID may forfeit the Contract Performance Guarantee of this contract besides resorting to other remedies under the contract.
Section V- Previous Transgression
(1) | The Bidder shall declare in his Bid that no previous transgressions occurred in the last 3 years with any other Public Sector Undertaking or Government Department that could justify his exclusion from the tender process.
(Signature) |  |  | (Signature)
(For & On behalf of POWERGRID) |  |  | (For & On behalf of Bidder/ Contractor)
Integrity Pact |  |  |  |  | Page 4 of 8
(2) | If the Bidder makes incorrect statement on this subject, he can be disqualified from the tender process or the contract, if already awarded, can be terminated for such reason.
Section VI - Equal treatment to all Bidders / Contractors
(1) | POWERGRID will enter into agreements with identical conditions as this one with all Bidders.
(2) | POWERGRID will disqualify from the tender process any bidder who does not sign this Pact or violate its provisions.
Section VII - Punitive Action against violating Bidders / Contractors
If POWERGRID obtains knowledge of conduct of a Bidder or a Contractor or his subcontractor or of an employee or a representative or an associate of a Bidder or Contractor or his Subcontractor which constitutes corruption, or if POWERGRID has substantive suspicion in this regard, POWERGRID will inform the Chief Vigilance Officer (CVO).
(*)Section VIII - Independent External Monitor/Monitors
(1) | POWERGRID has appointed a panel of Independent External Monitors (IEMs) for this Pact with the approval of Central Vigilance Commission (CVC), Government of India, out of which one of the IEMs has been indicated in the NIT/IFB.
(2) | The IEM is to review independently and objectively, whether and to what extent the parties comply with the obligations under this agreement. He has right of access to all project documentation. The IEM may examine any complaint received by him and submit a report to Chairman-cum-Managing Director, POWERGRID, at the earliest. He may also submit a report directly to the CVO and the CVC, in case of suspicion of serious irregularities attracting the provisions of the PC Act. However, for ensuring the desired transparency and objectivity in dealing with the complaints arising out of any tendering process, the matter shall be referred to the full panel of IEMs, who would examine the records, conduct the investigations and submit report to Chairman-cum-Managing Director, POWERGRID, giving joint findings.
(Signature) |  |  | (Signature)
(For & On behalf of POWERGRID) |  |  | (For & On behalf of Bidder/ Contractor)
Integrity Pact |  |  |  |  | Page 5 of 8
(3) | The IEM is not subject to instructions by the representatives of the parties and performs his functions neutrally and independently. He reports to the Chairman-cum-Managing Director, POWERGRID.
(4) | The Bidder(s)/Contractor(s) accepts that the IEM has the right to access without restriction to all documentation of POWERGRID related to this contract including that provided by the Contractor/Bidder. The Bidder/Contractor will also grant the IEM, upon his request and demonstration of a valid interest, unrestricted and unconditional access to his documentation. The same is applicable to Subcontractors. The IEM is under contractual obligation to treat the information and documents of the Bidder(s)/Contractor(s)/Subcontractor(s) with confidentiality.
(5) | POWERGRID will provide to the IEM information as sought by him which could have an impact on the contractual relations between POWERGRID and the Bidder/Contractor related to this contract.
(6) | As soon as the IEM notices, or believes to notice, a violation of this agreement, he will so inform the Chairman-cum-Managing Director, POWERGRID and request the Chairman-cum-Managing Director, POWERGRID to discontinue or take corrective action, or to take other relevant action. The IEM can in this regard submit non-binding recommendations. Beyond this, the IEM has no right to demand from the parties that they act in a specific manner, refrain from action or tolerate action. However, the IEM shall give an opportunity to POWERGRID and the Bidder/Contractor, as deemed fit, to present its case before making its recommendations to POWERGRID.
(7) | The IEM will submit a written report to the Chairman-cum-Managing Director, POWERGRID within 8 to 10 weeks from the date of reference or intimation to him by POWERGRID and, should the occasion arise, submit proposals for correcting problematic situations.
(8) | If the IEM has reported to the Chairman-cum-Managing Director, POWERGRID, a substantiated suspicion of an offence under relevant Anti-Corruption Laws of India, and the Chairman-cum-Managing Director, POWERGRID has not, within the reasonable time taken visible action to proceed against such offence or reported it to the CVO, the Monitor may also transmit this information directly to the CVC, Government of India.
(Signature) |  |  | (Signature)
(For & On behalf of POWERGRID) |  |  | (For & On behalf of Bidder/ Contractor)
Integrity Pact |  |  |  |  | Page 6 of 8
(9) | The word ‘IEM’ would include both singular and plural.
(*) | This Section shall be applicable for only those packages wherein the IEMs have been identified in Section – I : Invitation for Bids and/or Clause ITB 9.3 in Section – III: Bid Data Sheets of Conditions of Contract, Volume-I of the Bidding Documents.
Section IX - Pact Duration
This Pact begins when both parties have legally signed it. It expires for the Contractor after the closure of the contract and for all other Bidder's six month after the contract has been awarded.
Section X - Other Provisions
(1) | This agreement is subject to Indian Law. Place of performance and jurisdiction is the establishment of POWERGRID. The Arbitration clause provided in the main tender document / contract shall not be applicable for any issue / dispute arising under Integrity Pact.
(2) | Changes and supplements as well as termination notices need to be made in writing.
(3) | If the Contractor is a partnership firm or a consortium or Joint Venture, this agreement must be signed by all partners, consortium members and Joint Venture partners.
(4) | Nothing in this agreement shall affect the rights of the parties available under the General Conditions of Contract (GCC) and Special Conditions of Contract (SCC).
(5) | Views expressed or suggestions/submissions made by the parties and the recommendations of the CVO/IEM# in respect of the violation of this agreement, shall not be relied on or introduced as evidence in the arbitral or judicial proceedings (arising out of the arbitral proceedings) by the parties in connection with the disputes/differences arising out of the subject contract.
# | CVO shall be applicable for packages wherein IEM are not identified in Section IFB/BDS of Condition of Contract, Volume-I. IEM shall be applicable for packages wherein IEM are identified in Section IFB/BDS of Condition of Contract, Volume-I.
(Signature) |  |  | (Signature)
(For & On behalf of POWERGRID) |  |  | (For & On behalf of Bidder/ Contractor)
Integrity Pact |  |  |  |  | Page 7 of 8
(6) | Should one or several provisions of this agreement turn out to be invalid, the remainder of this agreement remains valid. In this case, the parties will strive to come to an agreement to their original intentions.
| Signature |  |  | Signature
| (For & On behalf of POWERGRID) |  |  | (For & On behalf of Bidder/ Contractor)
| (Office Seal) |  |  | (Office Seal)
| Name : |  |  | Name :
| Designation : |  |  | Designation :
| Witness 1 : |  |  | Witness 1 :
| Name : |  |  | Name :
| Designation : |  |  | Designation :
| Witness 2 : |  |  | Witness 2 :
| Name : |  |  | Name :
| Designation : |  |  | Designation :
Integrity Pact |  |  |  |  | Page 8 of 8
Click for Next Attachment

## N-W (Cr.) (hidden)
USD
155885 |  |  | 4960 |  |  | 10352 |  |  | 691647 |  |  |  | EURO
RMB
INR
USD One Lac Fifty Five Thousand Eight Hundred Eighty Five Only |  |  | EURO Four Thousand Nine Hundred Sixty Only |  |  | RMB Ten Thousand Three Hundred Fifty Two Only |  |  | INR Six Lac Ninety One Thousand Six Hundred Forty Seven Only |  |  |  | USD 155885/- + EURO 4960/- + RMB 10352/- + INR 691647/-
USD One Lac Fifty Five Thousand Eight Hundred Eighty Five Only plus EURO Four Thousand Nine Hundred Sixty Only plus RMB Ten Thousand Three Hundred Fifty Two Only plus INR Six Lac Ninety One Thousand Six Hundred Forty Seven Only
85 | Eighty Five |  | 60 | Sixty |  | 52 | Fifty Two |  | 47 | Forty Seven
8 | Eight | Hundred | 9 | Nine | Hundred | 3 | Three | Hundred | 6 | Six | Hundred
55 | Fifty Five | Thousand | 4 | Four | Thousand | 10 | Ten | Thousand | 91 | Ninety One | Thousand | 0 | 0 | 0 | 0 | 0 |  | plus
1 | One | Lac | 0 |  |  | 0 |  |  | 6 | Six | Lac | 0 | 0 | 0 | 0 | 1
0 |  |  | 0 |  |  | 0 |  |  | 0 |  |  | 0 | 0 | 0 | 1 | 0
0 |  |  | 0 |  |  | 0 |  |  | 0 |  |  | 0 | 0 | 0 | 1 | 1
[12 empty] | 0 | 0 | 1 | 0 | 0
1 | One |  | 1 | One |  | 1 | One |  | 1 | One |  | 0 | 0 | 1 | 0 | 1
2 | Two |  | 2 | Two |  | 2 | Two |  | 2 | Two |  | 0 | 0 | 1 | 1 | 0
3 | Three |  | 3 | Three |  | 3 | Three |  | 3 | Three |  | 0 | 0 | 1 | 1 | 1
4 | Four |  | 4 | Four |  | 4 | Four |  | 4 | Four |  | 0 | 1 | 0 | 0 | 0
5 | Five |  | 5 | Five |  | 5 | Five |  | 5 | Five |  | 0 | 1 | 0 | 0 | 1
6 | Six |  | 6 | Six |  | 6 | Six |  | 6 | Six |  | 0 | 1 | 0 | 1 | 0
7 | Seven |  | 7 | Seven |  | 7 | Seven |  | 7 | Seven |  | 0 | 1 | 0 | 1 | 1
8 | Eight |  | 8 | Eight |  | 8 | Eight |  | 8 | Eight |  | 0 | 1 | 1 | 0 | 0
9 | Nine |  | 9 | Nine |  | 9 | Nine |  | 9 | Nine |  | 0 | 1 | 1 | 0 | 1
10 | Ten |  | 10 | Ten |  | 10 | Ten |  | 10 | Ten |  | 0 | 1 | 1 | 1 | 0
11 | Eleven |  | 11 | Eleven |  | 11 | Eleven |  | 11 | Eleven |  | 1 | 1 | 1 | 1 | 1 | USD One Lac Fifty Five Thousand Eight Hundred Eighty Five Only plus EURO Four Thousand Nine Hundred Sixty Only plus RMB Ten Thousand Three Hundred Fifty Two Only plus INR Six Lac Ninety One Thousand Six Hundred Forty Seven Only
12 | Twelve |  | 12 | Twelve |  | 12 | Twelve |  | 12 | Twelve
13 | Thirteen |  | 13 | Thirteen |  | 13 | Thirteen |  | 13 | Thirteen
14 | Fourteen |  | 14 | Fourteen |  | 14 | Fourteen |  | 14 | Fourteen
15 | Fifteen |  | 15 | Fifteen |  | 15 | Fifteen |  | 15 | Fifteen
16 | Sixteen |  | 16 | Sixteen |  | 16 | Sixteen |  | 16 | Sixteen |  | 0 | 0 | 0 | 0 | 0 |  | +
17 | Seventeen |  | 17 | Seventeen |  | 17 | Seventeen |  | 17 | Seventeen |  | 0 | 0 | 0 | 0 | 1 |  | /- +
18 | Eighteen |  | 18 | Eighteen |  | 18 | Eighteen |  | 18 | Eighteen |  | 0 | 0 | 0 | 1 | 0 |  | /-
19 | Nineteen |  | 19 | Nineteen |  | 19 | Nineteen |  | 19 | Nineteen |  | 0 | 0 | 0 | 1 | 1
20 | Twenty |  | 20 | Twenty |  | 20 | Twenty |  | 20 | Twenty |  | 0 | 0 | 1 | 0 | 0
21 | Twenty One |  | 21 | Twenty One |  | 21 | Twenty One |  | 21 | Twenty One |  | 0 | 0 | 1 | 0 | 1
22 | Twenty Two |  | 22 | Twenty Two |  | 22 | Twenty Two |  | 22 | Twenty Two |  | 0 | 0 | 1 | 1 | 0
23 | Twenty Three |  | 23 | Twenty Three |  | 23 | Twenty Three |  | 23 | Twenty Three |  | 0 | 0 | 1 | 1 | 1
24 | Twenty Four |  | 24 | Twenty Four |  | 24 | Twenty Four |  | 24 | Twenty Four |  | 0 | 1 | 0 | 0 | 0
25 | Twenty Five |  | 25 | Twenty Five |  | 25 | Twenty Five |  | 25 | Twenty Five |  | 0 | 1 | 0 | 0 | 1
26 | Twenty Six |  | 26 | Twenty Six |  | 26 | Twenty Six |  | 26 | Twenty Six |  | 0 | 1 | 0 | 1 | 0
27 | Twenty Seven |  | 27 | Twenty Seven |  | 27 | Twenty Seven |  | 27 | Twenty Seven |  | 0 | 1 | 0 | 1 | 1
28 | Twenty Eight |  | 28 | Twenty Eight |  | 28 | Twenty Eight |  | 28 | Twenty Eight |  | 0 | 1 | 1 | 0 | 0
29 | Twenty Nine |  | 29 | Twenty Nine |  | 29 | Twenty Nine |  | 29 | Twenty Nine |  | 0 | 1 | 1 | 0 | 1
30 | Thirty |  | 30 | Thirty |  | 30 | Thirty |  | 30 | Thirty |  | 0 | 1 | 1 | 1 | 0
31 | Thirty One |  | 31 | Thirty One |  | 31 | Thirty One |  | 31 | Thirty One |  | 1 | 1 | 1 | 1 | 1 | USD 155885/- + EURO 4960/- + RMB 10352/- + INR 691647/-
32 | Thirty Two |  | 32 | Thirty Two |  | 32 | Thirty Two |  | 32 | Thirty Two
33 | Thirty Three |  | 33 | Thirty Three |  | 33 | Thirty Three |  | 33 | Thirty Three
34 | Thirty Four |  | 34 | Thirty Four |  | 34 | Thirty Four |  | 34 | Thirty Four
35 | Thirty Fivr |  | 35 | Thirty Fivr |  | 35 | Thirty Fivr |  | 35 | Thirty Fivr
36 | Thirty Six |  | 36 | Thirty Six |  | 36 | Thirty Six |  | 36 | Thirty Six
37 | Thirty Seven |  | 37 | Thirty Seven |  | 37 | Thirty Seven |  | 37 | Thirty Seven
38 | Thirty Eight |  | 38 | Thirty Eight |  | 38 | Thirty Eight |  | 38 | Thirty Eight
39 | Thirty Nine |  | 39 | Thirty Nine |  | 39 | Thirty Nine |  | 39 | Thirty Nine
40 | Forty |  | 40 | Forty |  | 40 | Forty |  | 40 | Forty
41 | Forty One |  | 41 | Forty One |  | 41 | Forty One |  | 41 | Forty One
42 | Forty Two |  | 42 | Forty Two |  | 42 | Forty Two |  | 42 | Forty Two
43 | Forty Three |  | 43 | Forty Three |  | 43 | Forty Three |  | 43 | Forty Three
44 | Forty Four |  | 44 | Forty Four |  | 44 | Forty Four |  | 44 | Forty Four
45 | Forty Five |  | 45 | Forty Five |  | 45 | Forty Five |  | 45 | Forty Five
46 | Forty Six |  | 46 | Forty Six |  | 46 | Forty Six |  | 46 | Forty Six
47 | Forty Seven |  | 47 | Forty Seven |  | 47 | Forty Seven |  | 47 | Forty Seven
48 | Forty Eight |  | 48 | Forty Eight |  | 48 | Forty Eight |  | 48 | Forty Eight
49 | Forty Nine |  | 49 | Forty Nine |  | 49 | Forty Nine |  | 49 | Forty Nine
50 | Fifty |  | 50 | Fifty |  | 50 | Fifty |  | 50 | Fifty
51 | Fifty One |  | 51 | Fifty One |  | 51 | Fifty One |  | 51 | Fifty One
52 | Fifty Two |  | 52 | Fifty Two |  | 52 | Fifty Two |  | 52 | Fifty Two
53 | Fifty Three |  | 53 | Fifty Three |  | 53 | Fifty Three |  | 53 | Fifty Three
54 | Fifty Four |  | 54 | Fifty Four |  | 54 | Fifty Four |  | 54 | Fifty Four
55 | Fifty Five |  | 55 | Fifty Five |  | 55 | Fifty Five |  | 55 | Fifty Five
56 | Fifty Six |  | 56 | Fifty Six |  | 56 | Fifty Six |  | 56 | Fifty Six
57 | Fifty Seven |  | 57 | Fifty Seven |  | 57 | Fifty Seven |  | 57 | Fifty Seven
58 | Fifty Eight |  | 58 | Fifty Eight |  | 58 | Fifty Eight |  | 58 | Fifty Eight
59 | Fifty Nine |  | 59 | Fifty Nine |  | 59 | Fifty Nine |  | 59 | Fifty Nine
60 | Sixty |  | 60 | Sixty |  | 60 | Sixty |  | 60 | Sixty
61 | Sixty One |  | 61 | Sixty One |  | 61 | Sixty One |  | 61 | Sixty One
62 | Sixty Two |  | 62 | Sixty Two |  | 62 | Sixty Two |  | 62 | Sixty Two
63 | Sixty Three |  | 63 | Sixty Three |  | 63 | Sixty Three |  | 63 | Sixty Three
64 | Sixty Four |  | 64 | Sixty Four |  | 64 | Sixty Four |  | 64 | Sixty Four
65 | Sixty Five |  | 65 | Sixty Five |  | 65 | Sixty Five |  | 65 | Sixty Five
66 | Sixty Six |  | 66 | Sixty Six |  | 66 | Sixty Six |  | 66 | Sixty Six
67 | Sixty Seven |  | 67 | Sixty Seven |  | 67 | Sixty Seven |  | 67 | Sixty Seven
68 | Sixty Eight |  | 68 | Sixty Eight |  | 68 | Sixty Eight |  | 68 | Sixty Eight
69 | Sixty Nine |  | 69 | Sixty Nine |  | 69 | Sixty Nine |  | 69 | Sixty Nine
70 | Seventy |  | 70 | Seventy |  | 70 | Seventy |  | 70 | Seventy
71 | Seventy One |  | 71 | Seventy One |  | 71 | Seventy One |  | 71 | Seventy One
72 | Seventy Two |  | 72 | Seventy Two |  | 72 | Seventy Two |  | 72 | Seventy Two
73 | Seventy Three |  | 73 | Seventy Three |  | 73 | Seventy Three |  | 73 | Seventy Three
74 | Seventy Four |  | 74 | Seventy Four |  | 74 | Seventy Four |  | 74 | Seventy Four
75 | Seventy Five |  | 75 | Seventy Five |  | 75 | Seventy Five |  | 75 | Seventy Five
76 | Seventy Six |  | 76 | Seventy Six |  | 76 | Seventy Six |  | 76 | Seventy Six
77 | Seventy Seven |  | 77 | Seventy Seven |  | 77 | Seventy Seven |  | 77 | Seventy Seven
78 | Seventy Eight |  | 78 | Seventy Eight |  | 78 | Seventy Eight |  | 78 | Seventy Eight
79 | Seventy Nine |  | 79 | Seventy Nine |  | 79 | Seventy Nine |  | 79 | Seventy Nine
80 | Eighty |  | 80 | Eighty |  | 80 | Eighty |  | 80 | Eighty
81 | Eighty One |  | 81 | Eighty One |  | 81 | Eighty One |  | 81 | Eighty One
82 | Eighty Two |  | 82 | Eighty Two |  | 82 | Eighty Two |  | 82 | Eighty Two
83 | Eighty Three |  | 83 | Eighty Three |  | 83 | Eighty Three |  | 83 | Eighty Three
84 | Eighty Four |  | 84 | Eighty Four |  | 84 | Eighty Four |  | 84 | Eighty Four
85 | Eighty Five |  | 85 | Eighty Five |  | 85 | Eighty Five |  | 85 | Eighty Five
86 | Eighty Six |  | 86 | Eighty Six |  | 86 | Eighty Six |  | 86 | Eighty Six
87 | Eighty Seven |  | 87 | Eighty Seven |  | 87 | Eighty Seven |  | 87 | Eighty Seven
88 | Eighty Eight |  | 88 | Eighty Eight |  | 88 | Eighty Eight |  | 88 | Eighty Eight
89 | Eighty Nine |  | 89 | Eighty Nine |  | 89 | Eighty Nine |  | 89 | Eighty Nine
90 | Ninety |  | 90 | Ninety |  | 90 | Ninety |  | 90 | Ninety
91 | Ninety One |  | 91 | Ninety One |  | 91 | Ninety One |  | 91 | Ninety One
92 | Ninety Two |  | 92 | Ninety Two |  | 92 | Ninety Two |  | 92 | Ninety Two
93 | Ninety Three |  | 93 | Ninety Three |  | 93 | Ninety Three |  | 93 | Ninety Three
94 | Ninety Four |  | 94 | Ninety Four |  | 94 | Ninety Four |  | 94 | Ninety Four
95 | Ninety Five |  | 95 | Ninety Five |  | 95 | Ninety Five |  | 95 | Ninety Five
96 | Ninety Six |  | 96 | Ninety Six |  | 96 | Ninety Six |  | 96 | Ninety Six
97 | Ninety Seven |  | 97 | Ninety Seven |  | 97 | Ninety Seven |  | 97 | Ninety Seven
98 | Ninety Eight |  | 98 | Ninety Eight |  | 98 | Ninety Eight |  | 98 | Ninety Eight
99 | Ninety Nine |  | 99 | Ninety Nine |  | 99 | Ninety Nine |  | 99 | Ninety Nine
100 | One Hundred |  | 100 | One Hundred |  | 100 | One Hundred |  | 100 | One Hundred
BG VALUE:
#REF!
#REF!
#REF!
#REF! | #REF!
#REF! | #REF! | #REF!
#REF! | #REF! | #REF!
#REF! | #REF! | #REF!
#REF! | #REF! | #REF!
#REF! | #REF! | #REF!
1 | One
2 | Two
3 | Three
4 | Four
5 | Five
6 | Six
7 | Seven
8 | Eight
9 | Nine
10 | Ten
11 | Eleven
12 | Twelve
13 | Thirteen
14 | Fourteen
15 | Fifteen
16 | Sixteen
17 | Seventeen
18 | Eighteen
19 | Nineteen
20 | Twenty
21 | Twenty One
22 | Twenty Two
23 | Twenty Three
24 | Twenty Four
25 | Twenty Five
26 | Twenty Six
27 | Twenty Seven
28 | Twenty Eight
29 | Twenty Nine
30 | Thirty
31 | Thirty One
32 | Thirty Two
33 | Thirty Three
34 | Thirty Four
35 | Thirty Fivr
36 | Thirty Six
37 | Thirty Seven
38 | Thirty Eight
39 | Thirty Nine
40 | Forty
41 | Forty One
42 | Forty Two
43 | Forty Three
44 | Forty Four
45 | Forty Five
46 | Forty Six
47 | Forty Seven
48 | Forty Eight
49 | Forty Nine
50 | Fifty
51 | Fifty One
52 | Fifty Two
53 | Fifty Three
54 | Fifty Four
55 | Fifty Five
56 | Fifty Six
57 | Fifty Seven
58 | Fifty Eight
59 | Fifty Nine
60 | Sixty
61 | Sixty One
62 | Sixty Two
63 | Sixty Three
64 | Sixty Four
65 | Sixty Five
66 | Sixty Six
67 | Sixty Seven
68 | Sixty Eight
69 | Sixty Nine
70 | Seventy
71 | Seventy One
72 | Seventy Two
73 | Seventy Three
74 | Seventy Four
75 | Seventy Five
76 | Seventy Six
77 | Seventy Seven
78 | Seventy Eight
79 | Seventy Nine
80 | Eighty
81 | Eighty One
82 | Eighty Two
83 | Eighty Three
84 | Eighty Four
85 | Eighty Five
86 | Eighty Six
87 | Eighty Seven
88 | Eighty Eight
89 | Eighty Nine
90 | Ninety
91 | Ninety One
92 | Ninety Two
93 | Ninety Three
94 | Ninety Four
95 | Ninety Five
96 | Ninety Six
97 | Ninety Seven
98 | Ninety Eight
99 | Ninety Nine
100 | One Hundred

## Schedule-I
Package-A-Construction of Transit Camp at 765/400kV Kurnool-III PS under Transmission System for evacuation of power from RE sources in Kurnool Wind Energy Zone (3000MW)/ Solar Energy Zone (1500MW) Part-A and Part-B
Schedule-I : DSR Scheduled Items
To:
Bidder’s Name and Address (Sole Bidder) : |  | 0 | [7 empty] | Contract Services
Address : |  | 0 | [7 empty] | Power Grid Corporation of India Ltd.,
|  | 0 | [7 empty] | Southern Region Transmission system -I
|  | 0 | [7 empty] | Kavadiguda Main Raod, Secunderabad - 500080
All prices are in INR
Sl. No. | Ref No: | Service Number | SAC (Service Accounting Codes) | Whether SAC in column ‘4’ is confirmed. If not indicate applicable the SAC # | Rate of GST applicable ( in %) | Whether rate of GST in column ‘6’ is confirmed. If not indicate applicable rate of GST # | Description | Unit | Quantity | Unit Erection Charges including GST as per DSR | GST % included in DSR | Unit Erection Charges excluding GST | Amount excluding GST | GST
1 | 2 | 3 | 4 | 5 | 6 | 7 | 8 | 9 | 10 | 11 | 12 | 13=11/1.18 | 14=13*10 | 15=18% of 14
| DSR 2023 | [5 empty] | DSR 2023-SCHEDULE ITEMS - CIVIL
SUB HEAD : 1.0 CARRIAGE OF MATERIALS
1 | 1.1.2 |  |  |  | 18% |  | CARRIAGE OF MATERIALS By Mechanical Transport including loading,unloading and stacking Earth Up to 2 Km | M3 | 15 | 245.82 | 0.18 | 208.32 | 3124.8 | 562.46
2 | 1.1.4 |  |  |  | 18% |  | CARRIAGE OF MATERIALS By Mechanical Transport including loading,unloading and stacking Excavated Rock Up to 2 Km | M3 | 199 | 393.32 | 0.18 | 333.32 | 66330.68 | 11939.52
[5 empty] | 18% |  | SUB HEAD : 2.0 EARTH WORK
3 | 2.8.1 |  |  |  | 18% |  | Earth work in excavation by mechanical means (Hydraulic excavator) / manual means in foundation trenches or drains (not exceeding 1.5 m in width or 10 sqm on plan) including dressing of sides and ramming of bottoms, lift up to 1.5 m, including getting out the excavated soil and disposal of surplus excavated soil as directed, within a lead of 50 m./ All kinds of soil | M3 | 44 | 260.3 | 0.18 | 220.59 | 9705.96 | 1747.07
4 | 2.9.1 |  |  |  | 18% |  | Excavation work by mechanical means (Hydraulic excavator)/ manual means in foundation trenches or drains (not exceeding 1.5m in width or 10 sqm on plan), including dressing of sides and ramming of bottoms, lift upto 1.5 m, including getting out the excavated soil and disposal of surplus excavated soils as directed, within a lead of 50 m. Ordinary rock | M3 | 90 | 632.95 | 0.18 | 536.4 | 48276 | 8689.68
5 | 2.9.2 |  |  |  | 18% |  | Excavation work by mechanical means (Hydraulic excavator)/ manual means in foundation trenches or drains (not exceeding 1.5m in width or 10 sqm on plan), including dressing of sides and ramming of bottoms, lift upto 1.5 m, including getting out the excavated soil and disposal of surplus excavated soils as directed, within a lead of 50 m. Hard rock (requiring blasting) | M3 | 108 | 1049.8 | 0.18 | 889.66 | 96083.28 | 17294.99
6 | 2.10.1.2 |  |  |  | 18% |  | Excavating trenches of required width for pipes, cables, etc. including excavation for sockets, and dressing of sides, ramming of bottoms, depth up to 1.5 m including getting out the excavated soil, and then returning the soil as required, in layers not exceeding 20 cm in depth, including consolidating each deposited layer by ramming, watering, etc. and disposing of surplus excavated soil as directed, within a lead of 50 m in All kinds of soils : Pipes, cables etc. exceeding 80 mm dia. but not exceeding 300 mm dia. | M | 2 | 352.15 | 0.18 | 298.43 | 596.86 | 107.43
7 | 2.13.1.2 |  |  |  | 18% |  | Excavating trenches of required width for pipes, cables, etc, including excavation for sockets, depth upto 1.5 m, including getting out the excavated materials, returning the soil as required in layers not exceeding 20 cm in depth, including consolidating each deposited layers by ramming, watering etc., stacking serviceable material for measurements and disposal of unserviceable material as directed, within a lead of 50 m: Ordinary rock : Pipes, cables etc. exceeding 80 mm dia. but not exceeding 300 mm dia. | M | 3 | 998.65 | 0.18 | 846.31 | 2538.93 | 457.01
8 | 2.13.2.2 |  |  |  | 18% |  | Excavating trenches of required width for pipes, cables, etc, including excavation for sockets, depth upto 1.5 m, including getting out the excavated materials, returning the soil as required in layers not exceeding 20 cm in depth, including consolidating each deposited layers by ramming, watering etc., stacking serviceable material for measurements and disposal of unserviceable material as directed, within a lead of 50 m: Hard rock (requiring blasting) Pipes, cables etc. exceeding 80 mm dia. but not exceeding 300 mm dia. | M | 5 | 1493.6 | 0.18 | 1265.76 | 6328.8 | 1139.18
9 | 2.25 |  |  |  | 18% |  | Filling available excavated earth (excluding rock) in trenches, plinth, sides of foundations etc. in layers not exceeding 20cm in depth, consolidating each deposited layer by ramming and watering, lead up to 50 m and lift up to 1.5 m. | M3 | 30 | 196 | 0.18 | 166.1 | 4983 | 896.94
10 | 2.25(a) |  |  |  | 18% |  | Excavating, supplying and filling of local earth (including royalty) by mechanical transport up to a lead of 5km also including ramming and watering of the earth in layers not exceeding 20 cm in trenches, plinth, sides of foundation etc. complete. | M3 | 155 | 700.5 | 0.18 | 593.64 | 92014.2 | 16562.56
11 | 2.34.1 |  |  |  | 18% |  | Supplying chemical emulsion in sealed containers including delivery as specified. / Chlorpyriphos/ Lindane emulsifiable concentrate of 20% | Litre | 114 | 234.75 | 0.18 | 198.94 | 22679.16 | 4082.25
[5 empty] | 18% |  | SUB HEAD : 4.0 CONCRETE WORK |  |  |  | 0.18
12 | 4.1.8 |  |  |  | 18% |  | Providing and laying in position cement concrete of specified grade excluding the cost of centering and shuttering - All work up to plinth level :1:4:8 (1 Cement : 4 coarse sand (zone-III) derived from natural sources : 8 graded stone aggregate 40 mm nominal size derived from natural sources) | M3 | 43 | 6812 | 0.18 | 5772.88 | 248233.84 | 44682.09
13 | 4.2.3 |  |  |  | 18% |  | Providing and laying cement concrete in retaining walls, return walls, walls (any thickness) including attached pilasters, columns, piers, abutments, pillars, posts, struts, buttresses, string or lacing courses, parapets, coping, bed blocks, anchor blocks, plain window sills, fillets, sunken floor etc., up to floor five level, excluding the cost of centering, shuttering and finishing: 1:2:4 (1 Cement : 2 coarse sand (zone-III) derived from natural sources : 4 graded stone aggregate 20 mm nominal size derived from natural sources) | M3 | 6 | 9895.2 | 0.18 | 8385.76 | 50314.56 | 9056.62
14 | 4.3.1 |  |  |  | 18% |  | Centering and shuttering including strutting,propping etc. and removal of form work for : Foundations, footings, bases for columns | Sqm | 48 | 392.15 | 0.18 | 332.33 | 15951.84 | 2871.33
15 | 4.13 |  |  |  | 18% |  | Providing & applying a coat of residual petroleum bitumen of grade of VG-10 of approved quality using 1.7kg per square metre on damp proof course after cleaning the surface with brushes and finally with apiece of cloth lightly soaked in kerosene oil. | M2 | 46 | 146.15 | 0.18 | 123.86 | 5697.56 | 1025.56
16 | 4.12 |  |  |  | 18% |  | Extra for providing and mixing water proofing material in cement concrete work in doses by weight of cement as per manufacturer's specification | per 50kg Cement | 320 | 18.15 | 0.18 | 15.38 | 4921.6 | 885.89
17 | 4.17 |  |  |  | 18% |  | Making plinth protection 50mm thick of cement concrete 1:3:6 (1 cement : 3 coarse sand (zone-III) derived from natural sources : 6 graded stone aggregate 20 mm nominal size derived from natural sources) over 75mm thick bed of dry brick ballast 40 mm nominal size, well rammed and consolidated and grouted with fine sand, including necessary excavation, levelling & dressing & finishing the top smooth. | M2 | 96 | 749.3 | 0.18 | 635 | 60960 | 10972.8
[5 empty] | 18% |  | SUB HEAD : 5.0 REINFORCED CEMENT CONCRETE |  |  |  | 0.18
18 | 5.9 |  |  |  | 18% |  | Centering and shuttering including strutting, propping etc. and removal of form for |  |  |  | 0.18
19 | 5.9.1 |  |  |  | 18% |  | Foundations, footings, bases of columns, etc. for mass concrete. | M2 | 75 | 392.15 | 0.18 | 332.33 | 24924.75 | 4486.46
20 | 5.9.2 |  |  |  | 18% |  | Walls (any thickness) including attached pilasters butteresses plinth and string courses. | M2 | 14 | 842.5 | 0.18 | 713.98 | 9995.72 | 1799.23
21 | 5.9.3 |  |  |  | 18% |  | Suspended floors, roofs, landings, balconies and access platform. | M2 | 491 | 927.25 | 0.18 | 785.81 | 385832.71 | 69449.89
22 | 5.9.5 |  |  |  | 18% |  | Lintels, beams, plinth beams, girders, bressumers and cantilevers. | M2 | 726 | 736.4 | 0.18 | 624.07 | 453074.82 | 81553.47
23 | 5.9.6 |  |  |  | 18% |  | Columns, Pillars, Piers, Abutments, Posts and Struts. | M2 | 410 | 961.3 | 0.18 | 814.66 | 334010.6 | 60121.91
24 | 5.9.7 |  |  |  | 18% |  | Stairs, (excluding landings) except spiral-staircases. | M2 | 38 | 764.95 | 0.18 | 648.26 | 24633.88 | 4434.1
25 | 5.9.19 |  |  |  | 18% |  | Weather shade, Chajjas, corbels etc., including edges. | M2 | 62 | 951.1 | 0.18 | 806.02 | 49973.24 | 8995.18
26 | 5.16 |  |  |  | 18% |  | Providing, hoisting and fixing above plinth level up to floor five level precast reinforced cement concrete in shelves, including setting in cement mortar 1:3 (1cement : 3 coarse sand), cost of required centering, shuttering and finishing with neat cement punning on exposed surfaces but , excluding the cost of reinforcement, with 1:1.5:3 (1 cement : 1.5 coarse sand(zone-III) derived from natural sources : 3 graded stone aggregate 20 mm nominal size derived from natural sources). | M3 | 1 | 20355.8 | 0.18 | 17250.68 | 17250.68 | 3105.12
27 | 5.22.6 |  |  |  | 18% |  | Steel reinforcement for R.C.C. work including straightening, cutting, bending, placing in position and binding all complete up to plinth level. Thermo-Mechanically Treated bars of grade Fe-500D or more. | KG | 8955 | 107.85 | 0.18 | 91.4 | 818487 | 147327.66
28 | 5.22A.6 |  |  |  | 18% |  | Steel reinforcement for R.C.C. work including straightening, cutting, bending, placing in position and binding all complete above plinth level.: Thermo Mechanically Treated Bars of grade fe 500D or more | KG | 29408 | 107.85 | 0.18 | 91.4 | 2687891.2 | 483820.42
29 | 5.30 |  |  |  | 18% |  | Add for plaster drip course/ groove in plastered surface or moulding to R.C.C. projections. | M | 104 | 78.4 | 0.18 | 66.44 | 6909.76 | 1243.76
30 | 5.33.1.1 |  |  |  | 18% |  | Providing and laying in position ready mixed or site batched design mix ncement concrete for reinforced cement concrete work; using coarse aggregate and fine aggregate derived from natural sources, Portland Pozzolana / Ordinary Portland /Portland Slag cement, admixtures in recommended proportions as per IS: 9103 to accelerate / retard setting of concrete, to improve durability and workability without impairing strength; including pumping of concrete to site of laying, curing, carriage for all leads; but excluding the cost of centering, shuttering, finishing and reinforcement as per direction of the engineer-in-charge, for the following grades of concrete.: Note: Extra cement up to 10% of the minimum specified cement content in design mix shall be payable separately. In case the cement content in design mix is more than 110% of the specified minimum cement content, the contractor shall have discretion to either re-design the mix or bear the cost of extra cement. All works upto plinth level. Concrete of M25 grade with minimum cement content of 330 kg /cum | M3 | 69 | 9504.75 | 0.18 | 8054.87 | 555786.03 | 100041.49
31 | 5.33.2.1 |  |  |  | 18% |  | Providing and laying in position ready mixed or site batched design mix ncement concrete for reinforced cement concrete work; using coarse aggregate and fine aggregate derived from natural sources, Portland Pozzolana / Ordinary Portland /Portland Slag cement, admixtures in recommended proportions as per IS: 9103 to accelerate / retard setting of concrete, to improve durability and workability without impairing strength; including pumping of concrete to site of laying, curing, carriage for all leads; but excluding the cost of centering, shuttering, finishing and reinforcement as per direction of the engineer-in-charge, for the following grades of concrete.: Note: Extra cement up to 10% of the minimum specified cement content in design mix shall be payable separately. In case the cement content in design mix is more than 110% of the specified minimum cement content, the contractor shall have discretion to either re-design the mix or bear the cost of extra cement. All works above plinth level upto floor V level. Concrete of M25 grade with minimum cement content of 330 kg /cum | M3 | 227 | 9860.4 | 0.18 | 8356.27 | 1896873.29 | 341437.19
32 | 5.35 |  |  |  | 18% |  | Add for using extra cement in the items of design mix over and above the specified cement content therein. | Quintal | 208 | 733.5 | 0.18 | 621.61 | 129294.88 | 23273.08
[5 empty] | 18% |  | SUB HEAD : 6.0 MASONRY WORK |  |  |  | 0.18 | 0 | 0 | 0
33 | 6.15 |  |  |  | 18% |  | Extra for providing and placing in position 2 Nos. 6mm dia. M.S. bars at every third course of half brick masonry. | M2 | 331 | 104.8 | 0.18 | 88.81 | 29396.11 | 5291.3
[5 empty] | 18% |  | SUB HEAD : 8.0 CLADDING WORK |  |  |  | 0.18
34 | 8.2.2.1 |  |  |  | 18% |  | Providing and fixing 18 mm thick gang saw cut, mirror polished, premoulded and prepolished, machine cut for kitchen platforms, vanity counters, window sills, facias and similar locations of required size, approved shade, colour and texture laid over 20 mm thick base cement mortar 1:4 (1 cement : 4 coarse sand), joints treated with white cement, mixed with matching pigment, epoxy touch ups, including rubbing, curing, moulding and polishing to edges to give high gloss finish etc. complete at all levels.:Granite stone slab colour black, Cherry/Ruby red: Area of slab upto 0.50 sqm | M2 | 11 | 5413.5 | 0.18 | 4587.71 | 50464.81 | 9083.67
35 | 8.2.2.2 |  |  |  | 18% |  | Providing and fixing 18 mm thick gang saw cut, mirror polished, premoulded and prepolished, machine cut for kitchen platforms, vanity counters, window sills, facias and similar locations of required size, approved shade, colour and texture laid over 20 mm thick base cement mortar 1:4 (1 cement : 4 coarse sand), joints treated with white cement, mixed with matching pigment, epoxy touch ups, including rubbing, curing, moulding and polishing to edges to give high gloss finish etc. complete at all levels.:Granite stone slab colour black, Cherry/Ruby red:Area of slab over 0.50 sqm | M2 | 67 | 5136.3 | 0.18 | 4352.8 | 291637.6 | 52494.77
36 | 8.3.2 |  |  |  | 18% |  | Providing edge moulding to 18mm thick Granite stone counters, Vanities etc. including machine polishing to edge to give high gloss finish etc. complete as per design approved by Engineer-in-Charge. Granite work. | M | 75 | 510.95 | 0.18 | 433.01 | 32475.75 | 5845.64
37 | 8.4 |  |  |  | 18% |  | Extra for fixing marble /granite stone, over and above corresponding basic item, in facia and drops of width up to 150 mm with epoxy resin based adhesive, including cleaning etc. complete. | M | 10 | 568.55 | 0.18 | 481.82 | 4818.2 | 867.28
38 | 8.5 |  |  |  | 18% |  | Extra for providing opening of required size & shape for wash basin/ kitchen sink in kitchen platform, vanity counter and similar location in marble/ Granite/ stone work, including necessary holes for pillar taps etc. including moulding, rubbing and polishing of cut edges etc. complete. | EA | 7 | 978.7 | 0.18 | 829.41 | 5805.87 | 1045.06
[5 empty] | 18% |  | SUB HEAD : 9.0 WOOD AND P.V.C. WORK |  |  |  | 0.18
39 | 9.1.1 |  |  |  | 18% |  | Providing wood work in frames of doors, windows, clerestory windows and other frames, wrought framed and fixed in position with hold fast lugs or with dash fasteners of required dia & length ( hold fast lugs or dash fastener shall be paid for separately). Second class teak wood | M3 | 0.912 | 142949.7 | 0.18 | 121143.81 | 110483.15 | 19886.97
40 | 9.7.7.1 |  |  |  | 18% |  | Providing and fixing panelling or panelling and glazing in panelled or panelled and glazed shutters for doors, windows and clerestory windows (Area of opening for panel inserts excluding portion inside grooves or rebates to be measured). Panelling for panelled or panelled and glazed shutters 25 mm to 40 mm thick : float glass panes,4 mm thick glass pane (weight not less than 10 kg/sqm). | M2 | 6 | 2241.8 | 0.18 | 1899.83 | 11398.98 | 2051.82
41 | 9.7.7.2 |  |  |  | 18% |  | Providing and fixing panelling or panelling and glazing in panelled or panelled and glazed shutters for doors, windows and clerestory windows (Area of opening for panel inserts excluding portion inside grooves or rebates to be measured). Panelling for panelled or panelled and glazed shutters 25 mm to 40 mm thick : float glass panes, 5 mm thick glass pane (weight not less than 12.5 kg per sqm) | M2 | 109 | 2600.45 | 0.18 | 2203.77 | 240210.93 | 43237.97
42 | 9.7.8 |  |  |  | 18% |  | Providing and fixing panelling or panelling and glazing in panelled or panelled and glazed shutters for doors, windows and clerestory windows (Area of opening for panel inserts excluding portion inside grooves or rebates to be measured). Panelling for panelled or panelled and glazed shutters 25 mm to 40 mm thick : Fly proof stainless steel grade 304 wire gauge with 0.5 mm dia. wire and 1.4 mm wide aperture with matching wood beading. | M2 | 5 | 1800.45 | 0.18 | 1525.81 | 7629.05 | 1373.23
43 | 9.12 |  |  |  | 18% |  | Extra for providing frosted glass panes 4 mm thick instead of ordinary float glass panes 4 mm thick in doors, windows and clerestory window shutters. (Area of opening for glass panes excluding portion inside rebate shall be measured). | M2 | 6 | 176.4 | 0.18 | 149.49 | 896.94 | 161.45
44 | 9.20.1 |  |  |  | 18% |  | Providing and fixing ISI marked flush door shutters conforming to IS : 2202 (Part I) decorative type, core of block board construction with frame of 1st class hard wood and well matched teak 3 ply veneering with vertical grains or cross bands and face veneers on both faces of shutters. 35 mm thick including ISI marked Stainless Steel butt hinges with necessary screws | M2 | 45 | 3473.85 | 0.18 | 2943.94 | 132477.3 | 23845.91
45 | 9.23 |  |  |  | 18% |  | Extra for providing lipping with 2nd class teak wood battens 25 mm minimum depth on all edges of flush door shutters (over all area of door shutter to be measured). | M2 | 45 | 462.35 | 0.18 | 391.82 | 17631.9 | 3173.74
46 | 9.48.2 |  |  |  | 18% |  | Providing and fixing M.S. grills of required pattern in frames of windows etc. with M.S. flats, square or round bars etc. including priming coat with approved steel primer all complete. Fixed to openings /wooden frames with rawl plugs screws etc. | KG | 398 | 238.35 | 0.18 | 201.99 | 80392.02 | 14470.56
47 | 9.71.2 |  |  |  | 18% |  | Providing and fixing IS : 12817 marked stainless steel butt hinges (heavy weight) with stainless steel screws etc. complete : 100x60x2.50 mm | EA | 12 | 106.35 | 0.18 | 90.13 | 1081.56 | 194.68
48 | 9.74.1 |  |  |  | 18% |  | Providing and fixing bright finished brass tower bolts (barrel type) with necessary screws etc. complete : 250X10 mm | EA | 40 | 441.6 | 0.18 | 374.24 | 14969.6 | 2694.53
49 | 9.74.3 |  |  |  | 18% |  | Providing and fixing bright finished brass tower bolts (barrel type) with necessary screws etc. complete : 150X10 mm | EA | 20 | 287.25 | 0.18 | 243.43 | 4868.6 | 876.35
50 | 9.75.2 |  |  |  | 18% |  | Providing and fixing bright finished brass door latch with necessary screws etc. complete : 250x16x5 mm | EA | 20 | 308 | 0.18 | 261.02 | 5220.4 | 939.67
51 | 9.76 |  |  |  | 18% |  | Providing and fixing bright finished brass 100 mm mortice latch and lock with 6 levers and a pair of lever handles of approved quality with necessary screws etc. complete. | EA | 10 | 854.65 | 0.18 | 724.28 | 7242.8 | 1303.7
52 | 9.81.1 |  |  |  | 18% |  | Providing and fixing bright finished brass handles with screws etc. complete: 125MM | EA | 60 | 256.65 | 0.18 | 217.5 | 13050 | 2349
53 | 9.82 |  |  |  | 18% |  | Providing and fixing bright finished brass hanging type floor door stopper with necessary screws, etc. complete. | EA | 20 | 121.65 | 0.18 | 103.09 | 2061.8 | 371.12
54 | 9.114.2 |  |  |  | 18% |  | Providing and fixing magnetic catcher of approved quality in cupboard / ward robe shutters, including fixing with necessary screws etc. complete. Double strip (horizontal type) | EA | 22 | 39.7 | 0.18 | 33.64 | 740.08 | 133.21
55 | 9.129 |  |  |  | 18% |  | Providing and fixing cup board shutters 25 mm thick, with Pre-laminated flat pressed three layer particle board or graded wood particle board IS: 12823 marked, exterior grade (Grade ¦ Type Il), having one side decorative lamination and other side balancing lamination, including IInd class teak wood lipping of 25 mm wide x12 mm thick with necessary screws and bright finished stainless steel piano hinges, complete as per direction of the Engineer-in-Charge. | M2 | 8 | 2307.35 | 0.18 | 1955.38 | 15643.04 | 2815.75
56 | 9.147.A4.2 |  |  |  | 18% |  | Providing and fixing factory made uPVC glazed/wire mesh windows/doors comprising of lead free uPVC multi-chambered frame, sash and mullion/coupler (where ever required) extruded profiles having minimum wall thickness of 1.70 mm for Series R1 and R2 profiles and 2.10 mm for Series R3 and R4 profiles conforming to EN: 12608 in any shape,colour and design duly reinforced with galvanized mild steel section made of required shape & size as per CPWD Specification, uPVC extruded glazing beads, interlocks and Inline sash adaptor (where ever required) of appropriate dimension, EPDM gasket, hardware, SS 304 grade fasteners of minimum 8 mm dia with countersunk head, comprising of matching polyamide PA6 grade sleeve for fixing frame to finished wall as per IS 1367 : Part 1 to 14, plastic packers, plastic caps and necessary stainless steel screws etc. Profile of frame, sash & mullion (if required) shall be mitred cut and fusion welded/mechanically jointed duly sealed at all corners, including drilling of holes for fixing hardware and drainage of water etc. After fixing frame the gap between frame and adjacent finished wall shall be filled with weather proof silicon sealant over backer rod of approved size and quality, all complete as per approved drawing conforming to CPWD specification & direction of Engineer-in-Charge. Section of steel reinforcement and cross sections of uPVC profiles to be as per design approved by Engineer-in-Charge. Wire mesh / Glazing of plain/ toughened/ laminated/ double glass unit with / without high performance coatings as per design requirements and conforming to IS: 3548 & IS: 16231 shall be paid separately. Note:- Structural design proof checked from a Government Engineering Institute, to be provided by the manufacturer for : (i) Sites with basic wind speed > 45 m/sec as per IS 875 — Part 3 (ii) Sites with structure height more than 20m for all wind speeds Three track three panels sliding window with two glazed & one wire mesh panels with Aluminium channel for roller track, wool pile, nylon rollers with SS 304 body. Using R3 series with frame (98 mm & above) x (40 mm & above) & both glazed and fly screen sash (30 mm & above) x (55 mm & above) with zinc alloy (Zamak) powder coated handle on every glazed panel along with multi-point locking system. (Height upto 1.8m). | M2 | 16 | 10874.2 | 0.18 | 9215.42 | 147446.72 | 26540.41
57 | 9.147.A4.3 |  |  |  | 18% |  | Providing and fixing factory made uPVC glazed/wire mesh windows/doors comprising of lead free uPVC multi-chambered frame, sash and mullion/coupler (where ever required) extruded profiles having minimum wall thickness of 1.70 mm for Series R1 and R2 profiles and 2.10 mm for Series R3 and R4 profiles conforming to EN: 12608 in any shape,colour and design duly reinforced with galvanized mild steel section made of required shape & size as per CPWD Specification, uPVC extruded glazing beads, interlocks and Inline sash adaptor (where ever required) of appropriate dimension, EPDM gasket, hardware, SS 304 grade fasteners of minimum 8 mm dia with countersunk head, comprising of matching polyamide PA6 grade sleeve for fixing frame to finished wall as per IS 1367 : Part 1 to 14, plastic packers, plastic caps and necessary stainless steel screws etc. Profile of frame, sash & mullion (if required) shall be mitred cut and fusion welded/mechanically jointed duly sealed at all corners, including drilling of holes for fixing hardware and drainage of water etc. After fixing frame the gap between frame and adjacent finished wall shall be filled with weather proof silicon sealant over backer rod of approved size and quality, all complete as per approved drawing conforming to CPWD specification & direction of Engineer-in-Charge. Section of steel reinforcement and cross sections of uPVC profiles to be as per design approved by Engineer-in-Charge. Wire mesh / Glazing of plain/ toughened/ laminated/ double glass unit with / without high performance coatings as per design requirements and conforming to IS: 3548 & IS: 16231 shall be paid separately. Note:- Structural design proof checked from a Government Engineering Institute, to be provided by the manufacturer for : (i) Sites with basic wind speed > 45 m/sec as per IS 875 — Part 3 (ii) Sites with structure height more than 20m for all wind speeds Three track three panels sliding window with two glazed & one wire mesh panels with Aluminium channel for roller track, wool pile, nylon rollers with SS 304 body. Using R4 series with frame (115 mm & above) x (45 mm & above) & both glazed and fly screen sash (44 mm & above) x (55 mm & above) with zinc alloy (zamak) powder coated handle on every glazed panel along with multipoint locking system. (Height above 1.8m) | M2 | 32 | 12372.25 | 0.18 | 10484.96 | 335518.72 | 60393.37
58 | 9.147.B3.2 |  |  |  | 18% |  | Providing and fixing factory made uPVC glazed/wire mesh windows/doors comprising of lead free uPVC multi-chambered frame, sash and mullion/coupler (where ever required) extruded profiles having minimum wall thickness of 1.70 mm for Series R1 and R2 profiles and 2.10 mm for Series R3 and R4 profiles conforming to EN: 12608 in any shape,colour and design duly reinforced with galvanized mild steel section made of required shape & size as per CPWD Specification, uPVC extruded glazing beads, interlocks and Inline sash adaptor (where ever required) of appropriate dimension, EPDM gasket, hardware, SS 304 grade fasteners of minimum 8 mm dia with countersunk head, comprising of matching polyamide PA6 grade sleeve for fixing frame to finished wall as per IS 1367 : Part 1 to 14, plastic packers, plastic caps and necessary stainless steel screws etc. Profile of frame, sash & mullion (if required) shall be mitred cut and fusion welded/mechanically jointed duly sealed at all corners, including drilling of holes for fixing hardware and drainage of water etc. After fixing frame the gap between frame and adjacent finished wall shall be filled with weather proof silicon sealant over backer rod of approved size and quality, all complete as per approved drawing conforming to CPWD specification & direction of Engineer-in-Charge. Section of steel reinforcement and cross sections of uPVC profiles to be as per design approved by Engineer-in-Charge. Wire mesh / Glazing of plain/ toughened/ laminated/ double glass unit with / without high performance coatings as per design requirements and conforming to IS: 3548 & IS: 16231 shall be paid separately. Note:- Structural design proof checked from a Government Engineering Institute, to be provided by the manufacturer for : (i) Sites with basic wind speed > 45 m/sec as per IS 875 — Part 3 (ii) Sites with structure height more than 20m for all wind speeds Three track three panels sliding door with two glazed & one wire mesh panels with Aluminium channel for roller track, wool pile, zinc alloy (Zamak) powder coated handle on two panels along with multi-point locking system, adjustable nylon rollers with SS 304 body. Using R4 series with frame (115 mm & above) x (45 mm & above) & both glazed and fly screen sash (44 mm & above) x (85 mm & above). (Height above 2.5 metre). | M2 | 8 | 9894.8 | 0.18 | 8385.42 | 67083.36 | 12075
59 | 9.147.C2.3 |  |  |  | 18% |  | Providing and fixing factory made uPVC glazed/wire mesh windows/doors comprising of lead free uPVC multi-chambered frame, sash and mullion/coupler (where ever required) extruded profiles having minimum wall thickness of 1.70 mm for Series R1 and R2 profiles and 2.10 mm for Series R3 and R4 profiles conforming to EN: 12608 in any shape,colour and design duly reinforced with galvanized mild steel section made of required shape & size as per CPWD Specification, uPVC extruded glazing beads, interlocks and Inline sash adaptor (where ever required) of appropriate dimension, EPDM gasket, hardware, SS 304 grade fasteners of minimum 8 mm dia with countersunk head, comprising of matching polyamide PA6 grade sleeve for fixing frame to finished wall as per IS 1367 : Part 1 to 14, plastic packers, plastic caps and necessary stainless steel screws etc. Profile of frame, sash & mullion (if required) shall be mitred cut and fusion welded/mechanically jointed duly sealed at all corners, including drilling of holes for fixing hardware and drainage of water etc. After fixing frame the gap between frame and adjacent finished wall shall be filled with weather proof silicon sealant over backer rod of approved size and quality, all complete as per approved drawing conforming to CPWD specification & direction of Engineer-in-Charge. Section of steel reinforcement and cross sections of uPVC profiles to be as per design approved by Engineer-in-Charge. Wire mesh / Glazing of plain/ toughened/ laminated/ double glass unit with / without high performance coatings as per design requirements and conforming to IS: 3548 & IS: 16231 shall be paid separately. Note:- Structural design proof checked from a Government Engineering Institute, to be provided by the manufacturer for : (i) Sites with basic wind speed > 45 m/sec as per IS 875 — Part 3 (ii) Sites with structure height more than 20m for all wind speeds Fixed window / ventilator with mullion / transom. Using R3 series with frame (55 mm & above )x (45 mm & above) & mullion (55 mm & above)x (65 mm & above). (Height upto 2.5 metre) | M2 | 38 | 7827.75 | 0.18 | 6633.69 | 252080.22 | 45374.44
60 | 9.147.C2.4 |  |  |  | 18% |  | Providing and fixing factory made uPVC glazed/wire mesh windows/doors comprising of lead free uPVC multi-chambered frame, sash and mullion/coupler (where ever required) extruded profiles having minimum wall thickness of 1.70 mm for Series R1 and R2 profiles and 2.10 mm for Series R3 and R4 profiles conforming to EN: 12608 in any shape,colour and design duly reinforced with galvanized mild steel section made of required shape & size as per CPWD Specification, uPVC extruded glazing beads, interlocks and Inline sash adaptor (where ever required) of appropriate dimension, EPDM gasket, hardware, SS 304 grade fasteners of minimum 8 mm dia with countersunk head, comprising of matching polyamide PA6 grade sleeve for fixing frame to finished wall as per IS 1367 : Part 1 to 14, plastic packers, plastic caps and necessary stainless steel screws etc. Profile of frame, sash & mullion (if required) shall be mitred cut and fusion welded/mechanically jointed duly sealed at all corners, including drilling of holes for fixing hardware and drainage of water etc. After fixing frame the gap between frame and adjacent finished wall shall be filled with weather proof silicon sealant over backer rod of approved size and quality, all complete as per approved drawing conforming to CPWD specification & direction of Engineer-in-Charge. Section of steel reinforcement and cross sections of uPVC profiles to be as per design approved by Engineer-in-Charge. Wire mesh / Glazing of plain/ toughened/ laminated/ double glass unit with / without high performance coatings as per design requirements and conforming to IS: 3548 & IS: 16231 shall be paid separately. Note:- Structural design proof checked from a Government Engineering Institute, to be provided by the manufacturer for : (i) Sites with basic wind speed > 45 m/sec as per IS 875 — Part 3 (ii) Sites with structure height more than 20m for all wind speeds Fixed window / ventilator with mullion / transom. Using R4 series with frame (64 mm & above )x (50 mm & above) & mullion (64 mm & above)x (70 mm & above). (Height above 2.5 metre) | M2 | 17 | 6528.8 | 0.18 | 5532.88 | 94058.96 | 16930.61
61 | 9.165.2 |  |  |  | 18% |  | Providing and fixing bright /matt finished Stainless Steel handles of approved quality & make with necessary screws etc all complete. 100mm | EA | 22 | 90.45 | 0.18 | 76.65 | 1686.3 | 303.53
[5 empty] | 18% |  | SUB HEAD : 10.0 STEEL WORK |  |  |  | 0.18
62 | 10.16.2 |  |  |  | 18% |  | Steel work in built up tubular (round, square or rectangular hollow tubes etc.) trusses etc., including cutting, hoisting, fixing in position and applying a priming coat of approved steel primer, including welding and bolted with special shaped washers etc. complete. Hot finished seamless type tubes | KG | 311 | 206.35 | 0.18 | 174.87 | 54384.57 | 9789.22
63 | 10.25.2 |  |  |  | 18% |  | Steel work welded in built up sections/ framed work, including cutting, hoisting, fixing in position and applying a priming coat of approved steel primer using structural steel etc. as required. In gratings, frames, guard bar, ladder, railings, brackets, gates and similar works | KG | 770 | 172.6 | 0.18 | 146.27 | 112627.9 | 20273.02
64 | 10.28 |  |  |  | 18% |  | Providing and fixing stainless steel ( Grade 304) railing made of Hollow tubes, channels, plates etc., including welding, grinding, buffing, polishing and making curvature (wherever required) and fitting the same with necessary stainless steel nuts and bolts complete, i/c fixing the railing with necessary accessories & stainless steel dash fasteners , stainless steel bolts etc., of required size, on the top of the floor or the side of waist slab with suitable arrangement as per approval of Engineer-in-charge, (for payment purpose only weight of stainless steel members shall be considered excluding fixing accessories such as nuts, bolts, fasteners etc.). | KG | 914 | 772.4 | 0.18 | 654.58 | 598286.12 | 107691.5
[5 empty] | 18% |  | SUB HEAD : 11.0 FLOORING |  |  |  | 0.18
65 | 11.23.5 |  |  |  | 18% |  | Marble stone flooring with 18 mm thick marble stone, as per sample of marble approved by Engineer-in-charge, over 20 mm (average) thick base of cement mortar 1:4 (1 cement : 4 coarse sand) laid and jointed with grey cement slurry, including rubbing and polishing complete with: Udaipur green marbles. | M2 | 80 | 2428.6 | 0.18 | 2058.14 | 164651.2 | 29637.22
66 | 11.24 |  |  |  | 18% |  | Extra for pre finished nosing to treads of steps of marble stone. | M | 69 | 719.9 | 0.18 | 610.08 | 42095.52 | 7577.19
67 | 11.25 |  |  |  | 18% |  | Extra for marble stone flooring in treads of steps and risers using single length up to 2.00 metre. | M2 | 33 | 851.8 | 0.18 | 721.86 | 23821.38 | 4287.85
68 | 11.37 |  |  |  | 18% |  | Providing and laying Ceramic glazed floor tiles of size 300x300 mm (thickness to be specified by the manufacturer) of 1st quality conforming to IS : 15622 of approved make in colours such as White, Ivory, Grey, Fume Red Brown, laid on 20 mm thick cement mortar 1:4 (1 Cement : 4 Coarse sand), Jointing with grey cement slurry @ 3.3 kg/sqm including pointing the joints with white cement and matching pigment etc., complete.. | M2 | 23 | 1096.55 | 0.18 | 929.28 | 21373.44 | 3847.22
69 | 11.37A |  |  |  | 18% |  | Providing and fixing 1st quality ceramic glazed floor tiles conforming to IS : 15622 (thickness to be specified by the manufacturer) of approved make in all colours, shades except burgundy, bottle green, black of any size as approved by Engineer-in-Charge in skirting, risers of steps and dados over 12 mm thick bed of cement Mortar 1:3 (1 cement: 3 coarse sand) and jointing with grey cement slurry @ 3.3kg per sqm including pointing in white cement mixed with pigment of matching shade complete. | M2 | 79 | 1112.7 | 0.18 | 942.97 | 74494.63 | 13409.03
70 | 11.41A.2.1 |  |  |  | 18% |  | Providing and laying Vitrified tiles in floor in different sizes (thickness to be specified by the manufacturer) with water absorption less than 0.08% and conforming to 1S:15622, of approved brand & manufacturer, in all colours and shade, laid on 20 mm thick cement mortar 1:4 (1 cement: 4 coarse sand) jointing with grey cement slurry @3.3 kg/sqm including grouting the joints with white cement and matching pigments etc. The tiles must be cut with the zero chipping diamond cutter only . Laying of tiles will be done with the notch trowel, plier, wedge, clips of required thickness, leveling system and rubber mallet for placing the tiles gently and easily. Glazed vitrified floor tiles polished finish of size. Size of Tile 600 x 600 mm | M2 | 128 | 1502.75 | 0.18 | 1273.52 | 163010.56 | 29341.9
71 | 11.41A.2.2 |  |  |  | 18% |  | Providing and laying Vitrified tiles in floor in different sizes (thickness to be specified by the manufacturer) with water absorption less than 0.08% and conforming to 1S:15622, of approved brand & manufacturer, in all colours and shade, laid on 20 mm thick cement mortar 1:4 (1 cement: 4 coarse sand) jointing with grey cement slurry @3.3 kg/sqm including grouting the joints with white cement and matching pigments etc. The tiles must be cut with the zero chipping diamond cutter only . Laying of tiles will be done with the notch trowel, plier, wedge, clips of required thickness, leveling system and rubber mallet for placing the tiles gently and easily. Glazed vitrified floor tiles polished finish of size. Size of Tile 600 x 1200 mm | M2 | 310 | 1798.8 | 0.18 | 1524.41 | 472567.1 | 85062.08
72 | 11.41A.3.2 |  |  |  | 18% |  | Providing and laying Vitrified tiles in floor in different sizes (thickness to be specified by the manufacturer) with water absorption less than 0.08% and conforming to 1S:15622, of approved brand & manufacturer, in all colours and shade, laid on 20 mm thick cement mortar 1:4 (1 cement: 4 coarse sand) jointing with grey cement slurry @3.3 kg/sqm including grouting the joints with white cement and matching pigments etc. The tiles must be cut with the zero chipping diamond cutter only . Laying of tiles will be done with the notch trowel, plier, wedge, clips of required thickness, leveling system and rubber mallet for placing the tiles gently and easily. Glazed Vitrified tiles Matt/Antiskid finish of size. Size of Tile 600 x 1200 mm | M2 | 112 | 1797.3 | 0.18 | 1523.14 | 170591.68 | 30706.5
73 | 11.55.1 |  |  |  | 18% |  | Providing and laying flamed finish Granite stone flooring in required design and patterns, in linear as well as curvilinear portions of the building all complete as per the architectural drawings with 18 mm thick stone slab over 20 mm (average) thick base of cement mortar 1:4 (1 cement : 4 coarse sand) laid and jointed with cement slurry and pointing with white cement slurry admixed with pigment of matching shade including rubbing, curing and polishing etc. all complete as specified and as directed by the Engineer-in-Charge : Flamed finish granite stone slab Jet Black, Cherry Red, Elite Brown, Cat Eye or equivalent. | M2 | 16 | 3186.7 | 0.18 | 2700.59 | 43209.44 | 7777.7
[5 empty] | 18% |  | SUB HEAD : 12.0 ROOFING |  |  |  | 0.18
74 | 12.21.1 |  |  |  | 18% |  | Providing gola 75x75 mm in cement concrete 1:2:4 (1 cement : 2 coarse sand : 4 stone aggregate 10 mm and down gauge), including finishing with cement mortar 1:3 (1 cement : 3 fine sand) as per standard design : In 75x75 mm deep chase. | M | 114 | 305.15 | 0.18 | 258.6 | 29480.4 | 5306.47
75 | 12.22 |  |  |  | 18% |  | Making khurras 45x45 cm with average minimum thickness of 5cm cement concrete 1:2:4 (1 cement : 2 coarse sand : 4 graded stone aggregate of 20 mm nominal size) over P.V.C. sheet 1 m x1 m x 400 micron, finished with 12 mm cement plaster 1:3 (1 cement : 3 coarse sand) and a coat of neat cement, rounding the edges and making and finishing the outlet complete. | EA | 7 | 298.25 | 0.18 | 252.75 | 1769.25 | 318.47
76 | 12.41.2 |  |  |  | 18% |  | Providing and fixing on wall face unplasticised Rigid PVC rain water pipes conforming to IS : 13592 Type A including jointing with seal ring conforming to IS : 5382 leaving 10 mm gap for thermal expansion.(i)Single socketed pipes. : 110 mm diameter | M | 39 | 377.4 | 0.18 | 319.83 | 12473.37 | 2245.21
| 12.42 |  |  |  | 18% |  | Providing and fixing on wall face unplasticised - PVC moulded fittings/ accessories for unplasticised Rigid PVC rain water pipes conforming to IS : 13592 Type A including jointing with seal ring conforming to IS :5382 leaving 10 mm gap for thermal expansion. |  |  |  | 0.18
77 | 12.42.1.2 |  |  |  | 18% |  | Coupler:110 mm | EA | 14 | 136.15 | 0.18 | 115.38 | 1615.32 | 290.76
78 | 12.42.3.2 | [5 empty] | Single tee with door:110x110x110 mm | EA | 5 | 234.15 | 0.18 | 198.43 | 992.15 | 178.59
79 | 12.42.5.2 | [5 empty] | Bend 87.5° : 110 mm bend | EA | 7 | 150.35 | 0.18 | 127.42 | 891.94 | 160.55
80 | 12.42.6.2 | [5 empty] | Shoe (Plain) : 110 mm Shoe | EA | 7 | 131.85 | 0.18 | 111.74 | 782.18 | 140.79
81 | 12.43.2 | [5 empty] | Providing and fixing unplasticised -PVC pipe clips of approved design to unplasticised - PVC rain water pipes by means of 50x50x50mm hardwood plugs, screwed with M.S. screws of required length including cutting brick work and fixing in cement mortar 1:4 (1 cement : 4 coarse sand) and making good the wall etc. complete. : 110 mm | EA | 30 | 371.3 | 0.18 | 314.66 | 9439.8 | 1699.16
82 | 12.45.3 | [5 empty] | Providing and fixing false ceiling at all heights including providing and fixing of frame work made of special sections, power pressed from M.S. sheets and galvanized with zinc coating of 120 gms/sqm (both side inclusive) as per IS : 277 and consisting of angle cleats of size 25 mm wide x 1.6 mm thick with flanges of 27 mm and 37mm, at 1200 mm centre to centre, one flange fixed to the ceiling with dash fastener 12.5 mm dia x 50 mm long with 6 mm dia bolts, other flange of cleat fixed to the angle hangers of 25x10x0.50 mm of required length with nuts & bolts of required size and other end of angle hanger fixed with intermediate G.]. channels 45x15x0.9 mm running at the spacing of 1200 mm centre to centre, to which the ceiling section 0.5 mm thick bottom wedge of 80 mm with tapered flanges of 26 mm each having lips of 10.5 mm, at 450 mm centre to centre, shall be fixed in a direction perpendicular to G.¦. intermediate channel with connecting clips made out of 2.64 mm dia x 230 mm long G.I. wire at every junction, including fixing perimeter channels 0.5 mm thick 27 mm high having flanges of 20 mm and 30 mm long, the perimeter of ceiling fixed to wall/partition with the help of rawl plugs at 450 mm centre, with 25 mm long dry wall screws @ 230 mm interval, including fixing of gypsum board to ceiling section and perimeter channel with the help of dry wall screws of size 3.5 x 25 mm at 230 mm c/c, including jointing and finishing to a flush finish of tapered and square edges of the board with recommended jointing compound , jointing tapes , finishing with jointing compound in 3 layers covering upto 150 mm on both sides of joint and two coats of primer suitable for board, all as per manufacturer’s specification and also including the cost of making openings for light fittings, grills,diffusers, cutouts made with frame of perimeter channels suitably fixed, all complete as per drawings, specification and direction of the Engineer in Charge but excluding the cost of painting with : 12.5 mm thick tapered edge gypsum moisture resistant board | Sqm | 379 | 1529.1 | 0.18 | 1295.85 | 491127.15 | 88402.89
83 | 12.46 | [5 empty] | Providing and fixing to the inlet mouth of rain water pipe PTMT (an Engineering Thermoplastic) grating square (Slit) 150 mm square with a height of 8 mm and weighing not less than 100 gms. | EA | 7 | 84.55 | 0.18 | 71.65 | 501.55 | 90.28
[7 empty] | SUB HEAD : 13.0 FINISHING |  |  |  | 0.18
84 | 13.4.2 | [5 empty] | 12 mm cement plaster of mix : 1:6 (1 cement: 6 coarse sand) | M2 | 616 | 343.65 | 0.18 | 291.23 | 179397.68 | 32291.58
85 | 13.5.2 | [5 empty] | 15 mm cement plaster on rough side of single or half brick wall of mix : 1:6 (1 cement: 6 coarse sand) | M2 | 860 | 395.35 | 0.18 | 335.04 | 288134.4 | 51864.19
86 | 13.9.1 | [5 empty] | Cement plaster 1:3 (1 cement: 3 coarse sand) finished with a floating coat of neat cement.:12 mm cement plaster | M2 | 50 | 449.55 | 0.18 | 380.97 | 19048.5 | 3428.73
87 | 13.11 | [5 empty] | 18 mm cement plaster in two coats under layer 12 mm thick cement plaster 1:5 (1 cement: 5 coarse sand) finished with a top layer 6mm thick cement plaster 1:6 (1 cement: 6 fine sand). | M2 | 629 | 518.55 | 0.18 | 439.45 | 276414.05 | 49754.53
88 | 13.16.1 | [5 empty] | 6 mm cement plaster of mix : 1:3 (1 cement: 3 fine sand) Note: For Ceiling plaster and RCC exposed surfaces. | M2 | 748 | 300.45 | 0.18 | 254.62 | 190455.76 | 34282.04
89 | 13.21 | [5 empty] | Extra for providing and mixing water proofing material in cement plaster work in proportion recommended by the manufacturers. | Per bag of 50kg cement | 79 | 22.1 | 0.18 | 18.73 | 1479.67 | 266.34
90 | 13.47.1 | [5 empty] | Finishing walls with Premium Acrylic Smooth exterior paint with Silicone additives of required shade : New work (Two or more coats applied @ 1.43 ltr/ 10 sqm over and including priming coat of exterior primer applied @ 2.20 kg/ 10 sqm) | M2 | 63 | 171.1 | 0.18 | 145 | 9135 | 1644.3
91 | 13.85.1 | [5 empty] | Applying priming coat : With ready mixed pink or Grey primer of approved brand and manufacture on wood work (hard and soft wood) | M2 | 6 | 70.35 | 0.18 | 59.62 | 357.72 | 64.39
92 | 13.61.1 | [5 empty] | Painting with synthetic enamel paint of approved brand and manufacture to give an even shade : Two or more coats on new work. | M2 | 18 | 155.9 | 0.18 | 132.12 | 2378.16 | 428.07
93 | 13.80 | [5 empty] | Providing and applying white cement based putty of average thickness 1mm thick, of approved brand and manufacture over the plastered wall surface of to prepare the surface even and smooth complete. | M2 | 1955 | 156.05 | 0.18 | 132.25 | 258548.75 | 46538.78
94 | 13.83.2 | [5 empty] | Wall painting with premium acrylic emulsion paint of interior grade, having VOC (Volatile Organic Compound ) content less than 50 grams/ litre of approved brand and manufacture, including applying additional coats wherever required to achieve even shade and colour. Two coats | M2 | 1955 | 142.8 | 0.18 | 121.02 | 236594.1 | 42586.94
95 | 13.85.3 | [5 empty] | Applying priming coats with primer of approved brand and manufacture,having low VOC (Volatile Organic Compound ) content. With water thinnable cement primer on wall surface having VOC content less than 50 grams/litre | M2 | 1955 | 73.95 | 0.18 | 62.67 | 122519.85 | 22053.57
96 | 13.114 | [5 empty] | Melamine polishing on wood work (one or more coat). | M2 | 47 | 1192.3 | 0.18 | 1010.42 | 47489.74 | 8548.15
[7 empty] | SUB HEAD : 17.0 SANITARY INSTALLATIONS |  |  |  | 0.18
97 | 17.7.4 | [5 empty] | Providing and fixing wash basin with C.I. brackets, 15 mm C.P. brass pillar taps, 32 mm C.P. brass waste of standard pattern, including painting of fittings and brackets, cutting and making good the walls wherever require: White Vitreous China Flat back wash basin size 550x 400 mm with single 15 mm C.P. brass pillar tap | EA | 7 | 1879.2 | 0.18 | 1592.54 | 11147.78 | 2006.6
98 | 17.10.1.2 | [5 empty] | Providing and fixing Stainless Steel A ISI 304 (18/8) kitchen sink as per IS:13983 with C.I. brackets and stainless steel plug 40 mm,including painting of fittings and brackets, cutting and making good the walls wherever required :Kitchen sink with drain board : 17.10.1.2 510x1040 mm bowl depth 225 mm510x1040 mm bowl depth 200 mm | EA | 2 | 7514.65 | 0.18 | 6368.35 | 12736.7 | 2292.61
99 | 17.22A | [5 empty] | 17.22A Providing and fixing CP Brass 32 mm size Bottle Trap of approved quality & make and as per the direction of Engineer-in-charge. | EA | 14 | 1034.8 | 0.18 | 876.95 | 12277.3 | 2209.91
| 17.28.2 | [5 empty] | Providing and fixing P.V.C. waste pipe for sink or wash basin including P.V.C. waste fittings complete.Flexible pipe: |  |  |  | 0.18
100 | 17.28.2.2 | [5 empty] | 40 mm dia | EA | 2 | 119.55 | 0.18 | 101.31 | 202.62 | 36.47
101 | 17.31 | [5 empty] | Providing and fixing 600x450 mm beveled edge mirror of superior glass (of approved quality) complete with 6 mm thick hard board ground fixed to wooden cleats with C.P. brass screws and washers complete. | EA | 9 | 1607.95 | 0.18 | 1362.67 | 12264.03 | 2207.53
102 | 17.32.4 | [5 empty] | Providing and fixing mirror of superior glass (of approved quality) and of required shape and size with plastic moulded frame of approved make and shade with 6 mm thick hard board backing : Rectangular shape1500X450 mm | EA | 2 | 2093 | 0.18 | 1773.73 | 3547.46 | 638.54
103 | 17.33 | [5 empty] | Providing and fixing 600x120x5 mm glass shelf with edges round off, supported on anodised aluminium angle frame with C.P. brass brackets and guard rail complete fixed with 40 mm long screws, rawl plugs etc., complete. | EA | 5 | 1083.5 | 0.18 | 918.22 | 4591.1 | 826.4
104 | 17.34.1 | [5 empty] | Providing and fixing toilet paper holder :C.P. brass | EA | 5 | 803.7 | 0.18 | 681.1 | 3405.5 | 612.99
[7 empty] | SUB HEAD : 18.0 WATER SUPPLY |  |  |  | 0.18
| 18.7 | [5 empty] | Providing and fixing Chlorinated Polyvinyl Chloride (CPVC) pipes, having thermal stability for hot & cold water supply, including all CPVC plain & brass threaded fittings, including fixing the pipe with clamps at 1.00 m spacing. This includes jointing of pipes & fittings with one step CPVC solvent cement and testing of joints complete as per direction of Engineer in Charge. Internal work - Exposed on wall |  |  |  | 0.18
105 | 18.7.3 | [5 empty] | 25 mm nominal outer dia Pipes. | M | 5 | 401.55 | 0.18 | 340.3 | 1701.5 | 306.27
| 18.8 | [5 empty] | Providing and fixing Chlorinated Polyvinyl Chloride (CPVC) pipes, having thermal stability for hot & cold water supply, including all CPVC plain & brass threaded fittings, i/c fixing the pipe with clamps at 1.00 m spacing. This includes jointing of pipes & fittings with one step CPVC solvent cement and the cost of cutting chases and making good the same including testing of joints complete as per direction of Engineer in Charge. Concealed work, including cutting chases and making good the walls etc. |  |  |  | 0.18
106 | 18.8.1 | [5 empty] | 15 mm nominal outer dia Pipes | M | 10 | 497.8 | 0.18 | 421.86 | 4218.6 | 759.35
107 | 18.8.2 | [5 empty] | 20 mm nominal outer dia Pipes | M | 100 | 537.6 | 0.18 | 455.59 | 45559 | 8200.62
108 | 18.8.3 | [5 empty] | 25 mm nominal outer dia Pipes | M | 50 | 627.25 | 0.18 | 531.57 | 26578.5 | 4784.13
109 | 18.8.4 | [5 empty] | 32 mm nominal outer dia Pipes | M | 50 | 739.3 | 0.18 | 626.53 | 31326.5 | 5638.77
| 18.9 | [5 empty] | Providing and fixing Chlorinated Polyvinyl Chloride (CPVC) pipes, having thermal stability for hot & cold water supply including all CPVC plain & brass threaded fittings This includes jointing of pipes & fittings with one step CPVC solvent cement, trenching, refilling & testing of joints complete as per direction of Engineer in Charge. External work |  |  |  | 0.18
110 | 18.9.3 | [5 empty] | 18.9.3 25 mm nominal dia Pipes | M | 20 | 355.4 | 0.18 | 301.19 | 6023.8 | 1084.28
111 | 18.9.4 | [5 empty] | 18.9.4 32 mm nominal dia Pipes | M | 20 | 438.6 | 0.18 | 371.69 | 7433.8 | 1338.08
112 | 18.9.5 | [5 empty] | 18.9.5 40 mm nominal dia Pipes | M | 30 | 563.05 | 0.18 | 477.16 | 14314.8 | 2576.66
113 | 18.9.6 | [5 empty] | 18.9.6 50 mm nominal dia Pipes | M | 40 | 794.25 | 0.18 | 673.09 | 26923.6 | 4846.25
114 | 18.22.2 | [5 empty] | Providing and fixing C.P. brass shower rose with 15 or 20 mm inlet : 150 mm diameter | EA | 5 | 222.35 | 0.18 | 188.43 | 942.15 | 169.59
115 | 18.48 | [5 empty] | Providing and placing on terrace (at all floor levels) polyethylene water storage tank, ISI : 12701 marked, with cover and suitable locking arrangement and making necessary holes for inlet, outlet and overflow pipes but without fittings and the base support for tank. | Litre | 4500 | 11 | 0.18 | 9.32 | 41940 | 7549.2
116 | 18.53.1 | [5 empty] | Providing and fixing C.P. brass angle valve for basin mixer and geyser points of approved quality conforming to IS:8931, 15 mm nominal bore | EA | 27 | 574.3 | 0.18 | 486.69 | 13140.63 | 2365.31
117 | 18.53A | [5 empty] | Providing and fixing C.P. Brass extension nipple (size 15mmx50mm) of approved make and quality as per direction of Engineer-in-charge. | EA | 50 | 74.8 | 0.18 | 63.39 | 3169.5 | 570.51
[7 empty] | SUB HEAD : 19.0 DRAINAGE |  |  |  | 0.18
118 | 19.4.1.1 | [5 empty] | Providing and fixing square-mouth S.W. gully trap class SP-1 complete with C.I. grating brick masonry chamber with water tight C.I. cover with frame of 300 x300 mm size (inside) the weight of cover to be not less than 4.50 kg and frame to be not less than 2.70 kg as per standard design, 100x100 mm size P type : With common burnt clay F.P.S. (non modular) bricks of class designation 7.5 | EA | 4 | 2707.65 | 0.18 | 2294.62 | 9178.48 | 1652.13
| 19.6 | [5 empty] | Providing and laying non-pressure NP2 class (light duty) R.C.C. pipes with collars jointed with stiff mixture of cement mortar in the proportion of 1:2 (1 cement : 2 fine sand) including testing of joints etc. complete : |  |  |  | 0.18
119 | 19.6.4 | [5 empty] | 300 mm dia. R.C.C. pipe | M | 10 | 994.3 | 0.18 | 842.63 | 8426.3 | 1516.73
120 | 19.6.5 | [5 empty] | 450 mm dia. R.C.C. pipe | M | 10 | 1620.95 | 0.18 | 1373.69 | 13736.9 | 2472.64
121 | 19.7.1.1 | [5 empty] | Constructing brick masonry manhole in cement mortar 1:4 ( 1 cement : 4 coarse sand ) with R.C.C. top slab with 1:1.5:3 mix (1 cement : 1.5 coarse sand (zone- III) : 3 graded stone aggregate 20 mm nominal size), foundation concrete 1:4:8 mix (1 cement : 4 coarse sand (zone- III) : 8 graded stone aggregate 40 mm nominal size), inside plastering 12 mm thick with cement mortar 1:3 (1 cement : 3 coarse sand) finished with floating coat of neat cement and making channels in cement concrete 1:2:4 (1 cement : 2 coarse sand : 4 graded stone aggregate 20 mm nominal size) finished with a floating coat of neat cement complete as per standard design : Inside size 90x80 cm and 45 cm deep including C.I. cover with frame (light duty) 455x610 mm internal dimensions, total weight of cover and frame to be not less than 38 kg (weight of cover 23 kg and weight of frame 15 kg)-With common burnt clay F.P.S. (non modular) bricks of class designation 7.5 | EA | 4 | 12770.55 | 0.18 | 10822.5 | 43290 | 7792.2
[7 empty] | SUB HEAD : 22.0 WATER PROOFING |  |  |  | 0.18
122 | 22.3 | [5 empty] | Providing and laying water proofing treatment to vertical and horizontal surfaces of depressed portions of W.C., kitchen and the like consisting of: (i) Ist course of applying cement slurry @ 4.4 kg/sqm mixed with water proofing compound conforming to IS : 2645 in recommended proportions including rounding off junction of vertical and horizontal surface. (ii) IInd course of 20 mm cement plaster 1:3 (1 cement : 3 coarse sand) mixed with water proofing compound in recommended proportion including rounding off junction of vertical and horizontal surface. (iii) IIIrd course of applying blown or residual bitumen applied hot at 1.7 kg. per sqm of area. (iv) IVth course of 400 micron thick PVC sheet. (Overlaps at joints of PVC sheet should be 100 mm wide and pasted to each other with bitumen @ 1.7 kg/sqm). | M2 | 34 | 769.6 | 0.18 | 652.2 | 22174.8 | 3991.46
123 | 22.6 | [5 empty] | Providing and laying water proofing treatment on roofs of slabs by applying cement slurry mixed with water proofing cement compound consisting of applying: (a) after surface preparation, first layer of slurry of cement @ 0.488 kg/ sqm mixed with water proofing cement compound @ 0.253 kg/sqm. (b) laying second layer of Fibre glass cloth when the first layer is still green. Overlaps of joints of fibre cloth should not be less than 10 cm. (c) third layer of 1.5 mm thickness consisting of slurry of cement @ 1.289kg/sqm mixed with water proofing cement compound @ 0.670 kg/sqm and coarse sand @ 1.289 kg/sqm. This will be allowed to air cure for 4 hours followed by water curing for 48 hours. The entire treatment will be taken upto 30 cm on parapet wall and tucked into groove in parapet all around. (d) fourth and final layer of brick tiling with cement mortar (which will be paid for separately). For the purpose of measurement the entire treated surface will be measured. | M2 | 13 | 688.9 | 0.18 | 583.81 | 7589.53 | 1366.12
124 | 22.7.1 | [5 empty] | Providing and laying integral cement based water proofing treatment including preparation of surface as required for treatment of roofs,balconies, terraces etc consisting of following operations: (a) Applying a slurry coat of neat cement using 2.75 kg/sqm of cement admixed with water proofing compound conforming to IS. 2645 and approved by Engineer-in-charge over the RCC slab including adjoining walls upto 300 mm height including cleaning the surface before treatment. (b) Laying brick bats with mortar using broken bricks/brick bats 25 mm to 115 mm size with 50% of cement mortar 1:5 (1 cement : 5 coarse sand) admixed with water proofing compound conforming to IS : 2645 and approved by Engineer-in-charge over 20 mm thick layer of cement mortar of mix 1:5 (1 cement :5 coarse sand) admixed with water proofing compound conforming to IS : 2645 and approved by Engineer-in-charge to required slope and treating similarly the adjoining walls upto 300 mm height including rounding of junctions of walls and slabs. (c) After two days of proper curing applying a second coat of cement slurry using 2.75 kg/ sqm of cement admixed with water proofing compound conforming to IS : 2645 and approved by Engineer-in-charge. (d) Finishing the surface with 20 mm thick jointless cement mortar of mix 1:4 (1 cement :4 coarse sand) admixed with water proofing compound conforming to IS : 2645 and approved by Engineer-in-charge including laying glass fibre cloth of approved quality in top layer of plaster and finally finishing the surface with trowel with neat cement slurry and making pattern of 300x300 mm square 3 mm deep. (e) The whole terrace so finished shall be flooded with water for a minimum period of two weeks for curing and for final test. “All above operations to be done in order and as directed and specified by the Engineer-in-Charge”: With average thickness of 120 mm and minimum thickness at khurra as 65 mm. | M2 | 366 | 1684.6 | 0.18 | 1427.63 | 522512.58 | 94052.26
125 | 26.86.5 |  |  |  | 18% |  | Providing and fixing factory made single extruded WPC (Wood Polymer Composite) solid door/window/Clerestory windows & other Frames/ Chowkhat comprising of virgin PVC polymer of K value 58-60 (Suspension Grade), calcium carbonate and natural fibers (wood powder/ rice husk/ wheat husk) and non toxic additives (maximum toxicity index of 12 for 100 gms) fabricated with miter joints after applying PVC solvent cement and screwed with full body threaded star headed SS screws having minimum frame density of 750 kg/cum, screw withdrawal strength of 2200 N (Face) & 1100 N (Edge), minimum compressive strength of 58 N/mm2, modulus of elasticity 900 N/mm2 and resistance to spread of flame of Class A category with property of being termite/borer proof, water/moisture proof and fire retardant and fixed in position with M.S hold fast/lugs/SS dash fasteners of required dia and length complete as per direction of Engineer-In- Charge. (M.S hold fast/lugs or SS dash fasteners shall be paid for separately). Note: For WPC solid door/window frames, minus 5 mm tolerance in dimensions i.e depth and width of profile shall be acceptable. Variation in profile dimensions on plus side shall be acceptable but no extra payment on this account shall be made. 26.86.5 Frame size 65 x 100 mm | M2 | 50 | 1111.3 | 0.18 | 941.78 | 47089 | 8476.02
126 | 26.87.1 |  |  |  | 18% |  | 26.87 Providing and fixing factory made single extruded WPC (Wood Polymer Composite) solid plain flush door shutter of required size comprising of virgin polymer of K value 58-60 (Suspension Grade), calcium carbonate and natural fibers (wood powder/ rice husk/wheat husk) and non toxic additives (maximum toxicity index of 12 for 100 gms) having minimum density of 650 kg/cum and screw withdrawal strength of 1800 N (Face) & 900 N (Edge), minimum compressive strength 50 N/mm2, modulus of elasticity 850 N/mm2 and resistance to spread of flame of Class A category with property of being termite/borer proof, water/moisture proof and fire retardant and fixing with stainless steel butt hinges of required size with necessary full body threaded star headed counter sunk S.S screws, all as per direction of Engineer-In- Charge. (Note: stainless steel butt hinges and necessary S.S screws shall be paid separately) 26.87.1 30 mm thick | M2 | 16 | 4346.7 | 0.18 | 3683.64 | 58938.24 | 10608.88
[7 empty] | TOTAL FOR SCHEDULE ITEMS -CIVIL | [5 empty] | 15250671.13 | 2745120.8
| DSR 2022 | [5 empty] | DSR 2022-SCHEDULE ITEMS - ELECTRICAL
1 | 1.10.3 |  |  |  | 18% |  | Wiring for light point/ fan point/ exhaust fan point/ call bell point with 1.5 sq.mm FRLS PVC insulated copper conductor single core cable in surface / recessed medium class PVC conduit, with modular switch, modular plate, suitable GI box and earthing the point with 1.5 sq.mm FRLS PVC insulated copper conductor single core cable etc. as required. Group C | Point | 138 | 1467 | 0.12 | 1309.82 | 180755.16 | 32535.93
2 | 1.55.3 |  |  |  | 18% |  | Wiring for group controlled (looped) light point/fan point/exhaust fan point/ call bell point ( without independent switch etc.) with 1.5 sq. mm FRLS PVC insulated copper conductor single core cable in surface/ recessed PVC conduit, and earthing the point with 1.5 sq. mm FRLS PVC insulated copper conductor single core cable etc. as required. Group C | Point | 77 | 858 | 0.12 | 766.07 | 58987.39 | 10617.73
3 | 1.11 |  |  |  | 18% |  | Wiring for twin control light point with 1.5 sq.mm FRLS PVC insulated copper conductor single core cable in surface / recessed medium class PVC conduit, 2 way modular switch, modular plate, suitable GI box and earthing the point with 1.5 sq.mm FRLS PVC insulated copper conductor single core cable etc. as required. | Point | 1 | 1562 | 0.12 | 1394.64 | 1394.64 | 251.04
4 | 1.14.2 | [5 empty] | Wiring for circuit/ submain wiring along with earth wire with the following sizes of FRLS PVC insulated copper conductor, single core cable in surface/ recessed medium class PVC conduit as required. 2 X 2.5 sq. mm + 1 X 2.5 sq. mm earth wire | M | 903 | 275 | 0.12 | 245.54 | 221722.62 | 39910.07
5 | 1.14.3 | [5 empty] | Wiring for circuit/ submain wiring along with earth wire with the following sizes of FRLS PVC insulated copper conductor, single core cable in surface/ recessed medium class PVC conduit as required. 2 X 4 sq. mm + 1 X 4 sq. mm earth wire | M | 331 | 334 | 0.12 | 298.21 | 98707.51 | 17767.35
6 | 1.53.1 | [5 empty] | Supplying and drawing of UTP 4 pair CAT 6 LAN Cable in the existing surface/ recessed Steel/ PVC conduit as required. 1 run of cable | M | 315 | 57 | 0.12 | 50.89 | 16030.35 | 2885.46
7 | 1.18.2 | [5 empty] | Supplying and drawing following pair 0.5 mm dia FRLS PVC insulated annealed copper conductor, unarmored telephone cable in the existing surface/ recessed steel/ PVC conduit as required. 2 Pair | M | 410 | 38 | 0.12 | 33.93 | 13911.3 | 2504.03
8 | 1.19 | [5 empty] | Supplying and drawing co-axial TV cable RG-6 grade, 0.7 mm solid copper conductor PE insulated, shielded with fine tinned copper braid and protected with PVC sheath in the existing surface/ recessed steel/ PVC conduit as required. | M | 98 | 47 | 0.12 | 41.96 | 4112.08 | 740.17
9 | 1.21.1 | [5 empty] | Supplying and fixing of following sizes of medium class PVC conduit along with accessories in surface/recess including cutting the wall and making good the same in case of recessed conduit as required. 20 mm | M | 410 | 128 | 0.12 | 114.29 | 46858.9 | 8434.6
10 | 1.21.2 | [5 empty] | Supplying and fixing of following sizes of medium class PVC conduit along with accessories in surface/recess including cutting the wall and making good the same in case of recessed conduit as required. 25 mm | M | 410 | 145 | 0.12 | 129.46 | 53078.6 | 9554.15
11 | 1.24.1 | [5 empty] | Supplying and fixing following modular switch/ socket on the existing modular plate & switch box including connections but excluding modular plate etc. as required. 5/6 A switch | EA | 72 | 103 | 0.12 | 91.96 | 6621.12 | 1191.8
12 | 1.24.3 | [5 empty] | Supplying and fixing following modular switch/ socket on the existing modular plate & switch box including connections but excluding modular plate etc. as required. 15/16 A switch | EA | 28 | 156 | 0.12 | 139.29 | 3900.12 | 702.02
13 | 1.24.4 | [5 empty] | Supplying and fixing following modular switch/ socket on the existing modular plate & switch box including connections but excluding modular plate etc. as required. 3 pin 5/6 A socket outlet | EA | 72 | 122 | 0.12 | 108.93 | 7842.96 | 1411.73
14 | 1.24.5 | [5 empty] | Supplying and fixing following modular switch/ socket on the existing modular plate & switch box including connections but excluding modular plate etc. as required. 6 pin 15/16 A socket outlet | EA | 28 | 197 | 0.12 | 175.89 | 4924.92 | 886.49
15 | 1.24.6 | [5 empty] | Supplying and fixing following modular switch/ socket on the existing modular plate & switch box including connections but excluding modular plate etc. as required. Telephone socket outlet | EA | 14 | 148 | 0.12 | 132.14 | 1849.96 | 332.99
16 | 1.24.7 | [5 empty] | Supplying and fixing following modular switch/ socket on the existing modular plate & switch box including connections but excluding modular plate etc. as required. TV antenna socket outlet | EA | 13 | 148 | 0.12 | 132.14 | 1717.82 | 309.21
17 | 1.24.8 | [5 empty] | Supplying and fixing following modular switch/ socket on the existing modular plate & switch box including connections but excluding modular plate etc. as required. Bell push | EA | 9 | 140 | 0.12 | 125 | 1125 | 202.5
18 | 1.25 | [5 empty] | Supplying and fixing two module stepped type electronic fan regulator on the existing modular plate switch box including connections but excluding modular plate etc. as required. | EA | 27 | 369 | 0.12 | 329.46 | 8895.42 | 1601.18
19 | 1.27.1 | [5 empty] | Supplying and fixing following size/ modules, GI box alongwith modular base & cover plate for modular switches in recess etc.as required. 1 or 2 Module (75mmX75mm) | EA | 48 | 298 | 0.12 | 266.07 | 12771.36 | 2298.84
20 | 1.27.2 | [5 empty] | Supplying and fixing following size/ modules, GI box alongwith modular base & cover plate for modular switches in recess etc.as required. 3 Module (100mmX75mm) | EA | 24 | 327 | 0.12 | 291.96 | 7007.04 | 1261.27
21 | 1.27.3 | [5 empty] | Supplying and fixing following size/ modules, GI box alongwith modular base & cover plate for modular switches in recess etc.as required. 4 Module (125mmX75mm) | EA | 18 | 343 | 0.12 | 306.25 | 5512.5 | 992.25
22 | 1.27.4 | [5 empty] | Supplying and fixing following size/ modules, GI box alongwith modular base & cover plate for modular switches in recess etc.as required. 6 Module (200mmX75mm) | EA | 13 | 402 | 0.12 | 358.93 | 4666.09 | 839.9
23 | 1.14.4 | [5 empty] | Wiring for circuit/ submain wiring alongwith earth wire with the following sizes of FRLS PVC insulated copper conductor, single core cable in surface/ recessed medium class PVC conduit as required. 2 X 6 sq. mm + 1 X 6 sq. mm earth wire | M | 678 | 439 | 0.12 | 391.96 | 265748.88 | 47834.8
24 | 2.5.3 | [5 empty] | Supplying and fixing of following ways surface/ recess mounting, vertical type, 415 V, TPN MCB distribution board of sheet steel, dust protected, duly powder painted, inclusive of 200 A tinned copper bus bar, common neutral link, earth bar, din bar for mounting MCBs (but without MCBs and incomer ) as required . (Note : Vertical type MCB TPDB is normally used where 3 phase outlets are required.) 12 way (4 + 36), Double door | EA | 1 | 12833 | 0.12 | 11458.04 | 11458.04 | 2062.45
25 | 2.10.1 | [5 empty] | Supplying and fixing 5 A to 32 A rating, 240/415 V, 10 kA, "C" curve, miniature circuit breaker suitable for inductive load of following poles in the existing MCB DB complete with connections, testing and commissioning etc. as required. Single pole | EA | 36 | 256 | 0.12 | 228.57 | 8228.52 | 1481.13
26 | 2.10.3 | [5 empty] | Supplying and fixing 5 A to 32 A rating, 240/415 V, 10 kA, "C" curve, miniature circuit breaker suitable for inductive load of following poles in the existing MCB DB complete with connections, testing and commissioning etc. as required. Double pole | EA | 8 | 656 | 0.12 | 585.71 | 4685.68 | 843.42
27 | 2.2.14 | [5 empty] | Providing and fixing following rating and breaking capacity and pole MCCB with thermomagnetic release and terminal spreaders in existing cubicle panel board including drilling holes in cubicle panel, making connections, etc. as required. 125 A,36KA,FPMCCB | EA | 1 | 8209 | 0.12 | 7329.46 | 7329.46 | 1319.3
28 | 9.1.23 | [5 empty] | Supplying and making end termination with brass compression gland and aluminium lugs for following size of PVC insulated and PVC sheathed / XLPE aluminium conductor cable of 1.1 KV grade as required. 3½ X 70 sq. mm (38mm) | EA | 2 | 468 | 0.12 | 417.86 | 835.72 | 150.43
[7 empty] | TOTAL FOR SCHEDULE ITEMS - ELECTRICAL | [5 empty] | 1060679.16 | 190922.24
Total of Schedule (CIVIL and E& M) Items as per DSR 2021 excluding Rebate | [12 empty] | 16311350.29 | 2936043.04
Percentage (%) above/below +/- on DSR 2021 Rates excluding GST mentioned above (to be quoted by Bidder) | [13 empty] | 0%
Add Amount above/below +/- on the amount for DSR Items as per quoted percentage
Total of Schedule I excluding GST considering offered % Rebate
Total GST
As the %variation w.r.t total DSR Amount cell left Blank the bid is considered as Non-responsive
0

## Schedule-II
Package-A-Construction of Transit Camp at 765/400kV Kurnool-III PS under Transmission System for evacuation of power from RE sources in Kurnool Wind Energy Zone (3000MW)/ Solar Energy Zone (1500MW) Part-A and Part-B
Schedule-II : Non-Scheduled Items
Bidder’s Name |  |  | 0 | [5 empty] | To:
Address : |  |  | 0 | [5 empty] | Contract Services
|  |  | 0 | [5 empty] | Power Grid Corporation of India Ltd.,
|  |  | 0 | [5 empty] | Southern Region Transmission system -I
Kavadiguda Main Raod, Secunderabad - 500080
Sl. No. | Service Number | SAC Code | Whether SAC in column ‘2’ is confirmed. If not indicate applicable the SAC # | Rate of GST applicable ( in %) | Whether rate of GST in column ‘6’ is confirmed. If not indicate applicable rate of GST # | Description (Non Schedule Items) | Unit | Quantity | Unit Rate without GST | Total Amount | GST | Remarks |  |  | 100
1 |  | 2 | 3 | 4 | 5 | 6 | 7 | 8 | 9 | 10= 8 x 9 | 11 = Appl GST% of 10 |  |  |  | 100
A |  | 6: NON-SCHEDULE ITEMS: CIVIL
1 | NS_1 | Diluting & injecting chemical emulsion for anti termite |  | 18% |  | Diluting and injecting chemical emulsion (to be supplied under other item) for PRE-CONSTRUCTIONAL anti-termite treatment and creating a continuous chemical barrier under and around the columns pits, wall trenches, basement excavation, along the external perimeter of retaining wall, expansion joints, over top surface consolidated earth on which apron is to be laid, surroundings of pipes and conduits etc., complete as per specifications. Chlorpyriphos/ Lindane emulsifiable concentrate 20% with 1% concentration. (cost of Chlorpyriphos/ Lindane emulsifiable concentrate shall be paid separately. Basement floor slab area of the building only shall be measured for payment) | M2 | 466 |  | 0 | 0 |  | TRUE | FALSE
2 | NS_2 | Terracotta clay Jali |  | 18% |  | Providing and fixing Terracotta Clay Jali block of size 200 - 220 x 200 - 220 x 60 - 65 mm in terracotta red colour fixing and finishing with cement based high polymer modified quick-set tile adhesive (Water based) conforming to IS: 15477, in average 3 mm thickness and finish the joints with exterior tiles adhesive grout materials with matching pigments in required pattern and design and fixing properly in cut-outs at any height and as per the directed by engineer incharge. Make : GLO, Nuvocotto or Equivalent. | M2 | 18 |  | 0 | 0
3 | NS_3 | Clay brick tiles for exterior cladding |  | 18% |  | Providing AND fixing machine moulded Clay Brick tiles cladding made up of terracotta colour of size 220-240 x 70-80 x 8-10 mm with the water absorbtion less that 14% to be fixed with cement based high polymer modified quick-set tile adhesive (Water based) conforming to IS: 15477, in average 6 mm average thickness on wall and 7-10 mm thick groove making by required spacer in proper alignment with grouting with white colour/matching pigment exterior tile grout material in required pattern and design and fixing properly on the Exterior walls in proper aligment to give aesthetic texture design as per architectural drawing and at any height as per the directions of engineer - incharge. Make : LT/ J.J.B/ J.m.B/ Pioneer Bricks | M2 | 319 |  | 0 | 0
4 | NS_4 | Exterior texture paint like Precast concrete pattern |  | 18% |  | Providing and applying Texture paint (in concrete texture ) with finishing with,primer, texture material , exterior colour paint of approved make in 3 to 4 millimeter thickness on plastered surface, including Tape Grooves 10-12 mm thickness or as required or as per direction engineer in charge, in all position including preparing the surface, scaffolding at any height etc. complete. the following steps to be carried out. 1) Prepairing and cleaning of the plastered surface. 2) Apply exterior water based cement primer on plastered suface (Make asian paint or equivalent). 3) Apply textural materials by trowel 1st coat (make asian paint archi concrete texture or equivalent). 4) after drying of 1st coat making groove by tape 12 mm width and hole like precast concrete pattern of size as per drawings/manufacturere drawings and as per direction of engineer in charge. 5) Apply Texture materials (make Asian paint archi concrete or equivalent) 2nd coat and making texture like precast concrete pattern. 6) Apply protective coat on texture 1st coat of make asian paint royal play protective coat or equivalent. 7) Apply tinted protective coat make asian paint royal play or equivalent with the help of sponge and roller to give desired texture. 8) after drying remove all the tapes carefully and make sure the texture doest peel off. 9) apply dark colour in grooves and holes carefully and make sure groove paint will not effect the texture. | M2 | 225 |  | 0 | 0
5 | NS_5 | CNC cut alumunium pannels for Duct |  | 18% |  | Designing, Supplying, Assembling / fabricating, Installation, finishing, testing and fixing in position of 4mm thick 6063 T6 Aluminium with Laser / CNC Cut Elevational Panels (Jali design) of approved make, color, shape, size & design and to have monotonous span without joint as per specifications & standards with a warranty of 10 years. Fixing of the same to be done on a supporting frame of 50 mm X 50 mm X 3 mm M.S tube and fixed to building structure as per design through 50mmX50mmX mm 5 mm MS angle cleat prefixed to masonry slab or columns with Hilti make anchor fastener along with all related hardware and fixtures. The panel should then be fixed on the M.S. Tube as per architectural drawings or as directed by Engineer-in-charge. Each panel should be riveted on substructure maintaining a gap of 6mm on all the sides between each Panel for Air circulation and expansion and contraction as per installation specifications provided by the Designer/Contractor. The cost shall include all expenses related to storage, material handling, lifting, freight, labour, scaffolding etc as directed by Engineer-in-charge. The product composition to be Aluminium with extended exterior coatings and with a warranty for coating of 10 years. The assmbly to be fixed using 19mm SS 316 (10mm or 20mm), Coloured 22mm Wafer Head Screws, Aluminium rivets etc complete to the satisfaction of the Architect & Engineer in charge and as per directions. (M.S. Work to be paid separately). | M2 | 85 |  | 0 | 0
6 | NS_6 | Polycarbonated Sheet for Pergolas and Porch Dome |  | 18% |  | Providing fixing & Installation of Atrium Skylights / domes to be made out of coloured Multi-cell heavy duty Polycarbonate Sheets with U.V coating of Lexan or equivalent approved make, 16mm thk of approved colour & design including necessary fixing arrangements, assessories, hardware, bolts etc complete as per manufactures specifications & installation standards as per the technical specifications. (M.S. Work to be paid separately). | M2 | 17 |  | 0 | 0
7 | NS_7 | Sunken filling with 40 mm dia pipe spout |  | 18% |  | Providing and placing cinder/brick bat or any light weight water absorbing materials filling to the sunk floors in toilets/kitchen sunks, well compacted carefully by hand beating to required slopes including consolidation,making hole or core to the beam/wall for providing 40mm dia PVC drain (spout pipe) pipe of required length, pipe should be fixed properly to the beam or wall with water proofing compound with cover the inlet pipe mouth with SS jali and packing with 40/20/10 mm stone aggregate with sufficent quantity. For toilet and Kitchen sunkun portions. | Cum | 9 |  | 0 | 0
8 | NS_8 | filling in plith floor |  | 18% |  | Supplying and filling in plinth with crushed stone sand / river sand under floors, including watering, ramming, consolidating and dressing complete. | M3 | 296 |  | 0 | 0
9 | NS_9 | Brick work up to plinth |  | 18% |  | Brick work with common burnt clay F.P.S. (non modular) bricks of class designation 7.5 (75kg/sq.cm)in foundation and plinth in Cement mortar 1:6 (1 cement : 6 coarse sand). Note: Fly ash brick of same class confirming to relevant IS code can also be used if clay bricks of designated class are not available. | M3 | 31 |  | 0 | 0
10 | NS_10 | Brick work above plinth |  | 18% |  | Brick work with common burnt clay F.P.S. (non modular) bricks of class designation 7.5 (75kg/sq,cm) in superstructure above plinth level up to floor V level in all shapes and sizes in : Cement mortar 1:6 (1 cement : 6 coarse sand) Note: Fly ash brick of same class confirming to relevant IS code can also be used if clay bricks of designated class are not available. | M3 | 101 |  | 0 | 0
11 | NS_11 | half Brick work above plinth |  | 18% |  | Half brick masonry with common burnt clay F.P.S. (non modular) bricks of class designation 7.5 (75kg/sq,cm) in superstructure above plinth level up to floor V level. Cement mortar 1:4 (1 cement :4 coarse sand). Note: Fly ash brick of same class confirming to relevant IS code can also be used if clay bricks of designated class are not available. | M2 | 331 |  | 0 | 0
12 | NS_12 | Chicken wire mesh for plaster |  | 18% |  | Providing & fixing chicken wire mesh 24 gauge at junctions of RCC and masonry walls including fixing in position, scaffolding etc. complete as directed by Engineer-in-charge. | M2 | 100 |  | 0 | 0
13 | NS_13 | Vetrifeid wall tiles size 600X600 |  | 18% |  | Providing and laying ist quality Vitrified wall tiles in different sizes (thickness to be specified by the manufacturer) with water absorption less than 0.08% and conforming to 1S:15622, of approved brand & manufacturer, in all colours and shade, in skirting, riser, and dado laid on 12 mm thick cement mortar 1:3 (1 cement: 3 coarse sand) jointing with grey cement slurry @3.3 kg/sqm including grouting the joints with white cement and matching pigments etc. The tiles must be cut with the zero chipping diamond cutter only . Laying of tiles will be done with the notch trowel, plier, wedge, clips of required thickness, leveling system and rubber mallet for placing the tiles gently and easily. Glazed vitrified floor tiles polished finish of size. Size of Tile 600 x 600 mm | M2 | 14 |  | 0 | 0
14 | NS_14 | Vetrifeid wall tiles size 600X1200 |  | 18% |  | Providing and laying Vitrified wall tiles in different sizes (thickness to be specified by the manufacturer) with water absorption less than 0.08% and conforming to 1S:15622, of approved brand & manufacturer, in all colours and shade, in skirting, riser and dado laid on 12 mm thick cement mortar 1:3 (1 cement: 3 coarse sand) jointing with grey cement slurry @3.3 kg/sqm including grouting the joints with white cement and matching pigments etc. The tiles must be cut with the zero chipping diamond cutter only . Laying of tiles will be done with the notch trowel, plier, wedge, clips of required thickness, leveling system and rubber mallet for placing the tiles gently and easily. Glazed vitrified floor tiles polished finish of size. Size of Tile 600 x 1200 mm | M2 | 113 |  | 0 | 0
15 | NS_15 | Vetrifeid wall tiles size 600X1200 antiskid |  | 18% |  | Providing and laying Vitrified tiles in floor in different sizes (thickness to be specified by the manufacturer) with water absorption less than 0.08% and conforming to 1S:15622, of approved brand & manufacturer, in all colours and shade, laid on 20 mm thick cement mortar 1:4 (1 cement: 4 coarse sand) jointing with grey cement slurry @3.3 kg/sqm including grouting the joints with white cement and matching pigments etc. The tiles must be cut with the zero chipping diamond cutter only . Laying of tiles will be done with the notch trowel, plier, wedge, clips of required thickness, leveling system and rubber mallet for placing the tiles gently and easily. Glazed Vitrified tiles Matt/Antiskid finish of size. Size of Tile 600 x 1200 mm | M2 | 5 |  | 0 | 0
16 | NS_16 | SWR pipe 110 mm |  | 18% |  | Providing, fixing , laying, testing & commissioning (Concealed/surface mounted or underground) uPVC SWR Rigid pipes confirming to IS 13592 Type B of PRICE/SUPREME/FINOLEX or equivalent make for drainage line including necessary fittings such as couplers, bends, tees, cross tees, cowls, 2way/3way junction of any degree,clamps, rubber packing ring, acess door etc. wherever required confirming to IS-14735, joining with adhessive solvent cement including cost of jointing materials and all other necessary fixtures, fitting, air and water tight testing of the line etc. complete at all levels. (Centre line length of completed pipe line shall be measured for payment purpose) (B) 110mm outer dia. | M | 74 |  | 0 | 0
17 | NS_17 | SWR pipe 75 mm |  | 18% |  | Providing, fixing , laying, testing & commissioning (Concealed/surface mounted or underground) uPVC SWR Rigid pipes confirming to IS 13592 Type B of PRICE/SUPREME/FINOLEX or equivalent make for drainage line including necessary fittings such as couplers, bends, tees, cross tees, cowls, 2way/3way junction of any degree,clamps, rubber packing ring, acess door etc. wherever required confirming to IS-14735, joining with adhessive solvent cement including cost of jointing materials and all other necessary fixtures, fitting, air and water tight testing of the line etc. complete at all levels. (Centre line length of completed pipe line shall be measured for payment purpose) (B) 75mm outer dia. | M | 61 |  | 0 | 0
18 | NS_18 | Nahani/floor Trap |  | 18% |  | Providing, fixing, testing and commissioning uPVC SWR self cleaning Nahani trap, plain floor trap/ Multi floor trap etc. of 110 mm dia inlet and 75 mm outlet nominal dia. including fixing PVC reducer of 110mm dia. to 75 mm dia. and jointing with adhessive solvent cement including cost of cutting and making good the walls and floors at all levels etc. complete. | EA | 20 |  | 0 | 0
19 | NS_19 | SWR Pipe 160 mm |  | 18% |  | Providing and fixing soil, waste and vent pipes with unplsticised rigid PVC 160mm dia pipes conforming IS 13592 Type B. all complete as directed by the Engineer in charge. | M | 6 |  | 0 | 0
20 | NS_20 | Window SS jali for sliding |  | 18% |  | Providing and fixing stainless steel 304 grade mesh of average width of aperture 1.4 mm and nominal dia of wire 0.50 mm to uPVC/aluminium windows with suitable beading/clips a as per drawings and as directed by engineer in charge. The uPVC/aluminium section of windows shall be measured under relevant items. Actual area of mesh provided shall be measured for payment. | M2 | 34 |  | 0 | 0
21 | NS_21 | wall Mixer for normal Toilets |  | 18% |  | Providing & Fixing CP Brass Wall mixture of Jaguar Model No. 5281 or equivalent models from other specified brands with standard length bend for overhead shower. | EA | 5 |  | 0 | 0
22 | NS_22 | Soap Dish for normal Toilets |  | 18% |  | Providing and fixing C.P. brass Soap dish Jaguar Model 1131N or equivalent of approved brands including required screws, rawl plugs etc. complete. | EA | 5 |  | 0 | 0
23 | NS_23 | Towel Rail for normal toilets |  | 18% |  | P&F CP towel rail 600mm long, 20mm dia of Jaguar Model 1111NN or equivalent of other approved brands | EA | 8 |  | 0 | 0
24 | NS_24 | Kitchen Sink tape |  | 18% |  | P&F CP Brass wall mounted two in one Sink cock with regular swinging spout & operating knob on right hand side with wall flanges. 15mm Nominal Bore. The Jaguar Make model No. SOL-CHR-6347NSE / Parryware model No. T4635A or equivalent from other specified brands. | EA | 2 |  | 0 | 0
25 | NS_25 | Tap for washing Machine |  | 18% |  | Providing and fixing CP Brass Tap of reputed brand suitable for fixing of washing machine. | EA | 4 |  | 0 | 0
26 | NS_26 | Parking Tiles |  | 18% |  | Providing and laying parking tiles of minimum 25m thickness over cement mortar bas 1:4 (1 cement : 4 Coarse sand). The tiles shall be of reputed brand like Eurocon or equivalent and having minimum compressive strength of 30 N/Sqmm. | M2 | 80 |  | 0 | 0
27 | NS_27 | MS sheet box for ceiling Fan |  | 18% |  | Providing and fixing circular/ Hexagonal cast iron or M.S. sheet box for ceiling fan clamp with its top surface hacked for proper bonding, top lid shall be screwed into the M.S. sheet box . Clamp shall be made of 12mm dia M.S. bar bent to shape. | EA | 24 |  | 0 | 0
28 | NS_28 | Stop Coack with Fiitings |  | 18% |  | Providing and fixing premium quality CP Brass concelead stop coack chrome finish with fitting sleeve, operating lever & adjustable wall flange with seal with Concealed Body of Flush Cock Suitable for 25mm Pipe Line with Protection Cap of standard shape as approved quality with all fittings and fixtures complete including cutting and making good the walls complete to in all respect as per manufacturers specification and direction of Engineer-in-charge. Make : Jaquar model :FUS-CHR-29083K + ALD-081 or equivalant. | EA | 5 |  | 0 | 0
29 | NS_29 | WC europian floor mounted with cistern |  | 18% |  | Providing and fixing white vitreous china pedestal type water closet (European type W.C. pan) with seat and lid, 10 litre low level white P.V.C. flushing cistern, including flush pipe, with dual flush system, conforming to IS : 7231, with all fittings and fixtures complete including cutting and making good the walls and floors wherever required : W.C. pan with ISI marked white solid plastic seat and lid . Make : Hindware model :Cube standard closet -20092 +sleek fresh dual flush tank-510411 or equivalant. | EA | 5 |  | 0 | 0
30 | NS_30 | Two way bib cock with health fucet |  | 18% |  | Providing and fixing CP Brass 2 way Bib cock with wall flange and Health faucet, flexible hose pipe and wall hook complete. Jaguar FLR-CHR-5041 for Bib cock & ALD-CHR-563 for health facet or equivalent model of approved brands. | EA | 5 |  | 0 | 0
31 | NS_31 | CPVC Ball Valve 25 mm dia |  | 18% |  | Providing and fixing CPVC Ball Valve 25 mm dia with lever arm conforming to SDR 11 pressure class as per ASTM D – 2846 of PRICE/SUPREME/FINOLEX or equivalent make joining with adhessive solvent cement including cost of jointing materials and all other necessary fixtures, fitting, air and water tight testing etc. complete at all levels. | EA | 4 |  | 0 | 0
32 | NS_32 | CPVC Ball Valve 32 mm dia |  | 18% |  | Providing and fixing CPVC Ball Valve 32 mm dia with lever arm conforming to SDR 11 pressure class as per ASTM D – 2846 of PRICE/SUPREME/FINOLEX or equivalent make joining with adhessive solvent cement including cost of jointing materials and all other necessary fixtures, fitting, air and water tight testing etc. complete at all levels. | EA | 4 |  | 0 | 0
33 | NS_33 | CPVC Ball Valve 40 mm dia |  | 18% |  | Providing and fixing CPVC Ball Valve 40 mm dia with lever arm conforming to SDR 11 pressure class as per ASTM D – 2846 of PRICE/SUPREME/FINOLEX or equivalent make joining with adhessive solvent cement including cost of jointing materials and all other necessary fixtures, fitting, air and water tight testing etc. complete at all levels. | EA | 5 |  | 0 | 0
34 | NS_34 | CPVC Ball Valve 50 mm dia |  | 18% |  | Providing and fixing CPVC Ball Valve 50 mm dia with lever arm conforming to SDR 11 pressure class as per ASTM D – 2846 of PRICE/SUPREME/FINOLEX or equivalent make joining with adhessive solvent cement including cost of jointing materials and all other necessary fixtures, fitting, air and water tight testing etc. complete at all levels. | EA | 3 |  | 0 | 0
35 | NS_35 | SS jali for nahani for toilet with cockrage trap |  | 18% |  | Providing and fixing 125 mm dia stainless (SS304) matt finsh steel jali (grating) with or without hole consisting four piece system with Cockroach Trap, and frame thickness 1mm & grating thickness 1.5 mm for waste pipe of floor or Nahani trap complete in all respect as per manufacturers specification and direction of Engineer-in-charge. Make : Nirali/Lipka/ Viking/Roca/Jaquar/Kohler or equivalent. | EA | 22 |  | 0 | 0
|  | 4: 18%; 6: VIP Room sanitary fitting | 0 | 0
36 | NS_36 | Shower Enclosure with toughen glass |  | 18% |  | Providing and fixing Shower enclosure wall to wall enclosure 8-10 mm thickness toughen glass with 2 fixed glass and 1 openeable door between two fixed glass with accesosaries in chrome finish with all other fittings and fixtures complete including cuttings and making good the wall and floor wherever required as per Manufacturers specification and direction of Engineer-in-charge. Make- Jaquar model:Model No-1130-G, Height-1950 W:1601 to 2000 and suit to site conditions. code-JSE-CHR-130G1620H19X or equivalent. | EA | 1 |  | 0 | 0
37 | NS_37 | Wall Mixer with shower system |  | 18% |  | Providing and fixing premium quality C.P. brass (shower system) Shower mixer with diverter cover plate chrome finish,including conceled body for single lever high flow diverter with button assembly diverter, bathtub spout with button attachment for hand shower 105 mm dia round shape single flow with air effect (ABS body & Face plate chrome plated) with rubit cleaning system with flexible tube 12 mm dia & 1.5 meter long with nuts with hand shower,with wall bracket for hand shower,overhead shower 240 dia round shape withshower arm 400 mm long and all other fittings and fixtures complete all chrome finish including cuttings and making good the walls and floor wherever required as per approved quality & as per manufacturers specification and direction of Engineer-in-charge. Make : Jaquar model : OPP-CHR-15079NKPM + ALD-079N + SPJ-CHR-85463 + HSH-CHR-1715 + SHA-CHR-549D12 + SHA-CHR-555 + SHA-CHR-455L400 + OHS-CHR-1623 or equivalant. | EA | 1 |  | 0 | 0
38 | NS_38 | Table top Wash Basin all fittings |  | 18% |  | Providing and fixing premium quality over-counter thin rim table top wash basin of any shape minimum size 500X380X120 mm including Pillar cock Faucet with Click Clack Waste coupling, over flow hole, standard C.P. bottel trap, union, Long Braided Hose and all chrome finish and making necessary holes for fixing of pillar coack with all other fittings and fixtures complete including cuttings and making good the walls and floor wherever required as per manufacturers specification and direction of Engineer-in-charge. Make : Jaquar model :JDS-WHT-25937 + ALD-CHR-729 + ALD-CHR-769L300X190 + OPP-CHR-15001PM + ALD-CHR-803AB or equivalant. | EA | 5 |  | 0 | 0
39 | NS_39 | Wall Hung WC with all fittings |  | 18% |  | Providing and fixing premium quality white vitreous china wall hung type rimless back to wall water closet (European type W.C. pan) with seat and lid, 5-6 litre low level combined flushing cistern conceled in wall with control plate , with all fittings and fixtures complete including cutting and making good the walls and floors wherever required as per manufacturers specification and direction of Engineer-in-charge. Make : Jaquar model : Rimless- back to wall with single piece conceled Cistern and control plate alive For OPS-WHT-15955P180UFSM + JCS-WHT-2431P + JCP-CHR-852415 or equivalant. | EA | 5 |  | 0 | 0
40 | NS_40 | Bib Cock |  | 18% |  | Providing and fixing premium quality C.P. brass bib cock with cover plate as per approved quality 15 mm nominal bore & as per manufacturers specification and direction of Engineer-in-charge. Make : Jaquar model : OPP-CHR-15037PM or equivalant. | EA | 1 |  | 0 | 0
41 | NS_41 | Angle Valve |  | 18% |  | Providing and fixing premium quality C.P. brass angle valve with cover plate for WCs, Wash basin, health Faucet etc as per approved quality 15 mm nominal bore & as per manufacturers specification and direction of Engineer-in-charge. Make : Jaquar model : OPP-CHR-15053PM or equivalant | EA | 4 |  | 0 | 0
42 | NS_42 | Health Fucet |  | 18% |  | Providing and fixing premium quality C.P. health Faucet of approved quality and make of the required length of flexible pipe upto the angle cock, clamp to hold the same, fixing on the wall / Glazed tiles with S.S screws etc complete in all respect as per manufacturers specification and direction of Engineer-in-charge. Make : Jaquar model : ALD-CHR-573 or equivalant | EA | 1 |  | 0 | 0
43 | NS_43 | Toilet paper Holder |  | 18% |  | Providing and fixing premium quality C.P. Toilet Paper Holder of standard shape and size complete in all respect as per manufacturers specification and direction of Engineer-in-charge. Make : Jaquar Model: AKP-CHR-35753PS or equivalent. | EA | 1 |  | 0 | 0
44 | NS_44 | Towel Holder |  | 18% |  | Providing and fixing premium quality C.P. swivel towel holder twin type of standard shape and size complete in all respect as per manufacturers specification and direction of Engineer-in-charge. Make : Jaquar Model : ACN-1115S or equivalent. | EA | 1 |  | 0 | 0
45 | NS_45 | Grab Bar |  | 18% |  | Providing and fixing premium quality C.P. Grab Bar 450 mm long of standard shape and size complete in all respect as per manufacturers specification and direction of Engineer-in-charge. Make : Jaquar Model: AHS-CHR-1503 or equivalent. | EA | 1 |  | 0 | 0
46 | NS_46 | Coat Hook |  | 18% |  | Providing and fixing premium quality CP Brass coat hook of standard shape as approved quality and colour complete in all respect as per manufacturers specification and direction of Engineer-in-charge. Make : Jaquar model : AKP-35761P or equivalant. | EA | 1 |  | 0 | 0
47 | NS_47 | Towel rack |  | 18% |  | Providing and fixing premium quality C.P. towel Rack of standard shape and size complete in all respect as per manufacturers specification and direction of Engineer-in-charge. Make : Jaquar Model : AHS-CHR-1581H or equivalent. | EA | 1 |  | 0 | 0
48 | NS_48 | Soap Dish Holder |  | 18% |  | Providing and fixing premium quality CP Brass Soap Dish holder of standard shape as approved quality and colour complete in all respect as per manufacturers specification and direction of Engineer-in-charge. Make : Jaquar model : AKP-CHR-35731P or equivalant. | EA | 1 |  | 0 | 0
49 | NS_49 | Tumbler Holder |  | 18% |  | Providing and fixing premium quality CP Brass Tumbler holder of standard shape as approved quality and colour complete in all respect as per manufacturers specification and direction of Engineer-in-charge. Make : Jaquar model : AKP-CHR-35741P or equivalant. | EA | 1 |  | 0 | 0
50 | NS_50 | Soap Dispenser |  | 18% |  | Providing and fixing premium quality CP Brass Soap dispenser with glass bottle of standard shape as approved quality and colour complete in all respect as per manufacturers specification and direction of Engineer-in-charge. Make : Jaquar model : AKP-35735P or equivalant. | EA | 1 |  | 0 | 0
51 | NS_51 | Shower Basket large |  | 18% |  | Providing and fixing premium quality CP Brass shower basket large chrome finish of standard shape as approved quality and colour complete in all respect as per manufacturers specification and direction of Engineer-in-charge. Make : Jaquar model :ACN-CHR-1179N or equivalant. | EA | 1 |  | 0 | 0
52 | NS_52 | Stop Coack with Fiitings |  | 18% |  | Providing and fixing premium quality CP Brass concelead stop coack chrome finish with fitting sleeve, operating lever & adjustable wall flange with seal with Concealed Body of Flush Cock Suitable for 25mm Pipe Line with Protection Cap of standard shape as approved quality with all fittings and fixtures complete including cutting and making good the walls complete to in all respect as per manufacturers specification and direction of Engineer-in-charge. Make : Jaquar model :OPP-CHR-15083KPM + ALD-081 or equivalant. | EA | 1 |  | 0 | 0
53 | NS_53 | LED Mirror with touch sensor |  | 18% |  | Providing and fixing premium quality Led Brightner Led Mirror With Touch Sensor (3 Lights Integrated) size 18 inch X 24 Inch in oval/rectangular/rect-semi circular shape as approved by engineer-in-charge, Glass materials saint-gobin or equivalent mirror with PVC/Alumunium frame materials with smart one touch on/off with led light in three colours and quality with all fittings and fixtures complete including cutting and making good the walls complete to in all respect as per manufacturers specification and direction of Engineer-in-charge. Make : Mirrorwala/accent mirror or Equivalent. | EA | 1 |  | 0 | 0
54 | NS_54 | Floor Long drain floor Jali |  | 18% |  | Providing and fixing 600X75X32 mm AISI 304 grade stainless steel matt finsh steel long floor drains consisting with tile inserting, drain cover, tray,cockroch trap and side hole (consisting in 5 parts) with jali in bottom of channel for waste pipe of floor or Nahani trap complete in all respect as per manufacturers specification and direction of Engineer-in-charge. Make : Nirali/Lipka/ Viking/Roca/Jaquar/Kohler or equivalent. Make Lipka article no-1056 (weight not less than 1.2kg) | EA | 1 |  | 0 | 0
|  | 4: 18%; 6: Executive toilet sanitary fittings | 0
55 | NS_55 | Wall Mixer with shower system with fittings |  | 18% |  | Providing and fixing premium quality C.P. brass wall mixer with provision of both hand shower and overhead shower complete with 115 mm long bend pipe on upper side, connecting legs & wall flanges,overhead shower 200 dia round shape single flow with shower arm 400 mm long chrome finish and all other fittings and fixtures complete all chrome finish including cuttings and making good the walls and floor wherever required as per approved quality & as per manufacturers specification and direction of Engineer-in-charge. Make : Jaquar model :FUS-CHR-29281 + SHA-CHR-455L400 + OHS-CHR-1613 or equivalant. | EA | 4 |  | 0 | 0
56 | NS_56 | Table top Wash Basin all fittings |  | 18% |  | Providing and fixing premium quality over-counter table top wash basin of any shape minimum size 600X440X165 mm including Pillar cock Faucet with Click Clack Waste coupling, over flow hole, standard C.P. bottel trap, union, Long Braided Hose and all chrome finish and making necessary holes for fixing of pillar coack with all other fittings and fixtures complete including cuttings and making good the walls and floor wherever required as per manufacturers specification and direction of Engineer-in-charge. Make : Jaquar model :OPS-WHT-15931PM + ALD-CHR-729 + ALD-CHR-769L300X190 + FUS-CHR-29001+ ALD-CHR-803AB or equivalant. | EA | 4 |  | 0 | 0
57 | NS_57 | WC Floor mounted with cistern |  | 18% |  | Providing and fixing premium quality white vitreous china floor mounted water closet (European type W.C. pan) with seat and lid, 5-6 litre low level combined dual flushing cistern conceled in wall with control plate , with all fittings and fixtures complete including cutting and making good the walls and floors wherever required as per manufacturers specification and direction of Engineer-in-charge. Make : Jaquar model : ARS-WHT-39751P180UFSMZ or equivalant. | EA | 4 |  | 0 | 0
58 | NS_58 | Bib Cock |  | 18% |  | Providing and fixing premium quality C.P. brass bib cock with cover plate as per approved quality 15 mm nominal bore & as per manufacturers specification and direction of Engineer-in-charge. Make : Jaquar model : FUS-CHR-29037 or equivalant. | EA | 4 |  | 0 | 0
59 | NS_59 | Angle Valve |  | 18% |  | Providing and fixing premium quality C.P. brass angle valve with cover plate for WCs, Wash basin, health Faucet etc as per approved quality 15 mm nominal bore & as per manufacturers specification and direction of Engineer-in-charge. Make : Jaquar model : FUS-CHR-29083K or equivalant | EA | 12 |  | 0 | 0
60 | NS_60 | Health Fucet |  | 18% |  | Providing and fixing premium quality C.P. health Faucet of approved quality and make of the required length of flexible pipe upto the angle cock, clamp to hold the same, fixing on the wall / Glazed tiles with S.S screws etc complete in all respect as per manufacturers specification and direction of Engineer-in-charge. Make : Jaquar model : ALD-CHR-573 or equivalant | EA | 4 |  | 0 | 0
61 | NS_61 | Toilet paper Holder |  | 18% |  | Providing and fixing premium quality C.P. Toilet Paper Holder of standard shape and size complete in all respect as per manufacturers specification and direction of Engineer-in-charge. Make : Jaquar Model: AKP-CHR-35753PS or equivalent. | EA | 4 |  | 0 | 0
62 | NS_62 | Towel Ring |  | 18% |  | Providing and fixing premium quality C.P. Towel ring square with round flange of standard shape and size complete in all respect as per manufacturers specification and direction of Engineer-in-charge. Make : Jaquar Model : ACN-CHR-1121N or equivalent. | EA | 4 |  | 0 | 0
63 | NS_63 | Grab Bar |  | 18% |  | Providing and fixing premium quality C.P. Grab Bar 450 mm long of standard shape and size complete in all respect as per manufacturers specification and direction of Engineer-in-charge. Make : Jaquar Model: AHS-CHR-1503 or equivalent. | EA | 4 |  | 0 | 0
64 | NS_64 | Coat Hook |  | 18% |  | Providing and fixing premium quality CP Brass coat hook of standard shape as approved quality and colour complete in all respect as per manufacturers specification and direction of Engineer-in-charge. Make : Jaquar model : AKP-35761P or equivalant. | EA | 4 |  | 0 | 0
65 | NS_65 | Towel rack |  | 18% |  | Providing and fixing premium quality C.P. towel Rack 600 mm long of standard shape and size complete in all respect as per manufacturers specification and direction of Engineer-in-charge. Make : Jaquar Model :ACN-1181FHS or equivalent. | EA | 4 |  | 0 | 0
66 | NS_66 | Soap dish Holder |  | 18% |  | Providing and fixing premium quality CP Brass Soap Dish holder of standard shape as approved quality and colour complete in all respect as per manufacturers specification and direction of Engineer-in-charge. Make : Jaquar model : AKP-CHR-35731P or equivalant. | EA | 4 |  | 0 | 0
67 | NS_67 | Tumbler Holder |  | 18% |  | Providing and fixing premium quality CP Brass Tumbler holder of standard shape as approved quality and colour complete in all respect as per manufacturers specification and direction of Engineer-in-charge. Make : Jaquar model : AKP-CHR-35741P or equivalant. | EA | 4 |  | 0 | 0
68 | NS_68 | Soap Dispenser |  | 18% |  | Providing and fixing premium quality CP Brass Soap dispenser with glass bottle of standard shape as approved quality and colour complete in all respect as per manufacturers specification and direction of Engineer-in-charge. Make : Jaquar model : AKP-35735P or equivalant. | EA | 4 |  | 0 | 0
69 | NS_69 | Shower Basket small |  | 18% |  | Providing and fixing premium quality CP Brass shower basket small chrome finish of standard shape as approved quality and colour complete in all respect as per manufacturers specification and direction of Engineer-in-charge. Make : Jaquar model :ACN-CHR-1177N or equivalant. | EA | 4 |  | 0 | 0
70 | NS_70 | Stop Coack with Fiitings |  | 18% |  | Providing and fixing premium quality CP Brass concelead stop coack chrome finish with fitting sleeve, operating lever & adjustable wall flange with seal with Concealed Body of Flush Cock Suitable for 25mm Pipe Line with Protection Cap of standard shape as approved quality with all fittings and fixtures complete including cutting and making good the walls complete to in all respect as per manufacturers specification and direction of Engineer-in-charge. Make : Jaquar model :FUS-CHR-29083K + ALD-081 or equivalant. | EA | 4 |  | 0 | 0
|  | 6: TOTAL FOR NON-SCHEDULE ITEMS: CIVIL | 0 | 0
B |  | 6: NON-SCHEDULE ITEMS:ELECTRICAL
1 | NS_1 | 6W Bulkhead Reading light |  | 18% |  | Supply, installation, connection, testing and commissioning of Bulkhead Reading Light fitting suitable for upto LED upto 6W fixed on wall.( Similar to Philips1H BW02) | EA | 16 |  | 0 | 0
2 | NS_2 | 7W to 9W LED above Mirror light |  | 18% |  | Supplying and erecting LED mirror light with integrated driver including 7W to 9W lamp with polycarbonate housing and opal diffuser to be fixed above mirror or as required on clamps complete .( Similar to Murphy 6W 3-IN-1 Rose Gold Finish Mirror Light) | EA | 16 |  | 0 | 0
3 | NS_3 | 5W LED Decorative wall mount light |  | 18% |  | Supplying and erecting decorative indoor Wall Mount 5W LED luminaire Fitting ( Similar to Murphy MLDL-COB-CURVED-2WAY-WW-01) | EA | 6 |  | 0 | 0
4 | NS_4 | 15W LED Down Light |  | 18% |  | Supply, installation, connection, testing and commissioning of LED square / circular 15W down lighter having pressure die-cast aluminium housing, opal translucent cover, mounting arrangement with board for surface type or spring loaded mounting clips for flush type complete. ( Similar to Murphy MLDL-CBLS-15CW-1) | EA | 139 |  | 0 | 0
5 | NS_5 | Ceiling Fan |  | 18% |  | Supply, installation, connection, testing and commissioning of Five Star Rated Energy Saving Ceiling Fan (4'/1200 mm dia) along with necessary hardware & accessories, etc. ( Similar to Havells Aspire FSCAPSTMSB48) | EA | 26 |  | 0 | 0
6 | NS_6 | LED Strip Light 5W/m |  | 18% |  | Supply, installation, connection, testing and commissioning of LED strip light 5W/m for surface type or flush type. ( Similar to Murphy LED ROPE LIGHT 120 LED Warm White) | M | 284 |  | 0 | 0
7 | NS_7 | 60W LED Outdoor light |  | 18% |  | Supply, installation, connection, testing and commissioning of 60W LED Outdoor Compound Wall Light.Outdoor Compound ( Similar to Inventaa Bloom LED Gate Light Warm White) | EA | 6 |  | 0 | 0
8 | NS_8 | 5W LED outdoor Light |  | 18% |  | Supplying and erecting decorative Outdoor Wall Mount 5W LED luminaire Fitting ( Similar to Murphy MLDL-COB-CURVED-4WAY-WW-01) | EA | 8 |  | 0 | 0
9 | NS_9 | Exaust Fan Light duty 250V |  | 18% |  | Supply, installation, connection, testing and commissioning of Exhaust fan of light duty250 V A.C. 50 cycles 225mm. 1400 RPM rust proof body & blades, wiremesh, duly erected in an approved manner and marking .( Similar to Havells Ventil Air DX 250mm) | EA | 11 |  | 0 | 0
10 | NS_10 | Exaust Fan Heavy duty 250V |  | 18% |  | Supply, installation, connection, testing and commissioning of Exhaust fan of heavy duty250 V A.C. 50 cycles 450mm. 1400 RPM rust proof body & blades, wiremesh, duly erected in an approved manner and marking. ( Similar to Havells Turboforce 450mm) | EA | 3 |  | 0 | 0
11 | NS_11 | Call bell |  | 18% |  | Supply, installation, connection, testing and commissioning of Ding Dong / electronic musical type call bell with heavy duty coil suitable to operate on 230V A.C. supply erected on polished double wooden block/sunmica block of suitable size. ( Similar to Panasonic Penta Ding Dong Door Bell) | EA | 9 |  | 0 | 0
12 | NS_12 | Telephone cable 0.9/0.6 Sq.mm |  | 18% |  | Supplying & erecting 10 pairs x 0.5 mm dia PVC insulated armoured telephone cable 0.9/0.6 sq.mm PVC Sheathed solid tinned copper conductor cable laid in provided trench/ cable tray . | M | 84 |  | 0 | 0
13 | NS_13 | 20Pair Telephone Box |  | 18% |  | Supply, installation, testing and commissioning of indoor type 20 Pair telephone distribution box with suitable S.S. frame for mounting tag module, Krone module and incorporated in 16 SWG MS box with proper lockable cover. The box should be fixed on wall with suitable fasteners including painting & earthing. This also includes fixing the cable, distribution chart sufficient space for the cables, wires etc. . | EA | 1 |  | 0 | 0
14 | NS_14 | 32 Extensions |  | 18% |  | Supplying and installing, testing & commissioning of 32 extensions complete.( Similar to EPABX CCL 232 Epabx) | EA | 1 |  | 0 | 0
15 | NS_15 | Push button telephone with caller ID |  | 18% |  | Supplying, installing, testing & commissioning approved type Push button telephone instrument desk top/wall mount with caller ID unit of approved make . ( Similar to Beetel M59) | EA | 2 |  | 0 | 0
16 | NS_16 | Push button telephone |  | 18% |  | Supplying, installing, testing & commissioning approved type Push button telephone instrument desk top/wall mount unit of approved make .( Similar to Beetel B17) | EA | 15 |  | 0 | 0
17 | NS_17 | 12U wall mounted network rack |  | 18% |  | Supply & installation of 12U wall mounted network rack alongwith all necessary hardware & accessories, etc.complete as required . | EA | 1 |  | 0 | 0
18 | NS_18 | 24 port Gigabit L2 switch |  | 18% |  | Supplying and fixing 24-port Pure-Gigabit L2 Managed Switch, 12 Gigabit SFP slots, 4 Combo Gigabit LAN ports in provided U Rack complete. ( Similar to TP-LINK TL-SG5412F) | EA | 1 |  | 0 | 0
19 | NS_19 | TV cable RG-11 |  | 18% |  | Supplying and drawing co-axial TV cable RG-11 grade, solid copper conductor PE insulated, shielded with fine tinned copper braid and protected with PVC sheath in the existing surface/ recessed steel/ PVC conduit . | M | 53 |  | 0 | 0
20 | NS_20 | 4-way Splitter box for TV |  | 18% |  | Supply & installation of 4-way Splitter box for TV cable termination including all necessary hardware, accessories, etc. . | EA | 7 |  | 0 | 0
21 | NS_21 | T8 LED 20W 4 feet tube ligh |  | 18% |  | Supply, installation, connection, testing and commissioning of T8 LED 20W 4 feet tube light fitting with aluminium housing, heat sink, integrated HF electronic driver complete (THD<15%)( including lamp). ( Similar to Philips Slimline Super Bright LED Tube Light 919415920162) | EA | 10 |  | 0 | 0
22 | NS_22 | FRLS, 3½ C x 70 sq.mm |  | 18% |  | Supply, laying and testing of 1.1 kV grade, XLPE , FRLS, 3½ C x 70 sq.mm aluminium conductor armoud cable with continuous 5.48 sq mm (12 SWG) G.I. earth wire on already installed cable trays or drawn in pipes , with neccessory hardwares etc. . | M | 100 |  | 0 | 0
23 | NS_23 | LA Spike |  | 18% |  | Supplying & erecting conventional spike type air termination suitable to carry lightning stroke made up of heavy gauge 40 mm dia copper pipe of standard length with 5 Nos. copper spikes fixed on copper ball as air terminals duly threaded in copper pipe erected on provided foundation in an approved manner,and accessories required to complete . | EA | 1 |  | 0 | 0
24 | NS_24 | EARTH PIT |  | 18% |  | Supply, Installation, Testing and commissioning of UL Certified / CPRI Tested Maintenance Free GI Earth Pit With 76 mm pipe in pipe technology 3 mtr long + BFC 25KG fill up the excavated earth with required quantity having 300X300mm brick masonary chamber with MS coverplate for inspection. (Civil Work paid seperately) | EA | 4 |  | 0 | 0
25 | NS_25 | 25 x 6 mm GI strip earth |  | 18% |  | Supply, Installation, Testing and commissioning of 25 x 6 mm GI strip earth strip on wall, underground with nut, bolt, clamp etc with neccessory fixing arrangement . | M | 315 |  | 0 | 0
26 | NS_26 | 32x 6 mm GI strips earth |  | 18% |  | Supply, Installation, Testing and commissioning of 32x 6 mm GI strips earth strip on wall, underground with nut, bolt, clamp etc with neccessory fixing arrangement . | M | 106 |  | 0 | 0
27 | NS_27 | AC 2TR |  | 18% |  | Supplying, installing, testing and commissioning split type variable speed inverter technology room Air conditioning unit 2 TR capacity having ISEER minimum 4.50 suitable to operate on 250V, 50 cycles, A.C. supply having 1 no. of air handling unit hi-wall/ floor mounting type complete with Refrigerants R410 A /R32 and copper condenser at position. as per technical specifications | Set | 1 |  | 0 | 0
28 | NS_28 | AC 1.5TR |  | 18% |  | Supplying, installing, testing and commissioning split type variable speed Inverter technology room Air conditioning unit 1.5 TR capacity having ISEER minimum 4.50 suitable to operate on250V, 50 cycles, A.C. supply having 1 no of air handling unit hiwall / floor mounting type complete with refrigerant R410 A/R32 and copper condensor at position. as per technical specifications | Set | 16 |  | 0 | 0
29 | NS_29 | 6W LED Study Table Lamp |  | 18% |  | Supply, installation, connection, testing and commissioning of 6W LED Study Table Lamp suitable for Table standing. ( Similar to Philips Orbit Desk Light 919215850922) | EA | 12 |  | 0 | 0
30 | NS_30 | Gyser 10L capacity |  | 18% |  | Supply, installation, connection, testing and commissioning of Storage Water Heater 10L - Free Standard Installation & Pipes, 5 Star Rated, ABS Body Vertical Geyser ( Similar toRacold BUONO PRO 10L) | EA | 11 |  | 0 | 0
|  | 6: TOTAL FOR NON-SCHEDULE ITEMS: SECURITY POST (Electrical) | 0 | 0
|  | 6: Total of Non-Schedule Items- Civil and E&M (Schedule - II) |  |  |  | False
As all the line items are Left Blank the bid is considered as Non-responsive
Sheet OK

## Schedule-III-Summary
Package-A-Construction of Transit Camp at 765/400kV Kurnool-III PS under Transmission System for evacuation of power from RE sources in Kurnool Wind Energy Zone (3000MW)/ Solar Energy Zone (1500MW) Part-A and Part-B
(GRAND SUMMARY)
Bidder’s Name and Address (Sole Bidder) : |  | To:
Name : | 0 | Contract Services
Address : | 0 | Power Grid Corporation of India Ltd.,
| 0 | Southern Region Transmission system -I
| 0 | Kavadiguda Main Raod,
Secunderabad - 500080
Sl. No. | Description |  | Total Price (INR)
1.1 | TOTAL SCHEDULE NO. I
Supply & Installation Charges- Schedule Civil Items for Package-A-Construction of Transit Camp at 765/400kV Kurnool-III PS under Transmission System for evacuation of power from RE sources in Kurnool Wind Energy Zone (3000MW)/ Solar Energy Zone (1500MW) Part-A and Part-B
1.2 | TOTAL SCHEDULE NO. II
Supply & Installation Charges- Non-Schedule Civil Items for Package-A-Construction of Transit Camp at 765/400kV Kurnool-III PS under Transmission System for evacuation of power from RE sources in Kurnool Wind Energy Zone (3000MW)/ Solar Energy Zone (1500MW) Part-A and Part-B
I | Total of Service/Installation Charge (ITEMS TAB: Item 01 INSTALLATION FOR DCB (INR) : SRM ATB for BID PRICE SUMMARY Statement ) |  | Non-responsive Bid
II | GST
GST on Schedule-I
GST on Schedule-II
| Total GST for BID PRICE SUMMARY Statement ) |  | Non-responsive Bid
III | GRAND TOTAL |  | Non-responsive Bid
Date : |  | Printed Name : | 0
Place : | 0 | Designation : | 0

## Bid Form
Specification No: Ref: SR-I/C&M/WC-3810/2024/RFx-5002003832(SR1/NT/S-MISC/DOM/B00/24/11239) (Pkg-A) |  |  |  | Bid Form 2nd Envelope
BID FORM (Second Envelope)
Bid Proposal Ref. No.
Date :
To:
Contract Services
Power Grid Corporation of India Ltd.,
Southern Region Transmission System-I
Name of Contract : |  | Package-A-Construction of Transit Camp at 765/400kV Kurnool-III PS under Transmission System for evacuation of power from RE sources in Kurnool Wind Energy Zone (3000MW)/ Solar Energy Zone (1500MW) Part-A and Part-B
Dear Ladies and/or Gentlemen,
1 | In continuation of First Envelope of our Bid, we hereby submit the Second Envelope of the Bid, both of which shall be read together and in conjunction with each other, and shall be construed as an integral part of our Bid. Accordingly, we the undersigned, offer to undertake the above-named package in full conformity with the said Bidding Documents for the sum of Rs. Non-responsive Bid /- only or such other sums as may be determined in accordance with the terms and conditions of the Bidding Documents. |  |  |  | In continuation of First Envelope of our Bid, we hereby submit the Second Envelope of the Bid, both of which shall be read together and in conjunction with each other, and shall be construed as an integral part of our Bid. Accordingly, we the undersigned, offer to undertake the above-named package in full conformity with the said Bidding Documents for the sum of Rs. | /- only or such other sums as may be determined in accordance with the terms and conditions of the Bidding Documents. | Non-responsive Bid
The above amounts are in accordance with the price schedules attached herewith and are made part of this bid.
2 | Price Schedules
2.1 | In line with the requirements of the Bidding documents, we enclose herewith the following Price Schedules, duly filled - in as per your proforma:
| Sch-1 | Schedules Items as per DSR 2021 excluding GST
| Sch-2 | Non-Scheduled Items
| Sch-3 | Grand Summary
2.2 | We are aware that the Price Schedules do not generally give a full description of the Work to be performed under each item and we shall be deemed to have read the Technical Specifications and other sections of the Bidding Documents and Drawings to ascertain the full scope of Work included in each item while filling-in the rates and prices. We agree that the entered rates and prices shall be deemed to include for the full scope as aforesaid, including overheads and profit.
2.3 | We declare that as specified in Clause 4.6, ITB, Vol.-IA of the Bidding Documents, the prices of all the Services to be supplied under this contract shall be FIRM and doesnot subject to any price adjustment as per relevant clauses in bidding document.
2.4 | We understand that in the price schedules, where there are errors between the total of the amounts given under the column for the price Breakdown and the amount given under the Total Price, the former shall prevail and the latter will be corrected accordingly. We further understand that where there are discrepancies between amounts stated in figures and amounts stated in words, the amount stated in words shall prevail. Similarly, any discrepancy in the total bid price and that of the summation of Schedule price (price indicated in a Schedule indicating the total of that schedule), the total bid price shall be corrected to reflect the actual summation of the Schedule prices.
3 | We confirm that except as otherwise specifically provided our Bid Prices in this Second Envelope include all taxes, duties, levies and charges as may be assessed on us/our Associate (applicable for Foreign Bidder), our Sub-Contractor/Sub-Vendor or their employees by all municipal, state or national government authorities in connection with the Facilities, in and outside of India.
3.1 | 100% of applicable Taxes and Duties i.e GST , which are payable by the Employer under the Contract, shall be reimbursed by the Employer on production of satisfactory documentary evidence by the Contractor in accordance with the provisions of the Bidding Documents.
3.2 | We further understand that notwithstanding 3.0 above, in case of award on us, you shall also bear and pay/reimburse to us, GST applicable on Installation Services specified in Schedule No. I & II of the Price Schedule in this Second Envelope, by the Indian Laws.
3.3 | We confirm that we have also registered/we shall also get registered in the GST Network with a GSTIN, in all the states where the project is located and the states from which we shall make our supply of goods.
4 | # (For Joint Venture only) We, the partners of Joint Venture submitting this bid, do agree and confirm that in case of Award of Contract on the Joint Venture, we shall be jointly and severally liable and responsible for the execution of the Contract in accordance with Contract terms and conditions.
5 | We, hereby, declare that only the persons or firms interested in this proposal as principals are named here and that no other persons or firms other than those mentioned herein have any interest in this proposal or in the Contract to be entered into, if the award is made on us, that this proposal is made without any connection with any other person, firm or party likewise submitting a proposal is in all respects for and in good faith, without collusion or fraud.
Thanking you, we remain,
Yours faithfully,
For and on behalf of
Date : | 0 |  | Printed Name : | 0
Place : | 0 |  | Designation : | 0
Please provide additional information of the Bidder
Business Address :
Country of Incorporation :
State/Province to be indicated :
Name of Principal Officer :
Address of Principal Officer :
Note: Bidders may note that no prescribed proforma has been enclosed for Attachment 2 : Power of Attorney. Bidders may use their own proforma for furnishing the required information with the bid.
* * *