## Basic (hidden)
Package Name | WC-4746 : i) Conversion of existing 765KV Bus reactor bays to 765KV Switchable Line Reactor bays including NGR bypass scheme at 765/400KV Raichur substation ii) Supply, installation, testing and commissioning of line side terminal equipment (including all other associated equipment) for the termination of 765KV Kurnool-V-Raichur D/C line at Raichur substation iii) Shifting of existing 50MVAR Bus reactor to a new bay, Erection, testing & commissioning of 50MVAR reactor at Nagarjunasagar Substation and iv) Construction 1no. 400KV new Dia, Upgradation of 1no. existing Dia and Supply, installation, testing and commissioning of line side terminal equipment (including all other associated equipment) for the termination of 400KV Sagar-Nagarjunasagar quad D/c Line at Nagarjunasagar substation
Package Code | SR-I/C&M/WC-4746
Specification No. | SR-I/C&M/WC-4746/2026(SR1/NT/W-AIS/DOM/B00/26/10194), (RFx: 5002005573)
ORIGINAL
Contract & Materials Dept.,
Power Grid Corporation of India Ltd.,
SRTS-I, Kavadiguda Main Road,
Secunderabad -500080.

## Cover
Price Schedules | WC-4746 : i) Conversion of existing 765KV Bus reactor bays to 765KV Switchable Line Reactor bays including NGR bypass scheme at 765/400KV Raichur substation ii) Supply, installation, testing and commissioning of line side terminal equipment (including all other associated equipment) for the termination of 765KV Kurnool-V-Raichur D/C line at Raichur substation iii) Shifting of existing 50MVAR Bus reactor to a new bay, Erection, testing & commissioning of 50MVAR reactor at Nagarjunasagar Substation and iv) Construction 1no. 400KV new Dia, Upgradation of 1no. existing Dia and Supply, installation, testing and commissioning of line side terminal equipment (including all other associated equipment) for the termination of 400KV Sagar-Nagarjunasagar quad D/c Line at Nagarjunasagar substation |  | SR-I/C&M/WC-4746
SR-I/C&M/WC-4746/2026(SR1/NT/W-AIS/DOM/B00/26/10194), (RFx: 5002005573)
| 1 | Fill up only green shaded cells in Sch-1, Sch-2, Sch-3, Sch-4, Sch-7 and Bid Form 2nd Envelope.
| 2 | All the cells in Sch-5 & Sch-6 are auto filled, therefore no cell is required to be filled up there.
| 3 | Instructions / error messages, if any, will be displayed automatically after selecting the cell.
| 4 | After filling up all the schedues, save the file, take print out of all the schedules and Bid form and sign & stamp and submit them as hard copy of the 2nd envelope (Price part) of the bid. Also ensure to submit the soft copy of the the same file on CD/ DVD.
Click to skip Instructions & Proceed
Click for Detailed General Instructions
General guidelines for filling up the Price Schedules, Sch-1 to Sch-7

## Instructions (hidden)
General Instruction to the Bidders for filling up this workbook of Price Schedules
I | While filling up the worksheets following may please be observed :
| (i) | Fill up only green shaded cells.
| (ii) | Certain data type entries have been restricted, such as Numeric values or limits of numeric values.
| (iii) | Select only the options provided in pull down menus.
| (iv) | Do not link any cell of this work book with any other work book.
| (v) | Do not use copy & paste or cut & paste options for filling up the data.
| (vi) | Do not reformat any of the cell of the work book.
II | This Workbook consists of following worksheets :
Cover :
Opening page of the workbook.
Names of Bidder :
| ● | Select Sole Bidder or JV (Joint Venture) from the pull down menu. Do not leave this cell blank.
| ● | Select nos. of the JV Partners other than the Lead Partner from drop down menu.
| ● | In case of JV partners more than 2, enter details of 3rd & more partners along with details of 2nd partner.
| ● | Fill up names and address of the Sole Bidder and /or Joint Venture.
| ● | Fill up date in dd-mmm-yyyy format from drop down menu.
| ● | Click for Sch-1 given at the right top of the worksheet to go to Sch-1.
Sch-1 (Ex-works Prices) :
| ● | Fill up unit rates for all the items in numeric values greater than 0 (zero). If unit rate is left blank, the corresponding item shall be deemed to be included in the total price.
| ● | Corresponding cell for mode of transaction shall be come enable only after filling up the unit rate, therefore first fill up the unit rate and then mode of transaction for the corresponding item.
| ● | Select either Direct or Bought-out from the drop down menu. Do not leave the cell blank the same shall be deemed to be Bought-out if the cell is left blank.
| ● | Total amount shall get calculated automatically.
| ● | Type Test charges shall appear automatically after filling up Sch-7 appropriately.
Sch-2 (Freight & Insurance Charges) :
| ● | Fill up unit rates for all the items in numeric values greater than 0 (zero). If unit rate is left blank, the corresponding item shall be deemed to be included in the total price.
| ● | Total amount shall get calculated automatically.
Sch-3 (Erection Charges) :
| ● | Fill up unit rates for all the items in numeric values greater than 0 (zero). If unit rate is left blank, the corresponding item shall be deemed to be included in the total price.
| ● | Total amount shall get calculated automatically.
Sch-4 (Training Charges) :
| ● | Not applicable, hence no cell is required to be filled up.
Sch-4b (Maintenance Charges during and after Defect Liability Period) :
| ● | Not applicable, hence no cell is required to be filled up.
Sch-5 (Summary of Taxes and Duties applicable on the Goods) :
| ● | No cell is required to be filled in by the bidder in this worksheet.
Sch -6 :
| ● | Summary of all the Schedules without considering discount (mentioned in the work sheet discount) shall be displayed automatically.
| ● | No cell is required to be filled in by the bidder in this worksheet.
Sch-7 (Type Test Charges) :
| ● | Fill up the rates & location where type tests are proposed.
| ● | Total of this Sch-7 shall automatically appear in Sch-1.
Bid from 2nd Envelope :
| ● | Fill up ref. no. as bidder's ref no. of this letter.
| ● | This letter shall consider the net price as per Sch-6 (After Discount).
| ● | Fill up names & Designation of the representatives of other JV partner(s) if the bidder is JV (Joint Venture) .
| ● | Fill up additional information as required.
* * *
Happy Bidding !
Click to Proceed

## Names of Bidder
WC-4746 : i) Conversion of existing 765KV Bus reactor bays to 765KV Switchable Line Reactor bays including NGR bypass scheme at 765/400KV Raichur substation ii) Supply, installation, testing and commissioning of line side terminal equipment (including all other associated equipment) for the termination of 765KV Kurnool-V-Raichur D/C line at Raichur substation iii) Shifting of existing 50MVAR Bus reactor to a new bay, Erection, testing & commissioning of 50MVAR reactor at Nagarjunasagar Substation and iv) Construction 1no. 400KV new Dia, Upgradation of 1no. existing Dia and Supply, installation, testing and commissioning of line side terminal equipment (including all other associated equipment) for the termination of 400KV Sagar-Nagarjunasagar quad D/c Line at Nagarjunasagar substation
SR-I/C&M/WC-4746/2026(SR1/NT/W-AIS/DOM/B00/26/10194), (RFx: 5002005573) |  |  |  |  | Sole Bidder | 1 |  | Sole Bidder | 1
[5 empty] | Joint Venture | 2 or More |  | JV (Joint Venture) | 2 or More
Enter following details of the bidder
Specify type of Bidder [Select from drop down menu] | Sole Bidder |  | Sole Bidder | 1 | 0 | Sole Bidder | 1 | 0
2 or More
0
Name of Sole Bidder
Address of Sole Bidder
Name of other Partner - 1
Address of other Partner - 1
…….. …….. …….. …….. …….. ……..
…….. …….. …….. …….. …….. ……..
Name of other Partner - 2 (more, if any) | …….. …….. …….. …….. …….. ……..
Address of other Partner - 2 (more, if any) | …….. …….. …….. …….. …….. ……..
…….. …….. …….. …….. …….. ……..
…….. …….. …….. …….. …….. ……..
Printed Name
Designation
email ID of Bid Signatory
Mobile No. of Bid Signatory
Tel No. of Bid Signatory
Fax No. of Bid Signatory
Date |  | 31
Place
Click for Sch-1

## Sch-1
SR-I/C&M/WC-4746/2026(SR1/NT/W-AIS/DOM/B00/26/10194), (RFx: 5002005573) | [12 empty] | Schedule - 1 | Schedule - 1 |  |  |  | Direct Total | 0 | Sole Bidder | `
[18 empty] | BO Total | #REF! | 0
WC-4746 : i) Conversion of existing 765KV Bus reactor bays to 765KV Switchable Line Reactor bays including NGR bypass scheme at 765/400KV Raichur substation ii) Supply, installation, testing and commissioning of line side terminal equipment (including all other associated equipment) for the termination of 765KV Kurnool-V-Raichur D/C line at Raichur substation iii) Shifting of existing 50MVAR Bus reactor to a new bay, Erection, testing & commissioning of 50MVAR reactor at Nagarjunasagar Substation and iv) Construction 1no. 400KV new Dia, Upgradation of 1no. existing Dia and Supply, installation, testing and commissioning of line side terminal equipment (including all other associated equipment) for the termination of 400KV Sagar-Nagarjunasagar quad D/c Line at Nagarjunasagar substation
(SCHEDULE OF RATES AND PRICES)
Bidder’s Name and Address (Sole Bidder) : | [11 empty] | To:
Contract & Materials Dept.,
Name : | [11 empty] | Power Grid Corporation of India Ltd., | [7 empty] | , & …….. …….. …….. …….. …….. ……..
Address : | [11 empty] | SRTS-I, Kavadiguda Main Road,
Secunderabad -500080.
PLANT AND EQUIPMENT (INCLUDING MANDATORY SPARES PARTS) TO BE SUPPLIED, INCLUDING TYPE TEST CHARGES FOR TESTS TO BE CONDUCTED | [18 empty] | Direct
[10 empty] | All Prices are in Indian Rupees. | [8 empty] | Bought-Out
SI. No. | PR No | PR Line Item No | Activity Description | Material Code | HSN Code | Whether HSN in column ‘ 6 ’ is confirmed. If not indicate applicable the HSN code * | Rate of GST applicable (in %) | Whether rate of GST in column ‘4’ is confirmed. If not indicate applicable rate of GST * | Item Description | Unit | Qty. | Unit Ex-works price (excluding GST) | Total Ex-works price (excluding GST) | GST Tax as confirmed by Bidder
1 | 2 | 3 | 4 | 5 | 6 | 7 | 8 | 9 | 10 | 11 | 12 | 13 | 14= 12 x 13 | 15
Extension of Raichur Substation
1 |  |  |  | 1000032371 |  |  | 18 |  | 132 KV SURGE ARRESTER | EA | 2 |  | Included | 0 | 0 | 0 | 0
2 |  |  |  | 1000006608 |  |  | 18 |  | Air core Neutral Grounding Reactor (NGR) dry type with supportstructure and terminal connector | SET | 2 |  | Included | 0 | 0 | 0 | 0
3 |  |  |  | 1000005827 |  |  | 18 |  | 765kV, 3150A, 50kA Circuit Breaker(3-Phase) with closing resistor (withsupport structure) | EA | 3 |  | Included | 0 | 0 | 0 | 0
4 |  |  |  | 1000005840 |  |  | 18 |  | 765 kV,8800 pF Capacitive Voltage Transformer (1-Phase) | EA | 6 |  | Included | 0 | 0 | 0 | 0
5 |  |  |  | 1000005853 |  |  | 18 |  | 765kV, 3150A, 50KA, Vertical Knee/DoubleBreak Isolator (3-Phase) with one E/S | EA | 2 |  | Included | 0 | 0 | 0 | 0
6 |  |  |  | 1000020421 |  |  | 18 |  | 624kV Surge Arrester (1-Phase) | EA | 6 |  | Included | 0 | 0 | 0 | 0
7 |  |  |  | 1000005791 |  |  | 18 |  | 765 kV, 1 phase Bus Post Insulator (except for Line Traps) | EA | 6 |  | Included | 0 | 0 | 0 | 0
8 |  |  |  | 1000005790 |  |  | 18 |  | 765 kV ,1 phase Bus Post Insulators for Line Traps | EA | 12 |  | Included | 0 | 0 | 0 | 0
9 |  |  |  | 1000057618 |  |  | 18 |  | 765KV, 3150A, 50KA CIRCUIT BREAKER (3-PHASE) WITHOUT CLOSING RESISTOR SUITABLE FOR SINGLE PHASE SWITCHING (FOR SWITCHABLE LINE REACTOR) WITHSUPPORT STRUCTURE | EA | 2 |  | Included | 0 | 0 | 0 | 0
10 |  |  |  | 1000000956 |  |  | 18 |  | 145kV, 1 phase Bus Post Insulators | EA | 6 |  | Included | 0 | 0 | 0 | 0
11 |  |  |  | 1000032428 |  |  | 18 |  | SINGLE PHASE 145 KV, 1250A, 40KA, 1-PHASE SF6 CIRCUIT BREAKER ALONGWITH SUPPORT STRUCTURE FOR NGRS OF 765KV REACTORS | EA | 2 |  | Included | 0 | 0 | 0 | 0
12 |  |  |  | 1000001999 |  |  | 18 |  | Current transformer (33kV) for Reactor Neutral along with supportstructure & terminal connector | EA | 2 |  | Included | 0 | 0 | 0 | 0
13 |  |  |  | 1000011358 |  |  | 18 |  | Erection Hardware for 765kV I type layout-Line bay as per technicalspecification | SET | 2 |  | Included | 0 | 0 | 0 | 0
14 |  |  |  | 1000011356 |  |  | 18 |  | Erection Hardware for 765kV I type layout-Line Reactors including NGRbypass arrangement as per technical specification | SET | 2 |  | Included | 0 | 0 | 0 | 0
15 |  |  |  | 1000009714 |  |  | 18 |  | Controlled Switching Device for 765 kV, 3-ph Circuit Breaker | EA | 3 |  | Included | 0 | 0 | 0 | 0
16 |  |  |  | 1000055448 |  |  | 18 |  | 765KV CIRCUIT BREAKER RELAY PANEL (WITH AUTOMATION) | EA | 2 |  | Included | 0 | 0 | 0 | 0
17 |  |  |  | 1000005522 |  |  | 18 |  | 765kV Line Protection Panel (with Automation) | EA | 2 |  | Included | 0 | 0 | 0 | 0
18 |  |  |  | 1000005538 |  |  | 18 |  | Augmentation of Substation automation System for 765kV Switchable LineReactor Bay as per Technical Specification | EA | 2 |  | Included | 0 | 0 | 0 | 0
19 |  |  |  | 1000030433 |  |  | 18 |  | COLOR IP CAMERA, WITH PAN, TILT AND ZOOM FACILITIES, ALONGWITH ALLREQUIRED ITEMS, ACCESSORIES, LINE INTERFACE UNITS, FIBER PATCH CORDS,POWER SUPPLY UNITS, JUNCTION BOXES, CABLES, FIBER OPTIC CABLES, ETC.,AND INCLUDING INTEGRATION IN EXISTING HARDWARE AND SOFTWARE FORAUGMENTATION OF VISUAL MONITORING SYSTEM AS PER TECHNICALSPECIFICATION. | SET | 1 |  | Included | 0 | 0 | 0 | 0
20 |  |  |  | 1000005823 |  |  | 18 |  | 765kV,3150A,1.0mH , 50kA Line Trap | EA | 4 |  | Included | 0 | 0 | 0 | 0
21 |  |  |  | 1000000444 |  |  | 18 |  | 1.1kV grade Power Cables (XLPEinsulated) along withlugs,glands,straight joints &accessories,etc. | LS | 1 |  | Included | 0 | 0 | 0 | 0
22 |  |  |  | 1000000442 |  |  | 18 |  | 1.1kV grade Control Cables (PVCinsulated) along withlugs,glands,straight joints &accessories,etc. | LS | 1 |  | Included | 0 | 0 | 0 | 0
23 |  |  |  | 1000000443 |  |  | 18 |  | 1.1kV grade Power Cables (PVCinsulated)along withlugs,glands,straight joints &accessories,etc. | LS | 1 |  | Included | 0 | 0 | 0 | 0
24 |  |  |  | 1000014548 |  |  | 18 |  | Lighting Panel type ACP-3 as per technical specification | EA | 2 |  | Included | 0 | 0 | 0 | 0
25 |  |  |  | 1000038325 |  |  | 18 |  | LIGHTING FIXTURE LED LUMINAIRES TYPE FL2 AS PER TECH. SPECIFICATIONS | EA | 15 |  | Included | 0 | 0 | 0 | 0
26 |  |  |  | 1000027625 |  |  | 18 |  | Spare-765KV Circuit Breaker | LOT | 1 |  | Included | 0 | 0 | 0 | 0
27 |  |  |  | 1000028091 |  |  | 18 |  | Spare-765kV VKDB Isolator | LOT | 1 |  | Included | 0 | 0 | 0 | 0
28 |  |  |  | 1000054976 |  |  | 18 |  | SPARE-765KV CURRENT TRANSFORMER | LOT | 1 |  | Included | 0 | 0 | 0 | 0
29 |  |  |  | 1000054977 |  |  | 18 |  | SPARE-765KV CAPACITIVE VOLTAGE TRANSFORMER | LOT | 1 |  | Included | 0 | 0 | 0 | 0
30 |  |  |  | 1000028372 |  |  | 18 |  | SPARES FOR 624KV SURGE ARRESTER | LS | 1 |  | Included | 0 | 0 | 0 | 0
31 |  |  |  | 1000019912 |  |  | 18 |  | Relay & protection Panels (with automation) | LS | 1 |  | Included | 0 | 0 | 0 | 0
32 |  |  |  | 1000019927 |  |  | 18 |  | Spares-Substation Automation System | LS | 1 |  | Included | 0 | 0 | 0 | 0
33 |  |  |  | 1000015954 |  |  | 18 |  | Fabrication, galvanising and supply of Lattice Structures (MS Steel),to be designed during detailed engineering, for towers, beams andequipment support structure including pack plates / packwashers andgusset plates excluding fasteners and foundation bolts | MT | 110 |  | Included | 0 | 0 | 0 | 0
34 |  |  |  | 1000015953 |  |  | 18 |  | Fabrication, galvanising and supply of Lattice Structures (HT Steel),to be designed during detailed engineering, for towers, beams andequipment support structure including pack plates / packwashers andgusset plates excluding fasteners and foundation bolts | MT | 53 |  | Included | 0 | 0 | 0 | 0
35 |  |  |  | 1000011713 |  |  | 18 |  | Fabrication, galvanising and supply of fasteners ( nuts, bolts andwashers ) including step bolts for lattice and pipe structures to bedesigned during detailed engineering | MT | 6 |  | Included | 0 | 0 | 0 | 0
36 |  |  |  | 1000012373 |  |  | 18 |  | Fabrication, galvanising and supply of foundation bolts including nuts,checknut and washers for lattice and pipe structures to be designedduring detailed engineering | MT | 21 |  | Included | 0 | 0 | 0 | 0
37 |  |  |  | 1000017518 |  |  | 18 |  | PMU with GPS Clock (clock can be either internal or external) | EA | 1 |  | Included | 0 | 0 | 0 | 0
38 |  |  |  | 1000022512 |  |  | 18 |  | WAMS Hardware - Time System (GPS receiver) | EA | 1 |  | Included | 0 | 0 | 0 | 0
39 |  |  |  | 1000071061 |  |  | 18 |  | SUBSTATION GRADE LAYER 2 LAN SWITCH | EA | 1 |  | Included | 0 | 0 | 0 | 0
40 |  |  |  | 1000071062 |  |  | 18 |  | SUBSTATION GRADE LAYER 3 LAN SWITCH | EA | 1 |  | Included | 0 | 0 | 0 | 0
41 |  |  |  | 1000022487 |  |  | 18 |  | WAMS Miscellaneous - Armored Fibre Optic Cable and associatedtermination (e.g. L2 Switch) for connecting PMU panels located indifferent control room of a station | EA | 1 |  | Included | 0 | 0 | 0 | 0
42 |  |  |  | 1000030641 |  |  | 18 |  | LIU - FO PATCH PANEL-12 PORT | EA | 2 |  | Included | 0 | 0 | 0 | 0
43 |  |  |  | 1000031367 |  |  | 18 |  | SDH EQUIPMENT (STM-16 MADM UPTO 5 MSP PROTECTED DIRECTIONS)-BASEEQUIPMENT (COMMON CARDS, CROSS CONNECT/CONTROL CARDS, OPTICAL BASECARDS, POWER SUPPLY CARDS, POWER CABLING, OTHER HARDWARE ANDACCESSORIES INCLUDING SUB RACKS, PATCH CORD, DDF ETC FULLY EQUIPEDEXCLUDING OPTICAL INTERFACE & TRIBUTARY CARDS | EA | 1 |  | Included | 0 | 0 | 0 | 0
44 |  |  |  | 1000018706 |  |  | 18 |  | S16.1 SFP | EA | 4 |  | Included | 0 | 0 | 0 | 0
45 |  |  |  | 1000019317 |  |  | 18 |  | Optical Line Interface card To support minimum 175 km | EA | 4 |  | Included | 0 | 0 | 0 | 0
46 |  |  |  | 1000031374 |  |  | 18 |  | TRIBUTARY INTERFACE- E1 INTERFACE (MINIMUM 16 NOS.) | SET | 2 |  | Included | 0 | 0 | 0 | 0
47 |  |  |  | 1000034950 |  |  | 18 |  | ETHERNET INTERFACE 10/100 BASE T WITH LAYER-2 SWITCHING (MIN 8INTERFACES PER CARD) | EA | 2 |  | Included | 0 | 0 | 0 | 0
48 |  |  |  | 1000031381 |  |  | 18 |  | TRIBUTARY INTERFACE-GIGABIT ETHERNET INTERFACES 10/100 MBPS WITH LAYER-2 SWITCHING (MINIMUM 2 NOS.) | SET | 1 |  | Included | 0 | 0 | 0 | 0
49 |  |  |  | 1000026228 |  |  | 18 |  | Equipment Cabinets For SDH | EA | 1 |  | Included | 0 | 0 | 0 | 0
50 |  |  |  | 1000037546 |  |  | 18 |  | 48F (DWSM) APPROACH FIBRE OPTIC CABLE | KM | 1 |  | Included | 0 | 0 | 0 | 0
51 |  |  |  | 1000066614 |  |  | 18 |  | GI PIPE INSTALLATION HARDWARE FOR APPROACH CABLING | KM | 1 |  | Included | 0 | 0 | 0 | 0
52 |  |  |  | 1000066612 |  |  | 18 |  | GI ELBOW INSTALLATION HARDWARE FOR APPROAH CABLING | EA | 10 |  | Included | 0 | 0 | 0 | 0
53 |  |  |  | 1000066613 |  |  | 18 |  | GI FLEXIBLE CONDUIT INSTALLATION HARDWARE FOR APPROAH CABLING | EA | 7 |  | Included | 0 | 0 | 0 | 0
54 |  |  |  | 1000076844 |  |  | 18 |  | 192 FIBRE FODP : INDOOR TYPE, RACK MOUNTED WITH FCPC COUPLING & PIGTAILS(5MTRS) | EA | 1 |  | Included | 0 | 0 | 0 | 0
55 |  |  |  | 1000031369 |  |  | 18 |  | SDH EQUIPMENT (STM-16 MADM UPTO 5 MSP PROTECTED DIRECTIONS)-COMMONCARDS, CROSS-CONNECT/CONTROL CARDS, OPTICAL BASE CARD, POWER SUPPLYCARDS, POWER CABLING, OTHER HARDWARE & ACCESSORIES (EACH). | SET | 1 |  | Included | 0 | 0 | 0 | 0
56 |  |  |  | 1000018706 |  |  | 18 |  | S16.1 SFP | EA | 1 |  | Included | 0 | 0 | 0 | 0
57 |  |  |  | 1000019317 |  |  | 18 |  | Optical Line Interface card To support minimum 175 km | EA | 1 |  | Included | 0 | 0 | 0 | 0
58 |  |  |  | 1000031374 |  |  | 18 |  | TRIBUTARY INTERFACE- E1 INTERFACE (MINIMUM 16 NOS.) | SET | 1 |  | Included | 0 | 0 | 0 | 0
59 |  |  |  | 1000034950 |  |  | 18 |  | ETHERNET INTERFACE 10/100 BASE T WITH LAYER-2 SWITCHING (MIN 8INTERFACES PER CARD) | EA | 1 |  | Included | 0 | 0 | 0 | 0
60 |  |  |  | 1000031381 |  |  | 18 |  | TRIBUTARY INTERFACE-GIGABIT ETHERNET INTERFACES 10/100 MBPS WITH LAYER-2 SWITCHING (MINIMUM 2 NOS.) | SET | 1 |  | Included | 0 | 0 | 0 | 0
61 |  |  |  | 1000031398 |  |  | 18 |  | PRE CONNECTORIZED OPTICAL FIBER PATCH CORDS(10 MTRS) â€“ PACK OF SIXPATCH CORDS | SET | 1 |  | Included | 0 | 0 | 0 | 0
62 |  |  |  | 1000037546 |  |  | 18 |  | 48F (DWSM) APPROACH FIBRE OPTIC CABLE | KM | 0.5 |  | Included | 0 | 0 | 0 | 0
63 |  |  |  | 1000066614 |  |  | 18 |  | GI PIPE INSTALLATION HARDWARE FOR APPROACH CABLING | KM | 0.035 |  | Included | 0 | 0 | 0 | 0
64 |  |  |  | 1000066612 |  |  | 18 |  | GI ELBOW INSTALLATION HARDWARE FOR APPROAH CABLING | EA | 1 |  | Included | 0 | 0 | 0 | 0
65 |  |  |  | 1000066613 |  |  | 18 |  | GI FLEXIBLE CONDUIT INSTALLATION HARDWARE FOR APPROAH CABLING | EA | 1 |  | Included | 0 | 0 | 0 | 0
Extension of Nagarjunasagar Substation | [14 empty] | 0
1 |  |  |  | 1000059207 | 85462040 |  | 18 |  | 420kV, 3000A, 63kA, Single phase, SF6Gas Insulated Bus Duct (GIB) outsideGIS Hall alongwith associated supportstructure | M | 850 |  | Included | 0 | 0 | 0 | 0
2 |  |  |  | 1000032699 | 85354010 |  | 18 |  | 3150A, 63KA, 1SEC SINGLE PHASE 420KV SF6 TO AIR BUSHING | EA | 6 |  | Included | 0 | 0 | 0 | 0
3 |  |  |  | 1000025436 | 85359090 |  | 18 |  | SF6 Gas Leakage Detector | EA | 1 |  | Included | 0 | 0 | 0 | 0
4 |  |  |  | 1000032132 | 85359090 |  | 18 |  | SF6 GAS ANALYZER | EA | 1 |  | Included | 0 | 0 | 0 | 0
5 |  |  |  | 1000025329 | 85352912 |  | 18 |  | Portable Partial Discharge measurement test kitwith all necessary accessories,Industrial Grade Laptop and licensedsoftware as per Technicalspecification. | EA | 1 |  | Included | 0 | 0 | 0 | 0
6 |  |  |  | 1000025440 | 85353090 |  | 18 |  | SF6 Gas processing Unit for 400kV GIS station | SET | 1 |  | Included | 0 | 0 | 0 | 0
7 |  |  |  | 1000004501 | 85353090 |  | 18 |  | 420kV, 3150A, 63kA Circuit Breaker (3-Phase) without closing resistorand with Support Structure | EA | 3 |  | Included | 0 | 0 | 0 | 0
8 |  |  |  | 1000004463 | 85352913 |  | 18 |  | 420 kV, 3000A, 63KA, 1-Phase CurrentTransformer with 120% extended currentrating | EA | 10 |  | Included | 0 | 0 | 0 | 0
9 |  |  |  | 1000004535 | 85359090 |  | 18 |  | 420 kV, 4400 pF Capacitive Voltage Transformer (1-Phase) | EA | 6 |  | Included | 0 | 0 | 0 | 0
10 |  |  |  | 1000004498 | 85353090 |  | 18 |  | 420kV, 3150A, 63KA, Isolator (3-phase)(Double Break) with one E/S | EA | 15 |  | Included | 0 | 0 | 0 | 0
11 |  |  |  | 1000020419 | 85354010 |  | 18 |  | 336kV Surge Arrester (1-phase) | EA | 9 |  | Included | 0 | 0 | 0 | 0
12 |  |  |  | 1000004401 | 85462040 |  | 18 |  | 420 kV, 1 phase Bus Post Insulator (except for Line Traps) | EA | 30 |  | Included | 0 | 0 | 0 | 0
13 |  |  |  | 1000004400 | 72169990 |  | 18 |  | 420 kV ,1 phase Bus Post Insulators for Line Traps | EA | 12 |  | Included | 0 | 0 | 0 | 0
14 |  |  |  | 1000011301 | 72169990 |  | 18 |  | Erection Hardware for 400kV D type layout-Line bay as per technicalspecification | SET | 2 |  | Included | 0 | 0 | 0 | 0
15 |  |  |  | 1000011305 | 72169990 |  | 18 |  | Erection Hardware for 400kV D type layout-Transformer bay as pertechnical specification | SET | 1 |  | Included | 0 | 0 | 0 | 0
16 |  |  |  | 1000011298 | 72169990 |  | 18 |  | Erection Hardware for 400kV D type layout-Bus Reactor bay as pertechnical specification | SET | 1 |  | Included | 0 | 0 | 0 | 0
17 |  |  |  | 1000032055 | 72159090 |  | 18 |  | 40 MM MS ROD FOR MAIN EARTHMAT | KM | 1 |  | Included | 0 | 0 | 0 | 0
18 |  |  |  | 1000009711 | 85389000 |  | 18 |  | Controlled Switching Device for 420 kV, 3-ph Circuit Breaker | EA | 2 |  | Included | 0 | 0 | 0 | 0
19 |  |  |  | 1000055445 | 85371000 |  | 18 |  | 400kV Circuit Breaker Relay Panel | EA | 3 |  | Included | 0 | 0 | 0 | 0
20 |  |  |  | 1000003397 | 85371000 |  | 18 |  | 400kV Line Protection Panel | EA | 2 |  | Included | 0 | 0 | 0 | 0
21 |  |  |  | 1000058984 | 85371000 |  | 18 |  | CONTROL PANEL WITH BCU FOR 400KV BAY | EA | 4 |  | Included | 0 | 0 | 0 | 0
22 |  |  |  | 1000003406 | 85371000 |  | 18 |  | 400kV Reactor Protection Panel | EA | 1 |  | Included | 0 | 0 | 0 | 0
23 |  |  |  | 1000030433 | 85371000 |  | 18 |  | COLOR IP CAMERA, WITH PAN, TILT AND ZOOM FACILITIES, ALONGWITH ALLREQUIRED ITEMS, ACCESSORIES, LINE INTERFACE UNITS, FIBER PATCH CORDS,POWER SUPPLY UNITS, JUNCTION BOXES, CABLES, FIBER OPTIC CABLES, ETC.,AND INCLUDING INTEGRATION IN EXISTING HARDWARE AND SOFTWARE FORAUGMENTATION OF VISUAL MONITORING SYSTEM AS PER TECHNICALSPECIFICATION. | SET | 1 |  | Included | 0 | 0 | 0 | 0
24 |  |  |  | 1000004290 | 85371000 |  | 18 |  | 400kV,3150A,0.5mH ,63kA Line Trap | EA | 4 |  | Included | 0 | 0 | 0 | 0
25 |  |  |  | 1000000444 | 85287390 |  | 18 |  | 1.1kV grade Power Cables (XLPEinsulated) along withlugs,glands,straight joints &accessories,etc. | LS | 1 |  | Included | 0 | 0 | 0 | 0
26 |  |  |  | 1000000442 | 85371000 |  | 18 |  | 1.1kV grade Control Cables (PVCinsulated) along withlugs,glands,straight joints &accessories,etc. | LS | 1 |  | Included | 0 | 0 | 0 | 0
27 |  |  |  | 1000000443 | 85371000 |  | 18 |  | 1.1kV grade Power Cables (PVCinsulated)along withlugs,glands,straight joints &accessories,etc. | LS | 1 |  | Included | 0 | 0 | 0 | 0
28 |  |  |  | 1000014548 | 85446020 |  | 18 |  | Lighting Panel type ACP-3 as per technical specification | EA | 2 |  | Included | 0 | 0 | 0 | 0
29 |  |  |  | 1000038325 | 85446020 |  | 18 |  | LIGHTING FIXTURE LED LUMINAIRES TYPE FL2 AS PER TECH. SPECIFICATIONS | EA | 30 |  | Included | 0 | 0 | 0 | 0
30 |  |  |  | 1000014547 | 85446020 |  | 18 |  | Lighting Panel type ACP-2 as per technical specification | EA | 1 |  | Included | 0 | 0 | 0 | 0
31 |  |  |  | 1000013795 | 85446020 |  | 18 |  | Illumination System for switchyard panel room of 6 m length | LS | 2 |  | Included | 0 | 0 | 0 | 0
32 |  |  |  | 1000006284 | 85446020 |  | 18 |  | Air conditioning system for Switchyard Panel Room of 6m length | SET | 2 |  | Included | 0 | 0 | 0 | 0
33 |  |  |  | 1000019918 | 85446020 |  | 18 |  | Spares for 420kV Circuit Breaker | LS | 1 |  | Included | 0 | 0 | 0 | 0
34 |  |  |  | 1000019919 | 85446020 |  | 18 |  | Spares for 420kV Double break Isolator | LS | 1 |  | Included | 0 | 0 | 0 | 0
35 |  |  |  | 1000024186 | 85446020 |  | 18 |  | SPARES FOR 336KV SURGE ARRESTER | LS | 1 |  | Included | 0 | 0 | 0 | 0
36 |  |  |  | 1000025943 | 85446020 |  | 18 |  | Spare-420kV CVT 1 | SET | 1 |  | Included | 0 | 0 | 0 | 0
37 |  |  |  | 1000004401 | 85446090 |  | 18 |  | Spare-420 kV, 1 phase Bus Post Insulator (except for Line Traps) | EA | 1 |  | Included | 0 | 0 | 0 | 0
38 |  |  |  | 1000025941 | 85446020 |  | 18 |  | Spare-420kV CT 1 | SET | 1 |  | Included | 0 | 0 | 0 | 0
39 |  |  |  | 1000019912 |  |  | 18 |  | Relay & protection Panels (with automation) | LS | 1 |  | Included | 0 | 0 | 0 | 0
40 |  |  |  | 1000019927 |  |  | 18 |  | Spares-Substation Automation System | LS | 1 |  | Included | 0 | 0 | 0 | 0
41 |  |  |  | 1000012018 |  |  | 18 |  | Fire Detection and Alarm System for Switchyard Panel Room of 6 mlength | SET | 2 |  | Included | 0 | 0 | 0 | 0
42 |  |  |  | 1000012022 |  |  | 18 |  | 4.5 kg CO2 type Portable Fire extinguisher | EA | 2 |  | Included | 0 | 0 | 0 | 0
43 |  |  |  | 1000015954 |  |  | 18 |  | Fabrication, galvanising and supply of Lattice Structures (MS Steel),to be designed during detailed engineering, for towers, beams andequipment support structure including pack plates / packwashers andgusset plates excluding fasteners and foundation bolts | MT | 40 |  | Included | 0 | 0 | 0 | 0
44 |  |  |  | 1000015952 |  |  | 18 |  | Fabrication, galvanising and supply of Equipment Support (Pipe)Structures to be designed during detailed engineering | MT | 66 |  | Included | 0 | 0 | 0 | 0
45 |  |  |  | 1000011713 |  |  | 18 |  | Fabrication, galvanising and supply of fasteners ( nuts, bolts andwashers ) including step bolts for lattice and pipe structures to bedesigned during detailed engineering | MT | 5 |  | Included | 0 | 0 | 0 | 0
46 |  |  |  | 1000012373 |  |  | 18 |  | Fabrication, galvanising and supply of foundation bolts including nuts,checknut and washers for lattice and pipe structures to be designedduring detailed engineering | MT | 11 |  | Included | 0 | 0 | 0 | 0
47 |  |  |  | 1000031367 |  |  | 18 |  | SDH EQUIPMENT (STM-16 MADM UPTO 5 MSP PROTECTED DIRECTIONS)-BASEEQUIPMENT (COMMON CARDS, CROSS CONNECT/CONTROL CARDS, OPTICAL BASECARDS, POWER SUPPLY CARDS, POWER CABLING, OTHER HARDWARE ANDACCESSORIES INCLUDING SUB RACKS, PATCH CORD, DDF ETC FULLY EQUIPEDEXCLUDING OPTICAL INTERFACE & TRIBUTARY CARDS | EA | 1 |  | Included | 0 | 0 | 0 | 0
48 |  |  |  | 1000018706 |  |  | 18 |  | S16.1 SFP | EA | 4 |  | Included | 0 | 0 | 0 | 0
49 |  |  |  | 1000014272 |  |  | 18 |  | L16.1 SFP | EA | 4 |  | Included | 0 | 0 | 0 | 0
50 |  |  |  | 1000031374 |  |  | 18 |  | TRIBUTARY INTERFACE- E1 INTERFACE (MINIMUM 16 NOS.) | SET | 2 |  | Included | 0 | 0 | 0 | 0
51 |  |  |  | 1000034950 |  |  | 18 |  | ETHERNET INTERFACE 10/100 BASE T WITH LAYER-2 SWITCHING (MIN 8INTERFACES PER CARD) | EA | 2 |  | Included | 0 | 0 | 0 | 0
52 |  |  |  | 1000031381 |  |  | 18 |  | TRIBUTARY INTERFACE-GIGABIT ETHERNET INTERFACES 10/100 MBPS WITH LAYER-2 SWITCHING (MINIMUM 2 NOS.) | SET | 1 |  | Included | 0 | 0 | 0 | 0
53 |  |  |  | 1000026228 |  |  | 18 |  | Equipment Cabinets For SDH | EA | 1 |  | Included | 0 | 0 | 0 | 0
54 |  |  |  | 1000037546 |  |  | 18 |  | 48F (DWSM) APPROACH FIBRE OPTIC CABLE | KM | 1 |  | Included | 0 | 0 | 0 | 0
55 |  |  |  | 1000066614 |  |  | 18 |  | GI PIPE INSTALLATION HARDWARE FOR APPROACH CABLING | KM | 1 |  | Included | 0 | 0 | 0 | 0
56 |  |  |  | 1000066612 |  |  | 18 |  | GI ELBOW INSTALLATION HARDWARE FOR APPROAH CABLING | EA | 10 |  | Included | 0 | 0 | 0 | 0
57 |  |  |  | 1000066613 |  |  | 18 |  | GI FLEXIBLE CONDUIT INSTALLATION HARDWARE FOR APPROAH CABLING | EA | 7 |  | Included | 0 | 0 | 0 | 0
58 |  |  |  | 1000076844 |  |  | 18 |  | 192 FIBRE FODP : INDOOR TYPE, RACK MOUNTED WITH FCPC COUPLING & PIGTAILS(5MTRS) | EA | 1 |  | Included | 0 | 0 | 0 | 0
59 |  |  |  | 1000031369 |  |  | 18 |  | SDH EQUIPMENT (STM-16 MADM UPTO 5 MSP PROTECTED DIRECTIONS)-COMMONCARDS, CROSS-CONNECT/CONTROL CARDS, OPTICAL BASE CARD, POWER SUPPLYCARDS, POWER CABLING, OTHER HARDWARE & ACCESSORIES (EACH). | SET | 1 |  | Included | 0 | 0 | 0 | 0
60 |  |  |  | 1000018706 |  |  | 18 |  | S16.1 SFP | EA | 1 |  | Included | 0 | 0 | 0 | 0
61 |  |  |  | 1000014272 |  |  | 18 |  | L16.1 SFP | EA | 1 |  | Included | 0 | 0 | 0 | 0
62 |  |  |  | 1000031374 |  |  | 18 |  | TRIBUTARY INTERFACE- E1 INTERFACE (MINIMUM 16 NOS.) | SET | 1 |  | Included | 0 | 0 | 0 | 0
63 |  |  |  | 1000034950 |  |  | 18 |  | ETHERNET INTERFACE 10/100 BASE T WITH LAYER-2 SWITCHING (MIN 8INTERFACES PER CARD) | EA | 1 |  | Included | 0 | 0 | 0 | 0
64 |  |  |  | 1000031381 |  |  | 18 |  | TRIBUTARY INTERFACE-GIGABIT ETHERNET INTERFACES 10/100 MBPS WITH LAYER-2 SWITCHING (MINIMUM 2 NOS.) | SET | 1 |  | Included | 0 | 0 | 0 | 0
65 |  |  |  | 1000031398 |  |  | 18 |  | PRE CONNECTORIZED OPTICAL FIBER PATCH CORDS(10 MTRS) â€“ PACK OF SIXPATCH CORDS | SET | 1 |  | Included | 0 | 0 | 0 | 0
66 |  |  |  | 1000037546 |  |  | 18 |  | 48F (DWSM) APPROACH FIBRE OPTIC CABLE | KM | 0.5 |  | Included | 0 | 0 | 0 | 0
67 |  |  |  | 1000066614 |  |  | 18 |  | GI PIPE INSTALLATION HARDWARE FOR APPROACH CABLING | KM | 0.035 |  | Included | 0 | 0 | 0 | 0
68 |  |  |  | 1000066612 |  |  | 18 |  | GI ELBOW INSTALLATION HARDWARE FOR APPROAH CABLING | EA | 1 |  | Included | 0 | 0 | 0 | 0
69 |  |  |  | 1000066613 |  |  | 18 |  | GI FLEXIBLE CONDUIT INSTALLATION HARDWARE FOR APPROAH CABLING | EA | 1 |  | Included | 0 | 0 | 0 | 0
70 |  |  |  | 1000017518 |  |  | 18 |  | PMU with GPS Clock (clock can be either internal or external) | EA | 1 |  | Included | 0 | 0 | 0 | 0
71 |  |  |  | 1000022512 |  |  | 18 |  | WAMS Hardware - Time System (GPS receiver) | EA | 1 |  | Included | 0 | 0 | 0 | 0
72 |  |  |  | 1000071061 |  |  | 18 |  | SUBSTATION GRADE LAYER 2 LAN SWITCH | EA | 1 |  | Included | 0 | 0 | 0 | 0
73 |  |  |  | 1000071062 |  |  | 18 |  | SUBSTATION GRADE LAYER 3 LAN SWITCH | EA | 1 |  | Included | 0 | 0 | 0 | 0
74 |  |  |  | 1000022487 |  |  | 18 |  | WAMS Miscellaneous - Armored Fibre Optic Cable and associatedtermination (e.g. L2 Switch) for connecting PMU panels located indifferent control room of a station | EA | 1 |  | Included | 0 | 0 | 0 | 0
75 |  |  |  | 1000030641 |  |  | 18 |  | LIU - FO PATCH PANEL-12 PORT | EA | 2 |  | Included | 0 | 0 | 0 | 0
76 |  |  |  | 1000058332 |  |  | 18 |  | 400KV GIS-SF6 PRESSURE RELIEF DEVICE ASSEMBLY OF EACH TYPE | EA | 1 |  | Included | 0 | 0 | 0 | 0
77 |  |  |  | 1000049817 |  |  | 18 |  | SF6 PRESSURE GAUGE CUM SWITCH / DENSITY MONITORS AND PRESSURE SWITCH AS APPLICABLE OF EACH TYPE-400KV GIS | SET | 2 |  | Included | 0 | 0 | 0 | 0
78 |  |  |  | 1000049753 |  |  | 18 |  | Coupling Device for Pressure Gauge cum Switch for connecting Gas Handling Plant of each type – 400kV GIS | SET | 1 |  | Included | 0 | 0 | 0 | 0
79 |  |  |  | 1000049762 |  |  | 18 |  | Rubber Gaskets & O-Rings and Seals for SF6 Gas for GIS Enclosure of each type – 400kV GIS | SET | 2 |  | Included | 0 | 0 | 0 | 0
80 |  |  |  | 1000058330 |  |  | 18 |  | 400kV GIS – Molecular Filter for SF6 Gas with Filter Bags (5% of total weight) | SET | 1 |  | Included | 0 | 0 | 0 | 0
81 |  |  |  | 1000049750 |  |  | 18 |  | Control Valves for SF6 Gas of each type – 400kV GIS | SET | 2 |  | Included | 0 | 0 | 0 | 0
82 |  |  |  | 1000058331 |  |  | 18 |  | 400kV GIS – SF6 Gas (5% of total gas quantity) | LOT | 1 |  | Included | 0 | 0 | 0 | 0
83 |  |  |  | 1000049505 |  |  | 18 |  | UHF PD Sensors of each type along with BNC Connector for 420kV GIS | EA | 3 |  | Included | 0 | 0 | 0 | 0
84 |  |  |  | 1000058334 |  |  | 18 |  | 400kV GIS – Support Insulators (Gas Through) of each type (complete with metal ring etc.) along with associated contacts and shield | EA | 3 |  | Included | 0 | 0 | 0 | 0
85 |  |  |  | 1000058329 |  |  | 18 |  | 400kV GIS – Gas Barriers of each type (complete with metal ring etc.) along with associated contacts and shields | EA | 3 |  | Included | 0 | 0 | 0 | 0
86 |  |  |  | 1000058333 |  |  | 18 |  | 400kV GIS – 3150A SF6 to Air Bushing complete in all respect | EA | 1 |  | Included | 0 | 0 | 0 | 0
87 |  |  |  | 1000049498 |  |  | 18 |  | LCC Spares – Aux. Relays, Contactors, Push Buttons, Switches, Lamps, Annunciation Windows, MCB, Fuses, Timers, Terminal Blocks etc. of each type & rating – 400kV GIS | SET | 1 |  | Included | 0 | 0 | 0 | 0
[7 empty] | Total Ex-works Price | [5 empty] | 0 | 0
[7 empty] | Total Type Test charges as per Schedule-7 | [5 empty] | 0
[7 empty] | Total Ex-works Price including Type Test charges | [5 empty] | 0
[7 empty] | Total GST Tax as confirmed by Bidder | [5 empty] | 0
Note : | Specify amount of GST on the transaction between the Contractor and the Employer.
* | In case the bidder leaves the cell for confirmation of the HSN code and/or GST rate “blank”, the HSN code and corresponding GST rate indicated by the Employer shall be deemed to be the one confirmed by the Bidder.
Date: | -- | [7 empty] | Printed Name :
Place: | [8 empty] | Designation :
Click for Sch-2

## Sch-1 dis (hidden)
SR-I/C&M/WC-4746/2026(SR1/NT/W-AIS/DOM/B00/26/10194), (RFx: 5002005573) | [5 empty] | Schedule - 1 |  |  |  | Direct Total | 0 | Sole Bidder | `
[10 empty] | BO Total | #REF! | 0
WC-4746 : i) Conversion of existing 765KV Bus reactor bays to 765KV Switchable Line Reactor bays including NGR bypass scheme at 765/400KV Raichur substation ii) Supply, installation, testing and commissioning of line side terminal equipment (including all other associated equipment) for the termination of 765KV Kurnool-V-Raichur D/C line at Raichur substation iii) Shifting of existing 50MVAR Bus reactor to a new bay, Erection, testing & commissioning of 50MVAR reactor at Nagarjunasagar Substation and iv) Construction 1no. 400KV new Dia, Upgradation of 1no. existing Dia and Supply, installation, testing and commissioning of line side terminal equipment (including all other associated equipment) for the termination of 400KV Sagar-Nagarjunasagar quad D/c Line at Nagarjunasagar substation
(SCHEDULE OF RATES AND PRICES : EX-WORKS PRICES)
Bidder’s Name and Address (Sole Bidder) : |  |  |  | To:
Contract Services
Name : |  |  |  | Power Grid Corporation of India Ltd., | [7 empty] | , & …….. …….. …….. …….. …….. ……..
Address : |  |  |  | "Saudamini", Plot No.-2
Sector-29,
Gurgaon (Haryana) - 122001
Plant and Equipment (including Mandatory Spares Parts) to be supplied, including Type Test Charges for Tests to be conducted. | [10 empty] | Direct
[6 empty] | All Prices are in Indian Rupees. |  |  |  |  | Bought-Out
SI. No. | Item Description | Unit | Qty. | Unit Ex-works price | Total Ex-works price | Mode of Transaction (Direct / Bought-out)
1 | 2 | 3 | 4 | 5 | 6 = 4 x 5 | 7
#REF! | #REF!
#REF! | #REF!
#REF! | #REF!
#REF! | #REF! | #REF! | #REF! | #REF! | #REF! | #REF!
#REF! | #REF! | #REF! | #REF! | #REF! | #REF! | #REF!
#REF! | #REF!
#REF! | #REF! | #REF! | #REF! | #REF! | #REF! | #REF!
#REF! | #REF! | #REF! | #REF! | #REF! | #REF! | #REF!
#REF! | #REF!
#REF! | #REF! | #REF! | #REF! | #REF! | #REF! | #REF!
#REF! | #REF! | #REF! | #REF! | #REF! | #REF! | #REF!
#REF! | #REF!
#REF! | #REF!
#REF! | #REF! | #REF! | #REF! | #REF! | #REF! | #REF!
#REF! | #REF! | #REF! | #REF! | #REF! | #REF! | #REF!
#REF! | #REF!
#REF! | #REF! | #REF! | #REF! | #REF! | #REF! | #REF!
#REF! | #REF! | #REF! | #REF! | #REF! | #REF! | #REF!
#REF! | #REF! | #REF! | #REF! | #REF! | #REF! | #REF!
#REF! | #REF! | #REF! | #REF! | #REF! | #REF! | #REF!
#REF! | #REF! | #REF! | #REF! | #REF! | #REF! | #REF!
#REF! | #REF! | #REF! | #REF! | #REF! | #REF! | #REF!
#REF! | #REF!
#REF! | #REF! | #REF! | #REF! | #REF! | #REF! | #REF!
#REF! | #REF!
#REF! | #REF! | #REF! | #REF! | #REF! | #REF! | #REF!
#REF! | #REF! | #REF! | #REF! | #REF! | #REF! | #REF!
#REF! | #REF! | #REF! | #REF! | #REF! | #REF! | #REF!
#REF! | #REF! | #REF! | #REF! | #REF! | #REF! | #REF!
#REF! | #REF!
#REF! | #REF! | #REF! | #REF! | #REF! | #REF! | #REF!
#REF! | #REF! | #REF! | #REF! | #REF! | #REF! | #REF!
#REF! | #REF! | #REF! | #REF! | #REF! | #REF! | #REF!
#REF! | #REF!
#REF! | #REF! | #REF! | #REF! | #REF! | #REF! | #REF!
#REF! | #REF! | #REF! | #REF! | #REF! | #REF! | #REF!
#REF! | #REF! | #REF! | #REF! | #REF! | #REF! | #REF!
#REF! | #REF! | #REF! | #REF! | #REF! | #REF! | #REF!
#REF! | #REF! | #REF! | #REF! | #REF! | #REF! | #REF!
#REF! | #REF!
| #REF! | #REF! | #REF! | #REF! | #REF! | #REF!
#REF!
| #REF! | #REF! | #REF! | #REF! | #REF! | #REF!
| #REF! | #REF! | #REF! | #REF! | #REF! | #REF!
| Total Ex-Works Price Direct |  |  |  | 0 | Direct
| Total Ex-Works Price Bought Out |  |  |  | 0
| Total Ex-Works Price |  |  |  | 0
| Total Type Test charges as per Schedule-7 |  |  |  | #REF! |  |  | #REF! |  | #REF!
| Total Ex-works Price including Type Test charges |  |  |  | #REF! |  |  | #REF! |  | #REF!
[7 empty] | Discount Sch-1 | #REF! | MPD Sch-1 | #REF!
[7 empty] | Dis Alert | #REF!
Note : | Specify amount of Excise Duty, Sales Tax/'VAT and other taxes payable on the transaction between the Contractor and the Employer and octroi/entry tax as applicable for destination site/state on all items of supply including bought-out finished items (to be identified in the Contract), which shall be dispatched directly from the sub-vendor’s works to the Employer’s site (sale-in-transit), separately in Schedule-5. Excise Duty, Sales tax and other levies for all the bought-out items are to be included in the EXW Price (Col. No. 5) only and not to be indicated in Schedule-5.
Date : | --
Place : |  |  | Printed Name :
Designation :
Click for Sch-2

## Sch-2
SR-I/C&M/WC-4746/2026(SR1/NT/W-AIS/DOM/B00/26/10194), (RFx: 5002005573) | [8 empty] | Schedule - 2
WC-4746 : i) Conversion of existing 765KV Bus reactor bays to 765KV Switchable Line Reactor bays including NGR bypass scheme at 765/400KV Raichur substation ii) Supply, installation, testing and commissioning of line side terminal equipment (including all other associated equipment) for the termination of 765KV Kurnool-V-Raichur D/C line at Raichur substation iii) Shifting of existing 50MVAR Bus reactor to a new bay, Erection, testing & commissioning of 50MVAR reactor at Nagarjunasagar Substation and iv) Construction 1no. 400KV new Dia, Upgradation of 1no. existing Dia and Supply, installation, testing and commissioning of line side terminal equipment (including all other associated equipment) for the termination of 400KV Sagar-Nagarjunasagar quad D/c Line at Nagarjunasagar substation
(SCHEDULE OF RATES AND PRICES)
Bidder’s Name and Address (Sole Bidder) : | [7 empty] | To:
Contract & Materials Dept.,
Name : | [7 empty] | Power Grid Corporation of India Ltd.,
Address : | [7 empty] | SRTS-I, Kavadiguda Main Road,
Secunderabad -500080.
LOCAL TRANSPORTATION, IN-TRANSIT INSURANCE, LOADING AND UNLOADING
All Prices are in Indian Rupees.
SI. No. | PR No | PR Line Item No | Activity Description | Material Code | Description | Unit | Quantity | Unit Freight, In-transit Insurance, loading & unloading Charges | Total Freight, In-transit Insurance, loading & unloading Charges
1 | 2 | 3 | 4 | 5 | 4 | 5 | 6 | 7 | 8= 6 x 7
Extension of Raichur Substation
1 |  |  |  | 1000032371 | 132 KV SURGE ARRESTER | EA | 2 |  | Included
2 |  |  |  | 1000006608 | Air core Neutral Grounding Reactor (NGR) dry type with supportstructure and terminal connector | SET | 2 |  | Included
3 |  |  |  | 1000005827 | 765kV, 3150A, 50kA Circuit Breaker(3-Phase) with closing resistor (withsupport structure) | EA | 3 |  | Included
4 |  |  |  | 1000005840 | 765 kV,8800 pF Capacitive Voltage Transformer (1-Phase) | EA | 6 |  | Included
5 |  |  |  | 1000005853 | 765kV, 3150A, 50KA, Vertical Knee/DoubleBreak Isolator (3-Phase) with one E/S | EA | 2 |  | Included
6 |  |  |  | 1000020421 | 624kV Surge Arrester (1-Phase) | EA | 6 |  | Included
7 |  |  |  | 1000005791 | 765 kV, 1 phase Bus Post Insulator (except for Line Traps) | EA | 6 |  | Included
8 |  |  |  | 1000005790 | 765 kV ,1 phase Bus Post Insulators for Line Traps | EA | 12 |  | Included
9 |  |  |  | 1000057618 | 765KV, 3150A, 50KA CIRCUIT BREAKER (3-PHASE) WITHOUT CLOSING RESISTOR SUITABLE FOR SINGLE PHASE SWITCHING (FOR SWITCHABLE LINE REACTOR) WITHSUPPORT STRUCTURE | EA | 2 |  | Included
10 |  |  |  | 1000000956 | 145kV, 1 phase Bus Post Insulators | EA | 6 |  | Included
11 |  |  |  | 1000032428 | SINGLE PHASE 145 KV, 1250A, 40KA, 1-PHASE SF6 CIRCUIT BREAKER ALONGWITH SUPPORT STRUCTURE FOR NGRS OF 765KV REACTORS | EA | 2 |  | Included
12 |  |  |  | 1000001999 | Current transformer (33kV) for Reactor Neutral along with supportstructure & terminal connector | EA | 2 |  | Included
13 |  |  |  | 1000011358 | Erection Hardware for 765kV I type layout-Line bay as per technicalspecification | SET | 2 |  | Included
14 |  |  |  | 1000011356 | Erection Hardware for 765kV I type layout-Line Reactors including NGRbypass arrangement as per technical specification | SET | 2 |  | Included
15 |  |  |  | 1000009714 | Controlled Switching Device for 765 kV, 3-ph Circuit Breaker | EA | 3 |  | Included
16 |  |  |  | 1000055448 | 765KV CIRCUIT BREAKER RELAY PANEL (WITH AUTOMATION) | EA | 2 |  | Included
17 |  |  |  | 1000005522 | 765kV Line Protection Panel (with Automation) | EA | 2 |  | Included
18 |  |  |  | 1000005538 | Augmentation of Substation automation System for 765kV Switchable LineReactor Bay as per Technical Specification | EA | 2 |  | Included
19 |  |  |  | 1000030433 | COLOR IP CAMERA, WITH PAN, TILT AND ZOOM FACILITIES, ALONGWITH ALLREQUIRED ITEMS, ACCESSORIES, LINE INTERFACE UNITS, FIBER PATCH CORDS,POWER SUPPLY UNITS, JUNCTION BOXES, CABLES, FIBER OPTIC CABLES, ETC.,AND INCLUDING INTEGRATION IN EXISTING HARDWARE AND SOFTWARE FORAUGMENTATION OF VISUAL MONITORING SYSTEM AS PER TECHNICALSPECIFICATION. | SET | 1 |  | Included
20 |  |  |  | 1000005823 | 765kV,3150A,1.0mH , 50kA Line Trap | EA | 4 |  | Included
21 |  |  |  | 1000000444 | 1.1kV grade Power Cables (XLPEinsulated) along withlugs,glands,straight joints &accessories,etc. | LS | 1 |  | Included
22 |  |  |  | 1000000442 | 1.1kV grade Control Cables (PVCinsulated) along withlugs,glands,straight joints &accessories,etc. | LS | 1 |  | Included
23 |  |  |  | 1000000443 | 1.1kV grade Power Cables (PVCinsulated)along withlugs,glands,straight joints &accessories,etc. | LS | 1 |  | Included
24 |  |  |  | 1000014548 | Lighting Panel type ACP-3 as per technical specification | EA | 2 |  | Included
25 |  |  |  | 1000038325 | LIGHTING FIXTURE LED LUMINAIRES TYPE FL2 AS PER TECH. SPECIFICATIONS | EA | 15 |  | Included
26 |  |  |  | 1000027625 | Spare-765KV Circuit Breaker | LOT | 1 |  | Included
27 |  |  |  | 1000028091 | Spare-765kV VKDB Isolator | LOT | 1 |  | Included
28 |  |  |  | 1000054976 | SPARE-765KV CURRENT TRANSFORMER | LOT | 1 |  | Included
29 |  |  |  | 1000054977 | SPARE-765KV CAPACITIVE VOLTAGE TRANSFORMER | LOT | 1 |  | Included
30 |  |  |  | 1000028372 | SPARES FOR 624KV SURGE ARRESTER | LS | 1 |  | Included
31 |  |  |  | 1000019912 | Relay & protection Panels (with automation) | LS | 1 |  | Included
32 |  |  |  | 1000019927 | Spares-Substation Automation System | LS | 1 |  | Included
33 |  |  |  | 1000015954 | Fabrication, galvanising and supply of Lattice Structures (MS Steel),to be designed during detailed engineering, for towers, beams andequipment support structure including pack plates / packwashers andgusset plates excluding fasteners and foundation bolts | MT | 110 |  | Included
34 |  |  |  | 1000015953 | Fabrication, galvanising and supply of Lattice Structures (HT Steel),to be designed during detailed engineering, for towers, beams andequipment support structure including pack plates / packwashers andgusset plates excluding fasteners and foundation bolts | MT | 53 |  | Included
35 |  |  |  | 1000011713 | Fabrication, galvanising and supply of fasteners ( nuts, bolts andwashers ) including step bolts for lattice and pipe structures to bedesigned during detailed engineering | MT | 6 |  | Included
36 |  |  |  | 1000012373 | Fabrication, galvanising and supply of foundation bolts including nuts,checknut and washers for lattice and pipe structures to be designedduring detailed engineering | MT | 21 |  | Included
37 |  |  |  | 1000017518 | PMU with GPS Clock (clock can be either internal or external) | EA | 1 |  | Included
38 |  |  |  | 1000022512 | WAMS Hardware - Time System (GPS receiver) | EA | 1 |  | Included
39 |  |  |  | 1000071061 | SUBSTATION GRADE LAYER 2 LAN SWITCH | EA | 1 |  | Included
40 |  |  |  | 1000071062 | SUBSTATION GRADE LAYER 3 LAN SWITCH | EA | 1 |  | Included
41 |  |  |  | 1000022487 | WAMS Miscellaneous - Armored Fibre Optic Cable and associatedtermination (e.g. L2 Switch) for connecting PMU panels located indifferent control room of a station | EA | 1 |  | Included
42 |  |  |  | 1000030641 | LIU - FO PATCH PANEL-12 PORT | EA | 2 |  | Included
43 |  |  |  | 1000031367 | SDH EQUIPMENT (STM-16 MADM UPTO 5 MSP PROTECTED DIRECTIONS)-BASEEQUIPMENT (COMMON CARDS, CROSS CONNECT/CONTROL CARDS, OPTICAL BASECARDS, POWER SUPPLY CARDS, POWER CABLING, OTHER HARDWARE ANDACCESSORIES INCLUDING SUB RACKS, PATCH CORD, DDF ETC FULLY EQUIPEDEXCLUDING OPTICAL INTERFACE & TRIBUTARY CARDS | EA | 1 |  | Included
44 |  |  |  | 1000018706 | S16.1 SFP | EA | 4 |  | Included
45 |  |  |  | 1000019317 | Optical Line Interface card To support minimum 175 km | EA | 4 |  | Included
46 |  |  |  | 1000031374 | TRIBUTARY INTERFACE- E1 INTERFACE (MINIMUM 16 NOS.) | SET | 2 |  | Included
47 |  |  |  | 1000034950 | ETHERNET INTERFACE 10/100 BASE T WITH LAYER-2 SWITCHING (MIN 8INTERFACES PER CARD) | EA | 2 |  | Included
48 |  |  |  | 1000031381 | TRIBUTARY INTERFACE-GIGABIT ETHERNET INTERFACES 10/100 MBPS WITH LAYER-2 SWITCHING (MINIMUM 2 NOS.) | SET | 1 |  | Included
49 |  |  |  | 1000026228 | Equipment Cabinets For SDH | EA | 1 |  | Included
50 |  |  |  | 1000037546 | 48F (DWSM) APPROACH FIBRE OPTIC CABLE | KM | 1 |  | Included
51 |  |  |  | 1000066614 | GI PIPE INSTALLATION HARDWARE FOR APPROACH CABLING | KM | 1 |  | Included
52 |  |  |  | 1000066612 | GI ELBOW INSTALLATION HARDWARE FOR APPROAH CABLING | EA | 10 |  | Included
53 |  |  |  | 1000066613 | GI FLEXIBLE CONDUIT INSTALLATION HARDWARE FOR APPROAH CABLING | EA | 7 |  | Included
54 |  |  |  | 1000076844 | 192 FIBRE FODP : INDOOR TYPE, RACK MOUNTED WITH FCPC COUPLING & PIGTAILS(5MTRS) | EA | 1 |  | Included
55 |  |  |  | 1000031369 | SDH EQUIPMENT (STM-16 MADM UPTO 5 MSP PROTECTED DIRECTIONS)-COMMONCARDS, CROSS-CONNECT/CONTROL CARDS, OPTICAL BASE CARD, POWER SUPPLYCARDS, POWER CABLING, OTHER HARDWARE & ACCESSORIES (EACH). | SET | 1 |  | Included
56 |  |  |  | 1000018706 | S16.1 SFP | EA | 1 |  | Included
57 |  |  |  | 1000019317 | Optical Line Interface card To support minimum 175 km | EA | 1 |  | Included
58 |  |  |  | 1000031374 | TRIBUTARY INTERFACE- E1 INTERFACE (MINIMUM 16 NOS.) | SET | 1 |  | Included
59 |  |  |  | 1000034950 | ETHERNET INTERFACE 10/100 BASE T WITH LAYER-2 SWITCHING (MIN 8INTERFACES PER CARD) | EA | 1 |  | Included
60 |  |  |  | 1000031381 | TRIBUTARY INTERFACE-GIGABIT ETHERNET INTERFACES 10/100 MBPS WITH LAYER-2 SWITCHING (MINIMUM 2 NOS.) | SET | 1 |  | Included
61 |  |  |  | 1000031398 | PRE CONNECTORIZED OPTICAL FIBER PATCH CORDS(10 MTRS) â€“ PACK OF SIXPATCH CORDS | SET | 1 |  | Included
62 |  |  |  | 1000037546 | 48F (DWSM) APPROACH FIBRE OPTIC CABLE | KM | 0.5 |  | Included
63 |  |  |  | 1000066614 | GI PIPE INSTALLATION HARDWARE FOR APPROACH CABLING | KM | 0.035 |  | Included
64 |  |  |  | 1000066612 | GI ELBOW INSTALLATION HARDWARE FOR APPROAH CABLING | EA | 1 |  | Included
65 |  |  |  | 1000066613 | GI FLEXIBLE CONDUIT INSTALLATION HARDWARE FOR APPROAH CABLING | EA | 1 |  | Included
Extension of Nagarjunasagar Substation
1 |  |  |  | 1000059207 | 420kV, 3000A, 63kA, Single phase, SF6Gas Insulated Bus Duct (GIB) outsideGIS Hall alongwith associated supportstructure | M | 850 |  | Included
2 |  |  |  | 1000032699 | 3150A, 63KA, 1SEC SINGLE PHASE 420KV SF6 TO AIR BUSHING | EA | 6 |  | Included
3 |  |  |  | 1000025436 | SF6 Gas Leakage Detector | EA | 1 |  | Included
4 |  |  |  | 1000032132 | SF6 GAS ANALYZER | EA | 1 |  | Included
5 |  |  |  | 1000025329 | Portable Partial Discharge measurement test kitwith all necessary accessories,Industrial Grade Laptop and licensedsoftware as per Technicalspecification. | EA | 1 |  | Included
6 |  |  |  | 1000025440 | SF6 Gas processing Unit for 400kV GIS station | SET | 1 |  | Included
7 |  |  |  | 1000004501 | 420kV, 3150A, 63kA Circuit Breaker (3-Phase) without closing resistorand with Support Structure | EA | 3 |  | Included
8 |  |  |  | 1000004463 | 420 kV, 3000A, 63KA, 1-Phase CurrentTransformer with 120% extended currentrating | EA | 10 |  | Included
9 |  |  |  | 1000004535 | 420 kV, 4400 pF Capacitive Voltage Transformer (1-Phase) | EA | 6 |  | Included
10 |  |  |  | 1000004498 | 420kV, 3150A, 63KA, Isolator (3-phase)(Double Break) with one E/S | EA | 15 |  | Included
11 |  |  |  | 1000020419 | 336kV Surge Arrester (1-phase) | EA | 9 |  | Included
12 |  |  |  | 1000004401 | 420 kV, 1 phase Bus Post Insulator (except for Line Traps) | EA | 30 |  | Included
13 |  |  |  | 1000004400 | 420 kV ,1 phase Bus Post Insulators for Line Traps | EA | 12 |  | Included
14 |  |  |  | 1000011301 | Erection Hardware for 400kV D type layout-Line bay as per technicalspecification | SET | 2 |  | Included
15 |  |  |  | 1000011305 | Erection Hardware for 400kV D type layout-Transformer bay as pertechnical specification | SET | 1 |  | Included
16 |  |  |  | 1000011298 | Erection Hardware for 400kV D type layout-Bus Reactor bay as pertechnical specification | SET | 1 |  | Included
17 |  |  |  | 1000032055 | 40 MM MS ROD FOR MAIN EARTHMAT | KM | 1 |  | Included
18 |  |  |  | 1000009711 | Controlled Switching Device for 420 kV, 3-ph Circuit Breaker | EA | 2 |  | Included
19 |  |  |  | 1000055445 | 400kV Circuit Breaker Relay Panel | EA | 3 |  | Included
20 |  |  |  | 1000003397 | 400kV Line Protection Panel | EA | 2 |  | Included
21 |  |  |  | 1000058984 | CONTROL PANEL WITH BCU FOR 400KV BAY | EA | 4 |  | Included
22 |  |  |  | 1000003406 | 400kV Reactor Protection Panel | EA | 1 |  | Included
23 |  |  |  | 1000030433 | COLOR IP CAMERA, WITH PAN, TILT AND ZOOM FACILITIES, ALONGWITH ALLREQUIRED ITEMS, ACCESSORIES, LINE INTERFACE UNITS, FIBER PATCH CORDS,POWER SUPPLY UNITS, JUNCTION BOXES, CABLES, FIBER OPTIC CABLES, ETC.,AND INCLUDING INTEGRATION IN EXISTING HARDWARE AND SOFTWARE FORAUGMENTATION OF VISUAL MONITORING SYSTEM AS PER TECHNICALSPECIFICATION. | SET | 1 |  | Included
24 |  |  |  | 1000004290 | 400kV,3150A,0.5mH ,63kA Line Trap | EA | 4 |  | Included
25 |  |  |  | 1000000444 | 1.1kV grade Power Cables (XLPEinsulated) along withlugs,glands,straight joints &accessories,etc. | LS | 1 |  | Included
26 |  |  |  | 1000000442 | 1.1kV grade Control Cables (PVCinsulated) along withlugs,glands,straight joints &accessories,etc. | LS | 1 |  | Included
27 |  |  |  | 1000000443 | 1.1kV grade Power Cables (PVCinsulated)along withlugs,glands,straight joints &accessories,etc. | LS | 1 |  | Included
28 |  |  |  | 1000014548 | Lighting Panel type ACP-3 as per technical specification | EA | 2 |  | Included
29 |  |  |  | 1000038325 | LIGHTING FIXTURE LED LUMINAIRES TYPE FL2 AS PER TECH. SPECIFICATIONS | EA | 30 |  | Included
30 |  |  |  | 1000014547 | Lighting Panel type ACP-2 as per technical specification | EA | 1 |  | Included
31 |  |  |  | 1000013795 | Illumination System for switchyard panel room of 6 m length | LS | 2 |  | Included
32 |  |  |  | 1000006284 | Air conditioning system for Switchyard Panel Room of 6m length | SET | 2 |  | Included
33 |  |  |  | 1000019918 | Spares for 420kV Circuit Breaker | LS | 1 |  | Included
34 |  |  |  | 1000019919 | Spares for 420kV Double break Isolator | LS | 1 |  | Included
35 |  |  |  | 1000024186 | SPARES FOR 336KV SURGE ARRESTER | LS | 1 |  | Included
36 |  |  |  | 1000025943 | Spare-420kV CVT 1 | SET | 1 |  | Included
37 |  |  |  | 1000004401 | Spare-420 kV, 1 phase Bus Post Insulator (except for Line Traps) | EA | 1 |  | Included
38 |  |  |  | 1000025941 | Spare-420kV CT 1 | SET | 1 |  | Included
39 |  |  |  | 1000019912 | Relay & protection Panels (with automation) | LS | 1 |  | Included
40 |  |  |  | 1000019927 | Spares-Substation Automation System | LS | 1 |  | Included
41 |  |  |  | 1000012018 | Fire Detection and Alarm System for Switchyard Panel Room of 6 mlength | SET | 2 |  | Included
42 |  |  |  | 1000012022 | 4.5 kg CO2 type Portable Fire extinguisher | EA | 2 |  | Included
43 |  |  |  | 1000015954 | Fabrication, galvanising and supply of Lattice Structures (MS Steel),to be designed during detailed engineering, for towers, beams andequipment support structure including pack plates / packwashers andgusset plates excluding fasteners and foundation bolts | MT | 40 |  | Included
44 |  |  |  | 1000015952 | Fabrication, galvanising and supply of Equipment Support (Pipe)Structures to be designed during detailed engineering | MT | 66 |  | Included
45 |  |  |  | 1000011713 | Fabrication, galvanising and supply of fasteners ( nuts, bolts andwashers ) including step bolts for lattice and pipe structures to bedesigned during detailed engineering | MT | 5 |  | Included
46 |  |  |  | 1000012373 | Fabrication, galvanising and supply of foundation bolts including nuts,checknut and washers for lattice and pipe structures to be designedduring detailed engineering | MT | 11 |  | Included
47 |  |  |  | 1000031367 | SDH EQUIPMENT (STM-16 MADM UPTO 5 MSP PROTECTED DIRECTIONS)-BASEEQUIPMENT (COMMON CARDS, CROSS CONNECT/CONTROL CARDS, OPTICAL BASECARDS, POWER SUPPLY CARDS, POWER CABLING, OTHER HARDWARE ANDACCESSORIES INCLUDING SUB RACKS, PATCH CORD, DDF ETC FULLY EQUIPEDEXCLUDING OPTICAL INTERFACE & TRIBUTARY CARDS | EA | 1 |  | Included
48 |  |  |  | 1000018706 | S16.1 SFP | EA | 4 |  | Included
49 |  |  |  | 1000014272 | L16.1 SFP | EA | 4 |  | Included
50 |  |  |  | 1000031374 | TRIBUTARY INTERFACE- E1 INTERFACE (MINIMUM 16 NOS.) | SET | 2 |  | Included
51 |  |  |  | 1000034950 | ETHERNET INTERFACE 10/100 BASE T WITH LAYER-2 SWITCHING (MIN 8INTERFACES PER CARD) | EA | 2 |  | Included
52 |  |  |  | 1000031381 | TRIBUTARY INTERFACE-GIGABIT ETHERNET INTERFACES 10/100 MBPS WITH LAYER-2 SWITCHING (MINIMUM 2 NOS.) | SET | 1 |  | Included
53 |  |  |  | 1000026228 | Equipment Cabinets For SDH | EA | 1 |  | Included
54 |  |  |  | 1000037546 | 48F (DWSM) APPROACH FIBRE OPTIC CABLE | KM | 1 |  | Included
55 |  |  |  | 1000066614 | GI PIPE INSTALLATION HARDWARE FOR APPROACH CABLING | KM | 1 |  | Included
56 |  |  |  | 1000066612 | GI ELBOW INSTALLATION HARDWARE FOR APPROAH CABLING | EA | 10 |  | Included
57 |  |  |  | 1000066613 | GI FLEXIBLE CONDUIT INSTALLATION HARDWARE FOR APPROAH CABLING | EA | 7 |  | Included
58 |  |  |  | 1000076844 | 192 FIBRE FODP : INDOOR TYPE, RACK MOUNTED WITH FCPC COUPLING & PIGTAILS(5MTRS) | EA | 1 |  | Included
59 |  |  |  | 1000031369 | SDH EQUIPMENT (STM-16 MADM UPTO 5 MSP PROTECTED DIRECTIONS)-COMMONCARDS, CROSS-CONNECT/CONTROL CARDS, OPTICAL BASE CARD, POWER SUPPLYCARDS, POWER CABLING, OTHER HARDWARE & ACCESSORIES (EACH). | SET | 1 |  | Included
60 |  |  |  | 1000018706 | S16.1 SFP | EA | 1 |  | Included
61 |  |  |  | 1000014272 | L16.1 SFP | EA | 1 |  | Included
62 |  |  |  | 1000031374 | TRIBUTARY INTERFACE- E1 INTERFACE (MINIMUM 16 NOS.) | SET | 1 |  | Included
63 |  |  |  | 1000034950 | ETHERNET INTERFACE 10/100 BASE T WITH LAYER-2 SWITCHING (MIN 8INTERFACES PER CARD) | EA | 1 |  | Included
64 |  |  |  | 1000031381 | TRIBUTARY INTERFACE-GIGABIT ETHERNET INTERFACES 10/100 MBPS WITH LAYER-2 SWITCHING (MINIMUM 2 NOS.) | SET | 1 |  | Included
65 |  |  |  | 1000031398 | PRE CONNECTORIZED OPTICAL FIBER PATCH CORDS(10 MTRS) â€“ PACK OF SIXPATCH CORDS | SET | 1 |  | Included
66 |  |  |  | 1000037546 | 48F (DWSM) APPROACH FIBRE OPTIC CABLE | KM | 0.5 |  | Included
67 |  |  |  | 1000066614 | GI PIPE INSTALLATION HARDWARE FOR APPROACH CABLING | KM | 0.035 |  | Included
68 |  |  |  | 1000066612 | GI ELBOW INSTALLATION HARDWARE FOR APPROAH CABLING | EA | 1 |  | Included
69 |  |  |  | 1000066613 | GI FLEXIBLE CONDUIT INSTALLATION HARDWARE FOR APPROAH CABLING | EA | 1 |  | Included
70 |  |  |  | 1000017518 | PMU with GPS Clock (clock can be either internal or external) | EA | 1 |  | Included
71 |  |  |  | 1000022512 | WAMS Hardware - Time System (GPS receiver) | EA | 1 |  | Included
72 |  |  |  | 1000071061 | SUBSTATION GRADE LAYER 2 LAN SWITCH | EA | 1 |  | Included
73 |  |  |  | 1000071062 | SUBSTATION GRADE LAYER 3 LAN SWITCH | EA | 1 |  | Included
74 |  |  |  | 1000022487 | WAMS Miscellaneous - Armored Fibre Optic Cable and associatedtermination (e.g. L2 Switch) for connecting PMU panels located indifferent control room of a station | EA | 1 |  | Included
75 |  |  |  | 1000030641 | LIU - FO PATCH PANEL-12 PORT | EA | 2 |  | Included
76 |  |  |  | 1000058332 | 400KV GIS-SF6 PRESSURE RELIEF DEVICE ASSEMBLY OF EACH TYPE | EA | 1 |  | Included
77 |  |  |  | 1000049817 | SF6 PRESSURE GAUGE CUM SWITCH / DENSITY MONITORS AND PRESSURE SWITCH AS APPLICABLE OF EACH TYPE-400KV GIS | SET | 2 |  | Included
78 |  |  |  | 1000049753 | Coupling Device for Pressure Gauge cum Switch for connecting Gas Handling Plant of each type – 400kV GIS | SET | 1 |  | Included
79 |  |  |  | 1000049762 | Rubber Gaskets & O-Rings and Seals for SF6 Gas for GIS Enclosure of each type – 400kV GIS | SET | 2 |  | Included
80 |  |  |  | 1000058330 | 400kV GIS – Molecular Filter for SF6 Gas with Filter Bags (5% of total weight) | SET | 1 |  | Included
81 |  |  |  | 1000049750 | Control Valves for SF6 Gas of each type – 400kV GIS | SET | 2 |  | Included
82 |  |  |  | 1000058331 | 400kV GIS – SF6 Gas (5% of total gas quantity) | LOT | 1 |  | Included
83 |  |  |  | 1000049505 | UHF PD Sensors of each type along with BNC Connector for 420kV GIS | EA | 3 |  | Included
84 |  |  |  | 1000058334 | 400kV GIS – Support Insulators (Gas Through) of each type (complete with metal ring etc.) along with associated contacts and shield | EA | 3 |  | Included
85 |  |  |  | 1000058329 | 400kV GIS – Gas Barriers of each type (complete with metal ring etc.) along with associated contacts and shields | EA | 3 |  | Included
86 |  |  |  | 1000058333 | 400kV GIS – 3150A SF6 to Air Bushing complete in all respect | EA | 1 |  | Included
87 |  |  |  | 1000049498 | LCC Spares – Aux. Relays, Contactors, Push Buttons, Switches, Lamps, Annunciation Windows, MCB, Fuses, Timers, Terminal Blocks etc. of each type & rating – 400kV GIS | SET | 1 |  | Included
[5 empty] | Total F&I Price |  |  |  | 0
#
Bidders to note that the item description under various schedules are through unique material ID for respective items under SAP ERP System and therefore, identical item description appears in schedule-1(Ex-works) & schedule-2(F&I). However, the prices to be quoted in Price Schedule-2(F&I) shall be towards Local Transportation, Insurance and other Incidental Services only in line with clause ITB 11.4(b).
Date: | -- | [5 empty] | Printed Name :
Place: | [6 empty] | Designation :
Click for Sch-3

## Sch-2 Dis (hidden)
SR-I/C&M/WC-4746/2026(SR1/NT/W-AIS/DOM/B00/26/10194), (RFx: 5002005573) |  |  |  |  | Schedule - 2 Dis
WC-4746 : i) Conversion of existing 765KV Bus reactor bays to 765KV Switchable Line Reactor bays including NGR bypass scheme at 765/400KV Raichur substation ii) Supply, installation, testing and commissioning of line side terminal equipment (including all other associated equipment) for the termination of 765KV Kurnool-V-Raichur D/C line at Raichur substation iii) Shifting of existing 50MVAR Bus reactor to a new bay, Erection, testing & commissioning of 50MVAR reactor at Nagarjunasagar Substation and iv) Construction 1no. 400KV new Dia, Upgradation of 1no. existing Dia and Supply, installation, testing and commissioning of line side terminal equipment (including all other associated equipment) for the termination of 400KV Sagar-Nagarjunasagar quad D/c Line at Nagarjunasagar substation | [5 empty] | As per Lum-sum |  | 0
(SCHEDULE OF RATES AND PRICES : FREIGHT & INSURANCE CHARGES) | [5 empty] | AS per Percent |  | #REF!
[6 empty] | As per lum-sum on Sch-2 |  | 0%
Bidder’s Name and Address (Sole Bidder) : |  |  |  | To: |  | As per Percent on Sch-2 |  | #REF!
|  |  |  | Contract & Materials Dept., |  | Total Discount |  | #REF!
Name : |  |  |  | Power Grid Corporation of India Ltd.,
Address : |  |  |  | SRTS-I, Kavadiguda Main Road,
|  |  |  | Secunderabad -500080. |  | Multipackage Discount |  | 0%
0
[5 empty] | All Prices are in Indian Rupees. |  | Amount after Discount (Rs.) |  | Dis Alert | Amount after MPD (Rs.)
SI. No. | Description | Unit | Quantity | Unit Freight & Insurance Charges | Total Freight & Insurance Charges |  | Unit Freight & Insurance Charges | Total Freight & Insurance Charges |  | Unit Freight & Insurance Charges | Total Freight & Insurance Charges
1 | 2 | 3 | 4 | 5 | 6 = 4 x 5 |  | 5 | 6 = 4 x 5 |  | 5 | 6 = 4 x 5
#REF! | #REF!
#REF! | #REF! | #REF! | #REF! | #REF! | #REF!
#REF! | #REF! | #REF! | #REF! | #REF! | #REF!
#REF! | #REF!
#REF! | #REF! | #REF! | #REF! | #REF! | #REF!
#REF! | #REF! | #REF! | #REF! | #REF! | #REF!
#REF! | #REF!
#REF! | #REF! | #REF! | #REF! | #REF! | #REF!
#REF! | #REF! | #REF! | #REF! | #REF! | #REF!
#REF! | #REF! | #REF! | #REF! | #REF! | #REF!
#REF! | #REF! | #REF! | #REF! | #REF! | #REF!
#REF! | #REF! | #REF! | #REF! | #REF! | #REF!
#REF! | #REF! | #REF! | #REF! | #REF! | #REF!
#REF! | #REF!
#REF! | #REF! | #REF! | #REF! | #REF! | #REF!
#REF! | #REF!
#REF! | #REF! | #REF! | #REF! | #REF! | #REF!
#REF! | #REF! | #REF! | #REF! | #REF! | #REF!
#REF! | #REF! | #REF! | #REF! | #REF! | #REF!
#REF! | #REF! | #REF! | #REF! | #REF! | #REF!
#REF! | #REF!
#REF! | #REF! | #REF! | #REF! | #REF! | #REF!
#REF! | #REF! | #REF! | #REF! | #REF! | #REF!
#REF! | #REF! | #REF! | #REF! | #REF! | #REF!
#REF! | #REF! | #REF! | #REF! | #REF! | #REF!
#REF! | #REF! | #REF! | #REF! | #REF! | #REF!
#REF! | #REF! | #REF! | #REF! | #REF! | #REF!
#REF! | #REF! | #REF! | #REF! | #REF! | #REF!
#REF! | #REF! | #REF! | #REF! | #REF! | #REF!
#REF! | #REF!
| #REF! | #REF! | #REF! | #REF! | #REF!
#REF! | #REF! | #REF! | #REF! | #REF! | #REF!
#REF! | #REF! | #REF! | #REF! | #REF! | #REF!
| Total F&I Price |  |  |  | #REF!
Date : | --
Place : |  |  | Printed Name :
|  |  | Designation : | 0
Click for Sch-3

## Sch-3
SR-I/C&M/WC-4746/2026(SR1/NT/W-AIS/DOM/B00/26/10194), (RFx: 5002005573) | [14 empty] | Schedule - 3
WC-4746 : i) Conversion of existing 765KV Bus reactor bays to 765KV Switchable Line Reactor bays including NGR bypass scheme at 765/400KV Raichur substation ii) Supply, installation, testing and commissioning of line side terminal equipment (including all other associated equipment) for the termination of 765KV Kurnool-V-Raichur D/C line at Raichur substation iii) Shifting of existing 50MVAR Bus reactor to a new bay, Erection, testing & commissioning of 50MVAR reactor at Nagarjunasagar Substation and iv) Construction 1no. 400KV new Dia, Upgradation of 1no. existing Dia and Supply, installation, testing and commissioning of line side terminal equipment (including all other associated equipment) for the termination of 400KV Sagar-Nagarjunasagar quad D/c Line at Nagarjunasagar substation | [18 empty] | As per Lum-sum |  | 0%
(SCHEDULE OF RATES AND PRICES ) | [18 empty] | AS per Percent |  | #REF!
[19 empty] | As per lum-sum on Sch-3 |  | 0%
Bidder’s Name and Address (Sole Bidder) : | [11 empty] | To: | [6 empty] | As per Percent on Sch-3 |  | #REF!
[12 empty] | Contract & Materials Dept., | [6 empty] | Total Discount |  | #REF!
Name : | [11 empty] | Power Grid Corporation of India Ltd.,
Address : | [11 empty] | SRTS-I, Kavadiguda Main Road,
[12 empty] | Secunderabad -500080. | [6 empty] | Multipackage lum-sum |  | 0%
INSTALLATION CHARGES | [19 empty] | Amount after Discount (Rs.) |  | Dis Alert | Amount after MPD (Rs.)
All Prices are in Indian Rupees.
SI. No. | PR No | PR Line Item No | Activity Header | PR Activity No | Activity Description | Service Code | SAC (Service Accounting Codes) | Whether SAC in column '8’ is confirmed. If not indicate applicable the SAC * | Rate of GST applicable ( in %) | Whether rate of GST in column ‘4’ is confirmed. If not indicate applicable rate of GST * | Description | Unit | Quantity | Unit Erection Charges | Total Erection Charges | Total GST as confirmed by Bidder |  |  |  | Unit Erection Charges | Total Erection Charges |  | Unit Erection Charges | Total Erection Charges
1 | 2 | 3 | 4 | 5 | 6 | 7 | 8 | 9 | 10 | 11 | 12 | 13 | 14 | 15 | 16 = 14 x 15 | 17 |  |  |  | 5 | 6 = 4 x 5 |  | 5 | 6 = 4 x 5
|  |  | Augmentation of transformation capacity at 400/220KV Nagarjunasgar substation |  | Extension of Raichur Substation
1 | [5 empty] | 100007950 | 998736 |  | 18 |  | 132 KV Surge Arrester with Support Structure & Terminal Connector | EA | 2 |  | Included | 0 | 0 | 0
2 | [5 empty] | 100000043 | 998736 |  | 18 |  | Air core Neutral Grounding Reactor (NGR) dry type with support structure and terminal connector | SET | 2 |  | Included | 0 | 0 | 0
3 | [5 empty] | 100000133 | 998736 |  | 18 |  | 765kV, 3150A, 50kA Circuit Breaker(3-Phase) with closing resistor (withsupport structure) | EA | 3 |  | Included | 0 | 0 | 0
4 | [5 empty] | 100000146 | 998736 |  | 18 |  | 765 kV,8800 pF Capacitive Voltage Transformer (1-Phase) | EA | 6 |  | Included | 0 | 0 | 0
5 | [5 empty] | 100000171 | 998734 |  | 18 |  | 765kV, 3150A, 50kA, Vertical Knee/DoubleBreak Isolator (3-Phase) with one E/S | EA | 2 |  | Included | 0 | 0 | 0
6 | [5 empty] | 100000183 | 995429 |  | 18 |  | 624kV Surge Arrester (1-Phase) | EA | 6 |  | Included | 0 | 0 | 0
7 | [5 empty] | 100000194 | 998736 |  | 18 |  | Erection of 765 kV, 1-Phase, Bus Post Insulator (except wave Traps) | SET | 6 |  | Included | 0 | 0 | 0
8 | [5 empty] | 100000882 | 998736 |  | 18 |  | 765 kV ,1 phase Bus Post Insulators for Line Traps | EA | 12 |  | Included | 0 | 0 | 0
9 | [5 empty] | 100019513 | 998736 |  | 18 |  | 765kV, 3150A, 50kA Circuit Breaker (3-Phase) without closing resistor suitable for single phase switching (For switchable linereactor) with support structure | EA | 2 |  | Included | 0 | 0 | 0
10 | [5 empty] | 100057948 | 998736 |  | 18 |  | Dismantling of existing 765KV 3-Phase Circuit Breaker along with support structure | EA | 3 |  | Included | 0 | 0 | 0
11 | [5 empty] | 100002503 | 998736 |  | 18 |  | Dismantling of 765KV BPI along with support structure | EA | 6 |  | Included | 0 | 0 | 0
12 | [5 empty] | 100000599 | 998736 |  | 18 |  | 145kV, 1-Phase, Bus post insulators | EA | 6 |  | Included | 0 | 0 | 0
13 | [5 empty] | 100000047 | 998736 |  | 18 |  | Current transformer (33kV) for Reactor Neutral along with support structure & terminal connector | EA | 2 |  | Included | 0 | 0 | 0
14 | [5 empty] | 100000184 | 998731 |  | 18 |  | Erection Hardware for 765kV I type layout-Line bay as per specification | SET | 2 |  | Included | 0 | 0 | 0
15 | [5 empty] | 100000191 | 998731 |  | 18 |  | Erection Hardware for 765kV I type layout-Line Reactors as per specification | SET | 2 |  | Included | 0 | 0 | 0
16 | [5 empty] | 100000136 | 998731 |  | 18 |  | Controlled Switching Device for 765 kV, 3-ph Circuit Breaker | EA | 3 |  | Included | 0 | 0 | 0
17 | [5 empty] | 100016780 | 998731 |  | 18 |  | 765kV Circuit Breaker Relay Panel (with Automation) | EA | 2 |  | Included | 0 | 0 | 0
18 | [5 empty] | 100000722 | 998731 |  | 18 |  | 765kV Line Protection Panel (with Automation) | EA | 2 |  | Included | 0 | 0 | 0
19 | [5 empty] | 100008113 | 998736 |  | 18 |  | MODIFICATION OF EXISTING CRP AS PER TS | SET | 2 |  | Included | 0 | 0 | 0
20 | [5 empty] | 100048617 | 998736 |  | 18 |  | Modification in Existing CRP & SAS for NGR Bypass | EA | 2 |  | Included | 0 | 0 | 0
21 | [5 empty] | 100002076 | 998736 |  | 18 |  | Augmentation of Substation automation System for 765kV Switchable Line Reactor Bay as per Technical Specification | EA | 2 |  | Included | 0 | 0 | 0
22 | [5 empty] | 100002500 | 998736 |  | 18 |  | Color IP camera, with PAN, TILT and ZOOM facilities, alongwith all required Items, Accessories, Line Interface units, Fiber patchcords, Power supply units, Junction Boxes, Cables, Fiber Optic Cables, etc., and including Integration in existing Hardware andSoftware for Augmentation of Visual Monitoring System as per technical specification. | SET | 1 |  | Included | 0 | 0 | 0
23 | [5 empty] | 100000881 | 995429 |  | 18 |  | 765kV,3150A,1.0mH , 50kA Line Trap | EA | 4 |  | Included | 0 | 0 | 0
24 | [5 empty] | 100001022 | 998736 |  | 18 |  | Lighting Panel type ACP-3 as per technical specification | EA | 2 |  | Included | 0 | 0 | 0
25 | [5 empty] | 100004931 | 998736 |  | 18 |  | Lighting Fixture LED Luminaires type FL2 as per tech. specifications | EA | 15 |  | Included | 0 | 0 | 0
26 | [5 empty] | 100002181 | 998736 |  | 18 |  | Laying & Termination of 1.1kV grade Power Cables (PVCinsulated)along withlugs,glands,straight joints &accessories,etc. | LS | 1 |  | Included | 0 | 0 | 0
27 | [5 empty] | 100002182 | 998731 |  | 18 |  | Laying & Termination of 1.1kV grade Control Cables (PVCinsulated) along withlugs,glands,straight joints &accessories,etc. | LS | 1 |  | Included | 0 | 0 | 0
28 | [5 empty] | 100002180 | 998736 |  | 18 |  | Laying & Termination of 1.1kV grade Power Cables (XLPEinsulated) along withlugs,glands,straight joints &accessories,etc. | LS | 1 |  | Included | 0 | 0 | 0
29 | [5 empty] | 100004518 | 998736 |  | 18 |  | Excavation in all kind of soil including rock for all leads and lifts, backfilling, disposal of surplus earth within a lead up to2Km as per technical specification. The surplus earth shall be roughly graded . | M3 | 3518 |  | Included | 0 | 0 | 0
30 | [5 empty] | 100011662 | 998736 |  | 18 |  | Excavation in hard rock which require blasting (including chemical blasting and rock excavated using specialized tools) for allfoundation works including stacking, measuring, disposal etc.for all leads and lifts as per technical specification. | M3 | 1539 |  | Included | 0 | 0 | 0
31 | [5 empty] | 100001325 | 998736 |  | 18 |  | Providing and laying of Plain Cement Concrete (PCC) (1:4:8) | M3 | 447 |  | Included | 0 | 0 | 0
32 | [5 empty] | 100001326 | 998736 |  | 18 |  | Providing and laying of Plain Cement Concrete (PCC) (1:2:4) | M3 | 16.38 |  | Included | 0 | 0 | 0
33 | [5 empty] | 100001327 | 995463 |  | 18 |  | Providing and laying of Reinforced Cement Concrete M25 mix including pre cast, shuttering, Grouting of pockets & underpinning butexcluding steel reinforcement | M3 | 1339 |  | Included | 0 | 0 | 0
34 | [5 empty] | 100001329 | 998736 |  | 18 |  | Supply & Placement of Steel Reinforcement | MT | 106.48 |  | Included | 0 | 0 | 0
35 | [5 empty] | 100001721 | 995429 |  | 18 |  | Supplying, filling and compacting stone boulders mixed with sand under foundations, roads, cable trenches, drains etc in layers notexceeding 250mm thickness including ramming, watering compacting | M3 | 454 |  | Included | 0 | 0 | 0
36 | [5 empty] | 100001714 | 995461 |  | 18 |  | Stone spreading in switchyard excluding PCC | M2 | 4000 |  | Included | 0 | 0 | 0
37 | [5 empty] | 100001713 | 998731 |  | 18 |  | Antiweed treatment | M2 | 4000 |  | Included | 0 | 0 | 0
38 | [5 empty] | 100001712 | 998739 |  | 18 |  | Removing,cleaning and washing of existing stones and respreading of stones in switchyard excluding PCC | M2 | 1000 |  | Included | 0 | 0 | 0
39 | [5 empty] | 100001478 | 998731 |  | 18 |  | Cable Trench including all types of crossings, all metallic works and sump pit including concrte and reinforcement steel Section 2-2 | M | 110 |  | Included | 0 | 0 | 0
40 | [5 empty] | 100001480 | 998731 |  | 18 |  | Cable Trench including all types of crossings, all metallic works and sump pit including concrte and reinforcement steel Section 4-4 | M | 100 |  | Included | 0 | 0 | 0
41 | [5 empty] | 100004748 | 998731 |  | 18 |  | Providing and laying Plain Cement Concrete 1:5:10 (1 cement : 5 sand : 10 brick aggregate) including a layer of cement slurry of mix1:6 (1 cement : 6 fine sand) shall be laid uniformly over cement concrete layer. The cement consumption for cement slurry shall notbe less than 150 kg per 100 sq.m. | M3 | 338 |  | Included | 0 | 0 | 0
42 | [5 empty] | 100007097 | 998739 |  | 18 |  | Dry stone pitching 22.5 cm thick including supply of stones and preparing surface complete including construction of 600 mm high and230 mm wide cement concrete (1:3:6) (1 cement : 3 coarse sand (zone-III) : 6 graded stone aggregate 20 mm nominal size) toe wall atthe lowest portion of stone pitching area etc. completed as per theinstruction of Engineer-In-Charge. . | M2 | 150 |  | Included | 0 | 0 | 0
43 | [5 empty] | 100001454 | 998875 |  | 18 |  | Demolishing RCCwork including stacking of steel bars and disposal of unserviceable material. | M3 | 5 |  | Included | 0 | 0 | 0
44 | [5 empty] | 100001720 | 995455 |  | 18 |  | Supplying, filling and compacting CNS material as per specification under floors, foundations, roads, cable trenches, drains etc inlayers not exceeding 200 mm thickness | M3 | 74 |  | Included | 0 | 0 | 0
45 | [5 empty] | 100001331 | 995455 |  | 18 |  | Misc. Structural steel including rails, embedments, edge protection angles, gratings etc. but excluding the reinforcement steel andsteel for lattice and pipe structures. | MT | 1.28 |  | Included | 0 | 0 | 0
46 | [5 empty] | 100001379 | 995455 |  | 18 |  | 3.75mwideConcreteroad(includingallcrossings)asperdrawingexcept reinforcement & concrete in Switchyard | M2 | 2437.5 |  | Included | 0 | 0 | 0
47 | [5 empty] | 100001412 | 995455 |  | 18 |  | Drain including culverts but excluding concrete & reinforcement steel-Section A-A | M | 500 |  | Included | 0 | 0 | 0
48 | [5 empty] | 100001413 |  |  | 18 |  | Drain including culverts but excluding concrete & reinforcement steel-Section B-B | M | 500 |  | Included | 0 | 0 | 0
49 | [5 empty] | 100001414 |  |  | 18 |  | Drain including culverts but excluding concrete & reinforcement steel-Section C-C | M | 100 |  | Included | 0 | 0 | 0
50 | [5 empty] | 100001415 |  |  | 18 |  | Drain including culverts but excluding concrete & reinforcement steel-Section D-D | M | 50 |  | Included | 0 | 0 | 0
51 | [5 empty] | 100001210 | 995454 |  | 18 |  | Erection of Lattice Structures (MS Steel), to be designed during detailed engineering, for towers, beams and equipment supportstructure including pack plates / packwashers and gusset plates excluding fasteners and foundation bolts | MT | 110 |  | Included | 0 | 0 | 0
52 | [5 empty] | 100001209 | 995454 |  | 18 |  | Erection of Lattice Structures (HT Steel), to be designed during detailed engineering, for towers, beams and equipment supportstructure including pack plates / packwashers and gusset plates excluding fasteners and foundation bolts. | MT | 53 |  | Included | 0 | 0 | 0
53 | [5 empty] | 100001680 | 995454 |  | 18 |  | Erection of fasteners ( nuts, bolts and washers ) including step bolts for lattice and pipe structures to be designed duringdetailed engineering | MT | 6 |  | Included | 0 | 0 | 0
54 | [5 empty] | 100001681 | 995454 |  | 18 |  | Erection of foundation bolts including nuts, checknut and washers for lattice and pipe structures to be designed during detailedengineering | MT | 21 |  | Included | 0 | 0 | 0
55 | [5 empty] | 170000502 | 995428 |  | 18 |  | Service:- Phasor Measurement Unit (PMU) | EA | 1 |  | Included | 0 | 0 | 0
56 | [5 empty] | 170000530 | 995455 |  | 18 |  | WAMS TIME SYSTEM(GPS RECEIVER) | EA | 1 |  | Included | 0 | 0 | 0
57 | [5 empty] | 170004701 | 995428 |  | 18 |  | SUBSTATION GRADE Layer 2 LAN SWITCH | EA | 1 |  | Included | 0 | 0 | 0
58 | [5 empty] | 170004700 | 995424 |  | 18 |  | SUBSTATION GRADE Layer 3 LAN SWITCH | EA | 1 |  | Included | 0 | 0 | 0
59 | [5 empty] | 170000504 | 995428 |  | 18 |  | Services:- Armored Fibre Optic Cable and associated termination equipment | LOT | 1 |  | Included | 0 | 0 | 0
60 | [5 empty] | 170003449 | 995423 |  | 18 |  | SUPPLY, INSTALLATION, TESTING AND COMMISSIONING OF LIU-FO PATCH PANEL-12 PORT | EA | 2 |  | Included | 0 | 0 | 0
61 | [5 empty] | 170000501 | 995421 |  | 18 |  | Integration of PMU with the PDC (Phasor Data Concentrator) of RLDCs and respective SLDCs as required. | LOT | 1 |  | Included | 0 | 0 | 0
62 | [5 empty] | 100002812 | 995421 |  | 18 |  | SDH Equipment (STM-16 MADM upto 5 MSP protected directions)-Base Equipment (Common cards, Cross Connect/control cards, optical basecards, power supply cards, power cabling, other hardware and accessories including sub racks, patch cord, DDF etc fully equipedexcluding optical interface & Tributary cards | EA | 1 |  | Included | 0 | 0 | 0
63 | [5 empty] | 170000433 | 995421 |  | 18 |  | Optical Interface Cards/SFP# -S16.1 for SDH Equipment-STM-16 | EA | 4 |  | Included | 0 | 0 | 0
64 | [5 empty] | 100003449 | 995477 |  | 18 |  | Optical Interface Card (to support minimum 175 kms) for STM-16 | EA | 4 |  | Included | 0 | 0 | 0
65 | [5 empty] | 100002825 | 995428 |  | 18 |  | Tributary interface- E1 interface (Minimum 16 nos.) | SET | 2 |  | Included | 0 | 0 | 0
66 | [5 empty] | 170000550 | 995428 |  | 18 |  | Ethernet Interface 10/100 Base T with Layer-2 switching (Min 8 Interfaces per card) | EA | 2 |  | Included | 0 | 0 | 0
67 | [5 empty] | 100002829 | 995462 |  | 18 |  | Tributary interface-Gigabit Ethernet Interfaces 10/100 Mbps with Layer -2 Switching (minimum 2 nos.) | SET | 1 |  | Included | 0 | 0 | 0
68 | [5 empty] | 170000375 | 995454 |  | 18 |  | Equipment Cabinets-For SDH Equipments | EA | 1 |  | Included | 0 | 0 | 0
69 | [5 empty] | 170005265 | 995454 |  | 18 |  | Installation of 192 Fibre FODP : Indoor Type, Rack Mounted with FCPC Coupling & Pigtails (5mtrs) | EA | 1 |  | Included | 0 | 0 | 0
[15 empty] | Included |  | 0 | 0
|  |  | Augmentation of transformation capacity at 400/220KV Nagarjunasgar substation |  | Extension of Nagarjunasagar Substation | [9 empty] | Included |  |  | 0
1 | [5 empty] | 100001022 |  |  | 18 |  | Lighting Panel type ACP-3 as per technical specification | EA | 2 |  | Included | 0 | 0 | 0
2 | [5 empty] | 100004931 |  |  | 18 |  | Lighting Fixture LED Luminaires type FL2 as per tech. specifications | EA | 30 |  | Included | 0 | 0 | 0
3 | [5 empty] | 100001021 |  |  | 18 |  | Lighting Panel type ACP-2 as per technical specification | EA | 1 |  | Included | 0 | 0 | 0
4 | [5 empty] | 100001116 |  |  | 18 |  | Illumination System for switchyard panel room of 6 m length | SET | 2 |  | Included | 0 | 0 | 0
5 | [5 empty] | 100001882 |  |  | 18 |  | Air conditioning system for Switchyard Panel Room of 6m length | SET | 2 |  | Included | 0 | 0 | 0
6 | [5 empty] | 100023509 |  |  | 18 |  | 420kV, 3000A/3150, 63kA, Single phase, SF6 Gas Insulated Bus Duct (GIB) outsideGIS Hall along with associated support structure | M | 850 |  | Included | 0 | 0 | 0
7 | [5 empty] | 100002392 |  |  | 18 |  | 420kV, SF6 to Air Bushing alongwithassociated support structure for 3150A,63 kA for 1 sec. Single Phase | EA | 6 |  | Included | 0 | 0 | 0
8 | [5 empty] | 100000267 |  |  | 18 |  | 420kV, 3150A, 63kA Circuit Breaker(3-Phase) without closing resistor(with support structure) | EA | 3 |  | Included | 0 | 0 | 0
9 | [5 empty] | 100000274 |  |  | 18 |  | 420 kV, 3000A, 63KA, 1-Phase CurrentTransformer with 120% extended currentrating | EA | 10 |  | Included | 0 | 0 | 0
10 | [5 empty] | 100000275 |  |  | 18 |  | 420 kV, 4400 pF Capacitive Voltage Transformer (1-Phase) | EA | 6 |  | Included | 0 | 0 | 0
11 | [5 empty] | 100000287 |  |  | 18 |  | 420kV, 3150A, 63KA, Isolator (3-phase)(Double Break) with one E/S | EA | 15 |  | Included | 0 | 0 | 0
12 | [5 empty] | 100000328 |  |  | 18 |  | 336kV Surge Arrester (1-phase) | EA | 9 |  | Included | 0 | 0 | 0
13 | [5 empty] | 100000340 |  |  | 18 |  | 420KV, 1-PHASE BUS POST INSULATORS | EA | 30 |  | Included | 0 | 0 | 0
14 | [5 empty] | 100000883 |  |  | 18 |  | 420 kV ,1 phase Bus Post Insulators for Line Traps | EA | 12 |  | Included | 0 | 0 | 0
15 | [5 empty] | 100001562 |  |  | 18 |  | Dismantling of 400kV Isolators | EA | 7 |  | Included | 0 | 0 | 0
16 | [5 empty] | 100001560 |  |  | 18 |  | Dismantling of 400kV CT | EA | 1 |  | Included | 0 | 0 | 0
17 | [5 empty] | 100001544 |  |  | 18 |  | Dismantling & re-erection of 50MVAR shunt Reactor | EA | 1 |  | Included | 0 | 0 | 0
18 | [5 empty] | 100000341 |  |  | 18 |  | Erection Hardware for 400kV D type layout-Line bay as per specification | SET | 2 |  | Included | 0 | 0 | 0
19 | [5 empty] | 100000342 |  |  | 18 |  | Erection Hardware for 400kV D type layout-Transformer bay as per specification | SET | 1 |  | Included | 0 | 0 | 0
20 | [5 empty] | 100000343 |  |  | 18 |  | Erection Hardware for 400kV D type layout-Bus Reactor bay as per specification | SET | 1 |  | Included | 0 | 0 | 0
21 | [5 empty] | 100003103 |  |  | 18 |  | 40 mm MS rod for Main Earthmat | KM | 1 |  | Included | 0 | 0 | 0
22 | [5 empty] | 100000268 |  |  | 18 |  | Controlled Switching Device for 420 kV, 3-ph Circuit Breaker | EA | 2 |  | Included | 0 | 0 | 0
23 | [5 empty] | 100016775 |  |  | 18 |  | 400kV Circuit Breaker Relay Panel | EA | 3 |  | Included | 0 | 0 | 0
24 | [5 empty] | 100000792 |  |  | 18 |  | 400kV Line Protection Panel | EA | 2 |  | Included | 0 | 0 | 0
25 | [5 empty] | 100000796 |  |  | 18 |  | Augmentation of existing 400kV bus bar protection scheme.(No. of bays as per specification) | SET | 1 |  | Included | 0 | 0 | 0
26 | [5 empty] | 100000794 |  |  | 18 |  | 400kV Reactor Protection Panel | EA | 1 |  | Included | 0 | 0 | 0
27 | [5 empty] | 100002500 |  |  | 18 |  | Color IP camera, with PAN, TILT and ZOOM facilities, alongwith all required Items, Accessories, Line Interface units, Fiber patchcords, Power supply units, Junction Boxes, Cables, Fiber Optic Cables, etc., and including Integration in existing Hardware andSoftware for Augmentation of Visual Monitoring System as per technical specification. | SET | 1 |  | Included | 0 | 0 | 0
28 | [5 empty] | 100002042 |  |  | 18 |  | 400kV,3150A,0.5mH ,63kA Line Trap | EA | 4 |  | Included | 0 | 0 | 0
29 | [5 empty] | 100002181 |  |  | 18 |  | Laying & Termination of 1.1kV grade Power Cables (PVCinsulated)along withlugs,glands,straight joints &accessories,etc. | LS | 1 |  | Included | 0 | 0 | 0
30 | [5 empty] | 100002182 |  |  | 18 |  | Laying & Termination of 1.1kV grade Control Cables (PVCinsulated) along withlugs,glands,straight joints &accessories,etc. | LS | 1 |  | Included | 0 | 0 | 0
31 | [5 empty] | 100002180 |  |  | 18 |  | 1.1kV grade Power Cables (XLPEinsulated) along withlugs,glands,straight joints &accessories,etc. | LS | 1 |  | Included | 0 | 0 | 0
32 | [5 empty] | 100004453 |  |  | 18 |  | Dismantling and re-erection of HVWS Spray system as per technical specification | SET | 1 |  | Included | 0 | 0 | 0
33 | [5 empty] | 100002062 |  |  | 18 |  | Fire Detection and Alarm System for Switchyard Panel Room of 6 m length | SET | 2 |  | Included | 0 | 0 | 0
34 | [5 empty] | 100001210 |  |  | 18 |  | Erection of Lattice Structures (MS Steel), to be designed during detailed engineering, for towers, beams and equipment supportstructure including pack plates / packwashers and gusset plates excluding fasteners and foundation bolts | MT | 40 |  | Included | 0 | 0 | 0
35 | [5 empty] | 100001241 |  |  | 18 |  | Erection of Equipment Support (Pipe) Structures to be designed during detailed engineering. | MT | 66 |  | Included | 0 | 0 | 0
36 | [5 empty] | 100001680 |  |  | 18 |  | Erection of fasteners ( nuts, bolts and washers ) including step bolts for lattice and pipe structures to be designed duringdetailed engineering | MT | 5 |  | Included | 0 | 0 | 0
37 | [5 empty] | 100001681 |  |  | 18 |  | Erection of foundation bolts including nuts, checknut and washers for lattice and pipe structures to be designed during detailedengineering | MT | 11 |  | Included | 0 | 0 | 0
38 | [5 empty] | 100004518 |  |  | 18 |  | Excavation in all kind of soil including rock for all leads and lifts, backfilling, disposal of surplus earth within a lead up to2Km as per technical specification. The surplus earth shall be roughly graded . | M3 | 5198 |  | Included | 0 | 0 | 0
39 | [5 empty] | 100011662 |  |  | 18 |  | Excavation in hard rock which require blasting (including chemical blasting and rock excavated using specialized tools) for allfoundation works including stacking, measuring, disposal etc.for all leads and lifts as per technical specification. | M3 | 578 |  | Included | 0 | 0 | 0
40 | [5 empty] | 100001325 |  |  | 18 |  | Providing and laying of Plain Cement Concrete (PCC) (1:4:8) | M3 | 366.73 |  | Included | 0 | 0 | 0
41 | [5 empty] | 100001326 |  |  | 18 |  | Providing and laying of Plain Cement Concrete (PCC) (1:2:4) | M3 | 19 |  | Included | 0 | 0 | 0
42 | [5 empty] | 100001327 |  |  | 18 |  | Providing and laying of Reinforced Cement Concrete M25 mix including pre cast, shuttering, Grouting of pockets & underpinning butexcluding steel reinforcement | M3 | 2085.01 |  | Included | 0 | 0 | 0
43 | [5 empty] | 100001329 |  |  | 18 |  | Supply & Placement of Steel Reinforcement | MT | 96.5 |  | Included | 0 | 0 | 0
44 | [5 empty] | 100001330 |  |  | 18 |  | Stone filling (40 mm size) for transformer/Reactor foundation | M3 | 15 |  | Included | 0 | 0 | 0
45 | [5 empty] | 100001331 |  |  | 18 |  | Misc. Structural steel including rails, embedments, edge protection angles, gratings etc. but excluding the reinforcement steel andsteel for lattice and pipe structures. | MT | 64.74 |  | Included | 0 | 0 | 0
46 | [5 empty] | 100001714 |  |  | 18 |  | Stone spreading in switchyard excluding PCC | M2 | 10000 |  | Included | 0 | 0 | 0
47 | [5 empty] | 100001713 |  |  | 18 |  | Antiweed treatment | M2 | 20000 |  | Included | 0 | 0 | 0
48 | [5 empty] | 100001712 |  |  | 18 |  | Removing,cleaning and washing of existing stones and respreading of stones in switchyard excluding PCC | M2 | 10000 |  | Included | 0 | 0 | 0
49 | [5 empty] | 100001328 |  |  | 18 |  | Providing and laying Plain Cement Concrete 1:5:10 (1 cement : 5 sand : 10 brick aggregate) | M3 | 750 |  | Included | 0 | 0 | 0
50 | [5 empty] | 100048595 |  |  | 18 |  | Providing & laying non-woven Geo-synthetics fabric of minimum 200 GSM in separration layer between sub garde and stone spreading inswitchyard as per Technical Specification and direction of Engineer-in-Charge. | M2 | 10000 |  | Included | 0 | 0 | 0
51 | [5 empty] | 100001458 |  |  | 18 |  | Construction of rail cum road as per drawing including all item such as excavation,compactions, rolling watering, WBM etc. butexcluding concrete reinforcement and structural steel-Section having two rails for Reactor. | M2 | 113 |  | Included | 0 | 0 | 0
52 | [5 empty] | 130000761 |  |  | 18 |  | 14.4.2 Providing, laying and fixing following dia RCC pipe NP2 class (light duty) in ground complete with RCC collars, jointingwith cement mortar 1:2 (1 cement : 2 fine sand) including trenching (75 cm deep) and refilling etc as required. : 150 mm dia | M | 10 |  | Included | 0 | 0 | 0
53 | [5 empty] | 130000762 |  |  | 18 |  | 14.4.3 Providing, laying and fixing following dia RCC pipe NP2 class (light duty) in ground complete with RCC collars, jointingwith cement mortar 1:2 (1 cement : 2 fine sand) including trenching (75 cm deep) and refilling etc as required. : 250 mm dia | M | 37 |  | Included | 0 | 0 | 0
54 | [5 empty] | 100001409 |  |  | 18 |  | Supplying and erecting dewatering pumps-5 HP | EA | 1 |  | Included | 0 | 0 | 0
55 | [5 empty] | 100039866 |  |  | 18 |  | Soil Investigation for 02 borehole locations: As per technical specification including all laboratory and field tests, report and recommendations. | LOT | 1 |  | Included | 0 | 0 | 0
56 | [5 empty] | 100002911 |  |  | 18 |  | Earthwork in excavation & filling in all types of soil and soft/disintegrated rock in open areas/nallas/channels, to the requiredslopes, shapes, levels, elevations and profile, including trimming of bottom and slopes of excavation, bailing out rain(dewatering), pumping, removal of slush, preparing embankments/marginal banks, loosening, dressing, spreading material in layers notexceeding 200mm, as per direction of Engineer-in-Charge, water flooding, compacting to achieve 95% consolidation at optimum moisturecontent, finishing etc. all complete, for all leads and lifts within leveling boundary, including disposal of surplus earth andstacking of unsuitable material within a lead of 2.0 Km beyond substation boundary, with all labour, material, tools, tackles andequipment, safeguards and incidentals, Royalty,taxes etc. as necessary, as per drawings, specification and directions of theEngineer-in-Charge. Clearing of jungle is included in this item. (Only excavation/cutting will be measured for payment purpose.) | M3 | 6750 |  | Included | 0 | 0 | 0
57 | [5 empty] | 100002583 |  |  | 18 |  | Supply of earth (excluding rock & boulders) at site including royalty, carriage and filling in specified areas in layers notexceeding 200mm in depth, compacting under optimum moisture condition to achieve 95% of Proctor density, finishing etc. allcomplete, for all leads & lifts, with all labour, material, tools, tackles, equipments, safeguards & incidentals as necessary as perdrawings, specification and direction of the Engineer- in- Charge. | M3 | 1688 |  | Included | 0 | 0 | 0
58 | [5 empty] | 100002914 |  |  | 18 |  | Earthwork in excavation in Hard rocks in open areas/nallas/ channels, to the required slopes, shapes, levels, elevations andprofile, including trimming of bottom and slopes of excavation and stacking and disposal of rock for a lead up to 2.0 KM beyondleveling boundary and all lifts , with all labour, material, tools, tackles and equipment, safeguards and incidentals,Royalty,taxesetc. as per directions of the Engineer-in-Charge. Serviceable material if available shall be stacked at site as identified byEngineer-in-Charge.(50% void deduction from stack measurement) | M3 | 750 |  | Included | 0 | 0 | 0
59 | [5 empty] | 100003114 |  |  | 18 |  | External finishing / painting of fire wall (water proofing cement paint) (DSR 13.44.1) | M2 | 240 |  | Included | 0 | 0 | 0
60 | [5 empty] | 100003437 |  |  | 18 |  | Switchyard Panel Room - Civil Works. All civil works as per drawing and specifications complete, including - brickwork, finishing(external and internal), windows etc. However, excavation, PCC, RCC and reinforcement shall be paid separately as per BPS. | M2 | 60 |  | Included | 0 | 0 | 0
61 | [5 empty] | 100016667 |  |  | 18 |  | Cable Trench including all types of crossings, all metallic works and sump pit including concrete and reinforcement steel Section2A-2A | M | 200 |  | Included | 0 | 0 | 0
62 | [5 empty] | 100001478 |  |  | 18 |  | Cable Trench including all types of crossings, all metallic works and sump pit including concrte and reinforcement steel Section 2-2 | M | 110 |  | Included | 0 | 0 | 0
63 | [5 empty] | 100001479 |  |  | 18 |  | Cable Trench including all types of crossings, all metallic works and sump pit including concrte and reinforcement steel Section 3-3 | M | 100 |  | Included | 0 | 0 | 0
64 | [5 empty] | 100001480 |  |  | 18 |  | Cable Trench including all types of crossings, all metallic works and sump pit including concrte and reinforcement steel Section 4-4 | M | 100 |  | Included | 0 | 0 | 0
65 | [5 empty] | 100007097 |  |  | 18 |  | Dry stone pitching 22.5 cm thick including supply of stones and preparing surface complete including construction of 600 mm high and230 mm wide cement concrete (1:3:6) (1 cement : 3 coarse sand (zone-III) : 6 graded stone aggregate 20 mm nominal size) toe wall atthe lowest portion of stone pitching area etc. completed as per theinstruction of Engineer-In-Charge. . | M2 | 100 |  | Included | 0 | 0 | 0
66 | [5 empty] | 100001720 |  |  | 18 |  | Supplying, filling and compacting CNS material as per specification under floors, foundations, roads, cable trenches, drains etc inlayers not exceeding 200 mm thickness | M3 | 100 |  | Included | 0 | 0 | 0
67 | [5 empty] | 100001721 |  |  | 18 |  | Supplying, filling and compacting stone boulders mixed with sand under foundations, roads, cable trenches, drains etc in layers notexceeding 250mm thickness including ramming, watering compacting | M3 | 34 |  | Included | 0 | 0 | 0
68 | [5 empty] | 100001454 |  |  | 18 |  | Demolishing RCCwork including stacking of steel bars and disposal of unserviceable material. | M3 | 100 |  | Included | 0 | 0 | 0
69 | [5 empty] | 100002581 |  |  | 18 |  | Construction of rail cum road as per drawing including all item such as excavation,compactions,rollingwatering,WBMetc.butexcludingconcretereinforcement and structural steel-Section having two rails | M2 | 2453 |  | Included | 0 | 0 | 0
70 | [5 empty] | 100005557 |  |  | 18 |  | Removing/demolishing of rail track including ballast, steel sleepers and rails with dismantling of joints such as fish plates, nuts and bolts and welded connections between rail and sleper, using tools and tackles in the swutchyard area, with all leads upto 1km, as direstedby engineer-in charge. Ballast, sleeper and rail shall be stacked properly at the designated location, as directed by Engineer-In charge | M2 | 1650 |  | Included | 0 | 0 | 0
71 | [5 empty] | 170003605 |  |  | 18 |  | Installation of existing rail on the foundation / raft, properly fixed with connecting plates as per approved drawings, in the switchyard area, as directed by Engineering-In charge. | RM | 1100 |  | Included | 0 | 0 | 0
72 | [5 empty] | 100002812 |  |  | 18 |  | SDH Equipment (STM-16 MADM upto 5 MSP protected directions)-Base Equipment (Common cards, Cross Connect/control cards, optical basecards, power supply cards, power cabling, other hardware and accessories including sub racks, patch cord, DDF etc fully equipedexcluding optical interface & Tributary cards | EA | 1 |  | Included | 0 | 0 | 0
73 | [5 empty] | 170000433 |  |  | 18 |  | Optical Interface Cards/SFP# -S16.1 for SDH Equipment-STM-16 | EA | 4 |  | Included | 0 | 0 | 0
74 | [5 empty] | 170000434 |  |  | 18 |  | Optical Interface Cards/SFP# -L16.1 for SDH Equipment-STM-16 | EA | 4 |  | Included | 0 | 0 | 0
75 | [5 empty] | 100002825 |  |  | 18 |  | Tributary interface- E1 interface (Minimum 16 nos.) | SET | 2 |  | Included | 0 | 0 | 0
76 | [5 empty] | 170000550 |  |  | 18 |  | Ethernet Interface 10/100 Base T with Layer-2 switching (Min 8 Interfaces per card) | EA | 2 |  | Included | 0 | 0 | 0
77 | [5 empty] | 100002829 |  |  | 18 |  | Tributary interface-Gigabit Ethernet Interfaces 10/100 Mbps with Layer -2 Switching (minimum 2 nos.) | SET | 1 |  | Included | 0 | 0 | 0
78 | [5 empty] | 170000375 |  |  | 18 |  | Equipment Cabinets-For SDH Equipments | EA | 1 |  | Included | 0 | 0 | 0
79 | [5 empty] | 170004395 |  |  | 18 |  | Fibre Optic Approach cabling: Including installation hardware like GI pipe, elbow, conduits, accessories etc.: 48 Fibre | KM | 1 |  | Included | 0 | 0 | 0
80 | [5 empty] | 170005265 |  |  | 18 |  | Installation of 192 Fibre FODP : Indoor Type, Rack Mounted with FCPC Coupling & Pigtails (5mtrs) | EA | 1 |  | Included | 0 | 0 | 0
81 | [5 empty] | 170000502 |  |  | 18 |  | Service:- Phasor Measurement Unit (PMU) | EA | 1 |  | Included | 0 | 0 | 0
82 | [5 empty] | 170000530 |  |  | 18 |  | WAMS TIME SYSTEM(GPS RECEIVER) | EA | 1 |  | Included | 0 | 0 | 0
83 | [5 empty] | 170004701 |  |  | 18 |  | SUBSTATION GRADE Layer 2 LAN SWITCH | EA | 1 |  | Included | 0 | 0 | 0
84 | [5 empty] | 170004700 |  |  | 18 |  | SUBSTATION GRADE Layer 3 LAN SWITCH | EA | 1 |  | Included | 0 | 0 | 0
85 | [5 empty] | 170000504 |  |  | 18 |  | Services:- Armored Fibre Optic Cable and associated termination equipment | LOT | 1 |  | Included | 0 | 0 | 0
86 | [5 empty] | 170003449 |  |  | 18 |  | SUPPLY, INSTALLATION, TESTING AND COMMISSIONING OF LIU-FO PATCH PANEL-12 PORT | EA | 2 |  | Included | 0 | 0 | 0
87 | [5 empty] | 170000501 |  |  | 18 |  | Integration of PMU with the PDC (Phasor Data Concentrator) of RLDCs and respective SLDCs as required. | LOT | 1 |  | Included | 0 | 0 | 0
[11 empty] | Total Installation Charges |  |  |  | 0 |  |  | 0
[11 empty] | Total GST as confirmed by Bidder |  |  |  |  | 0
* | In case the bidder leaves the cell for confirmation of the SAC and/or GST rate “blank”, the SAC and corresponding GST rate indicated by the Employer shall be deemed to be the one confirmed by the Bidder. | [15 empty] | 0
Date : |  |  | -- | [8 empty] | Printed Name:
Place : | [11 empty] | Designation :
Click for Sch-4

## Sch-3 Dis (hidden)
SR-I/C&M/WC-4746/2026(SR1/NT/W-AIS/DOM/B00/26/10194), (RFx: 5002005573) |  |  |  |  | Schedule - 3
WC-4746 : i) Conversion of existing 765KV Bus reactor bays to 765KV Switchable Line Reactor bays including NGR bypass scheme at 765/400KV Raichur substation ii) Supply, installation, testing and commissioning of line side terminal equipment (including all other associated equipment) for the termination of 765KV Kurnool-V-Raichur D/C line at Raichur substation iii) Shifting of existing 50MVAR Bus reactor to a new bay, Erection, testing & commissioning of 50MVAR reactor at Nagarjunasagar Substation and iv) Construction 1no. 400KV new Dia, Upgradation of 1no. existing Dia and Supply, installation, testing and commissioning of line side terminal equipment (including all other associated equipment) for the termination of 400KV Sagar-Nagarjunasagar quad D/c Line at Nagarjunasagar substation | [7 empty] | As per Lum-sum |  | 0%
(SCHEDULE OF RATES AND PRICES : ERECTION CHARGES) | [7 empty] | AS per Percent |  | #REF!
[8 empty] | As per lum-sum on Sch-3 |  | 0%
Bidder’s Name and Address (Sole Bidder) : |  |  |  | To: |  |  |  | As per Percent on Sch-3 |  | #REF!
|  |  |  | Contract & Materials Dept., |  |  |  | Total Discount |  | #REF!
Name : |  |  |  | Power Grid Corporation of India Ltd.,
Address : |  |  |  | SRTS-I, Kavadiguda Main Road,
|  |  |  | Secunderabad -500080. |  |  |  | Multipackage lum-sum |  | 0%
0
[5 empty] | All Prices are in Indian Rupees. |  |  |  | Amount after Discount (Rs.) |  | Dis Alert | Amount after MPD (Rs.)
SI. No. | Description | Unit | Quantity | Unit Erection Charges | Total Erection Charges |  |  |  | Unit Erection Charges | Total Erection Charges |  | Unit Erection Charges | Total Erection Charges
1 | 2 | 3 | 4 | 5 | 6 = 4 x 5 |  |  |  | 5 | 6 = 4 x 5 |  | 5 | 6 = 4 x 5
#REF! | #REF!
#REF! | #REF!
| #REF! | #REF! | #REF! | #REF! | #REF!
| #REF! | #REF! | #REF! | #REF! | #REF!
#REF! | #REF! |  |  |  |  | (a) | Detailed Soil Investigation
| #REF! | #REF! | #REF! | #REF! | #REF! | (b) | All kinds of soil except fissured rock & hard rock
| #REF! | #REF! | #REF! | #REF! | #REF! | (e) | River Crossing Location
| #REF! | #REF! | #REF! | #REF! | #REF! | (f)
#REF! | #REF!
| #REF! | #REF! | #REF! | #REF! | #REF!
| #REF! | #REF! | #REF! | #REF! | #REF!
| #REF! | #REF! | #REF! | #REF! | #REF!
#REF! | #REF!
#REF! | #REF!
| #REF! | #REF! | #REF! | #REF! | #REF!
| #REF! | #REF! | #REF! | #REF! | #REF!
| #REF! | #REF! | #REF! | #REF! | #REF!
| #REF! | #REF! | #REF! | #REF! | #REF!
| #REF! | #REF! | #REF! | #REF! | #REF!
#REF! | #REF!
| #REF! | #REF! | #REF! | #REF! | #REF!
| #REF! | #REF! | #REF! | #REF! | #REF!
#REF! | #REF! | #REF! | #REF! | #REF! | #REF!
#REF! | #REF! | #REF! | #REF! | #REF! | #REF!
#REF! | #REF!
| #REF! | #REF! | #REF! | #REF! | #REF!
#REF! | #REF!
| #REF! | #REF! | #REF! | #REF! | #REF!
| #REF! | #REF! | #REF! | #REF! | #REF!
#REF! | #REF!
| #REF! | #REF! | #REF! | #REF! | #REF!
| #REF! | #REF! | #REF! | #REF! | #REF!
| #REF! | #REF! | #REF! | #REF! | #REF!
| #REF! | #REF! | #REF! | #REF! | #REF!
| #REF! | #REF! | #REF! | #REF! | #REF!
| #REF! | #REF! | #REF! | #REF! | #REF!
#REF!
| #REF! | #REF! | #REF! | #REF! | #REF!
| #REF! | #REF! | #REF! | #REF! | #REF!
| #REF! | #REF! | #REF! | #REF! | #REF!
| #REF! | #REF! | #REF! | #REF! | #REF!
#REF! | #REF!
#REF!
| #REF! | #REF! | #REF! | #REF! | #REF!
#REF! | #REF!
#REF! | #REF! | #REF! | #REF! | #REF! | #REF!
#REF! | #REF!
#REF! | #REF! | #REF! | #REF! | #REF! | #REF!
#REF! | #REF! | #REF! | #REF! | #REF! | #REF!
#REF! | #REF!
| #REF! | #REF! | #REF! | #REF! | #REF!
| Total Erection Price (A+B) |  |  |  | #REF!
Date : | --
Place : |  |  | Printed Name :
|  |  | Designation : | 0
Click for Sch-4

## Sch-4
SR-I/C&M/WC-4746/2026(SR1/NT/W-AIS/DOM/B00/26/10194), (RFx: 5002005573) | [15 empty] | Schedule - 4
WC-4746 : i) Conversion of existing 765KV Bus reactor bays to 765KV Switchable Line Reactor bays including NGR bypass scheme at 765/400KV Raichur substation ii) Supply, installation, testing and commissioning of line side terminal equipment (including all other associated equipment) for the termination of 765KV Kurnool-V-Raichur D/C line at Raichur substation iii) Shifting of existing 50MVAR Bus reactor to a new bay, Erection, testing & commissioning of 50MVAR reactor at Nagarjunasagar Substation and iv) Construction 1no. 400KV new Dia, Upgradation of 1no. existing Dia and Supply, installation, testing and commissioning of line side terminal equipment (including all other associated equipment) for the termination of 400KV Sagar-Nagarjunasagar quad D/c Line at Nagarjunasagar substation
(SCHEDULE OF RATES AND PRICES )
Bidder’s Name and Address (Sole Bidder) : | [14 empty] | To:
Contract & Materials Dept.,
Name : | [14 empty] | Power Grid Corporation of India Ltd.,
Address : | [14 empty] | SRTS-I, Kavadiguda Main Road,
Secunderabad -500080.
0
Training Charges for Training to be imparted
SI. No. | PR No | PR Line Item No | Activity Header | PR Activity No | Activity Description | Service Code | SAC (Service Accounting Codes) | Whether SAC in column '8’ is confirmed. If not indicate applicable the SAC * | Rate of GST applicable ( in %) | Whether rate of GST in column ‘4’ is confirmed. If not indicate applicable rate of GST * | Description | Unit | Quantity | Unit Training Charges excluding GST | Total Training Charges excluding GST | Total GST as confirmed by Bidder
1 | 2 | 3 | 4 | 5 | 6 | 7 | 8 | 9 | 10 | 11 | 12 | 13 | 14 | 15 | 16 = 14 x 15 | 17
[17 empty] | Revaluation of J column | Tax Calculation
NOT APPLICABLE | [16 empty] | Revaluation of J column | Tax Calculation
[15 empty] | Included | 0 | 0 | 0
[9 empty] | Total Training Charges | [5 empty] | 0 |  |  | 0
[9 empty] | Total GST as confirmed by Bidder | [6 empty] | 0
Date : | -- |  |  |  | Date: | -- | [7 empty] | Printed Name :
Place : |  |  |  |  | Place: | [8 empty] | Designation :
Click for Sch-5

## Sch-4b (hidden)
SR-I/C&M/WC-4746/2026(SR1/NT/W-AIS/DOM/B00/26/10194), (RFx: 5002005573) | [15 empty] | Schedule - 4b
WC-4746 : i) Conversion of existing 765KV Bus reactor bays to 765KV Switchable Line Reactor bays including NGR bypass scheme at 765/400KV Raichur substation ii) Supply, installation, testing and commissioning of line side terminal equipment (including all other associated equipment) for the termination of 765KV Kurnool-V-Raichur D/C line at Raichur substation iii) Shifting of existing 50MVAR Bus reactor to a new bay, Erection, testing & commissioning of 50MVAR reactor at Nagarjunasagar Substation and iv) Construction 1no. 400KV new Dia, Upgradation of 1no. existing Dia and Supply, installation, testing and commissioning of line side terminal equipment (including all other associated equipment) for the termination of 400KV Sagar-Nagarjunasagar quad D/c Line at Nagarjunasagar substation
(SCHEDULE OF RATES AND PRICES )
Bidder’s Name and Address (Sole Bidder) : | [14 empty] | To:
Contract & Materials Dept.,
Name : | [14 empty] | Power Grid Corporation of India Ltd.,
Address : | [14 empty] | SRTS-I, Kavadiguda Main Road,
Secunderabad -500080.
0
Maintenance Charges during & after Defect Laibility Period
SI. No. | PR No | PR Line Item No | Activity Header | PR Activity No | Activity Description | Service Code | SAC (Service Accounting Codes) | Whether SAC in column '8’ is confirmed. If not indicate applicable the SAC * | Rate of GST applicable ( in %) | Whether rate of GST in column ‘4’ is confirmed. If not indicate applicable rate of GST * | Description | Unit | Quantity | Unit Maintenance Charges excluding GST | Total Maintenance Charges excluding GST | Total GST as confirmed by Bidder
1 | 2 | 3 | 4 | 5 | 6 | 7 | 8 | 9 | 10 | 11 | 12 | 13 | 14 | 15 | 16 = 14 x 15 | 17
| 0 | [15 empty] | Revaluation of P column | Tax Calculation
A. | #REF! | [15 empty] | Revaluation of P column | Tax Calculation
1 | [14 empty] | Included | 0 | 0 | 0
2 | [14 empty] | Included | 0 | 0 | 0
3 | [14 empty] | Included | 0 | 0 | 0
4 | [14 empty] | Included | 0 | 0 | 0
B. | #REF! | [15 empty] | Revaluation of P column | Tax Calculation
1 | [14 empty] | Included | 0 | 0 | 0
2 | [14 empty] | Included | 0 | 0 | 0
3 | [14 empty] | Included | 0 | 0 | 0
4 | [14 empty] | Included | 0 | 0 | 0
[9 empty] | Total Maintenance Charges during and after Defect Liabilty Period | [5 empty] | 0 |  |  | 0
[9 empty] | Total GST as confirmed by Bidder | [6 empty] | 0
Date : | -- | [12 empty] | Printed Name :
Place : | [13 empty] | Designation :
Click for Sch-5

## Sch-5
SR-I/C&M/WC-4746/2026(SR1/NT/W-AIS/DOM/B00/26/10194), (RFx: 5002005573) |  |  |  | Schedule - 5
WC-4746 : i) Conversion of existing 765KV Bus reactor bays to 765KV Switchable Line Reactor bays including NGR bypass scheme at 765/400KV Raichur substation ii) Supply, installation, testing and commissioning of line side terminal equipment (including all other associated equipment) for the termination of 765KV Kurnool-V-Raichur D/C line at Raichur substation iii) Shifting of existing 50MVAR Bus reactor to a new bay, Erection, testing & commissioning of 50MVAR reactor at Nagarjunasagar Substation and iv) Construction 1no. 400KV new Dia, Upgradation of 1no. existing Dia and Supply, installation, testing and commissioning of line side terminal equipment (including all other associated equipment) for the termination of 400KV Sagar-Nagarjunasagar quad D/c Line at Nagarjunasagar substation
(SUMMARY OF TAXES & DUTIES APPLICABLE ON PLANT & EQUIPMENT)
Bidder’s Name and Address (Sole Bidder) : |  |  | To:
Contract & Materials Dept.,
Name : |  |  | Power Grid Corporation of India Ltd.,
Address : |  |  | SRTS-I, Kavadiguda Main Road,
Secunderabad -500080.
0
Sl. No. | Item Nos. |  | Total Price (INR) |  | After Discount |  | After MPDiscount
1 | TOTAL GST ON GOODS |  |  |  | Excise Duty | #REF! | Excise Duty | #REF!
| Total GST for Supply of Goods (inter-alia including Type Test Charges) between the Contractor and the Employer (identified in Schedule 1') which are not included in the Ex-works price as per the provision of the Bidding Documents, as applicable. |  | 0
2 | TOTAL GST ON SERVICES |  |  |  | Sales Tax | 0 | Sales Tax | 0
| Total GST on Installation Services (Schedule-3), Training to be imparted in India (Schedule-4) |  | 0 |  | #REF! | 0 | #REF! | 0
| GRAND TOTAL [1+2] |  | 0 |  | Grand Total after Discount | #REF! | Grand Total after MPD | #REF!
Date: | -- | Printed Name :
Place: |  | Designation :
Click for Sch-6

## Sch-5 Dis (hidden)
SR-I/C&M/WC-4746/2026(SR1/NT/W-AIS/DOM/B00/26/10194), (RFx: 5002005573) |  |  |  | Schedule - 5
WC-4746 : i) Conversion of existing 765KV Bus reactor bays to 765KV Switchable Line Reactor bays including NGR bypass scheme at 765/400KV Raichur substation ii) Supply, installation, testing and commissioning of line side terminal equipment (including all other associated equipment) for the termination of 765KV Kurnool-V-Raichur D/C line at Raichur substation iii) Shifting of existing 50MVAR Bus reactor to a new bay, Erection, testing & commissioning of 50MVAR reactor at Nagarjunasagar Substation and iv) Construction 1no. 400KV new Dia, Upgradation of 1no. existing Dia and Supply, installation, testing and commissioning of line side terminal equipment (including all other associated equipment) for the termination of 400KV Sagar-Nagarjunasagar quad D/c Line at Nagarjunasagar substation
SUMMARY OF TAXES & DUTIES APPLICABLE ON GOODS
Bidder’s Name and Address (Sole Bidder) : |  |  | To:
Contract & Materials Dept.,
Name : |  |  | Power Grid Corporation of India Ltd.,
Address : |  |  | SRTS-I, Kavadiguda Main Road,
Secunderabad -500080.
0
Sl. No. | Item Nos. |  | Total Price (INR)
1 | TOTAL GST ON GOODS |  | 0
Total GST for Supply of Goods (inter-alia including Type Test Charges) between the Contractor and the Employer (identified in Schedule 1') which are not included in the Ex-works price as per the provision of the Bidding Documents, as applicable.
2 | TOTAL GST ON SERVICES |  | 0
Total GST on Installation Services (Schedule-3), Training to be imparted in India (Schedule-4a) and Maintenance Charges during and after Defect Liabilty Period (Schedule-4b)
| GRAND TOTAL [1+2] |  | 0
Date : | -- | Printed Name :
Place : |  | Designation :
Click for Sch-6

## Sch-6
SR-I/C&M/WC-4746/2026(SR1/NT/W-AIS/DOM/B00/26/10194), (RFx: 5002005573) |  |  | Schedule - 6
WC-4746 : i) Conversion of existing 765KV Bus reactor bays to 765KV Switchable Line Reactor bays including NGR bypass scheme at 765/400KV Raichur substation ii) Supply, installation, testing and commissioning of line side terminal equipment (including all other associated equipment) for the termination of 765KV Kurnool-V-Raichur D/C line at Raichur substation iii) Shifting of existing 50MVAR Bus reactor to a new bay, Erection, testing & commissioning of 50MVAR reactor at Nagarjunasagar Substation and iv) Construction 1no. 400KV new Dia, Upgradation of 1no. existing Dia and Supply, installation, testing and commissioning of line side terminal equipment (including all other associated equipment) for the termination of 400KV Sagar-Nagarjunasagar quad D/c Line at Nagarjunasagar substation
(GRAND SUMMARY)
Bidder’s Name and Address (Sole Bidder) : |  |  | To:
Contract & Materials Dept.,
Name : |  |  | Power Grid Corporation of India Ltd.,
Address : |  |  | SRTS-I, Kavadiguda Main Road,
Secunderabad -500080.
0
Sl. No. | Description |  | Total Price (INR)
1 | TOTAL SCHEDULE NO. 1 |  | 0
Ex-works price of Plant and Equipment including Type Test Charges
2 | TOTAL SCHEDULE NO. 2 |  | 0
Local Transportation, In-transit Insurance, loading & unloading
3 | TOTAL SCHEDULE NO. 3 |  | 0
Installation Charges
4 | TOTAL SCHEDULE NO. 4 |  | 0
Training Charges
4b | TOTAL SCHEDULE NO. 4b |  | 0
Maintenance Charges during & after Defect Laibility Period
5 | TOTAL SCHEDULE NO. 5 |  | 0
Taxes and Duties
6 | TOTAL SCHEDULE NO. 7 |  | 0
Type Test Charges [Total of this Schedule is included in Schedule - 1 above.]
| GRAND TOTAL [1+2+3+4+5] |  | 0
Date : | -- | Printed Name :
Place : |  | Designation :
Click for Sch-7

## Sch-6 After Discount
SR-I/C&M/WC-4746/2026(SR1/NT/W-AIS/DOM/B00/26/10194), (RFx: 5002005573) |  |  | Schedule - 6 After Discount
WC-4746 : i) Conversion of existing 765KV Bus reactor bays to 765KV Switchable Line Reactor bays including NGR bypass scheme at 765/400KV Raichur substation ii) Supply, installation, testing and commissioning of line side terminal equipment (including all other associated equipment) for the termination of 765KV Kurnool-V-Raichur D/C line at Raichur substation iii) Shifting of existing 50MVAR Bus reactor to a new bay, Erection, testing & commissioning of 50MVAR reactor at Nagarjunasagar Substation and iv) Construction 1no. 400KV new Dia, Upgradation of 1no. existing Dia and Supply, installation, testing and commissioning of line side terminal equipment (including all other associated equipment) for the termination of 400KV Sagar-Nagarjunasagar quad D/c Line at Nagarjunasagar substation
(GRAND SUMMARY)
Bidder’s Name and Address (Sole Bidder) : |  |  | To:
Contract & Materials Dept.,
Name : |  |  | Power Grid Corporation of India Ltd.,
Address : |  |  | SRTS-I, Kavadiguda Main Road,
Secunderabad -500080.
0
Sl. No. | Description |  | Total Price (INR)
1 | TOTAL SCHEDULE NO. 1 |  | 0
Ex-works price of Plant and Equipment including Type Test Charges
2 | TOTAL SCHEDULE NO. 2 |  | 0
Local Transportation, In-transit Insurance, loading & unloading
3 | TOTAL SCHEDULE NO. 3 |  | 0
Installation Charges
4 | TOTAL SCHEDULE NO. 4 |  | 0
Training Charges
4b | TOTAL SCHEDULE NO. 4b |  | 0
Maintenance Charges during & after Defect Laibility Period
5 | TOTAL SCHEDULE NO. 5 |  | 0
Taxes and Duties
6 | TOTAL SCHEDULE NO. 7 |  | 0
Type Test Charges [Total of this Schedule is included in Schedule - 1 above.]
| GRAND TOTAL [1+2+3+4+5] |  | 0
Date : | -- | Printed Name :
Place : |  | Designation :
Click for Sch-7

## Sch-7
SR-I/C&M/WC-4746/2026(SR1/NT/W-AIS/DOM/B00/26/10194), (RFx: 5002005573) | [11 empty] | Schedule 7
WC-4746 : i) Conversion of existing 765KV Bus reactor bays to 765KV Switchable Line Reactor bays including NGR bypass scheme at 765/400KV Raichur substation ii) Supply, installation, testing and commissioning of line side terminal equipment (including all other associated equipment) for the termination of 765KV Kurnool-V-Raichur D/C line at Raichur substation iii) Shifting of existing 50MVAR Bus reactor to a new bay, Erection, testing & commissioning of 50MVAR reactor at Nagarjunasagar Substation and iv) Construction 1no. 400KV new Dia, Upgradation of 1no. existing Dia and Supply, installation, testing and commissioning of line side terminal equipment (including all other associated equipment) for the termination of 400KV Sagar-Nagarjunasagar quad D/c Line at Nagarjunasagar substation | [15 empty] | As per Lum-sum |  | 0%
(SCHEDULE OF RATES AND PRICES ) | [15 empty] | AS per Percent |  | #REF!
[16 empty] | As per lum-sum on Sch-7 |  | 0%
Bidder’s Name and Address (Sole Bidder) : | [9 empty] | To: | [5 empty] | As per Percent on Sch-7 |  | #REF!
[10 empty] | Contract & Materials Dept., | [5 empty] | Total Discount |  | #REF!
Name : | [9 empty] | Power Grid Corporation of India Ltd.,
Address : | [9 empty] | SRTS-I, Kavadiguda Main Road,
[10 empty] | Secunderabad -500080. | [5 empty] | Multipackage Discount |  | 0%
0
Type tests on Earthwire, Hardwar Fittings & accessories of conductor & earthwire:
SL. NO. | PR No | Line Item No | Code | HSN Code | Whether HSN in column ‘2’ is confirmed. If not indicate applicable the HSN code * | Rate of GST applicable ( in %) | Whether rate of GST in column ‘4’ is confirmed. If not indicate applicable rate of GST * | Description of Test | Unit | Quantity | Unit Test Charge | Total Test Charges (Rs.) | Total GST as confirmed by Bidder | Revaluation of M column | Tax Calculation |  | Total Test Charges After Discount (Rs.) |  | Dis Alert | Total Test Charges After MPD (Rs.)
1 | 2 | 3 | 4 | 5 | 6 | 7 | 8 | 9 | 10 | 11 | 12 | 13 = 10 x 11 | 14
I
1 | [11 empty] | Included | 0 | 0 | 0
2 | [11 empty] | Included | 0 | 0 | 0
NOT APPLICABLE
[8 empty] | TOTAL TYPE TEST CHARGES |  |  |  | 0
[8 empty] | Total GST as confirmed by Bidder |  |  |  |  | 0
Date : | -- |  |  | -- |  |  |  |  | Printed Name :
Place : | [8 empty] | Designation :
Note : |  |  |  | Bidder should indicate the name of test laboratories where type tests are proposed to be conducted
SR-I/C&M/WC-4746/2026(SR1/NT/W-AIS/DOM/B00/26/10194), (RFx: 5002005573)
WC-4746 : i) Conversion of existing 765KV Bus reactor bays to 765KV Switchable Line Reactor bays including NGR bypass scheme at 765/400KV Raichur substation ii) Supply, installation, testing and commissioning of line side terminal equipment (including all other associated equipment) for the termination of 765KV Kurnool-V-Raichur D/C line at Raichur substation iii) Shifting of existing 50MVAR Bus reactor to a new bay, Erection, testing & commissioning of 50MVAR reactor at Nagarjunasagar Substation and iv) Construction 1no. 400KV new Dia, Upgradation of 1no. existing Dia and Supply, installation, testing and commissioning of line side terminal equipment (including all other associated equipment) for the termination of 400KV Sagar-Nagarjunasagar quad D/c Line at Nagarjunasagar substation | [7 empty] | 0 | 0
(SCHEDULE OF RATES AND PRICES ) | [7 empty] | 0 | 0
Bidder’s Name and Address (Sole Bidder) :
[8 empty] | 0 | 0
Name : | [8 empty] | 0
Address : | [8 empty] | 0
0
0
SL. NO. | [7 empty] | Description of Test | #REF!
#REF! | [7 empty] | #REF! | #REF!
#REF! | [7 empty] | #REF!
#REF! | [7 empty] | #REF! | #REF!
#REF! | [7 empty] | #REF! | #REF!
[8 empty] | #REF! | #REF!
#REF! | [7 empty] | #REF!
#REF! | [7 empty] | #REF!
#REF! | [7 empty] | #REF!
#REF! | [7 empty] | #REF! | #REF!
#REF! | [7 empty] | #REF! | #REF!
#REF! | [7 empty] | #REF! | #REF!
#REF! | [7 empty] | #REF! | #REF!
[8 empty] | #REF! | #REF!
#REF! | [7 empty] | #REF!
#REF! | [7 empty] | #REF! | #REF!
#REF! | [7 empty] | #REF! | #REF!
#REF! | [7 empty] | #REF! | #REF!
#REF! | [7 empty] | #REF! | #REF!
[8 empty] | #REF! | #REF!
#REF! | [7 empty] | #REF!
#REF! | [7 empty] | #REF! | #REF!
#REF! | [7 empty] | #REF! | #REF!
#REF! | [7 empty] | #REF! | #REF!
[8 empty] | #REF! | #REF!
#REF! | [7 empty] | #REF!
#REF! | [7 empty] | #REF! | #REF!
#REF! | [7 empty] | #REF! | #REF!
#REF! | [7 empty] | #REF! | #REF!
[8 empty] | #REF! | #REF!
#REF! | [7 empty] | #REF!
#REF! | [7 empty] | #REF! | #REF!
#REF! | [7 empty] | #REF! | #REF!
#REF! | [7 empty] | #REF! | #REF!
#REF! | [7 empty] | #REF! | #REF!
[8 empty] | #REF! | #REF!
[8 empty] | #REF! | #REF!
#REF! | [7 empty] | #REF!
#REF! | [7 empty] | #REF!
#REF! | [7 empty] | #REF! | #REF!
#REF! | [7 empty] | #REF! | #REF!
#REF! | [7 empty] | #REF! | #REF!
[8 empty] | #REF! | #REF!
[8 empty] | #REF! | #REF!
#REF! | [7 empty] | #REF!
#REF! | [7 empty] | #REF!
#REF! | [7 empty] | #REF! | #REF!
#REF! | [7 empty] | #REF! | #REF!
#REF! | [7 empty] | #REF! | #REF!
#REF! | [7 empty] | #REF! | #REF!
#REF! | [7 empty] | #REF! | #REF!
[8 empty] | #REF! | #REF!
#REF! | [7 empty] | #REF!
#REF! | [7 empty] | #REF! | #REF!
#REF! | [7 empty] | #REF! | #REF!
#REF! | [7 empty] | #REF! | #REF!
#REF! | [7 empty] | #REF! | #REF!
#REF! | [7 empty] | #REF! | #REF!
#REF! | [7 empty] | #REF! | #REF!
[8 empty] | #REF! | #REF!
#REF! | [7 empty] | #REF!
#REF! | [7 empty] | #REF! | #REF!
#REF! | [7 empty] | #REF! | #REF!
#REF! | [7 empty] | #REF! | #REF!
#REF! | [7 empty] | #REF! | #REF!
#REF! | [7 empty] | #REF! | #REF!
#REF! | [7 empty] | #REF! | #REF!
#REF! | [7 empty] | #REF! | #REF!
#REF! | [7 empty] | #REF! | #REF!
#REF! | [7 empty] | #REF! | #REF!
[8 empty] | #REF! | #REF!
#REF! | [7 empty] | #REF!
#REF! | [7 empty] | #REF! | #REF!
#REF! | [7 empty] | #REF! | #REF!
#REF! | [7 empty] | #REF! | #REF!
[8 empty] | #REF! | #REF!
#REF! | [7 empty] | #REF!
#REF! | [7 empty] | #REF! | #REF!
#REF! | [7 empty] | #REF! | #REF!
#REF! | [7 empty] | #REF! | #REF!
[8 empty] | #REF! | #REF!
#REF! | [7 empty] | #REF!
#REF! | [7 empty] | #REF! | #REF!
#REF! | [7 empty] | #REF! | #REF!
[8 empty] | #REF! | #REF!
#REF! | [7 empty] | #REF!
#REF! | [7 empty] | #REF! | #REF!
#REF! | [7 empty] | #REF! | #REF!
#REF! | [7 empty] | #REF! | #REF!
#REF! | [7 empty] | #REF! | #REF!
#REF! | [7 empty] | #REF! | #REF!
#REF! | [7 empty] | #REF! | #REF!
[8 empty] | #REF! | #REF!
#REF! | [7 empty] | #REF!
#REF! | [7 empty] | #REF! | #REF!
#REF! | [7 empty] | #REF! | #REF!
#REF! | [7 empty] | #REF! | #REF!
#REF! | [7 empty] | #REF! | #REF!
#REF! | [7 empty] | #REF!
#REF! | [7 empty] | #REF! | #REF!
#REF! | [7 empty] | #REF! | #REF!
#REF! | [7 empty] | #REF! | #REF!
#REF! | [7 empty] | #REF! | #REF!
[8 empty] | #REF! | #REF!
[8 empty] | #REF! | #REF!
[8 empty] | #REF! | #REF!
Click for Bid Form 2nd Envelope

## Sch-7 Dis (hidden)
SR-I/C&M/WC-4746/2026(SR1/NT/W-AIS/DOM/B00/26/10194), (RFx: 5002005573)
WC-4746 : i) Conversion of existing 765KV Bus reactor bays to 765KV Switchable Line Reactor bays including NGR bypass scheme at 765/400KV Raichur substation ii) Supply, installation, testing and commissioning of line side terminal equipment (including all other associated equipment) for the termination of 765KV Kurnool-V-Raichur D/C line at Raichur substation iii) Shifting of existing 50MVAR Bus reactor to a new bay, Erection, testing & commissioning of 50MVAR reactor at Nagarjunasagar Substation and iv) Construction 1no. 400KV new Dia, Upgradation of 1no. existing Dia and Supply, installation, testing and commissioning of line side terminal equipment (including all other associated equipment) for the termination of 400KV Sagar-Nagarjunasagar quad D/c Line at Nagarjunasagar substation | [6 empty] | As per Lum-sum |  | 0%
(SCHEDULE OF RATES AND PRICES : TYPE TEST CHARGES) | [6 empty] | AS per Percent |  | #REF!
[7 empty] | As per lum-sum on Sch-7 |  | 0%
Bidder’s Name and Address (Sole Bidder) : |  |  |  | To: |  |  | As per Percent on Sch-7 |  | #REF!
|  |  |  | Contract & Materials Dept., |  |  | Total Discount |  | #REF!
Name : |  |  |  | Power Grid Corporation of India Ltd.,
Address : |  |  |  | SRTS-I, Kavadiguda Main Road,
|  |  |  | Secunderabad -500080. |  |  | Multipackage Discount |  | 0%
0
Type Tests on Earthwire
SL. NO. | Description of Test | Unit | Quantity | Unit Test Charge | Total Test Charges (Rs.) |  |  | Total Test Charges After Discount (Rs.) |  | Dis Alert | Total Test Charges After MPD (Rs.)
I | #REF!
(a) | #REF! | #REF! | #REF! | #REF! | #REF!
(b) | #REF! | #REF! | #REF! | #REF! | #REF!
| Sub-Total (I) |  |  |  | #REF!
| TOTAL TEST CHARGES (I) |  |  |  | #REF!
[7 empty] | Discount Sche-7 | #REF! |  | MPD Sche-7 | #REF!
[7 empty] | Dis Alert | #REF!
Signature :
Date : | -- | Printed Name :
Place : |  | Designation :
Common Seal :
Note : | Bidder should indicate the name of test laboratories where type tests are proposed to be conducted
SR-I/C&M/WC-4746/2026(SR1/NT/W-AIS/DOM/B00/26/10194), (RFx: 5002005573)
WC-4746 : i) Conversion of existing 765KV Bus reactor bays to 765KV Switchable Line Reactor bays including NGR bypass scheme at 765/400KV Raichur substation ii) Supply, installation, testing and commissioning of line side terminal equipment (including all other associated equipment) for the termination of 765KV Kurnool-V-Raichur D/C line at Raichur substation iii) Shifting of existing 50MVAR Bus reactor to a new bay, Erection, testing & commissioning of 50MVAR reactor at Nagarjunasagar Substation and iv) Construction 1no. 400KV new Dia, Upgradation of 1no. existing Dia and Supply, installation, testing and commissioning of line side terminal equipment (including all other associated equipment) for the termination of 400KV Sagar-Nagarjunasagar quad D/c Line at Nagarjunasagar substation | 0 | 0 |  |  |  | 0
(SCHEDULE OF RATES AND PRICES : TYPE TEST CHARGES) | 0 | 0 |  |  |  | 0
Bidder’s Name and Address (Sole Bidder) : | [5 empty] | 0
| 0 | 0 |  |  |  | 0
Name : |  | 0 |  |  |  | 0
Address : |  | 0 |  |  |  | 0
|  | 0 |  |  |  | 0
|  | 0 |  |  |  | 0
SL. NO. | Description of Test | 0
#REF! | #REF! | #REF!
#REF! | #REF!
#REF! | #REF! | #REF!
#REF! | #REF! | #REF!
| #REF! | #REF!
#REF! | #REF!
#REF! | #REF!
#REF! | #REF!
#REF! | #REF! | #REF!
#REF! | #REF! | #REF!
#REF! | #REF! | #REF!
#REF! | #REF! | #REF!
| #REF! | #REF!
#REF! | #REF!
#REF! | #REF! | #REF!
#REF! | #REF! | #REF!
#REF! | #REF! | #REF!
#REF! | #REF! | #REF!
| #REF! | #REF!
#REF! | #REF!
#REF! | #REF! | #REF!
#REF! | #REF! | #REF!
#REF! | #REF! | #REF!
| #REF! | #REF!
#REF! | #REF!
#REF! | #REF! | #REF!
#REF! | #REF! | #REF!
#REF! | #REF! | #REF!
| #REF! | #REF!
#REF! | #REF!
#REF! | #REF! | #REF!
#REF! | #REF! | #REF!
#REF! | #REF! | #REF!
#REF! | #REF! | #REF!
| #REF! | #REF!
| #REF! | #REF!
#REF! | #REF!
#REF! | #REF!
#REF! | #REF! | #REF!
#REF! | #REF! | #REF!
#REF! | #REF! | #REF!
| #REF! | #REF!
| #REF! | #REF!
#REF! | #REF!
#REF! | #REF!
#REF! | #REF! | #REF!
#REF! | #REF! | #REF!
#REF! | #REF! | #REF!
#REF! | #REF! | #REF!
#REF! | #REF! | #REF!
| #REF! | #REF!
#REF! | #REF!
#REF! | #REF! | #REF!
#REF! | #REF! | #REF!
#REF! | #REF! | #REF!
#REF! | #REF! | #REF!
#REF! | #REF! | #REF!
#REF! | #REF! | #REF!
| #REF! | #REF!
#REF! | #REF!
#REF! | #REF! | #REF!
#REF! | #REF! | #REF!
#REF! | #REF! | #REF!
#REF! | #REF! | #REF!
#REF! | #REF! | #REF!
#REF! | #REF! | #REF!
#REF! | #REF! | #REF!
#REF! | #REF! | #REF!
#REF! | #REF! | #REF!
| #REF! | #REF!
#REF! | #REF!
#REF! | #REF! | #REF!
#REF! | #REF! | #REF!
#REF! | #REF! | #REF!
| #REF! | #REF!
#REF! | #REF!
#REF! | #REF! | #REF!
#REF! | #REF! | #REF!
#REF! | #REF! | #REF!
| #REF! | #REF!
#REF! | #REF!
#REF! | #REF! | #REF!
#REF! | #REF! | #REF!
| #REF! | #REF!
#REF! | #REF!
#REF! | #REF! | #REF!
#REF! | #REF! | #REF!
#REF! | #REF! | #REF!
#REF! | #REF! | #REF!
#REF! | #REF! | #REF!
#REF! | #REF! | #REF!
| #REF! | #REF!
#REF! | #REF!
#REF! | #REF! | #REF!
#REF! | #REF! | #REF!
#REF! | #REF! | #REF!
#REF! | #REF! | #REF!
#REF! | #REF!
#REF! | #REF! | #REF!
#REF! | #REF! | #REF!
#REF! | #REF! | #REF!
#REF! | #REF! | #REF!
| #REF! | #REF!
| #REF! | #REF!
| #REF! | #REF!
Click for Bid Form 2nd Envelope

## Discount
AAABBAAAABBf
SR-I/C&M/WC-4746/2026(SR1/NT/W-AIS/DOM/B00/26/10194), (RFx: 5002005573) |  |  |  |  | Letter of Discount
LETTER OF DISCOUNT
To:
Contract & Materials Dept.,
Power Grid Corporation of India Ltd.,
SRTS-I, Kavadiguda Main Road,
Secunderabad -500080.
Subject : |  | WC-4746 : i) Conversion of existing 765KV Bus reactor bays to 765KV Switchable Line Reactor bays including NGR bypass scheme at 765/400KV Raichur substation ii) Supply, installation, testing and commissioning of line side terminal equipment (including all other associated equipment) for the termination of 765KV Kurnool-V-Raichur D/C line at Raichur substation iii) Shifting of existing 50MVAR Bus reactor to a new bay, Erection, testing & commissioning of 50MVAR reactor at Nagarjunasagar Substation and iv) Construction 1no. 400KV new Dia, Upgradation of 1no. existing Dia and Supply, installation, testing and commissioning of line side terminal equipment (including all other associated equipment) for the termination of 400KV Sagar-Nagarjunasagar quad D/c Line at Nagarjunasagar substation
Dear Sir
With reference to the subject tender, we hereby offer unconditional discount on the prices quoted by us as per details given here below : | [6 empty] | Eq Weightage of Rs/ % | Final Discount Factor
| 1 | Discount on lum-sum basis on total price quoted by us without Taxes & Duties. [The discount shall be proportionately applicable on all the items of all the Schdules i.e. Sch-1 (without type test charges), Sch-2, Sch-3, Sch-4a, Sch-4b & Sch-7] In Rs. |  |  |  | 0 | 0%
| 2 | Discount on percent basis on total price quoted by us without Taxes & Duties. [The discount shall be applicable on all the items of all the Schdules i.e. Sch-1 (without type test charges), Sch-2 , Sch-3, Sch-4a, Sch-4b & Sch-7] In Percent (%) |  |  |  | 0 | 0%
| 3 | Discount on lum-sum basis on the Schedules as given below : [The discount shall be proportionately applicable on all the relevent items of the respective Schdules.] In Rs.
|  | Schedule-1 : Ex works prices |  | In Rs. |  | 0 | 0% | Schedule-1 : Ex-Works Price | 0%
|  | Schedule-2 : Freight & Insurance |  | In Rs. |  | 0 | 0% | Schedule-2 : Freight & Insurance | 0%
|  | Schedule-3 : Erection Charges |  | In Rs. |  | 0 | 0% | Schedule-3 : Erection Charges | 0%
|  | Schedule-4a : Training Charges |  | In Rs. |  | 0 | 0% | Schedule-4a : Training Charges | 0%
|  | Schedule-4b : Maintenance Charges during and after DLP |  | In Rs. |  | 0 | 0% | Schedule-4b : Maintenance Charges | 0%
|  | Schedule-7 : Type Test Charges |  | In Rs. |  | 0 | 0% | Schedule-7 : Type Test Charges | 0%
| 4 | Discount on percent basis on the Schedules as given below : [The discount shall be applicable on all the relevent items of the respective Schdules.] In Percent (%)
|  | Schedule-1 : Ex works prices |  | In Percent (%) |  | 0 | 0%
|  | Schedule-2 : Freight & Insurance |  | In Percent (%) |  | 0 | 0%
|  | Schedule-3 : Erection Charges |  | In Percent (%) |  | 0 | 0%
|  | Schedule-4a : Training Charges |  | In Percent (%) |  | 0 | 0%
|  | Schedule-4b : Maintenance Charges during and after DLP |  | In Percent (%) |  | 0 | 0%
|  | Schedule-7 : Type Test Charges |  | In Percent (%) |  | 0 | 0%
Discount(s) offered at sl. No. 1 to 4 will get displayed and accounted for automatically in the respective items of the Schedules.
| 5 | We hereby offer Multi-package discount as given below:
Multi-Package Discount(s) offered at sl. No. 5 will not get automatically accounted for in the respective items of the Schedules. The same shall be worked out saparately for evaluation.
Please consider this letter of discount as the integral part of our price bid.
Thanking you, we remain,
Yours faithfully,
For and on behalf of
Date : |  | -- | Printed Name :
Place : |  |  | Designation :
Click for Bid Form

## Octroi (hidden)
Details of Octroi
Sl No. | Description of Items | Amount on which Octroi is applicable | Rate of Octroi | Octroi
(1) | (2) | (3) | (4) | (5) =(3) x (4)
1 |  |  |  | 0
2 |  |  |  | 0
3 |  |  |  | 0
4 |  |  |  | 0
5 |  |  |  | 0
6 |  |  |  | 0
7 |  |  |  | 0
8 |  |  |  | 0
9 |  |  |  | 0
10 |  |  |  | 0
| Total |  |  | 0
Back to Sch 5

## Entry Tax (hidden)
Details of Entry Tax
Sl No. | Description of Items | Amount on which Entry Tax is applicable | Rate of Entry Tax | Entry Tax
(1) | (2) | (3) | (4) | (5) =(3) x (4)
1 |  |  |  | 0
2 |  |  |  | 0
3 |  |  |  | 0
4 |  |  |  | 0
5 |  |  |  | 0
6 |  |  |  | 0
7 |  |  |  | 0
8 |  |  |  | 0
9 |  |  |  | 0
10 |  |  |  | 0
| Total |  |  | 0
Back to Sch 5

## Other Taxes & Duties (hidden)
Details of Other Taxes & Duties
Sl No. | Description of Items | Amount on which Other Taxes & Duties are applicable | Description of Taxes & Duties | Rate of Taxes & Duties | Amount of Taxes & Duties
(1) | (2) | (3) | (4) | (5) | (6) =(3) x (4)
1 |  |  |  |  | 0
2 |  |  |  |  | 0
3 |  |  |  |  | 0
4 |  |  |  |  | 0
5 |  |  |  |  | 0
6 |  |  |  |  | 0
7 |  |  |  |  | 0
8 |  |  |  |  | 0
9 |  |  |  |  | 0
10 |  |  |  |  | 0
| Total |  |  |  | 0
Back to Sch 5

## Bid Form 2nd Envelope
SR-I/C&M/WC-4746/2026(SR1/NT/W-AIS/DOM/B00/26/10194), (RFx: 5002005573) |  |  |  | Bid Form 2nd Envelope |  | Sole Bidder |  |  |  | 1 | st |  | 1 | January
[6 empty] | 0 |  |  |  | 2 | nd |  | 2 | February
BID FORM (Second Envelope) | [9 empty] | 3 | rd |  | 3 | March
[10 empty] | 4 | th |  | 4 | April
Bid Proposal Ref. No. | [9 empty] | 5 | th |  | 5 | May
Date : | -- | [8 empty] | 6 | th | #VALUE! | 6 | June
[10 empty] | 7 | th | #VALUE! | 7 | July
To: | [9 empty] | 8 | th | #VALUE! | 8 | August
Contract & Materials Dept., | [9 empty] | 9 | th | #VALUE! | 9 | September
Power Grid Corporation of India Ltd., | [9 empty] | 10 | th |  | 10 | October
SRTS-I, Kavadiguda Main Road, | [9 empty] | 11 | th |  | 11 | November
Secunderabad -500080. | [9 empty] | 12 | th |  | 12 | December
0 | [9 empty] | 13 | th
[10 empty] | 14 | th
Name of Contract : | WC-4746 : i) Conversion of existing 765KV Bus reactor bays to 765KV Switchable Line Reactor bays including NGR bypass scheme at 765/400KV Raichur substation ii) Supply, installation, testing and commissioning of line side terminal equipment (including all other associated equipment) for the termination of 765KV Kurnool-V-Raichur D/C line at Raichur substation iii) Shifting of existing 50MVAR Bus reactor to a new bay, Erection, testing & commissioning of 50MVAR reactor at Nagarjunasagar Substation and iv) Construction 1no. 400KV new Dia, Upgradation of 1no. existing Dia and Supply, installation, testing and commissioning of line side terminal equipment (including all other associated equipment) for the termination of 400KV Sagar-Nagarjunasagar quad D/c Line at Nagarjunasagar substation | [8 empty] | 15 | th
Dear Ladies and/or Gentlemen, | [9 empty] | 16 | th
1 | In continuation of First Envelope of our Bid, we hereby submit the Second Envelope of the Bid, both of which shall be read together and in conjunction with each other, and shall be construed as an integral part of our Bid. Accordingly, we the undersigned, offer to design, manufacture, test, deliver, install and commission (including carrying out Trial Operation, Performance & Guarantee Test as per provision of Technical Specification) under the above-named package in full conformity with the said Bidding Documents for the sum of Rs. 0 (Rs. Zero Only ) or such other sums as may be determined in accordance with the terms and conditions of the Bidding Documents. |  |  |  |  | In continuation of First Envelope of our Bid, we hereby submit the Second Envelope of the Bid, both of which shall be read together and in conjunction with each other, and shall be construed as an integral part of our Bid. Accordingly, we the undersigned, offer to design, manufacture, test, deliver, install and commission (including carrying out Trial Operation, Performance & Guarantee Test as per provision of Technical Specification) under the above-named package in full conformity with the said Bidding Documents for the sum of Rs. | or such other sums as may be determined in accordance with the terms and conditions of the Bidding Documents. | 0 | (Rs. Zero Only ) | 17 | th
| The above amounts are in accordance with the price schedules attached herewith and are made part of this bid. | [8 empty] | 18 | th
2 | Price Schedules | [8 empty] | 19 | th
2.1 | In line with the requirements of the Bidding documents, we enclose herewith the following Price Schedules, duly filled - in as per your proforma: | [8 empty] | 20 | th
| Schedule 1 | Plant and Equipment (Including Mandatory Spare Parts) to be supplied, including Type Test Charges. | [7 empty] | 21 | st
| Schedule 2 | Local Transportation, In-transit Insurance, loading and unloading | [7 empty] | 22 | th
| Schedule 3 | Installation Charges. | [7 empty] | 23 | th
| Schedule 4 | Training charges for training to be imparted. | [7 empty] | 24 | th
| Schedule 4b | Maintenance Charges during & after Defect Laibility Period.
| Schedule 5 | Taxes and Duties not included in Schedule 1 | [7 empty] | 25 | th
| Schedule 6 | Grand Summary [Schedule 1to 5] | [7 empty] | 26 | th
| Schedule 7 | Break-up of Type Test Charges for Type Tests to be conducted | [7 empty] | 27 | th
2.2 | We are aware that the Price Schedules do not generally give a full description of the Work to be performed under each item and we shall be deemed to have read the Technical Specifications and other sections of the Bidding Documents and Drawings to ascertain the full scope of Work included in each item while filling-in the rates and prices. We agree that the entered rates and prices shall be deemed to include for the full scope as aforesaid, including overheads and profit. | [8 empty] | 28 | th
2.3 | We declare that as specified in Clause 11.5, Section –II:ITB, Vol.-I of the Bidding Documents, prices quoted by us in the Price Schedules shall be subject to Price Adjustment during the execution of Contract in accordance with Appendix-2 (Price Adjustment) to the Contract Agreement. | [8 empty] | 29 | th
2.4 | We understand that in the price schedules, where there are errors between the total of the amounts given under the column for the price Breakdown and the amount given under the Total Price, the former shall prevail and the latter will be corrected accordingly. We further understand that where there are discrepancies between amounts stated in figures and amounts stated in words, the amount stated in words shall prevail. Similarly, any discrepancy in the total bid price and that of the summation of Schedule price (price indicated in a Schedule indicating the total of that schedule), the total bid price shall be corrected to reflect the actual summation of the Schedule prices. | [8 empty] | 30 | th
2.5 | We declare that items left blank in the Schedules will be deemed to have been included in other items. The TOTAL for each Schedule and the TOTAL of Grand Summary shall be deemed to be the total price for executing the Facilities and sections thereof in complete accordance with the Contract, whether or not each individual item has been priced. | [8 empty] | 31 | st
3 | We confirm that except as otherwise specifically provided our Bid Prices in this Second Envelope include all taxes, duties, levies and charges as may be assessed on us/our Associate (applicable for Foreign Bidder), our Sub-Contractor/Sub-Vendor or their employees by all municipal, state or national government authorities in connection with the Facilities, in and outside of India.
3.1 | 100% of applicable Taxes and Duties i.e GST which are payable by the Employer under the Contract, shall be reimbursed by the Employer on production of satisfactory documentary evidence by the Contractor in accordance with the provisions of the Bidding Documents.
3.2 | We further understand that notwithstanding 3.0 above, in case of award on us, you shall also bear and pay/reimburse to us, GST applicable on supplies by us to you, imposed on the Plant & Equipment including Mandatory Spare Parts to be incorporated into the Facilities including Type Test charges for Type test to be conducted specified in Schedule No. 1, Installation Services specified in Schedule No. 3, Charges for Training to be imparted specified in Schedule No. 4a and Maintenance Charges during & after Defect Laibility Period specified in Schedule No. 4b of the Price Schedule in this Second Envelope by the Indian Laws.
3.3 | We confirm that we have also registered/we shall also get registered in the GST Network with a GSTIN, in all the states where the project is located and the states from which we shall make our supply of goods.
4 | # (For Joint Venture only) We, the partners of Joint Venture submitting this bid, do agree and confirm that in case of Award of Contract on the Joint Venture, we shall be jointly and severally liable and responsible for the execution of the Contract in accordance with Contract terms and conditions. |  |  |  | 1
5 | We, hereby, declare that only the persons or firms interested in this proposal as principals are named here and that no other persons or firms other than those mentioned herein have any interest in this proposal or in the Contract to be entered into, if the award is made on us, that this proposal is made without any connection with any other person, firm or party likewise submitting a proposal is in all respects for and in good faith, without collusion or fraud.
Thanking you, we remain,
Yours faithfully,
For and on behalf of
Signature :
Date : | -- |  | Printed Name :
Place : |  |  | Designation :
Common Seal :
In case of bid from a Joint Venture, name & designation of representative of JV partner is to be provided and Bid Form is also to be signed by him.
Please provide additional information of the Bidder
Business Address :
Country of Incorporation :
State/Province to be indicated :
Name of Principal Officer :
Address of Principal Officer :
Note: Bidders may note that no prescribed proforma has been enclosed for Attachment 2 : Power of Attorney. Bidders may use their own proforma for furnishing the required information with the bid.
* * *
Back to Cover Page

## Q & C (2) (hidden)
STATEMENT OF QUOTED / CORRECTED PRICES
All Figures are in Rupees
Bidder |  | 0
Sl. No. | Price Component | Quoted Price | Corrected Price
1 | TOTAL SCHEDULE NO. 1:Ex-Works Price of Plant and Equipment including Type Test Charges | 0 |  | 0
2 | TOTAL SCHEDULE NO.2: Local Transportation, Insurance and other Incidental Services. | 0 |  | 0
3 | TOTAL SCHEDULE NO.3: Installation Charges | 0 |  | 0
4 | TOTAL SCHEDULE NO.4: Training Charges | Not Applicable |  | Not Applicable
5 | TOTAL BID PRICE: (Excluding Taxes & Duties) | 0 |  | 0
6 | DISCOUNT | #REF! |  | #REF! | #REF!
7 | NET BID PRICE (Excluding Taxes & Duties) | #REF! |  | #REF!
8 | TAXES & DUTIES PAYABLE ADDITIONALLY
| A) EXCISE DUTY | 0 |  | 0
| B) CENTRAL SALES TAX | 0 |  | 0
| C) VAT | #REF! |  | 0
| D) ENTRY TAX / OCTROI | #REF! |  | 0
E) OTHERS
| F) TOTAL TAXES & DUTIES | #REF! |  | 0
8 | TOTAL BID PRICE (INCLUDING TAXES & DUTIES) | #REF! |  | 0
9 | TOTAL SCHEDULE NO.7: Type Test Charges [Total of this Schedule is included in Schedule-1 above] | 0 |  | 0
I) | Bidder has indicated the following taxes and duties additionally applicable for their bid:
| Excise Duty % as |  |  |  | Excise Duty
| CST % as |  |  |  | CST
| #REF! |  |  |  | VAT | #REF! | #REF!
| #REF! |  |  |  | Entry Tax/ Octroi | #REF! | #REF!
| Others as |  |  |  | Others
II) | With regard to Entry Tax, it may be mentioned that the substations covered under the subject pacakge falls in State of MP, where an entry tax @ 2% of Purchase Price is applicable. In view of the above, the taxes and duties inter-alia including entry tax applicable for the bids are calculated :
a) | Ex-Works Price of Direct Supplies (after discount, if any) |  | Rs. | 0
b) | Excise Duty, as applicable on (a) above at the rate : | 10% | Rs. | 0
c) | Amount on which Sales Tax is applicable | 0 |  | 0
d) | CST, as applicable on (a) + ED (b) above at the rate : | 2% | Rs. | 0
e) | VAT, as applicable on (a) + ED (b) above at the rate : | 1% |  | 0
f) | Others [……………………………………………] |  | Rs.
g) | Purchase Price for Entry Tax (Total Ex-Works+F&I+ED+CST+Others) |  | Rs. | 0
h) | Entry Tax, as applicable on (e) above at the rate : |  | Rs. | 0
WC-4746 : i) Conversion of existing 765KV Bus reactor bays to 765KV Switchable Line Reactor bays including NGR bypass scheme at 765/400KV Raichur substation ii) Supply, installation, testing and commissioning of line side terminal equipment (including all other associated equipment) for the termination of 765KV Kurnool-V-Raichur D/C line at Raichur substation iii) Shifting of existing 50MVAR Bus reactor to a new bay, Erection, testing & commissioning of 50MVAR reactor at Nagarjunasagar Substation and iv) Construction 1no. 400KV new Dia, Upgradation of 1no. existing Dia and Supply, installation, testing and commissioning of line side terminal equipment (including all other associated equipment) for the termination of 400KV Sagar-Nagarjunasagar quad D/c Line at Nagarjunasagar substation |  | Statement of Quoted / Corrected Prices |  | Page
Spec. No. | SR-I/C&M/WC-4746/2026(SR1/NT/W-AIS/DOM/B00/26/10194), (RFx: 5002005573)

## Q & C (hidden)
STATEMENT OF QUOTED / CORRECTED PRICES
All Figures are in Rupees
Bidder
Sl. No. | Price Component | Quoted Price | Corrected Price
1 | TOTAL SCHEDULE NO. 1:Ex-Works Price of Plant and Equipment including Type Test Charges | 0 |  | 0
2 | TOTAL SCHEDULE NO.2: Local Transportation, Insurance and other Incidental Services. | 0 |  | 0
3 | TOTAL SCHEDULE NO.3: Installation Charges | 0 |  | 0
4 | TOTAL SCHEDULE NO.4: Training Charges | Not Applicable |  | Not Applicable
5 | TOTAL BID PRICE: (Excluding Taxes & Duties) | 0 |  | 0
6 | DISCOUNT | #REF! |  | #REF!
7 | NET BID PRICE (Excluding Taxes & Duties) | #REF! |  | #REF!
8 | TAXES & DUTIES PAYABLE ADDITIONALLY
| A) EXCISE DUTY | #REF! |  | 0
| B) CENTRAL SALES TAX /VAT | #REF! |  | #REF!
| C) ENTRY TAX / OCTROI | #REF! |  | #REF!
| D) OTHERS | #REF! |  | 0
| E) TOTAL TAXES & DUTIES | #REF! |  | #REF!
8 | TOTAL BID PRICE (INCLUDING TAXES & DUTIES) | #REF! |  | #REF!
9 | TOTAL SCHEDULE NO.7: Type Test Charges [Total of this Schedule is included in Schedule-1 above] | 0 |  | 0
I) | Bidder has indicated the following taxes and duties additionally applicable for their bid:
a) | Excise Duty |  | Rs. | #REF!
b) | CST /VAT |  | Rs. | #REF!
c) | Entry Tax / Octroi |  | Rs. | #REF!
d) | Others |  | Rs. | #REF!
II) | Bidder has offered following discount(s)
III) | With regard to Entry Tax, it may be mentioned that the substations covered under the subject pacakge falls in State of MP, where an entry tax @ 1% of Purchase Price is applicable. In view of the above, the taxes and duties inter-alia including entry tax applicable for the bids are calculated : |  |  |  | Details of dicounts
a) | Ex-Works Price of Direct Supplies (after discount, if any) |  | Rs. | 0 | Gross LS | #REF! | #REF! | #REF! | Gross % | #REF! | #REF! | #REF!
b) | Excise Duty @ 10.3% of (a) above |  | Rs. | 0 |  |  |  | #REF! |  |  |  | #REF!
c) | CST / VAT @ 2% of Ex-Works of Direct Supplies (a) + ED (b) above |  | Rs. | #REF! | Sch-1 Direct LS | #REF! | #REF! | #REF! | Sch-1 Direct % | #REF! | #REF! | #REF!
d) | Others |  | Rs. |  | Sch-1 BO LS | #REF! | #REF! | #REF! | Sch-1 BO % | #REF! | #REF! | #REF!
e) | Purchase Price for Entry Tax (Total Ex-Works+F&I+ED+CST+Others) |  | Rs. | #REF! | Sch-2 LS | #REF! | #REF! | #REF! | Sch-2 % | #REF! | #REF! | #REF!
f) | Entry Tax @ 1% of (e) above |  | Rs. | #REF! | Sch-3 LS | #REF! | #REF! | #REF! | Sch-3 % | #REF! | #REF! | #REF!
[5 empty] | Sch-7 LS | #REF! | #REF! | #REF! | Sch-7 % | #REF! | #REF! | #REF!
WC-4746 : i) Conversion of existing 765KV Bus reactor bays to 765KV Switchable Line Reactor bays including NGR bypass scheme at 765/400KV Raichur substation ii) Supply, installation, testing and commissioning of line side terminal equipment (including all other associated equipment) for the termination of 765KV Kurnool-V-Raichur D/C line at Raichur substation iii) Shifting of existing 50MVAR Bus reactor to a new bay, Erection, testing & commissioning of 50MVAR reactor at Nagarjunasagar Substation and iv) Construction 1no. 400KV new Dia, Upgradation of 1no. existing Dia and Supply, installation, testing and commissioning of line side terminal equipment (including all other associated equipment) for the termination of 400KV Sagar-Nagarjunasagar quad D/c Line at Nagarjunasagar substation |  | Statement of Quoted / Corrected Prices |  | Page | Different Manner | #REF!
[5 empty] | Text for Discount | #REF!
#REF!
#REF!

## N to W (hidden)
0
Rs. Zero Only
0
0
0
0
0
0
1 | One
2 | Two
3 | Three
4 | Four
5 | Five
6 | Six
7 | Seven
8 | Eight
9 | Nine
10 | Ten
11 | Eleven
12 | Twelve
13 | Thirteen
14 | Fourteen
15 | Fifteen
16 | Sixteen
17 | Seventeen
18 | Eighteen
19 | Nineteen
20 | Twenty
21 | Twenty One
22 | Twenty Two
23 | Twenty Three
24 | Twenty Four
25 | Twenty Five
26 | Twenty Six
27 | Twenty Seven
28 | Twenty Eight
29 | Twenty Nine
30 | Thirty
31 | Thirty One
32 | Thirty Two
33 | Thirty Three
34 | Thirty Four
35 | Thirty Five
36 | Thirty Six
37 | Thirty Seven
38 | Thirty Eight
39 | Thirty Nine
40 | Forty
41 | Forty One
42 | Forty Two
43 | Forty Three
44 | Forty Four
45 | Forty Five
46 | Forty Six
47 | Forty Seven
48 | Forty Eight
49 | Forty Nine
50 | Fifty
51 | Fifty One
52 | Fifty Two
53 | Fifty Three
54 | Fifty Four
55 | Fifty Five
56 | Fifty Six
57 | Fifty Seven
58 | Fifty Eight
59 | Fifty Nine
60 | Sixty
61 | Sixty One
62 | Sixty Two
63 | Sixty Three
64 | Sixty Four
65 | Sixty Five
66 | Sixty Six
67 | Sixty Seven
68 | Sixty Eight
69 | Sixty Nine
70 | Seventy
71 | Seventy One
72 | Seventy Two
73 | Seventy Three
74 | Seventy Four
75 | Seventy Five
76 | Seventy Six
77 | Seventy Seven
78 | Seventy Eight
79 | Seventy Nine
80 | Eighty
81 | Eighty One
82 | Eighty Two
83 | Eighty Three
84 | Eighty Four
85 | Eighty Five
86 | Eighty Six
87 | Eighty Seven
88 | Eighty Eight
89 | Eighty Nine
90 | Ninety
91 | Ninety One
92 | Ninety Two
93 | Ninety Three
94 | Ninety Four
95 | Ninety Five
96 | Ninety Six
97 | Ninety Seven
98 | Ninety Eight
99 | Ninety Nine
100 | One Hundred