## Cover
Price Schedules | GIS Substation Package- NAG-SS-02A for additional work (including supply of 132kV Transformer) for upgradation of 66/33kV Tuensang Substation to 132kV level under Transmission System for Nagaland State associated with North Eastern Region Power System Improvement Project. |  | GIS Substation Package- NAG-SS-02A
SPEC. NO.: CC/NT/GIS/WB/A02/22/00011
| 1 | Fill up only green shaded cells in Sch-2, Sch-3, Sch-4, Sch 5, Sch-6,Sch6a, 6b, Sch7a, Sch-7b, Sch8, Sch9 , Sch10, Sch-11, Sch-12 and Bid Form
| 2 | Instructions / error messages, if any, will be displayed automatically after selecting the cell.
पावर ग्रिड कारपोरेशन ऑफ इण्डिया लिमिटेड
(भारत सरकार का उद्यम)
Power Grid Corporation of India Limited
(A Government of India Enterprises)
Click to skip Instructions & Proceed
Click for Detailed General Instructions
General guidelines for filling up the Price Schedules

## INSTRUCTIONS (hidden)
INSTRUCTIONS FOR BIDDERS TO FILL WORKBOOK
I | While filling up the worksheets following may please be observed :
(i) | Fill up only green shaded cells.
(ii) | Certain data type entries have been restricted, such as Numeric values or limits of numeric.
(iii) | Select only the options in pull down menus.
(iv) | Do not link any cell of this workbook with any other workbook.
(v) | Do not use copy & paste or cut & paste options for filling up the data.
(vi) | Do not reformat any of the cell of the workbook.
II | This workbook contains the following worksheets:
(a) | Cover :
Opening page of the workbook.
(b) | Names of the Bidder : | Do not leave this cell blank.
Fill up Country of Origin of Bidder, names and address of the Bidder as selected above.
Fill up date in dd-mm-yyyy format from drop down menu.
(c ) | Sch-1: | Schedule of rates and prices for Plant and Equipment (including Mandatory Spares Parts) to be supplied from abroad - NOT APPLICABLE
(d) | Sch-2: | Schedule of rates and prices for Plant and Equipment (including Mandatory Spare Parts) to be supplied from within India.
(e) | Sch-3: | Schedule of rates and prices for Local Transportation, Insurance and other Incidental services (including port clearance etc.)
(f) | Sch-4: | Schedule of rates and prices for Installation Services
(g) | Sch-5 : | Grand Summary
(h) | Sch-5a: | Discount
(i) | Sch-5b: | Grand Summary after Discount
(j) | Sch-6 a: | Schedule of Type Test Charges for Type Tests to be conducted abroad:
(k) | Sch-6b | Schedule of Type Test Charges for Type Tests to be conducted in India:
(l) | Sch-7: | Taxes & Duties not included in the Bid Price
(m) | Sch-8: | MINIMUM VALUE OF BOUGHT-OUT ITEMS FOR THE PURPOSE OF SALES TAX DECLARATION FORMS
(n) | Sch-9: | Cost of Withdrawals, if any, for Deviations
(o) | Sch-10: | Declaration regarding Deemed Export Benefits
(p) | Other taxes & duties: | Fill the description, amount and rate of applicable Other taxes & duties. Total of this worksheet shall be displayed in Sch-5 (Taxes & Duties)
(p) | Sch-11: | Declaration/Confirmation in regard to sourcing of material/equipment and services from within the state
(q) | Bid Form (2nd Envelope):
Fill up ref. no. as bidder's ref. no. of this letter.
This letter shall consider the net price as per Sch-5 b (After Discount).
Fill up names & Designation of the Bidder.
Fill up additional Information as required.
| If MOT left blank |  | footnote: u have left …. Cells blank
| If Unit price left blank |  | footnote: u have left …. Cells blank
Width of Cell for unit price and total
if unit price blank, shade it
if currency is blank, shade it.
| If currency left blank |  | footnote: u have left …. Cells blank
format unit price cell in sch.1 & 2 and currency cell
check sch-2 thoroughly
check summary sheet
In sch-2, if currency cell is blank, unit F&I shud be INCLUDED

## Name of Bidder
GIS Substation Package- NAG-SS-02A for additional work (including supply of 132kV Transformer) for upgradation of 66/33kV Tuensang Substation to 132kV level under Transmission System for Nagaland State associated with North Eastern Region Power System Improvement Project.
SPEC. NO.: CC/NT/GIS/WB/A02/22/00011 |  | Sole Bidder
Joint Venture Bid
Enter the details of the bidder below:
Specify type of Bidder [Select from drop down menu] |  | 2
Foreign Entity
Indian Entity
Country of Origin of Bidder [Select from drop down menu] |  | 3 | (Foreign+Indian) Entity
| 2 or more | 2 or more
Name of the Bidder |  | 1
Address of Registered Office |  | 2 or more
Other Partner-1
Address of Registered Office
Other Partner-2
Address
sdfsdfsdf
Address of Registered Office
sdfsdfsdf
Printed Name
Designation
Date
Place
Note on D44: Insert date in mm-dd-yyyy format

## Sch-1
SPEC. NO.: CC/NT/GIS/WB/A02/22/00011 | [20 empty] | Schedule-1
GIS Substation Package- NAG-SS-02A for additional work (including supply of 132kV Transformer) for upgradation of 66/33kV Tuensang Substation to 132kV level under Transmission System for Nagaland State associated with North Eastern Region Power System Improvement Project. | [23 empty] | INR
(Schedule of Rates and Prices)
Bidder’s Name and Address (Lead Partner of) : | [18 empty] | To:
Contract Services
Name : | [8 empty] | 0 | [9 empty] | Power Grid Corporation of India Ltd.,
Address : | [8 empty] | 0 | [9 empty] | "Saudamini", Plot No.-2
[9 empty] | 0 | [9 empty] | Sector-29,
[9 empty] | 0 | [9 empty] | Gurgaon (Haryana) - 122 001
Plant and Equipment (including mandatory spare parts) to be supplied from abroad:
Sl. No. | PR No | PR Line Item No | Activity Description | Material Code | HSN Code | Whether HSN in column ‘6’ is confirmed. If not indicate applicable the HSN code # | Rate | Whether rate of GST in column ‘8’ is confirmed. If not indicate applicable rate of GST # | Item Description | Country of Origin | Unit | Qty. | CIP Entry Border Point / CIF Indian Port of Entry Price
[13 empty] | Unit F.O.B. Price |  | Total F.O.B. Price | Unit Marine/Air Insurance price |  | Total Marine/Air Insurance price | Marine/Air Freight |  | Total Marine/Air Freight price
[13 empty] | Currency # | Amount |  | Currency # | Amount |  | Currency # | Amount
(1) | (2) | (3) | (4) | (5) |  |  |  |  | (6) | (7) | (8) | (9) | (10) | (11) | (12)=(11)*(9) | (13) | (14) | (15)=(14)*(9) | (16) | (17) | (18)=(17)*(9)
| NOT APPLICABLE | [21 empty] | #REF! | 8 | 8 | 8
(I) | [8 empty] | (6): Grand Total for Schedule -1 | [8 empty] | #REF! | 141
(II) | [8 empty] | (6): Total for Type Test Charges for Type Tests to be conducted abroad [as per Schedule - 7a] | [8 empty] | #REF! | 142
(III) | [8 empty] | (6): Total CIP named place of Destination Price | [7 empty] | 10.5 | #REF! | 143
(III) | [8 empty] | (6): Total CIP named place of Destination Price | [7 empty] | 10.5 | #REF! | 143
Note:
# | Specify currency in accordance with BDS Clause (ITB 18.1), Part-1 of the Bidding Documents.
Bidder is required to quote prices in this Schedule for all the individual items/sub-items.
* | Strikeout whichever is not applicable
Date : | [8 empty] | (6): 0; (9): Printed Name; Amount (11): 0
Place : | [8 empty] | (6): 0; (9): Designation; Amount (11): 0

## Sch-2
SPEC. NO.: CC/NT/GIS/WB/A02/22/00011 | [13 empty] | SCHEDULE-2
GIS Substation Package- NAG-SS-02A for additional work (including supply of 132kV Transformer) for upgradation of 66/33kV Tuensang Substation to 132kV level under Transmission System for Nagaland State associated with North Eastern Region Power System Improvement Project.
(Schedule of Rates and Prices)
Bidder’s Name and Address (Lead Partner of) :
Contract Services
Name : | [8 empty] | 0 |  |  |  |  | Power Grid Corporation of India Ltd., | INR
Address : | [8 empty] | 0 |  |  |  |  | "Saudamini", Plot No.-2
[9 empty] | 0 |  |  |  |  | Sector-29,
[9 empty] | 0 |  |  |  |  | Gurgaon (Haryana) - 122 001
Plant and Equipment (including mandatory spare parts) to be supplied from within India:
Sl. No. | PR No | PR Line Item No | Activity Description | Material Code | HSN Code | Whether HSN in column ‘6’ is confirmed. If not indicate applicable the HSN code # | Rate of GST applicable (in %) | Whether rate of GST in column ‘8’ is confirmed. If not indicate applicable rate of GST # | Item Description | Unit | Qty. | Currency # | Unit Ex-works Price (INR) | Total Ex-works Price (INR)
(1) | (2) | (3) | (4) | (5) | (6) | (7) | (8) | (9) | (10) | (11) | (12) |  | (13) | (14)=(12)*(13)
(2): 132/33kV Tuensang (GIS) New S/s | [5 empty] | Revaluation of N column | Tax Calculation
1 | 7000019030 | 230 | 132kV POWER TRANSFORMER | 1000000556 | 85042200 |  | 18 |  | 10MVA, 132/33 KV, 3-phase Transformerexcluding Insulating Oil | EA | 2 | INR |  | INCLUDED |  |  | 0 | 0
2 | 7000019030 | 240 | 132kV POWER TRANSFORMER | 1000013960 | 85049010 |  | 18 |  | Insulating Oil for 10MVA, 132/33 KV, 3-phase Transformer | SET | 2 | INR |  | INCLUDED |  | 0 | 0 | 0
3 | 7000019030 | 250 | SPARES FOR 132kV POWER TRANSFORMER | 1000032089 | 85049010 |  | 18 |  | SPARES INSULATING OIL TO BE HANDED OVER TO OWNER AFTER COMMISSIONING | KL | 10 | INR |  | INCLUDED |  | 5 | 0 | 0
4 | 7000019030 | 340 | SPARES FOR 132kV POWER TRANSFORMER | 1000009706 | 85371000 |  | 18 |  | Control, Relay and protection Panel for 132/33 kV Transformer -without autoreclose (for both HV & MV side) (duplex panel) | EA | 1 | INR |  | INCLUDED |  | 12 | 0 | 0
5 | 7000019030 | 260 | SPARES FOR 132kV POWER TRANSFORMER | 1000028280 | 85049010 |  | 18 |  | Magnetic Oil Level Gauge | EA | 1 | INR |  | INCLUDED |  | 18 | 0 | 0
6 | 7000019030 | 270 | SPARES FOR 132kV POWER TRANSFORMER | 1000007922 | 85049010 |  | 18 |  | Buchholz Relay (Main Tank) complete with float and contacts forTransformer | SET | 1 | INR |  | INCLUDED |  | 28 | 0 | 0
7 | 7000019030 | 280 | SPARES FOR 132kV POWER TRANSFORMER | 1000026245 | 85049010 |  | 18 |  | OTI complete with contacts & sensing device | SET | 1 | INR |  | INCLUDED |  |  | 0 | 0
8 | 7000019030 | 290 | SPARES FOR 132kV POWER TRANSFORMER | 1000028774 | 85049010 |  | 18 |  | Local winding temperature indicator (WTI) with contact | EA | 1 | INR |  | INCLUDED |  |  | 0 | 0
9 | 7000019030 | 300 | SPARES FOR 132kV POWER TRANSFORMER | 1000009749 | 85049010 |  | 18 |  | Cooler fan with motor for 132kV Transformer | EA | 1 | INR |  | INCLUDED |  |  | 0 | 0
10 | 7000019030 | 310 | SPARES FOR 132kV POWER TRANSFORMER | 1000028501 | 85049010 |  | 18 |  | OIL COOLER PUMP WITH MOTOR FOR 132KV TRANSFORMER | SET | 1 | INR |  | INCLUDED |  |  | 0 | 0
11 | 7000019030 | 320 | SPARES FOR 132kV POWER TRANSFORMER | 1000030920 | 85049010 |  | 18 |  | 145KV, 800A RIP BUSHING WITH METAL PARTS AND GASKETS | EA | 1 | INR |  | INCLUDED |  |  | 0 | 0
12 | 7000019030 | 330 | SPARES FOR 132kV POWER TRANSFORMER | 1000002051 | 85049010 |  | 18 |  | 36kV, 1000A Bushing with metal parts andgaskets for Transformer | EA | 1 | INR |  | INCLUDED |  |  | 0 | 0
13 | 7000019030 | 350 | POWER TRANSFORMER MONITORING DEVICES | 1000025219 | 85049010 |  | 18 |  | On line insulating oil drying system (Cartridge type) (As per technicalspecification) | EA | 2 | INR |  | INCLUDED |  |  | 0 | 0
14 | 7000019030 | 360 | POWER TRANSFORMER MONITORING DEVICES | 1000016763 | 85049010 |  | 18 |  | On line dissolved gas (multi gas) and moisture analyser (As pertechnical specification) | EA | 2 | INR |  | INCLUDED |  |  | 0 | 0
15 | 7000019030 | 370 | 33kV LT TRANSFORMER | 1000004296 | 85042100 |  | 18 |  | 400kVA, 33/0.433kV, 3ph LT Transformer | EA | 1 | INR |  | INCLUDED |  |  | 0 | 0
16 | 7000019030 | 380 | 132kV, 31.5kA GIS Equipment | 1000032373 | 85389000 |  | 18 |  | 145KV, 1250A, 31.5KA SF6/AIR BUSHING FOR CONNECTING GIS TO AISALONGWITH SUPPORT STRUCTURE | SET | 5 | INR |  | INCLUDED |  |  | 0 | 0
17 | 7000019030 | 390 | 132kV, 31.5kA GIS Equipment | 1000032751 | 85389000 |  | 18 |  | 145KV, 1250A, 31.5KA,3PH,GIS BUS DUCT | M | 250 | INR |  | INCLUDED |  |  | 0 | 0
18 | 7000019030 | 400 | 132kV, 31.5kA GIS Equipment | 1000001015 | 85359030 |  | 18 |  | 145 kV, 2000A, 31.5kA, SF6 GIS Bus barmodule as per Section-Project,Technical specification | SET | 2 | INR |  | INCLUDED |  |  | 0 | 0
19 | 7000019030 | 410 | 132kV, 31.5kA GIS Equipment | 1000000994 | 85359030 |  | 18 |  | 145kV, 1250 A, 31.5 kA, SF6 GIS Linefeeder bay module as perSection-Project, Technicalspecification | SET | 3 | INR |  | INCLUDED |  |  | 0 | 0
20 | 7000019030 | 420 | 132kV, 31.5kA GIS Equipment | 1000001016 | 85359030 |  | 18 |  | 145kV, 2000 A, 31.5 kA, SF6 GIS Buscoupler bay module as perSection-Project, Technicalspecification | SET | 1 | INR |  | INCLUDED |  |  | 0 | 0
21 | 7000019030 | 430 | 132kV, 31.5kA GIS Equipment | 1000000944 | 85359030 |  | 18 |  | 145kV, 1250 A, 31.5 kA, SF6 GIS ICTfeeder bay module as perSection-Project, Technicalspecification | SET | 2 | INR |  | INCLUDED |  |  | 0 | 0
22 | 7000019030 | 440 | GIS Common Equipment | 1000032132 | 85389000 |  | 18 |  | SF6 GAS ANALYZER | EA | 1 | INR |  | INCLUDED |  |  | 0 | 0
23 | 7000019030 | 450 | GIS Common Equipment | 1000025436 | 90271000 |  | 18 |  | SF6 Gas Leakage Detector | EA | 1 | INR |  | INCLUDED |  |  | 0 | 0
24 | 7000019030 | 460 | GIS Common Equipment | 1000025438 | 85389000 |  | 18 |  | SF6 Gas processing Unit for 145kV GIS station | SET | 1 | INR |  | INCLUDED |  |  | 0 | 0
25 | 7000019030 | 470 | GIS Common Equipment | 1000024689 | 85389000 |  | 18 |  | EOT Crane for GIS Building for 132kV GIS Station | SET | 1 | INR |  | INCLUDED |  |  | 0 | 0
26 | 7000019030 | 480 | GIS Common Equipment | 1000017097 | 85389000 |  | 18 |  | Partial Discharge Monitoring System for 145kV GIS Station | SET | 1 | INR |  | INCLUDED |  |  | 0 | 0
27 | 7000019030 | 490 | 145kV, 31.5kA AIS Equipments | 1000000956 | 85462040 |  | 18 |  | 145kV, 1 phase Bus Post Insulators | EA | 19 | INR |  | INCLUDED |  |  | 0 | 0
28 | 7000019030 | 500 | 145kV, 31.5kA AIS Equipments | 1000020416 | 85354010 |  | 18 |  | 120kV Surge Arrester(1-phase) | EA | 15 | INR |  | INCLUDED |  |  | 0 | 0
29 | 7000019030 | 510 | 145kV, 31.5kA AIS Equipments | 1000000991 | 85359090 |  | 18 |  | 145 kV, 8800pf, 1-phase Capacitive Voltage Transformer | EA | 9 | INR |  | INCLUDED |  |  | 0 | 0
30 | 7000019030 | 520 | 36kV AIS EQUIPMENT | 1000002032 | 85462040 |  | 18 |  | 36kV, 1 phase Bus Post Insulators as per Technical Specification | EA | 12 | INR |  | INCLUDED |  |  | 0 | 0
31 | 7000019030 | 530 | 36kV AIS EQUIPMENT | 1000020418 | 85354010 |  | 18 |  | 30kV Surge Arrester (1-Phase) | EA | 12 | INR |  | INCLUDED |  |  | 0 | 0
32 | 7000019030 | 540 | 36kV AIS EQUIPMENT | 1000002064 | 85353090 |  | 18 |  | 36 kV, 1250A, 25 KA, 3-Phase DoubleBreak Isolator with one E/s | EA | 4 | INR |  | INCLUDED |  |  | 0 | 0
33 | 7000019030 | 550 | Erection Hardware for 132 kV GIS | 1000011220 | 85389000 |  | 18 |  | Erection Hardware for 132kV DM type layout for GIS terminationarrangement-Transformer bay as per technical specification | SET | 2 | INR |  | INCLUDED |  |  | 0 | 0
34 | 7000019030 | 560 | Erection Hardware for 132 kV GIS | 1000011222 | 85389000 |  | 18 |  | Erection Hardware for 132kV DM type layout for GIS terminationarrangement-Line bay as per technical specification | SET | 3 | INR |  | INCLUDED |  |  | 0 | 0
35 | 7000019030 | 570 | Erection Hardware for 132 kV GIS | 1000055853 | 72169990 |  | 18 |  | 132KV TENSION INSULATOR STRING AND ASSOCIATED HARDWARE FITTINGSWITHOUT TURN BUCKLE SUITABLE FOR SINGLE CONDUCTOR | EA | 9 | INR |  | INCLUDED |  |  | 0 | 0
36 | 7000019030 | 580 | Erection Hardware for 132 kV GIS | 1000055855 | 72169990 |  | 18 |  | 132KV TENSION INSULATOR STRING AND ASSOCIATED HARDWARE FITTINGS WITHTURN BUCKLE SUITABLE FOR SINGLE CONDUCTOR | EA | 18 | INR |  | INCLUDED |  |  | 0 | 0
37 | 7000019030 | 590 | Erection Hardware for 132 kV GIS | 1000055857 | 72169990 |  | 18 |  | 132KV SUSPENSION INSULATOR STRING AND ASSOCIATED HARDWARE FITTINGSWITH DROP CLAMP SUITABLE FOR SINGLE CONDUCTOR | EA | 9 | INR |  | INCLUDED |  |  | 0 | 0
38 | 7000019030 | 600 | Erection Hardware for 132 kV GIS | 1000055859 | 72169990 |  | 18 |  | 132KV SUSPENSION INSULATOR STRING AND ASSOCIATED HARDWARE FITTINGSWITH THROUGH CLAMP SUITABLE FOR SINGLE CONDUCTOR | EA | 9 | INR |  | INCLUDED |  |  | 0 | 0
39 | 7000019030 | 610 | Erection Hardware for 33kV Type S/Y | 1000032412 | 85049010 |  | 18 |  | ERECTION HARDWARE FOR AUXILIARY LT TRANSFORMER | SET | 2 | INR |  | INCLUDED |  |  | 0 | 0
40 | 7000019030 | 620 | Erection Hardware for 33kV Type S/Y | 1000011289 | 72169990 |  | 18 |  | Erection Hardware for the 33kV layout (Bus Scheme as perSLD)-Transformer Bay as per technical specification | SET | 2 | INR |  | INCLUDED |  |  | 0 | 0
41 | 7000019030 | 630 | Erection Hardware for 33kV Type S/Y | 1000011288 | 72169990 |  | 18 |  | Erection Hardware for the 33kV layout (Bus Scheme as per SLD)-Line Bayas per technical specification | SET | 4 | INR |  | INCLUDED |  |  | 0 | 0
42 | 7000019030 | 640 | Earthmat | 1000032055 | 72159090 |  | 18 |  | 40 MM MS ROD FOR MAIN EARTHMAT | KM | 4 | INR |  | INCLUDED |  |  | 0 | 0
43 | 7000019030 | 650 | CRP for 132 kV Bays with SAS | 1000000734 | 85371000 |  | 18 |  | 132kV Bus Bar Protection Panel (Single)-(with Automation) | SET | 1 | INR |  | INCLUDED |  |  | 0 | 0
44 | 7000019030 | 660 | CRP for 132 kV Bays with SAS | 1000000908 | 85371000 |  | 18 |  | 132kV Transformer Protection Panel (For both HV & MV side)-(withAutomation) | EA | 2 | INR |  | INCLUDED |  |  | 0 | 0
45 | 7000019030 | 670 | CRP for 132 kV Bays with SAS | 1000000812 | 85371000 |  | 18 |  | 132kV Line Protection Panel (with Automation) | EA | 3 | INR |  | INCLUDED |  |  | 0 | 0
46 | 7000019030 | 680 | CRP for 132 kV Bays with SAS | 1000000738 | 85371000 |  | 18 |  | 132kV Circuit Breaker Relay Panel with Auto Reclose (with Automation) | EA | 5 | INR |  | INCLUDED |  |  | 0 | 0
47 | 7000019030 | 690 | CRP for 132 kV Bays with SAS | 1000021642 | 85371000 |  | 18 |  | Time synchronisation equipment | EA | 1 | INR |  | INCLUDED |  |  | 0 | 0
48 | 7000019030 | 700 | SAS | 1000002018 | 85371000 |  | 18 |  | Complete Substation automation System for 33kV bay as per TechnicalSpecification | EA | 9 | INR |  | INCLUDED |  |  | 0 | 0
49 | 7000019030 | 710 | SAS | 1000000814 | 85371000 |  | 18 |  | Complete Substation automation System for 132kV bay as per TechnicalSpecification | EA | 6 | INR |  | INCLUDED |  |  | 0 | 0
50 | 7000019030 | 720 | PLCC Equipment | 1000036908 | 85446020 |  | 18 |  | HF CABLE 75 OHMS FOR PLCC | KM | 1 | INR |  | INCLUDED |  |  | 0 | 0
51 | 7000019030 | 730 | PLCC Equipment | 1000017887 | 85176210 |  | 18 |  | Analog Protection Coupler for PLCC | EA | 2 | INR |  | INCLUDED |  |  | 0 | 0
52 | 7000019030 | 740 | PLCC Equipment | 1000000046 | 85176210 |  | 18 |  | Carrier Equipment Analog type (for Speech+Data & Speech+Protection) | EA | 2 | INR |  | INCLUDED |  |  | 0 | 0
53 | 7000019030 | 750 | PLCC Equipment | 1000010014 | 85176210 |  | 18 |  | Coupling device for PLCC | SET | 2 | INR |  | INCLUDED |  |  | 0 | 0
54 | 7000019030 | 760 | PLCC Equipment | 1000000909 | 85176210 |  | 18 |  | 132kV,1250A,0.5mH , 31.5kA Line Trap | EA | 2 | INR |  | INCLUDED |  |  | 0 | 0
55 | 7000019030 | 770 | LT SWITCHGEAR | 1000004754 | 85371000 |  | 18 |  | 48V DCDB | SET | 1 | INR |  | INCLUDED |  |  | 0 | 0
56 | 7000019030 | 780 | LT SWITCHGEAR | 1000001144 | 85371000 |  | 18 |  | 220V DCDB | SET | 2 | INR |  | INCLUDED |  |  | 0 | 0
57 | 7000019030 | 790 | LT SWITCHGEAR | 1000004308 | 85371000 |  | 18 |  | 415V Emergency Lighting DB(along with 1no. 25kVA 415V/415V lightingtransformer) | SET | 1 | INR |  | INCLUDED |  |  | 0 | 0
58 | 7000019030 | 800 | LT SWITCHGEAR | 1000004311 | 85371000 |  | 18 |  | 415V Main Lighting DB(along with 2 nos.25 kVA 415V/415V Lighting transformer) | SET | 1 | INR |  | INCLUDED |  |  | 0 | 0
59 | 7000019030 | 810 | LT SWITCHGEAR | 1000004303 | 85371000 |  | 18 |  | 415V AC Distribution Board (ACDB) as per Technical Specification | SET | 1 | INR |  | INCLUDED |  |  | 0 | 0
60 | 7000019030 | 820 | LT SWITCHGEAR | 1000004313 | 85371000 |  | 18 |  | 415V Main Switchboard | SET | 1 | INR |  | INCLUDED |  |  | 0 | 0
61 | 7000019030 | 830 | 220V Battery & Charger | 1000001161 | 85044030 |  | 18 |  | 220V, 50A/50A Float Cum Boost BatteryCharger | EA | 2 | INR |  | INCLUDED |  |  | 0 | 0
62 | 7000019030 | 840 | 220V Battery & Charger | 1000001160 | 85072000 |  | 28 |  | 220V, 500 Ah Battery | SET | 2 | INR |  | INCLUDED |  |  | 0 | 0
63 | 7000019030 | 850 | 48V Battery & Charger | 1000004767 | 85072000 |  | 28 |  | 48V, 300 Ah Battery | SET | 1 | INR |  | INCLUDED |  |  | 0 | 0
64 | 7000019030 | 860 | 48V Battery & Charger | 1000004770 | 85044030 |  | 18 |  | 48V, 40A/40A Float Cum Boost BatteryCharger | EA | 2 | INR |  | INCLUDED |  |  | 0 | 0
65 | 7000019030 | 870 | DG SET | 1000000541 | 85021200 |  | 18 |  | 100 kVA Diesel Generator along with control Panel | SET | 1 | INR |  | INCLUDED |  |  | 0 | 0
66 | 7000019030 | 880 | POWER & CONTROL CABLE | 1000031915 | 85446090 |  | 18 |  | 1.1KV GRADE 1CX300 SQMM (XLPE) POWER CABLE | KM | 1 | INR |  | INCLUDED |  |  | 0 | 0
67 | 7000019030 | 890 | POWER & CONTROL CABLE | 1000031987 | 85446020 |  | 18 |  | 1.1KV GRADE 5CX2.5 SQMM CONTROL CABLE | KM | 4 | INR |  | INCLUDED |  |  | 0 | 0
68 | 7000019030 | 900 | POWER & CONTROL CABLE | 1000031887 | 85446020 |  | 18 |  | 1.1KV GRADE 10CX2.5 SQMM CONTROL CABLE | KM | 1 | INR |  | INCLUDED |  |  | 0 | 0
69 | 7000019030 | 910 | POWER & CONTROL CABLE | 1000031904 | 85446020 |  | 18 |  | 1.1KV GRADE 14CX2.5 SQMM CONTROL CABLE | KM | 0.5 | INR |  | INCLUDED |  |  | 0 | 0
70 | 7000019030 | 920 | POWER & CONTROL CABLE | 1000031908 | 85446020 |  | 18 |  | 1.1KV GRADE 19CX2.5 SQMM CONTROL CABLE | KM | 0.6 | INR |  | INCLUDED |  |  | 0 | 0
71 | 7000019030 | 930 | POWER & CONTROL CABLE | 1000031927 | 85446020 |  | 18 |  | 1.1KV GRADE 27CX2.5 SQMM CONTROL CABLE | KM | 0.7 | INR |  | INCLUDED |  |  | 0 | 0
72 | 7000019030 | 940 | POWER & CONTROL CABLE | 1000031936 | 85446020 |  | 18 |  | 1.1KV GRADE 2CX2.5 SQMM CONTROL CABLE | KM | 1 | INR |  | INCLUDED |  |  | 0 | 0
73 | 7000019030 | 950 | POWER & CONTROL CABLE | 1000031943 | 85446020 |  | 18 |  | 1.1KV GRADE 2CX6 SQMM (PVC) POWER CABLE | KM | 2 | INR |  | INCLUDED |  |  | 0 | 0
74 | 7000019030 | 960 | POWER & CONTROL CABLE | 1000031985 | 85446020 |  | 18 |  | 1.1KV GRADE 4CX6 SQMM (PVC) POWER CABLE | KM | 0.6 | INR |  | INCLUDED |  |  | 0 | 0
75 | 7000019030 | 970 | POWER & CONTROL CABLE | 1000031951 | 85446090 |  | 18 |  | 1.1KV GRADE 3.5CX300 SQMM (XLPE) POWER CABLE | KM | 0.25 | INR |  | INCLUDED |  |  | 0 | 0
76 | 7000019030 | 980 | POWER & CONTROL CABLE | 1000031947 | 85446090 |  | 18 |  | 1.1KV GRADE 3.5CX150 SQMM (XLPE) POWER CABLE | KM | 0.25 | INR |  | INCLUDED |  |  | 0 | 0
77 | 7000019030 | 990 | POWER & CONTROL CABLE | 1000031959 | 85446020 |  | 18 |  | 1.1KV GRADE 3.5CX95 SQMM ARMOURED (PVC) POWER CABLE | KM | 0.2 | INR |  | INCLUDED |  |  | 0 | 0
78 | 7000019030 | 1000 | POWER & CONTROL CABLE | 1000031957 | 85446020 |  | 18 |  | 1.1KV GRADE 3.5CX70 SQMM (PVC) POWER CABLE | KM | 0.3 | INR |  | INCLUDED |  |  | 0 | 0
79 | 7000019030 | 1010 | POWER & CONTROL CABLE | 1000031953 | 85446020 |  | 18 |  | 1.1KV GRADE 3.5CX35 SQMM (PVC) POWER CABLE | KM | 1 | INR |  | INCLUDED |  |  | 0 | 0
80 | 7000019030 | 1020 | POWER & CONTROL CABLE | 1000031976 | 85446020 |  | 18 |  | 1.1KV GRADE 4CX16 SQMM (PVC) POWER CABLE | KM | 2 | INR |  | INCLUDED |  |  | 0 | 0
81 | 7000019030 | 1030 | POWER & CONTROL CABLE | 1000032046 | 85446090 |  | 18 |  | 33KV HV POWER CABLE ALONG WITH ACCESSORIES | KM | 2 | INR |  | INCLUDED |  |  | 0 | 0
82 | 7000019030 | 2320 | POWER & CONTROL CABLE | 1000029075 | 85446090 |  | 18 |  | 33kV XLPE cable Termination Equipment along with structure &accessories for out door termination (one set consists of completerequirement for one bay) | SET | 8 | INR |  | INCLUDED |  |  | 0 | 0
83 | 7000019030 | 1040 | AIR CONDITIONING & VENTILATION SYSTEM | 1000013502 | 84158210 |  | 28 |  | High wall type split AC unit of 2 TR capacity | EA | 8 | INR |  | INCLUDED |  |  | 0 | 0
84 | 7000019030 | 1050 | AIR CONDITIONING & VENTILATION SYSTEM | 1000022404 | 84159000 |  | 28 |  | Ventillation system for 132KV GIS Hall | SET | 1 | INR |  | INCLUDED |  |  | 0 | 0
85 | 7000019030 | 1060 | AIR CONDITIONING & VENTILATION SYSTEM | 1000033819 | 84151090 |  | 28 |  | AIRCONDITIONING SYSTEM FOR LCC IN 145KV GIS BUILDING | SET | 1 | INR |  | INCLUDED |  |  | 0 | 0
86 | 7000019030 | 1070 | FIRE FIGHTING SYSTEM | 1000012022 | 84241000 |  | 18 |  | 4.5 kg CO2 type Portable Fire extinguisher | EA | 6 | INR |  | INCLUDED |  |  | 0 | 0
87 | 7000019030 | 1080 | FIRE FIGHTING SYSTEM | 1000049665 | 84241000 |  | 18 |  | 60 LITRE FOAM TYPE TROLLEY/WHEEL MOUNTED FIRE EXTINGUISHER | SET | 2 | INR |  | INCLUDED |  |  | 0 | 0
88 | 7000019030 | 1090 | FIRE FIGHTING SYSTEM | 1000012027 | 84241000 |  | 18 |  | 9litre water type Portable Fire extinguisher | EA | 8 | INR |  | INCLUDED |  |  | 0 | 0
89 | 7000019030 | 1100 | FIRE FIGHTING SYSTEM | 1000012008 | 85311020 |  | 18 |  | Fire Detection and Alarm System for 132kV GIS Hall | SET | 1 | INR |  | INCLUDED |  |  | 0 | 0
90 | 7000019030 | 1110 | FIRE FIGHTING SYSTEM | 1000015936 | 84248990 |  | 18 |  | Nitrogen injection type fire protection for 132kV transformer | SET | 2 | INR |  | INCLUDED |  |  | 0 | 0
91 | 7000019030 | 1120 | FIRE FIGHTING SYSTEM | 1000028551 | 84137010 |  | 12 |  | Diesel Engine driven Hydrant system with Water tank, Pump Room, DGdriven pump, O/G & U/G piping, hydrant points for transformers,buildings, store yard and accessories etc. | LS | 1 | INR |  | INCLUDED |  |  | 0 | 0
92 | 7000019030 | 1130 | FIRE FIGHTING SYSTEM | 1000012026 | 84241000 |  | 18 |  | 6Kg dry chemical powered type Portable Fire extinguisher | EA | 5 | INR |  | INCLUDED |  |  | 0 | 0
93 | 7000019030 | 1140 | FIRE FIGHTING SYSTEM | 1000012012 | 85311020 |  | 18 |  | Fire Detection and Alarm System for Control Room Building(132kV) | SET | 1 | INR |  | INCLUDED |  |  | 0 | 0
94 | 7000019030 | 1150 | FIRE FIGHTING SYSTEM | 1000059214 | 84818090 |  | 18 |  | FIRE PROTECTION SYSTEM FOR PANEL ROOM AS PER TS | SET | 1 | INR |  | INCLUDED |  |  | 0 | 0
95 | 7000019030 | 1160 | FIRE FIGHTING SYSTEM | 1000030637 | 85311020 |  | 18 |  | INDOOR FIRE DETECTION & ALARM SYSTEM FOR FIRE FIGHTING PUMP HOUSEBUILDING | LS | 1 | INR |  | INCLUDED |  |  | 0 | 0
96 | 7000019030 | 1170 | ILLUMINATION SYSTEM | 1000004795 | 94059900 |  | 18 |  | 5/15 A, 240V: Indoor Receptacle 3-pin type modular (type RI) as pertechnical specifications | EA | 4 | INR |  | INCLUDED |  |  | 0 | 0
97 | 7000019030 | 1180 | ILLUMINATION SYSTEM | 1000001050 | 94059900 |  | 18 |  | 15A, 240V: Outdoor Receptacle 2 pole, 3-pin modular (type RO) as pertechnical specifications | EA | 4 | INR |  | INCLUDED |  |  | 0 | 0
98 | 7000019030 | 1190 | ILLUMINATION SYSTEM | 1000004952 | 94059900 |  | 18 |  | 63A, 415V : Interlocked switch socket outdoor Receptacle (type RP) asper technical specifications | EA | 1 | INR |  | INCLUDED |  |  | 0 | 0
99 | 7000019030 | 1200 | ILLUMINATION SYSTEM | 1000001894 | 94059900 |  | 18 |  | Outdoor Power Receptacle for oilfiltration unit (250A) | EA | 1 | INR |  | INCLUDED |  |  | 0 | 0
100 | 7000019030 | 1210 | ILLUMINATION SYSTEM | 1000038387 | 94051090 |  | 18 |  | LED FLOOD LIGHT LUMINARIESTYPE FL-1 (150W) AS PER TECHNICALSPECIFICATION | EA | 10 | INR |  | INCLUDED |  |  | 0 | 0
101 | 7000019030 | 1220 | ILLUMINATION SYSTEM | 1000038325 | 94059900 |  | 18 |  | LIGHTING FIXTURE LED LUMINAIRES TYPE FL2 AS PER TECH. SPECIFICATIONS | EA | 5 | INR |  | INCLUDED |  |  | 0 | 0
102 | 7000019030 | 1230 | ILLUMINATION SYSTEM | 1000038385 | 94059900 |  | 18 |  | FIRE WALL MOUNTED LED LUMINARIE TYPE FL-2 (250W) | EA | 1 | INR |  | INCLUDED |  |  | 0 | 0
103 | 7000019030 | 1240 | ILLUMINATION SYSTEM | 1000014520 | 94051090 |  | 18 |  | Lighting Fixture type BL as per technical specification | EA | 4 | INR |  | INCLUDED |  |  | 0 | 0
104 | 7000019030 | 1250 | ILLUMINATION SYSTEM | 1000038389 | 94051090 |  | 18 |  | LED STREET LIGHT LUMINAIRE TYPE SL-L1 (= 45W)AS PER TECHNICALSPECIFICATION | EA | 10 | INR |  | INCLUDED |  |  | 0 | 0
105 | 7000019030 | 1260 | ILLUMINATION SYSTEM | 1000038397 | 94059900 |  | 18 |  | TYPE L1 STREET LIGHTING POLE OF 6 METER AS PER TECHNICALSPECIFICATION. | EA | 10 | INR |  | INCLUDED |  |  | 0 | 0
106 | 7000019030 | 1270 | ILLUMINATION SYSTEM | 1000038041 | 94051090 |  | 18 |  | LIGHTING FIXTURE LED LUMINAIRES TYPE SL-D1 AS PER TECH. SPECIFICATIONS | EA | 2 | INR |  | INCLUDED |  |  | 0 | 0
107 | 7000019030 | 1280 | ILLUMINATION SYSTEM | 1000038396 | 94059900 |  | 18 |  | TYPE D1 POST TOP LANTERN POLE OF 4 METER AS PER TECHNICALSPECIFICATION. | EA | 2 | INR |  | INCLUDED |  |  | 0 | 0
108 | 7000019030 | 1290 | ILLUMINATION SYSTEM | 1000037227 | 94059900 |  | 18 |  | ILLUMINATION SYSTEM FOR 132KV GIS HALL | SET | 1 | INR |  | INCLUDED |  |  | 0 | 0
109 | 7000019030 | 1300 | ILLUMINATION SYSTEM | 1000014549 | 94059900 |  | 18 |  | Lighting Panel type DCP as per technical specification | EA | 1 | INR |  | INCLUDED |  |  | 0 | 0
110 | 7000019030 | 1310 | ILLUMINATION SYSTEM | 1000014547 | 85371000 |  | 18 |  | Lighting Panel type ACP-2 as per technical specification | EA | 3 | INR |  | INCLUDED |  |  | 0 | 0
111 | 7000019030 | 1320 | ILLUMINATION SYSTEM | 1000030002 | 94059900 |  | 18 |  | Fire fighting pumphouse building illimunation including conduit | LS | 1 | INR |  | INCLUDED |  |  | 0 | 0
112 | 7000019030 | 1330 | ILLUMINATION SYSTEM | 1000014548 | 94059900 |  | 18 |  | Lighting Panel type ACP-3 as per technical specification | EA | 1 | INR |  | INCLUDED |  |  | 0 | 0
113 | 7000019030 | 1340 | ILLUMINATION SYSTEM | 1000029979 | 94059900 |  | 18 |  | Control room cum administrative building (132kV) illuminationincluding Conduit | LS | 1 | INR |  | INCLUDED |  |  | 0 | 0
114 | 7000019030 | 1350 | ILLUMINATION SYSTEM | 1000059215 | 94059900 |  | 18 |  | INDOOR ILLUMINATION OF PANEL ROOM AS PER TS | SET | 1 | INR |  | INCLUDED |  |  | 0 | 0
115 | 7000019030 | 1360 | ILLUMINATION SYSTEM | 1000024515 | 76169990 |  | 18 |  | Cartwheel Mounted Aluminium Ladder as Per Technical Specification | EA | 1 | INR |  | INCLUDED |  |  | 0 | 0
116 | 7000019030 | 1370 | ILLUMINATION SYSTEM | 1000025538 | 76169990 |  | 18 |  | Self Supported Aluminium Ladder as Per Technical Specification | EA | 1 | INR |  | INCLUDED |  |  | 0 | 0
117 | 7000019030 | 1380 | Towers | 1000029043 | 73082011 |  | 18 |  | Fabrication, galvanising and supply of Std 132 kV Tower T2P includingnuts, bolts, all type of washers, packplates, step bolts and gussetplates excluding foundation bolts | EA | 4 | INR |  | INCLUDED |  |  | 0 | 0
118 | 7000019030 | 1390 | Towers | 1000029053 | 73082011 |  | 18 |  | Fabrication, galvanising and supply of Std 33 kV Tower C2PA includingnuts, bolts, all type of washers, packplates, step bolts and gussetplates excluding foundation bolts | EA | 5 | INR |  | INCLUDED |  |  | 0 | 0
119 | 7000019030 | 1400 | Towers | 1000029047 | 73082011 |  | 18 |  | Fabrication, galvanising and supply of Std 33 kV Beam B2A includingnuts, bolts, all type of washers, packplates, step bolts and gussetplates excluding foundation bolts | EA | 4 | INR |  | INCLUDED |  |  | 0 | 0
120 | 7000019030 | 1410 | Towers | 1000029034 | 73082011 |  | 18 |  | Fabrication, galvanising and supply of Std 132 kV Beam B1AA includingnuts, bolts, all type of washers, packplates, step bolts and gussetplates excluding foundation bolts | EA | 2 | INR |  | INCLUDED |  |  | 0 | 0
121 | 7000019030 | 1420 | Towers | 1000030005 | 73082011 |  | 18 |  | Lightening Mast(LM)-40m complete with foundation bolts/nuts platformsetc. | EA | 2 | INR |  | INCLUDED |  |  | 0 | 0
122 | 7000019030 | 1430 | Towers | 1000007652 | 73082011 |  | 18 |  | Beam-B4 complete with end connecting cleat etc. | EA | 4 | INR |  | INCLUDED |  |  | 0 | 0
123 | 7000019030 | 1440 | 132kV Equipment support structures | 1000029035 | 73082011 |  | 18 |  | Fabrication, galvanising and supply of Std 132 kV Support Structure1Ph BPI including nuts, bolts, all type of washers, packplates, stepboltsand gusset plates excluding foundation bolts | EA | 19 | INR |  | INCLUDED |  |  | 0 | 0
124 | 7000019030 | 1450 | 132kV Equipment support structures | 1000029037 | 73082011 |  | 18 |  | Fabrication, galvanising and supply of Std 132 kV Support Structure1Ph CVT including nuts, bolts, all type of washers, packplates, stepboltsand gusset plates excluding foundation bolts | EA | 9 | INR |  | INCLUDED |  |  | 0 | 0
125 | 7000019030 | 1460 | 132kV Equipment support structures | 1000029039 | 73082011 |  | 18 |  | Fabrication, galvanising and supply of Std 132 kV Support Structure 1 PhLAincluding nuts, bolts, all type of washers, packplates, step bolts andgusset plates excluding foundation bolts | EA | 15 | INR |  | INCLUDED |  |  | 0 | 0
126 | 7000019030 | 1470 | Mandatory Spare LOT | 1000019920 | 85079090 |  | 28 |  | Spares for 48V Batteries | LS | 1 | INR |  | INCLUDED |  |  | 0 | 0
127 | 7000019030 | 1480 | Mandatory Spare LOT | 1000019913 | 85079090 |  | 28 |  | Spares for 220V Batteries | LS | 1 | INR |  | INCLUDED |  |  | 0 | 0
128 | 7000019030 | 1490 | Mandatory Spare LOT | 1000019921 | 85044030 |  | 18 |  | Spares fpr 48V Battery Charger | LS | 1 | INR |  | INCLUDED |  |  | 0 | 0
129 | 7000019030 | 1500 | Mandatory Spare LOT | 1000019914 | 85049090 |  | 18 |  | Spares fpr 220V Battery Charger | LS | 1 | INR |  | INCLUDED |  |  | 0 | 0
130 | 7000019030 | 1510 | Mandatory Spare LOT | 1000019915 | 85030010 |  | 18 |  | Spares for DG set | LS | 1 | INR |  | INCLUDED |  |  | 0 | 0
131 | 7000019030 | 1520 | Mandatory Spare LOT | 1000025950 | 85176210 |  | 18 |  | Spare-PLCC | SET | 1 | INR |  | INCLUDED |  |  | 0 | 0
132 | 7000019030 | 1530 | Mandatory Spare LOT | 1000019912 | 85371000 |  | 18 |  | Relay & protection Panels (with automation) | LS | 1 | INR |  | INCLUDED |  |  | 0 | 0
133 | 7000019030 | 1540 | Mandatory Spare LOT | 1000053851 | 76169990 |  | 18 |  | SPARES FOR CLAMPS & CONNECTORS | LOT | 1 | INR |  | INCLUDED |  |  | 0 | 0
134 | 7000019030 | 1550 | Mandatory Spare LOT | 1000062001 | 85371000 |  | 18 |  | BAY CONTROL UNIT (IED) OF AUXILIARY SYSTEM | EA | 1 | INR |  | INCLUDED |  |  | 0 | 0
135 | 7000019030 | 1560 | Mandatory Spare LOT | 1000062002 | 85371000 |  | 18 |  | BAY CONTROL UNIT (IED) OF MAIN SYSTEM | EA | 1 | INR |  | INCLUDED |  |  | 0 | 0
136 | 7000019030 | 1570 | Mandatory Spare LOT | 1000028572 | 85359090 |  | 18 |  | SPARE-145KV CVT | LOT | 1 | INR |  | INCLUDED |  |  | 0 | 0
137 | 7000019030 | 1580 | Mandatory Spare LOT | 1000026087 | 85354010 |  | 18 |  | Spares for 120kV Surge Arrester | LS | 1 | INR |  | INCLUDED |  |  | 0 | 0
138 | 7000019030 | 1590 | Mandatory Spare LOT | 1000028782 | 85389000 |  | 18 |  | SPARE-INDOORSW.GEAR PANEL | LS | 1 | INR |  | INCLUDED |  |  | 0 | 0
139 | 7000019030 | 1600 | Mandatory Spare LOT | 1000062004 | 85371000 |  | 18 |  | ETHERNET SWITCH SUITABLE FOR 19Ã‚â‚¬Â RACK MOUNTING WITH 24 FIBER OPTICPORTS | EA | 1 | INR |  | INCLUDED |  |  | 0 | 0
140 | 7000019030 | 1610 | Mandatory Spare LOT | 1000062003 | 85371000 |  | 18 |  | ETHERNET SWITCH SUITABLE FOR 19Ã‚â‚¬Â RACK MOUNTING WITH 12 COPPER + 6FIBER OPTIC PORTS | EA | 1 | INR |  | INCLUDED |  |  | 0 | 0
141 | 7000019030 | 1620 | Mandatory Spare LOT | 1000019926 | 94059900 |  | 18 |  | Spares for Illumination System | LS | 1 | INR |  | INCLUDED |  |  | 0 | 0
142 | 7000019030 | 1630 | Mandatory Spare LOT | 1000019916 | 85049010 |  | 18 |  | Spares for 33/0.433kV LT Transformer | LS | 1 | INR |  | INCLUDED |  |  | 0 | 0
143 | 7000019030 | 1640 | Mandatory Spare 145KV GIS | 1000050242 | 85359030 |  | 18 |  | SF6 PRESSURE GAUGE CUM SWITCH /DENSITY MONITORS AND PRESSURESWITCH AS APPLICABLE, OF EACH TYPE-145KV GIS | SET | 3 | INR |  | INCLUDED |  |  | 0 | 0
144 | 7000019030 | 1650 | Mandatory Spare 145KV GIS | 1000050214 | 85359030 |  | 18 |  | COUPLING DEVICE FOR PRESSURE GAUGE CUM SWITCH FOR CONNECTINGGAS HANDLING PLANT OF EACH TYPE-145KV GIS | SET | 2 | INR |  | INCLUDED |  |  | 0 | 0
145 | 7000019030 | 1660 | Mandatory Spare 145KV GIS | 1000050226 | 85359030 |  | 18 |  | RUBBER GASKETS, Ã‚â‚¬Å’OÃ‚â‚¬Â RINGS AND SEALS FOR SF6 GAS FOR GISENCLOSURE OF EACH TYPE-145KV GIS | SET | 3 | INR |  | INCLUDED |  |  | 0 | 0
146 | 7000019030 | 1670 | Mandatory Spare 145KV GIS | 1000058265 | 85359030 |  | 18 |  | 145KV GIS-MOLECULAR FILTER FOR SF6 GAS WITH FILTER BAGS (5 % OF TOTALWEIGHT) | SET | 1 | INR |  | INCLUDED |  |  | 0 | 0
147 | 7000019030 | 1680 | Mandatory Spare 145KV GIS | 1000050213 | 85359030 |  | 18 |  | CONTROL VALVES FOR SF6 GAS OF EACH TYPE-145KV GIS | SET | 3 | INR |  | INCLUDED |  |  | 0 | 0
148 | 7000019030 | 1690 | Mandatory Spare 145KV GIS | 1000058266 | 85359030 |  | 18 |  | 145KV GIS-SF6 GAS (5 % OF TOTAL GAS QUANTITY) | LOT | 1 | INR |  | INCLUDED |  |  | 0 | 0
149 | 7000019030 | 1700 | Mandatory Spare 145KV GIS | 1000050229 | 85359030 |  | 18 |  | LOCKING DEVICE TO KEEP THE DIS-CONNECTORS (ISOLATORS)AND EARTHING/FAST EARTHING SWITCHES (AS APPLICABLE) IN CLOSE OR OPENPOSITION IN CASE OF REMOVAL OF THE DRIVING MECHANISM-145KV GIS | SET | 3 | INR |  | INCLUDED |  |  | 0 | 0
150 | 7000019030 | 1710 | Mandatory Spare 145KV GIS | 1000050256 | 85359030 |  | 18 |  | UHF PD SENSORS OF EACH TYPE ALONG WITH BNC CONNECTOR FOR 145KV GIS | EA | 5 | INR |  | INCLUDED |  |  | 0 | 0
151 | 7000019030 | 1720 | Mandatory Spare 145KV GIS | 1000058269 | 85359030 |  | 18 |  | 145KV GIS-SUPPORT INSULATORS (GAS THROUGH) OF EACH TYPE (COMPLETE WITHMETAL RING ETC.) ALONG WITH ASSOCIATED CONTACTS AND SHIELDS | EA | 5 | INR |  | INCLUDED |  |  | 0 | 0
152 | 7000019030 | 1730 | Mandatory Spare 145KV GIS | 1000058264 | 85359030 |  | 18 |  | 145KV GIS-GAS BARRIERS OF EACH TYPE (COMPLETE WITH METAL RING ETC.)ALONG WITH ASSOCIATED CONTACTS AND SHIELDS | EA | 5 | INR |  | INCLUDED |  |  | 0 | 0
153 | 7000019030 | 1740 | Mandatory Spare 145KV GIS | 1000058268 | 85359030 |  | 18 |  | 145kV GIS- 1250A SF6 to air bushing complete in all respect | EA | 1 | INR |  | INCLUDED |  |  | 0 | 0
154 | 7000019030 | 1750 | Mandatory Spare 145KV GIS | 1000050249 | 85359030 |  | 18 |  | LCC SPARES - AUX. RELAYS, CONTACTORS, PUSH BUTTONS, SWITCHES, LAMPS,ANNUNCIATION WINDOWS, MCB, FUSES, TIMERS, TERMINAL BLOCKS ETC.OF EACH TYPE & RATING-145KV GIS | SET | 2 | INR |  | INCLUDED |  |  | 0 | 0
155 | 7000019030 | 1760 | Mandatory Spare 145KV GIS | 1000058241 | 85359030 |  | 18 |  | 145KV GIS- CIRCUIT BREAKER (THREE PHASE) OF 1250A WITH INTERRUPTER,MAIN CIRCUIT, ENCLOSURE AND OPERATING MECHANISM COMPLETE IN ALLRESPECT | SET | 1 | INR |  | INCLUDED |  |  | 0 | 0
156 | 7000019030 | 1770 | Mandatory Spare 145KV GIS | 1000058242 | 85359030 |  | 18 |  | 145KV GIS- CIRCUIT BREAKER (THREE PHASE) OF 2000A WITH INTERRUPTER,MAIN CIRCUIT, ENCLOSURE AND OPERATING MECHANISM COMPLETE IN ALLRESPECT | SET | 1 | INR |  | INCLUDED |  |  | 0 | 0
157 | 7000019030 | 1780 | Mandatory Spare 145KV GIS | 1000021870 | 85389000 |  | 18 |  | Trip coil assembly with resistor (asapplicable) for 145kV GIS CircuitBreaker | SET | 3 | INR |  | INCLUDED |  |  | 0 | 0
158 | 7000019030 | 1790 | Mandatory Spare 145KV GIS | 1000009184 | 85389000 |  | 18 |  | Closing coil assembly with resistor (asapplicable) for 145kV GIS CircuitBreaker | SET | 3 | INR |  | INCLUDED |  |  | 0 | 0
159 | 7000019030 | 1800 | Mandatory Spare 145KV GIS | 1000058257 | 85359030 |  | 18 |  | RELAYS, POWER CONTACTORS, PUSH BUTTONS, TIMERS & MCBS ETC. (ASAPPLICABLE) OF EACH TYPE FOR 145KV GIS CIRCUIT BREAKER | SET | 1 | INR |  | INCLUDED |  |  | 0 | 0
160 | 7000019030 | 1810 | Mandatory Spare 145KV GIS | 1000058244 | 85359030 |  | 18 |  | AUXILIARY SWITCH ASSEMBLY OF EACH TYPE FOR 145KV GIS CIRCUIT BREAKER | SET | 3 | INR |  | INCLUDED |  |  | 0 | 0
161 | 7000019030 | 1820 | Mandatory Spare 145KV GIS | 1000058251 | 85359030 |  | 18 |  | 145KV GIS CIRCUIT BREAKER-OPERATION COUNTER | EA | 3 | INR |  | INCLUDED |  |  | 0 | 0
162 | 7000019030 | 1830 | Mandatory Spare 145KV GIS | 1000058248 | 85359030 |  | 18 |  | 145KV GIS CIRCUIT BREAKER-HYDRAULIC OPERATING MECHANISM WITH DRIVEMOTOR (FOR HYDRAULIC OPERATED MECHANISM, IF APPLICABLE) | SET | 1 | INR |  | INCLUDED |  |  | 0 | 0
163 | 7000019030 | 1840 | Mandatory Spare 145KV GIS | 1000058245 | 85359030 |  | 18 |  | 145KV GIS CIRCUIT BREAKER-HYDRAULIC FILTER OF EACH TYPE (FOR HYDRAULICOPERATED MECHANISM, IF PPLICABLE) | SET | 1 | INR |  | INCLUDED |  |  | 0 | 0
164 | 7000019030 | 1850 | Mandatory Spare 145KV GIS | 1000058247 | 85359030 |  | 18 |  | 145KV GIS CIRCUIT BREAKER- HOSE PIPE OF EACH TYPE (AS APPLICABLE) (FORHYDRAULIC OPERATED MECHANISM, IF APPLICABLE) | SET | 1 | INR |  | INCLUDED |  |  | 0 | 0
165 | 7000019030 | 1860 | Mandatory Spare 145KV GIS | 1000058250 | 85359030 |  | 18 |  | 145KV GIS CIRCUIT BREAKER - N2 ACCUMULATOR (FOR HYDRAULIC OPERATEDMECHANISM, IF APPLICABLE) | SET | 1 | INR |  | INCLUDED |  |  | 0 | 0
166 | 7000019030 | 1870 | Mandatory Spare 145KV GIS | 1000058259 | 85359030 |  | 18 |  | 145KV GIS CIRCUIT BREAKER -VALVES OF EACH TYPE (FOR HYDRAULIC OPERATEDMECHANISM, IF APPLICABLE) | SET | 1 | INR |  | INCLUDED |  |  | 0 | 0
167 | 7000019030 | 1880 | Mandatory Spare 145KV GIS | 1000058252 | 85359030 |  | 18 |  | 145KV GIS CIRCUIT BREAKER -PIPE LENGTH (COPPER & STEEL) OF EACH SIZE &TYPE (FOR HYDRAULIC OPERATED MECHANISM, IF APPLICABLE) | SET | 1 | INR |  | INCLUDED |  |  | 0 | 0
168 | 7000019030 | 1890 | Mandatory Spare 145KV GIS | 1000058256 | 85359030 |  | 18 |  | 145KV GIS CIRCUIT BREAKER -PRESSURE SWITCHES OF EACH TYPE (FORHYDRAULIC OPERATED MECHANISM, IF APPLICABLE) | SET | 1 | INR |  | INCLUDED |  |  | 0 | 0
169 | 7000019030 | 1900 | Mandatory Spare 145KV GIS | 1000058255 | 85359030 |  | 18 |  | 145KV GIS CIRCUIT BREAKER -PRESSURE GAUGE WITH COUPLING DEVICE OF EACHTYPE (FOR HYDRAULIC OPERATED MECHANISM, IF APPLICABLE) | SET | 1 | INR |  | INCLUDED |  |  | 0 | 0
170 | 7000019030 | 1910 | Mandatory Spare 145KV GIS | 1000058249 | 85359030 |  | 18 |  | 145KV GIS CIRCUIT BREAKER-HYDRAULIC OIL (5% OF TOTAL OIL QUANTITY)(FOR HYDRAULIC OPERATED MECHANISM, IF APPLICABLE) | SET | 1 | INR |  | INCLUDED |  |  | 0 | 0
171 | 7000019030 | 1920 | Mandatory Spare 145KV GIS | 1000058243 | 85359030 |  | 18 |  | 145KV GIS CIRCUIT BREAKER- PRESSURE RELIEF DEVICE OF EACH TYPE (FORHYDRAULIC OPERATED MECHANISM, IF APPLICABLE) | SET | 1 | INR |  | INCLUDED |  |  | 0 | 0
172 | 7000019030 | 1930 | Mandatory Spare 145KV GIS | 1000058258 | 85359030 |  | 18 |  | 145KV GIS CIRCUIT BREAKER-COMPLETE SPRING OPERATING MECHANISMINCLUDING CHARGING MECHANISM ETC. (FOR SPRING OPERATED MECHANISM, IFAPPLICABLE) | SET | 1 | INR |  | INCLUDED |  |  | 0 | 0
173 | 7000019030 | 1940 | Mandatory Spare 145KV GIS | 1000058246 | 85359030 |  | 18 |  | 145KV GIS CIRCUIT BREAKER- COMPLETE HYDRAULIC-SPRING OPERATINGMECHANISM INCLUDING CHARGING MECHANISM ETC. (FOR HYDRAULIC-SPRINGOPERATED MECHANISM, IF APPLICABLE) | SET | 1 | INR |  | INCLUDED |  |  | 0 | 0
174 | 7000019030 | 1950 | Mandatory Spare 145KV GIS | 1000058253 | 85359030 |  | 18 |  | PRESSURE SWITCHES OF EACH TYPE (FOR HYDRAULIC-SPRING OPERATEDMECHANISM, IF APPLICABLE)-220KV GIS CIRCUIT BREAKER | SET | 1 | INR |  | INCLUDED |  |  | 0 | 0
175 | 7000019030 | 1960 | Mandatory Spare 145KV GIS | 1000058254 | 85359030 |  | 18 |  | PRESSURE GAUGE WITH COUPLING DEVICE OF EACH TYPE (FOR HYDRAULIC-SPRINGOPERATED MECHANISM, IF APPLICABLE)-220KV GIS CIRCUIT BREKAER | SET | 1 | INR |  | INCLUDED |  |  | 0 | 0
176 | 7000019030 | 1970 | Mandatory Spare 145KV GIS | 1000058369 | 85359030 |  | 18 |  | 145kV GIS- Three phase of 1250Adisconnector switch including maincircuit, enclosure, driving mechanismand support insulator etc., complete inall respect (Note 1- The contractorshall supply spare for disconnectorswitch to ensure one to one replacementof all disconnector switch supplied asmain equipment without any requirementof modification in fittings at site tocover all different types ofdisconnector switch supplied. In case,quantity of supplied dis-connectorswitch types (for one to onereplacement) are more than the quantitymentioned in BPS for spare, thecontractor shall supply theseadditional types of disconnector switchwithout any additional priceimplication to POWERGRID and quantitiesof these additional type ofdisconnector switch are deem to beincluded in the quantities mentioned inBPS for spare disconnector. Note 2 - Incase, Dis-connector Switch (DS) & EarthSwitch (ES) is provided in a sameenclosure with common operatingmechanism, then the module comprisingof Dis-connector & Earth switch insingle enclosure with common operatingmechanism is to be provided under thehead of spare Dis-connector only. Note3- In case, Dis-connector Switch (DS)&Earth Switch (ES) is provided in asame enclosure with separate operatingmechanism, then the module comprisingof Dis-connector & Earth switch insingle enclosure with separateoperating mechanism is to be providedunder the head of spare Dis-connectoronly.) | EA | 4 | INR |  | INCLUDED |  |  | 0 | 0
177 | 7000019030 | 1980 | Mandatory Spare 145KV GIS | 1000058370 | 85359030 |  | 18 |  | 145kV GIS- Three phase of 2000Adisconnector switch including maincircuit, enclosure, driving mechanismand support insulator etc., complete inall respect (Note 1- The contractorshall supply spare for disconnectorswitch to ensure one to one replacementof all disconnector switch supplied asmain equipment without any requirementof modification in fittings at site tocover all different types ofdisconnector switch supplied. In case,quantity of supplied dis-connectorswitch types (for one to onereplacement) are more than the quantitymentioned in BPS for spare, thecontractor shall supply theseadditional types of disconnector switchwithout any additional priceimplication to POWERGRID and quantitiesof these additional type ofdisconnector switch are deem to beincluded in the quantities mentioned inBPS for spare disconnector. Note 2 - Incase, Dis-connector Switch (DS) & EarthSwitch (ES) is provided in a sameenclosure with common operatingmechanism, then the module comprisingof Dis-connector & Earth switch insingle enclosure with common operatingmechanism is to be provided under thehead of spare Dis-connector only. Note3- In case, Dis-connector Switch (DS)&Earth Switch (ES) is provided in asame enclosure with separate operatingmechanism, then the module comprisingof Dis-connector & Earth switch insingle enclosure with separateoperating mechanism is to be providedunder the head of spare Dis-connectoronly.) | EA | 2 | INR |  | INCLUDED |  |  | 0 | 0
178 | 7000019030 | 1990 | Mandatory Spare 145KV GIS | 1000058239 | 85359030 |  | 18 |  | 145KV GIS- THREE PHASE MAINTENANCE EARTHING SWITCH INCLUDING MAINCIRCUIT, ENCLOSURE, DRIVING MECHANISM AND SUPPORT INSULATOR ETC.,COMPLETE IN ALL RESPECT (NOTE 1 - IN CASE, DIS-CONNECTOR SWITCH (DS) &EARTH SWITCH (ES) IS PROVIDED IN A SAME ENCLOSURE WITH COMMONOPERATING MECHANISM, THEN THE MODULE COMPRISING OF DIS-CONNECTOR &EARTH SWITCH IN SINGLE ENCLOSURE WITH COMMON OPERATING MECHANISM IS TOBE PROVIDED UNDER THE HEAD OF SPARE DIS-CONNECTOR ONLY. NOTE 2 - INCASE, DIS-CONNECTOR SWITCH (DS) & EARTH SWITCH (ES) IS PROVIDED IN ASAME ENCLOSURE WITH SEPARATE OPERATING MECHANISM, THEN THE MODULECOMPRISING OF DIS-CONNECTOR & EARTH SWITCH IN SINGLE ENCLOSURE WITHSEPARATE OPERATING MECHANISM IS TO BE PROVIDED UNDER THE HEAD OF SPAREDIS-CONNECTOR ONLY.) | EA | 2 | INR |  | INCLUDED |  |  | 0 | 0
179 | 7000019030 | 2000 | Mandatory Spare 145KV GIS | 1000058234 | 85359030 |  | 18 |  | 145KV GIS - THREE PHASE FAST EARTHING SWITCH INCLUDING MAIN CIRCUIT,ENCLOSURE, DRIVING MECHANISM AND SUPPORT INSULATOR ETC., COMPLETE INALL RESPECT (NOTE 1 - IN CASE, DIS-CONNECTOR SWITCH (DS) & EARTHSWITCH (ES) IS PROVIDED IN A SAME ENCLOSURE WITH COMMON OPERATINGMECHANISM, THEN THE MODULE COMPRISING OF DIS-CONNECTOR & EARTH SWITCHIN SINGLE ENCLOSURE WITH COMMON OPERATING MECHANISM IS TO BE PROVIDEDUNDER THE HEAD OF SPARE DIS-CONNECTOR ONLY. NOTE 2 - IN CASE,DIS-CONNECTOR SWITCH (DS) & EARTH SWITCH (ES) IS PROVIDED IN A SAMEENCLOSURE WITH SEPARATE OPERATING MECHANISM, THEN THE MODULECOMPRISING OF DIS-CONNECTOR & EARTH SWITCH IN SINGLE ENCLOSURE WITHSEPARATE OPERATING MECHANISM IS TO BE PROVIDED UNDER THE HEAD OF SPAREDIS-CONNECTOR ONLY.) | EA | 2 | INR |  | INCLUDED |  |  | 0 | 0
180 | 7000019030 | 2010 | Mandatory Spare 145KV GIS | 1000058048 | 85359030 |  | 18 |  | OPEN/CLOSE CONTACTOR ASSEMBLY, TIMERS, KEY INTERLOCK, INTERLOCKINGCOILS, RELAYS, PUSH BUTTONS, INDICATING LAMPS, POWER CONTACTORS,RESISTORS, FUSES, MCBS & DRIVE CONTROL CARDS ETC. (AS APPLICABLE) ONEOF EACH TYPE FOR ONE COMPLETE MOM BOX FOR 145KV GIS DISCONNECTORSWITCH | SET | 1 | INR |  | INCLUDED |  |  | 0 | 0
181 | 7000019030 | 2020 | Mandatory Spare 145KV GIS | 1000058236 | 85359030 |  | 18 |  | OPEN/CLOSE CONTACTOR ASSEMBLY, TIMERS, KEY INTERLOCK, INTERLOCKINGCOILS, RELAYS, PUSH BUTTONS, INDICATING LAMPS, POWER CONTACTORS,RESISTORS, FUSES, MCBS & DRIVE CONTROL CARDS ETC. (AS APPLICABLE) ONEOF EACH TYPE FOR ONE COMPLETE MOM BOX FOR 145KV GIS MAINTENANCE EARTHSWITCH | SET | 1 | INR |  | INCLUDED |  |  | 0 | 0
182 | 7000019030 | 2030 | Mandatory Spare 145KV GIS | 1000058231 | 85359030 |  | 18 |  | OPEN/CLOSE CONTACTOR ASSEMBLY, TIMERS, KEY INTERLOCK, INTERLOCKINGCOILS, RELAYS, PUSH BUTTONS, INDICATING LAMPS, POWER CONTACTORS,RESISTORS, FUSES, MCBS & DRIVE CONTROL CARDS ETC. (AS APPLICABLE) ONEOF EACH TYPE FOR ONE COMPLETE MOM BOX FOR 145KV GIS FAST EARTHINGSWITCH | SET | 1 | INR |  | INCLUDED |  |  | 0 | 0
183 | 7000019030 | 2040 | Mandatory Spare 145KV GIS | 1000058260 | 85359030 |  | 18 |  | LIMIT SWITCHES AND AUX. SWITCHES FOR ONE COMPLETE MOM BOX FOR 145KVGIS DISCONNECTOR SWITCH | SET | 2 | INR |  | INCLUDED |  |  | 0 | 0
184 | 7000019030 | 2050 | Mandatory Spare 145KV GIS | 1000058238 | 85359030 |  | 18 |  | LIMIT SWITCHES AND AUX. SWITCHES FOR ONE COMPLETE MOM BOX FOR 145KVGIS MAINTENANCE EARTH SWITCH | SET | 2 | INR |  | INCLUDED |  |  | 0 | 0
185 | 7000019030 | 2060 | Mandatory Spare 145KV GIS | 1000058233 | 85359030 |  | 18 |  | LIMIT SWITCHES AND AUX. SWITCHES FOR ONE COMPLETE MOM BOX FOR 145KVGIS FAST EARTHING SWITCH | SET | 2 | INR |  | INCLUDED |  |  | 0 | 0
186 | 7000019030 | 2070 | Mandatory Spare 145KV GIS | 1000058049 | 85359030 |  | 18 |  | DRIVE MECHANISM FOR 145KV GIS DISCONNECTOR SWITCH | SET | 1 | INR |  | INCLUDED |  |  | 0 | 0
187 | 7000019030 | 2080 | Mandatory Spare 145KV GIS | 1000058237 | 85359030 |  | 18 |  | DRIVE MECHANISM FOR 145KV GIS MAINTENANCE EARTH SWITCH | SET | 1 | INR |  | INCLUDED |  |  | 0 | 0
188 | 7000019030 | 2090 | Mandatory Spare 145KV GIS | 1000058232 | 85359030 |  | 18 |  | DRIVE MECHANISM FOR 145KV GIS FAST EARTHING SWITCH | SET | 1 | INR |  | INCLUDED |  |  | 0 | 0
189 | 7000019030 | 2100 | Mandatory Spare 145KV GIS | 1000058230 | 85359030 |  | 18 |  | MOTOR FOR DRIVE MECHANISM FOR 145KV GIS DISCONNECTOR SWITCH | EA | 1 | INR |  | INCLUDED |  |  | 0 | 0
190 | 7000019030 | 2110 | Mandatory Spare 145KV GIS | 1000058240 | 85359030 |  | 18 |  | MOTOR FOR DRIVE MECHANISM FOR 145KVGIS MAINTENANCE EARTH SWITCH | EA | 1 | INR |  | INCLUDED |  |  | 0 | 0
191 | 7000019030 | 2120 | Mandatory Spare 145KV GIS | 1000058235 | 85359030 |  | 18 |  | MOTOR FOR DRIVE MECHANISM FOR 145KV GIS FAST EARTHING SWITCH | EA | 1 | INR |  | INCLUDED |  |  | 0 | 0
192 | 7000019030 | 2130 | Mandatory Spare 145KV GIS | 1000058261 | 85359030 |  | 18 |  | 145KV GIS- CURRENT TRANSFORMER (4 CORES) WITH ASSOCIATED ENCLOSURE ANDPRIMARY CONDUCTOR COMPLETE IN ALL RESPECT | EA | 1 | INR |  | INCLUDED |  |  | 0 | 0
193 | 7000019030 | 2140 | Mandatory Spare 145KV GIS | 1000058263 | 85359030 |  | 18 |  | 145KV GIS- VOLTAGE TRANSFORMER WITH ASSOCIATED ENCLOSURE COMPLETE INALL RESPECT | EA | 1 | INR |  | INCLUDED |  |  | 0 | 0
194 | 7000019030 | 2150 | Mandatory Spare 145KV GIS | 1000058267 | 85359030 |  | 18 |  | 145KV GIS-SF6 GAS PRESSURE RELIEF DEVICE ASSEMBLY OF EACH TYPE | EA | 2 | INR |  | INCLUDED |  |  | 0 | 0
195 | 7000019030 | 2160 | 36KV INDOOR PANEL (AIS TYPE) | 1000002039 | 85372000 |  | 18 |  | 36 kV (3-phase) Indoor Switch gear Panel for Line Module | SET | 4 | INR |  | INCLUDED |  |  | 0 | 0
196 | 7000019030 | 2170 | 36KV INDOOR PANEL (AIS TYPE) | 1000002041 | 85372000 |  | 18 |  | 36 kV (3-phase) Indoor Switch gear Panel for Transformer Module | SET | 2 | INR |  | INCLUDED |  |  | 0 | 0
197 | 7000019030 | 2180 | 36KV INDOOR PANEL (AIS TYPE) | 1000002038 | 85372000 |  | 18 |  | 36 kV (3-phase) Indoor Switch gear Panel for Bus Sectionaliser Module | SET | 1 | INR |  | INCLUDED |  |  | 0 | 0
198 | 7000019030 | 2190 | 36KV INDOOR PANEL (AIS TYPE) | 1000032789 | 85389000 |  | 18 |  | 36 KV,25 KA (3-PHASE) INDOOR SWITCH GEAR PANEL FOR LT TRANSFORMERMODULE | EA | 2 | INR |  | INCLUDED |  |  | 0 | 0
199 | 7000019030 | 2220 | Foundation Bolts | 1000029078 | 73181500 |  | 18 |  | 20 mm FOUNDATION BOLTS (Including nuts,checknut & washers for latticeand pipe structures) | EA | 48 | INR |  | INCLUDED |  |  | 0 | 0
200 | 7000019030 | 2230 | Foundation Bolts | 1000028770 | 73181500 |  | 18 |  | Fabrication, galvanising and supply of24mm dia foundation bolts includingnuts, checknuts, washers andpackplates. | EA | 216 | INR |  | INCLUDED |  |  | 0 | 0
201 | 7000019030 | 2240 | Foundation Bolts | 1000012368 | 73082011 |  | 18 |  | Fabrication, galvanising and supply of 40mm dia foundation boltsincluding nuts, checknuts, washers and packplates. | EA | 80 | INR |  | INCLUDED |  |  | 0 | 0
202 | 7000019030 | 2250 | Foundation Bolts | 1000012369 | 73082011 |  | 18 |  | Fabrication, galvanising and supply of 56mm dia foundation boltsincluding nuts, checknuts, washers and packplates | EA | 80 | INR |  | INCLUDED |  |  | 0 | 0
203 | 7000019030 | 2280 | Non-standard | 1000015954 | 73082011 |  | 18 |  | Fabrication, galvanising and supply of Lattice Structures (MS Steel),to be designed during detailed engineering, for towers, beams andequipment support structure including pack plates / packwashers andgusset plates excluding fasteners and foundation bolts | MT | 14 | INR |  | INCLUDED |  |  | 0 | 0
204 | 7000019030 | 2290 | Non-standard | 1000011713 | 73082011 |  | 18 |  | Fabrication, galvanising and supply of fasteners ( nuts, bolts andwashers ) including step bolts for lattice and pipe structures to bedesigned during detailed engineering | MT | 1.5 | INR |  | INCLUDED |  |  | 0 | 0
205 | 7000019030 | 2300 | Non-standard | 1000012373 | 73082011 |  | 18 |  | Fabrication, galvanising and supply of foundation bolts including nuts,checknut and washers for lattice and pipe structures to be designedduring detailed engineering | MT | 2.2 | INR |  | INCLUDED |  |  | 0 | 0
206 | 7000019131 | 10 | PLCC Remote location | 1000036908 | 85446020 |  | 18 |  | HF CABLE 75 OHMS FOR PLCC | KM | 2 | INR |  | INCLUDED |  |  | 0 | 0
207 | 7000019131 | 20 | PLCC Remote location | 1000017887 | 85176210 |  | 18 |  | Analog Protection Coupler for PLCC | EA | 2 | INR |  | INCLUDED |  |  | 0 | 0
208 | 7000019131 | 30 | PLCC Remote location | 1000000046 | 85176210 |  | 18 |  | Carrier Equipment Analog type (for Speech+Data & Speech+Protection) | EA | 2 | INR |  | INCLUDED |  |  | 0 | 0
209 | 7000019131 | 40 | PLCC Remote location | 1000010014 | 85176210 |  | 18 |  | Coupling device for PLCC | SET | 2 | INR |  | INCLUDED |  |  | 0 | 0
(10): Grand Total for Schedule -2 |  |  | 0 |  |  |  | 0
[14 empty] | 0 |  |  |  | 0
[14 empty] | 0 |  |  |  | 0
[12 empty] | INR |  | 0 |  |  | INR | 0
(10): Total for Type Test Charges for Type Tests to be conducted IN INDIA [as per Schedule - 7b] |  |  | 0
0
0
0
0
(10): Total for Plant and Equipment to be supplied from within India |  |  | 0
0
0
[12 empty] | INR |  | 0
Note:
# | [8 empty] | Specify currency in accordance with BDS Clause (ITB 18.1), Part-1 of the Bidding Documents.
* | [8 empty] | Specify amount of GST on the transaction between the Contractor and the Employer, separately in Schedule-5.
Bidder is required to quote prices in this Schedule for all the individual items/ sub-items.
# In case the bidder leaves the cell for confirmation of the HSN code and/or GST rate “blank”, the HSN code and corresponding GST rate indicated by the Employer shall be deemed to be the one confirmed by the Bidder.
(1): Date :; (2): 0; (12): Printed Name |  | 0
(1): Place :; (2): 0; (12): Designation |  | 0

## Sch-3
SPEC. NO.: CC/NT/GIS/WB/A02/22/00011
SCHEDULE-3
GIS Substation Package- NAG-SS-02A for additional work (including supply of 132kV Transformer) for upgradation of 66/33kV Tuensang Substation to 132kV level under Transmission System for Nagaland State associated with North Eastern Region Power System Improvement Project.
(Schedule of Rates and Prices)
Bidder’s Name and Address (Lead Partner of) :
Contract Services
Name : |  |  |  |  | 0 | Power Grid Corporation of India Ltd.,
Address : |  |  |  |  | 0 | "Saudamini", Plot No.-2
[5 empty] | 0 | Sector-29,
[5 empty] | 0 | Gurgaon (Haryana) - 122 001
Charges for Local/Inland Transportation, In-transit Insurance, loading and unloading for supply of Plant and Equipment | [14 empty] | All prices in INR
All prices in INR
Sl. No. | PR No | PR Line Item No | Activity Description | Material Code | Description | Unit | Qty. | Unit Price (INR) | Total Price (INR) | Port handling & Custom clearance charges (applicable only for CIF supplies covered under Schedule-1)
[10 empty] | SAC No | Whether SAC in column '11’ is confirmed. If not indicate applicable the SAC # | Rate of GST applicable (in %) |  | Whether rate of GST in column ‘---’ is confirmed. If not indicate applicable rate of GST # | Unit Port handling & Custom clearance charges for CIF supplies covered under Schedule-1 | Total Port handling & Custom clearance charges for CIF supplies covered under Schedule-1
(1) | (2) | (3) | (4) | (5) | (6) | (7) | (8) | (9) | (10)=(9)*(8) | (11) | (12) | (13) | (13) | (14) | (15) | (16)
(2): 132/33kV Tuensang (GIS) New S/s | [9 empty] | Revaluation of P column | Tax Calculation
1 | 7000019030 | 230 | 132kV POWER TRANSFORMER | 1000000556 | 10MVA, 132/33 KV, 3-phase Transformerexcluding Insulating Oil | EA | 2 |  | Included | [6 empty] | INCLUDED | 0 | 0 | 0
2 | 7000019030 | 240 | 132kV POWER TRANSFORMER | 1000013960 | Insulating Oil for 10MVA, 132/33 KV, 3-phase Transformer | SET | 2 |  | Included | [6 empty] | INCLUDED | 5 | 0 | 0
3 | 7000019030 | 250 | SPARES FOR 132kV POWER TRANSFORMER | 1000032089 | SPARES INSULATING OIL TO BE HANDED OVER TO OWNER AFTER COMMISSIONING | KL | 10 |  | Included | [6 empty] | INCLUDED | 12 | 0 | 0
4 | 7000019030 | 340 | SPARES FOR 132kV POWER TRANSFORMER | 1000009706 | Control, Relay and protection Panel for 132/33 kV Transformer -without autoreclose (for both HV & MV side) (duplex panel) | EA | 1 |  | Included | [6 empty] | INCLUDED | 18 | 0 | 0
5 | 7000019030 | 260 | SPARES FOR 132kV POWER TRANSFORMER | 1000028280 | Magnetic Oil Level Gauge | EA | 1 |  | Included | [6 empty] | INCLUDED | 28 | 0 | 0
6 | 7000019030 | 270 | SPARES FOR 132kV POWER TRANSFORMER | 1000007922 | Buchholz Relay (Main Tank) complete with float and contacts forTransformer | SET | 1 |  | Included | [6 empty] | INCLUDED |  | 0 | 0
7 | 7000019030 | 280 | SPARES FOR 132kV POWER TRANSFORMER | 1000026245 | OTI complete with contacts & sensing device | SET | 1 |  | Included | [6 empty] | INCLUDED |  | 0 | 0
8 | 7000019030 | 290 | SPARES FOR 132kV POWER TRANSFORMER | 1000028774 | Local winding temperature indicator (WTI) with contact | EA | 1 |  | Included | [6 empty] | INCLUDED |  | 0 | 0
9 | 7000019030 | 300 | SPARES FOR 132kV POWER TRANSFORMER | 1000009749 | Cooler fan with motor for 132kV Transformer | EA | 1 |  | Included | [6 empty] | INCLUDED |  | 0 | 0
10 | 7000019030 | 310 | SPARES FOR 132kV POWER TRANSFORMER | 1000028501 | OIL COOLER PUMP WITH MOTOR FOR 132KV TRANSFORMER | SET | 1 |  | Included | [6 empty] | INCLUDED |  | 0 | 0
11 | 7000019030 | 320 | SPARES FOR 132kV POWER TRANSFORMER | 1000030920 | 145KV, 800A RIP BUSHING WITH METAL PARTS AND GASKETS | EA | 1 |  | Included | [6 empty] | INCLUDED |  | 0 | 0
12 | 7000019030 | 330 | SPARES FOR 132kV POWER TRANSFORMER | 1000002051 | 36kV, 1000A Bushing with metal parts andgaskets for Transformer | EA | 1 |  | Included | [6 empty] | INCLUDED |  | 0 | 0
13 | 7000019030 | 350 | POWER TRANSFORMER MONITORING DEVICES | 1000025219 | On line insulating oil drying system (Cartridge type) (As per technicalspecification) | EA | 2 |  | Included | [6 empty] | INCLUDED |  | 0 | 0
14 | 7000019030 | 360 | POWER TRANSFORMER MONITORING DEVICES | 1000016763 | On line dissolved gas (multi gas) and moisture analyser (As pertechnical specification) | EA | 2 |  | Included | [6 empty] | INCLUDED |  | 0 | 0
15 | 7000019030 | 370 | 33kV LT TRANSFORMER | 1000004296 | 400kVA, 33/0.433kV, 3ph LT Transformer | EA | 1 |  | Included | [6 empty] | INCLUDED |  | 0 | 0
16 | 7000019030 | 380 | 132kV, 31.5kA GIS Equipment | 1000032373 | 145KV, 1250A, 31.5KA SF6/AIR BUSHING FOR CONNECTING GIS TO AISALONGWITH SUPPORT STRUCTURE | SET | 5 |  | Included | [6 empty] | INCLUDED |  | 0 | 0
17 | 7000019030 | 390 | 132kV, 31.5kA GIS Equipment | 1000032751 | 145KV, 1250A, 31.5KA,3PH,GIS BUS DUCT | M | 250 |  | Included | [6 empty] | INCLUDED |  | 0 | 0
18 | 7000019030 | 400 | 132kV, 31.5kA GIS Equipment | 1000001015 | 145 kV, 2000A, 31.5kA, SF6 GIS Bus barmodule as per Section-Project,Technical specification | SET | 2 |  | Included | [6 empty] | INCLUDED |  | 0 | 0
19 | 7000019030 | 410 | 132kV, 31.5kA GIS Equipment | 1000000994 | 145kV, 1250 A, 31.5 kA, SF6 GIS Linefeeder bay module as perSection-Project, Technicalspecification | SET | 3 |  | Included | [6 empty] | INCLUDED |  | 0 | 0
20 | 7000019030 | 420 | 132kV, 31.5kA GIS Equipment | 1000001016 | 145kV, 2000 A, 31.5 kA, SF6 GIS Buscoupler bay module as perSection-Project, Technicalspecification | SET | 1 |  | Included | [6 empty] | INCLUDED |  | 0 | 0
21 | 7000019030 | 430 | 132kV, 31.5kA GIS Equipment | 1000000944 | 145kV, 1250 A, 31.5 kA, SF6 GIS ICTfeeder bay module as perSection-Project, Technicalspecification | SET | 2 |  | Included | [6 empty] | INCLUDED |  | 0 | 0
22 | 7000019030 | 440 | GIS Common Equipment | 1000032132 | SF6 GAS ANALYZER | EA | 1 |  | Included | [6 empty] | INCLUDED |  | 0 | 0
23 | 7000019030 | 450 | GIS Common Equipment | 1000025436 | SF6 Gas Leakage Detector | EA | 1 |  | Included | [6 empty] | INCLUDED |  | 0 | 0
24 | 7000019030 | 460 | GIS Common Equipment | 1000025438 | SF6 Gas processing Unit for 145kV GIS station | SET | 1 |  | Included | [6 empty] | INCLUDED |  | 0 | 0
25 | 7000019030 | 470 | GIS Common Equipment | 1000024689 | EOT Crane for GIS Building for 132kV GIS Station | SET | 1 |  | Included | [6 empty] | INCLUDED |  | 0 | 0
26 | 7000019030 | 480 | GIS Common Equipment | 1000017097 | Partial Discharge Monitoring System for 145kV GIS Station | SET | 1 |  | Included | [6 empty] | INCLUDED |  | 0 | 0
27 | 7000019030 | 490 | 145kV, 31.5kA AIS Equipments | 1000000956 | 145kV, 1 phase Bus Post Insulators | EA | 19 |  | Included | [6 empty] | INCLUDED |  | 0 | 0
28 | 7000019030 | 500 | 145kV, 31.5kA AIS Equipments | 1000020416 | 120kV Surge Arrester(1-phase) | EA | 15 |  | Included | [6 empty] | INCLUDED |  | 0 | 0
29 | 7000019030 | 510 | 145kV, 31.5kA AIS Equipments | 1000000991 | 145 kV, 8800pf, 1-phase Capacitive Voltage Transformer | EA | 9 |  | Included | [6 empty] | INCLUDED |  | 0 | 0
30 | 7000019030 | 520 | 36kV AIS EQUIPMENT | 1000002032 | 36kV, 1 phase Bus Post Insulators as per Technical Specification | EA | 12 |  | Included | [6 empty] | INCLUDED |  | 0 | 0
31 | 7000019030 | 530 | 36kV AIS EQUIPMENT | 1000020418 | 30kV Surge Arrester (1-Phase) | EA | 12 |  | Included | [6 empty] | INCLUDED |  | 0 | 0
32 | 7000019030 | 540 | 36kV AIS EQUIPMENT | 1000002064 | 36 kV, 1250A, 25 KA, 3-Phase DoubleBreak Isolator with one E/s | EA | 4 |  | Included | [6 empty] | INCLUDED |  | 0 | 0
33 | 7000019030 | 550 | Erection Hardware for 132 kV GIS | 1000011220 | Erection Hardware for 132kV DM type layout for GIS terminationarrangement-Transformer bay as per technical specification | SET | 2 |  | Included | [6 empty] | INCLUDED |  | 0 | 0
34 | 7000019030 | 560 | Erection Hardware for 132 kV GIS | 1000011222 | Erection Hardware for 132kV DM type layout for GIS terminationarrangement-Line bay as per technical specification | SET | 3 |  | Included | [6 empty] | INCLUDED |  | 0 | 0
35 | 7000019030 | 570 | Erection Hardware for 132 kV GIS | 1000055853 | 132KV TENSION INSULATOR STRING AND ASSOCIATED HARDWARE FITTINGSWITHOUT TURN BUCKLE SUITABLE FOR SINGLE CONDUCTOR | EA | 9 |  | Included | [6 empty] | INCLUDED |  | 0 | 0
36 | 7000019030 | 580 | Erection Hardware for 132 kV GIS | 1000055855 | 132KV TENSION INSULATOR STRING AND ASSOCIATED HARDWARE FITTINGS WITHTURN BUCKLE SUITABLE FOR SINGLE CONDUCTOR | EA | 18 |  | Included | [6 empty] | INCLUDED |  | 0 | 0
37 | 7000019030 | 590 | Erection Hardware for 132 kV GIS | 1000055857 | 132KV SUSPENSION INSULATOR STRING AND ASSOCIATED HARDWARE FITTINGSWITH DROP CLAMP SUITABLE FOR SINGLE CONDUCTOR | EA | 9 |  | Included | [6 empty] | INCLUDED |  | 0 | 0
38 | 7000019030 | 600 | Erection Hardware for 132 kV GIS | 1000055859 | 132KV SUSPENSION INSULATOR STRING AND ASSOCIATED HARDWARE FITTINGSWITH THROUGH CLAMP SUITABLE FOR SINGLE CONDUCTOR | EA | 9 |  | Included | [8 empty] | 0 | 0
39 | 7000019030 | 610 | Erection Hardware for 33kV Type S/Y | 1000032412 | ERECTION HARDWARE FOR AUXILIARY LT TRANSFORMER | SET | 2 |  | Included | [6 empty] | INCLUDED |  | 0 | 0
40 | 7000019030 | 620 | Erection Hardware for 33kV Type S/Y | 1000011289 | Erection Hardware for the 33kV layout (Bus Scheme as perSLD)-Transformer Bay as per technical specification | SET | 2 |  | Included | [6 empty] | INCLUDED |  | 0 | 0
41 | 7000019030 | 630 | Erection Hardware for 33kV Type S/Y | 1000011288 | Erection Hardware for the 33kV layout (Bus Scheme as per SLD)-Line Bayas per technical specification | SET | 4 |  | Included | [6 empty] | INCLUDED |  | 0 | 0
42 | 7000019030 | 640 | Earthmat | 1000032055 | 40 MM MS ROD FOR MAIN EARTHMAT | KM | 4 |  | Included | [6 empty] | INCLUDED |  | 0 | 0
43 | 7000019030 | 650 | CRP for 132 kV Bays with SAS | 1000000734 | 132kV Bus Bar Protection Panel (Single)-(with Automation) | SET | 1 |  | Included | [6 empty] | INCLUDED |  | 0 | 0
44 | 7000019030 | 660 | CRP for 132 kV Bays with SAS | 1000000908 | 132kV Transformer Protection Panel (For both HV & MV side)-(withAutomation) | EA | 2 |  | Included | [6 empty] | INCLUDED |  | 0 | 0
45 | 7000019030 | 670 | CRP for 132 kV Bays with SAS | 1000000812 | 132kV Line Protection Panel (with Automation) | EA | 3 |  | Included | [6 empty] | INCLUDED |  | 0 | 0
46 | 7000019030 | 680 | CRP for 132 kV Bays with SAS | 1000000738 | 132kV Circuit Breaker Relay Panel with Auto Reclose (with Automation) | EA | 5 |  | Included | [6 empty] | INCLUDED |  | 0 | 0
47 | 7000019030 | 690 | CRP for 132 kV Bays with SAS | 1000021642 | Time synchronisation equipment | EA | 1 |  | Included | [6 empty] | INCLUDED |  | 0 | 0
48 | 7000019030 | 700 | SAS | 1000002018 | Complete Substation automation System for 33kV bay as per TechnicalSpecification | EA | 9 |  | Included | [6 empty] | INCLUDED |  | 0 | 0
49 | 7000019030 | 710 | SAS | 1000000814 | Complete Substation automation System for 132kV bay as per TechnicalSpecification | EA | 6 |  | Included | [6 empty] | INCLUDED |  | 0 | 0
50 | 7000019030 | 720 | PLCC Equipment | 1000036908 | HF CABLE 75 OHMS FOR PLCC | KM | 1 |  | Included | [6 empty] | INCLUDED |  | 0 | 0
51 | 7000019030 | 730 | PLCC Equipment | 1000017887 | Analog Protection Coupler for PLCC | EA | 2 |  | Included | [6 empty] | INCLUDED |  | 0 | 0
52 | 7000019030 | 740 | PLCC Equipment | 1000000046 | Carrier Equipment Analog type (for Speech+Data & Speech+Protection) | EA | 2 |  | Included | [6 empty] | INCLUDED |  | 0 | 0
53 | 7000019030 | 750 | PLCC Equipment | 1000010014 | Coupling device for PLCC | SET | 2 |  | Included | [6 empty] | INCLUDED |  | 0 | 0
54 | 7000019030 | 760 | PLCC Equipment | 1000000909 | 132kV,1250A,0.5mH , 31.5kA Line Trap | EA | 2 |  | Included | [6 empty] | INCLUDED |  | 0 | 0
55 | 7000019030 | 770 | LT SWITCHGEAR | 1000004754 | 48V DCDB | SET | 1 |  | Included | [6 empty] | INCLUDED |  | 0 | 0
56 | 7000019030 | 780 | LT SWITCHGEAR | 1000001144 | 220V DCDB | SET | 2 |  | Included | [6 empty] | INCLUDED |  | 0 | 0
57 | 7000019030 | 790 | LT SWITCHGEAR | 1000004308 | 415V Emergency Lighting DB(along with 1no. 25kVA 415V/415V lightingtransformer) | SET | 1 |  | Included | [6 empty] | INCLUDED |  | 0 | 0
58 | 7000019030 | 800 | LT SWITCHGEAR | 1000004311 | 415V Main Lighting DB(along with 2 nos.25 kVA 415V/415V Lighting transformer) | SET | 1 |  | Included | [6 empty] | INCLUDED |  | 0 | 0
59 | 7000019030 | 810 | LT SWITCHGEAR | 1000004303 | 415V AC Distribution Board (ACDB) as per Technical Specification | SET | 1 |  | Included | [6 empty] | INCLUDED |  | 0 | 0
60 | 7000019030 | 820 | LT SWITCHGEAR | 1000004313 | 415V Main Switchboard | SET | 1 |  | Included | [6 empty] | INCLUDED |  | 0 | 0
61 | 7000019030 | 830 | 220V Battery & Charger | 1000001161 | 220V, 50A/50A Float Cum Boost BatteryCharger | EA | 2 |  | Included | [6 empty] | INCLUDED |  | 0 | 0
62 | 7000019030 | 840 | 220V Battery & Charger | 1000001160 | 220V, 500 Ah Battery | SET | 2 |  | Included | [6 empty] | INCLUDED |  | 0 | 0
63 | 7000019030 | 850 | 48V Battery & Charger | 1000004767 | 48V, 300 Ah Battery | SET | 1 |  | Included | [6 empty] | INCLUDED |  | 0 | 0
64 | 7000019030 | 860 | 48V Battery & Charger | 1000004770 | 48V, 40A/40A Float Cum Boost BatteryCharger | EA | 2 |  | Included | [6 empty] | INCLUDED |  | 0 | 0
65 | 7000019030 | 870 | DG SET | 1000000541 | 100 kVA Diesel Generator along with control Panel | SET | 1 |  | Included | [6 empty] | INCLUDED |  | 0 | 0
66 | 7000019030 | 880 | POWER & CONTROL CABLE | 1000031915 | 1.1KV GRADE 1CX300 SQMM (XLPE) POWER CABLE | KM | 1 |  | Included | [6 empty] | INCLUDED |  | 0 | 0
67 | 7000019030 | 890 | POWER & CONTROL CABLE | 1000031987 | 1.1KV GRADE 5CX2.5 SQMM CONTROL CABLE | KM | 4 |  | Included | [6 empty] | INCLUDED |  | 0 | 0
68 | 7000019030 | 900 | POWER & CONTROL CABLE | 1000031887 | 1.1KV GRADE 10CX2.5 SQMM CONTROL CABLE | KM | 1 |  | Included | [6 empty] | INCLUDED |  | 0 | 0
69 | 7000019030 | 910 | POWER & CONTROL CABLE | 1000031904 | 1.1KV GRADE 14CX2.5 SQMM CONTROL CABLE | KM | 0.5 |  | Included | [6 empty] | INCLUDED |  | 0 | 0
70 | 7000019030 | 920 | POWER & CONTROL CABLE | 1000031908 | 1.1KV GRADE 19CX2.5 SQMM CONTROL CABLE | KM | 0.6 |  | Included | [6 empty] | INCLUDED |  | 0 | 0
71 | 7000019030 | 930 | POWER & CONTROL CABLE | 1000031927 | 1.1KV GRADE 27CX2.5 SQMM CONTROL CABLE | KM | 0.7 |  | Included | [6 empty] | INCLUDED |  | 0 | 0
72 | 7000019030 | 940 | POWER & CONTROL CABLE | 1000031936 | 1.1KV GRADE 2CX2.5 SQMM CONTROL CABLE | KM | 1 |  | Included | [8 empty] | 0 | 0
73 | 7000019030 | 950 | POWER & CONTROL CABLE | 1000031943 | 1.1KV GRADE 2CX6 SQMM (PVC) POWER CABLE | KM | 2 |  | Included | [6 empty] | INCLUDED |  | 0 | 0
74 | 7000019030 | 960 | POWER & CONTROL CABLE | 1000031985 | 1.1KV GRADE 4CX6 SQMM (PVC) POWER CABLE | KM | 0.6 |  | Included | [6 empty] | INCLUDED |  | 0 | 0
75 | 7000019030 | 970 | POWER & CONTROL CABLE | 1000031951 | 1.1KV GRADE 3.5CX300 SQMM (XLPE) POWER CABLE | KM | 0.25 |  | Included | [6 empty] | INCLUDED |  | 0 | 0
76 | 7000019030 | 980 | POWER & CONTROL CABLE | 1000031947 | 1.1KV GRADE 3.5CX150 SQMM (XLPE) POWER CABLE | KM | 0.25 |  | Included | [6 empty] | INCLUDED |  | 0 | 0
77 | 7000019030 | 990 | POWER & CONTROL CABLE | 1000031959 | 1.1KV GRADE 3.5CX95 SQMM ARMOURED (PVC) POWER CABLE | KM | 0.2 |  | Included | [6 empty] | INCLUDED |  | 0 | 0
78 | 7000019030 | 1000 | POWER & CONTROL CABLE | 1000031957 | 1.1KV GRADE 3.5CX70 SQMM (PVC) POWER CABLE | KM | 0.3 |  | Included | [6 empty] | INCLUDED |  | 0 | 0
79 | 7000019030 | 1010 | POWER & CONTROL CABLE | 1000031953 | 1.1KV GRADE 3.5CX35 SQMM (PVC) POWER CABLE | KM | 1 |  | Included | [6 empty] | INCLUDED |  | 0 | 0
80 | 7000019030 | 1020 | POWER & CONTROL CABLE | 1000031976 | 1.1KV GRADE 4CX16 SQMM (PVC) POWER CABLE | KM | 2 |  | Included | [6 empty] | INCLUDED |  | 0 | 0
81 | 7000019030 | 1030 | POWER & CONTROL CABLE | 1000032046 | 33KV HV POWER CABLE ALONG WITH ACCESSORIES | KM | 2 |  | Included | [6 empty] | INCLUDED |  | 0 | 0
82 | 7000019030 | 2320 | POWER & CONTROL CABLE | 1000029075 | 33kV XLPE cable Termination Equipment along with structure &accessories for out door termination (one set consists of completerequirement for one bay) | SET | 8 |  | Included | [6 empty] | INCLUDED |  | 0 | 0
83 | 7000019030 | 1040 | AIR CONDITIONING & VENTILATION SYSTEM | 1000013502 | High wall type split AC unit of 2 TR capacity | EA | 8 |  | Included | [6 empty] | INCLUDED |  | 0 | 0
84 | 7000019030 | 1050 | AIR CONDITIONING & VENTILATION SYSTEM | 1000022404 | Ventillation system for 132KV GIS Hall | SET | 1 |  | Included | [6 empty] | INCLUDED |  | 0 | 0
85 | 7000019030 | 1060 | AIR CONDITIONING & VENTILATION SYSTEM | 1000033819 | AIRCONDITIONING SYSTEM FOR LCC IN 145KV GIS BUILDING | SET | 1 |  | Included | [6 empty] | INCLUDED |  | 0 | 0
86 | 7000019030 | 1070 | FIRE FIGHTING SYSTEM | 1000012022 | 4.5 kg CO2 type Portable Fire extinguisher | EA | 6 |  | Included | [6 empty] | INCLUDED |  | 0 | 0
87 | 7000019030 | 1080 | FIRE FIGHTING SYSTEM | 1000049665 | 60 LITRE FOAM TYPE TROLLEY/WHEEL MOUNTED FIRE EXTINGUISHER | SET | 2 |  | Included | [6 empty] | INCLUDED |  | 0 | 0
88 | 7000019030 | 1090 | FIRE FIGHTING SYSTEM | 1000012027 | 9litre water type Portable Fire extinguisher | EA | 8 |  | Included | [6 empty] | INCLUDED |  | 0 | 0
89 | 7000019030 | 1100 | FIRE FIGHTING SYSTEM | 1000012008 | Fire Detection and Alarm System for 132kV GIS Hall | SET | 1 |  | Included | [6 empty] | INCLUDED |  | 0 | 0
90 | 7000019030 | 1110 | FIRE FIGHTING SYSTEM | 1000015936 | Nitrogen injection type fire protection for 132kV transformer | SET | 2 |  | Included | [6 empty] | INCLUDED |  | 0 | 0
91 | 7000019030 | 1120 | FIRE FIGHTING SYSTEM | 1000028551 | Diesel Engine driven Hydrant system with Water tank, Pump Room, DGdriven pump, O/G & U/G piping, hydrant points for transformers,buildings, store yard and accessories etc. | LS | 1 |  | Included | [6 empty] | INCLUDED |  | 0 | 0
92 | 7000019030 | 1130 | FIRE FIGHTING SYSTEM | 1000012026 | 6Kg dry chemical powered type Portable Fire extinguisher | EA | 5 |  | Included | [6 empty] | INCLUDED |  | 0 | 0
93 | 7000019030 | 1140 | FIRE FIGHTING SYSTEM | 1000012012 | Fire Detection and Alarm System for Control Room Building(132kV) | SET | 1 |  | Included | [6 empty] | INCLUDED |  | 0 | 0
94 | 7000019030 | 1150 | FIRE FIGHTING SYSTEM | 1000059214 | FIRE PROTECTION SYSTEM FOR PANEL ROOM AS PER TS | SET | 1 |  | Included | [6 empty] | INCLUDED |  | 0 | 0
95 | 7000019030 | 1160 | FIRE FIGHTING SYSTEM | 1000030637 | INDOOR FIRE DETECTION & ALARM SYSTEM FOR FIRE FIGHTING PUMP HOUSEBUILDING | LS | 1 |  | Included | [6 empty] | INCLUDED |  | 0 | 0
96 | 7000019030 | 1170 | ILLUMINATION SYSTEM | 1000004795 | 5/15 A, 240V: Indoor Receptacle 3-pin type modular (type RI) as pertechnical specifications | EA | 4 |  | Included | [6 empty] | INCLUDED |  | 0 | 0
97 | 7000019030 | 1180 | ILLUMINATION SYSTEM | 1000001050 | 15A, 240V: Outdoor Receptacle 2 pole, 3-pin modular (type RO) as pertechnical specifications | EA | 4 |  | Included | [6 empty] | INCLUDED |  | 0 | 0
98 | 7000019030 | 1190 | ILLUMINATION SYSTEM | 1000004952 | 63A, 415V : Interlocked switch socket outdoor Receptacle (type RP) asper technical specifications | EA | 1 |  | Included | [6 empty] | INCLUDED |  | 0 | 0
99 | 7000019030 | 1200 | ILLUMINATION SYSTEM | 1000001894 | Outdoor Power Receptacle for oilfiltration unit (250A) | EA | 1 |  | Included | [6 empty] | INCLUDED |  | 0 | 0
100 | 7000019030 | 1210 | ILLUMINATION SYSTEM | 1000038387 | LED FLOOD LIGHT LUMINARIESTYPE FL-1 (150W) AS PER TECHNICALSPECIFICATION | EA | 10 |  | Included | [6 empty] | INCLUDED |  | 0 | 0
101 | 7000019030 | 1220 | ILLUMINATION SYSTEM | 1000038325 | LIGHTING FIXTURE LED LUMINAIRES TYPE FL2 AS PER TECH. SPECIFICATIONS | EA | 5 |  | Included | [6 empty] | INCLUDED |  | 0 | 0
102 | 7000019030 | 1230 | ILLUMINATION SYSTEM | 1000038385 | FIRE WALL MOUNTED LED LUMINARIE TYPE FL-2 (250W) | EA | 1 |  | Included | [6 empty] | INCLUDED |  | 0 | 0
103 | 7000019030 | 1240 | ILLUMINATION SYSTEM | 1000014520 | Lighting Fixture type BL as per technical specification | EA | 4 |  | Included | [6 empty] | INCLUDED |  | 0 | 0
104 | 7000019030 | 1250 | ILLUMINATION SYSTEM | 1000038389 | LED STREET LIGHT LUMINAIRE TYPE SL-L1 (= 45W)AS PER TECHNICALSPECIFICATION | EA | 10 |  | Included | [6 empty] | INCLUDED |  | 0 | 0
105 | 7000019030 | 1260 | ILLUMINATION SYSTEM | 1000038397 | TYPE L1 STREET LIGHTING POLE OF 6 METER AS PER TECHNICALSPECIFICATION. | EA | 10 |  | Included | [6 empty] | INCLUDED |  | 0 | 0
106 | 7000019030 | 1270 | ILLUMINATION SYSTEM | 1000038041 | LIGHTING FIXTURE LED LUMINAIRES TYPE SL-D1 AS PER TECH. SPECIFICATIONS | EA | 2 |  | Included | [6 empty] | INCLUDED |  | 0 | 0
107 | 7000019030 | 1280 | ILLUMINATION SYSTEM | 1000038396 | TYPE D1 POST TOP LANTERN POLE OF 4 METER AS PER TECHNICALSPECIFICATION. | EA | 2 |  | Included | [8 empty] | 0 | 0
108 | 7000019030 | 1290 | ILLUMINATION SYSTEM | 1000037227 | ILLUMINATION SYSTEM FOR 132KV GIS HALL | SET | 1 |  | Included | [6 empty] | INCLUDED |  | 0 | 0
109 | 7000019030 | 1300 | ILLUMINATION SYSTEM | 1000014549 | Lighting Panel type DCP as per technical specification | EA | 1 |  | Included | [6 empty] | INCLUDED |  | 0 | 0
110 | 7000019030 | 1310 | ILLUMINATION SYSTEM | 1000014547 | Lighting Panel type ACP-2 as per technical specification | EA | 3 |  | Included | [6 empty] | INCLUDED |  | 0 | 0
111 | 7000019030 | 1320 | ILLUMINATION SYSTEM | 1000030002 | Fire fighting pumphouse building illimunation including conduit | LS | 1 |  | Included | [6 empty] | INCLUDED |  | 0 | 0
112 | 7000019030 | 1330 | ILLUMINATION SYSTEM | 1000014548 | Lighting Panel type ACP-3 as per technical specification | EA | 1 |  | Included | [6 empty] | INCLUDED |  | 0 | 0
113 | 7000019030 | 1340 | ILLUMINATION SYSTEM | 1000029979 | Control room cum administrative building (132kV) illuminationincluding Conduit | LS | 1 |  | Included | [6 empty] | INCLUDED |  | 0 | 0
114 | 7000019030 | 1350 | ILLUMINATION SYSTEM | 1000059215 | INDOOR ILLUMINATION OF PANEL ROOM AS PER TS | SET | 1 |  | Included | [6 empty] | INCLUDED |  | 0 | 0
115 | 7000019030 | 1360 | ILLUMINATION SYSTEM | 1000024515 | Cartwheel Mounted Aluminium Ladder as Per Technical Specification | EA | 1 |  | Included | [6 empty] | INCLUDED |  | 0 | 0
116 | 7000019030 | 1370 | ILLUMINATION SYSTEM | 1000025538 | Self Supported Aluminium Ladder as Per Technical Specification | EA | 1 |  | Included | [6 empty] | INCLUDED |  | 0 | 0
117 | 7000019030 | 1380 | Towers | 1000029043 | Fabrication, galvanising and supply of Std 132 kV Tower T2P includingnuts, bolts, all type of washers, packplates, step bolts and gussetplates excluding foundation bolts | EA | 4 |  | Included | [6 empty] | INCLUDED |  | 0 | 0
118 | 7000019030 | 1390 | Towers | 1000029053 | Fabrication, galvanising and supply of Std 33 kV Tower C2PA includingnuts, bolts, all type of washers, packplates, step bolts and gussetplates excluding foundation bolts | EA | 5 |  | Included | [6 empty] | INCLUDED |  | 0 | 0
119 | 7000019030 | 1400 | Towers | 1000029047 | Fabrication, galvanising and supply of Std 33 kV Beam B2A includingnuts, bolts, all type of washers, packplates, step bolts and gussetplates excluding foundation bolts | EA | 4 |  | Included | [6 empty] | INCLUDED |  | 0 | 0
120 | 7000019030 | 1410 | Towers | 1000029034 | Fabrication, galvanising and supply of Std 132 kV Beam B1AA includingnuts, bolts, all type of washers, packplates, step bolts and gussetplates excluding foundation bolts | EA | 2 |  | Included | [6 empty] | INCLUDED |  | 0 | 0
121 | 7000019030 | 1420 | Towers | 1000030005 | Lightening Mast(LM)-40m complete with foundation bolts/nuts platformsetc. | EA | 2 |  | Included | [6 empty] | INCLUDED |  | 0 | 0
122 | 7000019030 | 1430 | Towers | 1000007652 | Beam-B4 complete with end connecting cleat etc. | EA | 4 |  | Included | [6 empty] | INCLUDED |  | 0 | 0
123 | 7000019030 | 1440 | 132kV Equipment support structures | 1000029035 | Fabrication, galvanising and supply of Std 132 kV Support Structure1Ph BPI including nuts, bolts, all type of washers, packplates, stepboltsand gusset plates excluding foundation bolts | EA | 19 |  | Included | [6 empty] | INCLUDED |  | 0 | 0
124 | 7000019030 | 1450 | 132kV Equipment support structures | 1000029037 | Fabrication, galvanising and supply of Std 132 kV Support Structure1Ph CVT including nuts, bolts, all type of washers, packplates, stepboltsand gusset plates excluding foundation bolts | EA | 9 |  | Included | [6 empty] | INCLUDED |  | 0 | 0
125 | 7000019030 | 1460 | 132kV Equipment support structures | 1000029039 | Fabrication, galvanising and supply of Std 132 kV Support Structure 1 PhLAincluding nuts, bolts, all type of washers, packplates, step bolts andgusset plates excluding foundation bolts | EA | 15 |  | Included | [6 empty] | INCLUDED |  | 0 | 0
126 | 7000019030 | 1470 | Mandatory Spare LOT | 1000019920 | Spares for 48V Batteries | LS | 1 |  | Included | [6 empty] | INCLUDED |  | 0 | 0
127 | 7000019030 | 1480 | Mandatory Spare LOT | 1000019913 | Spares for 220V Batteries | LS | 1 |  | Included | [6 empty] | INCLUDED |  | 0 | 0
128 | 7000019030 | 1490 | Mandatory Spare LOT | 1000019921 | Spares fpr 48V Battery Charger | LS | 1 |  | Included | [6 empty] | INCLUDED |  | 0 | 0
129 | 7000019030 | 1500 | Mandatory Spare LOT | 1000019914 | Spares fpr 220V Battery Charger | LS | 1 |  | Included | [6 empty] | INCLUDED |  | 0 | 0
130 | 7000019030 | 1510 | Mandatory Spare LOT | 1000019915 | Spares for DG set | LS | 1 |  | Included | [6 empty] | INCLUDED |  | 0 | 0
131 | 7000019030 | 1520 | Mandatory Spare LOT | 1000025950 | Spare-PLCC | SET | 1 |  | Included | [6 empty] | INCLUDED |  | 0 | 0
132 | 7000019030 | 1530 | Mandatory Spare LOT | 1000019912 | Relay & protection Panels (with automation) | LS | 1 |  | Included | [6 empty] | INCLUDED |  | 0 | 0
133 | 7000019030 | 1540 | Mandatory Spare LOT | 1000053851 | SPARES FOR CLAMPS & CONNECTORS | LOT | 1 |  | Included | [6 empty] | INCLUDED |  | 0 | 0
134 | 7000019030 | 1550 | Mandatory Spare LOT | 1000062001 | BAY CONTROL UNIT (IED) OF AUXILIARY SYSTEM | EA | 1 |  | Included | [6 empty] | INCLUDED |  | 0 | 0
135 | 7000019030 | 1560 | Mandatory Spare LOT | 1000062002 | BAY CONTROL UNIT (IED) OF MAIN SYSTEM | EA | 1 |  | Included | [6 empty] | INCLUDED |  | 0 | 0
136 | 7000019030 | 1570 | Mandatory Spare LOT | 1000028572 | SPARE-145KV CVT | LOT | 1 |  | Included | [6 empty] | INCLUDED |  | 0 | 0
137 | 7000019030 | 1580 | Mandatory Spare LOT | 1000026087 | Spares for 120kV Surge Arrester | LS | 1 |  | Included | [6 empty] | INCLUDED |  | 0 | 0
138 | 7000019030 | 1590 | Mandatory Spare LOT | 1000028782 | SPARE-INDOORSW.GEAR PANEL | LS | 1 |  | Included | [8 empty] | 0 | 0
139 | 7000019030 | 1600 | Mandatory Spare LOT | 1000062004 | ETHERNET SWITCH SUITABLE FOR 19Ã‚â‚¬Â RACK MOUNTING WITH 24 FIBER OPTICPORTS | EA | 1 |  | Included | [6 empty] | INCLUDED |  | 0 | 0
140 | 7000019030 | 1610 | Mandatory Spare LOT | 1000062003 | ETHERNET SWITCH SUITABLE FOR 19Ã‚â‚¬Â RACK MOUNTING WITH 12 COPPER + 6FIBER OPTIC PORTS | EA | 1 |  | Included | [6 empty] | INCLUDED |  | 0 | 0
141 | 7000019030 | 1620 | Mandatory Spare LOT | 1000019926 | Spares for Illumination System | LS | 1 |  | Included | [6 empty] | INCLUDED |  | 0 | 0
142 | 7000019030 | 1630 | Mandatory Spare LOT | 1000019916 | Spares for 33/0.433kV LT Transformer | LS | 1 |  | Included | [6 empty] | INCLUDED |  | 0 | 0
143 | 7000019030 | 1640 | Mandatory Spare 145KV GIS | 1000050242 | SF6 PRESSURE GAUGE CUM SWITCH /DENSITY MONITORS AND PRESSURESWITCH AS APPLICABLE, OF EACH TYPE-145KV GIS | SET | 3 |  | Included | [6 empty] | INCLUDED |  | 0 | 0
144 | 7000019030 | 1650 | Mandatory Spare 145KV GIS | 1000050214 | COUPLING DEVICE FOR PRESSURE GAUGE CUM SWITCH FOR CONNECTINGGAS HANDLING PLANT OF EACH TYPE-145KV GIS | SET | 2 |  | Included | [6 empty] | INCLUDED |  | 0 | 0
145 | 7000019030 | 1660 | Mandatory Spare 145KV GIS | 1000050226 | RUBBER GASKETS, Ã‚â‚¬Å’OÃ‚â‚¬Â RINGS AND SEALS FOR SF6 GAS FOR GISENCLOSURE OF EACH TYPE-145KV GIS | SET | 3 |  | Included | [6 empty] | INCLUDED |  | 0 | 0
146 | 7000019030 | 1670 | Mandatory Spare 145KV GIS | 1000058265 | 145KV GIS-MOLECULAR FILTER FOR SF6 GAS WITH FILTER BAGS (5 % OF TOTALWEIGHT) | SET | 1 |  | Included | [6 empty] | INCLUDED |  | 0 | 0
147 | 7000019030 | 1680 | Mandatory Spare 145KV GIS | 1000050213 | CONTROL VALVES FOR SF6 GAS OF EACH TYPE-145KV GIS | SET | 3 |  | Included | [6 empty] | INCLUDED |  | 0 | 0
148 | 7000019030 | 1690 | Mandatory Spare 145KV GIS | 1000058266 | 145KV GIS-SF6 GAS (5 % OF TOTAL GAS QUANTITY) | LOT | 1 |  | Included | [6 empty] | INCLUDED |  | 0 | 0
149 | 7000019030 | 1700 | Mandatory Spare 145KV GIS | 1000050229 | LOCKING DEVICE TO KEEP THE DIS-CONNECTORS (ISOLATORS)AND EARTHING/FAST EARTHING SWITCHES (AS APPLICABLE) IN CLOSE OR OPENPOSITION IN CASE OF REMOVAL OF THE DRIVING MECHANISM-145KV GIS | SET | 3 |  | Included | [6 empty] | INCLUDED |  | 0 | 0
150 | 7000019030 | 1710 | Mandatory Spare 145KV GIS | 1000050256 | UHF PD SENSORS OF EACH TYPE ALONG WITH BNC CONNECTOR FOR 145KV GIS | EA | 5 |  | Included | [6 empty] | INCLUDED |  | 0 | 0
151 | 7000019030 | 1720 | Mandatory Spare 145KV GIS | 1000058269 | 145KV GIS-SUPPORT INSULATORS (GAS THROUGH) OF EACH TYPE (COMPLETE WITHMETAL RING ETC.) ALONG WITH ASSOCIATED CONTACTS AND SHIELDS | EA | 5 |  | Included | [6 empty] | INCLUDED |  | 0 | 0
152 | 7000019030 | 1730 | Mandatory Spare 145KV GIS | 1000058264 | 145KV GIS-GAS BARRIERS OF EACH TYPE (COMPLETE WITH METAL RING ETC.)ALONG WITH ASSOCIATED CONTACTS AND SHIELDS | EA | 5 |  | Included | [6 empty] | INCLUDED |  | 0 | 0
153 | 7000019030 | 1740 | Mandatory Spare 145KV GIS | 1000058268 | 145kV GIS- 1250A SF6 to air bushing complete in all respect | EA | 1 |  | Included | [6 empty] | INCLUDED |  | 0 | 0
154 | 7000019030 | 1750 | Mandatory Spare 145KV GIS | 1000050249 | LCC SPARES - AUX. RELAYS, CONTACTORS, PUSH BUTTONS, SWITCHES, LAMPS,ANNUNCIATION WINDOWS, MCB, FUSES, TIMERS, TERMINAL BLOCKS ETC.OF EACH TYPE & RATING-145KV GIS | SET | 2 |  | Included | [6 empty] | INCLUDED |  | 0 | 0
155 | 7000019030 | 1760 | Mandatory Spare 145KV GIS | 1000058241 | 145KV GIS- CIRCUIT BREAKER (THREE PHASE) OF 1250A WITH INTERRUPTER,MAIN CIRCUIT, ENCLOSURE AND OPERATING MECHANISM COMPLETE IN ALLRESPECT | SET | 1 |  | Included | [6 empty] | INCLUDED |  | 0 | 0
156 | 7000019030 | 1770 | Mandatory Spare 145KV GIS | 1000058242 | 145KV GIS- CIRCUIT BREAKER (THREE PHASE) OF 2000A WITH INTERRUPTER,MAIN CIRCUIT, ENCLOSURE AND OPERATING MECHANISM COMPLETE IN ALLRESPECT | SET | 1 |  | Included | [6 empty] | INCLUDED |  | 0 | 0
157 | 7000019030 | 1780 | Mandatory Spare 145KV GIS | 1000021870 | Trip coil assembly with resistor (asapplicable) for 145kV GIS CircuitBreaker | SET | 3 |  | Included | [6 empty] | INCLUDED |  | 0 | 0
158 | 7000019030 | 1790 | Mandatory Spare 145KV GIS | 1000009184 | Closing coil assembly with resistor (asapplicable) for 145kV GIS CircuitBreaker | SET | 3 |  | Included | [6 empty] | INCLUDED |  | 0 | 0
159 | 7000019030 | 1800 | Mandatory Spare 145KV GIS | 1000058257 | RELAYS, POWER CONTACTORS, PUSH BUTTONS, TIMERS & MCBS ETC. (ASAPPLICABLE) OF EACH TYPE FOR 145KV GIS CIRCUIT BREAKER | SET | 1 |  | Included | [6 empty] | INCLUDED |  | 0 | 0
160 | 7000019030 | 1810 | Mandatory Spare 145KV GIS | 1000058244 | AUXILIARY SWITCH ASSEMBLY OF EACH TYPE FOR 145KV GIS CIRCUIT BREAKER | SET | 3 |  | Included | [6 empty] | INCLUDED |  | 0 | 0
161 | 7000019030 | 1820 | Mandatory Spare 145KV GIS | 1000058251 | 145KV GIS CIRCUIT BREAKER-OPERATION COUNTER | EA | 3 |  | Included | [6 empty] | INCLUDED |  | 0 | 0
162 | 7000019030 | 1830 | Mandatory Spare 145KV GIS | 1000058248 | 145KV GIS CIRCUIT BREAKER-HYDRAULIC OPERATING MECHANISM WITH DRIVEMOTOR (FOR HYDRAULIC OPERATED MECHANISM, IF APPLICABLE) | SET | 1 |  | Included | [6 empty] | INCLUDED |  | 0 | 0
163 | 7000019030 | 1840 | Mandatory Spare 145KV GIS | 1000058245 | 145KV GIS CIRCUIT BREAKER-HYDRAULIC FILTER OF EACH TYPE (FOR HYDRAULICOPERATED MECHANISM, IF PPLICABLE) | SET | 1 |  | Included | [6 empty] | INCLUDED |  | 0 | 0
164 | 7000019030 | 1850 | Mandatory Spare 145KV GIS | 1000058247 | 145KV GIS CIRCUIT BREAKER- HOSE PIPE OF EACH TYPE (AS APPLICABLE) (FORHYDRAULIC OPERATED MECHANISM, IF APPLICABLE) | SET | 1 |  | Included | [6 empty] | INCLUDED |  | 0 | 0
165 | 7000019030 | 1860 | Mandatory Spare 145KV GIS | 1000058250 | 145KV GIS CIRCUIT BREAKER - N2 ACCUMULATOR (FOR HYDRAULIC OPERATEDMECHANISM, IF APPLICABLE) | SET | 1 |  | Included | [6 empty] | INCLUDED |  | 0 | 0
166 | 7000019030 | 1870 | Mandatory Spare 145KV GIS | 1000058259 | 145KV GIS CIRCUIT BREAKER -VALVES OF EACH TYPE (FOR HYDRAULIC OPERATEDMECHANISM, IF APPLICABLE) | SET | 1 |  | Included | [6 empty] | INCLUDED |  | 0 | 0
167 | 7000019030 | 1880 | Mandatory Spare 145KV GIS | 1000058252 | 145KV GIS CIRCUIT BREAKER -PIPE LENGTH (COPPER & STEEL) OF EACH SIZE &TYPE (FOR HYDRAULIC OPERATED MECHANISM, IF APPLICABLE) | SET | 1 |  | Included | [6 empty] | INCLUDED |  | 0 | 0
168 | 7000019030 | 1890 | Mandatory Spare 145KV GIS | 1000058256 | 145KV GIS CIRCUIT BREAKER -PRESSURE SWITCHES OF EACH TYPE (FORHYDRAULIC OPERATED MECHANISM, IF APPLICABLE) | SET | 1 |  | Included | [6 empty] | INCLUDED |  | 0 | 0
169 | 7000019030 | 1900 | Mandatory Spare 145KV GIS | 1000058255 | 145KV GIS CIRCUIT BREAKER -PRESSURE GAUGE WITH COUPLING DEVICE OF EACHTYPE (FOR HYDRAULIC OPERATED MECHANISM, IF APPLICABLE) | SET | 1 |  | Included | [6 empty] | INCLUDED |  | 0 | 0
170 | 7000019030 | 1910 | Mandatory Spare 145KV GIS | 1000058249 | 145KV GIS CIRCUIT BREAKER-HYDRAULIC OIL (5% OF TOTAL OIL QUANTITY)(FOR HYDRAULIC OPERATED MECHANISM, IF APPLICABLE) | SET | 1 |  | Included | [6 empty] | INCLUDED |  | 0 | 0
171 | 7000019030 | 1920 | Mandatory Spare 145KV GIS | 1000058243 | 145KV GIS CIRCUIT BREAKER- PRESSURE RELIEF DEVICE OF EACH TYPE (FORHYDRAULIC OPERATED MECHANISM, IF APPLICABLE) | SET | 1 |  | Included | [6 empty] | INCLUDED |  | 0 | 0
172 | 7000019030 | 1930 | Mandatory Spare 145KV GIS | 1000058258 | 145KV GIS CIRCUIT BREAKER-COMPLETE SPRING OPERATING MECHANISMINCLUDING CHARGING MECHANISM ETC. (FOR SPRING OPERATED MECHANISM, IFAPPLICABLE) | SET | 1 |  | Included | [6 empty] | INCLUDED |  | 0 | 0
173 | 7000019030 | 1940 | Mandatory Spare 145KV GIS | 1000058246 | 145KV GIS CIRCUIT BREAKER- COMPLETE HYDRAULIC-SPRING OPERATINGMECHANISM INCLUDING CHARGING MECHANISM ETC. (FOR HYDRAULIC-SPRINGOPERATED MECHANISM, IF APPLICABLE) | SET | 1 |  | Included | [6 empty] | INCLUDED |  | 0 | 0
174 | 7000019030 | 1950 | Mandatory Spare 145KV GIS | 1000058253 | PRESSURE SWITCHES OF EACH TYPE (FOR HYDRAULIC-SPRING OPERATEDMECHANISM, IF APPLICABLE)-220KV GIS CIRCUIT BREAKER | SET | 1 |  | Included | [6 empty] | INCLUDED |  | 0 | 0
175 | 7000019030 | 1960 | Mandatory Spare 145KV GIS | 1000058254 | PRESSURE GAUGE WITH COUPLING DEVICE OF EACH TYPE (FOR HYDRAULIC-SPRINGOPERATED MECHANISM, IF APPLICABLE)-220KV GIS CIRCUIT BREKAER | SET | 1 |  | Included | [8 empty] | 0 | 0
176 | 7000019030 | 1970 | Mandatory Spare 145KV GIS | 1000058369 | 145kV GIS- Three phase of 1250Adisconnector switch including maincircuit, enclosure, driving mechanismand support insulator etc., complete inall respect (Note 1- The contractorshall supply spare for disconnectorswitch to ensure one to one replacementof all disconnector switch supplied asmain equipment without any requirementof modification in fittings at site tocover all different types ofdisconnector switch supplied. In case,quantity of supplied dis-connectorswitch types (for one to onereplacement) are more than the quantitymentioned in BPS for spare, thecontractor shall supply theseadditional types of disconnector switchwithout any additional priceimplication to POWERGRID and quantitiesof these additional type ofdisconnector switch are deem to beincluded in the quantities mentioned inBPS for spare disconnector. Note 2 - Incase, Dis-connector Switch (DS) & EarthSwitch (ES) is provided in a sameenclosure with common operatingmechanism, then the module comprisingof Dis-connector & Earth switch insingle enclosure with common operatingmechanism is to be provided under thehead of spare Dis-connector only. Note3- In case, Dis-connector Switch (DS)&Earth Switch (ES) is provided in asame enclosure with separate operatingmechanism, then the module comprisingof Dis-connector & Earth switch insingle enclosure with separateoperating mechanism is to be providedunder the head of spare Dis-connectoronly.) | EA | 4 |  | Included | [6 empty] | INCLUDED |  | 0 | 0
177 | 7000019030 | 1980 | Mandatory Spare 145KV GIS | 1000058370 | 145kV GIS- Three phase of 2000Adisconnector switch including maincircuit, enclosure, driving mechanismand support insulator etc., complete inall respect (Note 1- The contractorshall supply spare for disconnectorswitch to ensure one to one replacementof all disconnector switch supplied asmain equipment without any requirementof modification in fittings at site tocover all different types ofdisconnector switch supplied. In case,quantity of supplied dis-connectorswitch types (for one to onereplacement) are more than the quantitymentioned in BPS for spare, thecontractor shall supply theseadditional types of disconnector switchwithout any additional priceimplication to POWERGRID and quantitiesof these additional type ofdisconnector switch are deem to beincluded in the quantities mentioned inBPS for spare disconnector. Note 2 - Incase, Dis-connector Switch (DS) & EarthSwitch (ES) is provided in a sameenclosure with common operatingmechanism, then the module comprisingof Dis-connector & Earth switch insingle enclosure with common operatingmechanism is to be provided under thehead of spare Dis-connector only. Note3- In case, Dis-connector Switch (DS)&Earth Switch (ES) is provided in asame enclosure with separate operatingmechanism, then the module comprisingof Dis-connector & Earth switch insingle enclosure with separateoperating mechanism is to be providedunder the head of spare Dis-connectoronly.) | EA | 2 |  | Included | [6 empty] | INCLUDED |  | 0 | 0
178 | 7000019030 | 1990 | Mandatory Spare 145KV GIS | 1000058239 | 145KV GIS- THREE PHASE MAINTENANCE EARTHING SWITCH INCLUDING MAINCIRCUIT, ENCLOSURE, DRIVING MECHANISM AND SUPPORT INSULATOR ETC.,COMPLETE IN ALL RESPECT (NOTE 1 - IN CASE, DIS-CONNECTOR SWITCH (DS) &EARTH SWITCH (ES) IS PROVIDED IN A SAME ENCLOSURE WITH COMMONOPERATING MECHANISM, THEN THE MODULE COMPRISING OF DIS-CONNECTOR &EARTH SWITCH IN SINGLE ENCLOSURE WITH COMMON OPERATING MECHANISM IS TOBE PROVIDED UNDER THE HEAD OF SPARE DIS-CONNECTOR ONLY. NOTE 2 - INCASE, DIS-CONNECTOR SWITCH (DS) & EARTH SWITCH (ES) IS PROVIDED IN ASAME ENCLOSURE WITH SEPARATE OPERATING MECHANISM, THEN THE MODULECOMPRISING OF DIS-CONNECTOR & EARTH SWITCH IN SINGLE ENCLOSURE WITHSEPARATE OPERATING MECHANISM IS TO BE PROVIDED UNDER THE HEAD OF SPAREDIS-CONNECTOR ONLY.) | EA | 2 |  | Included | [6 empty] | INCLUDED |  | 0 | 0
179 | 7000019030 | 2000 | Mandatory Spare 145KV GIS | 1000058234 | 145KV GIS - THREE PHASE FAST EARTHING SWITCH INCLUDING MAIN CIRCUIT,ENCLOSURE, DRIVING MECHANISM AND SUPPORT INSULATOR ETC., COMPLETE INALL RESPECT (NOTE 1 - IN CASE, DIS-CONNECTOR SWITCH (DS) & EARTHSWITCH (ES) IS PROVIDED IN A SAME ENCLOSURE WITH COMMON OPERATINGMECHANISM, THEN THE MODULE COMPRISING OF DIS-CONNECTOR & EARTH SWITCHIN SINGLE ENCLOSURE WITH COMMON OPERATING MECHANISM IS TO BE PROVIDEDUNDER THE HEAD OF SPARE DIS-CONNECTOR ONLY. NOTE 2 - IN CASE,DIS-CONNECTOR SWITCH (DS) & EARTH SWITCH (ES) IS PROVIDED IN A SAMEENCLOSURE WITH SEPARATE OPERATING MECHANISM, THEN THE MODULECOMPRISING OF DIS-CONNECTOR & EARTH SWITCH IN SINGLE ENCLOSURE WITHSEPARATE OPERATING MECHANISM IS TO BE PROVIDED UNDER THE HEAD OF SPAREDIS-CONNECTOR ONLY.) | EA | 2 |  | Included | [6 empty] | INCLUDED |  | 0 | 0
180 | 7000019030 | 2010 | Mandatory Spare 145KV GIS | 1000058048 | OPEN/CLOSE CONTACTOR ASSEMBLY, TIMERS, KEY INTERLOCK, INTERLOCKINGCOILS, RELAYS, PUSH BUTTONS, INDICATING LAMPS, POWER CONTACTORS,RESISTORS, FUSES, MCBS & DRIVE CONTROL CARDS ETC. (AS APPLICABLE) ONEOF EACH TYPE FOR ONE COMPLETE MOM BOX FOR 145KV GIS DISCONNECTORSWITCH | SET | 1 |  | Included | [6 empty] | INCLUDED |  | 0 | 0
181 | 7000019030 | 2020 | Mandatory Spare 145KV GIS | 1000058236 | OPEN/CLOSE CONTACTOR ASSEMBLY, TIMERS, KEY INTERLOCK, INTERLOCKINGCOILS, RELAYS, PUSH BUTTONS, INDICATING LAMPS, POWER CONTACTORS,RESISTORS, FUSES, MCBS & DRIVE CONTROL CARDS ETC. (AS APPLICABLE) ONEOF EACH TYPE FOR ONE COMPLETE MOM BOX FOR 145KV GIS MAINTENANCE EARTHSWITCH | SET | 1 |  | Included | [6 empty] | INCLUDED |  | 0 | 0
182 | 7000019030 | 2030 | Mandatory Spare 145KV GIS | 1000058231 | OPEN/CLOSE CONTACTOR ASSEMBLY, TIMERS, KEY INTERLOCK, INTERLOCKINGCOILS, RELAYS, PUSH BUTTONS, INDICATING LAMPS, POWER CONTACTORS,RESISTORS, FUSES, MCBS & DRIVE CONTROL CARDS ETC. (AS APPLICABLE) ONEOF EACH TYPE FOR ONE COMPLETE MOM BOX FOR 145KV GIS FAST EARTHINGSWITCH | SET | 1 |  | Included | [6 empty] | INCLUDED |  | 0 | 0
183 | 7000019030 | 2040 | Mandatory Spare 145KV GIS | 1000058260 | LIMIT SWITCHES AND AUX. SWITCHES FOR ONE COMPLETE MOM BOX FOR 145KVGIS DISCONNECTOR SWITCH | SET | 2 |  | Included | [6 empty] | INCLUDED |  | 0 | 0
184 | 7000019030 | 2050 | Mandatory Spare 145KV GIS | 1000058238 | LIMIT SWITCHES AND AUX. SWITCHES FOR ONE COMPLETE MOM BOX FOR 145KVGIS MAINTENANCE EARTH SWITCH | SET | 2 |  | Included | [6 empty] | INCLUDED |  | 0 | 0
185 | 7000019030 | 2060 | Mandatory Spare 145KV GIS | 1000058233 | LIMIT SWITCHES AND AUX. SWITCHES FOR ONE COMPLETE MOM BOX FOR 145KVGIS FAST EARTHING SWITCH | SET | 2 |  | Included | [6 empty] | INCLUDED |  | 0 | 0
186 | 7000019030 | 2070 | Mandatory Spare 145KV GIS | 1000058049 | DRIVE MECHANISM FOR 145KV GIS DISCONNECTOR SWITCH | SET | 1 |  | Included | [6 empty] | INCLUDED |  | 0 | 0
187 | 7000019030 | 2080 | Mandatory Spare 145KV GIS | 1000058237 | DRIVE MECHANISM FOR 145KV GIS MAINTENANCE EARTH SWITCH | SET | 1 |  | Included | [6 empty] | INCLUDED |  | 0 | 0
188 | 7000019030 | 2090 | Mandatory Spare 145KV GIS | 1000058232 | DRIVE MECHANISM FOR 145KV GIS FAST EARTHING SWITCH | SET | 1 |  | Included | [6 empty] | INCLUDED |  | 0 | 0
189 | 7000019030 | 2100 | Mandatory Spare 145KV GIS | 1000058230 | MOTOR FOR DRIVE MECHANISM FOR 145KV GIS DISCONNECTOR SWITCH | EA | 1 |  | Included | [6 empty] | INCLUDED |  | 0 | 0
190 | 7000019030 | 2110 | Mandatory Spare 145KV GIS | 1000058240 | MOTOR FOR DRIVE MECHANISM FOR 145KVGIS MAINTENANCE EARTH SWITCH | EA | 1 |  | Included | [6 empty] | INCLUDED |  | 0 | 0
191 | 7000019030 | 2120 | Mandatory Spare 145KV GIS | 1000058235 | MOTOR FOR DRIVE MECHANISM FOR 145KV GIS FAST EARTHING SWITCH | EA | 1 |  | Included | [6 empty] | INCLUDED |  | 0 | 0
192 | 7000019030 | 2130 | Mandatory Spare 145KV GIS | 1000058261 | 145KV GIS- CURRENT TRANSFORMER (4 CORES) WITH ASSOCIATED ENCLOSURE ANDPRIMARY CONDUCTOR COMPLETE IN ALL RESPECT | EA | 1 |  | Included | [6 empty] | INCLUDED |  | 0 | 0
193 | 7000019030 | 2140 | Mandatory Spare 145KV GIS | 1000058263 | 145KV GIS- VOLTAGE TRANSFORMER WITH ASSOCIATED ENCLOSURE COMPLETE INALL RESPECT | EA | 1 |  | Included | [6 empty] | INCLUDED |  | 0 | 0
194 | 7000019030 | 2150 | Mandatory Spare 145KV GIS | 1000058267 | 145KV GIS-SF6 GAS PRESSURE RELIEF DEVICE ASSEMBLY OF EACH TYPE | EA | 2 |  | Included | [6 empty] | INCLUDED |  | 0 | 0
195 | 7000019030 | 2160 | 36KV INDOOR PANEL (AIS TYPE) | 1000002039 | 36 kV (3-phase) Indoor Switch gear Panel for Line Module | SET | 4 |  | Included | [6 empty] | INCLUDED |  | 0 | 0
196 | 7000019030 | 2170 | 36KV INDOOR PANEL (AIS TYPE) | 1000002041 | 36 kV (3-phase) Indoor Switch gear Panel for Transformer Module | SET | 2 |  | Included | [6 empty] | INCLUDED |  | 0 | 0
197 | 7000019030 | 2180 | 36KV INDOOR PANEL (AIS TYPE) | 1000002038 | 36 kV (3-phase) Indoor Switch gear Panel for Bus Sectionaliser Module | SET | 1 |  | Included | [6 empty] | INCLUDED |  | 0 | 0
198 | 7000019030 | 2190 | 36KV INDOOR PANEL (AIS TYPE) | 1000032789 | 36 KV,25 KA (3-PHASE) INDOOR SWITCH GEAR PANEL FOR LT TRANSFORMERMODULE | EA | 2 |  | Included | [6 empty] | INCLUDED |  | 0 | 0
199 | 7000019030 | 2220 | Foundation Bolts | 1000029078 | 20 mm FOUNDATION BOLTS (Including nuts,checknut & washers for latticeand pipe structures) | EA | 48 |  | Included | [6 empty] | INCLUDED |  | 0 | 0
200 | 7000019030 | 2230 | Foundation Bolts | 1000028770 | Fabrication, galvanising and supply of24mm dia foundation bolts includingnuts, checknuts, washers andpackplates. | EA | 216 |  | Included | [6 empty] | INCLUDED |  | 0 | 0
201 | 7000019030 | 2240 | Foundation Bolts | 1000012368 | Fabrication, galvanising and supply of 40mm dia foundation boltsincluding nuts, checknuts, washers and packplates. | EA | 80 |  | Included | [6 empty] | INCLUDED |  | 0 | 0
202 | 7000019030 | 2250 | Foundation Bolts | 1000012369 | Fabrication, galvanising and supply of 56mm dia foundation boltsincluding nuts, checknuts, washers and packplates | EA | 80 |  | Included | [6 empty] | INCLUDED |  | 0 | 0
203 | 7000019030 | 2280 | Non-standard | 1000015954 | Fabrication, galvanising and supply of Lattice Structures (MS Steel),to be designed during detailed engineering, for towers, beams andequipment support structure including pack plates / packwashers andgusset plates excluding fasteners and foundation bolts | MT | 14 |  | Included | [6 empty] | INCLUDED |  | 0 | 0
204 | 7000019030 | 2290 | Non-standard | 1000011713 | Fabrication, galvanising and supply of fasteners ( nuts, bolts andwashers ) including step bolts for lattice and pipe structures to bedesigned during detailed engineering | MT | 1.5 |  | Included | [6 empty] | INCLUDED |  | 0 | 0
205 | 7000019030 | 2300 | Non-standard | 1000012373 | Fabrication, galvanising and supply of foundation bolts including nuts,checknut and washers for lattice and pipe structures to be designedduring detailed engineering | MT | 2.2 |  | Included | [6 empty] | INCLUDED |  | 0 | 0
206 | 7000019131 | 10 | PLCC Remote location | 1000036908 | HF CABLE 75 OHMS FOR PLCC | KM | 2 |  | Included | [6 empty] | INCLUDED |  | 0 | 0
207 | 7000019131 | 20 | PLCC Remote location | 1000017887 | Analog Protection Coupler for PLCC | EA | 2 |  | Included | [6 empty] | INCLUDED |  | 0 | 0
208 | 7000019131 | 30 | PLCC Remote location | 1000000046 | Carrier Equipment Analog type (for Speech+Data & Speech+Protection) | EA | 2 |  | Included | [6 empty] | INCLUDED |  | 0 | 0
209 | 7000019131 | 40 | PLCC Remote location | 1000010014 | Coupling device for PLCC | SET | 2 |  | Included | [6 empty] | INCLUDED |  | 0 | 0
(6): GRAND TOTAL - Schedule 3 | 0 | [6 empty] | 0 |  |  | 0
# In case the bidder leaves the cell for confirmation of the SAC and/or GST rate “blank”, the SAC and corresponding GST rate indicated by the Employer shall be deemed to be the one confirmed by the Bidder.
(1): Date :; (2): 0; (8): Printed Name | 0 | 0
(1): Place :; (2): 0; (8): Designation | 0 | 0

## Sch-4
SPEC. NO.: CC/NT/GIS/WB/A02/22/00011 | [17 empty] | SCHEDULE-4
GIS Substation Package- NAG-SS-02A for additional work (including supply of 132kV Transformer) for upgradation of 66/33kV Tuensang Substation to 132kV level under Transmission System for Nagaland State associated with North Eastern Region Power System Improvement Project.
(Schedule of Rates and Prices)
#REF!
Bidder’s Name and Address (Lead Partner of) : | [13 empty] | To: | [6 empty] | #REF!
[11 empty] | Contract Services |  |  | Contract Services | [6 empty] | #REF!
Name : | [6 empty] | 0 |  |  |  | Power Grid Corporation of India Ltd., |  |  | Power Grid Corporation of India Ltd.,
Address : | [6 empty] | 0 |  |  |  | "Saudamini", Plot No.-2 |  |  | "Saudamini", Plot No.-2
[7 empty] | 0 |  |  |  | Sector-29, |  |  | Sector-29,
[7 empty] | 0 |  |  |  | Gurgaon (Haryana) - 122 001 |  |  | Gurgaon (Haryana) - 122 001
Installation Charges
Sl. No. | PR No. | PR Line Item No. | Activity Header | PR Activity No. | Activity Description | Service Code | Description | SAC (Service Accounting Codes) | Whether SAC in column ‘9’ is confirmed. If not indicate applicable the SAC # | Rate of GST applicable ( in %) | Whether rate of GST in column ‘11’ is confirmed. If not indicate applicable rate of GST # | Unit | Qty. | Portion in Foreign Currency |  |  | Unit Charges (INR) | Total Charges (INR)
[14 empty] | Currency # | Unit Charges | Total Charges
(1) | (2) | (3) | (4) | (5) | (6) | (7) | (8) | (9) | (10) | (11) | (12) | (13) | (14) | (15) | (16) | (17)=(16)*(14) | (15) | (16)=(14)x(15)
(2): 132/33kV Tuensang (GIS) New S/s | [7 empty] | Revaluation of P column | Tax Calculation | Revaluation of R column | Tax Calculation
1 | 7000019030 | 10 | 1070 | 10 | 132kV POWER TRANSFORMER | 100000036 | 10MVA, 132/33 KV, 3-phase Transformer excluding Insulating Oil | 998736 |  | 18 |  | EA | 2 |  |  | INCLUDED |  | INCLUDED |  |  |  | 0 | 0 | 0 | 0 | 0
2 | 7000019030 | 10 | 1070 | 20 | 132kV POWER TRANSFORMER | 100001922 | Insulating Oil for 10MVA, 132/33 KV, 3-phase Transformer | 998736 |  | 18 |  | SET | 2 |  |  | INCLUDED |  | INCLUDED |  | #VALUE! | #VALUE! | 5 | 0 | 0 | 0 | 0
3 | 7000019030 | 20 | 1090 | 10 | POWER TRANSFORMER MONITORING DEVICES | 100000003 | On line dissolved gas (multi gas) and moisture analyser (As per technical specification) | 998736 |  | 18 |  | EA | 2 |  |  | INCLUDED |  | INCLUDED |  | #VALUE! | #VALUE! | 12 | 0 | 0 | 0 | 0
4 | 7000019030 | 20 | 1090 | 20 | POWER TRANSFORMER MONITORING DEVICES | 100000004 | On line insulating oil drying system (Cartridge type) (As per technical specification) | 998736 |  | 18 |  | EA | 2 |  |  | INCLUDED |  | INCLUDED | 2 | #VALUE! | #VALUE! | 18 | 0 | 0 | 0 | 0
5 | 7000019030 | 30 | 1190 | 10 | 33kV LT TRANSFORMER | 100000083 | 400kVA, 33/0.433kV LT Transformer | 998736 |  | 18 |  | EA | 1 |  |  | INCLUDED |  | INCLUDED | 2 | #VALUE! | #VALUE! | 28 | 0 | 0 | 0 | 0
6 | 7000019030 | 40 | 1270 | 10 | 132kV, 31.5kA GIS Equipment | 100000535 | 145 kV, 2000A, 31.5kA, 3 single phase(isolated), SF6 gas insulated, metalenclosed bus bars to interconnect eachof Circuit Breaker bay module completewith voltage transformer, disconnectorswith grounding switch, local controlcubicle, SF6 gas monitoring system forthe complete bus | 998736 |  | 18 |  | SET | 2 |  |  | INCLUDED |  | INCLUDED | 6 | #VALUE! | #VALUE! |  | 0 | 0 | 0 | 0
7 | 7000019030 | 40 | 1270 | 20 | 132kV, 31.5kA GIS Equipment | 100000525 | 145kV, 1250 A, 31.5 kA, 3-Phase SF6 GIS Line feeder bay module for connecting Overhead line (Air/SF6) with GIS through gasinsulated interconnection bus etc. to complete feeder bay module | 998736 |  | 18 |  | SET | 3 |  |  | INCLUDED |  | INCLUDED | 7 | #VALUE! | #VALUE! |  | 0 | 0 | 0 | 0
8 | 7000019030 | 40 | 1270 | 40 | 132kV, 31.5kA GIS Equipment | 100000541 | 145kV, 2000 A, 31.5 kA, 3-Phase SF6 GIS Bus coupler bay module | 998736 |  | 18 |  | SET | 1 |  |  | INCLUDED |  | INCLUDED |  | #VALUE! | #VALUE! |  | 0 | 0 | 0 | 0
9 | 7000019030 | 40 | 1270 | 50 | 132kV, 31.5kA GIS Equipment | 100002415 | 145 Kv SF6 Gas Insulated Bus Duct (GIB)outside GIS hall including Bus Ductsupport structure and associatedaccessories for 1250A, 31.5kA, 1secthree phase | 998736 |  | 18 |  | M | 250 |  |  | INCLUDED |  | INCLUDED |  | #VALUE! | #VALUE! |  | 0 | 0 | 0 | 0
10 | 7000019030 | 40 | 1270 | 60 | 132kV, 31.5kA GIS Equipment | 100003241 | 145kV, 1250A, 31.5kA SF6/Air Bushing for Connecting GIS to AIS alongwith support structure | 998736 |  | 18 |  | SET | 5 |  |  | INCLUDED |  | INCLUDED |  | #VALUE! | #VALUE! |  | 0 | 0 | 0 | 0
11 | 7000019030 | 40 | 1270 | 70 | 132kV, 31.5kA GIS Equipment | 100000519 | 145kV, 1250 A, 31.5 kA, 3-Phase SF6 GIS ICT feeder bay module for connecting ICT (oil/SF6) bushing with GIS through gas insulatedinterconnection bus etc. including surge arrestor to complete transformer bay module | 998736 |  | 18 |  | SET | 2 |  |  | INCLUDED |  | INCLUDED |  | #VALUE! | #VALUE! |  | 0 | 0 | 0 | 0
12 | 7000019030 | 50 | 1280 | 10 | GIS Common Equipment | 100001857 | EOT Crane for GIS Building for 132kV GIS Station | 998736 |  | 18 |  | SET | 1 |  |  | INCLUDED |  | INCLUDED | 2 | #VALUE! | #VALUE! |  | 0 | 0 | 0 | 0
13 | 7000019030 | 60 | 1360 | 10 | 145kV, 40kA AIS EQUIPMENT | 100000599 | 145kV, 1-Phase, Bus post insulators | 998736 |  | 18 |  | EA | 19 |  |  | INCLUDED |  | INCLUDED | 2 | #VALUE! | #VALUE! |  | 0 | 0 | 0 | 0
14 | 7000019030 | 60 | 1360 | 20 | 145kV, 40kA AIS EQUIPMENT | 100000587 | 120kV Surge Arrester(1-phase) | 998736 |  | 18 |  | EA | 15 |  |  | INCLUDED |  | INCLUDED | 6 | #VALUE! | #VALUE! |  | 0 | 0 | 0 | 0
15 | 7000019030 | 60 | 1360 | 30 | 145kV, 40kA AIS EQUIPMENT | 100000559 | 145 kV, 8800pf, 1-phase Capacitive Voltage Transformer | 998736 |  | 18 |  | EA | 9 |  |  | INCLUDED |  | INCLUDED | 7 | #VALUE! | #VALUE! |  | 0 | 0 | 0 | 0
16 | 7000019030 | 70 | 1390 | 10 | 36kV AIS EQUIPMENT | 100000662 | 36 kV, 1250A, 25 KA, 3-Phase DoubleBreak Isolator with one E/s | 998736 |  | 18 |  | EA | 4 |  |  | INCLUDED |  | INCLUDED |  | #VALUE! | #VALUE! |  | 0 | 0 | 0 | 0
17 | 7000019030 | 70 | 1390 | 20 | 36kV AIS EQUIPMENT | 100000669 | 30kV Surge Arrester (1-Phase) | 998736 |  | 18 |  | EA | 12 |  |  | INCLUDED |  | INCLUDED |  | #VALUE! | #VALUE! |  | 0 | 0 | 0 | 0
18 | 7000019030 | 70 | 1390 | 30 | 36kV AIS EQUIPMENT | 100000684 | 36kV, 1ph Bus post insulator | 998736 |  | 18 |  | SET | 12 |  |  | INCLUDED |  | INCLUDED | 2 | #VALUE! | #VALUE! |  | 0 | 0 | 0 | 0
19 | 7000019030 | 80 | 1434 | 10 | Erection Hardware for 132 kV GIS | 100002165 | Erection Hardware for 132kV DM type layout for GIS termination arrangement-Line bay as per technical specification | 998731 |  | 18 |  | SET | 3 |  |  | INCLUDED |  | INCLUDED | 2 | #VALUE! | #VALUE! |  | 0 | 0 | 0 | 0
20 | 7000019030 | 80 | 1434 | 20 | Erection Hardware for 132 kV GIS | 100002166 | Erection Hardware for 132kV DM type layout for GIS termination arrangement-Transformer bay as per technical specification | 998731 |  | 18 |  | SET | 2 |  |  | INCLUDED |  | INCLUDED | 6 | #VALUE! | #VALUE! |  | 0 | 0 | 0 | 0
21 | 7000019030 | 80 | 1434 | 30 | Erection Hardware for 132 kV GIS | 100017055 | 132KV TENSION INSULATOR STRING AND ASSOCIATED HARDWARE FITTINGS WITH TURN BUCKLE SUITABLE FOR SINGLE CONDUCTOR | 998731 |  | 18 |  | EA | 18 |  |  | INCLUDED |  | INCLUDED |  | #VALUE! | #VALUE! |  | 0 | 0 | 0 | 0
22 | 7000019030 | 80 | 1434 | 40 | Erection Hardware for 132 kV GIS | 100017056 | 132KV TENSION INSULATOR STRING AND ASSOCIATED HARDWARE FITTINGS WITHOUT TURN BUCKLE SUITABLE FOR SINGLE CONDUCTOR | 998731 |  | 18 |  | EA | 9 |  |  | INCLUDED |  | INCLUDED | 2 | #VALUE! | #VALUE! |  | 0 | 0 | 0 | 0
23 | 7000019030 | 80 | 1434 | 50 | Erection Hardware for 132 kV GIS | 100017111 | 132KV SUSPENSION INSULATOR STRING AND ASSOCIATED HARDWARE FITTINGS WITH THROUGH CLAMP SUITABLE FOR SINGLE CONDUCTOR | 998731 |  | 18 |  | EA | 9 |  |  | INCLUDED |  | INCLUDED | 2 | #VALUE! | #VALUE! |  | 0 | 0 | 0 | 0
24 | 7000019030 | 80 | 1434 | 60 | Erection Hardware for 132 kV GIS | 100017112 | 132KV SUSPENSION INSULATOR STRING AND ASSOCIATED HARDWARE FITTINGS WITH DROP CLAMP SUITABLE FOR SINGLE CONDUCTOR | 998731 |  | 18 |  | EA | 9 |  |  | INCLUDED |  | INCLUDED | 6 | #VALUE! | #VALUE! |  | 0 | 0 | 0 | 0
25 | 7000019030 | 90 | 1442 | 10 | Erection Hardware for 33kV Type S/Y | 100000674 | Erection Hardware for the 33kV Bus Scheme as per SLD-Line Bay as per specification | 998731 |  | 18 |  | SET | 4 |  |  | INCLUDED |  | INCLUDED | 7 | #VALUE! | #VALUE! |  | 0 | 0 | 0 | 0
26 | 7000019030 | 90 | 1442 | 20 | Erection Hardware for 33kV Type S/Y | 100000675 | Erection Hardware for the 33kV Bus Scheme as per SLD-Transformer Bay as per specification | 998731 |  | 18 |  | SET | 2 |  |  | INCLUDED |  | INCLUDED |  | #VALUE! | #VALUE! |  | 0 | 0 | 0 | 0
27 | 7000019030 | 90 | 1442 | 30 | Erection Hardware for 33kV Type S/Y | 100004724 | ERECTION H/W- AUX LT TRANSFORMER | 998731 |  | 18 |  | SET | 2 |  |  | INCLUDED |  | INCLUDED |  | #VALUE! | #VALUE! |  | 0 | 0 | 0 | 0
28 | 7000019030 | 100 | 1451 | 10 | Earthmat | 100003103 | 40 mm MS rod for Main Earthmat | 998731 |  | 18 |  | KM | 4 |  |  | INCLUDED |  | INCLUDED |  | #VALUE! | #VALUE! |  | 0 | 0 | 0 | 0
29 | 7000019030 | 110 | 1500 | 10 | CRP for 132 kV Bays with SAS | 100000749 | 132kV Bus Bar Protection Panel (Single)-(with Automation) | 998736 |  | 18 |  | SET | 1 |  |  | INCLUDED |  | INCLUDED |  | #VALUE! | #VALUE! |  | 0 | 0 | 0 | 0
30 | 7000019030 | 110 | 1500 | 20 | CRP for 132 kV Bays with SAS | 100000747 | 132kV Transformer Protection Panel (For both HV & MV side)-(with Automation) | 998736 |  | 18 |  | EA | 2 |  |  | INCLUDED |  | INCLUDED | 2 | #VALUE! | #VALUE! |  | 0 | 0 | 0 | 0
31 | 7000019030 | 110 | 1500 | 30 | CRP for 132 kV Bays with SAS | 100000746 | 132kV Line Protection Panel (with Automation) | 998736 |  | 18 |  | EA | 3 |  |  | INCLUDED |  | INCLUDED | 2 | #VALUE! | #VALUE! |  | 0 | 0 | 0 | 0
32 | 7000019030 | 110 | 1500 | 50 | CRP for 132 kV Bays with SAS | 100000744 | 132kV Circuit Breaker Relay Panel with Auto Reclose (Bus scheme as per SLD) | 998736 |  | 18 |  | EA | 5 |  |  | INCLUDED |  | INCLUDED | 6 | #VALUE! | #VALUE! |  | 0 | 0 | 0 | 0
33 | 7000019030 | 110 | 1500 | 60 | CRP for 132 kV Bays with SAS | 100001891 | Time synchronisation equipment | 998736 |  | 18 |  | EA | 1 |  |  | INCLUDED |  | INCLUDED | 7 | #VALUE! | #VALUE! |  | 0 | 0 | 0 | 0
34 | 7000019030 | 120 | 1512 | 10 | SAS | 100000773 | Complete Substation automation System for 132kV bay as per Technical Specification | 998736 |  | 18 |  | EA | 6 |  |  | INCLUDED |  | INCLUDED |  | #VALUE! | #VALUE! |  | 0 | 0 | 0 | 0
35 | 7000019030 | 120 | 1512 | 20 | SAS | 100000775 | Complete Substation automation System for 33kV bay as per Technical Specification | 998736 |  | 18 |  | EA | 9 |  |  | INCLUDED |  | INCLUDED |  | #VALUE! | #VALUE! |  | 0 | 0 | 0 | 0
36 | 7000019030 | 130 | 1530 | 10 | PLCC Equipment | 100000879 | 132kV,1250A,0.5mH , 31.5kA Line Trap | 998734 |  | 18 |  | EA | 2 |  |  | INCLUDED |  | INCLUDED | 2 | #VALUE! | #VALUE! |  | 0 | 0 | 0 | 0
37 | 7000019030 | 130 | 1530 | 20 | PLCC Equipment | 100000886 | Coupling device for PLCC | 998734 |  | 18 |  | EA | 2 |  |  | INCLUDED |  | INCLUDED | 2 | #VALUE! | #VALUE! |  | 0 | 0 | 0 | 0
38 | 7000019030 | 130 | 1530 | 30 | PLCC Equipment | 100000888 | Carrier Equipment Analog type (for Speech+Data & Speech+Protection) | 998734 |  | 18 |  | EA | 2 |  |  | INCLUDED |  | INCLUDED | 6 | #VALUE! | #VALUE! |  | 0 | 0 | 0 | 0
39 | 7000019030 | 130 | 1530 | 40 | PLCC Equipment | 100000890 | Protection Coupler (Analog) | 998734 |  | 18 |  | EA | 2 |  |  | INCLUDED |  | INCLUDED | 7 | #VALUE! | #VALUE! |  | 0 | 0 | 0 | 0
40 | 7000019030 | 130 | 1530 | 60 | PLCC Equipment | 100003517 | HF CABLE FOR PLCC-75 OHM (KM) | 998734 |  | 18 |  | KM | 1 |  |  | INCLUDED |  | INCLUDED | 2 | #VALUE! | #VALUE! |  | 0 | 0 | 0 | 0
41 | 7000019030 | 140 | 1540 | 10 | LT SWITCHGEAR | 100000905 | 48V DCDB | 998736 |  | 18 |  | SET | 1 |  |  | INCLUDED |  | INCLUDED | 2 | #VALUE! | #VALUE! |  | 0 | 0 | 0 | 0
42 | 7000019030 | 140 | 1540 | 20 | LT SWITCHGEAR | 100000902 | 220V DCDB | 998736 |  | 18 |  | SET | 2 |  |  | INCLUDED |  | INCLUDED | 6 | #VALUE! | #VALUE! |  | 0 | 0 | 0 | 0
43 | 7000019030 | 140 | 1540 | 30 | LT SWITCHGEAR | 100002066 | 415V Emergency Lighting DB(along with 1no. 25kVA 415V/415V lightingtransformer) | 998731 |  | 18 |  | SET | 1 |  |  | INCLUDED |  | INCLUDED | 7 | #VALUE! | #VALUE! |  | 0 | 0 | 0 | 0
44 | 7000019030 | 140 | 1540 | 40 | LT SWITCHGEAR | 100002065 | 415V Main Lighting DB(along with 2 nos.25 kVA 415V/415V Lighting transformer) | 998731 |  | 18 |  | SET | 1 |  |  | INCLUDED |  | INCLUDED |  | #VALUE! | #VALUE! |  | 0 | 0 | 0 | 0
45 | 7000019030 | 140 | 1540 | 50 | LT SWITCHGEAR | 100000895 | AC Distribution Board (ACDB) | 998736 |  | 18 |  | SET | 1 |  |  | INCLUDED |  | INCLUDED |  | #VALUE! | #VALUE! |  | 0 | 0 | 0 | 0
46 | 7000019030 | 140 | 1540 | 60 | LT SWITCHGEAR | 100000894 | 415V Main Switchboard | 998736 |  | 18 |  | SET | 1 |  |  | INCLUDED |  | INCLUDED |  | #VALUE! | #VALUE! |  | 0 | 0 | 0 | 0
47 | 7000019030 | 150 | 1550 | 10 | 220V Battery & Charger | 100000911 | 220V, 500 Ah Battery | 998736 |  | 18 |  | SET | 2 |  |  | INCLUDED |  | INCLUDED | 2 | #VALUE! | #VALUE! |  | 0 | 0 | 0 | 0
48 | 7000019030 | 150 | 1550 | 20 | 220V Battery & Charger | 100000934 | 220V, 50A/50A Float Cum Boost BatteryCharger | 998736 |  | 18 |  | EA | 2 |  |  | INCLUDED |  | INCLUDED | 2 | #VALUE! | #VALUE! |  | 0 | 0 | 0 | 0
49 | 7000019030 | 160 | 1570 | 10 | 48V Battery & Charger | 100000925 | 48V, 300 Ah Battery | 998736 |  | 18 |  | SET | 1 |  |  | INCLUDED |  | INCLUDED | 6 | #VALUE! | #VALUE! |  | 0 | 0 | 0 | 0
50 | 7000019030 | 160 | 1570 | 30 | 48V Battery & Charger | 100000948 | 48V, 40A/40A Float Cum Boost BatteryCharger | 998736 |  | 18 |  | EA | 2 |  |  | INCLUDED |  | INCLUDED | 7 | #VALUE! | #VALUE! |  | 0 | 0 | 0 | 0
51 | 7000019030 | 170 | 1575 | 10 | DG SET | 100000958 | 100 kVA Diesel Generator along with control Panel | 998736 |  | 18 |  | SET | 1 |  |  | INCLUDED |  | INCLUDED |  | #VALUE! | #VALUE! |  | 0 | 0 | 0 | 0
52 | 7000019030 | 2310 | 1591 | 10 | POWER & CONTROL CABLE (LS) | 100002181 | 1.1kV grade Power Cables (PVCinsulated)along withlugs,glands,straight joints &accessories,etc. | 998736 |  | 18 |  | LS | 1 |  |  | INCLUDED |  | INCLUDED |  | #VALUE! | #VALUE! |  | 0 | 0 | 0 | 0
53 | 7000019030 | 2310 | 1591 | 20 | POWER & CONTROL CABLE (LS) | 100002182 | 1.1kV grade Control Cables (PVCinsulated) along withlugs,glands,straight joints &accessories,etc. | 998736 |  | 18 |  | LS | 1 |  |  | INCLUDED |  | INCLUDED | 2 | #VALUE! | #VALUE! |  | 0 | 0 | 0 | 0
54 | 7000019030 | 2310 | 1591 | 30 | POWER & CONTROL CABLE (LS) | 100002180 | 1.1kV grade Power Cables (XLPEinsulated) along withlugs,glands,straight joints &accessories,etc. | 998736 |  | 18 |  | LS | 1 |  |  | INCLUDED |  | INCLUDED | 2 | #VALUE! | #VALUE! |  | 0 | 0 | 0 | 0
55 | 7000019030 | 2310 | 1591 | 40 | POWER & CONTROL CABLE (LS) | 100003017 | 33kV HV Power Cable along with accessories | 998736 |  | 18 |  | KM | 2 |  |  | INCLUDED |  | INCLUDED | 6 | #VALUE! | #VALUE! |  | 0 | 0 | 0 | 0
56 | 7000019030 | 2310 | 1591 | 50 | POWER & CONTROL CABLE (LS) | 100002357 | 33kV XLPE cable Termination Equipment along with structure accessories for out door termination (one set consists of complete &requirement for one bay) | 998736 |  | 18 |  | SET | 8 |  |  | INCLUDED |  | INCLUDED | 7 | #VALUE! | #VALUE! |  | 0 | 0 | 0 | 0
57 | 7000019030 | 180 | 1600 | 10 | AIR CONDITIONING & VENTILATION SYSTEM | 100001876 | Ventillation system for 132KV GIS Hall | 995463 |  | 18 |  | SET | 1 |  |  | INCLUDED |  | INCLUDED |  | #VALUE! | #VALUE! |  | 0 | 0 | 0 | 0
58 | 7000019030 | 180 | 1600 | 20 | AIR CONDITIONING & VENTILATION SYSTEM | 100000960 | High wall type split AC unit of 2 TR capacity | 995463 |  | 18 |  | EA | 8 |  |  | INCLUDED |  | INCLUDED | 2 | #VALUE! | #VALUE! |  | 0 | 0 | 0 | 0
59 | 7000019030 | 180 | 1600 | 30 | AIR CONDITIONING & VENTILATION SYSTEM | 100003958 | AIRCONDITIONING SYSTEM FOR LCC IN 145KV GIS BUILDING | 995463 |  | 18 |  | SET | 1 |  |  | INCLUDED |  | INCLUDED | 2 | #VALUE! | #VALUE! |  | 0 | 0 | 0 | 0
60 | 7000019030 | 190 | 1610 | 10 | FIRE FIGHTING SYSTEM | 100000976 | 6Kg dry chemical powered type Portable Fire extinguisher | 998736 |  | 18 |  | EA | 5 |  |  | INCLUDED |  | INCLUDED | 6 | #VALUE! | #VALUE! |  | 0 | 0 | 0 | 0
61 | 7000019030 | 190 | 1610 | 20 | FIRE FIGHTING SYSTEM | 100000975 | 4.5 kg CO2 type Portable Fire extinguisher | 995461 |  | 18 |  | EA | 6 |  |  | INCLUDED |  | INCLUDED | 7 | #VALUE! | #VALUE! |  | 0 | 0 | 0 | 0
62 | 7000019030 | 190 | 1610 | 30 | FIRE FIGHTING SYSTEM | 100008260 | 60 litre foam type Trolley/Wheel mounted Fire extinguisher | 998736 |  | 18 |  | EA | 2 |  |  | INCLUDED |  | INCLUDED |  | #VALUE! | #VALUE! |  | 0 | 0 | 0 | 0
63 | 7000019030 | 190 | 1610 | 40 | FIRE FIGHTING SYSTEM | 100000972 | 9litre water type Portable Fire extinguisher | 998736 |  | 18 |  | EA | 8 |  |  | INCLUDED |  | INCLUDED |  | #VALUE! | #VALUE! |  | 0 | 0 | 0 | 0
64 | 7000019030 | 190 | 1610 | 70 | FIRE FIGHTING SYSTEM | 100002061 | Fire Detection and Alarm System for 132kV GIS Hall | 995461 |  | 18 |  | SET | 1 |  |  | INCLUDED |  | INCLUDED |  | #VALUE! | #VALUE! |  | 0 | 0 | 0 | 0
65 | 7000019030 | 190 | 1610 | 90 | FIRE FIGHTING SYSTEM | 100002054 | Nitrogen injection type fire protection for 132kV transformer | 998736 |  | 18 |  | SET | 2 |  |  | INCLUDED |  | INCLUDED |  | #VALUE! | #VALUE! |  | 0 | 0 | 0 | 0
66 | 7000019030 | 190 | 1610 | 100 | FIRE FIGHTING SYSTEM | 100002257 | Diesel Engine driven Hydrant system with Water tank, Pump Room, DG driven pump, O/G & U/G piping, hydrant points for transformers,buildings, store yard and accessories etc. | 998736 |  | 18 |  | LS | 1 |  |  | INCLUDED |  | INCLUDED | 2 | #VALUE! | #VALUE! |  | 0 | 0 | 0 | 0
67 | 7000019030 | 190 | 1610 | 120 | FIRE FIGHTING SYSTEM | 100002526 | Indoor Fire Detection & Alarm System for Fire fighting pump house building | 995461 |  | 18 |  | LS | 1 |  |  | INCLUDED |  | INCLUDED | 2 | #VALUE! | #VALUE! |  | 0 | 0 | 0 | 0
68 | 7000019030 | 190 | 1610 | 130 | FIRE FIGHTING SYSTEM | 100002058 | Fire Detection and Alarm System for Control Room Building(132kV) | 995461 |  | 18 |  | SET | 1 |  |  | INCLUDED |  | INCLUDED | 6 | #VALUE! | #VALUE! |  | 0 | 0 | 0 | 0
69 | 7000019030 | 190 | 1610 | 140 | FIRE FIGHTING SYSTEM | 100023508 | FIRE PROTECTION SYSTEM FOR PANEL ROOM AS PER TS | 998739 |  | 18 |  | SET | 1 |  |  | INCLUDED |  | INCLUDED |  | #VALUE! | #VALUE! |  | 0 | 0 | 0 | 0
70 | 7000019030 | 200 | 1620 | 20 | ILLUMINATION SYSTEM | 100002420 | illumination system for 132KV GIS Hall | 998739 |  | 18 |  | LS | 1 |  |  | INCLUDED |  | INCLUDED |  | #VALUE! | #VALUE! |  | 0 | 0 | 0 | 0
71 | 7000019030 | 200 | 1620 | 40 | ILLUMINATION SYSTEM | 100004935 | Type D1 Post top lantern pole of 4 meter as per technical specification. | 998731 |  | 18 |  | EA | 2 |  |  | INCLUDED |  | INCLUDED | 2 | #VALUE! | #VALUE! |  | 0 | 0 | 0 | 0
72 | 7000019030 | 200 | 1620 | 50 | ILLUMINATION SYSTEM | 100004851 | Lighting Fixture LED Luminaires type SL-D1 as per tech. specifications | 998731 |  | 18 |  | EA | 2 |  |  | INCLUDED |  | INCLUDED | 2 | #VALUE! | #VALUE! |  | 0 | 0 | 0 | 0
73 | 7000019030 | 200 | 1620 | 60 | ILLUMINATION SYSTEM | 100004934 | Type L1 Street Lighting Pole of 6 meter as per technical specification. | 998731 |  | 18 |  | EA | 10 |  |  | INCLUDED |  | INCLUDED | 6 | #VALUE! | #VALUE! |  | 0 | 0 | 0 | 0
74 | 7000019030 | 200 | 1620 | 70 | ILLUMINATION SYSTEM | 100004850 | Lighting Fixture LED Luminaires type SL-L1 as per tech. specifications | 998731 |  | 18 |  | EA | 10 |  |  | INCLUDED |  | INCLUDED | 7 | #VALUE! | #VALUE! |  | 0 | 0 | 0 | 0
75 | 7000019030 | 200 | 1620 | 80 | ILLUMINATION SYSTEM | 100001026 | Lighting Fixture type BL as per technical specification | 998731 |  | 18 |  | EA | 4 |  |  | INCLUDED |  | INCLUDED | 2 | #VALUE! | #VALUE! |  | 0 | 0 | 0 | 0
76 | 7000019030 | 200 | 1620 | 90 | ILLUMINATION SYSTEM | 100004937 | Fire Wall Mounted LED Luminarie Type FL-2 (250W) | 998731 |  | 18 |  | EA | 1 |  |  | INCLUDED |  | INCLUDED | 2 | #VALUE! | #VALUE! |  | 0 | 0 | 0 | 0
77 | 7000019030 | 200 | 1620 | 100 | ILLUMINATION SYSTEM | 100004926 | Lighting Fixture LED Luminaires type FL2 as per tech. specifications | 998731 |  | 18 |  | EA | 5 |  |  | INCLUDED |  | INCLUDED | 6 | #VALUE! | #VALUE! |  | 0 | 0 | 0 | 0
78 | 7000019030 | 200 | 1620 | 110 | ILLUMINATION SYSTEM | 100004852 | Lighting Fixture LED Luminaires type FL-1 as per tech. specifications | 998731 |  | 18 |  | EA | 10 |  |  | INCLUDED |  | INCLUDED | 7 | #VALUE! | #VALUE! |  | 0 | 0 | 0 | 0
79 | 7000019030 | 200 | 1620 | 120 | ILLUMINATION SYSTEM | 100001885 | Outdoor Power Receptacle for oilfiltration unit (250A) | 998739 |  | 18 |  | EA | 1 |  |  | INCLUDED |  | INCLUDED |  | #VALUE! | #VALUE! |  | 0 | 0 | 0 | 0
80 | 7000019030 | 200 | 1620 | 130 | ILLUMINATION SYSTEM | 100001052 | 63A, 415V : Interlocked switch socket outdoor Receptacle (type RP) as per technical specifications | 998731 |  | 18 |  | EA | 1 |  |  | INCLUDED |  | INCLUDED |  | #VALUE! | #VALUE! |  | 0 | 0 | 0 | 0
81 | 7000019030 | 200 | 1620 | 140 | ILLUMINATION SYSTEM | 100001051 | 15A, 240V: Outdoor Receptacle 2 pole, 3-pin modular (type RO) as per technical specifications | 998731 |  | 18 |  | EA | 4 |  |  | INCLUDED |  | INCLUDED |  | #VALUE! | #VALUE! |  | 0 | 0 | 0 | 0
82 | 7000019030 | 200 | 1620 | 150 | ILLUMINATION SYSTEM | 100001050 | 5/15 A, 240V: Indoor Receptacle 3-pin type modular (type RI) as per technical specifications | 998731 |  | 18 |  | EA | 4 |  |  | INCLUDED |  | INCLUDED |  | #VALUE! | #VALUE! |  | 0 | 0 | 0 | 0
83 | 7000019030 | 200 | 1620 | 170 | ILLUMINATION SYSTEM | 100001023 | Lighting Panel type DCP as per technical specification | 998731 |  | 18 |  | EA | 1 |  |  | INCLUDED |  | INCLUDED | 2 | #VALUE! | #VALUE! |  | 0 | 0 | 0 | 0
84 | 7000019030 | 200 | 1620 | 190 | ILLUMINATION SYSTEM | 100001021 | Lighting Panel type ACP-2 as per technical specification | 995461 |  | 18 |  | EA | 3 |  |  | INCLUDED |  | INCLUDED | 2 | #VALUE! | #VALUE! |  | 0 | 0 | 0 | 0
85 | 7000019030 | 200 | 1620 | 230 | ILLUMINATION SYSTEM | 100001022 | Lighting Panel type ACP-3 as per technical specification | 998731 |  | 18 |  | EA | 1 |  |  | INCLUDED |  | INCLUDED | 6 | #VALUE! | #VALUE! |  | 0 | 0 | 0 | 0
86 | 7000019030 | 200 | 1620 | 260 | ILLUMINATION SYSTEM | 100002364 | Fire fighting pumphouse building illimunation including conduit | 998739 |  | 18 |  | LS | 1 |  |  | INCLUDED |  | INCLUDED | 7 | #VALUE! | #VALUE! |  | 0 | 0 | 0 | 0
87 | 7000019030 | 200 | 1620 | 270 | ILLUMINATION SYSTEM | 100002363 | Control room cum administrative building (132kV) illumination including Conduit | 998739 |  | 18 |  | LS | 1 |  |  | INCLUDED |  | INCLUDED |  | #VALUE! | #VALUE! |  | 0 | 0 | 0 | 0
88 | 7000019030 | 200 | 1620 | 280 | ILLUMINATION SYSTEM | 100023507 | INDOOR ILLUMINATION OF PANEL ROOM AS PER TS | 998739 |  | 18 |  | SET | 1 |  |  | INCLUDED |  | INCLUDED |  | #VALUE! | #VALUE! |  | 0 | 0 | 0 | 0
89 | 7000019030 | 210 | 1690 | 20 | Towers | 100002274 | Erection of Std 132 kV Tower T2P including nuts, bolts, all type of washers, packplates, step bolts and gusset plates excludingfoundation bolts | 995455 |  | 18 |  | EA | 4 |  |  | INCLUDED |  | INCLUDED | 2 | #VALUE! | #VALUE! |  | 0 | 0 | 0 | 0
90 | 7000019030 | 210 | 1690 | 30 | Towers | 100002283 | Erection of Std 33 kV Tower C2PA including nuts, bolts, all type of washers, packplates, step bolts and gusset plates excludingfoundation bolts | 995455 |  | 18 |  | EA | 5 |  |  | INCLUDED |  | INCLUDED | 2 | #VALUE! | #VALUE! |  | 0 | 0 | 0 | 0
91 | 7000019030 | 210 | 1690 | 40 | Towers | 100002278 | Erection of Std 33 kV Beam B2A including nuts, bolts, all type of washers, packplates, step bolts and gusset plates excludingfoundation bolts | 995455 |  | 18 |  | EA | 4 |  |  | INCLUDED |  | INCLUDED | 6 | #VALUE! | #VALUE! |  | 0 | 0 | 0 | 0
92 | 7000019030 | 210 | 1690 | 50 | Towers | 100002279 | Erection of Std 33 kV Beam B4 including nuts, bolts, all type of washers, packplates, step bolts and gusset plates excludingfoundation bolts | 995455 |  | 18 |  | EA | 4 |  |  | INCLUDED |  | INCLUDED | 7 | #VALUE! | #VALUE! |  | 0 | 0 | 0 | 0
93 | 7000019030 | 210 | 1690 | 60 | Towers | 100002271 | Erection of Std 132 kV Beam B1AA including nuts, bolts, all type of washers, packplates, step bolts and gusset plates excludingfoundation bolts | 995455 |  | 18 |  | EA | 2 |  |  | INCLUDED |  | INCLUDED |  | #VALUE! | #VALUE! |  | 0 | 0 | 0 | 0
94 | 7000019030 | 210 | 1690 | 70 | Towers | 100001668 | Erection of Std LM (40m) including nuts, bolts, all type of washers, packplates, step bolts and gusset plates excluding foundationbolts | 995455 |  | 18 |  | EA | 2 |  |  | INCLUDED |  | INCLUDED | 2 | #VALUE! | #VALUE! |  | 0 | 0 | 0 | 0
95 | 7000019030 | 220 | 1700 | 40 | 132kV Equipment support structures | 100001233 | Standard Pipe Structure for 132kV BPI (excluding wave trap) | 995455 |  | 18 |  | EA | 19 |  |  | INCLUDED |  | INCLUDED | 2 | #VALUE! | #VALUE! |  | 0 | 0 | 0 | 0
96 | 7000019030 | 220 | 1700 | 50 | 132kV Equipment support structures | 100001229 | Standard Pipe Structure for 132kV CVT (1-phase) | 995455 |  | 18 |  | EA | 9 |  |  | INCLUDED |  | INCLUDED | 6 | #VALUE! | #VALUE! |  | 0 | 0 | 0 | 0
97 | 7000019030 | 220 | 1700 | 60 | 132kV Equipment support structures | 100001232 | Standard Pipe Structure for 132kV SA (1-phase) | 995455 |  | 18 |  | EA | 15 |  |  | INCLUDED |  | INCLUDED |  | #VALUE! | #VALUE! |  | 0 | 0 | 0 | 0
98 | 7000019030 | 2200 | 1730 | 10 | 36KV INDOOR PANEL (AIS TYPE) | 100000671 | 36 kV,25 KA, 3-phase Indoor Switch gear Panel-Line Module | 998736 |  | 18 |  | EA | 4 |  |  | INCLUDED |  | INCLUDED |  | #VALUE! | #VALUE! |  | 0 | 0 | 0 | 0
99 | 7000019030 | 2200 | 1730 | 20 | 36KV INDOOR PANEL (AIS TYPE) | 100000672 | 36 kV,25 KA, 3-phase Indoor Switch gear Panel-Transformer Module | 998736 |  | 18 |  | EA | 2 |  |  | INCLUDED |  | INCLUDED |  | #VALUE! | #VALUE! |  | 0 | 0 | 0 | 0
100 | 7000019030 | 2200 | 1730 | 30 | 36KV INDOOR PANEL (AIS TYPE) | 100001780 | 36 kV (3-phase) Indoor Switch gear Panel for Bus Sectionaliser Module | 998736 |  | 18 |  | SET | 1 |  |  | INCLUDED |  | INCLUDED |  | #VALUE! | #VALUE! |  | 0 | 0 | 0 | 0
101 | 7000019030 | 2200 | 1730 | 50 | 36KV INDOOR PANEL (AIS TYPE) | 100003609 | 36 kV,25 KA (3-phase) LT Transformer Module | 998736 |  | 18 |  | EA | 2 |  |  | INCLUDED |  | INCLUDED | 2 | #VALUE! | #VALUE! |  | 0 | 0 | 0 | 0
102 | 7000019030 | 2210 | 1740 | 10 | civil works | 100004518 | Excavation in all kind of soil including rock for all leads and lifts, backfilling, disposal of surplus earth within a lead up to2Km as per technical specification. The surplus earth shall be roughly graded . | 995433 |  | 18 |  | M3 | 7580 |  |  | INCLUDED |  | INCLUDED | 2 | #VALUE! | #VALUE! |  | 0 | 0 | 0 | 0
103 | 7000019030 | 2210 | 1740 | 20 | civil works | 100011662 | Excavation in hard rock which require blasting (including chemical blasting and rock excavated using specialized tools) for allfoundation works including stacking, measuring, disposal etc.for all leads and lifts as per technical specification. | 995433 |  | 18 |  | M3 | 758 |  |  | INCLUDED |  | INCLUDED | 6 | #VALUE! | #VALUE! |  | 0 | 0 | 0 | 0
104 | 7000019030 | 2210 | 1740 | 30 | civil works | 100001325 | Providing and laying of Plain Cement Concrete (PCC) (1:4:8) | 995454 |  | 18 |  | M3 | 433 |  |  | INCLUDED |  | INCLUDED | 7 | #VALUE! | #VALUE! |  | 0 | 0 | 0 | 0
105 | 7000019030 | 2210 | 1740 | 40 | civil works | 100001326 | Providing and laying of Plain Cement Concrete (PCC) (1:2:4) | 995454 |  | 18 |  | M3 | 72 |  |  | INCLUDED |  | INCLUDED |  | #VALUE! | #VALUE! |  | 0 | 0 | 0 | 0
106 | 7000019030 | 2210 | 1740 | 50 | civil works | 100001261 | Concreting (including all associated works related to foundation not covered in excavation and reinforcemt steel works : LeanConcrete (1:3:6) | 995454 |  | 18 |  | M3 | 14 |  |  | INCLUDED |  | INCLUDED |  | #VALUE! | #VALUE! |  | 0 | 0 | 0 | 0
107 | 7000019030 | 2210 | 1740 | 60 | civil works | 100001327 | Providing and laying of Reinforced Cement Concrete M25 mix including pre cast, shuttering, Grouting of pockets & underpinning butexcluding steel reinforcement | 995454 |  | 18 |  | M3 | 3534 |  |  | INCLUDED |  | INCLUDED | 2 | #VALUE! | #VALUE! |  | 0 | 0 | 0 | 0
108 | 7000019030 | 2210 | 1740 | 70 | civil works | 100001328 | Providing and laying Plain Cement Concrete 1:5:10 (1 cement : 5 sand : 10 brick aggregate) | 995454 |  | 18 |  | M3 | 450 |  |  | INCLUDED |  | INCLUDED | 2 | #VALUE! | #VALUE! |  | 0 | 0 | 0 | 0
109 | 7000019030 | 2210 | 1740 | 80 | civil works | 100001329 | Steel Reinforcement | 995454 |  | 18 |  | MT | 306 |  |  | INCLUDED |  | INCLUDED | 6 | #VALUE! | #VALUE! |  | 0 | 0 | 0 | 0
110 | 7000019030 | 2210 | 1740 | 90 | civil works | 100001330 | Stone filling (40 mm size) for transformer/Reactor foundation | 995428 |  | 18 |  | M3 | 20 |  |  | INCLUDED |  | INCLUDED | 7 | #VALUE! | #VALUE! |  | 0 | 0 | 0 | 0
111 | 7000019030 | 2210 | 1740 | 100 | civil works | 100001331 | Misc. Structural steel including rails, embedments, edge protection angles, gratings etc. but excluding the reinforcement steel andsteel for lattice and pipe structures. | 995455 |  | 18 |  | MT | 17 |  |  | INCLUDED |  | INCLUDED | 2 | #VALUE! | #VALUE! |  | 0 | 0 | 0 | 0
112 | 7000019030 | 2210 | 1740 | 110 | civil works | 100001714 | Stone spreading in switchyard excluding PCC | 995428 |  | 18 |  | M2 | 5000 |  |  | INCLUDED |  | INCLUDED | 2 | #VALUE! | #VALUE! |  | 0 | 0 | 0 | 0
113 | 7000019030 | 2210 | 1740 | 120 | civil works | 100001713 | Antiweed treatment | 995424 |  | 18 |  | M2 | 6000 |  |  | INCLUDED |  | INCLUDED | 6 | #VALUE! | #VALUE! |  | 0 | 0 | 0 | 0
114 | 7000019030 | 2210 | 1740 | 130 | civil works | 100003114 | External finishing / painting of fire wall (water proofing cement paint) (DSR 13.44.1) | 995454 |  | 18 |  | M2 | 110 |  |  | INCLUDED |  | INCLUDED | 7 | #VALUE! | #VALUE! |  | 0 | 0 | 0 | 0
115 | 7000019030 | 2210 | 1740 | 140 | civil works | 100004507 | 3.75m wide Cement Concrete road with PCC shoulder including 100 mm dia RCC Hume Pipe @ 100 metre interval as per drawing and TS.However, reinforcement steel and all type concrete shall be paid separately under relevant items | 995421 |  | 18 |  | M2 | 563 |  |  | INCLUDED |  | INCLUDED |  | #VALUE! | #VALUE! |  | 0 | 0 | 0 | 0
116 | 7000019030 | 2210 | 1740 | 150 | civil works | 100001719 | Construction of rail cum road as per drawing including all item such as excavation,compactions, rolling watering, WBM etc. butexcluding concrete reinforcement and structural steel-Section having two rails for auto transformer | 995421 |  | 18 |  | M2 | 108 |  |  | INCLUDED |  | INCLUDED |  | #VALUE! | #VALUE! |  | 0 | 0 | 0 | 0
117 | 7000019030 | 2210 | 1740 | 160 | civil works | 100001391 | New chain Link Fencing excluding concrete | 995477 |  | 18 |  | M | 50 |  |  | INCLUDED |  | INCLUDED |  | #VALUE! | #VALUE! |  | 0 | 0 | 0 | 0
118 | 7000019030 | 2210 | 1740 | 170 | civil works | 100001392 | Switchyard Gate excluding Concrete | 995455 |  | 18 |  | EA | 1 |  |  | INCLUDED |  | INCLUDED |  | #VALUE! | #VALUE! |  | 0 | 0 | 0 | 0
119 | 7000019030 | 2210 | 1740 | 180 | civil works | 100001735 | RCC culverts and cable trench crossings including supplying and laying hume pipe 250mm dia of grade (NP-3) excluding concrete as perspecification. | 995462 |  | 18 |  | M | 60 |  |  | INCLUDED |  | INCLUDED | 2 | #VALUE! | #VALUE! |  | 0 | 0 | 0 | 0
120 | 7000019030 | 2210 | 1740 | 190 | civil works | 100001736 | RCC culverts and cable trench crossings including supplying and laying hume pipe 300mm dia of grade (NP-3) excluding concrete as perspecification. | 995462 |  | 18 |  | M | 30 |  |  | INCLUDED |  | INCLUDED | 2 | #VALUE! | #VALUE! |  | 0 | 0 | 0 | 0
121 | 7000019030 | 2210 | 1740 | 200 | civil works | 100001737 | RCC culverts and cable trench crossings including supplying and laying hume pipe 450mm dia of grade (NP-3) excluding concrete as perspecification. | 995462 |  | 18 |  | M | 30 |  |  | INCLUDED |  | INCLUDED | 6 | #VALUE! | #VALUE! |  | 0 | 0 | 0 | 0
122 | 7000019030 | 2210 | 1740 | 210 | civil works | 100001411 | Supplying and erecting dewatering pumps-0.5 HP | 995462 |  | 18 |  | EA | 2 |  |  | INCLUDED |  | INCLUDED | 7 | #VALUE! | #VALUE! |  | 0 | 0 | 0 | 0
123 | 7000019030 | 2210 | 1740 | 220 | civil works | 100007701 | Supplying and erecting dewatering pumps- 2 HP | 995462 |  | 18 |  | EA | 2 |  |  | INCLUDED |  | INCLUDED |  | #VALUE! | #VALUE! |  | 0 | 0 | 0 | 0
124 | 7000019030 | 2210 | 1740 | 230 | civil works | 100001412 | Drain including culverts but excluding concrete & reinforcement steel-Section A-A | 995462 |  | 18 |  | M | 50 |  |  | INCLUDED |  | INCLUDED | 2 | #VALUE! | #VALUE! |  | 0 | 0 | 0 | 0
125 | 7000019030 | 2210 | 1740 | 240 | civil works | 100001413 | Drain including culverts but excluding concrete & reinforcement steel-Section B-B | 995462 |  | 18 |  | M | 50 |  |  | INCLUDED |  | INCLUDED | 2 | #VALUE! | #VALUE! |  | 0 | 0 | 0 | 0
126 | 7000019030 | 2210 | 1740 | 250 | civil works | 100001712 | Removing,cleaning and washing of existing stones and respreading of stones in switchyard excluding PCC | 995428 |  | 18 |  | M2 | 1000 |  |  | INCLUDED |  | INCLUDED | 6 | #VALUE! | #VALUE! |  | 0 | 0 | 0 | 0
127 | 7000019030 | 2210 | 1740 | 260 | civil works | 100001682 | FFPH Building - Civil Works All civil works as per drawing and specifications complete, including - brickwork,finishing (externaland internal),windows etc.However, excavation, PCC,RCC and reinforcement shall be paid separately as per BPS | 995416 |  | 18 |  | M2 | 25 |  |  | INCLUDED |  | INCLUDED | 7 | #VALUE! | #VALUE! |  | 0 | 0 | 0 | 0
128 | 7000019030 | 2210 | 1740 | 270 | civil works | 100001700 | All civil works as per drawing and specification but excluding excavation, PCC, RCC, reinforcement but including finishing (internaland external) etc & all civil works complete in all respect - Water Tank for Fire Fighting Pump House | 995454 |  | 18 |  | EA | 1 |  |  | INCLUDED |  | INCLUDED |  | #VALUE! | #VALUE! |  | 0 | 0 | 0 | 0
129 | 7000019030 | 2210 | 1740 | 280 | civil works | 100001701 | Security Hut - Civil WorksAll civilworks as per drawing and specificationscomplete, including - brickwork,finishing (external and internal),windows etc.However, excavation, PCC,RCC and reinforcement shall be paidseparately as per BPS. | 995411 |  | 18 |  | M2 | 18 |  |  | INCLUDED |  | INCLUDED | 2 | #VALUE! | #VALUE! |  | 0 | 0 | 0 | 0
130 | 7000019030 | 2210 | 1740 | 290 | civil works | 100008638 | Supplying and laying CPVC pipe for external water supply system - 75 mm dia pipe | 995421 |  | 18 |  | M | 240 |  |  | INCLUDED |  | INCLUDED | 2 | #VALUE! | #VALUE! |  | 0 | 0 | 0 | 0
131 | 7000019030 | 2210 | 1740 | 300 | civil works | 100008639 | Supplying and laying CPVC pipe for external water supply system - 50 mm dia pipe | 995421 |  | 18 |  | M | 50 |  |  | INCLUDED |  | INCLUDED | 6 | #VALUE! | #VALUE! |  | 0 | 0 | 0 | 0
132 | 7000019030 | 2210 | 1740 | 310 | civil works | 100010100 | Supplying and laying CPVC pipe for external water supply system - 40 mm dia pipe | 995421 |  | 18 |  | M | 50 |  |  | INCLUDED |  | INCLUDED | 7 | #VALUE! | #VALUE! |  | 0 | 0 | 0 | 0
133 | 7000019030 | 2210 | 1740 | 320 | civil works | 100010101 | Supplying and laying CPVC pipe for external water supply system - 25 mm dia pipe | 995421 |  | 18 |  | M | 60 |  |  | INCLUDED |  | INCLUDED |  | #VALUE! | #VALUE! |  | 0 | 0 | 0 | 0
134 | 7000019030 | 2210 | 1740 | 330 | civil works | 100003477 | Rain water harvesting excluding reinforcement and concrete as per drawing | 995454 |  | 18 |  | EA | 1 |  |  | INCLUDED |  | INCLUDED |  | #VALUE! | #VALUE! |  | 0 | 0 | 0 | 0
135 | 7000019030 | 2210 | 1740 | 340 | civil works | 100001740 | Septic tank and soakpit for CRB | 995441 |  | 18 |  | EA | 1 |  |  | INCLUDED |  | INCLUDED |  | #VALUE! | #VALUE! |  | 0 | 0 | 0 | 0
136 | 7000019030 | 2210 | 1740 | 350 | civil works | 100002488 | Septic tank and soakpit for Security Room | 995462 |  | 18 |  | EA | 1 |  |  | INCLUDED |  | INCLUDED |  | #VALUE! | #VALUE! |  | 0 | 0 | 0 | 0
137 | 7000019030 | 2210 | 1740 | 360 | civil works | 100001755 | Providing & Laying of SW pipes for external sewerage system as per technical specification 100mm dia pipe | 995424 |  | 18 |  | M | 50 |  |  | INCLUDED |  | INCLUDED | 2 | #VALUE! | #VALUE! |  | 0 | 0 | 0 | 0
138 | 7000019030 | 2210 | 1740 | 370 | civil works | 100001756 | Providing & Laying of SW pipes for external sewerage system as per technical specification 150mm dia pipe | 995424 |  | 18 |  | M | 20 |  |  | INCLUDED |  | INCLUDED | 2 | #VALUE! | #VALUE! |  | 0 | 0 | 0 | 0
139 | 7000019030 | 2210 | 1740 | 380 | civil works | 100001757 | Providing & Laying of SW pipes for external sewerage system as per technical specification 200mm dia pipe | 995424 |  | 18 |  | M | 20 |  |  | INCLUDED |  | INCLUDED | 6 | #VALUE! | #VALUE! |  | 0 | 0 | 0 | 0
140 | 7000019030 | 2210 | 1740 | 390 | civil works | 100001721 | Supplying, filling and compacting stone boulders mixed with sand under foundations, roads, cable trenches, drains etc in layers notexceeding 250mm thickness including ramming, watering compacting | 995428 |  | 18 |  | M3 | 1733 |  |  | INCLUDED |  | INCLUDED | 7 | #VALUE! | #VALUE! |  | 0 | 0 | 0 | 0
141 | 7000019030 | 2210 | 1740 | 400 | civil works | 100001683 | Control Room Building - Civil Works All civil works as per drawing and specifications complete, including - brickwork, finishing(external and internal), windows etc. However, excavation, PCC, RCC and reinforcement shall be paid separately as per BPS. | 995414 |  | 18 |  | M2 | 260 |  |  | INCLUDED |  | INCLUDED |  | #VALUE! | #VALUE! |  | 0 | 0 | 0 | 0
142 | 7000019030 | 2210 | 1740 | 410 | civil works | 100001745 | PEB - 132 kV GIS - Civil Works. All civil works as per drawing and specifications complete, including - brickwork, finishing(external and internal), windows etc. However, excavation, PCC, RCC and reinforcement shall be paid separately as per BPS | 995414 |  | 18 |  | M2 | 165 |  |  | INCLUDED |  | INCLUDED |  | #VALUE! | #VALUE! |  | 0 | 0 | 0 | 0
143 | 7000019030 | 2210 | 1740 | 420 | civil works | 100004429 | 132 kV PEB Panel Room for GIS Hall - Civil Works All civil works complete as per TS, including - brickwork, finishing (externaland internal), windows etc. However, excavation, concrete (all types) and reinforcement steel shall be measured and paid separatelyas per respective item of BPS. | 995416 |  | 18 |  | M2 | 40 |  |  | INCLUDED |  | INCLUDED |  |  |  |  | 0 | 0 | 0 | 0
144 | 7000019030 | 2210 | 1740 | 430 | civil works | 100004425 | 132 kV PEB AHU Room for GIS Hall - Civil Works All civil works complete as per TS, including - brickwork, finishing (external andinternal), windows etc. However, excavation, concrete (all types) and reinforcement steel shall be measured and paid separately asper respective item of BPS. | 995416 |  | 18 |  | M2 | 25 |  |  | INCLUDED |  | INCLUDED | 2 | #VALUE! | #VALUE! |  | 0 | 0 | 0 | 0
145 | 7000019030 | 2210 | 1740 | 440 | civil works | 100004812 | Providing & Erecting Boundary Wall as per drawing including excavation, PCC, RCC, reinforcement etc complete as per drawing in allrespect | 995454 |  | 18 |  | M | 500 |  |  |  |  | INCLUDED
146 | 7000019030 | 2210 | 1740 | 450 | civil works | 100002361 | Main Gate | 995455 |  | 18 |  | EA | 1 |  |  |  |  | INCLUDED
147 | 7000019030 | 2210 | 1740 | 460 | civil works | 100003295 | Dismantling of RCC in foundation including disposal of debris and reinforcement bars of dismantled RCC works within substationboundaries as per direction of enginner incahrge | 995429 |  | 18 |  | M3 | 348 |  |  |  |  | INCLUDED
148 | 7000019030 | 2210 | 1740 | 470 | civil works | 100001432 | Buried Cable trenches for Aux. Power arrangement | 995423 |  | 18 |  | M | 2900 |  |  |  |  | INCLUDED
149 | 7000019030 | 2210 | 1740 | 480 | civil works | 170002803 | Providing and fixing 100mm UPVC pipes conforming to IS : 15328, for weep holes | 995473 |  | 18 |  | M | 400 |  |  |  |  | INCLUDED
150 | 7000019030 | 2210 | 1740 | 490 | civil works | 100018018 | Dismantling/Demolishing of RCC framed building including foundations: by mechanical/manual means including stacking of usefulmaterial like doors,windows, steel bars etc. in identified POWERGRID store (within 1 km lead) and including disposal oftransporting, unloading to approved municipal dumping ground for lead upto 10 km for all lifts, complete as per directions ofmoorum/building rubbish/ malba/ similar unserviceable, dismantled or waste material by mechanical transport including loading,Engineer-in-charge.(Plinth area shall be measured for payment purpose) | 998336 |  | 18 |  | M2 | 528 |  |  |  |  | INCLUDED
151 | 7000019030 | 2210 | 1740 | 500 | civil works | 100002911 | Earthwork in excavation & filling in all types of soil and soft/disintegrated rock in open areas/nallas/channels, to the requiredslopes, shapes, levels, elevations and profile, including trimming of bottom and slopes of excavation, bailing out rain(dewatering), pumping, removal of slush, preparing embankments/marginal banks, loosening, dressing, spreading material in layers notexceeding 200mm, as per direction of Engineer-in-Charge, water flooding, compacting to achieve 95% consolidation at optimum moisturecontent, finishing etc. all complete, for all leads and lifts within leveling boundary, including disposal of surplus earth andstacking of unsuitable material within a lead of 2.0 Km beyond substation boundary, with all labour, material, tools, tackles andequipment, safeguards and incidentals, Royalty,taxes etc. as necessary, as per drawings, specification and directions of theEngineer-in-Charge. Clearing of jungle is included in this item. (Only excavation/cutting will be measured for payment purpose.) | 995432 |  | 18 |  | M3 | 7500 |  |  |  |  | INCLUDED
152 | 7000019030 | 2210 | 1740 | 510 | civil works | 100002583 | Supply of earth (excluding rock & boulders) at site including royalty, carriage and filling in specified areas in layers notexceeding 200mm in depth, compacting under optimum moisture condition to achieve 95% of Proctor density, finishing etc. allcomplete, for all leads & lifts, with all labour, material, tools, tackles, equipments, safeguards & incidentals as necessary as perdrawings, specification and direction of the Engineer- in- Charge. | 995432 |  | 18 |  | M3 | 1875 |  |  |  |  | INCLUDED
153 | 7000019030 | 2210 | 1740 | 520 | civil works | 100001433 | Soil Investigation: As per technical specification including all laboratory and field tests, report and recommendations. | 995435 |  | 18 |  | LOT | 1 |  |  |  |  | INCLUDED
154 | 7000019030 | 2260 | 1760 | 10 | Foundation Bolts | 100002453 | Erection of 20mm dia foundation bolts including nuts, checknuts, washers and packplates | 995455 |  | 18 |  | EA | 48 |  |  |  |  | INCLUDED
155 | 7000019030 | 2260 | 1760 | 20 | Foundation Bolts | 100002255 | Erection of 24mm dia foundation bolts including nuts, checknuts, washers and packplates | 995455 |  | 18 |  | EA | 216 |  |  |  |  | INCLUDED
156 | 7000019030 | 2260 | 1760 | 30 | Foundation Bolts | 100001676 | Erection of 40mm dia foundation bolts including nuts, checknuts, washers and packplates. | 995455 |  | 18 |  | EA | 80 |  |  |  |  | INCLUDED
157 | 7000019030 | 2260 | 1760 | 40 | Foundation Bolts | 100001677 | Erection of 56mm dia foundation bolts including nuts, checknuts, washers and packplates | 995455 |  | 18 |  | EA | 80 |  |  |  |  | INCLUDED
158 | 7000019030 | 2270 | 1800 | 10 | Non-standard | 100001210 | Erection of Lattice Structures (MS Steel), to be designed during detailed engineering, for towers, beams and equipment supportstructure including pack plates / packwashers and gusset plates excluding fasteners and foundation bolts | 995455 |  | 18 |  | MT | 14 |  |  |  |  | INCLUDED
159 | 7000019030 | 2270 | 1800 | 20 | Non-standard | 100001680 | Erection of fasteners ( nuts, bolts and washers ) including step bolts for lattice and pipe structures to be designed duringdetailed engineering | 995455 |  | 18 |  | MT | 1.5 |  |  |  |  | INCLUDED
160 | 7000019030 | 2270 | 1800 | 30 | Non-standard | 100001681 | Erection of foundation bolts including nuts, checknut and washers for lattice and pipe structures to be designed during detailedengineering | 995455 |  | 18 |  | MT | 2.2 |  |  |  |  | INCLUDED
161 | 7000019030 | 2330 | 1830 | 10 | PLCC Remote location | 100000886 | Coupling device for PLCC | 998734 |  | 18 |  | EA | 2 |  |  |  |  | INCLUDED
162 | 7000019030 | 2330 | 1830 | 20 | PLCC Remote location | 100000888 | Carrier Equipment Analog type (for Speech+Data & Speech+Protection) | 998734 |  | 18 |  | EA | 2 |  |  |  |  | INCLUDED
163 | 7000019030 | 2330 | 1830 | 30 | PLCC Remote location | 100000890 | Protection Coupler (Analog) | 998734 |  | 18 |  | EA | 2 |  |  |  |  | INCLUDED
164 | 7000019030 | 2330 | 1830 | 40 | PLCC Remote location | 100003517 | HF CABLE FOR PLCC-75 OHM (KM) | 998734 |  | 18 |  | KM | 2 |  |  |  |  | INCLUDED
(8): GRAND TOTAL FOR SCHEDULE-4 | 0 | [7 empty] | 0
[16 empty] | 0 | INR | 0 | [5 empty] | 0 | INR | 0
[16 empty] | 0 | [7 empty] | 0
Bidder is required to quote prices in this Schedule for all the individual items/ sub-items.
Specify currency in accordance with BDS Clause (ITB 18.1), Part-1 of the Bidding Documents.
# In case the bidder leaves the cell for confirmation of the SAC and/or GST rate “blank”, the SAC and corresponding GST rate indicated by the Purchaser shall be deemed to be the one confirmed by the Bidder.
(2): Date :; (3): 0; (13): Printed Name |  | 0
(2): Place :; (3): 0; (13): Designation; Currency # (15): Printed Name | 0
Designation

## Sch-5
GIS Substation Package- NAG-SS-02A for additional work (including supply of 132kV Transformer) for upgradation of 66/33kV Tuensang Substation to 132kV level under Transmission System for Nagaland State associated with North Eastern Region Power System Improvement Project.
(SUMMARY OF TAXES & DUTIES)
Bidder’s Name and Address (Sole Bidder) : |  | To:
Name : | 0 | Contract Services
Address : | 0 | Power Grid Corporation of India Ltd.,
| 0 | "Saudamini", Plot No.-2
| 0 | Sector-29,
Gurgaon (Haryana) - 122001
Sl. No. | Item Nos. |  |  |  | Total Amount (INR)
1 | Total Customs Duty (including Basic Custom Duty, cess, levies and GST)
Rate of Customs Duty (including Basic Custom Duty, cess, levies and GST)
| Total Custom Duty applicable on supply of Plant & Equipment from Abroad (Items identified in Schedule 1) which are not included in the CIF price as per the provision of the Bidding Documents. |  |  | #REF! | 0
|  |  |  | #REF! | 0
|  |  |  | #REF! | 0
2 | Total GST, if any, applicable on reverse charge basis on Marine freight (for Items identified in Schedule 1)
Whether Foreign Shipping line shall be engaged for transport of Plant & Equipment from abroad to India
If ‘Yes’, rate of GST to be paid by Purchaser on reverse charge basis
| Total GST, if any, applicable on reverse charge basis on Marine freight which is not included in the freight charges as per the provision of the Bidding Documents. |  |  | #REF! | 0
|  |  |  | #REF! | 0
|  |  |  | #REF! | 0
1 | TOTAL GST on Goods to be supplied from within India |  |  |  | 0
0
0
|  |  |  | INR | 0
Total GST for supply of Plant & Equipment (inter-alia including Type Test Charges) from India between the Contractor and the Employer (identified in Schedule 2) and not included in the Ex-works price, as per the provision of the Bidding Documents.
2 | Total GST on Installation Charges (identified in Schedule 4') and Training Charges (if any) |  |  |  | 0
0
0
|  |  |  | INR | 0
3 | GRAND TOTAL [1+2] |  |  | #REF! | 0
|  |  |  | #REF! | 0
|  |  |  | #REF! | 0
|  |  |  | INR | 0
Date : | 0 | Printed Name | 0
Place : | 0 | Designation | 0

## Sch-6 (Summary)
SPEC. NO.: CC/NT/GIS/WB/A02/22/00011 |  |  |  | SCHEDULE-6
GIS Substation Package- NAG-SS-02A for additional work (including supply of 132kV Transformer) for upgradation of 66/33kV Tuensang Substation to 132kV level under Transmission System for Nagaland State associated with North Eastern Region Power System Improvement Project.
(GRAND SUMMARY)- BEFORE DISCOUNT
Bidder’s Name and Address (Lead Partner of) : |  |  | To:
0 |  |  | Contract Services |  |  | #REF!
Name : | 0 |  | Power Grid Corporation of India Ltd., |  |  | #REF!
Address : | 0 |  | "Saudamini", Plot No.-2 |  |  | #REF!
| 0 |  | Sector-29, |  |  | INR
| 0 |  | Gurgaon (Haryana) - 122 001
Sl. No. | Description |  | Total Price in Foreign Currency * | Total Price in Local Currency (INR)
1 | TOTAL SCHEDULE NO. 1
Plant and Equipment to be supplied from abroad, including Type Test Charges for Type Tests to be conducted abroad
|  | 0 | 0
|  | 0 | 0 | NOT APPLICABLE
|  | 0 | 0
2 | TOTAL SCHEDULE NO. 2
Plant and Equipment to be supplied from within India, including Type Test Charges for Type Tests to be conducted in India
0
|  |  | 0 | 0
0
3 | TOTAL SCHEDULE NO. 3
3a | Local transportation, In-transit Insurance, loading & unloading Charges |  | NOT APPLICABLE | 0
3b | Port handling & Custom clearance charges (applicable only for CIF supplies covered under Schedule-1a) |  | NOT APPLICABLE | 0
4 | TOTAL SCHEDULE NO. 4
Installation Charges
0
|  |  | 0 | 0
0
5 | TOTAL SCHEDULE NO. 4(a)
| Training Charges for Training to be imparted abroad |  |  | NOT APPLICABLE
0
0
0
6 | TOTAL SCHEDULE NO. 4(b)
| Training Charges for Training to be imparted in India |  |  | NOT APPLICABLE
0
|  |  | 0 | 0
0
7 | TOTAL SCHEDULE NO. 6 (a)
Type Test Charges to be conducted outside Employer's Country
|  | 0 | 0 | #REF!
|  | 0 | 0 | Plus Octroi, Entry Tax and Other Taxes and Duties | Plus Octroi, Entry Tax and Other Taxes and Duties
|  | 0 | 0
5a | TOTAL SCHEDULE NO.7(a)
Break-up of Type Test Charges for Type Tests to be conducted abroad [Total of this Schedule is included in Schedule - 1above.]
0
|  |  | 0 | NOT APPLICABLE
0
5b | TOTAL SCHEDULE NO. 7(b)
| Break-up of Type Test Charges for Type Tests to be conducted in India [Total of this Schedule is included in Schedule - 2 above.] |  |  | NOT APPLICABLE
0
|  |  | 0 | 0
0
0
| GRAND TOTAL [1+2+3+4+5] |  | 0 | 0
0
Date: | 0 | Printed Name | Printed Name: | 0
Place: | 0 | Designation | Designation: | 0
|  | 0 | 0
|  | 0 | 0
|  | 0 | 0
|  | INR | #REF!

## Sch-6a (Letter of Discount)
This letter of discount is optional. Bidder may / may not offer any discount. | [9 empty] | #REF! | #REF! | #REF! | INR
[7 empty] | Letter of Discount | Sch-6a | Sch-1 | 0 | 0 | 0 | NA
[9 empty] | Sch-2 | 0 | 0 | 0 | 0
LETTER OF DISCOUNT | [8 empty] | Sch-1b (Direct) | NA | NA | NA
To: | [8 empty] | Sch-1b (B-O) | NA | NA | NA
Contract Services | [8 empty] | Sch-3 | NA | NA | NA | 0
Power Grid Corporation of India Ltd., | [8 empty] | Sch-4 | 0 | 0 | 0 | 0
"Saudamini", Plot No.-2 | [8 empty] | Sch-4a | 0 | 0 | 0 | NA
Sector-29, (near IFFCO Chowk) | [8 empty] | Sch-4b | 0 | 0 | 0 | 0
Gurgaon (Haryana) - 122001 | [8 empty] | Sch-6a | 0 | 0 | 0 | NA
[9 empty] | Sch-6b | 0 | 0 | 0 | 0
Subject : |  | GIS Substation Package- NAG-SS-02A for additional work (including supply of 132kV Transformer) for upgradation of 66/33kV Tuensang Substation to 132kV level under Transmission System for Nagaland State associated with North Eastern Region Power System Improvement Project. | [7 empty] | 0 | 0 | 0 | 0
Dear Sir,
With reference to the subject tender, we hereby offer unconditional discount on the prices quoted by us as per details given here below :
[9 empty] | SCHEDULE-1 |  |  |  |  | SCHEDULE-2 |  |  |  |  | SCHEDULE-3 | SCHEDULE-4 |  |  |  | SCHEDULE-4a |  |  |  | SCHEDULE-4b |  |  |  | SCHEDULE-7a |  |  |  | SCHEDULE-7b
[8 empty] | INR | 0 | 0 | 0 | INR |  | 0 | 0 | 0 | INR |  | INR | 0 | 0 | 0 | INR | 0 | 0 | 0 | INR | 0 | 0 | 0 | INR | 0 | 0 | 0 | INR | 0 | 0 | 0 | INR
| 1 | Discount on lum-sum basis on total price quoted by us without Taxes & Duties. [The discount shall be proportionately applicable on all the items of all the Schedules i.e. Sch-1, Sch-2, Sch-3, Sch-4, Sch-6a, Sch-6b | [6 empty] | #DIV/0! | #DIV/0! | #DIV/0! | X |  | #DIV/0! | #DIV/0! | #DIV/0! | #DIV/0! |  | #DIV/0! | #DIV/0! | #DIV/0! | #DIV/0! | #DIV/0! | #DIV/0! | #DIV/0! | #DIV/0! |  | #DIV/0! | #DIV/0! | #DIV/0! | #DIV/0! | #DIV/0! | #DIV/0! | #DIV/0! |  | #DIV/0! | #DIV/0! | #DIV/0! | #DIV/0!
| 2 | Discount on percent basis on total price quoted by us without Taxes & Duties. [The discount shall be proportionately applicable on all the items of all the Schedules i.e. Sch-1 (without type test charges), Sch-2 (without type test charges), Sch-3, Sch-4, Sch-6a, Sch-6b] |  |  |  | 0% | 0% |  | 0 | 0 | 0 | X |  | 0 | 0 | 0 | 0 |  | 0 | 0 | 0 | 0 | 0 | 0 | 0 | 0 |  | 0 | 0 | 0 | 0 | 0 | 0 | 0 |  | 0 | 0 | 0 | 0
| 3 | Discount on lum-sum basis on the Schedules as given below: [The discount shall be proportionately applicable on all the relevent items of the respective Schedules.] | [32 empty] | NA
|  | Schedule-1 : CIF Prices | [6 empty] | 0 | 0 | 0 | X |  | X | X | X | X |  | X | X | X | X | X | X | X | X | X | X | X | X | X | X | X | X | X | X | X | X | X
|  | Schedule-2: Ex works prices | (On entire schedule) | [5 empty] | X | X | X | X |  | 0 | 0 | 0 | 0 | Ov. | X | X | X | X | X | X | X | X | X | X | X | X | X | X | X | X | X | X | X | X | X
|  | Schedule-3: Ex works prices | (On Direct items only) | [5 empty] | X | X | X | X |  | NA | NA | NA | 0 | D | X | X | X | X | X | X | X | X | X | X | X | X | X | X | X | X | X | X | X | X | X
|  | Schedule-4: Ex works prices | (On Bought-out items only) | [5 empty] | X | X | X | X |  | NA | NA | NA | 0 | BO | X | X | X | X | X | X | X | X | X | X | X | X | X | X | X | X | X | X | X | X | X
|  | Schedule-3 : Freight & Insurance | [6 empty] | X | X | X | X |  | X | X | X | X |  | 0 | X | X | X | X | X | X | X | X | X | X | X | X | X | X | X | X | X | X | X | X
|  | Schedule-4 : Installation | [6 empty] | X | X | X | X |  | X | X | X | X |  | X | 0 | 0 | 0 | 0 | X | X | X | X | X | X | X | X | X | X | X | X | X | X | X | X
|  | Schedule-4 a : Training Charges (Abroad) | [6 empty] | X | X | X | X |  | X | X | X | X |  | X | X | X | X | X | 0 | 0 | 0 | NA | X | X | X | X | X | X | X | X | X | X | X | X
|  | Schedule-4 b : Training Charges (India) | [6 empty] | X | X | X | X |  | X | X | X | X |  | X | X | X | X | X | X | X | X | X | 0 | 0 | 0 | 0 | X | X | X | X | X | X | X | X
|  | Schedule-6 a : Type Test Charges (Abroad) | [6 empty] | X | X | X | X |  | X | X | X | X |  | X | X | X | X | X | X | X | X | X | X | X | X | X | 0 | 0 | 0 | NA | X | X | X | X
|  | Schedule-6 b: Type Test Charges (India) | [6 empty] | X | X | X | X |  | X | X | X | X |  | X | X | X | X | X | X | X | X | X | X | X | X | X | X | X | X | X | 0 | 0 | 0 | 0
| 4 | Discount on percent basis on the Schedules as given below: [The discount shall be proportionately applicable on all the relevent items of the respective Schedules.] In Percent (%) [Common for all Currencies]
|  | Schedule-1 : CIF Prices |  | In Percent (%) |  | 0% | 0% |  | 0 | 0 | 0 | X |  | X | X | X | X |  | X | X | X | X | X | X | X | X | X | X | X | X | X | X | X | X | X | X | X | X | X
|  | Schedule-2: Ex works prices | (On entire schedule) | In Percent (%) |  | 0% | 0% |  | X | X | X | X |  | 0 | 0 | 0 | 0 | Ov. | X | X | X | X | X | X | X | X | X | X | X | X | X | X | X | X | X | X | X | X | X
|  | Schedule-1b: Ex works prices | (On Direct items only) | In Percent (%) |  |  |  |  | X | X | X | X |  | NA | NA | NA | 0 | D | X | X | X | X | X | X | X | X | X | X | X | X | X | X | X | X | X | X | X | X | X
|  | Schedule-1b: Ex works prices | (On Bought-out items only) | In Percent (%) |  |  |  |  | X | X | X | X |  | NA | NA | NA | 0 | BO | X | X | X | X | X | X | X | X | X | X | X | X | X | X | X | X | X | X | X | X | X
|  | Schedule-3 : Freight & Insurance |  | In Percent (%) |  |  |  |  | X | X | X | X |  | X | X | X | X |  | 0 | X | X | X | X | X | X | X | X | X | X | X | X | X | X | X | X | X | X | X | X
|  | Schedule-4 : Installation |  | In Percent (%) |  | 0% | 0% |  | X | X | X | X |  | X | X | X | X |  | X | 0 | 0 | 0 | 0 | X | X | X | X | X | X | X | X | X | X | X | X | X | X | X | X
|  | Schedule-4 a : Training Charges (Abroad) |  | In Percent (%) |  | 0% | 0% |  | X | X | X | X |  | X | X | X | X |  | X | X | X | X | X | 0 | 0 | 0 | NA | X | X | X | X | X | X | X | X | X | X | X | X
|  | Schedule-4 b : Training Charges (India) |  | In Percent (%) |  | 0% | 0% | 0% | X | X | X | X |  | X | X | X | X |  | X | X | X | X | X | X | X | X | X | 0 | 0 | 0 | 0 | X | X | X | X | X | X | X | X
|  | Schedule-6 a : Type Test Charges (Abroad) |  | In Percent (%) |  |  |  |  | X | X | X | X |  | X | X | X | X |  | X | X | X | X | X | X | X | X | X | X | X | X | X | 0 | 0 | 0 | NA | X | X | X | X
|  | Schedule-6 b: Type Test Charges (India) |  | In Percent (%) |  |  |  |  | X | X | X | X |  | X | X | X | X |  | X | X | X | X | X | X | X | X | X | X | X | X | X | X | X | X | X | 0 | 0 | 0 | 0
| 5 | Multi-Package Discount on Total Price on LS Basis quoted without T&D (Applicable on this Package only if other package covered under the same bidding Document is also awarded to us, Discount) | [6 empty] | X | X | X | X |  | X | X | X | X |  | X | X | X | X | X | X | X | X | X | X | X | X | X | X | X | X | X | X | X | X | X
| 6 | Multi-Package Discount on Percent Basis on Total Price quoted by us without T&D. (Applicable on this Package only if other package covered under the same bidding Document is also awarded to us, Discount) | [6 empty] | X | X | X | X |  | X | X | X | X |  | X | X | X | X | X | X | X | X | X | X | X | X | X | X | X | X | X | X | X | X | X
| 5 | If the bidder wish to offer discount in some other fashion, like multi-package rebate, may indicate the same below:
Discount(s) offered at sl. No. 1 to 4 will automatically get displayed and accounted for in the respective items of the Schedules.
Please consider this letter of discount as the integral part of our price bid.
Thanking you, we remain, | [6 empty] | Yours faithfully,
Date : |  | 0 | Printed Name | 0 | Printed Name: | 0 |  |  | #DIV/0! | #DIV/0! | #DIV/0! | NA |  | #DIV/0! | #DIV/0! | #DIV/0! | #DIV/0! |  | #DIV/0! | #DIV/0! | #DIV/0! | #DIV/0! | #DIV/0! | #DIV/0! | #DIV/0! | #DIV/0! | NA | #DIV/0! | #DIV/0! | #DIV/0! | #DIV/0! | #DIV/0! | #DIV/0! | #DIV/0! | NA | #DIV/0! | #DIV/0! | #DIV/0! | #DIV/0!
Place : |  | 0 | Designation | 0 | Designation: | 0 |  |  | #DIV/0! | #DIV/0! | #DIV/0! | [5 empty] | #DIV/0! | D | #DIV/0! | #DIV/0! | #DIV/0! | #DIV/0! | #DIV/0! | #DIV/0! | #NAME? | #DIV/0! |  | #DIV/0! | #DIV/0! | #DIV/0! | #DIV/0! | #DIV/0! | #DIV/0! | #DIV/0! |  | #DIV/0! | #DIV/0! | #DIV/0! | #DIV/0!
[8 empty] | 0 | [5 empty] | Disc. Factor |  |  | #DIV/0! | BO
[9 empty] | #DIV/0! | #DIV/0! | #DIV/0! |  |  | #DIV/0! | #DIV/0! | #DIV/0!
[17 empty] | #DIV/0! | D
[17 empty] | #DIV/0! | BO
[17 empty] | #DIV/0! | Overall
[14 empty] | #DIV/0! | #DIV/0! | #DIV/0! | #DIV/0! |  | #DIV/0! | #DIV/0! | #DIV/0! | #DIV/0! | #DIV/0!
[6 empty] | 0 | #DIV/0!
[6 empty] | 0 | #DIV/0!
[6 empty] | 0 | #DIV/0!
[6 empty] | INR | #DIV/0!
[9 empty] | 0 | 0 | 0 | INR
[9 empty] | 0 | 0 | 0 | 0
[9 empty] | 0 | 0 | 0 | 0
[9 empty] | 0 | 0 | 0
[9 empty] | 0 | 0 | 0 | 0
[9 empty] | 0 | 0 | 0 | 0
0
[9 empty] | 0 | 0 | 0 | 0
[9 empty] | 0 | 0 | 0
[9 empty] | 0 | 0 | 0 | 0
[9 empty] | 0 | 0 | 0
[9 empty] | 0 | 0 | 0 | 0
[9 empty] | 0 | 0 | 0
[9 empty] | 0 | 0 | 0 | 0
[9 empty] | 0 | 0 | 0 | 0
0
[9 empty] | 0 | 0 | 0 | 0
[9 empty] | 0 | 0 | 0
[9 empty] | 0 | 0 | 0 | 0
[9 empty] | 0 | 0 | 0
[9 empty] | 0 | 0 | 0 | 0
[9 empty] | 0 | 0 | 0 | 0
[9 empty] | 0 | 0 | 0 | 0

## Sch-6b (Summary after Discount)
SPEC. NO.: CC/NT/GIS/WB/A02/22/00011 |  |  | SCHEDULE-6b (After Discount)
GIS Substation Package- NAG-SS-02A for additional work (including supply of 132kV Transformer) for upgradation of 66/33kV Tuensang Substation to 132kV level under Transmission System for Nagaland State associated with North Eastern Region Power System Improvement Project.
(GRAND SUMMARY AFTER DISCOUNT)
Bidder’s Name and Address (Lead Partner of) : |  |  | To:
0 |  |  | Contract Services |  |  | #REF!
Name : | 0 |  | Power Grid Corporation of India Ltd., |  |  | #REF!
Address : | 0 |  | "Saudamini", Plot No.-2 |  |  | #REF!
| 0 |  | Sector-29, |  |  | INR
| 0 |  | Gurgaon (Haryana) - 122 001
Sl. No. | Description |  | Total Price in Foreign Currency * | Total Price in Local Currency (INR)
1 | TOTAL SCHEDULE NO. 1
Plant and Equipment (including Mandatory Spares Parts) to be supplied from abroad, including Type Test Charges for Tests to be conducted abroad
|  | 0 | 0
|  | 0 | 0 | NOT APPLICABLE
|  | 0 | 0
2 | TOTAL SCHEDULE NO. 2
Plant and Equipment (including Mandatory Spare Parts) to be supplied from within India, including Type Test Charges for Tests to be conducted in India
0
|  |  | 0 | 0
0
3 | TOTAL SCHEDULE NO. 3
3a | Local transportation, In-transit Insurance, loading & unloading Charges |  | NOT APPLICABLE | 0
3b | Port handling & Custom clearance charges (applicable only for CIF supplies covered under Schedule-1a) |  | NOT APPLICABLE | 0
4 | TOTAL SCHEDULE NO. 4
Installation Charges
0
|  |  | 0 | 0
0
5 | TOTAL SCHEDULE NO. 7(a)
Break-up of Type Test Charges for Type Tests to be conducted abroad [Total of this Schedule is included in Schedule - 1above.]
|  |  | 0 | NOT APPLICABLE
0
0
6 | TOTAL SCHEDULE NO. 7(b)
Break-up of Type Test Charges for Type Tests to be conducted in India [Total of this Schedule is included in Schedule - 2 above.]
|  |  | 0 | NOT APPLICABLE
|  |  | 0 | 0
0
7 | TOTAL SCHEDULE NO. 5
Taxes and Duties
|  | 0 | 0 | 0
|  | 0 | 0 | Plus Octroi, Entry Tax and Other Taxes and Duties |  |  | Plus Octroi, Entry Tax and Other Taxes and Duties
|  | 0 | 0
8 | TOTAL SCHEDULE NO.7(a)
Break-up of Type Test Charges for Tests to be conducted abroad [Total of this Schedule is included in Schedule - 1a above.]
0
|  |  | 0 | NOT APPLICABLE
0
9 | TOTAL SCHEDULE NO. 7(b)
Break-up of Type Test Charges for Tests to be conducted in India [Total of this Schedule is included in Schedule - 1b above.]
0
|  |  | 0 | 0
0
0
| GRAND TOTAL [1+2+3+4+5+6] |  | 0 | 0
0
Note: | #REF! |  |  |  | #REF!
Date: | 0 | Printed Name | Printed Name: | 0
Place: | 0 | Designation | Designation: | 0
|  | Exchange Rate as on date of OBD | Eqvt. INR
| 0 | 50.4 | 0
| 0 | 65 | 0
| 0 | 45 | 0
INR | 0 |  | 0
0
Bid Price after Discount (excld. T&D)
|  | CE (excld. T&D) | 225659
|  | Variation (%age) | -100%

## Sch-7(a)
SPEC. NO.: CC/NT/GIS/WB/A02/22/00011 | [7 empty] | SCHEDULE-7a
GIS Substation Package- NAG-SS-02A for additional work (including supply of 132kV Transformer) for upgradation of 66/33kV Tuensang Substation to 132kV level under Transmission System for Nagaland State associated with North Eastern Region Power System Improvement Project.
(Schedule of Rates and Prices)
#REF!
Bidder’s Name and Address (Lead Partner of) : | [5 empty] | To: |  |  |  | #REF!
0 | [5 empty] | Contract Services |  |  |  | #REF!
Name : | 0 |  |  |  |  | Power Grid Corporation of India Ltd.,
Address : | 0 |  |  |  |  | "Saudamini", Plot No.-2
| 0 |  |  |  |  | Sector-29,
| 0 |  |  |  |  | Gurgaon (Haryana) - 122 001
Break up of Type test charges for type test to be conducted abroad
S.No. | [6 empty] | Testing Location | Test Charges
| Description |  | Unit | Qty. | Currency # | Unit Price |  | Currency # | Total Price
1 | 2 |  | 3 | 4 | 5 | 6 | 3 | 4 | (7)=(4)*(6)
NOT APPLICABLE
| TOTAL FOR SCHEDULE - 7(a) | [7 empty] | 0
0
0
Note: | # Specify currency in accordance with ITB Clause 12.1 and corresponding BDS clauses, Vol.I of the Bidding Documents.
Date: | 0 | Printed Name: | 0 |  |  |  | Printed Name: | 0
Place: | 0 | Designation: |  |  |  |  | Designation: | 0

## Sch-7(b)
SPEC. NO.: CC/NT/GIS/WB/A02/22/00011 | [9 empty] | SCHEDULE-7b
GIS Substation Package- NAG-SS-02A for additional work (including supply of 132kV Transformer) for upgradation of 66/33kV Tuensang Substation to 132kV level under Transmission System for Nagaland State associated with North Eastern Region Power System Improvement Project.
(Schedule of Rates and Prices) | [11 empty] | #REF!
#REF!
Bidder’s Name and Address (Lead Partner of) : | [6 empty] | To: |  |  |  |  | #REF!
0 | [6 empty] | Contract Services |  |  |  |  | INR
Name : | 0 | [5 empty] | Power Grid Corporation of India Ltd.,
Address : | 0 | [5 empty] | "Saudamini", Plot No.-2
| 0 | [5 empty] | Sector-29,
| 0 | [5 empty] | Gurgaon (Haryana) - 122 001
Break up of Type test charges for type test to be conducted in India
S.No. | Description | [6 empty] | Testing Location |  | Test Charges
| Description | 0 | 0 | Unit | Qty. | Currency # | Unit Price | 0 | 0 | Currency # | Amount
1 | 2 | [6 empty] | 3 |  | 4 | 5
NOT APPLICABLE
0 | 0 | 0 | 0 | 0 | 0 | 0 | 0 | 0 | 0
| TOTAL FOR SCHEDULE - 7(b) | [9 empty] | 0
0
0
0
Note: | # Specify currency in accordance with ITB Clause 12.1 and corresponding BDS clauses, Vol.I of the Bidding Documents.
Date : | 0 | [6 empty] | Printed Name: |  | 0
Place: | 0 | [6 empty] | Designation: |  | 0

## to be (hidden)
SPEC. NO.: CC/NT/GIS/WB/A02/22/00011 |  |  |  |  | SCHEDULE-5
GIS Substation Package- NAG-SS-02A for additional work (including supply of 132kV Transformer) for upgradation of 66/33kV Tuensang Substation to 132kV level under Transmission System for Nagaland State associated with North Eastern Region Power System Improvement Project.
SUMMARY OF TAXES & DUTIES APPLICABLE ON GOODS
Bidder’s Name and Address (Lead Partner of) : |  |  |  | To:
0 |  |  |  | Contract Services
Name: | 0 |  |  | Power Grid Corporation of India Ltd.,
Address: | 0 |  |  | "Saudamini", Plot No.-2
| 0 |  |  | Sector-29,
| 0 |  |  | Gurgaon (Haryana) - 122 001
Sl. No. | Item Nos. |  | Total Price in Foreign Currency * |  | Total Price in Local Currency *
1 | TOTAL CUSTOM DUTY | RATE | CURRENCY | AMOUNT
#DIV/0!
|  | 0% |  |  |  |  | #DIV/0!
|  | 0% |  |  |  |  | #DIV/0!
2 | TOTAL EXCISE DUTY |  |  |  | #REF! |  | #DIV/0!
(a) | Rate of Excise Duty
3 | TOTAL SALES TAX |  |  |  | 0 |  | #DIV/0!
(a) | Amount on which Sales Tax is applicable (only Ex Works) | 0 |  |  |  | #DIV/0!
(b) | Excise Duty on the Amount mentioned at 3(a) above | 0 |  |  |  | #DIV/0!
(c) | Rate of Sales Tax
4 | TOTAL VAT |  |  |  | 0 |  | #DIV/0!
(a) | Amount on which VAT is applicable (only Ex Works) |  |  |  |  | #DIV/0!
(b) | Excise Duty on the Amount mentioned at 4(a) above | 0 |  |  |  | #DIV/0!
(c) | Rate of VAT
5 | TOTAL OCTROI
Total Octroi as applicable for destination site/state on all items of supply, as per the provisions of the Bidding Documents, on all items of Schedule 1(a) & 1(b).
| Amount on which OCTROI is applicable | Click here for details of Octroi
6 | TOTAL ENTRY TAX
Total Entry Tax as applicable for destination site/state on all items of supply, as per the provisions of the Bidding Documents, on all items of Schedule 1(a) & 1(b).
| Amount on which Entry Tax is applicable | Click here for details of Entry Tax
7 | TOTAL OTHER TAXES & DUTIES
Total Others levies payable in India (please specify) as applicable for destination site/state on all items of supply, as per the provisions of the Bidding Documents, on all items of Schedule 1a & 1b
| Amount on which Other Taxes & Duties are applicable | Click here for details of other taxes & duties
| GRAND TOTAL [2+3+4+5+6+7] | INR |  |  | #REF!
Plus Octroi, Entry Tax and Other Taxes and Duties as quoted above
| GRAND TOTAL [1] | 0 |  |  | 0
| GRAND TOTAL [1] | 0 |  |  | 0
| GRAND TOTAL [1] | 0 |  |  | 0
* Specify currency in accordance with ITB Clause 12.1 and corresponding BDS clauses, Vol.I of the Bidding Documents.
Note: | The reimbursement of Excise Duty, Sales Tax/VAT and other levies as per Sl. No. 2 & 3 above subject to provision of ITB Clause 11.4 shall be only against those items for which the Mode of Transaction indicated in Schedule - 1b is 'Direct'. In case of those items in the said Sechedule-1b against which the mode of transaction has been mentioned as 'Direct/Bought-out' or has been left blank, the same deemed to be 'Bought-out' for the purpose of Evaluation and award of Contract and the price indicated in Schedule 1b against such items shall be deemed to be inclusive of all such taxes, duties and levies.
Date: | 0 |  | Printed Name | 0
Place: | 0 |  | Designation | 0
Note on F17: 01290: You may write comment regarding Custom Duty here.
Note on D22: 01290: You may write comment regarding Excise Duty here.
Note on D25: 01290: You may write comment regarding Sales Tax here.
Note on D30: 01290: You may write comment regarding VAT here.
Note on D35: 01290: You may write comments regarding Octroi here.
Note on D39: 01290: You may write comments regarding Entry Tax here.
Note on D43: 01290: You may write comments regarding other taxes & duties here.

## Sch-4(a) (hidden)
SPEC. NO.: CC/NT/GIS/WB/A02/22/00011 |  |  |  |  | SCHEDULE-4a
GIS Substation Package- NAG-SS-02A for additional work (including supply of 132kV Transformer) for upgradation of 66/33kV Tuensang Substation to 132kV level under Transmission System for Nagaland State associated with North Eastern Region Power System Improvement Project.
(Schedule of Rates and Prices) | [6 empty] | #REF!
#REF!
Bidder’s Name and Address (Lead Partner of) : |  |  | To: |  |  |  | #REF!
0 |  |  | Contract Services
Name : | 0 |  | Power Grid Corporation of India Ltd.,
Address : | 0 |  | "Saudamini", Plot No.-2
| 0 |  | Sector-29,
| 0 |  | Gurgaon (Haryana) - 122 001
Training Charges for Training to be imparted abroad
Sl. No. | Description | Country where training is to be imparted | No. of days | Currency # | Per DIEM rate | Total Training Charges
1 | 2 | 3 | 5 | 6 | 7 | 8=5x7
1 | Training on Design, operation and maintenance of the GIS installations including procedures for fault attending at manufacturers’/suppliers’ works for 4 personnel of Employer |  | 5 |  |  | 0
NOT APPLICABLE
a) | Protection and Automation |  | 3 |  |  | 0
b) | PLCC |  | 2 |  |  | 0
c) | CB (Control Switching Device) |  | 3 |  |  | 0
| TOTAL FOR SCHEDULE - 4(a) |  |  |  |  | 0
0
0
Note: | To and fro charges and accommodation for the Instructor (Trainer) and Training material for the Trainees shall be included in the prices quoted by the bidder.
# | Specify currency in accordance with ITB Clause 12.1 and corresponding BDS clauses, Vol.I of the Bidding Documents.
Date : | 0 |  |  | Printed Name |  | 0
Place : | 0 |  |  | Designation |  | 0

## Sch-4(b) (hidden)
SPEC. NO.: CC/NT/GIS/WB/A02/22/00011 |  |  |  |  | SCHEDULE-4b
GIS Substation Package- NAG-SS-02A for additional work (including supply of 132kV Transformer) for upgradation of 66/33kV Tuensang Substation to 132kV level under Transmission System for Nagaland State associated with North Eastern Region Power System Improvement Project.
(Schedule of Rates and Prices)
Bidder’s Name and Address (Lead Partner of) : |  |  | To: |  |  |  | #REF!
0 |  |  | Contract Services |  |  |  | #REF!
Name : | 0 |  | Power Grid Corporation of India Ltd., |  |  |  | #REF!
Address : | 0 |  | "Saudamini", Plot No.-2 |  |  |  | INR
| 0 |  | Sector-29,
| 0 |  | Gurgaon (Haryana) - 122 001
Training Charges for Training to be imparted in India
Sl. No. | Description | Country where training is to be imparted | No. of days | Currency # | Per DIEM rate | Total Training Charges
1 | 2 | 3 | 5 | 6 | 7 | 8=5x7
1 | Training on Design, operation and maintenance of the GIS installations including procedures for fault attending at manufacturers’/suppliers’ works for 4 personnel of Employer | India | 5 |  |  | 0
NOT APPLICABLE
a) | Protection and Automation | India | 3 |  |  | 0
b) | PLCC | India | 2 |  |  | 0
c) | CB (Control Switching Device) | India | 3 |  |  | 0
3 | Training in testing, commissioning and maintenance of the GIS installation at Kishanganj GIS Substation | India | 5 |  |  | 0
| TOTAL FOR SCHEDULE - 4(b) |  |  |  |  | 0
0
0
0
Note: | To and fro charges and accommodation for the Instructor (Trainer) and Training material for the Trainees shall be included in the prices quoted by the bidder.
Date : | 0 |  |  | Printed Name |  | 0
Place : | 0 |  |  | Designation |  | 0

## Octroi (hidden)
Details of Octroi
Sl No. | Description of Items | Amount on which Octroi is applicable | Rate of Octroi | Octroi
(1) | (2) | (3) | (4) | (5) =(3) x (4)
1 |  |  |  | 0
2 |  |  |  | 0
3 |  |  |  | 0
4 |  |  |  | 0
5 |  |  |  | 0
6 |  |  |  | 0
7 |  |  |  | 0
8 |  |  |  | 0
9 |  |  |  | 0
10 |  |  |  | 0
| Total |  |  | 0
Back to Sch 5

## Entry Tax (hidden)
Details of Entry Tax
Sl No. | Description of Items | Amount on which Entry Tax is applicable | Rate of Entry Tax | Entry Tax
(1) | (2) | (3) | (4) | (5) =(3) x (4)
1 |  |  |  | 0
2 |  |  |  | 0
3 |  |  |  | 0
4 |  |  |  | 0
5 |  |  |  | 0
6 |  |  |  | 0
7 |  |  |  | 0
8 |  |  |  | 0
9 |  |  |  | 0
10 |  |  |  | 0
| Total |  |  | 0
Back to Sch 5

## Sch-7 (hidden)
SPEC. NO.: CC/NT/GIS/WB/A02/22/00011 | [6 empty] | Schedule-7
GIS Substation Package- NAG-SS-02A for additional work (including supply of 132kV Transformer) for upgradation of 66/33kV Tuensang Substation to 132kV level under Transmission System for Nagaland State associated with North Eastern Region Power System Improvement Project.
(TAXES & DUTIES NOT INCLUDED IN BID PRICE)
#REF!
Bidder’s Name and Address (Lead Partner of) : | [5 empty] | To: |  | #REF!
0 | [5 empty] | Contract Services |  | #REF!
Name : | 0 |  |  |  |  | Power Grid Corporation of India Ltd.,
Address : | 0 |  |  |  |  | "Saudamini", Plot No.-2
| 0 |  |  |  |  | Sector-29,
| 0 |  |  |  |  | Gurgaon (Haryana) - 122 001
Details of taxes & duties not included in the Bid Price (in line with clause PC GC 14.4, PC GC 14.5 & PC GC 14.6 under Section VIII. Particular Conditions, Part-3 of the Bidding Documents is furnished below:
Items | Description of Tax/Duty/Levy etc. | Rate of Tax/Duty/Levy [%] | Amount on which Tax/Duty/Levy applicable |  | Tax/Duty/Levy applicable |  | Total Tax/Duty/Levy payable
|  |  | Main Equipment | Mandatory Spares | Main Equipment | Mandatory Spares
1 | 2 | 3 | 4 | 5 | 6 | 7 | 8
TOTAL
TOTAL FOR SCHEDULE - 7(a)
Date : | 0
Place: | 0

## Sch-8 (hidden)
SPEC. NO.: CC/NT/GIS/WB/A02/22/00011 |  |  |  | Schedule-8
GIS Substation Package- NAG-SS-02A for additional work (including supply of 132kV Transformer) for upgradation of 66/33kV Tuensang Substation to 132kV level under Transmission System for Nagaland State associated with North Eastern Region Power System Improvement Project.
(Minimum value of items viz. (i) procured from sub-vendor’s works whether situated in ASSAM or outside ASSAM; and (ii) imported Equipment/ items offered as ‘Off the Shelf’; which shall be dispatched from Contractor’s warehouse situated in ASSAM to Employer’s/ Owner’s destination site
#REF!
Bidder’s Name and Address (Lead Partner of) : |  |  | To: |  | #REF!
0 |  |  | Contract Services |  | #REF!
Name : | 0 |  | Power Grid Corporation of India Ltd.,
Address : | 0 |  | "Saudamini", Plot No.-2
| 0 |  | Sector-29,
| 0 |  | Gurgaon (Haryana) - 122 001
We indicate the Minimum value of items viz. (i) procured from sub-vendor’s works whether situated in ASSAM or outside ASSAM; and (ii) imported Equipment/ items offered as ‘Off the Shelf’; which shall be dispatched from Contractor’s warehouse situated in ASSAM to Employer’s/ Owner’s destination site
S N | Description of bought-out items | Minimum value for the purpose of payment/ reimbursement of applicable VAT
1 | 2 | 3
TOTAL
TOTAL FOR SCHEDULE - 7(a)
Date : | 0
Place: | 0

## Sche-8
SPEC. NO.: CC/NT/GIS/WB/A02/22/00011 |  |  |  |  | Schedule-8
GIS Substation Package- NAG-SS-02A for additional work (including supply of 132kV Transformer) for upgradation of 66/33kV Tuensang Substation to 132kV level under Transmission System for Nagaland State associated with North Eastern Region Power System Improvement Project.
(Cost of Withdrawals, if any, for Deviations)
#REF!
Bidder’s Name and Address (Lead Partner of) : |  |  |  | To: |  | #REF!
0 |  |  |  | Contract Services |  | #REF!
Name : | 0 |  |  | Power Grid Corporation of India Ltd.,
Address : | 0 |  |  | "Saudamini", Plot No.-2
| 0 |  |  | Sector-29,
| 0 |  |  | Gurgaon (Haryana) - 122 001
Dear Sir
The following are the Cost of Withdrawals, if any, for deviations taken by us in Attachment-6 (Bid Form) of our First Envelope Bid.
S N | Reference w.r.t. Attachment-6 (First Envelope) | Deviation and Reason for change | The change in Bid Prices if the deviation is withdrawn and the Bidder conforms to the Specifications
1 | 2 | 3 | 4
TOTAL
TOTAL FOR SCHEDULE - 7(a)
Date : | 0
Place: | 0

## Sch-9
SPEC. NO.: CC/NT/GIS/WB/A02/22/00011 |  |  |  | Schedule-9
GIS Substation Package- NAG-SS-02A for additional work (including supply of 132kV Transformer) for upgradation of 66/33kV Tuensang Substation to 132kV level under Transmission System for Nagaland State associated with North Eastern Region Power System Improvement Project.
(Declaration regarding Deemed Export Benefits)
#REF!
Bidder’s Name and Address (Lead Partner of) : |  |  | To: |  | #REF!
0 |  |  | Contract Services |  | #REF!
Name : | 0 |  | Power Grid Corporation of India Ltd.,
Address : | 0 |  | "Saudamini", Plot No.-2
| 0 |  | Sector-29,
| 0 |  | Gurgaon (Haryana) - 122 001
Dear Sir
1) We confirm that we are solely responsible for obtaining deemed export benefits, in case of award, which we have considered in our bid and in case of failure to receive such benefits, Employer will not compensate us.
2) We are furnishing the following information required by the Employer for issue of Project Authority/Payment certificate in terms of the Foreign Trade Policy of the Govt. of India (in case of award):
(A) | Value of import content of supply to be made by the Bidder | INR
(B) (i) | Name of the sub-contractor, if any, who shall supply the goods directly to the Employer and whose name is to be included in the main Contract | :
(ii) | Description, quantity and Value of the goods to be supplied by the above sub-contractor | :
Description............….....
Quantity..................…....
Value (INR)...........…..…..
(iii) | Value of import content of supply to be made by the Sub-contractor | INR
(The requirements listed above are as per current Foreign Trade Policy of Govt. of India. These may be modified, if necessary, in terms of the Foreign Trade Policy in force.)
Date : | 0
Place: | 0

## Other Taxes & Duties (hidden)
Details of Other Taxes & Duties
Sl No. | Description of Items | Amount on which Other Taxes & Duties are applicable | Description of Taxes & Duties | Rate of Taxes & Duties | Amount of Taxes & Duties
(1) | (2) | (3) | (4) | (5) | (6) =(3) x (5)
1 |  |  |  |  | 0
2 |  |  |  |  | 0
3 |  |  |  |  | 0
4 |  |  |  |  | 0
5 |  |  |  |  | 0
6 |  |  |  |  | 0
7 |  |  |  |  | 0
8 |  |  |  |  | 0
9 |  |  |  |  | 0
10 |  |  |  |  | 0
| Total |  |  |  | 0
Back to Sch 5

## Sch-10
SPEC. NO.: CC/NT/GIS/WB/A02/22/00011 |  |  |  | Schedule-10
GIS Substation Package- NAG-SS-02A for additional work (including supply of 132kV Transformer) for upgradation of 66/33kV Tuensang Substation to 132kV level under Transmission System for Nagaland State associated with North Eastern Region Power System Improvement Project.
(Declaration/Confirmation in regard to sourcing of material/equipment and services from within the state of Nagaland)
Bidder’s Name and Address : |  |  | To:
Contract Services
Name : | 0 |  | Power Grid Corporation of India Ltd.,
Address : | 0 |  | "Saudamini", Plot No.-2
| 0 |  | Sector-29,
| 0 |  | Gurgaon (Haryana) - 122 001
Dear Sir,
In line with ITB Clause 16.2 , we intend to supply following items which are to be manufactured in Nagaland. Details / write-up in this regard to engage the Locals sub-contractor/sub-vendor are mentioned herein below:
Sl. No. | Item Description | Quantity proposed to be bought/sub-contracted | Details / write-up to engage the Locals sub-contractor/sub-vendor
1
2
3
4
For additional write-up details, extra sheet may be added in the bid
Date : | 0 | Printed Name : | 0
Place : | 0 | Designation : | 0

## Attach-10 (hidden)
SPEC. NO.: CC/NT/GIS/WB/A02/22/00011 |  |  | ATTACHMENT-10
GIS Substation Package- NAG-SS-02A for additional work (including supply of 132kV Transformer) for upgradation of 66/33kV Tuensang Substation to 132kV level under Transmission System for Nagaland State associated with North Eastern Region Power System Improvement Project.
(Guarantee Declaration)
Bidder’s Name and Address (Lead Partner of) : |  |  | 0
0 |  |  | 0
Name : | 0 |  | 0
Address : | 0 |  | 0
| 0 |  | 0
| 0 |  | 0
Dear Sir,
We declare that the ratings, performance figures and availability of the system furnished by us for subject Package covered under this specification are guaranteed by us. We further declare that in the event of any deficiencies in meeting the guarantees in respect of the characteristics mentioned below as established after conducting the factory test, you may at your discretion, reject or accept the equipment after assessing the liquidated damages as specified in the relevant clauses of Bid document.
Equipment |  | Guaranteed Load loss at rated output (kW) (applicable for each item /unit of the facilities)
|  | Differential Copper loss (KW) | Differential Iron loss (KW)
630 kVA, 33/0.433kV LT Transformer
Date : | 0 | Printed Name | 0
Place : | 0 | Designation | 0

## N-W (Cr.) (hidden)
#REF!
0 |  |  | 0 |  | 0 |  | 0 |  |  | #REF!
#REF!
INR
0/-
Zero only
0 |  |  | 0 |  | 0 |  | 0
0 |  |  | 0 |  | 0 |  | 0
0 |  |  | 0 |  | 0 |  | 0 |  | 1 | 0 | 0 | 0 | 0 | Zero only | plus
0 |  |  | 0 |  | 0 |  | 0 |  | 0 | 0 | 0 | 0 | 1
0 |  |  | 0 |  | 0 |  | 0 |  | 0 | 0 | 0 | 1 | 0
0 |  |  | 0 |  | 0 |  | 0 |  | 0 | 0 | 0 | 1 | 1
[9 empty] | 0 | 0 | 1 | 0 | 0
1 | One |  | 1 | One | 1 | One | 1 | One | 0 | 0 | 1 | 0 | 1
2 | Two |  | 2 | Two | 2 | Two | 2 | Two | 0 | 0 | 1 | 1 | 0
3 | Three |  | 3 | Three | 3 | Three | 3 | Three | 0 | 0 | 1 | 1 | 1
4 | Four |  | 4 | Four | 4 | Four | 4 | Four | 0 | 1 | 0 | 0 | 0
5 | Five |  | 5 | Five | 5 | Five | 5 | Five | 0 | 1 | 0 | 0 | 1
6 | Six |  | 6 | Six | 6 | Six | 6 | Six | 0 | 1 | 0 | 1 | 0
7 | Seven |  | 7 | Seven | 7 | Seven | 7 | Seven | 0 | 1 | 0 | 1 | 1
8 | Eight |  | 8 | Eight | 8 | Eight | 8 | Eight | 0 | 1 | 1 | 0 | 0
9 | Nine |  | 9 | Nine | 9 | Nine | 9 | Nine | 0 | 1 | 1 | 0 | 1
10 | Ten |  | 10 | Ten | 10 | Ten | 10 | Ten | 0 | 1 | 1 | 1 | 0
11 | Eleven |  | 11 | Eleven | 11 | Eleven | 11 | Eleven | 0 | 1 | 1 | 1 | 1
12 | Twelve |  | 12 | Twelve | 12 | Twelve | 12 | Twelve
13 | Thirteen |  | 13 | Thirteen | 13 | Thirteen | 13 | Thirteen
14 | Fourteen |  | 14 | Fourteen | 14 | Fourteen | 14 | Fourteen
15 | Fifteen |  | 15 | Fifteen | 15 | Fifteen | 15 | Fifteen
16 | Sixteen |  | 16 | Sixteen | 16 | Sixteen | 16 | Sixteen | 1 | 0 | 0 | 0 | 0 | 0/- | +
17 | Seventeen |  | 17 | Seventeen | 17 | Seventeen | 17 | Seventeen | 0 | 0 | 0 | 0 | 1 |  | /- +
18 | Eighteen |  | 18 | Eighteen | 18 | Eighteen | 18 | Eighteen | 0 | 0 | 0 | 1 | 0 |  | /-
19 | Nineteen |  | 19 | Nineteen | 19 | Nineteen | 19 | Nineteen | 0 | 0 | 0 | 1 | 1
20 | Twenty |  | 20 | Twenty | 20 | Twenty | 20 | Twenty | 0 | 0 | 1 | 0 | 0
21 | Twenty One |  | 21 | Twenty One | 21 | Twenty One | 21 | Twenty One | 0 | 0 | 1 | 0 | 1
22 | Twenty Two |  | 22 | Twenty Two | 22 | Twenty Two | 22 | Twenty Two | 0 | 0 | 1 | 1 | 0
23 | Twenty Three |  | 23 | Twenty Three | 23 | Twenty Three | 23 | Twenty Three | 0 | 0 | 1 | 1 | 1
24 | Twenty Four |  | 24 | Twenty Four | 24 | Twenty Four | 24 | Twenty Four | 0 | 1 | 0 | 0 | 0
25 | Twenty Five |  | 25 | Twenty Five | 25 | Twenty Five | 25 | Twenty Five | 0 | 1 | 0 | 0 | 1
26 | Twenty Six |  | 26 | Twenty Six | 26 | Twenty Six | 26 | Twenty Six | 0 | 1 | 0 | 1 | 0
27 | Twenty Seven |  | 27 | Twenty Seven | 27 | Twenty Seven | 27 | Twenty Seven | 0 | 1 | 0 | 1 | 1
28 | Twenty Eight |  | 28 | Twenty Eight | 28 | Twenty Eight | 28 | Twenty Eight | 0 | 1 | 1 | 0 | 0
29 | Twenty Nine |  | 29 | Twenty Nine | 29 | Twenty Nine | 29 | Twenty Nine | 0 | 1 | 1 | 0 | 1
30 | Thirty |  | 30 | Thirty | 30 | Thirty | 30 | Thirty | 0 | 1 | 1 | 1 | 0
31 | Thirty One |  | 31 | Thirty One | 31 | Thirty One | 31 | Thirty One | 0 | 1 | 1 | 1 | 1
32 | Thirty Two |  | 32 | Thirty Two | 32 | Thirty Two | 32 | Thirty Two
33 | Thirty Three |  | 33 | Thirty Three | 33 | Thirty Three | 33 | Thirty Three
34 | Thirty Four |  | 34 | Thirty Four | 34 | Thirty Four | 34 | Thirty Four
35 | Thirty Fivr |  | 35 | Thirty Fivr | 35 | Thirty Fivr | 35 | Thirty Fivr
36 | Thirty Six |  | 36 | Thirty Six | 36 | Thirty Six | 36 | Thirty Six
37 | Thirty Seven |  | 37 | Thirty Seven | 37 | Thirty Seven | 37 | Thirty Seven
38 | Thirty Eight |  | 38 | Thirty Eight | 38 | Thirty Eight | 38 | Thirty Eight
39 | Thirty Nine |  | 39 | Thirty Nine | 39 | Thirty Nine | 39 | Thirty Nine
40 | Forty |  | 40 | Forty | 40 | Forty | 40 | Forty
41 | Forty One |  | 41 | Forty One | 41 | Forty One | 41 | Forty One
42 | Forty Two |  | 42 | Forty Two | 42 | Forty Two | 42 | Forty Two
43 | Forty Three |  | 43 | Forty Three | 43 | Forty Three | 43 | Forty Three
44 | Forty Four |  | 44 | Forty Four | 44 | Forty Four | 44 | Forty Four
45 | Forty Five |  | 45 | Forty Five | 45 | Forty Five | 45 | Forty Five
46 | Forty Six |  | 46 | Forty Six | 46 | Forty Six | 46 | Forty Six
47 | Forty Seven |  | 47 | Forty Seven | 47 | Forty Seven | 47 | Forty Seven
48 | Forty Eight |  | 48 | Forty Eight | 48 | Forty Eight | 48 | Forty Eight
49 | Forty Nine |  | 49 | Forty Nine | 49 | Forty Nine | 49 | Forty Nine
50 | Fifty |  | 50 | Fifty | 50 | Fifty | 50 | Fifty
51 | Fifty One |  | 51 | Fifty One | 51 | Fifty One | 51 | Fifty One
52 | Fifty Two |  | 52 | Fifty Two | 52 | Fifty Two | 52 | Fifty Two
53 | Fifty Three |  | 53 | Fifty Three | 53 | Fifty Three | 53 | Fifty Three
54 | Fifty Four |  | 54 | Fifty Four | 54 | Fifty Four | 54 | Fifty Four
55 | Fifty Five |  | 55 | Fifty Five | 55 | Fifty Five | 55 | Fifty Five
56 | Fifty Six |  | 56 | Fifty Six | 56 | Fifty Six | 56 | Fifty Six
57 | Fifty Seven |  | 57 | Fifty Seven | 57 | Fifty Seven | 57 | Fifty Seven
58 | Fifty Eight |  | 58 | Fifty Eight | 58 | Fifty Eight | 58 | Fifty Eight
59 | Fifty Nine |  | 59 | Fifty Nine | 59 | Fifty Nine | 59 | Fifty Nine
60 | Sixty |  | 60 | Sixty | 60 | Sixty | 60 | Sixty
61 | Sixty One |  | 61 | Sixty One | 61 | Sixty One | 61 | Sixty One
62 | Sixty Two |  | 62 | Sixty Two | 62 | Sixty Two | 62 | Sixty Two
63 | Sixty Three |  | 63 | Sixty Three | 63 | Sixty Three | 63 | Sixty Three
64 | Sixty Four |  | 64 | Sixty Four | 64 | Sixty Four | 64 | Sixty Four
65 | Sixty Five |  | 65 | Sixty Five | 65 | Sixty Five | 65 | Sixty Five
66 | Sixty Six |  | 66 | Sixty Six | 66 | Sixty Six | 66 | Sixty Six
67 | Sixty Seven |  | 67 | Sixty Seven | 67 | Sixty Seven | 67 | Sixty Seven
68 | Sixty Eight |  | 68 | Sixty Eight | 68 | Sixty Eight | 68 | Sixty Eight
69 | Sixty Nine |  | 69 | Sixty Nine | 69 | Sixty Nine | 69 | Sixty Nine
70 | Seventy |  | 70 | Seventy | 70 | Seventy | 70 | Seventy
71 | Seventy One |  | 71 | Seventy One | 71 | Seventy One | 71 | Seventy One
72 | Seventy Two |  | 72 | Seventy Two | 72 | Seventy Two | 72 | Seventy Two
73 | Seventy Three |  | 73 | Seventy Three | 73 | Seventy Three | 73 | Seventy Three
74 | Seventy Four |  | 74 | Seventy Four | 74 | Seventy Four | 74 | Seventy Four
75 | Seventy Five |  | 75 | Seventy Five | 75 | Seventy Five | 75 | Seventy Five
76 | Seventy Six |  | 76 | Seventy Six | 76 | Seventy Six | 76 | Seventy Six
77 | Seventy Seven |  | 77 | Seventy Seven | 77 | Seventy Seven | 77 | Seventy Seven
78 | Seventy Eight |  | 78 | Seventy Eight | 78 | Seventy Eight | 78 | Seventy Eight
79 | Seventy Nine |  | 79 | Seventy Nine | 79 | Seventy Nine | 79 | Seventy Nine
80 | Eighty |  | 80 | Eighty | 80 | Eighty | 80 | Eighty
81 | Eighty One |  | 81 | Eighty One | 81 | Eighty One | 81 | Eighty One
82 | Eighty Two |  | 82 | Eighty Two | 82 | Eighty Two | 82 | Eighty Two
83 | Eighty Three |  | 83 | Eighty Three | 83 | Eighty Three | 83 | Eighty Three
84 | Eighty Four |  | 84 | Eighty Four | 84 | Eighty Four | 84 | Eighty Four
85 | Eighty Five |  | 85 | Eighty Five | 85 | Eighty Five | 85 | Eighty Five
86 | Eighty Six |  | 86 | Eighty Six | 86 | Eighty Six | 86 | Eighty Six
87 | Eighty Seven |  | 87 | Eighty Seven | 87 | Eighty Seven | 87 | Eighty Seven
88 | Eighty Eight |  | 88 | Eighty Eight | 88 | Eighty Eight | 88 | Eighty Eight
89 | Eighty Nine |  | 89 | Eighty Nine | 89 | Eighty Nine | 89 | Eighty Nine
90 | Ninety |  | 90 | Ninety | 90 | Ninety | 90 | Ninety
91 | Ninety One |  | 91 | Ninety One | 91 | Ninety One | 91 | Ninety One
92 | Ninety Two |  | 92 | Ninety Two | 92 | Ninety Two | 92 | Ninety Two
93 | Ninety Three |  | 93 | Ninety Three | 93 | Ninety Three | 93 | Ninety Three
94 | Ninety Four |  | 94 | Ninety Four | 94 | Ninety Four | 94 | Ninety Four
95 | Ninety Five |  | 95 | Ninety Five | 95 | Ninety Five | 95 | Ninety Five
96 | Ninety Six |  | 96 | Ninety Six | 96 | Ninety Six | 96 | Ninety Six
97 | Ninety Seven |  | 97 | Ninety Seven | 97 | Ninety Seven | 97 | Ninety Seven
98 | Ninety Eight |  | 98 | Ninety Eight | 98 | Ninety Eight | 98 | Ninety Eight
99 | Ninety Nine |  | 99 | Ninety Nine | 99 | Ninety Nine | 99 | Ninety Nine
100 | One Hundred |  | 100 | One Hundred | 100 | One Hundred | 100 | One Hundred
BG VALUE:
#REF!
#REF!
#REF! | #REF!
#REF! | #REF! | #REF!
#REF! | #REF! | #REF!
#REF! | #REF! | #REF!
#REF! | #REF! | #REF!
#REF! | #REF! | #REF!
1 | One
2 | Two
3 | Three
4 | Four
5 | Five
6 | Six
7 | Seven
8 | Eight
9 | Nine
10 | Ten
11 | Eleven
12 | Twelve
13 | Thirteen
14 | Fourteen
15 | Fifteen
16 | Sixteen
17 | Seventeen
18 | Eighteen
19 | Nineteen
20 | Twenty
21 | Twenty One
22 | Twenty Two
23 | Twenty Three
24 | Twenty Four
25 | Twenty Five
26 | Twenty Six
27 | Twenty Seven
28 | Twenty Eight
29 | Twenty Nine
30 | Thirty
31 | Thirty One
32 | Thirty Two
33 | Thirty Three
34 | Thirty Four
35 | Thirty Fivr
36 | Thirty Six
37 | Thirty Seven
38 | Thirty Eight
39 | Thirty Nine
40 | Forty
41 | Forty One
42 | Forty Two
43 | Forty Three
44 | Forty Four
45 | Forty Five
46 | Forty Six
47 | Forty Seven
48 | Forty Eight
49 | Forty Nine
50 | Fifty
51 | Fifty One
52 | Fifty Two
53 | Fifty Three
54 | Fifty Four
55 | Fifty Five
56 | Fifty Six
57 | Fifty Seven
58 | Fifty Eight
59 | Fifty Nine
60 | Sixty
61 | Sixty One
62 | Sixty Two
63 | Sixty Three
64 | Sixty Four
65 | Sixty Five
66 | Sixty Six
67 | Sixty Seven
68 | Sixty Eight
69 | Sixty Nine
70 | Seventy
71 | Seventy One
72 | Seventy Two
73 | Seventy Three
74 | Seventy Four
75 | Seventy Five
76 | Seventy Six
77 | Seventy Seven
78 | Seventy Eight
79 | Seventy Nine
80 | Eighty
81 | Eighty One
82 | Eighty Two
83 | Eighty Three
84 | Eighty Four
85 | Eighty Five
86 | Eighty Six
87 | Eighty Seven
88 | Eighty Eight
89 | Eighty Nine
90 | Ninety
91 | Ninety One
92 | Ninety Two
93 | Ninety Three
94 | Ninety Four
95 | Ninety Five
96 | Ninety Six
97 | Ninety Seven
98 | Ninety Eight
99 | Ninety Nine
100 | One Hundred

## Sch-12 (hidden)
SPEC. NO.: CC/NT/GIS/WB/A02/22/00011 |  |  |  |  | Schedule-12
GIS Substation Package- NAG-SS-02A for additional work (including supply of 132kV Transformer) for upgradation of 66/33kV Tuensang Substation to 132kV level under Transmission System for Nagaland State associated with North Eastern Region Power System Improvement Project.
(Declaration regarding Exemption Benefits of State Level taxes & duties)
Bidder’s Name and Address : |  |  |  | To:
| 0 |  |  | Contract Services
Address : | 0 |  |  | Power Grid Corporation of India Ltd.,
| 0 |  |  | "Saudamini", Plot No.-2
| 0 |  |  | Sector-29,
Gurgaon (Haryana) - 122 001
Dear Sir
1) We confirm that we are solely responsible for obtaining state level taxes & duties exemption under the subject package, in case of award, which we have considered in our bid and in case of failure to receive such benefits, Employer will not compensate us.
2) We are furnishing the following information required by the Employer for issue of certificate, if required, to avail state level taxes under the subject package (in case of award):
(A) (i) | Value of supply /services for which State Level taxes & duties exemption has been considered by the Bidder | INR
(B) (i) | Name of the sub-contractor, if any, who shall supply the goods directly to the Employer and whose name is to be included in the main Contract (for which State Level taxes & duties exemption has been considered by the Bidder (for which State Level taxes & duties exemption has been considered by the Bidder) | :
(ii) | Description, quantity and Value of the goods to be supplied by the above sub-contractor (for which State Level taxes & duties exemption has been considered by the Bidder) | :
Description............….....
Quantity..................…....
Value (INR)...........…..…..
(iii) | Value of supply to be made by the Sub-contractor | INR
Date : | 0 |  | Printed Name: | 0
Place: | 0 |  | Designation: | 0

## Bid Form 2nd Envelope
SPEC. NO.: CC/NT/GIS/WB/A02/22/00011 |  |  |  |  | Bid Form 2nd Envelope |  |  |  | 1 | st |  | 1 | January
[9 empty] | 2 | nd |  | 2 | February
BID FORM (Second Envelope) | [8 empty] | 3 | rd |  | 3 | March
[9 empty] | 4 | th |  | 4 | April
Bid Proposal Ref. No. | [8 empty] | 5 | th |  | 5 | May
Date : | 0 | [7 empty] | 6 | th | 0 | 6 | June
[9 empty] | 7 | th | 1 | 7 | July
To: | [8 empty] | 8 | th | January | 8 | August
Contract Services | [8 empty] | 9 | th | 1900 | 9 | September
Power Grid Corporation of India Ltd., | [8 empty] | 10 | th |  | 10 | October
"Saudamini", Plot No.-2 | [8 empty] | 11 | th |  | 11 | November
Sector-29, | [8 empty] | 12 | th |  | 12 | December
Gurgaon (Haryana) - 122 001 | [8 empty] | 13 | th
[9 empty] | 14 | th
Name of Contract : |  | GIS Substation Package- NAG-SS-02A for additional work (including supply of 132kV Transformer) for upgradation of 66/33kV Tuensang Substation to 132kV level under Transmission System for Nagaland State associated with North Eastern Region Power System Improvement Project. | [6 empty] | 15 | th
Dear Ladies and/or Gentlemen, | [8 empty] | 16 | th
1 | In continuation of First Envelope of our Bid, we hereby submit the Second Envelope of the Bid, both of which shall be read together and in conjunction with each other, and shall be construed as an integral part of our Bid. Accordingly, we the undersigned, offer to design, manufacture, test, deliver, install and commission (including carrying out Trial Operation, Performance & Guarantee Test as per provision of Technical Specification) the Facilities under the above-named package in full conformity with the said Bidding Documents for the sum of 0/- ( Zero only) or such other sums as may be determined in accordance with the terms and conditions of the Bidding Documents. | [5 empty] | In continuation of First Envelope of our Bid, we hereby submit the Second Envelope of the Bid, both of which shall be read together and in conjunction with each other, and shall be construed as an integral part of our Bid. Accordingly, we the undersigned, offer to design, manufacture, test, deliver, install and commission (including carrying out Trial Operation, Performance & Guarantee Test as per provision of Technical Specification) the Facilities under the above-named package in full conformity with the said Bidding Documents for the sum of | Plus applicable Octroi, Entry Tax, Other Taxes & Duties or such other sums as may be determined in accordance with the terms and conditions of the Bidding Documents. | 17 | th
| The above amounts are in accordance with the price schedules attached herewith and are made part of this bid. | [5 empty] | or such other sums as may be determined in accordance with the terms and conditions of the Bidding Documents. |  | 18 | th
2 | Price Schedules | [7 empty] | 19 | th
2.1 | In line with the requirements of the Bidding documents, we enclose herewith the following Price Schedules, duly filled - in as per your proforma: | [7 empty] | 20 | th
| Schedule 1 : |  | Plant and Equipment to be supplied from abroad, including Type Test Charges for Type Tests to be conducted abroad - Not Applicable
| Schedule 2 : |  | Plant and Equipment to be supplied from within India, including Type Test Charges for Type Tests to be conducted in India
| Schedule 3 : |  | Local/Inland Transportation, In-transit Insurance, loading and unloading for supply of Plant and Equipment
| Schedule 4 : |  | Installation Charges
| Schedule 5 : |  | Summary Of Taxes & Duties
| Schedule 6 : |  | Grand Summary (Schedule Nos. 1 to 4)
| Schedule 6a: |  | Letter of Discount
| Schedule 6b : |  | Grand Summary (Schedule Nos. 1 to 4), after considering discount
| Schedule 7a : |  | Break-up of Type Test Charges for Type Tests to be conducted abroad (Not Applicable)
| Schedule 7b : |  | Break-up of Type Test Charges for Type Tests to be conducted in India (Not Applicable)
| Schedule 8 : |  | Minimum value of items viz. (i) procured from sub-vendor’s works and (ii) imported Equipment/ items offered as ‘Off the Shelf’; which shall be dispatched from Contractor’s warehouse to Employer’s/ Owner’s destination site
| Schedule 8: |  | Cost of Withdrawals, if any, for Deviations in Attachment-6 (Bid Form) of our First Envelope Bid.
| Schedule 9 : |  | Declaration regarding Deemed Export Benefits
| Schedule-10 |  | Declaration/Confirmation in regard to sourcing of material/equipment and services from within the state of Nagaland
2.2 | We are aware that the Price Schedules do not generally give a full description of the Work to be performed under each item and we shall be deemed to have read the Technical Specifications and other sections of the Bidding Documents and Drawings to ascertain the full scope of Work included in each item while filling-in the rates and prices. We agree that the entered rates and prices shall be deemed to include for the full scope as aforesaid, including overheads and profit. | [7 empty] | 28 | th
2.3 | We declare that as specified in Clause 17.7, Section-I: ITB, Part-I of the Bidding Documents, prices quoted by us in the Price Schedules shall be subject to Price Adjustment during the execution of Contract in accordance with Appendix-2 (Price Adjustment) to the Contract Agreement. | [7 empty] | 29 | th
[9 empty] | 30 | th
[9 empty] | 31 | st
2.4 | We understand that in the price schedules, where there are errors between the total of the amounts given under the column for the price Breakdown and the amount given under the Total Price, the former shall prevail and the latter will be corrected accordingly. We further understand that where there are discrepancies between amounts stated in figures and amounts stated in words, the amount stated in words shall prevail. Similarly, any discrepancy in the total bid price and that of the summation of Schedule price (price indicated in a Schedule indicating the total of that schedule), the total bid price shall be corrected to reflect the actual summation of the Schedule prices.
2.5 | We declare that items left blank in the Schedules will be deemed to have been included in other items. The TOTAL for each Schedule and the TOTAL of Grand Summary shall be deemed to be the total price for executing the Facilities and sections thereof in complete accordance with the Contract, whether or not each individual item has been priced.
3 | We confirm that except as otherwise specifically provided our Bid Prices in this Second Envelope include all taxes, duties, levies and charges as may be assessed on us/our Associate (applicable for Foreign Bidder), our Sub-Contractor/Sub-Vendor or their employees by all municipal, state or national government authorities in connection with the Facilities, in and outside of India.
3.1 | We understand that notwithstanding 3.0 above, in case of award on us, you shall bear and promptly pay/reimburse all custom and import duty imposed; on the Plant & Equipment including Mandatory Spare Parts specified in Schedule No. 1 of the Price Schedule in this Second Envelope, to be incorporated into the Facilities, by the Indian Laws. However, we understand that if we choose to ship the equipment in Shipper’s Containers, then the custom duty levied on the cost of empty Containers shall not be borne by you and shall be payable by us.
100% of applicable Taxes and Duties i.e. GST, which are payable by the Employer under the Contract, shall be reimbursed by the Employer on production of satisfactory documentary evidence by the Contractor in accordance with the provisions of the Bidding Documents.
3.2 | We further understand that notwithstanding 3.0 above, in case of award on us, you shall also bear and pay/reimburse to us/our Associate (applicable for Foreign Bidder), GST in respect of supplies by us to you (for the items to be manufactured and supplied from Contractor’s works), imposed on the Plant & Equipment including Mandatory Spare Parts specified in Schedule No. 2, Customs clearance & port handling charges for Supply of Goods i.e Plant & Equipment from abroad, if applicable, specified in Schedule No. 3 and Installation Services specified in Schedule No. 4 of the Price Schedule in this Second Envelope, to be incorporated into the Facilities; by the Indian Laws.
3.3 | We also understand that, in case of award on us, you shall reimburse to us Octroi as applicable for destination site on all items of supply. In respect of transactions of the items to be manufactured & supplied from Contractor’s works outside the State of Assam, you shall reimburse Entry Tax, if applicable, for destination site. Further, we confirm that for all other items of supply, Entry tax shall not be payable under the subject Contract. Further, Service Tax/WCT, if applicable, for the services to be rendered by us, the same is included in our bid price in Second Envelope.
3.3 | We confirm that in case of Supply of Goods and Services from within India, we [or our Associate (applicable for Foreign Bidder)] have also registered/ shall also get registered in the GST Network with a GSTIN, in all the states where the project is located and the states from which we shall make our supply of goods..
3.5 | We understand that VAT shall be payable/ reimbursable in respect of items (i) procured from sub-vendor’s works whether situated in Assam or outside Assam; and (ii) imported Equipment/items offered as ‘Off the Shelf’; which shall be dispatched from Contractor’s warehouse situated in Assam to Employer’s/ Owner’s destination site. We also understand that the Owner will not issue Sales Tax declaration/ Vatable Forms.
4 | #(For Joint Venture only) We, the partners of Joint Venture submitting this bid, do agree and confirm that in case of Award of Contract on the Joint Venture, we shall be jointly and severally liable and responsible for the execution of the Contract in accordance with Contract terms and conditions.
5 | We, hereby, declare that only the persons or firms interested in this proposal as principals are named here and that no other persons or firms other than those mentioned herein have any interest in this proposal or in the Contract to be entered into, if the award is made on us, that this proposal is made without any connection with any other person, firm or party likewise submitting a proposal is in all respects for and in good faith, without collusion or fraud.
Thanking you, we remain,
Yours faithfully,
|  |  | For and on behalf of |  | 0
Date : | 0 |  |  | Printed Name : | 0
Place : | 0 |  |  | Designation : | 0
|  | Other Partner-1 |  |  | Other Partner-2
| Printed Name : |  |  | Printed Name : |  | 2
| Designation : |  |  | Designation : |  | 2 or more
Please provide additional information of the Bidder
Business Address :
Country of Incorporation :
State/Province to be indicated :
Name of Principal Officer :
Address of Principal Officer :
Note: Bidders may note that no prescribed proforma has been enclosed for Attachment 2 : Power of Attorney. Bidders may use their own proforma for furnishing the required information with the bid.
Back to Cover Page