## Basic (hidden)
Package Name: | CONSTRUCTION OF 1 NO. OF 230KV LINE BAY AT PUGALUR (EXISTING) 400/230KV SUB-STATION FOR INTEGRATION OF RE GENERATION PROJECT
Spec no. | Specification No: SR2/NT/W-AIS/DOM/C00/25/06026

## Cover
ORIGINAL
Price Schedules | CONSTRUCTION OF 1 NO. OF 230KV LINE BAY AT PUGALUR (EXISTING) 400/230KV SUB-STATION FOR INTEGRATION OF RE GENERATION PROJECT |  | Reconductoring Package OH01
Specification No: SR2/NT/W-AIS/DOM/C00/25/06026
| 1 | Fill up only green shaded cells in Sch-1, Sch-2, Sch-3 and Bid Form 2nd Envelope.
| 2 | All the cells in Sch-4 & Sch-5 are auto filled, therefore no cell is required to be filled up there.
| 3 | Instructions / error messages, if any, will be displayed automatically after selecting the cell.
| 4 | After filling up all the schedues, save the file, take print out of all the schedules and Bid form and sign & stamp and submit them as hard copy of the 2nd envelope (Price part) of the bid. Also ensure to submit the soft copy of the the same file on CD/ DVD.
Click to skip Instructions & Proceed
Click for Detailed General Instructions
General guidelines for filling up the Price Schedules, Sch-1 to Sch-7

## Instructions (hidden)
General Instruction to the Bidders for filling up this workbook of Price Schedules
I | While filling up the worksheets following may please be observed :
| (i) | Fill up only green shaded cells.
| (ii) | Certain data type entries have been restricted, such as Numeric values or limits of numeric values.
| (iii) | Select only the options provided in pull down menus.
| (iv) | Do not link any cell of this work book with any other work book.
| (v) | Do not use copy & paste or cut & paste options for filling up the data.
| (vi) | Do not reformat any of the cell of the work book.
II | This Workbook consists of following worksheets :
Cover :
Opening page of the workbook.
Names of Bidder :
| ● | Select Sole Bidder from the pull down menu. Do not leave this cell blank.
| ● | Fill up names and address of the Sole Bidder.
| ● | Fill up date in dd-mmm-yyyy format from drop down menu.
| ● | Click for Sch-1 given at the right top of the worksheet to go to Sch-1.
Sch-1 (Ex-works Prices) :
| ● | Fill up unit rates for all the items in numeric values greater than 0 (zero). If unit rate is left blank, the corresponding item shall be deemed to be included in the total price.
| ● | Corresponding cell for mode of transaction shall be come enable only after filling up the unit rate, therefore first fill up the unit rate and then mode of transaction for the corresponding item.
| ● | Total amount shall get calculated automatically.
| ● | Type Test charges shall appear automatically after filling up Sch-7 appropriately.
Sch-2 (Freight & Insurance Charges) :
| ● | Fill up unit rates for all the items in numeric values greater than 0 (zero). If unit rate is left blank, the corresponding item shall be deemed to be included in the total price.
| ● | Total amount shall get calculated automatically.
Sch-3 (Erection Charges) :
| ● | Fill up unit rates for all the items in numeric values greater than 0 (zero). If unit rate is left blank, the corresponding item shall be deemed to be included in the total price.
| ● | Total amount shall get calculated automatically.
Sch-4a (Training Charges) :
| ● | Fill up unit rates for all the items in numeric values greater than 0 (zero). If unit rate is left blank, the corresponding item shall be deemed to be included in the total price.
| ● | Total amount shall get calculated automatically.
Sch-4b (Maintenance Charges during and after Defect Liability Period) :
| ● | Fill up unit rates for all the items in numeric values greater than 0 (zero). If unit rate is left blank, the corresponding item shall be deemed to be included in the total price.
| ● | Total amount shall get calculated automatically.
Sch-5 (Summary of Taxes and Duties applicable on the Goods) :
| ● | No cell is required to be filled in by the bidder in this worksheet.
Sch -6 :
| ● | Summary of all the Schedules without considering discount (mentioned in the work sheet discount) shall be displayed automatically.
| ● | No cell is required to be filled in by the bidder in this worksheet.
Sch-7 (Type Test Charges) :
| ● | Fill up the rates & location where type tests are proposed.
| ● | Total of this Sch-7 shall automatically appear in Sch-1.
Bid from 2nd Envelope :
| ● | Fill up ref. no. as bidder's ref no. of this letter.
| ● | This letter shall consider the net price as per Sch-6 (After Discount).
| ● | Fill up additional information as required.
* * *
Happy Bidding !
Click to Proceed

## Names of Bidder
CONSTRUCTION OF 1 NO. OF 230KV LINE BAY AT PUGALUR (EXISTING) 400/230KV SUB-STATION FOR INTEGRATION OF RE GENERATION PROJECT
Specification No: SR2/NT/W-AIS/DOM/C00/25/06026 |  |  | Sole Bidder | 1
|  |  | JV (Joint Venture) | 2 or More
Enter following details of the bidder
Specify type of Bidder [Select from drop down menu] | Sole Bidder |  | 0
Name of Sole Bidder
Address of Sole Bidder
Name of other Partner - 1 | e
Address of other Partner - 1 | f
g
h
Name of other Partner - 2 (more, if any)
Address of other Partner - 2 (more, if any)
Printed Name
Designation
email ID of Bid Signatory
Mobile No. of Bid Signatory
Tel No. of Bid Signatory
Fax No. of Bid Signatory
Date |  | 31
Place
Click for Sch-1

## Sch-1
Specification No: SR2/NT/W-AIS/DOM/C00/25/06026 | [13 empty] | Schedule - 1 | [6 empty] | Direct Total | #REF! | Sole Bidder | `
[21 empty] | BO Total | #REF! | 0
CONSTRUCTION OF 1 NO. OF 230KV LINE BAY AT PUGALUR (EXISTING) 400/230KV SUB-STATION FOR INTEGRATION OF RE GENERATION PROJECT
(SCHEDULE OF RATES AND PRICES)
Bidder’s Name and Address (Sole Bidder) : | [11 empty] | To:
Contracts Services, 3rd Floor
Name : | [11 empty] | Power Grid Corporation of India Ltd., | [10 empty] | #REF!
Address : | [11 empty] | "Saudamini", Plot No.-2
Sector-29,
Gurugram (Haryana) - 122001
Plant and Equipment (including Mandatory Spares Parts) to be supplied, including Type Test Charges for Tests to be conducted | [21 empty] | Direct
[14 empty] | All Prices are in Indian Rupees. | [7 empty] | Bought-Out
SI. No. | PR No | Line Item No | Activity Description | Material Code | HSN Code | Whether HSN in column ‘ 6 ’ is confirmed. If not indicate applicable the HSN code * | Rate of GST applicable ( in %) | Whether rate of GST in column ‘4’ is confirmed. If not indicate applicable rate of GST * | Item Description | Unit | Qty. | Unit Ex-works price (excluding GST) | Total Ex-works price (excluding GST) | GST Tax as confirmed by Bidder
1 | 2 | 3 | 4 | 5 | 6 | 7 | 8 | 9 | 10 | 11 | 12 | 13 | 14= 12 x 13 | 15
1 | 7000029471 | 10 | 245kV, 50kA AIS EQUIPMENT | 1000001683 | 76169990 |  | 18% |  | 245kV, 1600A, 50KA Circuit Breaker(3-Phase) with support structure | EA | 1 |  | Included | 0 | 0 | 0 | 0 | 0 | 0 | 0
2 | 7000029471 | 20 | 245kV, 50kA AIS EQUIPMENT | 1000001684 | 76169990 |  | 18% |  | 245 kV, 1600A, 50KA, 1-Phase CurrentTransformer with 120% extended currentrating | EA | 3 |  | Included | 0 | 0 | 0 | 0 | 0 | 0 | 0
3 | 7000029471 | 30 | 245kV, 50kA AIS EQUIPMENT | 1000001688 | 76169990 |  | 18% |  | 245kV, 1600A, 50 KA, 3-phase DoubleBreak Isolator with one E/S | EA | 1 |  | Included | 0 | 0 | 0 | 0 | 0 | 0 | 0
4 | 7000029471 | 40 | 245kV, 50kA AIS EQUIPMENT | 1000001689 | 76169990 |  | 18% |  | 245kV, 1600A, 50 KA, 3-phase DoubleBreak Isolator with two E/S | EA | 1 |  | Included | 0 | 0 | 0 | 0 | 0 | 0 | 0
5 | 7000029471 | 50 | 245kV, 50kA AIS EQUIPMENT | 1000032777 | 73082011 |  | 18% |  | 245KV, 1600 A, 50KA, 3-PHASE, DOUBLE BREAK TANDEM ISOLATOR WITHOUT E/S | EA | 2 |  | Included | 0 | 0 | 0 | 0 | 0 | 0 | 0
6 | 7000029471 | 60 | 245kV, 50kA AIS EQUIPMENT | 1000020417 | 73082011 |  | 18% |  | 216kV Surge Arrester (1-phase) | EA | 3 |  | Included | 0 | 0 | 0 | 0 | 0 | 0 | 0
7 | 7000029471 | 70 | 245kV, 50kA AIS EQUIPMENT | 1000001695 | 73082011 |  | 18% |  | 245 kV, 1 phase Bus Post Insulator (except for Line Traps) | EA | 12 |  | Included | 0 | 0 | 0 | 0 | 0 | 0 | 0
8 | 7000029471 | 80 | 245kV, 50kA AIS EQUIPMENT | 1000001694 | 76169990 |  | 18% |  | 245 kV ,1 phase Bus Post Insulators for Line Traps | EA | 6 |  | Included | 0 | 0 | 0 | 0 | 0 | 0 | 0
9 | 7000029471 | 90 | 245kV, 50kA AIS EQUIPMENT | 1000001772 | 76169990 |  | 18% |  | 245 kV, 4400pf Capacitive Voltage Transformer (1- Phase) | EA | 3 |  | Included | 0 | 0 | 0 | 0 | 0 | 0 | 0
10 | 7000029471 | 100 | 245kV, 50kA AIS EQUIPMENT | 1000001568 | 76169990 |  | 18% |  | 220kV,1600A,0.5mH ,50kA Line Trap | EA | 2 |  | Included | 0 | 0 | 0 | 0 | 0 | 0 | 0
11 | 7000029471 | 110 | METERING PURPOSE | 1000001772 | 76169990 |  | 18% |  | 245kV Voltage Transformer (1- Phase) | EA | 3 |  | Included | 0 | 0 | 0 | 0 | 0 | 0 | 0
12 | 7000029471 | 120 | METERING PURPOSE | 1000001684 | 76169990 |  | 18% |  | 245 kV, 1600A, 50KA, 1-Phase CurrentTransformer with 120% extended currentrating | EA | 3 |  | Included | 0 | 0 | 0 | 0 | 0 | 0 | 0
13 | 7000029471 | 130 | Erection Hardware for 220 kV DMT Type S | 1000011261 | 76169990 |  | 18% |  | Erection Hardware for 220kV layout (Double Main and TransferScheme)-Line Bay as per technical specification | SET | 1 |  | Included | 0 | 0 | 0 | 0 | 0 | 0 | 0
14 | 7000029471 | 140 | Erection Hardware for 220 kV DMT Type S | 1000011256 | 76169990 |  | 18% |  | Erection Hardware for 220kV layout (Double Main and Transfer Scheme)-Bus work (two Bay) as per technical specification | SET | 1 |  | Included | 0 | 0 | 0 | 0 | 0 | 0 | 0
15 | 7000029471 | 150 | 220kV Insulator and Hardware | 1000055975 | 76169990 |  | 18% |  | 220KV SUSPENSION INSULATOR STRING AND ASSOCIATED HARDWARE FITTINGSWITH DROP CLAMP SUITABLE FOR TWIN CONDUCTOR | EA | 3 |  | Included | 0 | 0 | 0 | 0 | 0 | 0 | 0
16 | 7000029471 | 160 | 220kV Insulator and Hardware | 1000055982 | 76169990 |  | 18% |  | 220KV TENSION INSULATOR STRING AND ASSOCIATED HARDWARE FITTINGS WITHTURN BUCKLE SUITABLE FOR SINGLE CONDUCTOR | EA | 3 |  | Included | 0 | 0 | 0 | 0 | 0 | 0 | 0
17 | 7000029471 | 170 | CRP for 220kV Bays with SAS | 1000001170 | 73082011 |  | 18% |  | 220kV Circuit Breaker Relay Panel with Auto Reclose (with Automation) | EA | 1 |  | Included | 0 | 0 | 0 | 0 | 0 | 0 | 0
18 | 7000029471 | 180 | CRP for 220kV Bays with SAS | 1000001330 | 73082011 |  | 18% |  | 220kV Line Protection Panel (with Automation) | EA | 1 |  | Included | 0 | 0 | 0 | 0 | 0 | 0 | 0
19 | 7000029471 | 190 | CRP for 220kV Bays with SAS | 1000001167 | 73082011 |  | 18% |  | Augmentation of existing 220kV bus bar protection scheme.(No. of baysas per specification)-(with Automation) | SET | 1 |  | Included | 0 | 0 | 0 | 0 | 0 | 0 | 0
20 | 7000029471 | 200 | SAS-AUG | 1000001333 | 76169990 |  | 18% |  | Augmentation of Substation automation System for 220kV bay as perTechnical Specification | EA | 1 |  | Included | 0 | 0 | 0 | 0 | 0 | 0 | 0
21 | 7000029471 | 210 | POWER & CONTROL CABLE |  | 76169990 |  | 18% |  | 1.1kV grade Control Cables (PVCinsulated) along withlugs,glands,straight joints &accessories,etc. | LS | 1 |  | Included | 0 | 0 | 0 | 0 | 0 | 0 | 0
22 | 7000029471 | 220 | POWER & CONTROL CABLE |  | 76169990 |  | 18% |  | 1.1kV grade Power Cables (PVCinsulated)along withlugs,glands,straight joints &accessories,etc. | LS | 1 |  | Included | 0 | 0 | 0 | 0 | 0 | 0 | 0
23 | 7000029471 | 230 | Mandatory spares breakup | 1000001797 | 76169990 |  | 18% |  | 245KV, 1600A, 50KA SF6 CB POLE | EA | 1 |  | Included | 0 | 0 | 0 | 0 | 0 | 0 | 0
24 | 7000029471 | 240 | Mandatory spares breakup | 1000013159 | 73082011 |  | 18% |  | GRADING CAPACITOR-245KV SF6 CB | EA | 2 |  | Included | 0 | 0 | 0 | 0 | 0 | 0 | 0
25 | 7000029471 | 250 | Mandatory spares breakup | 1000013055 | 73082011 |  | 18% |  | GASKET, O RING, SEAL FOR SF6-245KV CB | SET | 1 |  | Included | 0 | 0 | 0 | 0 | 0 | 0 | 0
26 | 7000029471 | 260 | Mandatory spares breakup | 1000021853 | 73181500 |  | 18% |  | TRIP COIL ASSY FOR 245KV SF6 CB | EA | 2 |  | Included | 0 | 0 | 0 | 0 | 0 | 0 | 0
27 | 7000029471 | 270 | Mandatory spares breakup | 1000009186 | 73082011 |  | 18% |  | CLOSING COIL ASSY FOR 245KV SF6 CB | EA | 2 |  | Included | 0 | 0 | 0 | 0 | 0 | 0 | 0
28 | 7000029471 | 280 | Mandatory spares breakup | 1000021434 | 73082011 |  | 18% |  | TERMINAL PAD-245KV SF6 CB | EA | 2 |  | Included | 0 | 0 | 0 | 0 | 0 | 0 | 0
29 | 7000029471 | 290 | Mandatory spares breakup | 1000015547 | 85469090 |  | 18% |  | MOLECULAR FILTER-245KV CIRCUIT BREAKER | EA | 2 |  | Included | 0 | 0 | 0 | 0 | 0 | 0 | 0
30 | 7000029471 | 300 | Mandatory spares breakup | 1000018387 | 85469090 |  | 18% |  | RELAY,CONTACTOR,SWITCH,PUSH BUT-245KV CB | SET | 1 |  | Included | 0 | 0 | 0 | 0 | 0 | 0 | 0
31 | 7000029471 | 310 | Mandatory spares breakup | 1000019006 | 85469090 |  | 18% |  | SF6 PRESSURE/DENSITY MON/SWITCH | SET | 1 |  | Included | 0 | 0 | 0 | 0 | 0 | 0 | 0
32 | 7000029471 | 320 | Mandatory spares breakup | 1000006919 | 85469090 |  | 18% |  | AUX SWITCH/CONTACT ASSY-245KV SF6 CB | SET | 1 |  | Included | 0 | 0 | 0 | 0 | 0 | 0 | 0
33 | 7000029471 | 330 | Mandatory spares breakup | 1000028467 | 73082011 |  | 18% |  | CORONA RING-245KV CB | EA | 1 |  | Included | 0 | 0 | 0 | 0 | 0 | 0 | 0
34 | 7000029471 | 340 | Mandatory spares breakup | 1000032882 | 73082011 |  | 18% |  | OPERATING MECHANISM-245KV SF6 CB (SO) | EA | 1 |  | Included | 0 | 0 | 0 | 0 | 0 | 0 | 0
35 | 7000029471 | 350 | Mandatory spares breakup | 1000016825 | 73082011 |  | 18% |  | OPERATION COUNTER-CB | EA | 1 |  | Included | 0 | 0 | 0 | 0 | 0 | 0 | 0
36 | 7000029471 | 360 | Mandatory spares breakup | 1000030439 | 73082011 |  | 18% |  | SF6 GAS (40% ORDERED QUANTITY) | LS | 1 |  | Included | 0 | 0 | 0 | 0 | 0 | 0 | 0
37 | 7000029471 | 370 | Mandatory spares breakup | 1000001790 | 73082011 |  | 18% |  | 245KV,1600A ISOLATOR POLE | EA | 1 |  | Included | 0 | 0 | 0 | 0 | 0 | 0 | 0
38 | 7000029471 | 380 | Mandatory spares breakup | 1000009794 | 73082011 |  | 18% |  | COPPER CONTACT FINGER-245KV DB ISOLATOR | SET | 2 |  | Included | 0 | 0 | 0 | 0 | 0 | 0 | 0
39 | 7000029471 | 390 | Mandatory spares breakup | 1000009567 | 73121020 |  | 18% |  | CONTACTOR, TIMER, SWITCH-245KV ISOLATOR | SET | 1 |  | Included | 0 | 0 | 0 | 0 | 0 | 0 | 0
40 | 7000029471 | 400 | Mandatory spares breakup | 1000014561 | 85389000 |  | 18% |  | LIMIT SWITCH-245KV ISOLATOR | SET | 2 |  | Included | 0 | 0 | 0 | 0 | 0 | 0 | 0
41 | 7000029460 | 410 | Mandatory spares breakup | 1000021259 | 85352913 |  | 18% |  | TERM PAD+CONNECTOR-245KV 1600A DB ISOL | EA | 3 |  | Included | 0 | 0 | 0 | 0 | 0 | 0 | 0
42 | 7000029460 | 420 | Mandatory spares breakup | 1000030543 | 85353090 |  | 18% |  | CORONA SHIELD RING-245KV DB ISOLATOR -1P | EA | 3 |  | Included | 0 | 0 | 0 | 0 | 0 | 0 | 0
43 | 7000029460 | 430 | Mandatory spares breakup | 1000020417 | 85359090 |  | 18% |  | SURGE ARRESTER,1-PH,216KV | EA | 1 |  | Included | 0 | 0 | 0 | 0 | 0 | 0 | 0
44 | 7000029460 | 440 | Mandatory spares breakup | 1000020440 | 85176210 |  | 18% |  | SURGE MONITOR,1-PH | EA | 5 |  | Included | 0 | 0 | 0 | 0 | 0 | 0 | 0
45 | 7000029460 | 450 | Mandatory spares breakup | 1000001684 | 85462040 |  | 18% |  | 245KV, 1600A, 50KA CT-120% RATING | EA | 1 |  | Included | 0 | 0 | 0 | 0 | 0 | 0 | 0
46 | 7000029460 | 460 | Mandatory spares breakup | 1000001772 | 72169990 |  | 18% |  | 245KV, 4400PF, 1PH CVT | EA | 1 |  | Included | 0 | 0 | 0 | 0 | 0 | 0 | 0
47 | 7000029460 | 470 | Mandatory spares breakup | 1000015978 | 72169990 |  | 18% |  | NUMERICAL DISTANCE RELAY MAIN I | SET | 1 |  | Included | 0 | 0 | 0 | 0 | 0 | 0 | 0
48 | 7000029460 | 480 | Mandatory spares breakup | 1000026235 | 72169990 |  | 18% |  | LINE CURRENT DIFFERENTIAL RELAY | SET | 1 |  | Included | 0 | 0 | 0 | 0 | 0 | 0 | 0
49 | 7000029460 | 490 | Mandatory spares breakup | 1000007627 | 72169990 |  | 18% |  | BAY CONTROL UNIT (IED) OF EACH TYPE | EA | 1 |  | Included | 0 | 0 | 0 | 0 | 0 | 0 | 0
50 | 7000029460 | 500 | Mandatory spares breakup | 1000062004 | 72169990 |  | 18% |  | ETHERNET SWITCH WITH 24 FO PORTS | EA | 1 |  | Included | 0 | 0 | 0 | 0 | 0 | 0 | 0
51 | 7000029460 | 510 | Mandatory spares breakup | 1000011151 | 85446020 |  | 18% |  | ETHERNET SWITCH WITH 12 CU + 6 FO PORTS | EA | 1 |  | Included | 0 | 0 | 0 | 0 | 0 | 0 | 0
52 | 7000029460 | 520 | Illumination | 1000014547 | 85446020 |  | 18% |  | Lighting Panel type ACP-2 as per technical specification | EA | 1 |  | Included | 0 | 0 | 0 | 0 | 0 | 0 | 0
53 | 7000029460 | 530 | Illumination | 1000020262 | 85446020 |  | 18% |  | Sub Lighting panel (outdoor) type SLP (Switchyard and Street Lighting) | EA | 1 |  | Included | 0 | 0 | 0 | 0 | 0 | 0 | 0
54 | 7000029460 | 540 | Illumination | 1000038387 | 85446020 |  | 18% |  | LIGHTING FIXTURE LED LUMINAIRES TYPE FL-1 AS PER TECH. SPECIFICATIONS | EA | 5 |  | Included | 0 | 0 | 0 | 0 | 0 | 0 | 0
55 | 7000029460 | 550 | Earthmat | 1000032055 | 85446020 |  | 18% |  | 40 MM MS ROD FOR MAIN EARTHMAT | KM | 2 |  | Included | 0 | 0 | 0 | 0 | 0 | 0 | 0
56 | 7000029460 | 560 | Air Cond./Fire det/Illumination for SPR | 1000013795 | 85446020 |  | 18% |  | Illumination System for switchyard panel room of 6 m length | LS | 1 |  | Included | 0 | 0 | 0 | 0 | 0 | 0 | 0
57 | 7000029460 | 570 | Air Cond./Fire det/Illumination for SPR | 1000012018 | 85446020 |  | 18% |  | Fire Detection and Alarm System for Switchyard Panel Room of 6 mlength | SET | 1 |  | Included | 0 | 0 | 0 | 0 | 0 | 0 | 0
58 | 7000029460 | 580 | Air Cond./Fire det/Illumination for SPR | 1000006284 | 85446020 |  | 18% |  | Air conditioning system for Switchyard Panel Room of 6m length | SET | 1 |  | Included | 0 | 0 | 0 | 0 | 0 | 0 | 0
59 | 7000029460 | 590 | BOQ of Comm Equip Supply Pugalur | 1000031367 | 85359090 |  | 18% |  | SDH EQUIPMENT (STM-16 MADM UPTO 5 MSP PROTECTED DIRECTIONS)-BASEEQUIPMENT (COMMON CARDS, CROSS CONNECT/CONTROL CARDS, OPTICAL BASECARDS, POWER SUPPLY CARDS, POWER CABLING, OTHER HARDWARE ANDACCESSORIES INCLUDING SUB RACKS, PATCH CORD, DDF ETC FULLY EQUIPEDEXCLUDING OPTICAL INTERFACE & TRIBUTARY CARDS | EA | 1 |  | Included | 0 | 0 | 0 | 0 | 0 | 0 | 0
60 | 7000029460 | 600 | BOQ of Comm Equip Supply Pugalur | 1000018706 | 85389000 |  | 18% |  | S16.1 SFP | EA | 4 |  | Included | 0 | 0 | 0 | 0 | 0 | 0 | 0
61 | 7000029460 | 610 | BOQ of Comm Equip Supply Pugalur | 1000031374 | 85353090 |  | 18% |  | TRIBUTARY INTERFACE- E1 INTERFACE (MINIMUM 16 NOS.) | SET | 2 |  | Included | 0 | 0 | 0 | 0 | 0 | 0 | 0
62 | 7000029460 | 620 | BOQ of Comm Equip Supply Pugalur | 1000034950 | 76169990 |  | 18% |  | ETHERNET INTERFACE 10/100 BASE T WITH LAYER-2 SWITCHING (MIN 8INTERFACES PER CARD) | EA | 2 |  | Included | 0 | 0 | 0 | 0 | 0 | 0 | 0
63 | 7000029460 | 630 | BOQ of Comm Equip Supply Pugalur | 1000031381 | 73082011 |  | 18% |  | TRIBUTARY INTERFACE-GIGABIT ETHERNET INTERFACES 10/100 MBPS WITH LAYER-2 SWITCHING (MINIMUM 2 NOS.) | SET | 1 |  | Included | 0 | 0 | 0 | 0 | 0 | 0 | 0
64 | 7000029460 | 640 | BOQ of Comm Equip Supply Pugalur | 1000026228 | 73082011 |  | 18% |  | Equipment Cabinets For SDH | EA | 1 |  | Included | 0 | 0 | 0 | 0 | 0 | 0 | 0
65 | 7000029460 | 650 | BOQ of Comm Equip Supply Pugalur | 1000037545 | 73082011 |  | 18% |  | 24F (DWSM) APPROACH FIBRE OPTIC CABLE | KM | 1 |  | Included | 0 | 0 | 0 | 0 | 0 | 0 | 0
66 | 7000029460 | 660 | BOQ of Comm Equip Supply Pugalur | 1000066614 | 73082011 |  | 18% |  | GI PIPE INSTALLATION HARDWARE FOR APPROACH CABLING | KM | 1 |  | Included | 0 | 0 | 0 | 0 | 0 | 0 | 0
67 | 7000029460 | 670 | BOQ of Comm Equip Supply Pugalur | 1000066612 | 85353090 |  | 18% |  | GI ELBOW INSTALLATION HARDWARE FOR APPROAH CABLING | EA | 100 |  | Included | 0 | 0 | 0 | 0 | 0 | 0 | 0
68 | 7000029460 | 680 | BOQ of Comm Equip Supply Pugalur | 1000066613 | 85359090 |  | 18% |  | GI FLEXIBLE CONDUIT INSTALLATION HARDWARE FOR APPROAH CABLING | EA | 75 |  | Included | 0 | 0 | 0 | 0 | 0 | 0 | 0
69 | 7000029460 | 690 | BOQ of Comm Equip Supply Pugalur | 1000023471 | 85176210 |  | 18% |  | OPGW Fibre Optic Distribution Panel (FODP): Indoor Type: 96F | EA | 2 |  | Included | 0 | 0 | 0 | 0 | 0 | 0 | 0
70 | 7000029460 | 700 | BOQ of Comm Equip Mandatory Spare | 1000031369 | 85462040 |  | 18% |  | SDH EQUIPMENT (STM-16 MADM UPTO 5 MSP PROTECTED DIRECTIONS)-COMMONCARDS, CROSS-CONNECT/CONTROL CARDS, OPTICAL BASE CARD, POWER SUPPLYCARDS, POWER CABLING, OTHER HARDWARE & ACCESSORIES (EACH). | SET | 1 |  | Included | 0 | 0 | 0 | 0 | 0 | 0 | 0
71 | 7000029460 | 710 | BOQ of Comm Equip Mandatory Spare | 1000018706 | 72169990 |  | 18% |  | S16.1 SFP | EA | 1 |  | Included | 0 | 0 | 0 | 0 | 0 | 0 | 0
72 | 7000029460 | 720 | BOQ of Comm Equip Mandatory Spare | 1000031374 | 72169990 |  | 18% |  | TRIBUTARY INTERFACE- E1 INTERFACE (MINIMUM 16 NOS.) | SET | 1 |  | Included | 0 | 0 | 0 | 0 | 0 | 0 | 0
73 | 7000029460 | 730 | BOQ of Comm Equip Mandatory Spare | 1000034950 | 72169990 |  | 18% |  | ETHERNET INTERFACE 10/100 BASE T WITH LAYER-2 SWITCHING (MIN 8INTERFACES PER CARD) | EA | 1 |  | Included | 0 | 0 | 0 | 0 | 0 | 0 | 0
74 | 7000029460 | 740 | BOQ of Comm Equip Mandatory Spare | 1000031381 | 72169990 |  | 18% |  | TRIBUTARY INTERFACE-GIGABIT ETHERNET INTERFACES 10/100 MBPS WITH LAYER-2 SWITCHING (MINIMUM 2 NOS.) | SET | 1 |  | Included | 0 | 0 | 0 | 0 | 0 | 0 | 0
75 | 7000029460 | 750 | BOQ of Comm Equip Mandatory Spare | 1000031398 | 72169990 |  | 18% |  | PRE CONNECTORIZED OPTICAL FIBER PATCH CORDS(10 MTRS) â€“ PACK OF SIXPATCH CORDS | SET | 1 |  | Included | 0 | 0 | 0 | 0 | 0 | 0 | 0
76 | 7000029460 | 760 | BOQ of Comm Equip Mandatory Spare | 1000037545 | 85446020 |  | 18% |  | 24F (DWSM) APPROACH FIBRE OPTIC CABLE | KM | 1 |  | Included | 0 | 0 | 0 | 0 | 0 | 0 | 0
77 | 7000029460 | 770 | BOQ of Comm Equip Mandatory Spare | 1000066614 | 85446020 |  | 18% |  | GI PIPE INSTALLATION HARDWARE FOR APPROACH CABLING | KM | 0.035 |  | Included | 0 | 0 | 0 | 0 | 0 | 0 | 0
78 | 7000029460 | 780 | BOQ of Comm Equip Mandatory Spare | 1000066612 | 85446020 |  | 18% |  | GI ELBOW INSTALLATION HARDWARE FOR APPROAH CABLING | EA | 4 |  | Included | 0 | 0 | 0 | 0 | 0 | 0 | 0
79 | 7000029460 | 790 | BOQ of Comm Equip Mandatory Spare | 1000066613 | 85446020 |  | 18% |  | GI FLEXIBLE CONDUIT INSTALLATION HARDWARE FOR APPROAH CABLING | EA | 3 |  | Included | 0 | 0 | 0 | 0 | 0 | 0 | 0
80 | 7000029460 | 800 | VMS | 1000030433 | 85446020 |  | 18% |  | COLOR IP CAMERA, WITH PAN, TILT AND ZOOM FACILITIES, ALONGWITH ALLREQUIRED ITEMS, ACCESSORIES, LINE INTERFACE UNITS, FIBER PATCH CORDS,POWER SUPPLY UNITS, JUNCTION BOXES, CABLES, FIBER OPTIC CABLES, ETC.,AND INCLUDING INTEGRATION IN EXISTING HARDWARE AND SOFTWARE FORAUGMENTATION OF VISUAL MONITORING SYSTEM AS PER TECHNICALSPECIFICATION. | SET | 2 |  | Included | 0 | 0 | 0 | 0 | 0 | 0 | 0
81 | 7000029460 | 810 | PMU BOQ for 230kV Pugalur | 1000017518 | 85446020 |  | 18% |  | PMU with GPS Clock (clock can be either internal or external) | EA | 1 |  | Included | 0 | 0 | 0 | 0 | 0 | 0 | 0
82 | 7000029460 | 820 | PMU BOQ for 230kV Pugalur | 1000022512 | 85446020 |  | 18% |  | WAMS Hardware - Time System (GPS receiver) | EA | 1 |  | Included | 0 | 0 | 0 | 0 | 0 | 0 | 0
83 | 7000029460 | 830 | PMU BOQ for 230kV Pugalur | 1000071061 | 85446020 |  | 18% |  | SUBSTATION GRADE LAYER 2 LAN SWITCH | EA | 1 |  | Included | 0 | 0 | 0 | 0 | 0 | 0 | 0
84 | 7000029460 | 840 | PMU BOQ for 230kV Pugalur | 1000071062 | 85389000 |  | 18% |  | SUBSTATION GRADE LAYER 3 LAN SWITCH | EA | 1 |  | Included | 0 | 0 | 0 | 0 | 0 | 0 | 0
85 | 7000029460 | 850 | PMU BOQ for 230kV Pugalur | 1000022487 | 85353090 |  | 18% |  | WAMS Miscellaneous - Armored Fibre Optic Cable and associatedtermination (e.g. L2 Switch) for connecting PMU panels located indifferent control room of a station | EA | 1 |  | Included | 0 | 0 | 0 | 0 | 0 | 0 | 0
86 | 7000029460 | 860 | PMU BOQ for 230kV Pugalur | 1000030641 | 76169990 |  | 18% |  | LIU - FO PATCH PANEL-12 PORT | EA | 2 |  | Included | 0 | 0 | 0 | 0 | 0 | 0 | 0
87 | 7000029460 | 870 | STEEL STRUCTURES | 1000015954 | 73082011 |  | 18% |  | Fabrication, galvanising and supply of Lattice Structures (MS Steel),to be designed during detailed engineering, for towers, beams andequipment support structure including pack plates / packwashers andgusset plates excluding fasteners and foundation bolts | MT | 26 |  | Included | 0 | 0 | 0 | 0 | 0 | 0 | 0
88 | 7000029460 | 880 | STEEL STRUCTURES | 1000015952 | 73082011 |  | 18% |  | Fabrication, galvanising and supply of Equipment Support (Pipe)Structures to be designed during detailed engineering | MT | 8 |  | Included | 0 | 0 | 0 | 0 | 0 | 0 | 0
89 | 7000029460 | 890 | STEEL STRUCTURES | 1000011713 | 73082011 |  | 18% |  | Fabrication, galvanising and supply of fasteners ( nuts, bolts andwashers ) including step bolts for lattice and pipe structures to bedesigned during detailed engineering | MT | 2 |  | Included | 0 | 0 | 0 | 0 | 0 | 0 | 0
90 | 7000029460 | 900 | STEEL STRUCTURES | 1000012373 | 73082011 |  | 18% |  | Fabrication, galvanising and supply of foundation bolts including nuts,checknut and washers for lattice and pipe structures to be designedduring detailed engineering | MT | 4 |  | Included | 0 | 0 | 0 | 0 | 0 | 0 | 0
[7 empty] | Total Ex-works Price | [5 empty] | 0 |  | 0 |  |  | 0 | 0 | 0
[7 empty] | Total GST Tax as confirmed by Bidder | [5 empty] | 0
Note : | Specify amount of GST on the transaction between the Contractor and the Employer.
* | In case the bidder leaves the cell for confirmation of the HSN code and/or GST rate “blank”, the HSN code and corresponding GST rate indicated by the Employer shall be deemed to be the one confirmed by the Bidder.
Date : | --
Place : | [10 empty] | Printed Name :
Designation :
Click for Sch-2

## Sch-2
Specification No: SR2/NT/W-AIS/DOM/C00/25/06026 | [8 empty] | Schedule - 2
CONSTRUCTION OF 1 NO. OF 230KV LINE BAY AT PUGALUR (EXISTING) 400/230KV SUB-STATION FOR INTEGRATION OF RE GENERATION PROJECT
(SCHEDULE OF RATES AND PRICES)
Bidder’s Name and Address (Sole Bidder) : | [7 empty] | To:
Contracts Services, 3rd Floor
Name : | [7 empty] | Power Grid Corporation of India Ltd.,
Address : | [7 empty] | "Saudamini", Plot No.-2
Sector-29,
Gurugram (Haryana) - 122001
Local Transportation, In-transit insurance, loading and unloading
All Prices are in Indian Rupees.
SI. No. | PR No | Line Item No | Activity Description | Material Code | Description | Unit | Quantity | Unit Freight, In-transit Insurance, loading & unloading Charges | Total Freight, In-transit Insurance, loading & unloading Charges
1 | 2 | 3 | 4 | 5 | 4 | 5 | 6 | 7 | 8= 6 x 7
1 | 7000029471 | 10 | 245kV, 50kA AIS EQUIPMENT | 1000001683 | 245kV, 1600A, 50KA Circuit Breaker(3-Phase) with support structure | EA | 1 |  | Included | 0 | 0 | #VALUE!
2 | 7000029471 | 20 | 245kV, 50kA AIS EQUIPMENT | 1000001684 | 245 kV, 1600A, 50KA, 1-Phase CurrentTransformer with 120% extended currentrating | EA | 3 |  | Included | 0 | 0 | #VALUE!
3 | 7000029471 | 30 | 245kV, 50kA AIS EQUIPMENT | 1000001688 | 245kV, 1600A, 50 KA, 3-phase DoubleBreak Isolator with one E/S | EA | 1 |  | Included | 0 | 0 | #VALUE!
4 | 7000029471 | 40 | 245kV, 50kA AIS EQUIPMENT | 1000001689 | 245kV, 1600A, 50 KA, 3-phase DoubleBreak Isolator with two E/S | EA | 1 |  | Included | 0 | 0 | #VALUE!
5 | 7000029471 | 50 | 245kV, 50kA AIS EQUIPMENT | 1000032777 | 245KV, 1600 A, 50KA, 3-PHASE, DOUBLE BREAK TANDEM ISOLATOR WITHOUT E/S | EA | 2 |  | Included | 0 | 0 | #VALUE!
6 | 7000029471 | 60 | 245kV, 50kA AIS EQUIPMENT | 1000020417 | 216kV Surge Arrester (1-phase) | EA | 3 |  | Included | 0 | 0 | #VALUE!
7 | 7000029471 | 70 | 245kV, 50kA AIS EQUIPMENT | 1000001695 | 245 kV, 1 phase Bus Post Insulator (except for Line Traps) | EA | 12 |  | Included | 0 | 0 | #VALUE!
8 | 7000029471 | 80 | 245kV, 50kA AIS EQUIPMENT | 1000001694 | 245 kV ,1 phase Bus Post Insulators for Line Traps | EA | 6 |  | Included | 0 | 0 | #VALUE!
9 | 7000029471 | 90 | 245kV, 50kA AIS EQUIPMENT | 1000001772 | 245 kV, 4400pf Capacitive Voltage Transformer (1- Phase) | EA | 3 |  | Included | 0 | 0 | #VALUE!
10 | 7000029471 | 100 | 245kV, 50kA AIS EQUIPMENT | 1000001568 | 220kV,1600A,0.5mH ,50kA Line Trap | EA | 2 |  | Included | 0 | 0 | #VALUE!
11 | 7000029471 | 110 | METERING PURPOSE | 1000001772 | 245kV Voltage Transformer (1- Phase) | EA | 3 |  | Included | 0 | 0 | #VALUE!
12 | 7000029471 | 120 | METERING PURPOSE | 1000001684 | 245 kV, 1600A, 50KA, 1-Phase CurrentTransformer with 120% extended currentrating | EA | 3 |  | Included | 0 | 0 | #VALUE!
13 | 7000029471 | 130 | Erection Hardware for 220 kV DMT Type S | 1000011261 | Erection Hardware for 220kV layout (Double Main and TransferScheme)-Line Bay as per technical specification | SET | 1 |  | Included | 0 | 0 | #VALUE!
14 | 7000029471 | 140 | Erection Hardware for 220 kV DMT Type S | 1000011256 | Erection Hardware for 220kV layout (Double Main and Transfer Scheme)-Bus work (two Bay) as per technical specification | SET | 1 |  | Included | 0 | 0 | #VALUE!
15 | 7000029471 | 150 | 220kV Insulator and Hardware | 1000055975 | 220KV SUSPENSION INSULATOR STRING AND ASSOCIATED HARDWARE FITTINGSWITH DROP CLAMP SUITABLE FOR TWIN CONDUCTOR | EA | 3 |  | Included | 0 | 0 | #VALUE!
16 | 7000029471 | 160 | 220kV Insulator and Hardware | 1000055982 | 220KV TENSION INSULATOR STRING AND ASSOCIATED HARDWARE FITTINGS WITHTURN BUCKLE SUITABLE FOR SINGLE CONDUCTOR | EA | 3 |  | Included | 0 | 0 | #VALUE!
17 | 7000029471 | 170 | CRP for 220kV Bays with SAS | 1000001170 | 220kV Circuit Breaker Relay Panel with Auto Reclose (with Automation) | EA | 1 |  | Included | 0 | 0 | #VALUE!
18 | 7000029471 | 180 | CRP for 220kV Bays with SAS | 1000001330 | 220kV Line Protection Panel (with Automation) | EA | 1 |  | Included | 0 | 0 | #VALUE!
19 | 7000029471 | 190 | CRP for 220kV Bays with SAS | 1000001167 | Augmentation of existing 220kV bus bar protection scheme.(No. of baysas per specification)-(with Automation) | SET | 1 |  | Included | 0 | 0 | #VALUE!
20 | 7000029471 | 200 | SAS-AUG | 1000001333 | Augmentation of Substation automation System for 220kV bay as perTechnical Specification | EA | 1 |  | Included | 0 | 0 | #VALUE!
21 | 7000029471 | 210 | POWER & CONTROL CABLE |  | 1.1kV grade Control Cables (PVCinsulated) along withlugs,glands,straight joints &accessories,etc. | LS | 1 |  | Included | 0 | 0 | #VALUE!
22 | 7000029471 | 220 | POWER & CONTROL CABLE |  | 1.1kV grade Power Cables (PVCinsulated)along withlugs,glands,straight joints &accessories,etc. | LS | 1 |  | Included | 0 | 0 | #VALUE!
23 | 7000029471 | 230 | Mandatory spares breakup | 1000001797 | 245KV, 1600A, 50KA SF6 CB POLE | EA | 1 |  | Included | 0 | 0 | #VALUE!
24 | 7000029471 | 240 | Mandatory spares breakup | 1000013159 | GRADING CAPACITOR-245KV SF6 CB | EA | 2 |  | Included | 0 | 0 | #VALUE!
25 | 7000029471 | 250 | Mandatory spares breakup | 1000013055 | GASKET, O RING, SEAL FOR SF6-245KV CB | SET | 1 |  | Included | 0 | 0 | #VALUE!
26 | 7000029471 | 260 | Mandatory spares breakup | 1000021853 | TRIP COIL ASSY FOR 245KV SF6 CB | EA | 2 |  | Included | 0 | 0 | #VALUE!
27 | 7000029471 | 270 | Mandatory spares breakup | 1000009186 | CLOSING COIL ASSY FOR 245KV SF6 CB | EA | 2 |  | Included | 0 | 0 | #VALUE!
28 | 7000029471 | 280 | Mandatory spares breakup | 1000021434 | TERMINAL PAD-245KV SF6 CB | EA | 2 |  | Included | 0 | 0 | #VALUE!
29 | 7000029471 | 290 | Mandatory spares breakup | 1000015547 | MOLECULAR FILTER-245KV CIRCUIT BREAKER | EA | 2 |  | Included | 0 | 0 | #VALUE!
30 | 7000029471 | 300 | Mandatory spares breakup | 1000018387 | RELAY,CONTACTOR,SWITCH,PUSH BUT-245KV CB | SET | 1 |  | Included | 0 | 0 | #VALUE!
31 | 7000029471 | 310 | Mandatory spares breakup | 1000019006 | SF6 PRESSURE/DENSITY MON/SWITCH | SET | 1 |  | Included | 0 | 0 | #VALUE!
32 | 7000029471 | 320 | Mandatory spares breakup | 1000006919 | AUX SWITCH/CONTACT ASSY-245KV SF6 CB | SET | 1 |  | Included | 0 | 0 | #VALUE!
33 | 7000029471 | 330 | Mandatory spares breakup | 1000028467 | CORONA RING-245KV CB | EA | 1 |  | Included | 0 | 0 | #VALUE!
34 | 7000029471 | 340 | Mandatory spares breakup | 1000032882 | OPERATING MECHANISM-245KV SF6 CB (SO) | EA | 1 |  | Included | 0 | 0 | #VALUE!
35 | 7000029471 | 350 | Mandatory spares breakup | 1000016825 | OPERATION COUNTER-CB | EA | 1 |  | Included | 0 | 0 | #VALUE!
36 | 7000029471 | 360 | Mandatory spares breakup | 1000030439 | SF6 GAS (40% ORDERED QUANTITY) | LS | 1 |  | Included | 0 | 0 | #VALUE!
37 | 7000029471 | 370 | Mandatory spares breakup | 1000001790 | 245KV,1600A ISOLATOR POLE | EA | 1 |  | Included | 0 | 0 | #VALUE!
38 | 7000029471 | 380 | Mandatory spares breakup | 1000009794 | COPPER CONTACT FINGER-245KV DB ISOLATOR | SET | 2 |  | Included | 0 | 0 | #VALUE!
39 | 7000029471 | 390 | Mandatory spares breakup | 1000009567 | CONTACTOR, TIMER, SWITCH-245KV ISOLATOR | SET | 1 |  | Included | 0 | 0 | #VALUE!
40 | 7000029471 | 400 | Mandatory spares breakup | 1000014561 | LIMIT SWITCH-245KV ISOLATOR | SET | 2 |  | Included | 0 | 0 | #VALUE!
41 | 7000029460 | 410 | Mandatory spares breakup | 1000021259 | TERM PAD+CONNECTOR-245KV 1600A DB ISOL | EA | 3 |  | Included | 0 | 0 | #VALUE!
42 | 7000029460 | 420 | Mandatory spares breakup | 1000030543 | CORONA SHIELD RING-245KV DB ISOLATOR -1P | EA | 3 |  | Included | 0 | 0 | #VALUE!
43 | 7000029460 | 430 | Mandatory spares breakup | 1000020417 | SURGE ARRESTER,1-PH,216KV | EA | 1 |  | Included | 0 | 0 | #VALUE!
44 | 7000029460 | 440 | Mandatory spares breakup | 1000020440 | SURGE MONITOR,1-PH | EA | 5 |  | Included | 0 | 0 | #VALUE!
45 | 7000029460 | 450 | Mandatory spares breakup | 1000001684 | 245KV, 1600A, 50KA CT-120% RATING | EA | 1 |  | Included | 0 | 0 | #VALUE!
46 | 7000029460 | 460 | Mandatory spares breakup | 1000001772 | 245KV, 4400PF, 1PH CVT | EA | 1 |  | Included | 0 | 0 | #VALUE!
47 | 7000029460 | 470 | Mandatory spares breakup | 1000015978 | NUMERICAL DISTANCE RELAY MAIN I | SET | 1 |  | Included | 0 | 0 | #VALUE!
48 | 7000029460 | 480 | Mandatory spares breakup | 1000026235 | LINE CURRENT DIFFERENTIAL RELAY | SET | 1 |  | Included | 0 | 0 | #VALUE!
49 | 7000029460 | 490 | Mandatory spares breakup | 1000007627 | BAY CONTROL UNIT (IED) OF EACH TYPE | EA | 1 |  | Included | 0 | 0 | #VALUE!
50 | 7000029460 | 500 | Mandatory spares breakup | 1000062004 | ETHERNET SWITCH WITH 24 FO PORTS | EA | 1 |  | Included | 0 | 0 | #VALUE!
51 | 7000029460 | 510 | Mandatory spares breakup | 1000011151 | ETHERNET SWITCH WITH 12 CU + 6 FO PORTS | EA | 1 |  | Included | 0 | 0 | #VALUE!
52 | 7000029460 | 520 | Illumination | 1000014547 | Lighting Panel type ACP-2 as per technical specification | EA | 1 |  | Included | 0 | 0 | #VALUE!
53 | 7000029460 | 530 | Illumination | 1000020262 | Sub Lighting panel (outdoor) type SLP (Switchyard and Street Lighting) | EA | 1 |  | Included | 0 | 0 | #VALUE!
54 | 7000029460 | 540 | Illumination | 1000038387 | LIGHTING FIXTURE LED LUMINAIRES TYPE FL-1 AS PER TECH. SPECIFICATIONS | EA | 5 |  | Included | 0 | 0 | #VALUE!
55 | 7000029460 | 550 | Earthmat | 1000032055 | 40 MM MS ROD FOR MAIN EARTHMAT | KM | 2 |  | Included | 0 | 0 | #VALUE!
56 | 7000029460 | 560 | Air Cond./Fire det/Illumination for SPR | 1000013795 | Illumination System for switchyard panel room of 6 m length | LS | 1 |  | Included | 0 | 0 | #VALUE!
57 | 7000029460 | 570 | Air Cond./Fire det/Illumination for SPR | 1000012018 | Fire Detection and Alarm System for Switchyard Panel Room of 6 mlength | SET | 1 |  | Included | 0 | 0 | #VALUE!
58 | 7000029460 | 580 | Air Cond./Fire det/Illumination for SPR | 1000006284 | Air conditioning system for Switchyard Panel Room of 6m length | SET | 1 |  | Included | 0 | 0 | #VALUE!
59 | 7000029460 | 590 | BOQ of Comm Equip Supply Pugalur | 1000031367 | SDH EQUIPMENT (STM-16 MADM UPTO 5 MSP PROTECTED DIRECTIONS)-BASEEQUIPMENT (COMMON CARDS, CROSS CONNECT/CONTROL CARDS, OPTICAL BASECARDS, POWER SUPPLY CARDS, POWER CABLING, OTHER HARDWARE ANDACCESSORIES INCLUDING SUB RACKS, PATCH CORD, DDF ETC FULLY EQUIPEDEXCLUDING OPTICAL INTERFACE & TRIBUTARY CARDS | EA | 1 |  | Included | 0 | 0 | #VALUE!
60 | 7000029460 | 600 | BOQ of Comm Equip Supply Pugalur | 1000018706 | S16.1 SFP | EA | 4 |  | Included | 0 | 0 | #VALUE!
61 | 7000029460 | 610 | BOQ of Comm Equip Supply Pugalur | 1000031374 | TRIBUTARY INTERFACE- E1 INTERFACE (MINIMUM 16 NOS.) | SET | 2 |  | Included | 0 | 0 | #VALUE!
62 | 7000029460 | 620 | BOQ of Comm Equip Supply Pugalur | 1000034950 | ETHERNET INTERFACE 10/100 BASE T WITH LAYER-2 SWITCHING (MIN 8INTERFACES PER CARD) | EA | 2 |  | Included | 0 | 0 | #VALUE!
63 | 7000029460 | 630 | BOQ of Comm Equip Supply Pugalur | 1000031381 | TRIBUTARY INTERFACE-GIGABIT ETHERNET INTERFACES 10/100 MBPS WITH LAYER-2 SWITCHING (MINIMUM 2 NOS.) | SET | 1 |  | Included | 0 | 0 | #VALUE!
64 | 7000029460 | 640 | BOQ of Comm Equip Supply Pugalur | 1000026228 | Equipment Cabinets For SDH | EA | 1 |  | Included | 0 | 0 | #VALUE!
65 | 7000029460 | 650 | BOQ of Comm Equip Supply Pugalur | 1000037545 | 24F (DWSM) APPROACH FIBRE OPTIC CABLE | KM | 1 |  | Included | 0 | 0 | #VALUE!
66 | 7000029460 | 660 | BOQ of Comm Equip Supply Pugalur | 1000066614 | GI PIPE INSTALLATION HARDWARE FOR APPROACH CABLING | KM | 1 |  | Included | 0 | 0 | #VALUE!
67 | 7000029460 | 670 | BOQ of Comm Equip Supply Pugalur | 1000066612 | GI ELBOW INSTALLATION HARDWARE FOR APPROAH CABLING | EA | 100 |  | Included | 0 | 0 | #VALUE!
68 | 7000029460 | 680 | BOQ of Comm Equip Supply Pugalur | 1000066613 | GI FLEXIBLE CONDUIT INSTALLATION HARDWARE FOR APPROAH CABLING | EA | 75 |  | Included | 0 | 0 | #VALUE!
69 | 7000029460 | 690 | BOQ of Comm Equip Supply Pugalur | 1000023471 | OPGW Fibre Optic Distribution Panel (FODP): Indoor Type: 96F | EA | 2 |  | Included | 0 | 0 | #VALUE!
70 | 7000029460 | 700 | BOQ of Comm Equip Mandatory Spare | 1000031369 | SDH EQUIPMENT (STM-16 MADM UPTO 5 MSP PROTECTED DIRECTIONS)-COMMONCARDS, CROSS-CONNECT/CONTROL CARDS, OPTICAL BASE CARD, POWER SUPPLYCARDS, POWER CABLING, OTHER HARDWARE & ACCESSORIES (EACH). | SET | 1 |  | Included | 0 | 0 | #VALUE!
71 | 7000029460 | 710 | BOQ of Comm Equip Mandatory Spare | 1000018706 | S16.1 SFP | EA | 1 |  | Included | 0 | 0 | #VALUE!
72 | 7000029460 | 720 | BOQ of Comm Equip Mandatory Spare | 1000031374 | TRIBUTARY INTERFACE- E1 INTERFACE (MINIMUM 16 NOS.) | SET | 1 |  | Included | 0 | 0 | #VALUE!
73 | 7000029460 | 730 | BOQ of Comm Equip Mandatory Spare | 1000034950 | ETHERNET INTERFACE 10/100 BASE T WITH LAYER-2 SWITCHING (MIN 8INTERFACES PER CARD) | EA | 1 |  | Included | 0 | 0 | #VALUE!
74 | 7000029460 | 740 | BOQ of Comm Equip Mandatory Spare | 1000031381 | TRIBUTARY INTERFACE-GIGABIT ETHERNET INTERFACES 10/100 MBPS WITH LAYER-2 SWITCHING (MINIMUM 2 NOS.) | SET | 1 |  | Included | 0 | 0 | #VALUE!
75 | 7000029460 | 750 | BOQ of Comm Equip Mandatory Spare | 1000031398 | PRE CONNECTORIZED OPTICAL FIBER PATCH CORDS(10 MTRS) â€“ PACK OF SIXPATCH CORDS | SET | 1 |  | Included | 0 | 0 | #VALUE!
76 | 7000029460 | 760 | BOQ of Comm Equip Mandatory Spare | 1000037545 | 24F (DWSM) APPROACH FIBRE OPTIC CABLE | KM | 1 |  | Included | 0 | 0 | #VALUE!
77 | 7000029460 | 770 | BOQ of Comm Equip Mandatory Spare | 1000066614 | GI PIPE INSTALLATION HARDWARE FOR APPROACH CABLING | KM | 0.035 |  | Included | 0 | 0 | #VALUE!
78 | 7000029460 | 780 | BOQ of Comm Equip Mandatory Spare | 1000066612 | GI ELBOW INSTALLATION HARDWARE FOR APPROAH CABLING | EA | 4 |  | Included | 0 | 0 | #VALUE!
79 | 7000029460 | 790 | BOQ of Comm Equip Mandatory Spare | 1000066613 | GI FLEXIBLE CONDUIT INSTALLATION HARDWARE FOR APPROAH CABLING | EA | 3 |  | Included | 0 | 0 | #VALUE!
80 | 7000029460 | 800 | VMS | 1000030433 | COLOR IP CAMERA, WITH PAN, TILT AND ZOOM FACILITIES, ALONGWITH ALLREQUIRED ITEMS, ACCESSORIES, LINE INTERFACE UNITS, FIBER PATCH CORDS,POWER SUPPLY UNITS, JUNCTION BOXES, CABLES, FIBER OPTIC CABLES, ETC.,AND INCLUDING INTEGRATION IN EXISTING HARDWARE AND SOFTWARE FORAUGMENTATION OF VISUAL MONITORING SYSTEM AS PER TECHNICALSPECIFICATION. | SET | 2 |  | Included | 0 | 0 | #VALUE!
81 | 7000029460 | 810 | PMU BOQ for 230kV Pugalur | 1000017518 | PMU with GPS Clock (clock can be either internal or external) | EA | 1 |  | Included | 0 | 0 | #VALUE!
82 | 7000029460 | 820 | PMU BOQ for 230kV Pugalur | 1000022512 | WAMS Hardware - Time System (GPS receiver) | EA | 1 |  | Included | 0 | 0 | #VALUE!
83 | 7000029460 | 830 | PMU BOQ for 230kV Pugalur | 1000071061 | SUBSTATION GRADE LAYER 2 LAN SWITCH | EA | 1 |  | Included | 0 | 0 | #VALUE!
84 | 7000029460 | 840 | PMU BOQ for 230kV Pugalur | 1000071062 | SUBSTATION GRADE LAYER 3 LAN SWITCH | EA | 1 |  | Included | 0 | 0 | #VALUE!
85 | 7000029460 | 850 | PMU BOQ for 230kV Pugalur | 1000022487 | WAMS Miscellaneous - Armored Fibre Optic Cable and associatedtermination (e.g. L2 Switch) for connecting PMU panels located indifferent control room of a station | EA | 1 |  | Included | 0 | 0 | #VALUE!
86 | 7000029460 | 860 | PMU BOQ for 230kV Pugalur | 1000030641 | LIU - FO PATCH PANEL-12 PORT | EA | 2 |  | Included | 0 | 0 | #VALUE!
87 | 7000029460 | 870 | STEEL STRUCTURES | 1000015954 | Fabrication, galvanising and supply of Lattice Structures (MS Steel),to be designed during detailed engineering, for towers, beams andequipment support structure including pack plates / packwashers andgusset plates excluding fasteners and foundation bolts | MT | 26 |  | Included | 0 | 0 | #VALUE!
88 | 7000029460 | 880 | STEEL STRUCTURES | 1000015952 | Fabrication, galvanising and supply of Equipment Support (Pipe)Structures to be designed during detailed engineering | MT | 8 |  | Included | 0 | 0 | #VALUE!
89 | 7000029460 | 890 | STEEL STRUCTURES | 1000011713 | Fabrication, galvanising and supply of fasteners ( nuts, bolts andwashers ) including step bolts for lattice and pipe structures to bedesigned during detailed engineering | MT | 2 |  | Included | 0 | 0 | #VALUE!
90 | 7000029460 | 900 | STEEL STRUCTURES | 1000012373 | Fabrication, galvanising and supply of foundation bolts including nuts,checknut and washers for lattice and pipe structures to be designedduring detailed engineering | MT | 4 |  | Included | 0 | 0 | #VALUE!
[5 empty] | Total F&I Price |  |  |  | 0 | 0 | 0
# | Bidders to note that the item description under various schedules are through unique material ID for respective items under SAP ERP System and therefore, identical item description appears in schedule-1(Ex-works) & schedule-2(F&I). However, the prices to be quoted in Price Schedule-2(F&I) shall be towards Local Transportation, Insurance and other Incidental Services only in line with clause ITB 11.4(b).
Date: | --
Place: | [6 empty] | Printed Name :
Designation :
Click for Sch-3

## Sch-3
Specification No: SR2/NT/W-AIS/DOM/C00/25/06026 | [14 empty] | Schedule - 3
CONSTRUCTION OF 1 NO. OF 230KV LINE BAY AT PUGALUR (EXISTING) 400/230KV SUB-STATION FOR INTEGRATION OF RE GENERATION PROJECT | [19 empty] | As per Lum-sum |  | 0%
(SCHEDULE OF RATES AND PRICES ) | [19 empty] | AS per Percent |  | #REF!
[20 empty] | As per lum-sum on Sch-3 |  | 0%
Bidder’s Name and Address (Sole Bidder) : | [11 empty] | To: | [7 empty] | As per Percent on Sch-3 |  | #REF!
0 | [11 empty] | Contracts Services, 3rd Floor | [7 empty] | Total Discount |  | #REF!
Name : | [11 empty] | Power Grid Corporation of India Ltd.,
Address : | [11 empty] | "Saudamini", Plot No.-2
[12 empty] | Sector-29, | [7 empty] | Multipackage lum-sum |  | #REF!
Gurugram (Haryana) - 122001
Installation Charges : | [20 empty] | Amount after Discount (Rs.) |  | Dis Alert | Amount after MPD (Rs.)
All Prices are in Indian Rupees.
SI. No. | PR No | Line Item No | Activity Header | PR Activity No | Activity Description | Service Code | SAC (Service Accounting Codes) | Whether SAC in column '8’ is confirmed. If not indicate applicable the SAC * | Rate of GST applicable ( in %) | Whether rate of GST in column ‘4’ is confirmed. If not indicate applicable rate of GST * | Description | Unit | Quantity | Unit Erection Charges | Total Erection Charges | Total GST as confirmed by Bidder |  |  |  |  | Unit Erection Charges | Total Erection Charges |  | Unit Erection Charges | Total Erection Charges
1 | 2 | 3 | 4 | 5 | 6 | 7 | 8 | 9 | 10 | 11 | 12 | 13 | 14 | 15 | 16 = 14 x 15 | 17 |  |  |  |  | 5 | 6 = 4 x 5 |  | 5 | 6 = 4 x 5
1 | 7000029460 | 10 | 70 | 10 | 245kV, 50kA AIS EQUIPMENT | 100003634 | 998736 |  | 18% |  | 245 kV 1600A, 50KA Circuit Breakers (3-Phase) with support | EA | 1 |  | Included | 0 | 0 | 0 | 0
2 | 7000029460 | 20 | 70 | 20 | 245kV, 50kA AIS EQUIPMENT | 100001989 | 998736 |  | 18% |  | 245 kV, 1600A, 50KA, 1-Phase CurrentTransformer with 120% extended currentrating | EA | 3 |  | Included | 0 | 0 | 0 | 0
3 | 7000029460 | 30 | 100 | 10 | 245kV, 50kA AIS EQUIPMENT | 100002014 | 998736 |  | 18% |  | 245kV, 1600A, 50 KA, 3-phase DoubleBreak Isolator with one E/S | EA | 1 |  | Included | 0 | 0 | 0 | 0
4 | 7000029460 | 40 | 100 | 20 | 245kV, 50kA AIS EQUIPMENT | 100002013 | 998736 |  | 18% |  | 245kV, 1600A, 50 KA, 3-phase DoubleBreak Isolator with two E/S | EA | 1 |  | Included | 0 | 0 | 0 | 0
5 | 7000029460 | 50 | 100 | 30 | 245kV, 50kA AIS EQUIPMENT | 100002016 | 998736 |  | 18% |  | 245kV, 1600A, 50 KA, 3-phase DoubleBreak Tandem Isolator without E/S | EA | 2 |  | Included | 0 | 0 | 0 | 0
6 | 7000029460 | 60 | 100 | 40 | 245kV, 50kA AIS EQUIPMENT | 100000484 | 998734 |  | 18% |  | 216kV Surge Arrester (1-phase) | EA | 3 |  | Included | 0 | 0 | 0 | 0
7 | 7000029460 | 70 | 100 | 50 | 245kV, 50kA AIS EQUIPMENT | 100000498 | 998734 |  | 18% |  | 245 kV,1 phase Bus Post Insulator (except for Line Traps) | EA | 12 |  | Included | 0 | 0 | 0 | 0
8 | 7000029460 | 80 | 110 | 10 | 245kV, 50kA AIS EQUIPMENT | 100000884 | 998731 |  | 18% |  | 245 kV ,1 phase Bus Post Insulators for Line Traps | EA | 6 |  | Included | 0 | 0 | 0 | 0
9 | 7000029460 | 90 | 110 | 20 | 245kV, 50kA AIS EQUIPMENT | 100000448 | 998731 |  | 18% |  | 245 kV, 4400pf Capacitive Voltage Transformer (1- Phase) | EA | 3 |  | Included | 0 | 0 | 0 | 0
10 | 7000029460 | 100 | 115 | 10 | 245kV, 50kA AIS EQUIPMENT | 100002048 | 998731 |  | 18% |  | 220kV,1600A,0.5mH ,50kA Line Trap | EA | 2 |  | Included | 0 | 0 | 0 | 0
11 | 7000029460 | 110 | 115 | 20 | Erection Hardware for 220 kV DMT Type S | 100000485 | 998731 |  | 18% |  | Erection Hardware for 220kV layout (Double Main and Transfer Scheme as per SLD)-Line Bay as per specification | SET | 1 |  | Included | 0 | 0 | 0 | 0
12 | 7000029460 | 120 | 115 | 30 | Erection Hardware for 220 kV DMT Type S | 100000490 | 998731 |  | 18% |  | Erection Hardware for 220kV layout (Double Main and Transfer Scheme)-Bus work (two Bay) as per technical specification | SET | 1 |  | Included | 0 | 0 | 0 | 0
13 | 7000029460 | 130 | 130 | 10 | 220kV Insulator and Hardware | 100017122 | 995433 |  | 18% |  | 220KV SUSPENSION INSULATOR STRING AND ASSOCIATED HARDWARE FITTINGS WITH DROP CLAMP SUITABLE FOR TWIN CONDUCTOR | EA | 3 |  | Included | 0 | 0 | 0 | 0
14 | 7000029460 | 140 | 130 | 20 | 220kV Insulator and Hardware | 100017119 | 995433 |  | 18% |  | 220KV TENSION INSULATOR STRING AND ASSOCIATED HARDWARE FITTINGS WITH TURN BUCKLE SUITABLE FOR SINGLE CONDUCTOR | EA | 3 |  | Included | 0 | 0 | 0 | 0
15 | 7000029460 | 150 | 130 | 30 | CRP for 220kV Bays with SAS | 100000736 | 995454 |  | 18% |  | 220kV Circuit Breaker Relay Panel with Auto Reclose (with Automation) | EA | 1 |  | Included | 0 | 0 | 0 | 0
16 | 7000029460 | 160 | 130 | 40 | CRP for 220kV Bays with SAS | 100000738 | 995454 |  | 18% |  | 220kV Line Protection Panel (with Automation) | EA | 1 |  | Included | 0 | 0 | 0 | 0
17 | 7000029460 | 170 | 130 | 50 | CRP for 220kV Bays with SAS | 100000743 | 995454 |  | 18% |  | Augmentation of existing 220kV bus bar protection scheme.(No. of bays as per specification)-(with Automation) | SET | 1 |  | Included | 0 | 0 | 0 | 0
18 | 7000029460 | 180 | 130 | 60 | SAS-AUG | 100002070 | 995454 |  | 18% |  | Augmentation of Substation automation System for 220kV bay as per Technical Specification | EA | 1 |  | Included | 0 | 0 | 0 | 0
19 | 7000029460 | 190 | 130 | 70 | Illumination | 100001021 | 995428 |  | 18% |  | Lighting Panel type ACP-2 as per technical specification | EA | 1 |  | Included | 0 | 0 | 0 | 0
20 | 7000029460 | 200 | 130 | 80 | Illumination | 100001024 | 995424 |  | 18% |  | Sub Lighting panel (outdoor) type SLP (Switchyard and Street Lighting) | EA | 1 |  | Included | 0 | 0 | 0 | 0
21 | 7000029460 | 210 | 130 | 90 | Illumination | 100001030 | 995428 |  | 18% |  | Lighting Fixture LED Luminaires type FL-1 as per tech. specifications | EA | 5 |  | Included | 0 | 0 | 0 | 0
22 | 7000029460 | 220 | 130 | 100 | Earthmat | 1000032055 | 995429 |  | 18% |  | 40 MM MS ROD FOR MAIN EARTHMAT | KM | 2 |  | Included | 0 | 0 | 0 | 0
23 | 7000029460 | 230 | 130 | 110 | Air Cond./Fire det/Illumination for SPR | 1000013795 | 995428 |  | 18% |  | Illumination System for switchyard panel room of 6 m length | LS | 1 |  | Included | 0 | 0 | 0 | 0
24 | 7000029460 | 240 | 130 | 120 | Air Cond./Fire det/Illumination for SPR | 1000012018 | 995454 |  | 18% |  | Fire Detection and Alarm System for Switchyard Panel Room of 6 mlength | SET | 1 |  | Included | 0 | 0 | 0 | 0
25 | 7000029460 | 250 | 130 | 130 | Air Cond./Fire det/Illumination for SPR | 1000006284 | 995454 |  | 18% |  | Air conditioning system for Switchyard Panel Room of 6m length | SET | 1 |  | Included | 0 | 0 | 0 | 0
26 | 7000029460 | 260 | 130 | 140 | Install of Comm Equip Pugalur | 100002812 | 995454 |  | 18% |  | SDH Equipment (STM-16 MADM upto 5 MSP protected directions)-Base Equipment (Common cards, Cross Connect/control cards, optical basecards, power supply cards, power cabling, other hardware and accessories including sub racks, patch cord, DDF etc fully equipedexcluding optical interface & Tributary cards | EA | 1 |  | Included | 0 | 0 | 0 | 0
27 | 7000029460 | 270 | 130 | 150 | Install of Comm Equip Pugalur | 170000433 | 995455 |  | 18% |  | Optical Interface Cards/SFP# -S16.1 for SDH Equipment-STM-16 | EA | 4 |  | Included | 0 | 0 | 0 | 0
28 | 7000029460 | 280 | 140 | 10 | Install of Comm Equip Pugalur | 100002825 | 995455 |  | 18% |  | Tributary interface- E1 interface (Minimum 16 nos.) | SET | 2 |  | Included | 0 | 0 | 0 | 0
29 | 7000029460 | 290 | 140 | 20 | Install of Comm Equip Pugalur | 170000550 | 995455 |  | 18% |  | Ethernet Interface 10/100 Base T with Layer-2 switching (Min 8 Interfaces per card) | EA | 2 |  | Included | 0 | 0 | 0 | 0
30 | 7000029460 | 300 | 140 | 30 | Install of Comm Equip Pugalur | 100002829 | 995455 |  | 18% |  | Tributary interface-Gigabit Ethernet Interfaces 10/100 Mbps with Layer -2 Switching (minimum 2 nos.) | SET | 1 |  | Included | 0 | 0 | 0 | 0
31 | 7000029460 | 310 | 140 | 40 | Install of Comm Equip Pugalur | 170000375 | 995455 |  | 18% |  | Equipment Cabinets-For SDH Equipments | EA | 1 |  | Included | 0 | 0 | 0 | 0
32 | 7000029460 | 320 | 70 | 10 | Install of Comm Equip Pugalur |  | 998736 |  | 18% |  | Fibre Optic Approach cabling: Including installation hardware like GI pipe, elbow, conduits, accessories etc.: 24 Fibre | KM | 1 |  | Included | 0 | 0 | 0 | 0
33 | 7000029460 | 330 | 70 | 20 | Install of Comm Equip Pugalur | 170000356 | 998736 |  | 18% |  | Fibre Optic Distribution Panel (FODP): Indoor Type: FC Coupling and mounted on ETSI 19" rack or slimline rack: Type 2 (96 Fibre) | EA | 2 |  | Included | 0 | 0 | 0 | 0
34 | 7000029460 | 340 | 100 | 10 | CIVIL WORKS | 100004518 | 998736 |  | 18% |  | Excavation in all kind of soil including rock for all leads and lifts, backfilling, disposal of surplus earth within a lead up to2Km as per technical specification. The surplus earth shall be roughly graded . | M3 | 1190 |  | Included | 0 | 0 | 0 | 0
35 | 7000029460 | 350 | 100 | 20 | CIVIL WORKS | 100011662 | 998736 |  | 18% |  | Excavation in hard rock which require blasting (including chemical blasting and rock excavated using specialized tools) for allfoundation works including stacking, measuring, disposal etc.for all leads and lifts as per technical specification. | M3 | 221 |  | Included | 0 | 0 | 0 | 0
36 | 7000029460 | 360 | 100 | 30 | CIVIL WORKS | 100001467 | 998734 |  | 18% |  | Site filling and leveling (low lying area to be filled by borrowed earth) | M3 | 100 |  | Included | 0 | 0 | 0 | 0
37 | 7000029460 | 370 | 100 | 40 | CIVIL WORKS | 100001325 | 998734 |  | 18% |  | Providing and laying of Plain Cement Concrete (PCC) (1:4:8) | M3 | 120 |  | Included | 0 | 0 | 0 | 0
38 | 7000029460 | 380 | 110 | 10 | CIVIL WORKS | 100001326 | 998731 |  | 18% |  | Providing and laying of Plain Cement Concrete (PCC) (1:2:4) | M3 | 1 |  | Included | 0 | 0 | 0 | 0
39 | 7000029460 | 390 | 110 | 20 | CIVIL WORKS | 100001328 | 998731 |  | 18% |  | Providing and laying Plain Cement Concrete 1:5:10 (1 cement : 5 sand : 10 brick aggregate) | M3 | 162 |  | Included | 0 | 0 | 0 | 0
40 | 7000029460 | 400 | 115 | 10 | CIVIL WORKS | 100001327 | 998731 |  | 18% |  | Providing and laying of Reinforced Cement Concrete M25 mix including pre cast, shuttering, Grouting of pockets & underpinning butexcluding steel reinforcement | M3 | 402 |  | Included | 0 | 0 | 0 | 0
41 | 7000029460 | 410 | 115 | 20 | CIVIL WORKS | 100001329 | 998731 |  | 18% |  | Steel Reinforcement | MT | 52 |  | Included | 0 | 0 | 0 | 0
42 | 7000029460 | 420 | 115 | 30 | CIVIL WORKS | 100001331 | 998731 |  | 18% |  | Misc. Structural steel including rails, embedments, edge protection angles, gratings etc. but excluding the reinforcement | MT | 15 |  | Included | 0 | 0 | 0 | 0
43 | 7000029460 | 430 | 140 | 10 | CIVIL WORKS | 100001714 | 995433 |  | 18% |  | Stone spreading in switchyard excluding PCC | M2 | 2160 |  | Included | 0 | 0 | 0 | 0
44 | 7000029460 | 440 | 140 | 20 | CIVIL WORKS | 100001713 | 995433 |  | 18% |  | Antiweed treatment | M2 | 2160 |  | Included | 0 | 0 | 0 | 0
45 | 7000029460 | 450 | 140 | 30 | CIVIL WORKS | 100001712 | 995454 |  | 18% |  | Removing,cleaning and washing of existing stones and respreading of stones in switchyard excluding PCC | M2 | 200 |  | Included | 0 | 0 | 0 | 0
46 | 7000029460 | 460 | 140 | 40 | CIVIL WORKS | 100001693 | 995454 |  | 18% |  | 200 kV Panel Room - Civil Works.All civil works as per drawing and specifications complete, including - brickwork, finishing (external and internal), windows etc. However,excavation, PCC, RCC and reinforcement shall be paid separately as per BPS. | M2 | 30 |  | Included | 0 | 0 | 0 | 0
47 | 7000029460 | 470 | 140 | 50 | CIVIL WORKS | 100001479 | 995454 |  | 18% |  | Cable Trench including all types of crossings, all metallic works and sump pit including concrte and reinforcement steel Section 3-3 | M | 200 |  | Included | 0 | 0 | 0 | 0
48 | 7000029460 | 480 | 140 | 60 | CIVIL WORKS | 100001480 | 995454 |  | 18% |  | Cable Trench including all types of crossings, all metallic works and sump pit including concrte and reinforcement steel Section 4-4 | M | 200 |  | Included | 0 | 0 | 0 | 0
49 | 7000029460 | 490 | 140 | 70 | CIVIL WORKS | 100001721 | 995428 |  | 18% |  | Supplying, filling and compacting stone boulders mixed with sand under foundations, roads, cable trenches, drains etc in layers notexceeding 250mm thickness including ramming, watering compacting | M3 | 5 |  | Included | 0 | 0 | 0 | 0
50 | 7000029460 | 500 | 140 | 80 | CIVIL WORKS | 100020960 | 995424 |  | 18% |  | RCC culvert crossings including supplying and laying hume pipe 250mm dia of grade (NP-3) excluding concrete as per specification. | M | 10 |  | Included | 0 | 0 | 0 | 0
51 | 7000029460 | 510 | 140 | 90 | CIVIL WORKS | 100020961 | 995428 |  | 18% |  | RCC culvert crossings including supplying and laying hume pipe 300mm dia of grade (NP-3) excluding concrete as per specification. | M | 10 |  | Included | 0 | 0 | 0 | 0
52 | 7000029460 | 520 | 140 | 100 | CIVIL WORKS | 100020962 | 995429 |  | 18% |  | RCC culvert crossings including supplying and laying hume pipe 450mm dia of grade (NP-3) excluding concrete as per specification. | M | 20 |  | Included | 0 | 0 | 0 | 0
53 | 7000029460 | 530 | 140 | 110 | CIVIL WORKS | 100001379 | 995428 |  | 18% |  | 3.75m wide Concrete road (including all crossings) as per drawing except reinforcement & concrete in Switchyard | M2 | 950 |  | Included | 0 | 0 | 0 | 0
54 | 7000029460 | 540 | 140 | 120 | CIVIL WORKS | 100015791 | 995454 |  | 18% |  | All civil works for Drains construction of Section A-A including crossings if any as per technical specification and tender drawingscomplete in all respect with all labour and materials. | M | 280 |  | Included | 0 | 0 | 0 | 0
55 | 7000029460 | 550 | 140 | 130 | CIVIL WORKS | 100015792 | 995454 |  | 18% |  | All civil works for Drains construction of Section B-B including crossings if any as per technical specification and tender drawingscomplete in all respect with all labour and materials. | M | 80 |  | Included | 0 | 0 | 0 | 0
56 | 7000029460 | 560 | 140 | 140 | CIVIL WORKS | 100015793 | 995454 |  | 18% |  | All civil works for Drains construction of Section C-C including crossings if any as per technical specification and tender drawingscomplete in all respect with all labour and materials. | M | 120 |  | Included | 0 | 0 | 0 | 0
57 | 7000029460 | 570 | 140 | 150 | CIVIL WORKS | 100015794 | 995455 |  | 18% |  | All civil works for Drains construction of Section D-D including crossings if any as per technical specification and tender drawingscomplete in all respect with all labour and materials. | M | 20 |  | Included | 0 | 0 | 0 | 0
58 | 7000029460 | 580 | 150 | 10 | CIVIL WORKS | 100001445 | 995455 |  | 18% |  | Dismantling of existing -concrete road | M2 | 225 |  | Included | 0 | 0 | 0 | 0
59 | 7000029460 | 590 | 150 | 20 | CIVIL WORKS | 100001442 | 995455 |  | 18% |  | Dismantling of existing brick drain (300mm widex500mm deep) | M | 120 |  | Included | 0 | 0 | 0 | 0
60 | 7000029460 | 600 | 150 | 30 | POWER & CONTROL CABLE | 100002181 | 995455 |  | 18% |  | 1.1kV grade Power Cables (PVCinsulated)along withlugs,glands,straight joints &accessories,etc. | LS | 1 |  | Included | 0 | 0 | 0 | 0
61 | 7000029460 | 610 | 150 | 40 | POWER & CONTROL CABLE | 100002182 | 995455 |  | 18% |  | 1.1kV grade Control Cables (PVCinsulated) along withlugs,glands,straight joints &accessories,etc. | LS | 1 |  | Included | 0 | 0 | 0 | 0
62 | 7000029471 | 620 | 80 | 10 | VMS | 100002500 | 998344 |  | 18% |  | Color IP camera, with PAN, TILT and ZOOM facilities, alongwith all required Items, Accessories, Line Interface units, Fiber patchcords, Power supply units, Junction Boxes, Cables, Fiber Optic Cables, etc., and including Integration in existing Hardware andSoftware for Augmentation of Visual Monitoring System as per technical specification. | SET | 2 |  | Included | 0 | 0 | 0 | 0
63 | 7000029471 | 630 | 90 | 10 | METERING PURPOSE | 100000448 | 995468 |  | 18% |  | 245kV Voltage Transformer (1- Phase) | EA | 3 |  | Included | 0 | 0 | 0 | 0
64 | 7000029471 | 640 | 110 | 10 | METERING PURPOSE | 100001989 | 995468 |  | 18% |  | 245 kV, 1600A, 50KA, 1-Phase CurrentTransformer with 120% extended currentrating | EA | 3 |  | Included | 0 | 0 | 0 | 0
65 | 7000029471 | 650 | 180 | 10 | PMU BOQ for 230kV Pugalur | 170000502 | 995455 |  | 18% |  | Service:- Phasor Measurement Unit (PMU) | EA | 1 |  | Included | 0 | 0 | 0 | 0
66 | 7000029471 | 660 | 200 | 10 | PMU BOQ for 230kV Pugalur | 170000530 | 995468 |  | 18% |  | WAMS TIME SYSTEM(GPS RECEIVER) | EA | 1 |  | Included | 0 | 0 | 0 | 0
67 | 7000029471 | 670 | 200 | 20 | PMU BOQ for 230kV Pugalur | 170004701 | 995468 |  | 18% |  | SUBSTATION GRADE Layer 2 LAN SWITCH | EA | 1 |  | Included | 0 | 0 | 0 | 0
68 | 7000029471 | 680 | 210 | 10 | PMU BOQ for 230kV Pugalur | 170004700 | 995468 |  | 18% |  | SUBSTATION GRADE Layer 3 LAN SWITCH | EA | 1 |  | Included | 0 | 0 | 0 | 0
69 | 7000029471 | 690 | 270 | 10 | PMU BOQ for 230kV Pugalur | 170000504 | 995444 |  | 18% |  | Services:- Armored Fibre Optic Cable and associated termination equipment | LOT | 1 |  | Included | 0 | 0 | 0 | 0
70 | 7000029471 | 700 | 270 | 20 | PMU BOQ for 230kV Pugalur | 170003449 | 995444 |  | 18% |  | SUPPLY, INSTALLATION, TESTING AND COMMISSIONING OF LIU-FO PATCH PANEL-12 PORT | EA | 2 |  | Included | 0 | 0 | 0 | 0
71 | 7000029471 | 710 | 270 | 30 | PMU BOQ for 230kV Pugalur | 170000501 | 995444 |  | 18% |  | Integration of PMU with the PDC (Phasor Data Concentrator) of RLDCs and respective SLDCs as required. | LOT | 1 |  | Included | 0 | 0 | 0 | 0
72 | 7000029471 | 720 | 270 | 40 | STEEL STRUCTURES | 100001210 | 995444 |  | 18% |  | Erection of Lattice Structures (MS Steel), to be designed during detailed engineering, for towers, beams and equipment supportstructure including pack plates / packwashers and gusset plates excluding fasteners and foundation bolts | MT | 26 |  | Included | 0 | 0 | 0 | 0
73 | 7000029471 | 730 | 270 | 50 | STEEL STRUCTURES | 100001241 | 995444 |  | 18% |  | Erection of Equipment Support (Pipe) Structures to be designed during detailed engineering. | MT | 1 |  | Included | 0 | 0 | 0 | 0
74 | 7000029471 | 740 | 270 | 60 | STEEL STRUCTURES | 100001680 | 995444 |  | 18% |  | Erection of fasteners ( nuts, bolts and washers ) including step bolts for lattice and pipe structures to be designed duringdetailed engineering | MT | 2 |  | Included | 0 | 0 | 0 | 0
75 | 7000029471 | 750 | 310 | 10 | STEEL STRUCTURES | 100001681 | 995455 |  | 18% |  | Erection of foundation bolts including nuts, checknut and washers for lattice and pipe structures to be designed during detailedengineering | MT | 4 |  | Included | 0 | 0 | 0 | 0
[11 empty] | Total Installation Charges |  |  |  | 0 |  |  | 0 | 0
[11 empty] | Total GST as confirmed by Bidder |  |  |  |  | 0 |  |  | 0
* | In case the bidder leaves the cell for confirmation of the SAC and/or GST rate “blank”, the SAC and corresponding GST rate indicated by the Employer shall be deemed to be the one confirmed by the Bidder.
Date : |  |  | --
Place : | [11 empty] | Printed Name :
Designation :
Click for Sch-4

## Sch-Training (hidden)
Specification No: SR2/NT/W-AIS/DOM/C00/25/06026 | [15 empty] | Schedule - 4a
CONSTRUCTION OF 1 NO. OF 230KV LINE BAY AT PUGALUR (EXISTING) 400/230KV SUB-STATION FOR INTEGRATION OF RE GENERATION PROJECT
(SCHEDULE OF RATES AND PRICES )
Bidder’s Name and Address (Sole Bidder) : | [14 empty] | To:
0 | [14 empty] | Contracts Services, 3rd Floor
Name : | [14 empty] | Power Grid Corporation of India Ltd.,
Address : | [14 empty] | "Saudamini", Plot No.-2
Sector-29,
Gurugram (Haryana) - 122001
Training Charges for Training to be imparted
All Prices are in Indian Rupees.
SI. No. | PR No | PR Line Item No | Activity Header | PR Activity No | Activity Description | Service Code | SAC (Service Accounting Codes) | Whether SAC in column '8’ is confirmed. If not indicate applicable the SAC * | Rate of GST applicable ( in %) | Whether rate of GST in column ‘4’ is confirmed. If not indicate applicable rate of GST * | Description | Unit | Quantity | Unit Training Charges excluding GST | Total Training Charges excluding GST | Total GST as confirmed by Bidder
1 | 2 | 3 | 4 | 5 | 6 | 7 | 8 | 9 | 10 | 11 | 12 | 13 | 14 | 15 | 16 = 14 x 15 | 17
NOT APPLICABLE
I | Comm Equipment Supply & Erection in NR1
1 | 7000020275 | 650 | 50 | 10 | Training of communication system for NRI | 100002900 | 998399 |  | 18% |  | Training for communication Equipments | MND | 10 |  | Included | 0 | 0 | 0 | 0
II | Comm Equipment Supply & Erection in WR2
2 | 7000020282 | 830 | 80 | 10 | Training on comm Eqpt for WR-II Portion | 100002900 | 998399 |  | 18% |  | Training for communication Equipments | MND | 10 |  | Included | 0 | 0 | 0 | 0
III | FOTE for LILO J-K Dhanansu (PSTSL state
3 | 7000023692 | 4070 | 70 | 10 | Training-Tele eqpt fr LILO J-K Dhanansu | 100002900 | 998399 |  | 18% |  | Training for communication Equipments | MND | 3 |  | Included | 0 | 0 | 0 | 0
IV | FOTE for Bhinmal (PG) and Kankroli (PG)
4 | 7000023692 | 3810 | 70 | 10 | Training-Tele eqpt fr Bhinal-Kankrli | 100002900 | 998399 |  | 18% |  | Training for communication Equipments | MND | 3 |  | Included | 0 | 0 | 0 | 0
V | FOTE for Kishenpur – Wagoora (ISTS)
5 | 7000023692 | 3470 | 70 | 10 | Training-Tele eqpt for Kishnpr – Wagora | 100002900 | 998399 |  | 18% |  | Training for communication Equipments | MND | 3 |  | Included | 0 | 0 | 0 | 0
VI | FOTE for Agra – Ballabhgarh (ISTS)
6 | 7000023692 | 3280 | 70 | 10 | Training-Tele eqpt for Agra-Balbhgrh | 100002900 | 998399 |  | 18% |  | Training for communication Equipments | MND | 3 |  | Included | 0 | 0 | 0 | 0
VII | FOTE for Jallandhar-Kurukshetra (ISTS)
7 | 7000023692 | 3090 | 70 | 10 | Training-Tele eqpt fr Jalndhr-Krukshtra | 100002900 | 998399 |  | 18% |  | Training for communication Equipments | MND | 3 |  | Included | 0 | 0 | 0 | 0
VIII | FOTE for Bhatinda Mukhtsar Line (PSTCL)
8 | 7000023692 | 4310 | 70 | 10 | Training-Tele eqpt fr Bhatinda Mukhtsar | 100002900 | 998399 |  | 18% |  | Training for communication Equipments | MND | 3 |  | Included | 0 | 0 | 0 | 0
[9 empty] | Total Training Charges | [5 empty] | 0 |  |  | 0 | 0
[9 empty] | Total GST as confirmed by Bidder | [6 empty] | 0 |  |  | 0
* | In case the bidder leaves the cell for confirmation of the SAC and/or GST rate “blank”, the SAC and corresponding GST rate indicated by the Employer shall be deemed to be the one confirmed by the Bidder.
Date : | -- | [11 empty] | Printed name
Place : | [12 empty] | Designation
Click for Sch-5

## Sch-4b (hidden)
Specification No: SR2/NT/W-AIS/DOM/C00/25/06026 | [15 empty] | Schedule - 4b
CONSTRUCTION OF 1 NO. OF 230KV LINE BAY AT PUGALUR (EXISTING) 400/230KV SUB-STATION FOR INTEGRATION OF RE GENERATION PROJECT
(SCHEDULE OF RATES AND PRICES )
Bidder’s Name and Address (Sole Bidder) : | [14 empty] | To:
0 | [14 empty] | Contracts Services, 3rd Floor
Name : | [14 empty] | Power Grid Corporation of India Ltd.,
Address : | [14 empty] | "Saudamini", Plot No.-2
Sector-29,
Gurugram (Haryana) - 122001
Maintenance Charges during & after Defect Liability Period
(All Prices are in Indian Rupees.)
SI. No. | PR No | PR Line Item No | Activity Header | PR Activity No | Activity Description | Service Code | SAC (Service Accounting Codes) | Whether SAC in column '8’ is confirmed. If not indicate applicable the SAC * | Rate of GST applicable ( in %) | Whether rate of GST in column ‘4’ is confirmed. If not indicate applicable rate of GST * | Description | Unit | Quantity | Unit Maintenance Charges excluding GST | Total Maintenance Charges excluding GST | Total GST as confirmed by Bidder
1 | 2 | 3 | 4 | 5 | 6 | 7 | 8 | 9 | 10 | 11 | 12 | 13 | 14 | 15 | 16 = 14 x 15 | 17
NOT APPLICABLE
I | Comm Equipment Supply & Erection in NR1
1 | 7000020275 | 640 | 40 | 10 | AMC for Telecom Eqpt for NR-I portion | 100002903 | 998716 |  | 18% |  | Maintenance Charges for Communication system during warranty period | JHR | 1 |  | Included | 0 | 0 | 0
2 | 7000020275 | 640 | 40 | 20 | AMC for Telecom Eqpt for NR-I portion | 100002904 | 998716 |  | 18% |  | Maintenance Charges for Communication system after warranty period | JHR | 6 |  | Included | 0 | 0 | 0
II | Comm Equipment Supply & Erection in WR2
3 | 7000020282 | 820 | 70 | 10 | AMC of telecom Eqpt for WR-II portion | 100002903 | 998716 |  | 18% |  | Maintenance Charges for Communication system during warranty period | JHR | 1 |  | Included | 0 | 0 | 0
4 | 7000020282 | 820 | 70 | 20 | AMC of telecom Eqpt for WR-II portion | 100002904 | 998716 |  | 18% |  | Maintenance Charges for Communication system after warranty period | JHR | 6 |  | Included | 0 | 0 | 0
III | FOTE for LILO J-K Dhanansu (PSTSL state
5 | 7000023692 | 4080 | 80 | 10 | AMC-Tele eqpt fr LILO J-K Dhanansu | 100002903 | 998716 |  | 18% |  | Maintenance Charges for Communication system during warranty period | JHR | 1 |  | Included | 0 | 0 | 0
6 | 7000023692 | 4080 | 80 | 20 | AMC-Tele eqpt fr LILO J-K Dhanansu | 100002904 | 998716 |  | 18% |  | Maintenance Charges for Communication system after warranty period | JHR | 6 |  | Included | 0 | 0 | 0
IV | FOTE for Bhinmal (PG) and Kankroli (PG)
7 | 7000023692 | 3820 | 80 | 10 | AMC-Tele eqpt fr Bhinal-Kankrli | 100002903 | 998716 |  | 18% |  | Maintenance Charges for Communication system during warranty period | JHR | 1 |  | Included | 0 | 0 | 0
8 | 7000023692 | 3820 | 80 | 20 | AMC-Tele eqpt fr Bhinal-Kankrli | 100002904 | 998716 |  | 18% |  | Maintenance Charges for Communication system after warranty period | JHR | 6 |  | Included | 0 | 0 | 0
V | FOTE for Kishenpur – Wagoora (ISTS)
9 | 7000023692 | 3480 | 80 | 10 | AMC-Tele eqpt for Kishnpr – Wagora | 100002903 | 998716 |  | 18% |  | Maintenance Charges for Communication system during warranty period | JHR | 1 |  | Included | 0 | 0 | 0
10 | 7000023692 | 3480 | 80 | 20 | AMC-Tele eqpt for Kishnpr – Wagora | 100002904 | 998716 |  | 18% |  | Maintenance Charges for Communication system after warranty period | JHR | 6 |  | Included | 0 | 0 | 0
VI | FOTE for Agra – Ballabhgarh (ISTS)
11 | 7000023692 | 3290 | 80 | 10 | AMC-Tele eqpt for Agra-Balbhgrh | 100002903 | 998716 |  | 18% |  | Maintenance Charges for Communication system during warranty period | JHR | 1 |  | Included | 0 | 0 | 0
12 | 7000023692 | 3290 | 80 | 20 | AMC-Tele eqpt for Agra-Balbhgrh | 100002904 | 998716 |  | 18% |  | Maintenance Charges for Communication system after warranty period | JHR | 6 |  | Included | 0 | 0 | 0
VII | FOTE for Jallandhar-Kurukshetra (ISTS)
13 | 7000023692 | 3100 | 80 | 10 | AMC-Tele eqpt fr Jalndhr-Krukshtra | 100002903 | 998716 |  | 18% |  | Maintenance Charges for Communication system during warranty period | JHR | 1 |  | Included | 0 | 0 | 0
14 | 7000023692 | 3100 | 80 | 20 | AMC-Tele eqpt fr Jalndhr-Krukshtra | 100002904 | 998716 |  | 18% |  | Maintenance Charges for Communication system after warranty period | JHR | 6 |  | Included | 0 | 0 | 0
VIII | FOTE for Bhatinda Mukhtsar Line (PSTCL)
15 | 7000023692 | 4320 | 80 | 10 | AMC-Tele eqpt fr Bhatinda Mukhtsar | 100002903 | 998716 |  | 18% |  | Maintenance Charges for Communication system during warranty period | JHR | 1 |  | Included | 0 | 0 | 0
16 | 7000023692 | 4320 | 80 | 20 | AMC-Tele eqpt fr Bhatinda Mukhtsar | 100002904 | 998716 |  | 18% |  | Maintenance Charges for Communication system after warranty period | JHR | 6 |  | Included | 0 | 0 | 0
[9 empty] | Total Maintenance Charges during and after Defect Liabilty Period | [5 empty] | 0 |  |  | 0
[9 empty] | Total GST as confirmed by Bidder | [6 empty] | 0
* | In case the bidder leaves the cell for confirmation of the SAC and/or GST rate “blank”, the SAC and corresponding GST rate indicated by the Employer shall be deemed to be the one confirmed by the Bidder.
Date : | -- | [11 empty] | Printed name
Place : | [12 empty] | Designation
Click for Sch-5

## Sch-5 Dis (hidden)
Specification No: 5002001865/OTHERS/DOM/A00-CC CS -1 |  |  |  | Schedule - 5
Package – I: Unified Network Management System (U-NMS) for Central Sector & State Sector Communication in Eastern Region (ER) under Establishment of State-of-the-Art Unified Centralized Network Management System (U-NMS) for ISTS and State Utility Communication Network in Eastern Region (ER).
SUMMARY OF TAXES & DUTIES APPLICABLE ON GOODS
Bidder’s Name and Address (Sole Bidder) : |  |  | To:
Contracts Services, 3rd Floor
Name : |  |  | Power Grid Corporation of India Ltd.,
Address : |  |  | "Saudamini", Plot No.-2
Sector-29,
Gurugram (Haryana) - 122001
Sl. No. | Item Nos. |  | Total Price (INR)
1 | TOTAL GST ON GOODS |  | 0
Total GST for Supply of Goods (inter-alia including Type Test Charges) between the Contractor and the Employer (identified in Schedule 1') which are not included in the Ex-works price as per the provision of the Bidding Documents, as applicable.
2 | TOTAL GST ON SERVICES |  | 0
Total GST on Installation Services (Schedule-3), Training to be imparted in India (Schedule-4a) and Maintenance Charges during and after Defect Liabilty Period (Schedule-4b)
| GRAND TOTAL [1+2] |  | 0
Date : | -- | Printed Name :
Place : |  | Designation :
Click for Sch-6

## Sch-6(buy-back) (hidden)
Specification No: SR2/NT/W-AIS/DOM/C00/25/06026 | [12 empty] | Schedule-6 {Buy Back Charges} |  |  | Schedule - 6 (buy-back)
CONSTRUCTION OF 1 NO. OF 230KV LINE BAY AT PUGALUR (EXISTING) 400/230KV SUB-STATION FOR INTEGRATION OF RE GENERATION PROJECT
(SCHEDULE OF RATES AND PRICES )
Bidder’s Name and Address (Sole Bidder) : | [14 empty] | To:
0 | [14 empty] | Contracts Services, 3rd Floor
Name : | [14 empty] | Power Grid Corporation of India Ltd.,
Address : | [14 empty] | "Saudamini", Plot No.-2
Sector-29,
Gurugram (Haryana) - 122001
Buy-back Charges (Scrap value):
All Prices are in Indian Rupees.
SI. No. | PR No | PR Line Item No | Activity Header | PR Activity No | Activity Description | Material Code | HSN Code | Whether HSN in column '8’ is confirmed. If not indicate applicable the HSN + | Rate of GST applicable (in %) | Whether rate of GST in column ‘10’ is confirmed. If not indicate applicable rate of GST + | Item Description | Unit | Quantity | Unit Charges excluding GST | Total Charges excluding GST | Total GST as confirmed by Bidder
1 | 2 | 3 | 4 | 5 | 6 | 7 | 8 | 9 | 9 | 11 | 10 | 11 | 12 | 13 | 14 = 12 x 13 | 17
400kV Bachau(PG)—EPGL line of POWERGRID line of POWERGRID
1 | [6 empty] | 72044900 |  | 18% |  | Dismantled Scrap Earthwire along with its hardware accessories | KM | 221 |  | Included | 0 | 0 | 0
400kV Satna – Bina line of POWERGRID
2 | [6 empty] | 72044900 |  | 18% |  | Dismantled Scrap Earthwire along with its hardware accessories | KM | 276 |  | Included | 0 | 0 | 0
765kV S/c (Horizontal) Jaipur (Phagi, RVPNL) – Gwalior line of POWERGRID
3 | [6 empty] | 72044900 |  | 18% |  | Dismantled Scrap Earthwire along with its hardware accessories | KM | 312 |  | Included | 0 | 0 | 0
400kV D/c (Twin Moose) Agra – Jaipur South (PG) line of POWERGRID
4 | [6 empty] | 72044900 |  | 18% |  | Dismantled Scrap Earthwire along with its hardware accessories | KM | 254 |  | Included | 0 | 0 | 0
400 kV Jallandhar (PG) – Kurukshetra (PG) line of POWERGRID
5 | [6 empty] | 72044900 |  | 18% |  | Dismantled Scrap Earthwire along with its hardware accessories | KM | 229 |  | Included | 0 | 0 | 0
220 kV (circuit 3) GNDTP Bhatinda – Mukhtsar line of PSTCL (State Sector)
6 | [6 empty] | 72044900 |  | 18% |  | Dismantled Scrap Earthwire along with its hardware accessories | KM | 51 |  | Included | 0 | 0 | 0
400 kV Agra – Ballabhgarh line of POWERGRID
7 | [6 empty] | 85481090 |  | 18% |  | Dismantled Scrap 8/12/24/48 Fibre OPGW along with its hardware accessories (including Joint Box) | KM | 181 |  | Included | 0 | 0 | 0
400 kV Kishenpur - Wagoora except LILO portion at New Wanpoh
8 | [6 empty] | 85481090 |  | 18% |  | Dismantled Scrap 8/12/24/48 Fibre OPGW along with its hardware accessories (including Joint Box) | KM | 183 |  | Included | 0 | 0 | 0
Redundant communication System for Bhinmal (PG) and Kankroli (PG)(OPGW to be installed on 400 kV Jodhpur (Surpura) – Merta line of RVPNL upto LILO point at 400 kV Bhadla S/s)
9 | [6 empty] | 72044900 |  | 18% |  | Dismantled Scrap Earthwire along with its hardware accessories | KM | 5 |  | Included | 0 | 0 | 0
[9 empty] | Total Buy-back Charges (Excl. GST) |  |  | KM | 1712 |  | 0 |  |  | #REF!
[9 empty] | Total GST as confirmed by Bidder | [6 empty] | #REF!
+ | Buyer (Bidder/Contractor) of the scrap material shall be liable to pay extra towards GST, TCS (Tax Collected at Source) as per Income Tax Act and other applicable taxes if any, as per actual, as per tax invoice raised by the employer.
+ | Scrap Value (excluding GST and other applicable taxes if any) shall be considered solely for bid evaluation purpose to arrive at the net evaluated price of the Bidder/Contractor.
+ | However, bidders shall not be allowed to change the Scrap value [as quoted by bidder in Schedule-6 {Buy Back Charges(Scrap value)} which after correction, if any, shall be indicated in the template calculation sheet provided during the e-Reverse Auction] during e-Reverse Auction.
| Note : | 1. Details of Earthwire and OPGW to be dismantled from existing transmission lines of various voltage levels are given in Appendix A of Technical Specification
2. Earth wire quantity on one peak is generally in the range of 101% of route length of the line.
Date : | -- | [11 empty] | Printed name
Place : | [12 empty] | Designation
Click for Sch-5

## Sch-4
Specification No: SR2/NT/W-AIS/DOM/C00/25/06026 |  |  |  | Schedule - 4
CONSTRUCTION OF 1 NO. OF 230KV LINE BAY AT PUGALUR (EXISTING) 400/230KV SUB-STATION FOR INTEGRATION OF RE GENERATION PROJECT
(SUMMARY OF TAXES & DUTIES APPLICABLE ON PLANT & EQUIPMENT)
Bidder’s Name and Address (Sole Bidder) : |  |  | To:
0 |  |  | Contracts Services, 3rd Floor
Name : |  |  | Power Grid Corporation of India Ltd.,
Address : |  |  | "Saudamini", Plot No.-2
Sector-29,
Gurugram (Haryana) - 122001
Sl. No. | Item Nos. |  | Total Price (INR) |  | After Discount |  | After MPDiscount
1 | TOTAL GST ON GOODS |  |  |  | Excise Duty | #REF! | Excise Duty | #REF!
| Total GST for Supply of Goods (inter-alia including Type Test Charges) between the Contractor and the Employer (identified in Schedule 1') which are not included in the Ex-works price as per the provision of the Bidding Documents, as applicable. |  | 0
2 | TOTAL GST ON SERVICES |  |  |  | Sales Tax | 0 | Sales Tax | 0
| Total GST on Installation Services (identified in Schedule 3) |  | 0 |  | #REF! | #REF! | #REF! | #REF!
| GRAND TOTAL [1+2] |  | 0 |  | Grand Total after Discount | #REF! | Grand Total after MPD | #REF!
Date : | -- | Printed Name :
Place : |  | Designation :
Click for Sch-6

## Sch-5
Specification No: SR2/NT/W-AIS/DOM/C00/25/06026 |  |  | Schedule - 5
CONSTRUCTION OF 1 NO. OF 230KV LINE BAY AT PUGALUR (EXISTING) 400/230KV SUB-STATION FOR INTEGRATION OF RE GENERATION PROJECT
(GRAND SUMMARY)
Bidder’s Name and Address (Sole Bidder) : |  |  | To:
0 |  |  | Contracts Services, 3rd Floor
Name : |  |  | Power Grid Corporation of India Ltd.,
Address : |  |  | "Saudamini", Plot No.-2
Sector-29,
Gurugram (Haryana) - 122001
Sl. No. | Description |  | Total Price (INR)
1 | TOTAL SCHEDULE NO. 1 |  | 0
Ex-works price of Plant and Equipment including Type Test Charges
2 | TOTAL SCHEDULE NO. 2 |  | 0
Local Transportation, In-transit Insurance, loading & unloading
3 | TOTAL SCHEDULE NO. 3 |  | 0
Installation Charges
5 | TOTAL SCHEDULE NO. 4 |  | 0
Taxes and Duties
7 | GRAND TOTAL [1+2+3+4] |  | 0
Date : | -- | Printed Name :
Place : |  | Designation :
Click for Sch-7

## Sch-6 After Discount (hidden)
Specification No: SR2/NT/W-AIS/DOM/C00/25/06026 |  |  | Schedule - 7 After Discount
CONSTRUCTION OF 1 NO. OF 230KV LINE BAY AT PUGALUR (EXISTING) 400/230KV SUB-STATION FOR INTEGRATION OF RE GENERATION PROJECT
(GRAND SUMMARY)
Bidder’s Name and Address (Sole Bidder) : |  |  | To:
0 |  |  | Contracts Services, 3rd Floor
Name : |  |  | Power Grid Corporation of India Ltd.,
Address : |  |  | "Saudamini", Plot No.-2
Sector-29,
Gurugram (Haryana) - 122001
Sl. No. | Description |  | Total Price (INR)
1 | TOTAL SCHEDULE NO. 1 |  | #REF!
Ex-works price of Plant and Equipment including Type Test Charges
2 | TOTAL SCHEDULE NO. 2 |  | 0
Local Transportation, In-transit Insurance, loading & unloading
3 | TOTAL SCHEDULE NO. 3 |  | 0
Installation Charges
4 | TOTAL SCHEDULE NO. 4 |  | Not Applicable
Training Charges
4b | TOTAL SCHEDULE NO. 4b |  | Not Applicable
Maintenance Charges during & after Defect Liability Period
5 | TOTAL SCHEDULE NO. 5 |  | 0
Taxes and Duties
6 | TOTAL SCHEDULE NO. 7 |  | Not Applicable
Type Test Charges [Total of this Schedule is included in Schedule - 1 above.]
7 | TOTAL SCHEDULE NO. 6 |  | #REF!
Buy-back Charges (Scrap value)
7 | GRAND TOTAL [1+2+3+4a+4b+5+6] |  | #REF!
#REF!
Date : | -- | Printed Name :
Place : |  | Designation :
Click for Sch-7

## Sch-7 (hidden)
Specification No: SR2/NT/W-AIS/DOM/C00/25/06026 | [11 empty] | Schedule 7
CONSTRUCTION OF 1 NO. OF 230KV LINE BAY AT PUGALUR (EXISTING) 400/230KV SUB-STATION FOR INTEGRATION OF RE GENERATION PROJECT | [15 empty] | As per Lum-sum |  | 0%
(SCHEDULE OF RATES AND PRICES ) | [15 empty] | AS per Percent |  | #REF!
[16 empty] | As per lum-sum on Sch-7 |  | 0%
Bidder’s Name and Address (Sole Bidder) : | [9 empty] | To: | [5 empty] | As per Percent on Sch-7 |  | #REF!
0 | [9 empty] | Contracts Services, 3rd Floor | [5 empty] | Total Discount |  | #REF!
Name : | [9 empty] | Power Grid Corporation of India Ltd.,
Address : | [9 empty] | "Saudamini", Plot No.-2
[10 empty] | Sector-29, | [5 empty] | Multipackage Discount |  | #REF!
Gurugram (Haryana) - 122001
Type tests Charges:
SL. NO. | PR No | Line Item No | Code | HSN Code | Whether HSN in column ‘5’ is confirmed. If not indicate applicable the HSN code * | Rate of GST applicable ( in %) | Whether rate of GST in column ‘7’ is confirmed. If not indicate applicable rate of GST * | Description of Test | Unit | Quantity | Unit Test Charge | Total Test Charges (Rs.) | Total GST as confirmed by Bidder | Revaluation of M column | Tax Calculation |  | Total Test Charges After Discount (Rs.) |  | Dis Alert | Total Test Charges After MPD (Rs.)
1 | 2 | 3 | 4 | 5 | 6 | 7 | 8 | 9 | 10 | 11 | 12 | 13 = 10 x 11 | 14
1 | [11 empty] | Included | 0 | 0 | 0
2 | [11 empty] | Included | 0 | 0 | 0
NOT APPLICABLE
[8 empty] | TOTAL TYPE TEST CHARGES |  |  |  | 0
[8 empty] | Total GST as confirmed by Bidder |  |  |  |  | 0
* | In case the bidder leaves the cell for confirmation of the HSN code and/or GST rate “blank”, the HSN code and corresponding GST rate indicated by the Employer shall be deemed to be the one confirmed by the Bidder.
Date : |  |  |  | -- |  |  |  |  | Printed Name :
Place : | [8 empty] | Designation :
Note : |  |  |  | Bidder should indicate the name of test laboratories where type tests are proposed to be conducted
Specification No: SR2/NT/W-AIS/DOM/C00/25/06026
CONSTRUCTION OF 1 NO. OF 230KV LINE BAY AT PUGALUR (EXISTING) 400/230KV SUB-STATION FOR INTEGRATION OF RE GENERATION PROJECT | [7 empty] | 0 | 0
(SCHEDULE OF RATES AND PRICES ) | [7 empty] | 0 | 0
Bidder’s Name and Address (Sole Bidder) :
0 | [7 empty] | 0 | 0
Name : | [8 empty] | 0
Address : | [8 empty] | 0
0
0
SL. NO. | [7 empty] | Description of Test | #REF!
#REF! | [7 empty] | #REF! | #REF!
#REF! | [7 empty] | #REF!
#REF! | [7 empty] | #REF! | #REF!
#REF! | [7 empty] | #REF! | #REF!
[8 empty] | #REF! | #REF!
#REF! | [7 empty] | #REF!
#REF! | [7 empty] | #REF!
#REF! | [7 empty] | #REF!
#REF! | [7 empty] | #REF! | #REF!
#REF! | [7 empty] | #REF! | #REF!
#REF! | [7 empty] | #REF! | #REF!
#REF! | [7 empty] | #REF! | #REF!
[8 empty] | #REF! | #REF!
#REF! | [7 empty] | #REF!
#REF! | [7 empty] | #REF! | #REF!
#REF! | [7 empty] | #REF! | #REF!
#REF! | [7 empty] | #REF! | #REF!
#REF! | [7 empty] | #REF! | #REF!
[8 empty] | #REF! | #REF!
#REF! | [7 empty] | #REF!
#REF! | [7 empty] | #REF! | #REF!
#REF! | [7 empty] | #REF! | #REF!
#REF! | [7 empty] | #REF! | #REF!
[8 empty] | #REF! | #REF!
#REF! | [7 empty] | #REF!
#REF! | [7 empty] | #REF! | #REF!
#REF! | [7 empty] | #REF! | #REF!
#REF! | [7 empty] | #REF! | #REF!
[8 empty] | #REF! | #REF!
#REF! | [7 empty] | #REF!
#REF! | [7 empty] | #REF! | #REF!
#REF! | [7 empty] | #REF! | #REF!
#REF! | [7 empty] | #REF! | #REF!
#REF! | [7 empty] | #REF! | #REF!
[8 empty] | #REF! | #REF!
[8 empty] | #REF! | #REF!
#REF! | [7 empty] | #REF!
#REF! | [7 empty] | #REF!
#REF! | [7 empty] | #REF! | #REF!
#REF! | [7 empty] | #REF! | #REF!
#REF! | [7 empty] | #REF! | #REF!
[8 empty] | #REF! | #REF!
[8 empty] | #REF! | #REF!
#REF! | [7 empty] | #REF!
#REF! | [7 empty] | #REF!
#REF! | [7 empty] | #REF! | #REF!
#REF! | [7 empty] | #REF! | #REF!
#REF! | [7 empty] | #REF! | #REF!
#REF! | [7 empty] | #REF! | #REF!
#REF! | [7 empty] | #REF! | #REF!
[8 empty] | #REF! | #REF!
#REF! | [7 empty] | #REF!
#REF! | [7 empty] | #REF! | #REF!
#REF! | [7 empty] | #REF! | #REF!
#REF! | [7 empty] | #REF! | #REF!
#REF! | [7 empty] | #REF! | #REF!
#REF! | [7 empty] | #REF! | #REF!
#REF! | [7 empty] | #REF! | #REF!
[8 empty] | #REF! | #REF!
#REF! | [7 empty] | #REF!
#REF! | [7 empty] | #REF! | #REF!
#REF! | [7 empty] | #REF! | #REF!
#REF! | [7 empty] | #REF! | #REF!
#REF! | [7 empty] | #REF! | #REF!
#REF! | [7 empty] | #REF! | #REF!
#REF! | [7 empty] | #REF! | #REF!
#REF! | [7 empty] | #REF! | #REF!
#REF! | [7 empty] | #REF! | #REF!
#REF! | [7 empty] | #REF! | #REF!
[8 empty] | #REF! | #REF!
#REF! | [7 empty] | #REF!
#REF! | [7 empty] | #REF! | #REF!
#REF! | [7 empty] | #REF! | #REF!
#REF! | [7 empty] | #REF! | #REF!
[8 empty] | #REF! | #REF!
#REF! | [7 empty] | #REF!
#REF! | [7 empty] | #REF! | #REF!
#REF! | [7 empty] | #REF! | #REF!
#REF! | [7 empty] | #REF! | #REF!
[8 empty] | #REF! | #REF!
#REF! | [7 empty] | #REF!
#REF! | [7 empty] | #REF! | #REF!
#REF! | [7 empty] | #REF! | #REF!
[8 empty] | #REF! | #REF!
#REF! | [7 empty] | #REF!
#REF! | [7 empty] | #REF! | #REF!
#REF! | [7 empty] | #REF! | #REF!
#REF! | [7 empty] | #REF! | #REF!
#REF! | [7 empty] | #REF! | #REF!
#REF! | [7 empty] | #REF! | #REF!
#REF! | [7 empty] | #REF! | #REF!
[8 empty] | #REF! | #REF!
#REF! | [7 empty] | #REF!
#REF! | [7 empty] | #REF! | #REF!
#REF! | [7 empty] | #REF! | #REF!
#REF! | [7 empty] | #REF! | #REF!
#REF! | [7 empty] | #REF! | #REF!
#REF! | [7 empty] | #REF!
#REF! | [7 empty] | #REF! | #REF!
#REF! | [7 empty] | #REF! | #REF!
#REF! | [7 empty] | #REF! | #REF!
#REF! | [7 empty] | #REF! | #REF!
[8 empty] | #REF! | #REF!
[8 empty] | #REF! | #REF!
[8 empty] | #REF! | #REF!
Click for Bid Form 2nd Envelope

## Discount (hidden)
This letter of discount is optional. Bidder may / may not offer any discount.
Specification No: SR2/NT/W-AIS/DOM/C00/25/06026 |  |  |  |  | Letter of Discount
LETTER OF DISCOUNT
To:
Contract Services
Power Grid Corporation of India Ltd.,
"Saudamini", Plot No.-2
Sector-29, (near IFFCO Chowk)
Gurgaon (Haryana) - 122001
Subject : |  | CONSTRUCTION OF 1 NO. OF 230KV LINE BAY AT PUGALUR (EXISTING) 400/230KV SUB-STATION FOR INTEGRATION OF RE GENERATION PROJECT
Dear Sir
With reference to the subject tender, we hereby offer unconditional discount on the prices quoted by us as per details given here below : | [6 empty] | Eq Weightage of Rs/ % | Final Discount Factor
| 1 | Discount on lum-sum basis on total price quoted by us without Taxes & Duties. [The discount shall be proportionately applicable on all the items of all the Schdules i.e. Sch-1 (without type test charges), Sch-2, Sch-3, Sch-4a, Sch-4b & Sch-7] In Rs. |  |  |  | 0 | 0%
| 2 | Discount on percent basis on total price quoted by us without Taxes & Duties. [The discount shall be applicable on all the items of all the Schdules i.e. Sch-1 (without type test charges), Sch-2 , Sch-3, Sch-4a, Sch-4b & Sch-7] In Percent (%) |  |  |  | 0 | 0%
| 3 | Discount on lum-sum basis on the Schedules as given below : [The discount shall be proportionately applicable on all the relevent items of the respective Schdules.] In Rs.
|  | Schedule-1 : Ex works prices |  | In Rs. |  | 0 | 0% | Schedule-1 : Ex-Works Price | 0%
|  | Schedule-2 : Freight & Insurance |  | In Rs. |  | 0 | 0% | Schedule-2 : Freight & Insurance | 0%
|  | Schedule-3 : Erection Charges |  | In Rs. |  | 0 | 0% | Schedule-3 : Erection Charges | 0%
|  | Schedule-4 : Training Charges |  | In Rs. |  | 0 | 0% | Schedule-4a : Training Charges | 0%
|  | Schedule-4b : Maintenance Charges during and after DLP |  | In Rs. |  | 0 | 0% | Schedule-4b : Maintenance Charges | 0%
|  | Schedule-7 : Type Test Charges |  | In Rs. |  | 0 | 0% | Schedule-7 : Type Test Charges | 0%
| 4 | Discount on percent basis on the Schedules as given below : [The discount shall be applicable on all the relevent items of the respective Schdules.] In Percent (%)
|  | Schedule-1 : Ex works prices |  | In Percent (%) |  | 0 | 0%
|  | Schedule-2 : Freight & Insurance |  | In Percent (%) |  | 0 | 0%
|  | Schedule-3 : Erection Charges |  | In Percent (%) |  | 0 | 0%
|  | Schedule-4 : Training Charges |  | In Percent (%) |  | 0 | 0%
|  | Schedule-4b : Maintenance Charges during and after DLP |  | In Percent (%) |  | 0 | 0%
|  | Schedule-7 : Type Test Charges |  | In Percent (%) |  | 0 | 0%
Discount(s) offered at sl. No. 1 to 4 will get displayed and accounted for automatically in the respective items of the Schedules.
| 5 | We hereby offer Multi-package discount as given below:
Multi-Package Discount(s) offered at sl. No. 5 will not get automatically accounted for in the respective items of the Schedules. The same shall be worked out saparately for evaluation.
Please consider this letter of discount as the integral part of our price bid.
Thanking you, we remain,
Yours faithfully,
For and on behalf of
Date : |  | -- | Printed Name :
Place : |  |  | Designation :
Click for Bid Form

## Bid Form 2nd Envelope
Specification No: SR2/NT/W-AIS/DOM/C00/25/06026 |  |  |  |  | Bid Form 2nd Envelope | Sole Bidder |  |  | 1 | st |  | 1 | January
[6 empty] | 0 |  |  | 2 | nd |  | 2 | February
BID FORM (Second Envelope) | [8 empty] | 3 | rd |  | 3 | March
[9 empty] | 4 | th |  | 4 | April
Bid Proposal Ref. No. | [8 empty] | 5 | th |  | 5 | May
Date : | -- | [7 empty] | 6 | th | #VALUE! | 6 | June
[9 empty] | 7 | th | #VALUE! | 7 | July
To: | [8 empty] | 8 | th | #VALUE! | 8 | August
Contracts Services, 3rd Floor | [8 empty] | 9 | th | #VALUE! | 9 | September
Power Grid Corporation of India Ltd., | [8 empty] | 10 | th |  | 10 | October
"Saudamini", Plot No.-2 | [8 empty] | 11 | th |  | 11 | November
Sector-29, | [8 empty] | 12 | th |  | 12 | December
Gurugram (Haryana) - 122001 | [8 empty] | 13 | th
[9 empty] | 14 | th
Name of Contract : |  | CONSTRUCTION OF 1 NO. OF 230KV LINE BAY AT PUGALUR (EXISTING) 400/230KV SUB-STATION FOR INTEGRATION OF RE GENERATION PROJECT | [6 empty] | 15 | th
Dear Ladies and/or Gentlemen, | [8 empty] | 16 | th
1 | #REF! |  |  |  |  | In continuation of First Envelope of our Bid, we hereby submit the Second Envelope of the Bid, both of which shall be read together and in conjunction with each other, and shall be construed as an integral part of our Bid. Accordingly, we the undersigned, offer to design, manufacture, test, deliver, install and commission (including carrying out Trial Operation, Performance & Guarantee Test as per provision of Technical Specification) under the above-named package in full conformity with the said Bidding Documents for the sum of Rs. | or such other sums as may be determined in accordance with the terms and conditions of the Bidding Documents. | #REF! | 17 | th
| The above amounts are in accordance with the price schedules attached herewith and are made part of this bid. | [7 empty] | 18 | th
2 | Price Schedules | [7 empty] | 19 | th
2.1 | In line with the requirements of the Bidding documents, we enclose herewith the following Price Schedules, duly filled - in as per your proforma: | [7 empty] | 20 | th
| Schedule 1 |  | Plant and Equipment (Including Mandatory Spare Parts) to be supplied, including Type Test Charges. | [5 empty] | 21 | st
| Schedule 2 |  | Local Transportation, In-transit Insurance, loading and unloading | [5 empty] | 22 | th
| Schedule 3 |  | Installation Charges. | [5 empty] | 23 | th
| Schedule 4 |  | Training charges for training to be imparted. (Not Applicable) | [5 empty] | 24 | th
| Schedule 4b |  | Maintenance Charges during & after Defect Liability Period. (Not Applicable)
| Schedule 4 |  | Taxes and Duties not included in Schedule 1 | [5 empty] | 25 | th
| Schedule 6 |  | But-back charges (scrap value) | [5 empty] | 25 | th
| Schedule 5 |  | Grand Summary [Schedule 1 to 5] | [5 empty] | 26 | th
| Schedule 7 |  | Break-up of Type Test Charges for Type Tests to be conducted (NOT APPLICABLE) | [5 empty] | 27 | th
2.2 | We are aware that the Price Schedules do not generally give a full description of the Work to be performed under each item and we shall be deemed to have read the Technical Specifications and other sections of the Bidding Documents and Drawings to ascertain the full scope of Work included in each item while filling-in the rates and prices. We agree that the entered rates and prices shall be deemed to include for the full scope as aforesaid, including overheads and profit. | [7 empty] | 28 | th
2.3 | We declare that as specified in Clause 11.5, Section –II:ITB, Vol.-I of the Bidding Documents, prices quoted by us in the Price Schedules in Second Envelope shall be on ‘Firm’ basis during the entire currency of contract and shall not be subject to price variation, what-so-ever during contract execution. | [7 empty] | 29 | th
2.4 | We understand that in the price schedules, where there are errors between the total of the amounts given under the column for the price Breakdown and the amount given under the Total Price, the former shall prevail and the latter will be corrected accordingly. We further understand that where there are discrepancies between amounts stated in figures and amounts stated in words, the amount stated in words shall prevail. Similarly, any discrepancy in the total bid price and that of the summation of Schedule price (price indicated in a Schedule indicating the total of that schedule), the total bid price shall be corrected to reflect the actual summation of the Schedule prices. | [7 empty] | 30 | th
2.5 | We declare that items left blank in the Schedules will be deemed to have been included in other items. The TOTAL for each Schedule and the TOTAL of Grand Summary shall be deemed to be the total price for executing the Facilities and sections thereof in complete accordance with the Contract, whether or not each individual item has been priced. | [7 empty] | 31 | st
3 | We confirm that except as otherwise specifically provided our Bid Prices in this Second Envelope include all taxes, duties, levies and charges as may be assessed on us/our Associate (applicable for Foreign Bidder), our Sub-Contractor/Sub-Vendor or their employees by all municipal, state or national government authorities in connection with the Facilities, in and outside of India.
3.1 | 100% of applicable Taxes and Duties i.e GST which are payable by the Employer under the Contract, shall be reimbursed by the Employer on production of satisfactory documentary evidence by the Contractor in accordance with the provisions of the Bidding Documents.
3.2 | We further understand that notwithstanding 3.0 above, in case of award on us, you shall also bear and pay/reimburse to us, GST applicable on supplies by us to you, imposed on the Plant & Equipment including Mandatory Spare Parts to be incorporated into the Facilities including Type Test charges for Type test to be conducted specified in Schedule No. 1, Installation Services specified in Schedule No. 3, Charges for Training to be imparted specified in Schedule No. 4a and Maintenance Charges during & after Defect Laibility Period specified in Schedule No. 4b of the Price Schedule in this Second Envelope by the Indian Laws.
3.3 | We confirm that we have also registered/we shall also get registered in the GST Network with a GSTIN, in all the states where the project is located and the states from which we shall make our supply of goods.
4 | # (For Joint Venture only) We, the partners of Joint Venture submitting this bid, do agree and confirm that in case of Award of Contract on the Joint Venture, we shall be jointly and severally liable and responsible for the execution of the Contract in accordance with Contract terms and conditions.
5 | We, hereby, declare that only the persons or firms interested in this proposal as principals are named here and that no other persons or firms other than those mentioned herein have any interest in this proposal or in the Contract to be entered into, if the award is made on us, that this proposal is made without any connection with any other person, firm or party likewise submitting a proposal is in all respects for and in good faith, without collusion or fraud.
Thanking you, we remain,
Yours faithfully,
For and on behalf of
Signature :
Date : | -- |  |  | Printed Name :
Place : |  |  |  | Designation :
Common Seal :
Please provide additional information of the Bidder
Business Address :
Country of Incorporation :
State/Province to be indicated :
Name of Principal Officer :
Address of Principal Officer :
Note: Bidders may note that no prescribed proforma has been enclosed for Attachment 2 : Power of Attorney. Bidders may use their own proforma for furnishing the required information with the bid.
* * *
Back to Cover Page