## Summary (hidden)
SUMMARY
Sr.No. | Item Description | Amount (As per SOR Mar 2025 and Market Rate )
1 | Supply Item | 0
3 | Service (Civil + Erection) | #REF!
2 | Freight & Insurance | #REF!
Total (Excl. GST) |  | #REF!
GST 18% |  | #REF!
Total Amount (Including GST) |  | #REF!

## BOQ
S.N |  | LongText | Unit | Quantity | Unit Rate | Amount
Electrical Portion-SUPPLY
1 | M R | Erection Hardware for 400kV I type layout-Transformer bay as per specification | SET | 1 | These items & quantities are indicative only, the actual items & quantities to be executed shall be decided at the time of finalization of Individual Tenders to be floated at a later stage among the Empaneled Agencies
2 | M R | Erection Hardware for 400kV I type layout-Spare bay of half dia as per specification | SET | 1
3 | M R | Erection Hardware for 400kV I type layout-Bus Work (For three diameters) as per technical specification | SET | 1
4 | M R | Erection Hardware for 220kV layout (Double Main and Transfer Scheme as per SLD)-Transformer Bay as per specification | SET | 1
5 | M R | Erection Hardware for 220kV layout (Double Main and Transfer Scheme as per SLD)-Transfer Bus Coupler Bay as per specification | SET | 0
6 | M R | Erection Hardware for 220kV layout (Double Main and Transfer Scheme as per SLD)-Bus section Bay as per specification | SET | 0
7 | M R | Erection Hardware for 220kV layout (Double Main and Transfer Scheme as per SLD)-Bus Coupler Bay as per specification | SET | 0
8 | M R | Erection Hardware for 220kV layout (Double Main and Transfer Scheme as per SLD)-Bus work (one Bay) as per specification | SET | 2
9 | M R | 40 mm MS rod for Main Earthmat | KM | 5
10 | M R | Color IP camera, with PAN, TILT and ZOOM facilities, alongwith all required Items, Accessories, Line Interface units, Fiber patchcords, Power supply units, Junction Boxes, Cables, Fiber Optic Cables, etc., and including Integration in existing Hardware andSoftware for Augmentation of Visual Monitoring System as per technical specification. | SET | 2
11 | M R | Fire Wall Mounted LED Luminarie Type FL-2 (250W) | EA | 4
12 | M R | Lighting Fixture LED Luminaires type FL2 as per tech. specifications | EA | 80
13 | M R | Outdoor Power Receptacle for oilfiltration unit (250A) | EA | 1
14 | M R | 63A, 415V : Interlocked switch socket outdoor Receptacle (type RP) as per technical specifications | EA | 1
15 | M R | Lighting Panel type ACP-2 as per technical specification | EA | 4
16 | M R | Illumination System for switchyard panel room of 6 m length | SET | 2
17 | M R | Illumination System for switchyard panel room of 9 m length | SET | 1
18 | M R | Sub Lighting panel (outdoor) type SLP (Switchyard and Street Lighting) | EA | 8
19 | M R | HVW spray system, Hydrant system and complete U/G & O/G piping and accessories etc. out side the pump house for 500MVA ,400KV/220/33 kV, 3-phase Autotransformer | SET | 2
20 | M R | Fire Detection and Alarm System for Switchyard Panel Room of 6 m length | SET | 2
21 | M R | Fire Detection and Alarm System for Switchyard Panel Room of 9 m length | SET | 1
22 | M R | 4.5 kg CO2 type Portable Fire extinguisher | EA | 3
23 | M R | Air conditioning system for Switchyard Panel Room of 9m length | SET | 1
24 | M R | Air conditioning system for Switchyard Panel Room of 6m length | SET | 2
25 | M R | PMU with GPS Clock (clock can be either internal or external) | EA | 1
26 | M R | WAMS TIME SYSTEM(GPS RECEIVER) | EA | 1
27 | M R | SUBSTATION GRADE Layer 2 LAN SWITCH | EA | 1
28 | M R | SUBSTATION GRADE Layer 3 LAN SWITCH | EA | 1
29 | M R | Services:- Armored Fibre Optic Cable and associated termination equipment | LOT | 1
30 | M R | SUPPLY, INSTALLATION, TESTING AND COMMISSIONING OF LIU-FO PATCH PANEL-12 PORT | EA | 2
31 | M R | SDH EQUIPMENT (STM-16 MADM UPTO 5 MSP PROTECTED DIRECTIONS)-BASEEQUIPMENT (COMMON CARDS, CROSS CONNECT/CONTROL CARDS, OPTICAL BASECARDS, POWER SUPPLY CARDS, POWER CABLING, OTHER HARDWARE ANDACCESSORIES INCLUDING SUB RACKS, PATCH CORD, DDF ETC FULLY EQUIPEDEXCLUDING OPTICAL INTERFACE & TRIBUTARY CARDS | EA | 1
32 | M R | S16.1 SFP | EA | 2
33 | M R | TRIBUTARY INTERFACE- E1 INTERFACE (MINIMUM 16 NOS.) | SET | 1
34 | M R | ETHERNET INTERFACE 10/100 BASE T WITH LAYER-2 SWITCHING (MIN 8INTERFACES PER CARD) | EA | 1
35 | M R | TRIBUTARY INTERFACE-GIGABIT ETHERNET INTERFACES 10/100 MBPS WITH LAYER-2 SWITCHING (MINIMUM 2 NOS.) | SET | 1
36 | M R | Equipment Cabinets For SDH | EA | 1
Electrical Portion-S&I
1 | M R | Erection Hardware for 400kV I type layout-Transformer bay as per specification | SET | 1
2 | M R | Erection Hardware for 400kV I type layout-Spare bay of half dia as per specification | SET | 1
3 | M R | Erection Hardware for 400kV I type layout-Bus Work (For three diameters) as per technical specification | SET | 1
4 | M R | Erection Hardware for 220kV layout (Double Main and Transfer Scheme as per SLD)-Transformer Bay as per specification | SET | 1
5 | M R | Erection Hardware for 220kV layout (Double Main and Transfer Scheme as per SLD)-Transfer Bus Coupler Bay as per specification | SET | 0
6 | M R | Erection Hardware for 220kV layout (Double Main and Transfer Scheme as per SLD)-Bus section Bay as per specification | SET | 0
7 | M R | Erection Hardware for 220kV layout (Double Main and Transfer Scheme as per SLD)-Bus Coupler Bay as per specification | SET | 0
8 | M R | Erection Hardware for 220kV layout (Double Main and Transfer Scheme as per SLD)-Bus work (one Bay) as per specification | SET | 2
9 | M R | 40 mm MS rod for Main Earthmat | KM | 5
10 | M R | Color IP camera, with PAN, TILT and ZOOM facilities, alongwith all required Items, Accessories, Line Interface units, Fiber patchcords, Power supply units, Junction Boxes, Cables, Fiber Optic Cables, etc., and including Integration in existing Hardware andSoftware for Augmentation of Visual Monitoring System as per technical specification. | SET | 2
11 | M R | Fire Wall Mounted LED Luminarie Type FL-2 (250W) | EA | 4
12 | M R | Lighting Fixture LED Luminaires type FL2 as per tech. specifications | EA | 80
13 | M R | Outdoor Power Receptacle for oilfiltration unit (250A) | EA | 1
14 | M R | 63A, 415V : Interlocked switch socket outdoor Receptacle (type RP) as per technical specifications | EA | 1
15 | M R | Lighting Panel type ACP-2 as per technical specification | EA | 4
16 | M R | Illumination System for switchyard panel room of 6 m length | SET | 2
17 | M R | Illumination System for switchyard panel room of 9 m length | SET | 1
18 | M R | Sub Lighting panel (outdoor) type SLP (Switchyard and Street Lighting) | EA | 8
19 | M R | HVW spray system, Hydrant system and complete U/G & O/G piping and accessories etc. out side the pump house for 500MVA ,400KV/220/33 kV, 3-phase Autotransformer | SET | 2
20 | M R | Fire Detection and Alarm System for Switchyard Panel Room of 6 m length | SET | 2
21 | M R | Fire Detection and Alarm System for Switchyard Panel Room of 9 m length | SET | 1
22 | M R | 4.5 kg CO2 type Portable Fire extinguisher | EA | 3
23 | M R | Air conditioning system for Switchyard Panel Room of 9m length | SET | 1
24 | M R | Air conditioning system for Switchyard Panel Room of 6m length | SET | 2
25 | M R | PMU with GPS Clock (clock can be either internal or external) | EA | 1
26 | M R | WAMS TIME SYSTEM(GPS RECEIVER) | EA | 1
27 | M R | SUBSTATION GRADE Layer 2 LAN SWITCH | EA | 1
28 | M R | SUBSTATION GRADE Layer 3 LAN SWITCH | EA | 1
29 | M R | Services:- Armored Fibre Optic Cable and associated termination equipment | LOT | 1
30 | M R | SUPPLY, INSTALLATION, TESTING AND COMMISSIONING OF LIU-FO PATCH PANEL-12 PORT | EA | 2
31 | M R | SDH EQUIPMENT (STM-16 MADM UPTO 5 MSP PROTECTED DIRECTIONS)-BASEEQUIPMENT (COMMON CARDS, CROSS CONNECT/CONTROL CARDS, OPTICAL BASECARDS, POWER SUPPLY CARDS, POWER CABLING, OTHER HARDWARE ANDACCESSORIES INCLUDING SUB RACKS, PATCH CORD, DDF ETC FULLY EQUIPEDEXCLUDING OPTICAL INTERFACE & TRIBUTARY CARDS | EA | 1
32 | M R | S16.1 SFP | EA | 2
33 | M R | TRIBUTARY INTERFACE- E1 INTERFACE (MINIMUM 16 NOS.) | SET | 1
34 | M R | ETHERNET INTERFACE 10/100 BASE T WITH LAYER-2 SWITCHING (MIN 8INTERFACES PER CARD) | EA | 1
35 | M R | TRIBUTARY INTERFACE-GIGABIT ETHERNET INTERFACES 10/100 MBPS WITH LAYER-2 SWITCHING (MINIMUM 2 NOS.) | SET | 1
36 | M R | Equipment Cabinets For SDH | EA | 1
Electrical Portion-ERECTION
1 | M R | 420kV, 3150A, 63kA Circuit Breaker(3-Phase) without closing resistor(with support structure) | EA | 2
2 | M R | 420kV, 3150A, 63KA, Isolator (3-phase)(Double Break) with one E/S | EA | 6
3 | M R | 420 kV, 3000A, 63KA, 1-Phase CurrentTransformer with 120% extended currentrating | EA | 6
4 | M R | 420KV, 1-PHASE BUS POST INSULATORS | EA | 7
5 | M R | 336kV Surge Arrester (1-phase) | EA | 3
6 | M R | Controlled Switching Device for 420 kV, 3-ph Circuit Breaker | EA | 2
7 | M R | 245 kV 1600A, 50KA Circuit Breakers (3-Phase) with support | EA | 2
8 | M R | 245 kV, 1600A, 50KA, 1-Phase CurrentTransformer with 120% extended currentrating | EA | 6
9 | M R | 245kV, 1600A, 50 KA, 3-phase DoubleBreak Isolator with one E/S | EA | 2
10 | M R | 245kV, 1600A, 50 KA, 3-phase DoubleBreak Isolator with two E/S | EA | 2
11 | M R | 245kV, 1600A, 50 KA, 3-phase DoubleBreak Tandem Isolator without E/S | EA | 4
12 | M R | 216kV Surge Arrester (1-phase) | EA | 6
13 | M R | 245 kV,1 phase Bus Post Insulator (except for Line Traps) | EA | 16
14 | M R | 245KV, 3150 A, 50kA Circuit Breaker (3-Phase) with support structure | EA | 0
15 | M R | 245 kV, 2500A, 50KA, 1-Phase CurrentTransformer with 120% extended currentrating | EA | 0
16 | M R | 245KV, 3150A, 50KA, 3-PHASE DOUBLE BREAK ISOLATOR WITH ONE E/S | EA | 0
17 | M R | 245kV, 3150A, 50KA, 3-Phase Double Break Isolator with two E/S | EA | 0
18 | M R | 245 kV, 4400pf Capacitive Voltage Transformer (1- Phase) | EA | 3
19 | M R | Erection Hardware for 400kV I type layout-Transformer bay as per specification | SET | 1
20 | M R | Erection Hardware for 400kV I type layout-Spare bay of half dia as per specification | SET | 1
21 | M R | Erection Hardware for 400kV I type layout-Bus Work (For three diameters) as per technical specification | SET | 1
22 | M R | Erection Hardware for 220kV layout (Double Main and Transfer Scheme as per SLD)-Transformer Bay as per specification | SET | 1
23 | M R | Erection Hardware for 220kV layout (Double Main and Transfer Scheme as per SLD)-Transfer Bus Coupler Bay as per specification | SET | 0
24 | M R | Erection Hardware for 220kV layout (Double Main and Transfer Scheme as per SLD)-Bus section Bay as per specification | SET | 0
25 | M R | Erection Hardware for 220kV layout (Double Main and Transfer Scheme as per SLD)-Bus Coupler Bay as per specification | SET | 0
26 | M R | Erection Hardware for 220kV layout (Double Main and Transfer Scheme as per SLD)-Bus work (one Bay) as per specification | SET | 2
27 | M R | 40 mm MS rod for Main Earthmat | KM | 5
28 | M R | 400kV Transformer Protection Panel (For both HV & MV side)-(with Automation) | EA | 1
29 | M R | Augmentation of existing 400kV bus bar protection scheme.(No. of bays as per specification)-(with Automation) | SET | 1
30 | M R | 400kV Circuit Breaker Relay Panel (with Automation) | EA | 2
31 | M R | 220kV Circuit Breaker Relay Panel (with Automation) | EA | 2
32 | M R | 220kV Bus Bar Protection Panel (Single)-(with Automation) | SET | 1
33 | M R | Augmentation of Substation automation System for 400kV Main bay as per Technical Specification | EA | 1
34 | M R | Augmentation of Substation automation System for 220kV bay as per Technical Specification | EA | 2
35 | M R | Augmentation of Substation automation System for 400kV Tie bay as per Technical Specification | EA | 1
36 | M R | Color IP camera, with PAN, TILT and ZOOM facilities, alongwith all required Items, Accessories, Line Interface units, Fiber patchcords, Power supply units, Junction Boxes, Cables, Fiber Optic Cables, etc., and including Integration in existing Hardware andSoftware for Augmentation of Visual Monitoring System as per technical specification. | SET | 2
37 | M R | 1.1kV grade 3.5Cx70 sqmm (PVC) Power Cable | KM | 2
38 | M R | 1.1kV grade 3.5Cx300 sqmm (XLPE) Power Cable | KM | 2
39 | M R | 1.1kV grade 4Cx16 sqmm (PVC) Power Cable | KM | 3
40 | M R | 1.1kV grade 4Cx6 sqmm (PVC) Power Cable | KM | 4
41 | M R | 1.1kV grade 2Cx6 sqmm (PVC) Power Cable | KM | 3
42 | M R | 1.1kV grade 3Cx2.5 sqmm Control Cable | KM | 5
43 | M R | 1.1kV grade 5Cx2.5 sqmm Control Cable | KM | 8
44 | M R | 1.1kV grade 10Cx2.5 sqmm Control Cable | KM | 3
45 | M R | 1.1KV GRADE 19CX1.5 SQMM CONTROL CABLE | KM | 4
46 | M R | 1.1KV GRADE 27CX1.5 SQMM CONTROL CABLE | KM | 2
47 | M R | 4PAIR, 0.5 SQ.MM SCREENED CABLE | KM | 1
48 | M R | Fire Wall Mounted LED Luminarie Type FL-2 (250W) | EA | 4
49 | M R | Lighting Fixture LED Luminaires type FL2 as per tech. specifications | EA | 80
50 | M R | Lighting Fixture LED Luminaires type FL-1 as per tech. specifications | EA | 10
51 | M R | Outdoor Power Receptacle for oilfiltration unit (250A) | EA | 1
52 | M R | 63A, 415V : Interlocked switch socket outdoor Receptacle (type RP) as per technical specifications | EA | 1
53 | M R | Lighting Panel type ACP-2 as per technical specification | EA | 4
54 | M R | Illumination System for switchyard panel room of 6 m length | SET | 2
55 | M R | Illumination System for switchyard panel room of 9 m length | SET | 1
56 | M R | Sub Lighting panel (outdoor) type SLP (Switchyard and Street Lighting) | EA | 8
57 | M R | HVW spray system, Hydrant system and complete U/G & O/G piping and accessories etc. out side the pump house for 500MVA ,400KV/220/33 kV, 3-phase Autotransformer | SET | 2
58 | M R | Fire Detection and Alarm System for Switchyard Panel Room of 6 m length | SET | 2
59 | M R | Fire Detection and Alarm System for Switchyard Panel Room of 9 m length | SET | 1
60 | M R | 4.5 kg CO2 type Portable Fire extinguisher | EA | 3
61 | M R | Air conditioning system for Switchyard Panel Room of 9m length | SET | 1
62 | M R | Air conditioning system for Switchyard Panel Room of 6m length | SET | 2
63 | M R | Supplying and erecting dewatering pumps- 2 HP | EA | 2
64 | M R | Supplying and erecting dewatering pumps-5 HP | EA | 1
65 | M R | Erection of Lattice Structures (MS Steel), to be designed during detailed engineering, for towers, beams and equipment supportstructure including pack plates / packwashers and gusset plates excluding fasteners and foundation bolts | MT | 170
66 | M R | Erection of Lattice Structures (HT Steel), to be designed during detailed engineering, for towers, beams and equipment supportstructure including pack plates / packwashers and gusset plates excluding fasteners and foundation bolts. | MT | 7
67 | M R | Erection of fasteners ( nuts, bolts and washers ) including step bolts for lattice and pipe structures to be designed duringdetailed engineering | MT | 10
68 | M R | Erection of foundation bolts including nuts, checknut and washers for lattice and pipe structures to be designed during detailedengineering | MT | 19
69 | M R | Service:- Phasor Measurement Unit (PMU) | EA | 1
| M R | PMU with GPS Clock (clock can be either internal or external) | EA | 1
70 | M R | WAMS TIME SYSTEM(GPS RECEIVER) | EA | 1
71 | M R | SUBSTATION GRADE Layer 2 LAN SWITCH | EA | 1
72 | M R | SUBSTATION GRADE Layer 3 LAN SWITCH | EA | 1
73 | M R | Services:- Armored Fibre Optic Cable and associated termination equipment | LOT | 1
74 | M R | SUPPLY, INSTALLATION, TESTING AND COMMISSIONING OF LIU-FO PATCH PANEL-12 PORT | EA | 2
75 | M R | Integration of PMU with the PDC (Phasor Data Concentrator) of RLDCs and respective SLDCs as required. | LOT | 1
76 | M R | SDH EQUIPMENT (STM-16 MADM UPTO 5 MSP PROTECTED DIRECTIONS)-BASEEQUIPMENT (COMMON CARDS, CROSS CONNECT/CONTROL CARDS, OPTICAL BASECARDS, POWER SUPPLY CARDS, POWER CABLING, OTHER HARDWARE ANDACCESSORIES INCLUDING SUB RACKS, PATCH CORD, DDF ETC FULLY EQUIPEDEXCLUDING OPTICAL INTERFACE & TRIBUTARY CARDS | EA | 1
77 | M R | S16.1 SFP | EA | 2
78 | M R | TRIBUTARY INTERFACE- E1 INTERFACE (MINIMUM 16 NOS.) | SET | 1
79 | M R | ETHERNET INTERFACE 10/100 BASE T WITH LAYER-2 SWITCHING (MIN 8INTERFACES PER CARD) | EA | 1
80 | M R | TRIBUTARY INTERFACE-GIGABIT ETHERNET INTERFACES 10/100 MBPS WITH LAYER-2 SWITCHING (MINIMUM 2 NOS.) | SET | 1
81 | M R | Equipment Cabinets For SDH | EA | 1
CIVIL PORTION
S. N. | DSR'23 | Description | Unit | Qty
1 | 2.6.1 | Earth work in excavation by mechanical means (Hydraulic excavator)/manual means over areas (exceeding 30 cm in depth, 1.5 m in width as well as 10 sqm on plan) including getting out and disposal of excavated earth lead upto 50 m and for all lift, as directed by Engineer-in-charge. All Kind of Soil | M3 | 4671.11
2 | 1.1.2 | Carriage of Material by mechanical transport including loading, unloading and stacking : Earth (Upto 02 KM) | M3 | 4893.6667
3 | 2.25 | Filling available excavated earth (excluding rock) in trenches, plinth, sides of foundations etc. in layers not exceeding 20cm in depth, consolidating each deposited layer by ramming and watering, lead up to 50 and for all lift | M3 | 1647.0433
4 | 4.1.8 | 1:4:8 (1 Cement : 4 coarse sand (zone-III) derived from natural sources : 8 graded stone aggregate 40 mm nominal size derived from natural sources) | M3 | 99
5 | 4.1.3 | 1:2:4 (1 cement : 2 coarse sand (zone-III) derived from natural sources : 4 graded stone aggregate 20 mm nominal size derived from natural sources) | M3 | 6.03
6 | 4.3.1 | Centering and shuttering including strutting, propping etc. and removal of form work for : Foundations, footings, bases for columns | M3 | 133
7 | 5.33.1.1 | Providing and laying in position ready mixed or site batched design mix cement concrete for reinforced cement concrete work; using coarse aggregate and fine aggregate derived from natural sources, Portland Pozzolana / Ordinary Portland /Portland Slag cement, admixtures in recommended proportions as per IS: 9103 to accelerate / retard setting of concrete, to improve durability and workability without impairing strength; including pumping of concrete to site of laying, curing, carriage for all leads; but excluding the cost of centering, shuttering, finishing and reinforcement as per direction of the engineer-in-charge, for the following grades of concrete.: Note: Extra cement up to 10% of the minimum specified cement content in design mix shall be payable separately. In case the cement content in design mix is more than 110% of the specified minimum cement content, the contractor shall have discretion to either re-design the mix or bear the cost of extra cement. All works upto plinth level : Concrete of M25 grade with minimum cement content of 330 kg /cum | M2 | 517.8867
8 | 5.33.2.1 | Providing and laying in position ready mixed or site batched design mix cement concrete for reinforced cement concrete work; using coarse aggregate and fine aggregate derived from natural sources, Portland Pozzolana / Ordinary Portland /Portland Slag cement, admixtures in recommended proportions as per IS: 9103 to accelerate / retard setting of concrete, to improve durability and workability without impairing strength; including pumping of concrete to site of laying, curing, carriage for all leads; but excluding the cost of centering, shuttering, finishing and reinforcement as per direction of the engineer-in-charge, for the following grades of concrete.: Note: Extra cement up to 10% of the minimum specified cement content in design mix shall be payable separately. In case the cement content in design mix is more than 110% of the specified minimum cement content, the contractor shall have discretion to either re-design the mix or bear the cost of extra cement. All works above plinth level upto floor V level : Concrete of M25 grade with minimum cement content of 330 kg /cum | M3 | 6.6333
9 | 5.35 | Add for using extra cement in the items of design mix over and above the specified cement content therein. | M3 | 367.664
10 | 5.9.1 | Centering and shuttering including strutting, propping etc. and removal of form for Foundations, footings, bases of columns, etc. for mass concrete | M3 | 594.3333
11 | 5.9.2 | Centering and shuttering including strutting, propping etc. and removal of form for Walls (any thickness) including attached pilasters, butteresses, plinth and string courses etc. | Quintal | 3955
12 | 5.9.6 | Centering and shuttering including strutting, propping etc. and removal of form for Columns, Pillars, Piers, Abutments, Posts and Struts | M2 | 43.3333
13 | 5.22.6 | Steel reinforcement for R.C.C. work including straightening, cutting, bending, placing in position and binding all complete upto plinth level : Thermo-Mechanically Treated bars of grade Fe-500D or more. | M2 | 66750.5067
14 | 5.22A.6 | Steel reinforcement for R.C.C. work including straightening, cutting, bending, placing in position and binding all complete above plinth level : Thermo-Mechanically Treated bars of grade Fe-500D or more. | M2 | 4233.3333
15 | NS | Stone filling (40 mm size) for transformer/Reactor foundation including supply and laying of stone, sand etc. and compaction to required density as per direction of engineer in charge. | KG | 21
16 | 10.2 | Structural steel work riveted, bolted or welded in built up sections, trusses and framed work, including cutting, hoisting, fixing in position and applying a priming coat of approved steel primer all complete. | KG | 52973.97
17 | 16.3.3 (M) | Supplying and stacking at site :40mm single size stone aggregate | KG | 300
18 | 16.4 (M) | Laying and spreading stone aggregate of specified sizes to specifications in uniform thickness and compacting to the required density in switchyard area 40 mm size stone aggregate as per direction of Engineer-in-Charge | M3 | 300
19 | 14.92 (M) | Providing & laying non-woven Geo-synthetics fabric of minimum 200 GSM in separration layer between sub garde and stone spreading inswitchyard as per Technical Specification and direction of Engineer-in-Charge. | M2 | 5000
20 | NS | Removing,cleaning and washing of existing stones and respreading of stones in switchyard excluding PCC | M3 | 2000
21 | 19.6.3 | Providing and laying non-pressure NP2 class (light duty) R.C.C. pipes with collars jointed with stiff mixture of cement mortar in the proportion of 1:2 (1 cement : 2 fine sand) including testing of joints etc. complete : 250mm dia R.C.C. pipe | M3 | 15
22 | 19.6.4 | Providing and laying non-pressure NP2 class (light duty) R.C.C. pipes with collars jointed with stiff mixture of cement mortar in the proportion of 1:2 (1 cement : 2 fine sand) including testing of joints etc. complete : 300mm dia R.C.C. pipe | M2 | 15
23 | 19.35.1 | Providing and laying Non Pressure NP-3 class (Medium duty) R.C.C. pipes including collars/ spigot jointed with stiff mixture of cement mortar in the proportion of 1:2 (1 cement : 2 fine sand) including testing of joints etc. complete : 450mm dia RCC pipe | M | 15
24 | 23.5 (M) | Supplying, filling, spreading & compacting stone boulders of size range 5 cm to 20 cm, in the required thickness, for all leads & lifts, all complete as per direction of Engineer-in - charge | M | 121
25 | NS | Stone filling (40 mm size) for transformer/Reactor foundation including supply and laying of stone, sand etc. and compaction to required density as per direction of engineer in charge. | M | 216.9233
26 | 15.3 | Demolishing R.C.C. work manually/ by mechanical means including stacking of steel bars and disposal of unserviceable material within 50 metres lead as per direction of Engineer - in- charge | M3 | 11.61
27 | 6.4.2 | Brick work with common burnt clay F.P.S. (non modular) bricks of class designation 7.5 in superstructure above plinth level up to floor V level in all shapes and sizes in Cement mortar 1:6 (1 cement : 6 coarse sand) | M2 | 181.9833
28 | 13.4.2 | 12mm cement plaster of mix: : Cement mortar 1:6 (1 cement : 6 coarse sand) | M2 | 95.23
29 | 13.16.1 | 6 mm cement plaster of mix : 1:3 (1 cement : 3 fine sand) | M2 | 36.2133
30 | 13.11 | 18 mm cement plaster in two coats under layer 12 mm thick cement plaster 1:5 (1 cement : 5 coarse sand)finished with a top layer 6 mm thick cement plaster 1:6 (1 cement : 6 fine sand) | M2 | 106.46
31 | 13.41.1 | Distempering with 1st quality acrylic distemper (ready mixed) having VOC content less than 50 gram/litre, of approved manufacturer and of required shade and colour all complete to achieve even shade and colour : New work (two or more coats) over and including water thinnable priming coat with cement primer having VOC content less than 50 gram/litre | M2 | 103.9233
32 | 13.47.1 | Finishing walls with Premium Acrylic Smooth exterior paint with Silicone additives of required shade: New work (Two or more coats applied @ 1.43 ltr/10 sqm over and including priming coat of exterior primer applied @ 0.90 litre/10 sqm) | M2 | 106.46
33 | 22.7.1 | Providing and laying integral cement based water proofing treatment including preparation of surface as required for treatment of roofs, balconies, terraces etc consisting of following operations: (a) Applying a slurry coat of neat cement using 2.75 kg/sqm of cement admixed with water proofing compound conforming to IS. 2645 and approved by Engineer-in-charge over the RCC slab including adjoining walls upto 300 mm height including cleaning the surface before treatment. (b) Laying brick bats with mortar using broken bricks/brick bats 25 mm to 115 mm size with 50% of cement mortar 1:5 (1 cement : 5 coarse sand) admixed with water proofing compound conforming to IS : 2645 and approved by Engineer-in-charge over 20 mm thick layer of cement mortar of mix 1:5 (1 cement :5 coarse sand ) admixed with water proofing compound conforming to IS : 2645 and approved by Engineer-in-charge to required slope and treating similarly the adjoining walls upto 300 mm height including rounding of junctions of walls and slabs. (c) After two days of proper curing applying a second coat of cement slurry using 2.75 kg/ sqm of cement admixed with water proofing compound conforming to IS : 2645 and approved by Engineer-in-charge. (d) Finishing the surface with 20 mm thick jointless cement mortar of mix 1:4 (1 cement :4 coarse sand) admixed with water proofing compound conforming to IS : 2645 and approved by Engineer-in-charge including laying glass fibre cloth of approved quality in top layer of plaster and finally finishing the surface with trowel with neat cement slurry and making pattern of 300x300 mm square 3 mm deep. (e) The whole terrace so finished shall be flooded with water for a minimum period of two weeks for curing and for final test.“All above operations to be done in order and as directed and specified by the Engineer-in-Charge : With average thickness of 120 mm and minimum thickness at khurra as 65 mm. | M2 | 58.2567
34 | 13.26 | Providing and applying plaster of paris putty of 2 mm thickness over plastered surface to prepare the surface even and smooth complete. | M2 | 103.9233
35 | 4.1 | Providing and laying damp-proof course 40 mm thick with cement concrete 1:2:4 (1 cement : 2 coarse sand (zone-III) derived from natural sources : 4 graded stone aggregate 12.5 mm nominal size derived from natural sources) | M2 | 7.61
36 | 11.41.2 | Providing and laying vitrified floor tiles in different sizes (thickness to be specified by the manufacturer) with water absorption less than 0.08% and conforming to IS: 15622, of approved make, in all colours and shades, laid on 20 mm thick cement mortar 1:4 (1 cement : 4 coarse sand), jointing with grey cement slurry @ 3.3 kg/ sqm including grouting the joints with white cement and matching pigments etc., complete. Size of Tile 600x600 mm | M2 | 15.4633
37 | 11.46.2 | Providing and laying Vitrified tiles in different sizes (thickness to be specified by manufacturer), with water absorption less than 0.08 % and conforming to I.S. 15622, of approved make, in all colours & shade, in skirting, riser of steps, over 12 mm thick bed of cement mortar 1:3 (1 cement: 3 coarse sand), jointing with grey cement slurry @ 3.3 kg/ sqm including grouting the joint with white cement & matching pigments etc. complete. Size of Tile 600x600 mm | M | 2.59
38 | 12.7.1 | Providing and fixing 15 cm wide, 45 cm overall semi-circular plain G.S. sheet gutter with iron brackets 40x3 mm size, bolts, nuts and washers etc., including making necessary connections with rain water pipes complete. 0.80 mm thick with zinc coating not less than 275 gm/m² | M2 | 11.6667
39 | 8.2.2.2 | Providing and fixing 18 mm thick gang saw cut, mirror polished, premoulded and prepolished, machine cut for kitchen platforms, vanity counters, window sills, facias and similar locations of required size, approved shade, colour and texture laid over 20 mm thick base cement mortar 1:4 (1 cement : 4 coarse sand), joints treated with white cement, mixed with matching pigment, epoxy touch ups, including rubbing, curing, moulding and polishing of edges to give high gloss finish etc. complete at all levels. Area of slab over 0.50 sqm | M2 | 10.4
40 | 9.147.F2.1 | Providing and fixing factory made uPVC glazed/wire mesh windows/ doors comprising of lead free uPVC multi-chambered frame, sash and mullion/coupler (where ever required) extruded profiles having minimum wall thickness of 1.70 mm for Series R1 and R2 profiles and 2.10 mm for Series R3 and R4 profiles conforming to EN: 12608 in any shape, colour and design duly reinforced with galvanized mild steel section made of required shape & size as per CPWD Specification, uPVC extruded glazing beads, interlocks and Inline sash adaptor (where ever required) of appropriate dimension, EPDM gasket, hardware, SS 304 grade fasteners of minimum 8 mm dia with countersunk head, comprising of matching polyamide PA6 grade sleeve for fixing frame to finished wall as per IS 1367 : Part 1 to 14, plastic packers, plastic caps and necessary stainless steel screws etc. Profile of frame, sash & mullion (if required) shall be mitred cut and fusion welded/mechanically jointed duly sealed at all corners, including drilling of holes for fixing hardware and drainage of water etc. After fixing frame the gap between frame and adjacent finished wall shall be filled with weather proof silicon sealant over backer rod of approved size and quality, all complete as per approved drawing conforming to CPWD specification & direction of Engineer-in-Charge. Section of steel reinforcement and cross sections of uPVC profiles to be as per design approved by Engineer-in-Charge. Wire mesh / Glazing of plain/ toughened/ laminated/ double glass unit with / without high performance coatings as per design requirements and conforming to IS: 3548 & IS: 16231 shall be paid separately. Note:- Structural design proof checked from a Government Engineering Institute, to be provided by the manufacturer for : (i) Sites with basic wind speed > 45 m/sec as per IS 875 – Part 3 (ii) Sites with structure height more than 20m for all wind speeds : Casement door double panel with French (False) Mullion with zinc alloy (zamak) 3D hinges, multi-point locking system with cylinder, zinc alloy (zamak) powder coated handles on both sides : Using R3 series with frame (55 mm & above) x (50 mm & above) & sash (55 mm & above) x (85 mm & above) & French (False) mullion (55 mm & above) x (60 mm & above). (Height upto 2.5 metre). | M2 | 7.8
41 | 9.147.A1.1 | Providing and fixing factory made uPVC glazed/wire mesh windows/ doors comprising of lead free uPVC multi-chambered frame, sash and mullion/coupler (where ever required) extruded profiles having minimum wall thickness of 1.70 mm for Series R1 and R2 profiles and 2.10 mm for Series R3 and R4 profiles conforming to EN: 12608 in any shape, colour and design duly reinforced with galvanized mild steel section made of required shape & size as per CPWD Specification, uPVC extruded glazing beads, interlocks and Inline sash adaptor (where ever required) of appropriate dimension, EPDM gasket, hardware, SS 304 grade fasteners of minimum 8 mm dia with countersunk head, comprising of matching polyamide PA6 grade sleeve for fixing frame to finished wall as per IS 1367 : Part 1 to 14, plastic packers, plastic caps and necessary stainless steel screws etc. Profile of frame, sash & mullion (if required) shall be mitred cut and fusion welded/mechanically jointed duly sealed at all corners, including drilling of holes for fixing hardware and drainage of water etc. After fixing frame the gap between frame and adjacent finished wall shall be filled with weather proof silicon sealant over backer rod of approved size and quality, all complete as per approved drawing conforming to CPWD specification & direction of Engineer-in-Charge. Section of steel reinforcement and cross sections of uPVC profiles to be as per design approved by Engineer-in-Charge. Wire mesh / Glazing of plain/ toughened/ laminated/ double glass unit with / without high performance coatings as per design requirements and conforming to IS: 3548 & IS: 16231 shall be paid separately. Note:- Structural design proof checked from a Government Engineering Institute, to be provided by the manufacturer for : (i) Sites with basic wind speed > 45 m/sec as per IS 875 – Part 3 (ii) Sites with structure height more than 20m for all wind speeds : Two track two panels sliding window with Aluminium channel for roller track, wool pile, nylon rollers with SS 304 body. : Using R2 series with frame (40 mm & above) x (40 mm & above) & sash (25 mm & above) x (50 mm & above) with zinc alloy (zamak) powder coated touch locks with hook (Height upto 1.2 metre). | M | 2.72
42 | 9.117.1 | Providing and fixing factory made uPVC door frame made of uPVC extruded sections having an overall dimension as below (tolerance ±1mm), with wall thickness 2.0 mm (± 0.2 mm), corners of the door frame to be Jointed with galvanized brackets and stainless steel screws, joints mitred and Plastic welded. The hinge side vertical of the frames reinforced by galvanized M.S. tube of size 19 X 19 mm and 1 mm (± 0.1 mm) wall thickness and 3 nos. stainless steel hinges fixed to the frame complete as per manufacturer’s specification and direction of Engineer-in-charge : Extruded section profile size 48x40 mm | M2 | 20.7
43 | 21.3.3 | Providing and fixing glazing in aluminium door, window, ventilator shutters and partitions etc. with EPDM rubber / neoprene gasket etc. complete as per the architectural drawings and the directions of engineer-in-charge . (Cost of aluminium snap beading shall be paid in basic item): With float glass panes of 8 mm thickness (weight not less than 20 kg/sqm) | Sqm | 11.52
44 | 2.8.1 | Earth work in excavation by mechanical means (Hydraulic excavator) / manual means in foundation trenches or drains (not exceeding 1.5 m in width or 10 sqm on plan), including dressing of sides and ramming of bottoms, for all lift, including getting out the excavated soil and disposal of surplus excavated soil as directed, within a lead of 50 m. All kinds of soil. | Cum | 2500
45 | 2.25(a) (M) | Supplying, stacking and filling of local earth (including royalty) by mechanical transport upto a lead of 30km also including ramming and watering of the earth in layers not exceeding 20 cm in foundation trenches, plinth, sides of foundation etc. complete for all lift. | Sqm | 719
46 | 16.11 | Dry stone pitching 22.5 cm thick including supply of stones and preparing surface complete | Sqm | 756
47 | 7.1.1 | Random rubble masonry with hard stone in foundation and plinth including levelling up with cement concrete 1:6:12 (1 cement : 6 coarse sand : 12 graded stone aggregate 20 mm nominal size) upto plinth level with : Cement mortar 1:6 (1 cement : 6 coarse sand) | M | 50
48 | 7.2.1 | Random rubble masonry with hard stone in superstructure above plinth level and upto floor five level, including leveling up with cement concrete 1:6:12 (1 cement : 6 coarse sand : 12 graded stone aggregate 20 mm nominal size) at window sills, ceiling level and the like. Cement mortar 1:6 (1 cement : 6 coarse sand) | Cum | 1500
S.no. | Services (SOR) | LongText | Unit | Total Qty | Rate | Amount
1 | 100001713 | Antiweed treatment | M2 | 5000
Total Excluding GST=
GST
Grand Total Including GST=

## Sheet1 (hidden)
27938.4 | 3789.33 | 31727.73 | 2.6.1 | 3408 | 4671.11 | 2.6.1 | 3789.33 | 1263.11
43294.06 | 1136 | 44430.06 | 1.1.2 | 4515 | 4893.6667 | 1.1.2 | 1136 | 378.6667
9154.48 | 1323.13 | 10477.61 | 2.25 | 1206 | 1647.0433 | 2.25 | 1323.13 | 441.0433
2719.5 | 127 | 2846.5 | 4.1.8 | 99 | 99 | 2.9.2 | 127 | 42.3333
3829 | 127 | 3956 | 4.1.3 | 4 | 6.03 | 1.1.4 | 127 | 42.3333
17.34 | 6.09 | 23.43 | 4.3.1 | 113 | 133 | 4.1.3 | 6.09 | 2.03
684.9 | 60 | 744.9 | 5.33.1.1 | 255 | 517.8867 | 4.3.1 | 60 | 20
782.63 | 191.44 | 974.07 | 5.33.2.1 | 0 | 6.6333 | 4.1.8 | 191.44 | 63.8133
5724 | 788.66 | 6512.66 | 5.35 | 179 | 367.664 | 5.33.1.1 | 788.66 | 262.8867
390.5 | 19.9 | 410.4 | 5.9.1 | 76 | 594.3333 | 5.33.2.1 | 19.9 | 6.6333
4280.15 | 565.992 | 4846.142 | 5.9.2 | 2425 | 3955 | 5.35 | 565.992 | 188.664
8318.59 | 1555 | 9873.59 | 5.9.6 | 10 | 43.3333 | 5.9.1 | 1555 | 518.3333
13500 | 4590 | 18090 | 5.22.6 | 47742 | 66750.5067 | 5.9.2 | 4590 | 1530
100 | 100 | 200 | 5.22A.6 | 3700 | 4233.3333 | 5.9.6 | 100 | 33.3333
395166.27 | 57025.52 | 452191.79 | NS | 21 | 21 | 5.22.6 | 57025.52 | 19008.5067
27300 | 1600 | 28900 | 10.2 | 31326 | 52973.97 | 5.22A.6 | 1600 | 533.3333
250615.7 | 64943.91 | 315559.61 | 16.3.3 (M) | 300 | 300 | 10.2 | 64943.91 | 21647.97
41 |  | 41 | 16.4 (M) | 300 | 300 | 6.4.2 | 17.95 | 5.9833
240 |  | 240 | 14.92 (M) | 5000 | 5000 | 13.4.2 | 54.69 | 18.23
2497 |  | 2497 | NS | 2000 | 2000 | 13.16.1 | 24.64 | 8.2133
2497 |  | 2497 | 19.6.3 | 15 | 15 | 13.11 | 73.38 | 24.46
24970 |  | 24970 | 19.6.4 | 15 | 15 | 13.41.1 | 71.77 | 23.9233
20 |  | 20 | 19.35.1 | 15 | 15 | 13.47.1 | 73.38 | 24.46
20 |  | 20 | 23.5 (M) | 121 | 121 | 22.7.1 | 39.77 | 13.2567
20 |  | 20 | NS | 193 | 216.9233 | 13.26 | 71.77 | 23.9233
71.82 | 17.95 | 89.77 | 15.3 | 10 | 11.61 | 4.1 | 4.83 | 1.61
218.75 | 54.69 | 273.44 | 6.4.2 | 176 | 181.9833 | 11.41.2 | 10.39 | 3.4633
98.55 | 24.64 | 123.19 | 13.4.2 | 77 | 95.23 | 11.46.2 | 1.77 | 0.59
293.52 | 73.38 | 366.9 | 13.16.1 | 28 | 36.2133 | 12.7.1 | 8 | 2.6667
287.06 | 71.77 | 358.83 | 13.11 | 82 | 106.46 | 8.2.2.2 | 7.2 | 2.4
293.52 | 73.38 | 366.9 | 13.41.1 | 80 | 103.9233 | 9.147.F2.1 | 5.4 | 1.8
159.07 | 39.77 | 198.84 | 13.47.1 | 82 | 106.46 | 9.147.A1.1 | 2.16 | 0.72
287.06 | 71.77 | 358.83 | 22.7.1 | 45 | 58.2567 | 9.117.1 | 14.1 | 4.7
19.32 | 4.83 | 24.15 | 13.26 | 80 | 103.9233 | 21.3.3 | 7.56 | 2.52
41.54 | 10.39 | 51.93 | 4.1 | 6 | 7.61 | 16.1 | 682.5 | 227.5
7.07 | 1.77 | 8.84 | 11.41.2 | 12 | 15.4633 | 16.79 (M) | 126.56 | 42.1867
32 | 8 | 40 | 11.46.2 | 2 | 2.59 | 16.35 | 562.5 | 187.5
28.8 | 7.2 | 36 | 12.7.1 | 9 | 11.6667 | 16.30.1 | 562.5 | 187.5
2160 | 5.4 | 2165.4 | 8.2.2.2 | 8 | 10.4 | 19.6.1 | 15 | 5
8.64 | 2.16 | 10.8 | 9.147.F2.1 | 6 | 7.8 | 6.2.2 | 75.9 | 25.3
56.4 | 14.1 | 70.5 | 9.147.A1.1 | 2 | 2.72 | 13.7.2 | 7.46 | 2.4867
30.24 | 7.56 | 37.8 | 9.117.1 | 16 | 20.7 | 23.5 (M) | 32 | 10.6667
11017.5 | 682.5 | 11700 | 21.3.3 | 9 | 11.52
1976.44 | 126.56 | 2103 | 2.8.1 | 2500 | 2500
8437.5 | 562.5 | 9000 | 2.25(a) (M) | 719 | 719
8437.5 | 562.5 | 9000 | 16.11 | 756 | 756
225 | 15 | 240 | 7.1.1 | 50 | 50
1214.4 | 75.9 | 1290.3 | 7.2.1 | 1500 | 1500
119.42 | 7.46 | 126.88
1000 |  | 1000
50 |  | 50
50 |  | 50
22195 |  | 22195
22195 |  | 22195
1109.5 |  | 1109.5
471 | 32 | 503

## F&I (hidden)
PR No.
PR No. | PR Item | WBS Desc | Activity | Activity Description | Material | HSN/SAC number | Tax Rate | LongText | Unit | Quantitiy | WBS Element | Network | Material Group | MatGrp Desc | Batch | Material Description | Unite Rate | Item Number | Amount
| 0 | ICT Augmentation at Bikaner-IV | 10 | 420kV, 63kA AIS EQUIPMENT | 1000004501 | 85352913 | 18 | 420kV, 3150A, 63kA Circuit Breaker (3-Phase) without closing resistorand with Support Structure | EA | 4 | TB-202525-01-01-01 | 14003147 | 1013 | Circuit Breaker |  | 420KV, 3150A, 63KA, 3PH CB W/O CR | 218103.16 | 10 | 872412.64
| 0 | ICT Augmentation at Bikaner-IV | 10 | 420kV, 63kA AIS EQUIPMENT | 1000004498 | 85353090 | 18 | 420kV, 3150A, 63KA, Isolator (3-phase)(Double Break) with one E/S | EA | 12 | TB-202525-01-01-01 | 14003147 | 1018 | Isolator |  | 420KV, 3150A, 63KA 3PH DB ISOLATOR+1E/S | 66445.96 | 20 | 797351.52
| 0 | ICT Augmentation at Bikaner-IV | 10 | 420kV, 63kA AIS EQUIPMENT | 1000004463 | 85359090 | 18 | 420 kV, 3000A, 63KA, 1-Phase CurrentTransformer with 120% extended currentrating | EA | 12 | TB-202525-01-01-01 | 14003147 | 1014 | Current Transformer |  | 420KV, 3000A, 63KA,1-PH,CT-120% RATING | 35040.92 | 30 | 420491.04
| 0 | ICT Augmentation at Bikaner-IV | 10 | 420kV, 63kA AIS EQUIPMENT | 1000004401 | 85462040 | 18 | 420 kV, 1 phase Bus Post Insulator (except for Line Traps) | EA | 15 | TB-202525-01-01-01 | 14003147 | 1020 | Bus Post Insulator |  | 420KV, 1PH BUS POST INSULATOR (BPI) | 2236.96 | 40 | 33554.4
| 0 | ICT Augmentation at Bikaner-IV | 10 | 420kV, 63kA AIS EQUIPMENT | 1000020419 | 85354010 | 18 | 336kV Surge Arrester (1-phase) | EA | 6 | TB-202525-01-01-01 | 14003147 | 1017 | Surge Arrestor |  | SURGE ARRESTER,1-PH,336KV | 8687.36 | 50 | 52124.16
| 0 | ICT Augmentation at Bikaner-IV | 10 | 420kV, 63kA AIS EQUIPMENT | 1000009711 | 85389000 | 18 | Controlled Switching Device for 420 kV, 3-ph Circuit Breaker | EA | 4 | TB-202525-01-01-01 | 14003147 | 1013 | Circuit Breaker |  | CONTROLLED SWITCHING DEVICE-420KV CB | 34328.8 | 60 | 137315.2
| 0 | ICT Augmentation at Bikaner-IV | 20 | 245kV, 50kA AIS EQUIPMENT | 1000001683 | 85352912 | 18 | 245kV, 1600A, 50KA Circuit Breaker(3-Phase) with support structure | EA | 3 | TB-202525-01-01-01 | 14003147 | 1013 | Circuit Breaker |  | 245KV, 1600A, 50KA 3PH CIRCUIT BREAKER | 65379.72 | 120 | 196139.16
| 0 | ICT Augmentation at Bikaner-IV | 20 | 245kV, 50kA AIS EQUIPMENT | 1000001684 | 85359090 | 18 | 245 kV, 1600A, 50KA, 1-Phase CurrentTransformer with 120% extended currentrating | EA | 9 | TB-202525-01-01-01 | 14003147 | 1014 | Current Transformer |  | 245KV, 1600A, 50KA CT-120% RATING | 17498.64 | 130 | 157487.76
| 0 | ICT Augmentation at Bikaner-IV | 20 | 245kV, 50kA AIS EQUIPMENT | 1000001688 | 85353090 | 18 | 245kV, 1600A, 50 KA, 3-phase DoubleBreak Isolator with one E/S | EA | 3 | TB-202525-01-01-01 | 14003147 | 1018 | Isolator |  | 245KV, 1600A, 50KA, 3PH DB ISOLATOR+1E/S | 25407.96 | 140 | 76223.88
| 0 | ICT Augmentation at Bikaner-IV | 20 | 245kV, 50kA AIS EQUIPMENT | 1000001689 | 85353090 | 18 | 245kV, 1600A, 50 KA, 3-phase DoubleBreak Isolator with two E/S | EA | 3 | TB-202525-01-01-01 | 14003147 | 1018 | Isolator |  | 245KV, 1600A, 50KA, 3PH DB ISOLATOR+2E/S | 30648.48 | 150 | 91945.44
| 0 | ICT Augmentation at Bikaner-IV | 20 | 245kV, 50kA AIS EQUIPMENT | 1000032777 | 85353090 | 18 | 245KV, 1600 A, 50KA, 3-PHASE, DOUBLE BREAK TANDEM ISOLATOR WITHOUT E/S | EA | 5 | TB-202525-01-01-01 | 14003147 | 1018 | Isolator |  | 245KV,1600A,50KA 3PH DB ISOLATOR(TANDEM) | 26412.52 | 160 | 132062.6
| 0 | ICT Augmentation at Bikaner-IV | 20 | 245kV, 50kA AIS EQUIPMENT | 1000020417 | 85354010 | 18 | 216kV Surge Arrester (1-phase) | EA | 6 | TB-202525-01-01-01 | 14003147 | 1017 | Surge Arrestor |  | SURGE ARRESTER,1-PH,216KV | 3729.64 | 170 | 22377.84
| 0 | ICT Augmentation at Bikaner-IV | 20 | 245kV, 50kA AIS EQUIPMENT | 1000001695 | 85462040 | 18 | 245 kV, 1 phase Bus Post Insulator (except for Line Traps) | EA | 35 | TB-202525-01-01-01 | 14003147 | 1020 | Bus Post Insulator |  | 245KV, 1PH BUST POST INSULATOR (BPI) | 844.68 | 180 | 29563.8
| 0 | ICT Augmentation at Bikaner-IV | 20 | 245kV, 50kA AIS EQUIPMENT | 1000051760 | 85353090 | 18 | 245KV, 3150A, 50KA, 3-PHASE DOUBLE BREAK ISOLATOR WITH TWO E/S | EA | 2 | TB-202525-01-01-01 | 14003147 | 1018 | Isolator |  | 245KV, 3150A, 50KA, 3PH DB ISOLATOR+2E/S | 30348.32 | 190 | 60696.64
| 0 | ICT Augmentation at Bikaner-IV | 20 | 245kV, 50kA AIS EQUIPMENT | 1000001684 | 85359090 | 18 | 245 kV, 2500A, 50KA, 1-Phase CurrentTransformer with 120% extended currentrating | EA | 9 | TB-202525-01-01-01 | 14003147 | 1014 | Current Transformer |  | 245KV, 2500A, 50KA CT-120% RATING | 17498.64 | 200 | 157487.76
| 0 | ICT Augmentation at Bikaner-IV | 20 | 245kV, 50kA AIS EQUIPMENT | 1000051850 | 85353090 | 18 | 245KV, 3150A, 50KA, 3-PHASE DOUBLE BREAK ISOLATOR WITH ONE E/S | EA | 4 | TB-202525-01-01-01 | 14003147 | 1018 | Isolator |  | 245KV, 3150A, 50KA, 3PH DB ISOLATOR+1E/S | 25591.2 | 220 | 102364.8
| 0 | ICT Augmentation at Bikaner-IV | 20 | 245kV, 50kA AIS EQUIPMENT | 1000028442 | 85352912 | 18 | 245kV, 3150A, 50KA Circuit Breaker(3-Phase) with support structure | EA | 3 | TB-202525-01-01-01 | 14003147 | 1013 | Circuit Breaker |  | 245KV,3150A, 50KA 3PH CIRCUIT BREAKER | 71785.32 | 230 | 215355.96
| 0 | ICT Augmentation at Bikaner-IV | 20 | 245kV, 50kA AIS EQUIPMENT | 1000001772 | 85359090 | 18 | 245 kV, 4400pf Capacitive Voltage Transformer (1- Phase) | EA | 6 | TB-202525-01-01-01 | 14003147 | 1015 | CVT |  | 245KV, 4400PF, 1PH CVT | 9602.72 | 240 | 57616.32
| 0 | ICT Augmentation at Bikaner-IV | 30 | Erection Hardware for 420kV I Type S/Y | 1000011327 | 72169990 | 18 | Erection Hardware for 400kV I type layout-Transformer bay as pertechnical specification | SET | 2 | TB-202525-01-01-01 | 14003147 | 1019 | Bus Bars |  | ERECTION H/W-400KV I TYPE T/F BAY | 106782.88 | 80 | 213565.76
| 0 | ICT Augmentation at Bikaner-IV | 30 | Erection Hardware for 420kV I Type S/Y | 1000011326 | 72169990 | 18 | Erection Hardware for 400kV I type layout-Spare bay of half dia as pertechnical specification | SET | 2 | TB-202525-01-01-01 | 14003147 | 1019 | Bus Bars |  | ERECTION H/W-400KV I TYPE SP BAY 1/2 DIA | 92508.04 | 90 | 185016.08
| 0 | ICT Augmentation at Bikaner-IV | 30 | Erection Hardware for 420kV I Type S/Y | 1000000336 | 72169990 | 18 | ERECTION HARDWARE FOR 400KV I TYPE LAYOUT-BUS WORK (FOR THREEDIAMETERS) AS PER TECHNICAL SPECIFICATION | SET | 1 | TB-202525-01-01-01 | 14003147 | 1019 | Bus Bars |  | ERECTION H/W-400KV I TYPE BUSWORK(3 DIA) | 127288.24 | 100 | 127288.24
| 0 | ICT Augmentation at Bikaner-IV | 40 | Erection Hardware for 220kV DMT Type S/Y | 1000011264 | 72169990 | 18 | Erection Hardware for 220kV layout (Double Main and TransferScheme)-Transformer Bay as per technical specification | SET | 2 | TB-202525-01-01-01 | 14003147 | 1019 | Bus Bars |  | ERECTION H/W-220KV DMT T/F BAY | 82340.12 | 90 | 164680.24
| 0 | ICT Augmentation at Bikaner-IV | 40 | Erection Hardware for 220kV DMT Type S/Y | 1000011253 | 72169990 | 18 | Erection Hardware for 220kV layout (Double Main and TransferScheme)-Bus Coupler Bay as per technical specification | SET | 1 | TB-202525-01-01-01 | 14003147 | 1019 | Bus Bars |  | ERECTION H/W-220KV DMT BUS COUPLER BAY | 66226.68 | 100 | 66226.68
| 0 | ICT Augmentation at Bikaner-IV | 40 | Erection Hardware for 220kV DMT Type S/Y | 1000011254 | 72169990 | 18 | Erection Hardware for 220kV layout (Double Main and TransferScheme)-Bus section Bay as per technical specification | SET | 2 | TB-202525-01-01-01 | 14003147 | 1019 | Bus Bars |  | ERECTION H/W-220KV DMT BUS SECTION BAY | 56309.28 | 110 | 112618.56
| 0 | ICT Augmentation at Bikaner-IV | 40 | Erection Hardware for 220kV DMT Type S/Y | 1000011265 | 72169990 | 18 | Erection Hardware for 220kV layout (Double Main and TransferScheme)-Transfer Bus Coupler Bay as per technical specification | SET | 1 | TB-202525-01-01-01 | 14003147 | 1019 | Bus Bars |  | ERECTION H/W-220KV DMT TBC BAY | 66226.68 | 120 | 66226.68
| 0 | ICT Augmentation at Bikaner-IV | 40 | Erection Hardware for 220kV DMT Type S/Y | 1000011255 | 72169990 | 18 | Erection Hardware for 220kV layout (Double Main and TransferScheme)-Bus work (one Bay) as per technical specification | SET | 7 | TB-202525-01-01-01 | 14003147 | 1019 | Bus Bars |  | ERECTION H/W-220KV DMT BUS WORK-1 BAY | 56309.28 | 130 | 394164.96
| 0 | ICT Augmentation at Bikaner-IV | 50 | Earthmat | 1000032055 | 72159090 | 18 | 40 MM MS ROD FOR MAIN EARTHMAT | KM | 5 | TB-202525-01-01-01 | 14003147 | 1033 | Common Mechanical |  | 40MM MS ROD(KM) | 29130.84 | 20 | 145654.2
| 0 | ICT Augmentation at Bikaner-IV | 60 | CRP for 420kV Bays with SAS | 1000004274 | 85371000 | 18 | 400kV Transformer Protection Panel (For both HV & MV side)-(withAutomation) | EA | 2 | TB-202525-01-01-01 | 14003147 | 1054 | SCADA/SAS |  | 400KV TRANSFORMER PROTECTION PANEL-SAS | 106601.92 | 60 | 213203.84
| 0 | ICT Augmentation at Bikaner-IV | 60 | CRP for 420kV Bays with SAS | 1000002146 | 85371000 | 18 | Augmentation of existing 400kV bus bar protection scheme.(No. of baysas per specification)-(with Automation) | SET | 1 | TB-202525-01-01-01 | 14003147 | 1054 | SCADA/SAS |  | 400KV BUS BAR PROTECTION AUGMENT-SAS | 7899.6 | 70 | 7899.6
| 0 | ICT Augmentation at Bikaner-IV | 60 | CRP for 420kV Bays with SAS | 1000055446 | 85371000 | 18 | 400KV CIRCUIT BREAKER RELAY PANEL (WITH AUTOMATION) | EA | 4 | TB-202525-01-01-01 | 14003147 | 1054 | SCADA/SAS |  | 400KV CB RELAY PANEL-SAS | 34340.32 | 80 | 137361.28
| 0 | ICT Augmentation at Bikaner-IV | 70 | CRP for 220kV Bays with SAS | 1000055443 | 85371000 | 18 | 220KV CIRCUIT BREAKER RELAY PANEL (WITH AUTOMATION) | EA | 6 | TB-202525-01-01-01 | 14003147 | 1054 | SCADA/SAS |  | 220KV CB RELAY PANEL-SAS | 31329.28 | 70 | 187975.68
| 0 | ICT Augmentation at Bikaner-IV | 70 | CRP for 220kV Bays with SAS | 1000001166 | 85371000 | 18 | 220kV Bus Bar Protection Panel (Single)-(with Automation) | SET | 1 | TB-202525-01-01-01 | 14003147 | 1054 | SCADA/SAS |  | 220KV BUS BAR PROTECTION PANEL-SAS | 183488.72 | 80 | 183488.72
| 0 | ICT Augmentation at Bikaner-IV | 80 | SAS-AUG | 1000003409 | 85371000 | 18 | Augmentation of Substation automation System for 400kV Main bay as perTechnical Specification | EA | 2 | TB-202525-01-01-01 | 14003147 | 1054 | SCADA/SAS |  | 400KV S/S AUTOMATION SYSTEM-MAIN BAY-AUG | 24888.4 | 50 | 49776.8
| 0 | ICT Augmentation at Bikaner-IV | 80 | SAS-AUG | 1000001333 | 85371000 | 18 | Augmentation of Substation automation System for 220kV bay as perTechnical Specification | EA | 6 | TB-202525-01-01-01 | 14003147 | 1054 | SCADA/SAS |  | 220KV S/S AUTOMATION SYSTEM-MAIN BAY-AUG | 24888.4 | 60 | 149330.4
| 0 | ICT Augmentation at Bikaner-IV | 80 | SAS-AUG | 1000003411 | 85371000 | 18 | Augmentation of Substation automation System for 400kV Tie bay as perTechnical Specification | EA | 2 | TB-202525-01-01-01 | 14003147 | 1054 | SCADA/SAS |  | 400KV S/S AUTOMATION SYSTEM-TIE BAY-AUG | 24888.4 | 70 | 49776.8
| 0 | ICT Augmentation at Bikaner-IV | 90 | VMS | 1000030433 | 85287390 | 18 | COLOR IP CAMERA, WITH PAN, TILT AND ZOOM FACILITIES, ALONGWITH ALLREQUIRED ITEMS, ACCESSORIES, LINE INTERFACE UNITS, FIBER PATCH CORDS,POWER SUPPLY UNITS, JUNCTION BOXES, CABLES, FIBER OPTIC CABLES, ETC.,AND INCLUDING INTEGRATION IN EXISTING HARDWARE AND SOFTWARE FORAUGMENTATION OF VISUAL MONITORING SYSTEM AS PER TECHNICALSPECIFICATION. | SET | 1 | TB-202525-01-01-01 | 14003147 | 1055 | IT & Peripherals |  | PTZ CAMERA+ACC+ H/S INTEGRATION-VMS AUG | 154659.92 | 20 | 154659.92
| 0 | ICT Augmentation at Bikaner-IV | 110 | POWER & CONTROL CABLE(Breakup) | 1000056265 | 85446020 | 18 | 1.1KV GRADE 27CX1.5 SQMM CONTROL CABLE | KM | 2 | TB-202525-01-01-01 | 14003147 | 1026 | Cable |  | 1.1KV 27CX1.5SQMM PVC CONTROL CABLE(KM) | 20765.88 | 140 | 41531.76
| 0 | ICT Augmentation at Bikaner-IV | 110 | POWER & CONTROL CABLE(Breakup) | 1000056264 | 85446020 | 18 | 1.1KV GRADE 19CX1.5 SQMM CONTROL CABLE | KM | 4 | TB-202525-01-01-01 | 14003147 | 1026 | Cable |  | 1.1KV 19CX1.5SQMM PVC CONTROL CABLE(KM) | 15106.24 | 150 | 60424.96
| 0 | ICT Augmentation at Bikaner-IV | 110 | POWER & CONTROL CABLE(Breakup) | 1000031887 | 85446020 | 18 | 1.1KV GRADE 10CX2.5 SQMM CONTROL CABLE | KM | 3 | TB-202525-01-01-01 | 14003147 | 1026 | Cable |  | 1.1KV 10CX2.5SQMM PVC CONTROL CABLE(KM) | 12486.48 | 160 | 37459.44
| 0 | ICT Augmentation at Bikaner-IV | 110 | POWER & CONTROL CABLE(Breakup) | 1000031987 | 85446020 | 18 | 1.1KV GRADE 5CX2.5 SQMM CONTROL CABLE | KM | 8 | TB-202525-01-01-01 | 14003147 | 1026 | Cable |  | 1.1KV 5CX2.5SQMM PVC CONTROL CABLE(KM) | 6685.44 | 170 | 53483.52
| 0 | ICT Augmentation at Bikaner-IV | 110 | POWER & CONTROL CABLE(Breakup) | 1000031964 | 85446020 | 18 | 1.1KV GRADE 3CX2.5 SQMM CONTROL CABLE | KM | 5 | TB-202525-01-01-01 | 14003147 | 1026 | Cable |  | 1.1KV 3CX2.5SQMM PVC CONTROL CABLE(KM) | 4507.88 | 180 | 22539.4
| 0 | ICT Augmentation at Bikaner-IV | 110 | POWER & CONTROL CABLE(Breakup) | 1000031943 | 85446020 | 18 | 1.1KV GRADE 2CX6 SQMM (PVC) POWER CABLE | KM | 3 | TB-202525-01-01-01 | 14003147 | 1026 | Cable |  | 1.1KV 2CX6SQMM PVC POWER CABLE(KM) | 2886.96 | 190 | 8660.88
| 0 | ICT Augmentation at Bikaner-IV | 110 | POWER & CONTROL CABLE(Breakup) | 1000031985 | 85446020 | 18 | 1.1KV GRADE 4CX6 SQMM (PVC) POWER CABLE | KM | 4 | TB-202525-01-01-01 | 14003147 | 1026 | Cable |  | 1.1KV 4CX6SQMM PVC POWER CABLE(KM) | 3955.24 | 200 | 15820.96
| 0 | ICT Augmentation at Bikaner-IV | 110 | POWER & CONTROL CABLE(Breakup) | 1000031976 | 85446020 | 18 | 1.1KV GRADE 4CX16 SQMM (PVC) POWER CABLE | KM | 3 | TB-202525-01-01-01 | 14003147 | 1026 | Cable |  | 1.1KV 4CX16SQMM PVC POWER CABLE(KM) | 5656.28 | 210 | 16968.84
| 0 | ICT Augmentation at Bikaner-IV | 110 | POWER & CONTROL CABLE(Breakup) | 1000031957 | 85446020 | 18 | 1.1KV GRADE 3.5CX70 SQMM (PVC) POWER CABLE | KM | 2 | TB-202525-01-01-01 | 14003147 | 1026 | Cable |  | 1.1KV 3.5CX70SQMM PVC POWER CABLE(KM) | 13294.36 | 220 | 26588.72
| 0 | ICT Augmentation at Bikaner-IV | 110 | POWER & CONTROL CABLE(Breakup) | 1000031951 | 85446090 | 18 | 1.1KV GRADE 3.5CX300 SQMM (XLPE) POWER CABLE | KM | 2 | TB-202525-01-01-01 | 14003147 | 1026 | Cable |  | 1.1KV 3.5CX300SQ.MM XLPE POWER CABLE(KM) | 57100.56 | 230 | 114201.12
| 0 | ICT Augmentation at Bikaner-IV | 110 | POWER & CONTROL CABLE(Breakup) | 1000032049 | 85446020 | 18 | 4PAIR, 0.5 SQ.MM SCREENED CABLE | KM | 1 | TB-202525-01-01-01 | 14003147 | 1026 | Cable |  | 4 PAIR, 0.5 SQMM SCREENED CABLE(KM) | 5526.08 | 240 | 5526.08
| 0 | ICT Augmentation at Bikaner-IV | 120 | FIRE FIGHTING SYSTEM | 1000012018 | 85311020 | 18 | Fire Detection and Alarm System for Switchyard Panel Room of 6 mlength | SET | 2 | TB-202525-01-01-01 | 14003147 | 1028 | Fire Protection |  | FIRE DETECTION& ALARMSYS-PANEL ROOM(6M) | 439.48 | 50 | 878.96
| 0 | ICT Augmentation at Bikaner-IV | 120 | FIRE FIGHTING SYSTEM | 1000012019 | 85311020 | 18 | Fire Detection and Alarm System for Switchyard Panel Room of 9 mlength | SET | 1 | TB-202525-01-01-01 | 14003147 | 1028 | Fire Protection |  | FIRE DETECTION& ALARMSYS-PANEL ROOM(9M) | 476.2 | 70 | 476.2
| 0 | ICT Augmentation at Bikaner-IV | 120 | FIRE FIGHTING SYSTEM | 1000012022 | 84241000 | 18 | 4.5 kg CO2 type Portable Fire extinguisher | EA | 3 | TB-202525-01-01-01 | 14003147 | 1028 | Fire Protection |  | FIRE EXTINGUISHER-CO2 TYPE 4.5KG | 275.96 | 80 | 827.88
| 0 | ICT Augmentation at Bikaner-IV | 120 | FIRE FIGHTING SYSTEM | 1000012069 | 84248990 | 18 | HVW spray system, Hydrant system and complete U/G & O/G piping andaccessories etc. out side the pump house for 500MVA , 400KV/220/33kV, 3-phase Autotransformer | SET | 2 | TB-202525-01-01-01 | 14003147 | 1028 | Fire Protection |  | FIRE PROTECTION-400KV, 500MVA, 3PH T/F | 38192.84 | 90 | 76385.68
| 0 | ICT Augmentation at Bikaner-IV | 130 | ILLUMINATION SYSTEM | 1000038385 | 94059900 | 18 | FIRE WALL MOUNTED LED LUMINARIE TYPE FL-2 (250W) | EA | 4 | TB-202525-01-01-01 | 14003147 | 1031 | Lighting |  | FIRE WALL MOUNTED LED LUMINAIRE TYPE FL2 | 940.96 | 100 | 3763.84
| 0 | ICT Augmentation at Bikaner-IV | 130 | ILLUMINATION SYSTEM | 1000038325 | 94059900 | 18 | LIGHTING FIXTURE LED LUMINAIRES TYPE FL2 AS PER TECH. SPECIFICATIONS | EA | 80 | TB-202525-01-01-01 | 14003147 | 1031 | Lighting |  | LIGHTING FIXTURE LED TYPE FL2 | 589.16 | 110 | 47132.8
| 0 | ICT Augmentation at Bikaner-IV | 130 | ILLUMINATION SYSTEM | 1000001894 | 94059900 | 18 | Outdoor Power Receptacle for oilfiltration unit (250A) | EA | 1 | TB-202525-01-01-01 | 14003147 | 1031 | Lighting |  | 250A O/D RECEPTACLE FOR OIL FILTERATION | 1823.8 | 130 | 1823.8
| 0 | ICT Augmentation at Bikaner-IV | 130 | ILLUMINATION SYSTEM | 1000004952 | 94059900 | 18 | 63A, 415V : Interlocked switch socket outdoor Receptacle (type RP) asper technical specifications | EA | 1 | TB-202525-01-01-01 | 14003147 | 1031 | Lighting |  | 63A, 415V O/D RECEPTACLE (RP) | 911.28 | 140 | 911.28
| 0 | ICT Augmentation at Bikaner-IV | 130 | ILLUMINATION SYSTEM | 1000014547 | 85371000 | 18 | Lighting Panel type ACP-2 as per technical specification | EA | 4 | TB-202525-01-01-01 | 14003147 | 1031 | Lighting |  | LIGHTING PANEL TYPE ACP-2 | 1579.88 | 150 | 6319.52
| 0 | ICT Augmentation at Bikaner-IV | 130 | ILLUMINATION SYSTEM | 1000013795 | 94059900 | 18 | Illumination System for switchyard panel room of 6 m length | LS | 2 | TB-202525-01-01-01 | 14003147 | 1031 | Lighting |  | ILLUMINATION SYSTEM- PANEL ROOM-6M | 2150.8 | 160 | 4301.6
| 0 | ICT Augmentation at Bikaner-IV | 130 | ILLUMINATION SYSTEM | 1000013796 | 94059900 | 18 | Illumination System for switchyard panel room of 9 m length | LS | 1 | TB-202525-01-01-01 | 14003147 | 1031 | Lighting |  | ILLUMINATION SYSTEM- PANEL ROOM-9M | 3382.64 | 170 | 3382.64
| 0 | ICT Augmentation at Bikaner-IV | 130 | ILLUMINATION SYSTEM | 1000038387 | 94051090 | 18 | LED FLOOD LIGHT LUMINARIESTYPE FL-1 (150W) AS PER TECHNICALSPECIFICATION | EA | 10 | TB-202525-01-01-01 | 14003147 | 1031 | Lighting |  | LIGHTING FIXTURE LED LUMINAIRE TYPE FL-1 | 347.2 | 180 | 3472
| 0 | ICT Augmentation at Bikaner-IV | 130 | ILLUMINATION SYSTEM | 1000020262 | 85371000 | 18 | Sub Lighting panel (outdoor) type SLP (Switchyard and Street Lighting) | EA | 8 | TB-202525-01-01-01 | 14003147 | 1031 | Lighting |  | SUB LIGHTING PANEL TYPE SLP | 407.72 | 190 | 3261.76
| 0 | ICT Augmentation at Bikaner-IV | 135 | AIR CONDITIONING | 1000006285 | 84151090 | 28 | Air conditioning system for Switchyard Panel Room of 9m length | SET | 1 | TB-202525-01-01-01 | 14003147 | 1027 | AC & Ventilation | R_NEW | AC UNIT-SWITCHYARD PANEL ROOM 9M | 16568.2 | 10 | 16568.2
| 0 | ICT Augmentation at Bikaner-IV | 135 | AIR CONDITIONING | 1000006284 | 84151090 | 28 | Air conditioning system for Switchyard Panel Room of 6m length | SET | 2 | TB-202525-01-01-01 | 14003147 | 1027 | AC & Ventilation | R_NEW | AC UNIT-SWITCHYARD PANEL ROOM 6M | 8530.84 | 20 | 17061.68
| 0 | ICT Augmentation at Bikaner-IV | 30 | STRUCTURE SUPPLY | 1000015954 | 73082011 | 18 | Fabrication, galvanising and supply of Lattice Structures (MS Steel),to be designed during detailed engineering, for towers, beams andequipment support structure including pack plates / packwashers andgusset plates excluding fasteners and foundation bolts | MT | 294 | TB-202525-01-01-01 | 14003148 | 1023 | Switchyard Structure |  | NON STD LATTICE STRUCTURE MS STEEL | 3500.4 | 10 | 1029117.6
| 0 | ICT Augmentation at Bikaner-IV | 30 | STRUCTURE SUPPLY | 1000015953 | 73082011 | 18 | Fabrication, galvanising and supply of Lattice Structures (HT Steel),to be designed during detailed engineering, for towers, beams andequipment support structure including pack plates / packwashers andgusset plates excluding fasteners and foundation bolts | MT | 10 | TB-202525-01-01-01 | 14003148 | 1023 | Switchyard Structure |  | NON STD LATTICE STRUCTURE HT STEEL | 3605.44 | 20 | 36054.4
| 0 | ICT Augmentation at Bikaner-IV | 30 | STRUCTURE SUPPLY | 1000011713 | 73082011 | 18 | Fabrication, galvanising and supply of fasteners ( nuts, bolts andwashers ) including step bolts for lattice and pipe structures to bedesigned during detailed engineering | MT | 19 | TB-202525-01-01-01 | 14003148 | 1023 | Switchyard Structure |  | FASTENERS - NON STD STRUCTURES | 4293.72 | 30 | 81580.68
| 0 | ICT Augmentation at Bikaner-IV | 30 | STRUCTURE SUPPLY | 1000012373 | 73082011 | 18 | Fabrication, galvanising and supply of foundation bolts including nuts,checknut and washers for lattice and pipe structures to be designedduring detailed engineering | MT | 25 | TB-202525-01-01-01 | 14003148 | 1023 | Switchyard Structure |  | FOUNDATION BOLTS - NON STD STRUCTURES | 4312.16 | 40 | 107804
| 0 | ICT Augmentation at Bikaner-IV | 10 | PMUs for HV side of ICTs at Bikaner-IV | 1000017518 | 85364900 | 18 | PMU with GPS Clock (clock can be either internal or external) | EA | 3 | TB-202525-01-01-01 | 14003149 | 1045 | LD & C |  | PMU WITH GPS CLOCK | 13587.16 | 10 | 40761.48
| 0 | ICT Augmentation at Bikaner-IV | 10 | PMUs for HV side of ICTs at Bikaner-IV | 1000022512 | 90311000 | 18 | WAMS Hardware - Time System (GPS receiver) | EA | 3 | TB-202525-01-01-01 | 14003149 | 1045 | LD & C |  | WAMS - TIME SYSTEM (GPS RECEIVER) | 6212.6 | 20 | 18637.8
| 0 | ICT Augmentation at Bikaner-IV | 10 | PMUs for HV side of ICTs at Bikaner-IV | 1000071061 | 85176290 | 18 | SUBSTATION GRADE LAYER 2 LAN SWITCH | EA | 3 | TB-202525-01-01-01 | 14003149 | 1045 | LD & C |  | SUBSTATION GRADE L2 LAN SWITCH | 15487.72 | 30 | 46463.16
| 0 | ICT Augmentation at Bikaner-IV | 10 | PMUs for HV side of ICTs at Bikaner-IV | 1000071062 | 85176290 | 18 | SUBSTATION GRADE LAYER 3 LAN SWITCH | EA | 1 | TB-202525-01-01-01 | 14003149 | 1045 | LD & C |  | SUBSTATION GRADE L3 LAN SWITCH | 32023.44 | 40 | 32023.44
| 0 | ICT Augmentation at Bikaner-IV | 10 | PMUs for HV side of ICTs at Bikaner-IV | 1000022487 | 85447090 | 18 | WAMS Miscellaneous - Armored Fibre Optic Cable and associatedtermination (e.g. L2 Switch) for connecting PMU panels located indifferent control room of a station | EA | 1 | TB-202525-01-01-01 | 14003149 | 1045 | LD & C |  | WAMS - ARMORED FIBRE OPTIC CABLE | 2951.88 | 50 | 2951.88
| 0 | ICT Augmentation at Bikaner-IV | 10 | PMUs for HV side of ICTs at Bikaner-IV | 1000030641 | 85389000 | 18 | LIU - FO PATCH PANEL-12 PORT | EA | 4 | TB-202525-01-01-01 | 14003149 | 1054 | SCADA/SAS |  | LIU-FO PATCH PANEL-12 PORT | 400.32 | 60 | 1601.28
[17 empty] | Total |  | 8208254.6

## Supply (hidden)
PR No.
PR No. | PR Item | WBS Desc | Activity | Activity Description | Material | HSN/SAC number | Tax Rate | LongText | Unit | Quantitiy | WBS Element | Network | Material Group | MatGrp Desc | Batch | Material Description | Unite Rate | Item Number | Amount
| 0 | ICT Augmentation at Bikaner-IV | 10 | 420kV, 63kA AIS EQUIPMENT | 1000004501 | 85352913 | 18 | 420kV, 3150A, 63kA Circuit Breaker (3-Phase) without closing resistorand with Support Structure | EA | 4 | TB-202525-01-01-01 | 14003147 | 1013 | Circuit Breaker |  | 420KV, 3150A, 63KA, 3PH CB W/O CR | 5452579 | 10 | 21810316
| 0 | ICT Augmentation at Bikaner-IV | 10 | 420kV, 63kA AIS EQUIPMENT | 1000004498 | 85353090 | 18 | 420kV, 3150A, 63KA, Isolator (3-phase)(Double Break) with one E/S | EA | 12 | TB-202525-01-01-01 | 14003147 | 1018 | Isolator |  | 420KV, 3150A, 63KA 3PH DB ISOLATOR+1E/S | 1661149 | 20 | 19933788
| 0 | ICT Augmentation at Bikaner-IV | 10 | 420kV, 63kA AIS EQUIPMENT | 1000004463 | 85359090 | 18 | 420 kV, 3000A, 63KA, 1-Phase CurrentTransformer with 120% extended currentrating | EA | 12 | TB-202525-01-01-01 | 14003147 | 1014 | Current Transformer |  | 420KV, 3000A, 63KA,1-PH,CT-120% RATING | 876023 | 30 | 10512276
| 0 | ICT Augmentation at Bikaner-IV | 10 | 420kV, 63kA AIS EQUIPMENT | 1000004401 | 85462040 | 18 | 420 kV, 1 phase Bus Post Insulator (except for Line Traps) | EA | 15 | TB-202525-01-01-01 | 14003147 | 1020 | Bus Post Insulator |  | 420KV, 1PH BUS POST INSULATOR (BPI) | 55924 | 40 | 838860
| 0 | ICT Augmentation at Bikaner-IV | 10 | 420kV, 63kA AIS EQUIPMENT | 1000020419 | 85354010 | 18 | 336kV Surge Arrester (1-phase) | EA | 6 | TB-202525-01-01-01 | 14003147 | 1017 | Surge Arrestor |  | SURGE ARRESTER,1-PH,336KV | 217184 | 50 | 1303104
| 0 | ICT Augmentation at Bikaner-IV | 10 | 420kV, 63kA AIS EQUIPMENT | 1000009711 | 85389000 | 18 | Controlled Switching Device for 420 kV, 3-ph Circuit Breaker | EA | 4 | TB-202525-01-01-01 | 14003147 | 1013 | Circuit Breaker |  | CONTROLLED SWITCHING DEVICE-420KV CB | 858220 | 60 | 3432880
| 0 | ICT Augmentation at Bikaner-IV | 20 | 245kV, 50kA AIS EQUIPMENT | 1000001683 | 85352912 | 18 | 245kV, 1600A, 50KA Circuit Breaker(3-Phase) with support structure | EA | 3 | TB-202525-01-01-01 | 14003147 | 1013 | Circuit Breaker |  | 245KV, 1600A, 50KA 3PH CIRCUIT BREAKER | 1634493 | 120 | 4903479
| 0 | ICT Augmentation at Bikaner-IV | 20 | 245kV, 50kA AIS EQUIPMENT | 1000001684 | 85359090 | 18 | 245 kV, 1600A, 50KA, 1-Phase CurrentTransformer with 120% extended currentrating | EA | 9 | TB-202525-01-01-01 | 14003147 | 1014 | Current Transformer |  | 245KV, 1600A, 50KA CT-120% RATING | 437466 | 130 | 3937194
| 0 | ICT Augmentation at Bikaner-IV | 20 | 245kV, 50kA AIS EQUIPMENT | 1000001688 | 85353090 | 18 | 245kV, 1600A, 50 KA, 3-phase DoubleBreak Isolator with one E/S | EA | 3 | TB-202525-01-01-01 | 14003147 | 1018 | Isolator |  | 245KV, 1600A, 50KA, 3PH DB ISOLATOR+1E/S | 635199 | 140 | 1905597
| 0 | ICT Augmentation at Bikaner-IV | 20 | 245kV, 50kA AIS EQUIPMENT | 1000001689 | 85353090 | 18 | 245kV, 1600A, 50 KA, 3-phase DoubleBreak Isolator with two E/S | EA | 3 | TB-202525-01-01-01 | 14003147 | 1018 | Isolator |  | 245KV, 1600A, 50KA, 3PH DB ISOLATOR+2E/S | 766212 | 150 | 2298636
| 0 | ICT Augmentation at Bikaner-IV | 20 | 245kV, 50kA AIS EQUIPMENT | 1000032777 | 85353090 | 18 | 245KV, 1600 A, 50KA, 3-PHASE, DOUBLE BREAK TANDEM ISOLATOR WITHOUT E/S | EA | 5 | TB-202525-01-01-01 | 14003147 | 1018 | Isolator |  | 245KV,1600A,50KA 3PH DB ISOLATOR(TANDEM) | 660313 | 160 | 3301565
| 0 | ICT Augmentation at Bikaner-IV | 20 | 245kV, 50kA AIS EQUIPMENT | 1000020417 | 85354010 | 18 | 216kV Surge Arrester (1-phase) | EA | 6 | TB-202525-01-01-01 | 14003147 | 1017 | Surge Arrestor |  | SURGE ARRESTER,1-PH,216KV | 93241 | 170 | 559446
| 0 | ICT Augmentation at Bikaner-IV | 20 | 245kV, 50kA AIS EQUIPMENT | 1000001695 | 85462040 | 18 | 245 kV, 1 phase Bus Post Insulator (except for Line Traps) | EA | 35 | TB-202525-01-01-01 | 14003147 | 1020 | Bus Post Insulator |  | 245KV, 1PH BUST POST INSULATOR (BPI) | 21117 | 180 | 739095
| 0 | ICT Augmentation at Bikaner-IV | 20 | 245kV, 50kA AIS EQUIPMENT | 1000051760 | 85353090 | 18 | 245KV, 3150A, 50KA, 3-PHASE DOUBLE BREAK ISOLATOR WITH TWO E/S | EA | 2 | TB-202525-01-01-01 | 14003147 | 1018 | Isolator |  | 245KV, 3150A, 50KA, 3PH DB ISOLATOR+2E/S | 758708 | 190 | 1517416
| 0 | ICT Augmentation at Bikaner-IV | 20 | 245kV, 50kA AIS EQUIPMENT | 1000001684 | 85359090 | 18 | 245 kV, 2500A, 50KA, 1-Phase CurrentTransformer with 120% extended currentrating | EA | 9 | TB-202525-01-01-01 | 14003147 | 1014 | Current Transformer |  | 245KV, 2500A, 50KA CT-120% RATING | 437466 | 200 | 3937194
| 0 | ICT Augmentation at Bikaner-IV | 20 | 245kV, 50kA AIS EQUIPMENT | 1000051850 | 85353090 | 18 | 245KV, 3150A, 50KA, 3-PHASE DOUBLE BREAK ISOLATOR WITH ONE E/S | EA | 4 | TB-202525-01-01-01 | 14003147 | 1018 | Isolator |  | 245KV, 3150A, 50KA, 3PH DB ISOLATOR+1E/S | 639780 | 220 | 2559120
| 0 | ICT Augmentation at Bikaner-IV | 20 | 245kV, 50kA AIS EQUIPMENT | 1000028442 | 85352912 | 18 | 245kV, 3150A, 50KA Circuit Breaker(3-Phase) with support structure | EA | 3 | TB-202525-01-01-01 | 14003147 | 1013 | Circuit Breaker |  | 245KV,3150A, 50KA 3PH CIRCUIT BREAKER | 1794633 | 230 | 5383899
| 0 | ICT Augmentation at Bikaner-IV | 20 | 245kV, 50kA AIS EQUIPMENT | 1000001772 | 85359090 | 18 | 245 kV, 4400pf Capacitive Voltage Transformer (1- Phase) | EA | 6 | TB-202525-01-01-01 | 14003147 | 1015 | CVT |  | 245KV, 4400PF, 1PH CVT | 240068 | 240 | 1440408
| 0 | ICT Augmentation at Bikaner-IV | 30 | Erection Hardware for 420kV I Type S/Y | 1000011327 | 72169990 | 18 | Erection Hardware for 400kV I type layout-Transformer bay as pertechnical specification | SET | 2 | TB-202525-01-01-01 | 14003147 | 1019 | Bus Bars |  | ERECTION H/W-400KV I TYPE T/F BAY | 2669572 | 80 | 5339144
| 0 | ICT Augmentation at Bikaner-IV | 30 | Erection Hardware for 420kV I Type S/Y | 1000011326 | 72169990 | 18 | Erection Hardware for 400kV I type layout-Spare bay of half dia as pertechnical specification | SET | 2 | TB-202525-01-01-01 | 14003147 | 1019 | Bus Bars |  | ERECTION H/W-400KV I TYPE SP BAY 1/2 DIA | 2312701 | 90 | 4625402
| 0 | ICT Augmentation at Bikaner-IV | 30 | Erection Hardware for 420kV I Type S/Y | 1000011321 | 72169990 | 18 | ERECTION HARDWARE FOR 400KV I TYPE LAYOUT-BUS WORK (FOR THREEDIAMETERS) AS PER TECHNICAL SPECIFICATION | SET | 1 | TB-202525-01-01-01 | 14003147 | 1019 | Bus Bars |  | ERECTION H/W-400KV I TYPE BUSWORK(3 DIA) | 3182206 | 100 | 3182206
| 0 | ICT Augmentation at Bikaner-IV | 40 | Erection Hardware for 220kV DMT Type S/Y | 1000011264 | 72169990 | 18 | Erection Hardware for 220kV layout (Double Main and TransferScheme)-Transformer Bay as per technical specification | SET | 2 | TB-202525-01-01-01 | 14003147 | 1019 | Bus Bars |  | ERECTION H/W-220KV DMT T/F BAY | 2058503 | 90 | 4117006
| 0 | ICT Augmentation at Bikaner-IV | 40 | Erection Hardware for 220kV DMT Type S/Y | 1000011253 | 72169990 | 18 | Erection Hardware for 220kV layout (Double Main and TransferScheme)-Bus Coupler Bay as per technical specification | SET | 1 | TB-202525-01-01-01 | 14003147 | 1019 | Bus Bars |  | ERECTION H/W-220KV DMT BUS COUPLER BAY | 1655667 | 100 | 1655667
| 0 | ICT Augmentation at Bikaner-IV | 40 | Erection Hardware for 220kV DMT Type S/Y | 1000011254 | 72169990 | 18 | Erection Hardware for 220kV layout (Double Main and TransferScheme)-Bus section Bay as per technical specification | SET | 2 | TB-202525-01-01-01 | 14003147 | 1019 | Bus Bars |  | ERECTION H/W-220KV DMT BUS SECTION BAY | 1407732 | 110 | 2815464
| 0 | ICT Augmentation at Bikaner-IV | 40 | Erection Hardware for 220kV DMT Type S/Y | 1000011265 | 72169990 | 18 | Erection Hardware for 220kV layout (Double Main and TransferScheme)-Transfer Bus Coupler Bay as per technical specification | SET | 1 | TB-202525-01-01-01 | 14003147 | 1019 | Bus Bars |  | ERECTION H/W-220KV DMT TBC BAY | 1655667 | 120 | 1655667
| 0 | ICT Augmentation at Bikaner-IV | 40 | Erection Hardware for 220kV DMT Type S/Y | 1000011255 | 72169990 | 18 | Erection Hardware for 220kV layout (Double Main and TransferScheme)-Bus work (one Bay) as per technical specification | SET | 7 | TB-202525-01-01-01 | 14003147 | 1019 | Bus Bars |  | ERECTION H/W-220KV DMT BUS WORK-1 BAY | 1407732 | 130 | 9854124
| 0 | ICT Augmentation at Bikaner-IV | 50 | Earthmat | 1000032055 | 72159090 | 18 | 40 MM MS ROD FOR MAIN EARTHMAT | KM | 5 | TB-202525-01-01-01 | 14003147 | 1033 | Common Mechanical |  | 40MM MS ROD(KM) | 728271 | 20 | 3641355
| 0 | ICT Augmentation at Bikaner-IV | 60 | CRP for 420kV Bays with SAS | 1000004274 | 85371000 | 18 | 400kV Transformer Protection Panel (For both HV & MV side)-(withAutomation) | EA | 2 | TB-202525-01-01-01 | 14003147 | 1054 | SCADA/SAS |  | 400KV TRANSFORMER PROTECTION PANEL-SAS | 2665048 | 60 | 5330096
| 0 | ICT Augmentation at Bikaner-IV | 60 | CRP for 420kV Bays with SAS | 1000002146 | 85371000 | 18 | Augmentation of existing 400kV bus bar protection scheme.(No. of baysas per specification)-(with Automation) | SET | 1 | TB-202525-01-01-01 | 14003147 | 1054 | SCADA/SAS |  | 400KV BUS BAR PROTECTION AUGMENT-SAS | 197490 | 70 | 197490
| 0 | ICT Augmentation at Bikaner-IV | 60 | CRP for 420kV Bays with SAS | 1000055446 | 85371000 | 18 | 400KV CIRCUIT BREAKER RELAY PANEL (WITH AUTOMATION) | EA | 4 | TB-202525-01-01-01 | 14003147 | 1054 | SCADA/SAS |  | 400KV CB RELAY PANEL-SAS | 858508 | 80 | 3434032
| 0 | ICT Augmentation at Bikaner-IV | 70 | CRP for 220kV Bays with SAS | 1000055443 | 85371000 | 18 | 220KV CIRCUIT BREAKER RELAY PANEL (WITH AUTOMATION) | EA | 6 | TB-202525-01-01-01 | 14003147 | 1054 | SCADA/SAS |  | 220KV CB RELAY PANEL-SAS | 783232 | 70 | 4699392
| 0 | ICT Augmentation at Bikaner-IV | 70 | CRP for 220kV Bays with SAS | 1000001166 | 85371000 | 18 | 220kV Bus Bar Protection Panel (Single)-(with Automation) | SET | 1 | TB-202525-01-01-01 | 14003147 | 1054 | SCADA/SAS |  | 220KV BUS BAR PROTECTION PANEL-SAS | 4587218 | 80 | 4587218
| 0 | ICT Augmentation at Bikaner-IV | 80 | SAS-AUG | 1000003409 | 85371000 | 18 | Augmentation of Substation automation System for 400kV Main bay as perTechnical Specification | EA | 2 | TB-202525-01-01-01 | 14003147 | 1054 | SCADA/SAS |  | 400KV S/S AUTOMATION SYSTEM-MAIN BAY-AUG | 622210 | 50 | 1244420
| 0 | ICT Augmentation at Bikaner-IV | 80 | SAS-AUG | 1000001333 | 85371000 | 18 | Augmentation of Substation automation System for 220kV bay as perTechnical Specification | EA | 6 | TB-202525-01-01-01 | 14003147 | 1054 | SCADA/SAS |  | 220KV S/S AUTOMATION SYSTEM-MAIN BAY-AUG | 622210 | 60 | 3733260
| 0 | ICT Augmentation at Bikaner-IV | 80 | SAS-AUG | 1000003411 | 85371000 | 18 | Augmentation of Substation automation System for 400kV Tie bay as perTechnical Specification | EA | 2 | TB-202525-01-01-01 | 14003147 | 1054 | SCADA/SAS |  | 400KV S/S AUTOMATION SYSTEM-TIE BAY-AUG | 622210 | 70 | 1244420
| 0 | ICT Augmentation at Bikaner-IV | 90 | VMS | 1000030433 | 85287390 | 18 | COLOR IP CAMERA, WITH PAN, TILT AND ZOOM FACILITIES, ALONGWITH ALLREQUIRED ITEMS, ACCESSORIES, LINE INTERFACE UNITS, FIBER PATCH CORDS,POWER SUPPLY UNITS, JUNCTION BOXES, CABLES, FIBER OPTIC CABLES, ETC.,AND INCLUDING INTEGRATION IN EXISTING HARDWARE AND SOFTWARE FORAUGMENTATION OF VISUAL MONITORING SYSTEM AS PER TECHNICALSPECIFICATION. | SET | 1 | TB-202525-01-01-01 | 14003147 | 1055 | IT & Peripherals |  | PTZ CAMERA+ACC+ H/S INTEGRATION-VMS AUG | 3866498 | 20 | 3866498
| 0 | ICT Augmentation at Bikaner-IV | 110 | POWER & CONTROL CABLE(Breakup) | 1000056265 | 85446020 | 18 | 1.1KV GRADE 27CX1.5 SQMM CONTROL CABLE | KM | 2 | TB-202525-01-01-01 | 14003147 | 1026 | Cable |  | 1.1KV 27CX1.5SQMM PVC CONTROL CABLE(KM) | 519147 | 140 | 1038294
| 0 | ICT Augmentation at Bikaner-IV | 110 | POWER & CONTROL CABLE(Breakup) | 1000056264 | 85446020 | 18 | 1.1KV GRADE 19CX1.5 SQMM CONTROL CABLE | KM | 4 | TB-202525-01-01-01 | 14003147 | 1026 | Cable |  | 1.1KV 19CX1.5SQMM PVC CONTROL CABLE(KM) | 377656 | 150 | 1510624
| 0 | ICT Augmentation at Bikaner-IV | 110 | POWER & CONTROL CABLE(Breakup) | 1000031887 | 85446020 | 18 | 1.1KV GRADE 10CX2.5 SQMM CONTROL CABLE | KM | 3 | TB-202525-01-01-01 | 14003147 | 1026 | Cable |  | 1.1KV 10CX2.5SQMM PVC CONTROL CABLE(KM) | 312162 | 160 | 936486
| 0 | ICT Augmentation at Bikaner-IV | 110 | POWER & CONTROL CABLE(Breakup) | 1000031987 | 85446020 | 18 | 1.1KV GRADE 5CX2.5 SQMM CONTROL CABLE | KM | 8 | TB-202525-01-01-01 | 14003147 | 1026 | Cable |  | 1.1KV 5CX2.5SQMM PVC CONTROL CABLE(KM) | 167136 | 170 | 1337088
| 0 | ICT Augmentation at Bikaner-IV | 110 | POWER & CONTROL CABLE(Breakup) | 1000031964 | 85446020 | 18 | 1.1KV GRADE 3CX2.5 SQMM CONTROL CABLE | KM | 5 | TB-202525-01-01-01 | 14003147 | 1026 | Cable |  | 1.1KV 3CX2.5SQMM PVC CONTROL CABLE(KM) | 112697 | 180 | 563485
| 0 | ICT Augmentation at Bikaner-IV | 110 | POWER & CONTROL CABLE(Breakup) | 1000031943 | 85446020 | 18 | 1.1KV GRADE 2CX6 SQMM (PVC) POWER CABLE | KM | 3 | TB-202525-01-01-01 | 14003147 | 1026 | Cable |  | 1.1KV 2CX6SQMM PVC POWER CABLE(KM) | 72174 | 190 | 216522
| 0 | ICT Augmentation at Bikaner-IV | 110 | POWER & CONTROL CABLE(Breakup) | 1000031985 | 85446020 | 18 | 1.1KV GRADE 4CX6 SQMM (PVC) POWER CABLE | KM | 4 | TB-202525-01-01-01 | 14003147 | 1026 | Cable |  | 1.1KV 4CX6SQMM PVC POWER CABLE(KM) | 98881 | 200 | 395524
| 0 | ICT Augmentation at Bikaner-IV | 110 | POWER & CONTROL CABLE(Breakup) | 1000031976 | 85446020 | 18 | 1.1KV GRADE 4CX16 SQMM (PVC) POWER CABLE | KM | 3 | TB-202525-01-01-01 | 14003147 | 1026 | Cable |  | 1.1KV 4CX16SQMM PVC POWER CABLE(KM) | 141407 | 210 | 424221
| 0 | ICT Augmentation at Bikaner-IV | 110 | POWER & CONTROL CABLE(Breakup) | 1000031957 | 85446020 | 18 | 1.1KV GRADE 3.5CX70 SQMM (PVC) POWER CABLE | KM | 2 | TB-202525-01-01-01 | 14003147 | 1026 | Cable |  | 1.1KV 3.5CX70SQMM PVC POWER CABLE(KM) | 332359 | 220 | 664718
| 0 | ICT Augmentation at Bikaner-IV | 110 | POWER & CONTROL CABLE(Breakup) | 1000031951 | 85446090 | 18 | 1.1KV GRADE 3.5CX300 SQMM (XLPE) POWER CABLE | KM | 2 | TB-202525-01-01-01 | 14003147 | 1026 | Cable |  | 1.1KV 3.5CX300SQ.MM XLPE POWER CABLE(KM) | 1427514 | 230 | 2855028
| 0 | ICT Augmentation at Bikaner-IV | 110 | POWER & CONTROL CABLE(Breakup) | 1000032050 | 85446020 | 18 | 4PAIR, 0.5 SQ.MM SCREENED CABLE | KM | 1 | TB-202525-01-01-01 | 14003147 | 1026 | Cable |  | 4 PAIR, 0.5 SQMM SCREENED CABLE(KM) | 138152 | 240 | 138152
| 0 | ICT Augmentation at Bikaner-IV | 120 | FIRE FIGHTING SYSTEM | 1000012018 | 85311020 | 18 | Fire Detection and Alarm System for Switchyard Panel Room of 6 mlength | SET | 2 | TB-202525-01-01-01 | 14003147 | 1028 | Fire Protection |  | FIRE DETECTION& ALARMSYS-PANEL ROOM(6M) | 10987 | 50 | 21974
| 0 | ICT Augmentation at Bikaner-IV | 120 | FIRE FIGHTING SYSTEM | 1000012019 | 85311020 | 18 | Fire Detection and Alarm System for Switchyard Panel Room of 9 mlength | SET | 1 | TB-202525-01-01-01 | 14003147 | 1028 | Fire Protection |  | FIRE DETECTION& ALARMSYS-PANEL ROOM(9M) | 11905 | 70 | 11905
| 0 | ICT Augmentation at Bikaner-IV | 120 | FIRE FIGHTING SYSTEM | 1000012022 | 84241000 | 18 | 4.5 kg CO2 type Portable Fire extinguisher | EA | 3 | TB-202525-01-01-01 | 14003147 | 1028 | Fire Protection |  | FIRE EXTINGUISHER-CO2 TYPE 4.5KG | 6899 | 80 | 20697
| 0 | ICT Augmentation at Bikaner-IV | 120 | FIRE FIGHTING SYSTEM | 1000012069 | 84248990 | 18 | HVW spray system, Hydrant system and complete U/G & O/G piping andaccessories etc. out side the pump house for 500MVA , 400KV/220/33kV, 3-phase Autotransformer | SET | 2 | TB-202525-01-01-01 | 14003147 | 1028 | Fire Protection |  | FIRE PROTECTION-400KV, 500MVA, 3PH T/F | 954821 | 90 | 1909642
| 0 | ICT Augmentation at Bikaner-IV | 130 | ILLUMINATION SYSTEM | 1000038385 | 94059900 | 18 | FIRE WALL MOUNTED LED LUMINARIE TYPE FL-2 (250W) | EA | 4 | TB-202525-01-01-01 | 14003147 | 1031 | Lighting |  | FIRE WALL MOUNTED LED LUMINAIRE TYPE FL2 | 23524 | 100 | 94096
| 0 | ICT Augmentation at Bikaner-IV | 130 | ILLUMINATION SYSTEM | 1000038325 | 94059900 | 18 | LIGHTING FIXTURE LED LUMINAIRES TYPE FL2 AS PER TECH. SPECIFICATIONS | EA | 80 | TB-202525-01-01-01 | 14003147 | 1031 | Lighting |  | LIGHTING FIXTURE LED TYPE FL2 | 14729 | 110 | 1178320
| 0 | ICT Augmentation at Bikaner-IV | 130 | ILLUMINATION SYSTEM | 1000001894 | 94059900 | 18 | Outdoor Power Receptacle for oilfiltration unit (250A) | EA | 1 | TB-202525-01-01-01 | 14003147 | 1031 | Lighting |  | 250A O/D RECEPTACLE FOR OIL FILTERATION | 45595 | 130 | 45595
| 0 | ICT Augmentation at Bikaner-IV | 130 | ILLUMINATION SYSTEM | 1000004952 | 94059900 | 18 | 63A, 415V : Interlocked switch socket outdoor Receptacle (type RP) asper technical specifications | EA | 1 | TB-202525-01-01-01 | 14003147 | 1031 | Lighting |  | 63A, 415V O/D RECEPTACLE (RP) | 22782 | 140 | 22782
| 0 | ICT Augmentation at Bikaner-IV | 130 | ILLUMINATION SYSTEM | 1000014547 | 85371000 | 18 | Lighting Panel type ACP-2 as per technical specification | EA | 4 | TB-202525-01-01-01 | 14003147 | 1031 | Lighting |  | LIGHTING PANEL TYPE ACP-2 | 39497 | 150 | 157988
| 0 | ICT Augmentation at Bikaner-IV | 130 | ILLUMINATION SYSTEM | 1000013795 | 94059900 | 18 | Illumination System for switchyard panel room of 6 m length | LS | 2 | TB-202525-01-01-01 | 14003147 | 1031 | Lighting |  | ILLUMINATION SYSTEM- PANEL ROOM-6M | 53770 | 160 | 107540
| 0 | ICT Augmentation at Bikaner-IV | 130 | ILLUMINATION SYSTEM | 1000013796 | 94059900 | 18 | Illumination System for switchyard panel room of 9 m length | LS | 1 | TB-202525-01-01-01 | 14003147 | 1031 | Lighting |  | ILLUMINATION SYSTEM- PANEL ROOM-9M | 84566 | 170 | 84566
| 0 | ICT Augmentation at Bikaner-IV | 130 | ILLUMINATION SYSTEM | 1000038387 | 94051090 | 18 | LED FLOOD LIGHT LUMINARIESTYPE FL-1 (150W) AS PER TECHNICALSPECIFICATION | EA | 10 | TB-202525-01-01-01 | 14003147 | 1031 | Lighting |  | LIGHTING FIXTURE LED LUMINAIRE TYPE FL-1 | 8680 | 180 | 86800
| 0 | ICT Augmentation at Bikaner-IV | 130 | ILLUMINATION SYSTEM | 1000020262 | 85371000 | 18 | Sub Lighting panel (outdoor) type SLP (Switchyard and Street Lighting) | EA | 8 | TB-202525-01-01-01 | 14003147 | 1031 | Lighting |  | SUB LIGHTING PANEL TYPE SLP | 10193 | 190 | 81544
| 0 | ICT Augmentation at Bikaner-IV | 135 | AIR CONDITIONING | 1000006285 | 84151090 | 28 | Air conditioning system for Switchyard Panel Room of 9m length | SET | 1 | TB-202525-01-01-01 | 14003147 | 1027 | AC & Ventilation | R_NEW | AC UNIT-SWITCHYARD PANEL ROOM 9M | 414205 | 10 | 414205
| 0 | ICT Augmentation at Bikaner-IV | 135 | AIR CONDITIONING | 1000006284 | 84151090 | 28 | Air conditioning system for Switchyard Panel Room of 6m length | SET | 2 | TB-202525-01-01-01 | 14003147 | 1027 | AC & Ventilation | R_NEW | AC UNIT-SWITCHYARD PANEL ROOM 6M | 213271 | 20 | 426542
| 0 | ICT Augmentation at Bikaner-IV | 30 | STRUCTURE SUPPLY | 1000015954 | 73082011 | 18 | Fabrication, galvanising and supply of Lattice Structures (MS Steel),to be designed during detailed engineering, for towers, beams andequipment support structure including pack plates / packwashers andgusset plates excluding fasteners and foundation bolts | MT | 294 | TB-202525-01-01-01 | 14003148 | 1023 | Switchyard Structure |  | NON STD LATTICE STRUCTURE MS STEEL | 87510 | 10 | 25727940
| 0 | ICT Augmentation at Bikaner-IV | 30 | STRUCTURE SUPPLY | 1000015953 | 73082011 | 18 | Fabrication, galvanising and supply of Lattice Structures (HT Steel),to be designed during detailed engineering, for towers, beams andequipment support structure including pack plates / packwashers andgusset plates excluding fasteners and foundation bolts | MT | 10 | TB-202525-01-01-01 | 14003148 | 1023 | Switchyard Structure |  | NON STD LATTICE STRUCTURE HT STEEL | 90136 | 20 | 901360
| 0 | ICT Augmentation at Bikaner-IV | 30 | STRUCTURE SUPPLY | 1000011713 | 73082011 | 18 | Fabrication, galvanising and supply of fasteners ( nuts, bolts andwashers ) including step bolts for lattice and pipe structures to bedesigned during detailed engineering | MT | 19 | TB-202525-01-01-01 | 14003148 | 1023 | Switchyard Structure |  | FASTENERS - NON STD STRUCTURES | 107343 | 30 | 2039517
| 0 | ICT Augmentation at Bikaner-IV | 30 | STRUCTURE SUPPLY | 1000012373 | 73082011 | 18 | Fabrication, galvanising and supply of foundation bolts including nuts,checknut and washers for lattice and pipe structures to be designedduring detailed engineering | MT | 25 | TB-202525-01-01-01 | 14003148 | 1023 | Switchyard Structure |  | FOUNDATION BOLTS - NON STD STRUCTURES | 107804 | 40 | 2695100
| 0 | ICT Augmentation at Bikaner-IV | 10 | PMUs for HV side of ICTs at Bikaner-IV | 1000017518 | 85364900 | 18 | PMU with GPS Clock (clock can be either internal or external) | EA | 3 | TB-202525-01-01-01 | 14003149 | 1045 | LD & C |  | PMU WITH GPS CLOCK | 339679 | 10 | 1019037
| 0 | ICT Augmentation at Bikaner-IV | 10 | PMUs for HV side of ICTs at Bikaner-IV | 1000022512 | 90311000 | 18 | WAMS Hardware - Time System (GPS receiver) | EA | 3 | TB-202525-01-01-01 | 14003149 | 1045 | LD & C |  | WAMS - TIME SYSTEM (GPS RECEIVER) | 155315 | 20 | 465945
| 0 | ICT Augmentation at Bikaner-IV | 10 | PMUs for HV side of ICTs at Bikaner-IV | 1000071061 | 85176290 | 18 | SUBSTATION GRADE LAYER 2 LAN SWITCH | EA | 3 | TB-202525-01-01-01 | 14003149 | 1045 | LD & C |  | SUBSTATION GRADE L2 LAN SWITCH | 387193 | 30 | 1161579
| 0 | ICT Augmentation at Bikaner-IV | 10 | PMUs for HV side of ICTs at Bikaner-IV | 1000071062 | 85176290 | 18 | SUBSTATION GRADE LAYER 3 LAN SWITCH | EA | 1 | TB-202525-01-01-01 | 14003149 | 1045 | LD & C |  | SUBSTATION GRADE L3 LAN SWITCH | 800586 | 40 | 800586
| 0 | ICT Augmentation at Bikaner-IV | 10 | PMUs for HV side of ICTs at Bikaner-IV | 1000022487 | 85447090 | 18 | WAMS Miscellaneous - Armored Fibre Optic Cable and associatedtermination (e.g. L2 Switch) for connecting PMU panels located indifferent control room of a station | EA | 1 | TB-202525-01-01-01 | 14003149 | 1045 | LD & C |  | WAMS - ARMORED FIBRE OPTIC CABLE | 73797 | 50 | 73797
| 0 | ICT Augmentation at Bikaner-IV | 10 | PMUs for HV side of ICTs at Bikaner-IV | 1000030641 | 85389000 | 18 | LIU - FO PATCH PANEL-12 PORT | EA | 4 | TB-202525-01-01-01 | 14003149 | 1054 | SCADA/SAS |  | LIU-FO PATCH PANEL-12 PORT | 10008 | 60 | 40032
[17 empty] | Total |  | 205206365

## Summary (hidden)
SUMMARY
Sr.No. | Item Description | Amount (As per SOR Mar 2025)
1 | Supply Item | 205206365
3 | Service (Civil + Erection) | 189637210
2 | Freight & Insurance | 8208254.6
Total (Excl. GST) |  | 403051829.6
GST 18% |  | 71071843.5
Total Amount (Including GST) |  | 474123673.1

## Service (hidden)
PR No.
PR No. | PR Item | WBS Desc | Activity | PR Activity No. | Activity Description | Services | HSN/SAC number | Tax Rate | LongText | Unit | Quantity | WBS Element | Network | Material Group | MatGrp Desc | Batch | Service Description | Unit Rate | Amount
| 0 | ICT Augmentation at Bikaner-IV | 160 | 10 | 420kV, 63kA AIS EQUIPMENT | 100000267 | 998736 | 18 | 420kV, 3150A, 63kA Circuit Breaker(3-Phase) without closing resistor(with support structure) | EA | 4 | TB-202525-01-01-01 | 14003147 | Y006 | Circuit Breaker |  | 420KV, 3150A, 63KA, 3PH CB W/O CR | 15172 | 60688
| 0 | ICT Augmentation at Bikaner-IV | 160 | 20 | 420kV, 63kA AIS EQUIPMENT | 100000287 | 998736 | 18 | 420kV, 3150A, 63KA, Isolator (3-phase)(Double Break) with one E/S | EA | 12 | TB-202525-01-01-01 | 14003147 | Y009 | Isolator |  | 420KV, 3150A, 63KA 3PH DB ISOLATOR+1E/S | 18653 | 223836
| 0 | ICT Augmentation at Bikaner-IV | 160 | 30 | 420kV, 63kA AIS EQUIPMENT | 100000274 | 998736 | 18 | 420 kV, 3000A, 63KA, 1-Phase CurrentTransformer with 120% extended currentrating | EA | 12 | TB-202525-01-01-01 | 14003147 | Y007 | CT |  | 420KV, 3000A, 63KA,,1-PH,CT-120% RATING | 5057 | 60684
| 0 | ICT Augmentation at Bikaner-IV | 160 | 40 | 420kV, 63kA AIS EQUIPMENT | 100000340 | 998734 | 18 | 420KV, 1-PHASE BUS POST INSULATORS | EA | 15 | TB-202525-01-01-01 | 14003147 | Y012 | PLCC Equipments |  | 420KV, 1PH BUS POST INSULATORS | 1881 | 28215
| 0 | ICT Augmentation at Bikaner-IV | 160 | 50 | 420kV, 63kA AIS EQUIPMENT | 100000328 | 998736 | 18 | 336kV Surge Arrester (1-phase) | EA | 6 | TB-202525-01-01-01 | 14003147 | Y010 | Surge Arrestor |  | SURGE ARRESTER,1-PH,336KV | 6083 | 36498
| 0 | ICT Augmentation at Bikaner-IV | 160 | 60 | 420kV, 63kA AIS EQUIPMENT | 100000268 | 998736 | 18 | Controlled Switching Device for 420 kV, 3-ph Circuit Breaker | EA | 4 | TB-202525-01-01-01 | 14003147 | Y006 | Circuit Breaker |  | CONTROLLED SWITCHING DEVICE-420KV CB | 4543 | 18172
| 0 | ICT Augmentation at Bikaner-IV | 170 | 10 | 245kV, 50kA AIS EQUIPMENT | 100003634 | 998736 | 18 | 245 kV 1600A, 50KA Circuit Breakers (3-Phase) with support | EA | 3 | TB-202525-01-01-01 | 14003147 | Y006 | Circuit Breaker |  | 245KV, 1600A, 50KA 3PH CIRCUIT BREAKER | 18062 | 54186
| 0 | ICT Augmentation at Bikaner-IV | 170 | 20 | 245kV, 50kA AIS EQUIPMENT | 100001989 | 998736 | 18 | 245 kV, 1600A, 50KA, 1-Phase CurrentTransformer with 120% extended currentrating | EA | 9 | TB-202525-01-01-01 | 14003147 | Y007 | CT |  | 245KV, 1600A, 50KA CT-120% RATING | 4052 | 36468
| 0 | ICT Augmentation at Bikaner-IV | 170 | 30 | 245kV, 50kA AIS EQUIPMENT | 100002014 | 998736 | 18 | 245kV, 1600A, 50 KA, 3-phase DoubleBreak Isolator with one E/S | EA | 3 | TB-202525-01-01-01 | 14003147 | Y009 | Isolator |  | 245KV, 1600A, 50KA, 3PH DB ISOLATOR+1E/S | 17616 | 52848
| 0 | ICT Augmentation at Bikaner-IV | 170 | 40 | 245kV, 50kA AIS EQUIPMENT | 100002013 | 998736 | 18 | 245kV, 1600A, 50 KA, 3-phase DoubleBreak Isolator with two E/S | EA | 3 | TB-202525-01-01-01 | 14003147 | Y009 | Isolator |  | 245KV, 1600A, 50KA, 3PH DB ISOLATOR+2E/S | 17616 | 52848
| 0 | ICT Augmentation at Bikaner-IV | 170 | 50 | 245kV, 50kA AIS EQUIPMENT | 100002016 | 998736 | 18 | 245kV, 1600A, 50 KA, 3-phase DoubleBreak Tandem Isolator without E/S | EA | 5 | TB-202525-01-01-01 | 14003147 | Y009 | Isolator |  | 245KV,1600A,50KA, 3PH DB ISOLATOR-TANDEM | 17616 | 88080
| 0 | ICT Augmentation at Bikaner-IV | 170 | 60 | 245kV, 50kA AIS EQUIPMENT | 100000484 | 998736 | 18 | 216kV Surge Arrester (1-phase) | EA | 6 | TB-202525-01-01-01 | 14003147 | Y010 | Surge Arrestor |  | SURGE ARRESTER,1-PH,216KV | 3956 | 23736
| 0 | ICT Augmentation at Bikaner-IV | 170 | 70 | 245kV, 50kA AIS EQUIPMENT | 100000498 | 998736 | 18 | 245 kV,1 phase Bus Post Insulator (except for Line Traps) | EA | 35 | TB-202525-01-01-01 | 14003147 | Y002 | Structure/Bus Bar |  | 245KV, 1PH BUST POST INSULATOR (BPI) | 2698 | 94430
| 0 | ICT Augmentation at Bikaner-IV | 170 | 80 | 245kV, 50kA AIS EQUIPMENT | 100011980 | 998736 | 18 | 245KV, 3150 A, 50kA Circuit Breaker (3-Phase) with support structure | EA | 3 | TB-202525-01-01-01 | 14003147 | Y006 | Circuit Breaker |  | 245KV, 3150 A, 50KA 3PH CB | 6574 | 19722
| 0 | ICT Augmentation at Bikaner-IV | 170 | 90 | 245kV, 50kA AIS EQUIPMENT | 100001994 | 998736 | 18 | 245 kV, 2500A, 50KA, 1-Phase CurrentTransformer with 120% extended currentrating | EA | 9 | TB-202525-01-01-01 | 14003147 | Y007 | CT |  | 245KV, 2500A, 50KA CT-120% RATING | 1011 | 9099
| 0 | ICT Augmentation at Bikaner-IV | 170 | 100 | 245kV, 50kA AIS EQUIPMENT | 100012000 | 998736 | 18 | 245KV, 3150A, 50KA, 3-PHASE DOUBLE BREAK ISOLATOR WITH ONE E/S | EA | 4 | TB-202525-01-01-01 | 14003147 | Y009 | Isolator |  | 245KV, 3150A, 50KA, 3PH DB ISOLATOR+1E/S | 10115 | 40460
| 0 | ICT Augmentation at Bikaner-IV | 170 | 110 | 245kV, 50kA AIS EQUIPMENT | 100011982 | 998736 | 18 | 245kV, 3150A, 50KA, 3-Phase Double Break Isolator with two E/S | EA | 2 | TB-202525-01-01-01 | 14003147 | Y009 | Isolator |  | 245KV, 3150A, 50KA, 3PH DB ISOLATOR+2E/S | 10115 | 20230
| 0 | ICT Augmentation at Bikaner-IV | 170 | 120 | 245kV, 50kA AIS EQUIPMENT | 100000448 | 998736 | 18 | 245 kV, 4400pf Capacitive Voltage Transformer (1- Phase) | EA | 6 | TB-202525-01-01-01 | 14003147 | Y008 | CVT |  | 245KV, 4400PF,1PH CVT | 4968 | 29808
| 0 | ICT Augmentation at Bikaner-IV | 180 | 10 | Erection Hardware for 420kV I Type S/Y | 100000330 | 998731 | 18 | Erection Hardware for 400kV I type layout-Transformer bay as per specification | SET | 2 | TB-202525-01-01-01 | 14003147 | Y002 | Structure/Bus Bar |  | ERECTION H/W-420KV I-TYPE T/F BAY | 151719 | 303438
| 0 | ICT Augmentation at Bikaner-IV | 180 | 20 | Erection Hardware for 420kV I Type S/Y | 100000335 | 998731 | 18 | Erection Hardware for 400kV I type layout-Spare bay of half dia as per specification | SET | 2 | TB-202525-01-01-01 | 14003147 | Y002 | Structure/Bus Bar |  | ERECTION H/W-420KV I-TYPE SP BAY-1/2 DIA | 151719 | 303438
| 0 | ICT Augmentation at Bikaner-IV | 180 | 60 | Erection Hardware for 420kV I Type S/Y | 100000337 | 998731 | 18 | Erection Hardware for 400kV I type layout-Bus Work (For three diameters) as per technical specification | SET | 1 | TB-202525-01-01-01 | 14003147 | Y023 | Substation general |  | ERECTION H/W-400KV I TYPE BUSWORK(3 DIA) | 464607 | 464607
| 0 | ICT Augmentation at Bikaner-IV | 190 | 10 | Erection Hardware for 220kV DMT Type S/Y | 100000486 | 998731 | 18 | Erection Hardware for 220kV layout (Double Main and Transfer Scheme as per SLD)-Transformer Bay as per specification | SET | 2 | TB-202525-01-01-01 | 14003147 | Y002 | Structure/Bus Bar |  | ERECTION H/W-220KV DMT T/F BAY | 415327 | 830654
| 0 | ICT Augmentation at Bikaner-IV | 190 | 20 | Erection Hardware for 220kV DMT Type S/Y | 100000487 | 998731 | 18 | Erection Hardware for 220kV layout (Double Main and Transfer Scheme as per SLD)-Transfer Bus Coupler Bay as per specification | SET | 1 | TB-202525-01-01-01 | 14003147 | Y002 | Structure/Bus Bar |  | ERECTION H/W-220KV DMT TBC BAY | 317478 | 317478
| 0 | ICT Augmentation at Bikaner-IV | 190 | 30 | Erection Hardware for 220kV DMT Type S/Y | 100000495 | 998731 | 18 | Erection Hardware for 220kV layout (Double Main and Transfer Scheme as per SLD)-Bus section Bay as per specification | SET | 2 | TB-202525-01-01-01 | 14003147 | Y002 | Structure/Bus Bar |  | ERECTION H/W-220KV DMT BUS SECTION BAY | 101146 | 202292
| 0 | ICT Augmentation at Bikaner-IV | 190 | 40 | Erection Hardware for 220kV DMT Type S/Y | 100000488 | 998731 | 18 | Erection Hardware for 220kV layout (Double Main and Transfer Scheme as per SLD)-Bus Coupler Bay as per specification | SET | 1 | TB-202525-01-01-01 | 14003147 | Y002 | Structure/Bus Bar |  | ERECTION H/W-220KV DMT BUS COUPLER BAY | 311550 | 311550
| 0 | ICT Augmentation at Bikaner-IV | 190 | 50 | Erection Hardware for 220kV DMT Type S/Y | 100000489 | 998731 | 18 | Erection Hardware for 220kV layout (Double Main and Transfer Scheme as per SLD)-Bus work (one Bay) as per specification | SET | 7 | TB-202525-01-01-01 | 14003147 | Y002 | Structure/Bus Bar |  | ERECTION H/W-220KV DMT BUS WORK-1 BAY | 50573 | 354011
| 0 | ICT Augmentation at Bikaner-IV | 200 | 10 | Earthmat | 100003103 | 998731 | 18 | 40 mm MS rod for Main Earthmat | KM | 5 | TB-202525-01-01-01 | 14003147 | Y024 | SS Civil General |  | 40MM MS ROD (KM) | 145568 | 727840
| 0 | ICT Augmentation at Bikaner-IV | 210 | 10 | CRP for 420kV Bays with SAS | 100000731 | 998736 | 18 | 400kV Transformer Protection Panel (For both HV & MV side)-(with Automation) | EA | 2 | TB-202525-01-01-01 | 14003147 | Y026 | SAS/SCADA |  | 400KV TRANSFORMER PROTECTION PANEL-SAS | 3787 | 7574
| 0 | ICT Augmentation at Bikaner-IV | 210 | 20 | CRP for 420kV Bays with SAS | 100000735 | 998736 | 18 | Augmentation of existing 400kV bus bar protection scheme.(No. of bays as per specification)-(with Automation) | SET | 1 | TB-202525-01-01-01 | 14003147 | Y026 | SAS/SCADA |  | 400KV BUS BAR PROTECTION AUGMENT-SAS | 47530 | 47530
| 0 | ICT Augmentation at Bikaner-IV | 210 | 30 | CRP for 420kV Bays with SAS | 100016779 | 998736 | 18 | 400kV Circuit Breaker Relay Panel (with Automation) | EA | 4 | TB-202525-01-01-01 | 14003147 | Y026 | SAS/SCADA |  | 400KV CB RELAY PANEL-SAS | 5057 | 20228
| 0 | ICT Augmentation at Bikaner-IV | 220 | 20 | CRP for 220kV Bays with SAS | 100016778 | 998736 | 18 | 220kV Circuit Breaker Relay Panel (with Automation) | EA | 6 | TB-202525-01-01-01 | 14003147 | Y026 | SAS/SCADA |  | 220KV CB RELAY PANEL-SAS | 5057 | 30342
| 0 | ICT Augmentation at Bikaner-IV | 220 | 30 | CRP for 220kV Bays with SAS | 100000741 | 998736 | 18 | 220kV Bus Bar Protection Panel (Single)-(with Automation) | SET | 1 | TB-202525-01-01-01 | 14003147 | Y026 | SAS/SCADA |  | 220KV BUS BAR PROTECTION PANEL-SAS | 13638 | 13638
| 0 | ICT Augmentation at Bikaner-IV | 230 | 10 | SAS-AUG | 100003167 | 998736 | 18 | Augmentation of Substation automation System for 400kV Main bay as per Technical Specification | EA | 2 | TB-202525-01-01-01 | 14003147 | Y026 | SAS/SCADA |  | 400KV S/S AUTOMATION SYSTEM-MAIN BAY-AUG | 6306 | 12612
| 0 | ICT Augmentation at Bikaner-IV | 230 | 20 | SAS-AUG | 100002070 | 998736 | 18 | Augmentation of Substation automation System for 220kV bay as per Technical Specification | EA | 6 | TB-202525-01-01-01 | 14003147 | Y026 | SAS/SCADA |  | 220KV S/S AUTOMATION SYSTEM-MAIN BAY-AUG | 6306 | 37836
| 0 | ICT Augmentation at Bikaner-IV | 230 | 30 | SAS-AUG | 100002075 | 998736 | 18 | Augmentation of Substation automation System for 400kV Tie bay as per Technical Specification | EA | 2 | TB-202525-01-01-01 | 14003147 | Y026 | SAS/SCADA |  | 400KV S/S AUTOMATION SYSTEM-TIE BAY-AUG | 6306 | 12612
| 0 | ICT Augmentation at Bikaner-IV | 240 | 10 | VMS | 100002500 | 998731 | 18 | Color IP camera, with PAN, TILT and ZOOM facilities, alongwith all required Items, Accessories, Line Interface units, Fiber patchcords, Power supply units, Junction Boxes, Cables, Fiber Optic Cables, etc., and including Integration in existing Hardware andSoftware for Augmentation of Visual Monitoring System as per technical specification. | SET | 1 | TB-202525-01-01-01 | 14003147 | Y023 | Substation general |  | PTZ CAMERA+ACC+ H/S INTEGRATION-VMS AUG | 142599 | 142599 | Ref. PO -6900013649
| 0 | ICT Augmentation at Bikaner-IV | 255 | 10 | POWER & CONTROL CABLE(Breakup) | 100002971 | 998736 | 18 | 1.1kV grade 3.5Cx70 sqmm (PVC) Power Cable | KM | 2 | TB-202525-01-01-01 | 14003147 | Y014 | Cables |  | 1.1KV 3.5CX70SQMM PVC POWER CABLE (KM) | 9402 | 18804
| 0 | ICT Augmentation at Bikaner-IV | 255 | 20 | POWER & CONTROL CABLE(Breakup) | 100002965 | 998736 | 18 | 1.1kV grade 3.5Cx300 sqmm (XLPE) Power Cable | KM | 2 | TB-202525-01-01-01 | 14003147 | Y014 | Cables |  | 1.1KV 3.5CX35SQMM PVC POWER CABLE (KM) | 13164 | 26328
| 0 | ICT Augmentation at Bikaner-IV | 255 | 30 | POWER & CONTROL CABLE(Breakup) | 100002986 | 998736 | 18 | 1.1kV grade 4Cx16 sqmm (PVC) Power Cable | KM | 3 | TB-202525-01-01-01 | 14003147 | Y014 | Cables |  | 1.1KV 4CX16SQMM PVC POWER CABLE (KM) | 27603 | 82809
| 0 | ICT Augmentation at Bikaner-IV | 255 | 40 | POWER & CONTROL CABLE(Breakup) | 100002992 | 998736 | 18 | 1.1kV grade 4Cx6 sqmm (PVC) Power Cable | KM | 4 | TB-202525-01-01-01 | 14003147 | Y014 | Cables |  | 1.1KV 4CX6SQMM PVC POWER CABLE (KM) | 27603 | 110412
| 0 | ICT Augmentation at Bikaner-IV | 255 | 50 | POWER & CONTROL CABLE(Breakup) | 100002958 | 998736 | 18 | 1.1kV grade 2Cx6 sqmm (PVC) Power Cable | KM | 3 | TB-202525-01-01-01 | 14003147 | Y014 | Cables |  | 1.1KV 2CX6SQMM PVC POWER CABLE (KM) | 27603 | 82809
| 0 | ICT Augmentation at Bikaner-IV | 255 | 60 | POWER & CONTROL CABLE(Breakup) | 100002977 | 998736 | 18 | 1.1kV grade 3Cx2.5 sqmm Control Cable | KM | 5 | TB-202525-01-01-01 | 14003147 | Y014 | Cables |  | 1.1KV 3CX2.5SQMM PVC CONTROL CABLE (KM) | 29090 | 145450
| 0 | ICT Augmentation at Bikaner-IV | 255 | 70 | POWER & CONTROL CABLE(Breakup) | 100002994 | 998736 | 18 | 1.1kV grade 5Cx2.5 sqmm Control Cable | KM | 8 | TB-202525-01-01-01 | 14003147 | Y014 | Cables |  | 1.1KV 5CX2.5SQMM PVC CONTROL CABLE (KM) | 32728 | 261824
| 0 | ICT Augmentation at Bikaner-IV | 255 | 80 | POWER & CONTROL CABLE(Breakup) | 100002920 | 998736 | 18 | 1.1kV grade 10Cx2.5 sqmm Control Cable | KM | 3 | TB-202525-01-01-01 | 14003147 | Y014 | Cables |  | 1.1KV 10CX2.5SQMM PVC CONTROL CABLE (KM) | 39999 | 119997
| 0 | ICT Augmentation at Bikaner-IV | 255 | 90 | POWER & CONTROL CABLE(Breakup) | 100017187 | 998736 | 18 | 1.1KV GRADE 19CX1.5 SQMM CONTROL CABLE | KM | 4 | TB-202525-01-01-01 | 14003147 | Y014 | Cables |  | 1.1KV 19CX1.5SQMM PVC CONTROL CABLE(KM) | 49091 | 196364
| 0 | ICT Augmentation at Bikaner-IV | 255 | 100 | POWER & CONTROL CABLE(Breakup) | 100017188 | 998736 | 18 | 1.1KV GRADE 27CX1.5 SQMM CONTROL CABLE | KM | 2 | TB-202525-01-01-01 | 14003147 | Y014 | Cables |  | 1.1KV 27CX1.5SQMM PVC CONTROL CABLE(KM) | 49091 | 98182
| 0 | ICT Augmentation at Bikaner-IV | 255 | 110 | POWER & CONTROL CABLE(Breakup) | 100003034 | 998736 | 18 | 4PAIR, 0.5 SQ.MM SCREENED CABLE | KM | 1 | TB-202525-01-01-01 | 14003147 | Y014 | Cables |  | 4 PAIR, 0.5 SQMM SCREENED CABLE (KM) | 49091 | 49091
| 0 | ICT Augmentation at Bikaner-IV | 260 | 10 | ILLUMINATION SYSTEM | 100004937 | 998731 | 18 | Fire Wall Mounted LED Luminarie Type FL-2 (250W) | EA | 4 | TB-202525-01-01-01 | 14003147 | Y023 | Substation general |  | FIRE WALL MOUNTED LED LUMINAIRE TYPE FL2 | 1695 | 6780
| 0 | ICT Augmentation at Bikaner-IV | 260 | 20 | ILLUMINATION SYSTEM | 100004931 | 998731 | 18 | Lighting Fixture LED Luminaires type FL2 as per tech. specifications | EA | 80 | TB-202525-01-01-01 | 14003147 | Y023 | Substation general |  | LIGHTING FIXTURE LED TYPE FL2 | 1592 | 127360
| 0 | ICT Augmentation at Bikaner-IV | 260 | 30 | ILLUMINATION SYSTEM | 100004930 | 998731 | 18 | Lighting Fixture LED Luminaires type FL-1 as per tech. specifications | EA | 10 | TB-202525-01-01-01 | 14003147 | Y023 | Substation general |  | LIGHTING FIXTURE LUMINAIRE TYPE FL-1 | 553 | 5530
| 0 | ICT Augmentation at Bikaner-IV | 260 | 40 | ILLUMINATION SYSTEM | 100001885 | 998739 | 18 | Outdoor Power Receptacle for oilfiltration unit (250A) | EA | 1 | TB-202525-01-01-01 | 14003147 | Y023 | Substation general |  | 250A O/D RECEPTACLE FOR OIL FILTERATION | 2952 | 2952
| 0 | ICT Augmentation at Bikaner-IV | 260 | 50 | ILLUMINATION SYSTEM | 100001052 | 998731 | 18 | 63A, 415V : Interlocked switch socket outdoor Receptacle (type RP) as per technical specifications | EA | 1 | TB-202525-01-01-01 | 14003147 | Y023 | Substation general |  | 63A, 415V O/D RECEPTACLE (RP) | 6808 | 6808
| 0 | ICT Augmentation at Bikaner-IV | 260 | 60 | ILLUMINATION SYSTEM | 100001021 | 995461 | 18 | Lighting Panel type ACP-2 as per technical specification | EA | 4 | TB-202525-01-01-01 | 14003147 | Y023 | Substation general |  | LIGHTING PANEL TYPE ACP-2 | 8101 | 32404
| 0 | ICT Augmentation at Bikaner-IV | 260 | 70 | ILLUMINATION SYSTEM | 100001116 | 998739 | 18 | Illumination System for switchyard panel room of 6 m length | SET | 2 | TB-202525-01-01-01 | 14003147 | Y023 | Substation general |  | ILLUMINATION SYSTEM- PANEL ROOM-6M | 8092 | 16184
| 0 | ICT Augmentation at Bikaner-IV | 260 | 80 | ILLUMINATION SYSTEM | 100001115 | 998739 | 18 | Illumination System for switchyard panel room of 9 m length | SET | 1 | TB-202525-01-01-01 | 14003147 | Y023 | Substation general |  | ILLUMINATION SYSTEM- PANEL ROOM-9M | 8092 | 8092
| 0 | ICT Augmentation at Bikaner-IV | 260 | 90 | ILLUMINATION SYSTEM | 100001024 | 998731 | 18 | Sub Lighting panel (outdoor) type SLP (Switchyard and Street Lighting) | EA | 8 | TB-202525-01-01-01 | 14003147 | Y023 | Substation general |  | SUB LIGHTING PANEL TYPE SLP | 1453 | 11624
| 0 | ICT Augmentation at Bikaner-IV | 270 | 10 | FIRE FIGHTING SYSTEM | 100000983 | 998736 | 18 | HVW spray system, Hydrant system and complete U/G & O/G piping and accessories etc. out side the pump house for 500MVA ,400KV/220/33 kV, 3-phase Autotransformer | SET | 2 | TB-202525-01-01-01 | 14003147 | Y015 | Station Auxillary |  | FIRE PROTECTION-400KV, 500MVA, 3PH T/F | 85974 | 171948
| 0 | ICT Augmentation at Bikaner-IV | 270 | 20 | FIRE FIGHTING SYSTEM | 100002062 | 995461 | 18 | Fire Detection and Alarm System for Switchyard Panel Room of 6 m length | SET | 2 | TB-202525-01-01-01 | 14003147 | Y015 | Station Auxillary |  | FIRE DETECTION& ALARMSYS-PANEL ROOM(6M) | 19933 | 39866
| 0 | ICT Augmentation at Bikaner-IV | 270 | 30 | FIRE FIGHTING SYSTEM | 100001871 | 995461 | 18 | Fire Detection and Alarm System for Switchyard Panel Room of 9 m length | SET | 1 | TB-202525-01-01-01 | 14003147 | Y015 | Station Auxillary |  | FIRE DETECTION& ALARMSYS-PANEL ROOM(9M) | 19933 | 19933
| 0 | ICT Augmentation at Bikaner-IV | 270 | 40 | FIRE FIGHTING SYSTEM | 100000975 | 995461 | 18 | 4.5 kg CO2 type Portable Fire extinguisher | EA | 3 | TB-202525-01-01-01 | 14003147 | Y015 | Station Auxillary |  | FIRE EXTINGUISHER-CO2 TYPE 4.5KG | 2043 | 6129
| 0 | ICT Augmentation at Bikaner-IV | 280 | 10 | AIR CONDITIONING | 100001881 | 995463 | 18 | Air conditioning system for Switchyard Panel Room of 9m length | SET | 1 | TB-202525-01-01-01 | 14003147 | Y015 | Station Auxillary |  | AC UNIT-SWITCHYARD PANEL ROOM 9M | 7263 | 7263
| 0 | ICT Augmentation at Bikaner-IV | 280 | 20 | AIR CONDITIONING | 100001882 | 995463 | 18 | Air conditioning system for Switchyard Panel Room of 6m length | SET | 2 | TB-202525-01-01-01 | 14003147 | Y015 | Station Auxillary |  | AC UNIT-SWITCHYARD PANEL ROOM 6M | 6028 | 12056
| 0 | ICT Augmentation at Bikaner-IV | 10 | 10 | Civil Works | 100004518 | 995433 | 18 | Excavation in all kind of soil including rock for all leads and lifts, backfilling, disposal of surplus earth within a lead up to2Km as per technical specification. The surplus earth shall be roughly graded . | M3 | 14488 | TB-202525-01-01-01 | 14003148 | Y024 | SS Civil General |  | EXCAVATION FOR FOUNDATION-GENERAL WORK | 378 | 5476464
| 0 | ICT Augmentation at Bikaner-IV | 10 | 20 | Civil Works | 100011662 | 995433 | 18 | Excavation in hard rock which require blasting (including chemical blasting and rock excavated using specialized tools) for allfoundation works including stacking, measuring, disposal etc.for all leads and lifts as per technical specification. | M3 | 1610 | TB-202525-01-01-01 | 14003148 | Y024 | SS Civil General |  | EXCAVATION FOUNDATION HARD ROCK BLASTING | 1922 | 3094420
| 0 | ICT Augmentation at Bikaner-IV | 10 | 30 | Civil Works | 100001326 | 995454 | 18 | Providing and laying of Plain Cement Concrete (PCC) (1:2:4) | M3 | 37 | TB-202525-01-01-01 | 14003148 | Y024 | SS Civil General |  | PLAIN CEMENT CONCRETE (PCC-1:2:4) | 8016 | 296592
| 0 | ICT Augmentation at Bikaner-IV | 10 | 40 | Civil Works | 100001325 | 995454 | 18 | Providing and laying of Plain Cement Concrete (PCC) (1:4:8) | M3 | 451 | TB-202525-01-01-01 | 14003148 | Y024 | SS Civil General |  | PLAIN CEMENT CONCRETE (PCC-1:4:8) | 6906 | 3114606
| 0 | ICT Augmentation at Bikaner-IV | 10 | 50 | Civil Works | 100001327 | 995454 | 18 | Providing and laying of Reinforced Cement Concrete M25 mix including pre cast, shuttering, Grouting of pockets & underpinning butexcluding steel reinforcement | M3 | 3905 | TB-202525-01-01-01 | 14003148 | Y024 | SS Civil General |  | REINFORCEMENT CEMENT CONCRETE (RCC-M25) | 10373 | 40506565
| 0 | ICT Augmentation at Bikaner-IV | 10 | 60 | Civil Works | 100001329 | 995454 | 18 | Steel Reinforcement | MT | 273 | TB-202525-01-01-01 | 14003148 | Y024 | SS Civil General |  | STEEL REINFORCEMENT | 80129 | 21875217
| 0 | ICT Augmentation at Bikaner-IV | 10 | 70 | Civil Works | 100001331 | 995455 | 18 | Misc. Structural steel including rails, embedments, edge protection angles, gratings etc. but excluding the reinforcement steel andsteel for lattice and pipe structures. | MT | 47 | TB-202525-01-01-01 | 14003148 | Y024 | SS Civil General |  | MISC STRUCTURAL STEEL | 101116 | 4752452
| 0 | ICT Augmentation at Bikaner-IV | 10 | 80 | Civil Works | 100001457 | 995421 | 18 | Construction of rail cum road as per drawing including all item such as excavation,compactions, rolling watering, WBM etc. butexcluding concrete reinforcement and structural steel-Section having four rails for auto transformer. | M2 | 197 | TB-202525-01-01-01 | 14003148 | Y024 | SS Civil General |  | RAIL CUM ROAD EXCL RCC- 4 RAILS | 998 | 196606
| 0 | ICT Augmentation at Bikaner-IV | 10 | 90 | Civil Works | 100001330 | 995428 | 18 | Stone filling (40 mm size) for transformer/Reactor foundation | M3 | 41 | TB-202525-01-01-01 | 14003148 | Y024 | SS Civil General |  | STONE FILLING 40MM-XMER/ REACTOR FOUND | 3611 | 148051
| 0 | ICT Augmentation at Bikaner-IV | 10 | 100 | Civil Works | 100003114 | 995454 | 18 | External finishing / painting of fire wall (water proofing cement paint) (DSR 13.44.1) | M2 | 240 | TB-202525-01-01-01 | 14003148 | Y024 | SS Civil General |  | FW (DSR 13.44.1) | 325 | 78000
| 0 | ICT Augmentation at Bikaner-IV | 10 | 110 | Civil Works | 100001714 | 995428 | 18 | Stone spreading in switchyard excluding PCC | M2 | 24970 | TB-202525-01-01-01 | 14003148 | Y024 | SS Civil General |  | STONE SPREADING EXCLUDING PCC | 172 | 4294840
| 0 | ICT Augmentation at Bikaner-IV | 10 | 120 | Civil Works | 100001713 | 995424 | 18 | Antiweed treatment | M2 | 24970 | TB-202525-01-01-01 | 14003148 | Y024 | SS Civil General |  | ANTIWEED TREATMENT | 23 | 574310
| 0 | ICT Augmentation at Bikaner-IV | 10 | 130 | Civil Works | 100019561 | 995423 | 18 | Providing & laying non-woven Geo-synthetics fabric of minimum 200 GSM in separration layer between sub garde and stone spreading inswitchyard as per Technical Specification and direction of Engineer-in-Charge. | M2 | 24970 | TB-202525-01-01-01 | 14003148 | Y024 | SS Civil General |  | P/L NONWOVEN GEOSYNTHETICS FABRIC 200GSM | 102 | 2546940
| 0 | ICT Augmentation at Bikaner-IV | 10 | 140 | Civil Works | 100020960 | 995461 | 18 | RCC culvert crossings including supplying and laying hume pipe 250mm dia of grade (NP-3) excluding concrete as per specification. | M | 20 | TB-202525-01-01-01 | 14003148 | Y024 | SS Civil General |  | RCC CULVERT-NP-3 PIPE 250MM DIA | 3073 | 61460
| 0 | ICT Augmentation at Bikaner-IV | 10 | 150 | Civil Works | 100020961 | 995461 | 18 | RCC culvert crossings including supplying and laying hume pipe 300mm dia of grade (NP-3) excluding concrete as per specification. | M | 20 | TB-202525-01-01-01 | 14003148 | Y024 | SS Civil General |  | RCC CULVERT-NP-3 PIPE 300MM DIA | 3547 | 70940
| 0 | ICT Augmentation at Bikaner-IV | 10 | 160 | Civil Works | 100020962 | 995461 | 18 | RCC culvert crossings including supplying and laying hume pipe 450mm dia of grade (NP-3) excluding concrete as per specification. | M | 20 | TB-202525-01-01-01 | 14003148 | Y024 | SS Civil General |  | RCC CULVERT-NP-3 PIPE 450MM DIA | 4137 | 82740
| 0 | ICT Augmentation at Bikaner-IV | 10 | 170 | Civil Works | 100003437 | 995454 | 18 | Switchyard Panel Room - Civil Works. All civil works as per drawing and specifications complete, including - brickwork, finishing(external and internal), windows etc. However, excavation, PCC, RCC and reinforcement shall be paid separately as per BPS. | M2 | 105 | TB-202525-01-01-01 | 14003148 | Y024 | SS Civil General |  | SWITCHYARD PANEL ROOM-CIVIL WORK | 26025 | 2732625
| 0 | ICT Augmentation at Bikaner-IV | 10 | 180 | Civil Works | 100016667 | 995451 | 18 | Cable Trench including all types of crossings, all metallic works and sump pit including concrete and reinforcement steel Section2A-2A | M | 1500 | TB-202525-01-01-01 | 14003148 | Y024 | SS Civil General |  | CABLE TRENCH-SECTION 2A-2A ALL INC | 16051 | 24076500
| 0 | ICT Augmentation at Bikaner-IV | 10 | 190 | Civil Works | 100001478 | 995454 | 18 | Cable Trench including all types of crossings, all metallic works and sump pit including concrte and reinforcement steel Section 2-2 | M | 600 | TB-202525-01-01-01 | 14003148 | Y024 | SS Civil General |  | CABLE TRENCH-SECTION 2-2 | 13127 | 7876200
| 0 | ICT Augmentation at Bikaner-IV | 10 | 200 | Civil Works | 100001479 | 995454 | 18 | Cable Trench including all types of crossings, all metallic works and sump pit including concrte and reinforcement steel Section 3-3 | M | 600 | TB-202525-01-01-01 | 14003148 | Y024 | SS Civil General |  | CABLE TRENCH-SECTION 3-3 | 8633 | 5179800
| 0 | ICT Augmentation at Bikaner-IV | 10 | 210 | Civil Works | 100001480 | 995454 | 18 | Cable Trench including all types of crossings, all metallic works and sump pit including concrte and reinforcement steel Section 4-4 | M | 300 | TB-202525-01-01-01 | 14003148 | Y024 | SS Civil General |  | CABLE TRENCH-SECTION 4-4 | 6466 | 1939800
| 0 | ICT Augmentation at Bikaner-IV | 10 | 220 | Civil Works | 100008110 | 995421 | 18 | 3.75m wide Bitumen road with earthen shoulder including 100 mm dia RCC Hume Pipe @ 100 metre interval as per drawing and TS (as perDSR item no 16.35 and 16.30.1) and including 225 mm thick WBM in three equal layers of 75 mm each as per CPWD specification. | M2 | 8438 | TB-202525-01-01-01 | 14003148 | Y024 | SS Civil General |  | 3.75M BITUMEN ROAD (DSR 16.35 + 16.30.1) | 1544 | 13028272
| 0 | ICT Augmentation at Bikaner-IV | 10 | 230 | Civil Works | 100015791 | 995454 | 18 | All civil works for Drains construction of Section A-A including crossings if any as per technical specification and tender drawingscomplete in all respect with all labour and materials. | M | 1600 | TB-202525-01-01-01 | 14003148 | Y024 | SS Civil General |  | DRAIN SECTION-A-A-COMPL.IN ALL RESPECTS | 2897 | 4635200
| 0 | ICT Augmentation at Bikaner-IV | 10 | 240 | Civil Works | 100015792 | 995454 | 18 | All civil works for Drains construction of Section B-B including crossings if any as per technical specification and tender drawingscomplete in all respect with all labour and materials. | M | 1600 | TB-202525-01-01-01 | 14003148 | Y024 | SS Civil General |  | DRAIN SECTION-B-B-COMPL.IN ALL RESPECTS | 4551 | 7281600
| 0 | ICT Augmentation at Bikaner-IV | 10 | 250 | Civil Works | 100015793 | 995454 | 18 | All civil works for Drains construction of Section C-C including crossings if any as per technical specification and tender drawingscomplete in all respect with all labour and materials. | M | 900 | TB-202525-01-01-01 | 14003148 | Y024 | SS Civil General |  | DRAIN SECTION-C-C-COMPL.IN ALL RESPECTS | 6383 | 5744700
| 0 | ICT Augmentation at Bikaner-IV | 10 | 260 | Civil Works | 100015794 | 995454 | 18 | All civil works for Drains construction of Section D-D including crossings if any as per technical specification and tender drawingscomplete in all respect with all labour and materials. | M | 400 | TB-202525-01-01-01 | 14003148 | Y024 | SS Civil General |  | DRAIN SECTION-D-D-COMPL.IN ALL RESPECTS | 6738 | 2695200
| 0 | ICT Augmentation at Bikaner-IV | 10 | 270 | Civil Works | 100007097 | 995454 | 18 | Dry stone pitching 22.5 cm thick including supply of stones and preparing surface complete including construction of 600 mm high and230 mm wide cement concrete (1:3:6) (1 cement : 3 coarse sand (zone-III) : 6 graded stone aggregate 20 mm nominal size) toe wall atthe lowest portion of stone pitching area etc. completed as per theinstruction of Engineer-In-Charge. . | M2 | 1000 | TB-202525-01-01-01 | 14003148 | Y024 | SS Civil General |  | DRY STONE PITCHING I/C CC TOE WALL | 946 | 946000
| 0 | ICT Augmentation at Bikaner-IV | 10 | 280 | Civil Works | 100002911 | 995432 | 18 | Earthwork in excavation & filling in all types of soil and soft/disintegrated rock in open areas/nallas/channels, to the requiredslopes, shapes, levels, elevations and profile, including trimming of bottom and slopes of excavation, bailing out rain(dewatering), pumping, removal of slush, preparing embankments/marginal banks, loosening, dressing, spreading material in layers notexceeding 200mm, as per direction of Engineer-in-Charge, water flooding, compacting to achieve 95% consolidation at optimum moisturecontent, finishing etc. all complete, for all leads and lifts within leveling boundary, including disposal of surplus earth andstacking of unsuitable material within a lead of 2.0 Km beyond substation boundary, with all labour, material, tools, tackles andequipment, safeguards and incidentals, Royalty,taxes etc. as necessary, as per drawings, specification and directions of theEngineer-in-Charge. Clearing of jungle is included in this item. (Only excavation/cutting will be measured for payment purpose.) | M3 | 22195 | TB-202525-01-01-01 | 14003148 | Y024 | SS Civil General |  | EARTHWORK-SOIL-SOFT ROCK- JUNGLE CLEAR | 217 | 4816315
| 0 | ICT Augmentation at Bikaner-IV | 10 | 290 | Civil Works | 100002583 | 995432 | 18 | Supply of earth (excluding rock & boulders) at site including royalty, carriage and filling in specified areas in layers notexceeding 200mm in depth, compacting under optimum moisture condition to achieve 95% of Proctor density, finishing etc. allcomplete, for all leads & lifts, with all labour, material, tools, tackles, equipments, safeguards & incidentals as necessary as perdrawings, specification and direction of the Engineer- in- Charge. | M3 | 22195 | TB-202525-01-01-01 | 14003148 | Y024 | SS Civil General |  | SUPPLY OF EARTH MATERIAL-LEVELLING | 450 | 9987750
| 0 | ICT Augmentation at Bikaner-IV | 10 | 300 | Civil Works | 100002914 | 995432 | 18 | Earthwork in excavation in Hard rocks in open areas/nallas/ channels, to the required slopes, shapes, levels, elevations andprofile, including trimming of bottom and slopes of excavation and stacking and disposal of rock for a lead up to 2.0 KM beyondleveling boundary and all lifts , with all labour, material, tools, tackles and equipment, safeguards and incidentals,Royalty,taxesetc. as per directions of the Engineer-in-Charge. Serviceable material if available shall be stacked at site as identified byEngineer-in-Charge.(50% void deduction from stack measurement) | M3 | 2219 | TB-202525-01-01-01 | 14003148 | Y024 | SS Civil General |  | EARTHWORK-HARD ROCK | 631 | 1400189
| 0 | ICT Augmentation at Bikaner-IV | 10 | 310 | Civil Works | 100001721 | 995428 | 18 | Supplying, filling and compacting stone boulders mixed with sand under foundations, roads, cable trenches, drains etc in layers notexceeding 250mm thickness including ramming, watering compacting | M3 | 471 | TB-202525-01-01-01 | 14003148 | Y024 | SS Civil General |  | STONE BOULDERS MIXED WITH SAND | 2080 | 979680
| 0 | ICT Augmentation at Bikaner-IV | 10 | 320 | Civil Works | 100007701 | 995462 | 18 | Supplying and erecting dewatering pumps- 2 HP | EA | 2 | TB-202525-01-01-01 | 14003148 | Y027 | Water suppy & Sewage |  | DEWATERING PUMP- 2 HP | 53438 | 106876
| 0 | ICT Augmentation at Bikaner-IV | 10 | 330 | Civil Works | 100001409 | 995462 | 18 | Supplying and erecting dewatering pumps-5 HP | EA | 1 | TB-202525-01-01-01 | 14003148 | Y027 | Water suppy & Sewage |  | DEWATERING PUMP-5 HP | 88079 | 88079
| 0 | ICT Augmentation at Bikaner-IV | 20 | 10 | structure erection | 100001210 | 995455 | 18 | Erection of Lattice Structures (MS Steel), to be designed during detailed engineering, for towers, beams and equipment supportstructure including pack plates / packwashers and gusset plates excluding fasteners and foundation bolts | MT | 294 | TB-202525-01-01-01 | 14003148 | Y002 | Structure/Bus Bar |  | NON STD LATTICE STR MS STEEL - ERECTION | 5983 | 1759002
| 0 | ICT Augmentation at Bikaner-IV | 20 | 20 | structure erection | 100001209 | 995455 | 18 | Erection of Lattice Structures (HT Steel), to be designed during detailed engineering, for towers, beams and equipment supportstructure including pack plates / packwashers and gusset plates excluding fasteners and foundation bolts. | MT | 10 | TB-202525-01-01-01 | 14003148 | Y002 | Structure/Bus Bar |  | NON STD LATTICE STR HT STEEL - ERECTION | 5983 | 59830
| 0 | ICT Augmentation at Bikaner-IV | 20 | 30 | structure erection | 100001680 | 995455 | 18 | Erection of fasteners ( nuts, bolts and washers ) including step bolts for lattice and pipe structures to be designed duringdetailed engineering | MT | 19 | TB-202525-01-01-01 | 14003148 | Y002 | Structure/Bus Bar |  | FASTNERS (NON STD STRS) - ERECTION | 5983 | 113677
| 0 | ICT Augmentation at Bikaner-IV | 20 | 40 | structure erection | 100001681 | 995455 | 18 | Erection of foundation bolts including nuts, checknut and washers for lattice and pipe structures to be designed during detailedengineering | MT | 25 | TB-202525-01-01-01 | 14003148 | Y002 | Structure/Bus Bar |  | FDN BOLTS (NON STD STRS) - ERECTION | 5355 | 133875
| 0 | ICT Augmentation at Bikaner-IV | 20 | 10 | PMUs for HV side of ICTs at Bikaner-IV | 170000502 | 998713 | 18 | Service:- Phasor Measurement Unit (PMU) | EA | 3 | TB-202525-01-01-01 | 14003149 | Y016 | ULDC |  | PHASOR MEASUREMENT UNIT | 4367 | 13101
| 0 | ICT Augmentation at Bikaner-IV | 20 | 20 | PMUs for HV side of ICTs at Bikaner-IV | 170000530 | 998734 | 18 | WAMS TIME SYSTEM(GPS RECEIVER) | EA | 3 | TB-202525-01-01-01 | 14003149 | Y016 | ULDC |  | WAMS TIME SYSTEM(GPS RECEIVER) | 3173 | 9519
| 0 | ICT Augmentation at Bikaner-IV | 20 | 30 | PMUs for HV side of ICTs at Bikaner-IV | 170004701 | 998734 | 18 | SUBSTATION GRADE Layer 2 LAN SWITCH | EA | 3 | TB-202525-01-01-01 | 14003149 | Y016 | ULDC |  | SUBSTATION GRADE L2 LAN SWITCH | 6054 | 18162
| 0 | ICT Augmentation at Bikaner-IV | 20 | 40 | PMUs for HV side of ICTs at Bikaner-IV | 170004700 | 998734 | 18 | SUBSTATION GRADE Layer 3 LAN SWITCH | EA | 1 | TB-202525-01-01-01 | 14003149 | Y016 | ULDC |  | SUBSTATION GRADE L3 LAN SWITCH | 6054 | 6054
| 0 | ICT Augmentation at Bikaner-IV | 20 | 50 | PMUs for HV side of ICTs at Bikaner-IV | 170000504 | 998713 | 18 | Services:- Armored Fibre Optic Cable and associated termination equipment | LOT | 1 | TB-202525-01-01-01 | 14003149 | Y016 | ULDC |  | ARMORED FO LAN CABLE IN SUBSTATION | 5621 | 5621
| 0 | ICT Augmentation at Bikaner-IV | 20 | 60 | PMUs for HV side of ICTs at Bikaner-IV | 170003449 | 998316 | 18 | SUPPLY, INSTALLATION, TESTING AND COMMISSIONING OF LIU-FO PATCH PANEL-12 PORT | EA | 4 | TB-202525-01-01-01 | 14003149 | Y026 | SAS/SCADA |  | SITC OF LIU-FO PATCH PANEL-12 PORT | 6054 | 24216
| 0 | ICT Augmentation at Bikaner-IV | 20 | 70 | PMUs for HV side of ICTs at Bikaner-IV | 170000501 | 998734 | 18 | Integration of PMU with the PDC (Phasor Data Concentrator) of RLDCs and respective SLDCs as required. | LOT | 1 | TB-202525-01-01-01 | 14003149 | Y016 | ULDC |  | INTERATION-PMU WITH PDC(RLDC &/OR SLDC) | 51878 | 51878
[18 empty] | Total | 189637210