## Name of Bidder
Construction of Transit Camp at 400/220KV Gooty Sub-station under Transmission System for evacuation of power from RE sources in Kurnool Wind Energy Zone (3000MW)/ Solar Energy Zone (1500MW) Part-A and Part-B
Specification No: Ref: SR-I/C&M/WC-3882/2024/RFx-5002003955 (SR1/NT/W-CIVIL/DOM/B00/24/13966)
Enter the details of the bidder below:
Specify type of Bidder |  | Sole Bidder
Name of the Bidder |  |  | TRUE
Address of Registered Office |  |  | TRUE
TRUE
TRUE
email id |  |  | TRUE
Mobile no. | +91 |  | TRUE
Printed Name |  |  | TRUE
Designation |  |  | TRUE
Date |  |  | TRUE
Place |  |  | TRUE | False
ENTER DETAILS
Note on C20: Insert date in dd-MMM-yyyy format

## Attach 10 (hidden)
#REF! |  |  | ATTACHMENT-10
#REF!
Integrity Pact
#REF! |  |  | #REF!
Name : | #REF! |  | #REF!
Address : | #REF! |  | #REF!
| #REF! |  | #REF!
| #REF! |  | #REF!
Dear Sir,
Integrity Pact is annexed herewith this Volume.
Date : | 0 | Printed Name : | 0
Place : | 0 | Designation : | 0
Click for Next Attachment

## Attach 10 IP (hidden)
Instruction for printing & submitting Integrity Pact
1. | The requisite format of Integrity Pact is getting generated automatically and displayed here below.
2. | Take print out of first page on a non-judicial stamp paper of Rs. 100/- and other seven pages on plain A4 size paper. Such two sets shall be prepared by the bidder.
3. | All the pages of both the copies of the Integrity Pact shall be signed by the authorised representative of the bidder and duly stamped.
4. | Both the original copies shall be submitted by the bidder in the form of Hard Copy as part of the first envelope before due date & time of submission of the bid.
5. | For further details bidders may please refer ITB Clause 9.3 (n).
0
0
0
0
INTEGRITY PACT
Between | [5 empty] | 0 |  | #REF!
Power Grid Corporation of India Limited | [5 empty] | 0 |  | #REF!
having its Registered Office at B-9, Qutab Institutional Area, Katwaria Sarai, New Delhi – 110016 hereinafter referred to as | [5 empty] | #REF! |  | #REF!
"POWERGRID", | [5 empty] | #REF! |  | #REF!
and
0 | [5 empty] | #REF! | having its Registered Office at |  | ,
#REF!
#REF!
#REF!
hereinafter referred to as
"The Bidder/Contractor"
Preamble
#REF!
(Signature) |  |  | (Signature)
(For & On behalf of POWERGRID) |  |  | (For & On behalf of Bidder/ Contractor)
Integrity Pact |  |  |  |  | Page 1 of 8
#REF!
In order to achieve these goals, POWERGRID and the above named Bidder/Contractor enter into this agreement called 'Integrity Pact' which will form a part of the bid.
It is hereby agreed by and between the parties as under:
Section I - Commitments of POWERGRID
(1) | POWERGRID commits itself to take all measures necessary to prevent corruption and to observe the following principles :
| a) | No employee of POWERGRID, personally or through family members, will in connection with the tender, or the execution of the contract, demand, take a promise for or accept, for him/herself or third person, any material or other benefit which he/she is not legally entitled to.
| b) | POWERGRID will, during the tender process treat all Bidder(s) with equity and fairness. POWERGRID will in particular, before and during the tender process, provide to all Bidder(s) the same information and will not provide to any Bidder(s) confidential/ additional information through which the Bidder(s) could obtain an advantage in relation to the tender process or the contract execution.
| c) | POWERGRID will exclude from evaluation of Bids its such employee(s) who has any personnel interest in the Companies/Agencies participating in the Bidding/Tendering process.
(2) | If Chairman and Managing Director obtains information on the conduct of any employee of POWERGRID which is a criminal offence under the relevant Anti-Corruption Laws of India, or if there be a substantive suspicion in this regard, he will inform its Chief Vigilance Officer and in addition can initiate disciplinary actions under its Rules.
Section II - Commitments of the Bidder/Contractor
(1) | The Bidder/Contractor commits himself to take all measures necessary to prevent corruption. He commits himself to observe the following principles
(Signature) |  |  | (Signature)
(For & On behalf of POWERGRID) |  |  | (For & On behalf of Bidder/ Contractor)
Integrity Pact |  |  |  |  | Page 2 of 8
during his participation in the tender process and during the contract execution :
| a) | The Bidder/Contractor will not, directly or through any other person or firm, offer, promise or give to POWERGRID, or to any of POWERGRID's employees involved in the tender process or the execution of the contract or to any third person any material or other benefit which he/she is not legally entitled to, in order to obtain in exchange an advantage during the tender process or the execution of the contract.
| b) | The Bidder/Contractor will not enter into any illegal agreement or understanding, whether formal or informal with other Bidders/Contractors. This applies in particular to prices, specifications, certifications, subsidiary contracts, submission or non-submission of bids or actions to restrict competitiveness or to introduce cartelization in the bidding process.
| c) | The Bidder/Contractor will not commit any criminal offence under the relevant Anti-corruption Laws of India; further, the Bidder/Contractor will not use for illegitimate purposes or for purposes of restrictive competition or personal gain, or pass on to others, any information provided by POWERGRID as part of the business relationship, regarding plans, technical proposals and business details, including information contained or transmitted electronically.
| d) | The Bidder/Contractor of foreign origin shall disclose the name and address of the Agents/representatives in India, if any, involved directly or indirectly in the Bidding. Similarly, the Bidder/Contractor of Indian Nationality shall furnish the name and address of the foreign principals, if any, involved directly or indirectly in the Bidding.
| e) | The Bidder/Contractor will, when presenting his bid, disclose any and all payments he has made, or committed to or intends to make to agents, brokers or any other intermediaries in connection with the award of the contract and/or with the execution of the contract.
| f) | The Bidder/Contractor will not misrepresent facts or furnish false/forged documents/informations in order to influence the bidding process or the execution of the contract to the detriment of POWERGRID.
(2) | The Bidder/Contractor will not instigate third persons to commit offences outlined above or be an accessory to such offences.
(Signature) |  |  | (Signature)
(For & On behalf of POWERGRID) |  |  | (For & On behalf of Bidder/ Contractor)
Integrity Pact |  |  |  |  | Page 3 of 8
Section III- Disqualification from tender process and exclusion from future contracts
(1) | If the Bidder, before contract award, has committed a serious transgression through a violation of Section II or in any other form such as to put his reliability or credibility as Bidder into question, POWERGRID may disqualify the Bidder from the tender process or terminate the contract, if already signed, for such reason.
(2) | If the Bidder/Contractor has committed a serious transgression through a violation of Section II such as to put his reliability or credibility into question, POWERGRID may after following due procedures also exclude the Bidder/Contractor from future contract award processes. The imposition and duration of the exclusion will be determined by the severity of the transgression. The severity will be determined by the circumstances of the case, in particular the number of transgressions, the position of the transgressors within the company hierarchy of the Bidder/Contractor and the amount of the damage. The exclusion will be imposed for a minimum of 12 months and maximum of 3 years.
(3) | If the Bidder/Contractor can prove that he has restored/recouped the damage caused by him and has installed a suitable corruption prevention system, POWERGRID may revoke the exclusion prematurely.
Section IV - Liability for violation of Integrity Pact
(1) | If POWERGRID has disqualified the Bidder from the tender process prior to the award under Section III, POWERGRID may forfeit the Bid Guarantee under the Bid.
(2) | If POWERGRID has terminated the contract under Section III, POWERGRID may forfeit the Contract Performance Guarantee of this contract besides resorting to other remedies under the contract.
Section V- Previous Transgression
(1) | The Bidder shall declare in his Bid that no previous transgressions occurred in the last 3 years with any other Public Sector Undertaking or Government Department that could justify his exclusion from the tender process.
(Signature) |  |  | (Signature)
(For & On behalf of POWERGRID) |  |  | (For & On behalf of Bidder/ Contractor)
Integrity Pact |  |  |  |  | Page 4 of 8
(2) | If the Bidder makes incorrect statement on this subject, he can be disqualified from the tender process or the contract, if already awarded, can be terminated for such reason.
Section VI - Equal treatment to all Bidders / Contractors
(1) | POWERGRID will enter into agreements with identical conditions as this one with all Bidders.
(2) | POWERGRID will disqualify from the tender process any bidder who does not sign this Pact or violate its provisions.
Section VII - Punitive Action against violating Bidders / Contractors
If POWERGRID obtains knowledge of conduct of a Bidder or a Contractor or his subcontractor or of an employee or a representative or an associate of a Bidder or Contractor or his Subcontractor which constitutes corruption, or if POWERGRID has substantive suspicion in this regard, POWERGRID will inform the Chief Vigilance Officer (CVO).
(*)Section VIII - Independent External Monitor/Monitors
(1) | POWERGRID has appointed a panel of Independent External Monitors (IEMs) for this Pact with the approval of Central Vigilance Commission (CVC), Government of India, out of which one of the IEMs has been indicated in the NIT/IFB.
(2) | The IEM is to review independently and objectively, whether and to what extent the parties comply with the obligations under this agreement. He has right of access to all project documentation. The IEM may examine any complaint received by him and submit a report to Chairman-cum-Managing Director, POWERGRID, at the earliest. He may also submit a report directly to the CVO and the CVC, in case of suspicion of serious irregularities attracting the provisions of the PC Act. However, for ensuring the desired transparency and objectivity in dealing with the complaints arising out of any tendering process, the matter shall be referred to the full panel of IEMs, who would examine the records, conduct the investigations and submit report to Chairman-cum-Managing Director, POWERGRID, giving joint findings.
(Signature) |  |  | (Signature)
(For & On behalf of POWERGRID) |  |  | (For & On behalf of Bidder/ Contractor)
Integrity Pact |  |  |  |  | Page 5 of 8
(3) | The IEM is not subject to instructions by the representatives of the parties and performs his functions neutrally and independently. He reports to the Chairman-cum-Managing Director, POWERGRID.
(4) | The Bidder(s)/Contractor(s) accepts that the IEM has the right to access without restriction to all documentation of POWERGRID related to this contract including that provided by the Contractor/Bidder. The Bidder/Contractor will also grant the IEM, upon his request and demonstration of a valid interest, unrestricted and unconditional access to his documentation. The same is applicable to Subcontractors. The IEM is under contractual obligation to treat the information and documents of the Bidder(s)/Contractor(s)/Subcontractor(s) with confidentiality.
(5) | POWERGRID will provide to the IEM information as sought by him which could have an impact on the contractual relations between POWERGRID and the Bidder/Contractor related to this contract.
(6) | As soon as the IEM notices, or believes to notice, a violation of this agreement, he will so inform the Chairman-cum-Managing Director, POWERGRID and request the Chairman-cum-Managing Director, POWERGRID to discontinue or take corrective action, or to take other relevant action. The IEM can in this regard submit non-binding recommendations. Beyond this, the IEM has no right to demand from the parties that they act in a specific manner, refrain from action or tolerate action. However, the IEM shall give an opportunity to POWERGRID and the Bidder/Contractor, as deemed fit, to present its case before making its recommendations to POWERGRID.
(7) | The IEM will submit a written report to the Chairman-cum-Managing Director, POWERGRID within 8 to 10 weeks from the date of reference or intimation to him by POWERGRID and, should the occasion arise, submit proposals for correcting problematic situations.
(8) | If the IEM has reported to the Chairman-cum-Managing Director, POWERGRID, a substantiated suspicion of an offence under relevant Anti-Corruption Laws of India, and the Chairman-cum-Managing Director, POWERGRID has not, within the reasonable time taken visible action to proceed against such offence or reported it to the CVO, the Monitor may also transmit this information directly to the CVC, Government of India.
(Signature) |  |  | (Signature)
(For & On behalf of POWERGRID) |  |  | (For & On behalf of Bidder/ Contractor)
Integrity Pact |  |  |  |  | Page 6 of 8
(9) | The word ‘IEM’ would include both singular and plural.
(*) | This Section shall be applicable for only those packages wherein the IEMs have been identified in Section – I : Invitation for Bids and/or Clause ITB 9.3 in Section – III: Bid Data Sheets of Conditions of Contract, Volume-I of the Bidding Documents.
Section IX - Pact Duration
This Pact begins when both parties have legally signed it. It expires for the Contractor after the closure of the contract and for all other Bidder's six month after the contract has been awarded.
Section X - Other Provisions
(1) | This agreement is subject to Indian Law. Place of performance and jurisdiction is the establishment of POWERGRID. The Arbitration clause provided in the main tender document / contract shall not be applicable for any issue / dispute arising under Integrity Pact.
(2) | Changes and supplements as well as termination notices need to be made in writing.
(3) | If the Contractor is a partnership firm or a consortium or Joint Venture, this agreement must be signed by all partners, consortium members and Joint Venture partners.
(4) | Nothing in this agreement shall affect the rights of the parties available under the General Conditions of Contract (GCC) and Special Conditions of Contract (SCC).
(5) | Views expressed or suggestions/submissions made by the parties and the recommendations of the CVO/IEM# in respect of the violation of this agreement, shall not be relied on or introduced as evidence in the arbitral or judicial proceedings (arising out of the arbitral proceedings) by the parties in connection with the disputes/differences arising out of the subject contract.
# | CVO shall be applicable for packages wherein IEM are not identified in Section IFB/BDS of Condition of Contract, Volume-I. IEM shall be applicable for packages wherein IEM are identified in Section IFB/BDS of Condition of Contract, Volume-I.
(Signature) |  |  | (Signature)
(For & On behalf of POWERGRID) |  |  | (For & On behalf of Bidder/ Contractor)
Integrity Pact |  |  |  |  | Page 7 of 8
(6) | Should one or several provisions of this agreement turn out to be invalid, the remainder of this agreement remains valid. In this case, the parties will strive to come to an agreement to their original intentions.
| Signature |  |  | Signature
| (For & On behalf of POWERGRID) |  |  | (For & On behalf of Bidder/ Contractor)
| (Office Seal) |  |  | (Office Seal)
| Name : |  |  | Name :
| Designation : |  |  | Designation :
| Witness 1 : |  |  | Witness 1 :
| Name : |  |  | Name :
| Designation : |  |  | Designation :
| Witness 2 : |  |  | Witness 2 :
| Name : |  |  | Name :
| Designation : |  |  | Designation :
Integrity Pact |  |  |  |  | Page 8 of 8
Click for Next Attachment

## N-W (Cr.) (hidden)
USD
155885 |  |  | 4960 |  |  | 10352 |  |  | 691647 |  |  |  | EURO
RMB
INR
USD One Lac Fifty Five Thousand Eight Hundred Eighty Five Only |  |  | EURO Four Thousand Nine Hundred Sixty Only |  |  | RMB Ten Thousand Three Hundred Fifty Two Only |  |  | INR Six Lac Ninety One Thousand Six Hundred Forty Seven Only |  |  |  | USD 155885/- + EURO 4960/- + RMB 10352/- + INR 691647/-
USD One Lac Fifty Five Thousand Eight Hundred Eighty Five Only plus EURO Four Thousand Nine Hundred Sixty Only plus RMB Ten Thousand Three Hundred Fifty Two Only plus INR Six Lac Ninety One Thousand Six Hundred Forty Seven Only
85 | Eighty Five |  | 60 | Sixty |  | 52 | Fifty Two |  | 47 | Forty Seven
8 | Eight | Hundred | 9 | Nine | Hundred | 3 | Three | Hundred | 6 | Six | Hundred
55 | Fifty Five | Thousand | 4 | Four | Thousand | 10 | Ten | Thousand | 91 | Ninety One | Thousand | 0 | 0 | 0 | 0 | 0 |  | plus
1 | One | Lac | 0 |  |  | 0 |  |  | 6 | Six | Lac | 0 | 0 | 0 | 0 | 1
0 |  |  | 0 |  |  | 0 |  |  | 0 |  |  | 0 | 0 | 0 | 1 | 0
0 |  |  | 0 |  |  | 0 |  |  | 0 |  |  | 0 | 0 | 0 | 1 | 1
[12 empty] | 0 | 0 | 1 | 0 | 0
1 | One |  | 1 | One |  | 1 | One |  | 1 | One |  | 0 | 0 | 1 | 0 | 1
2 | Two |  | 2 | Two |  | 2 | Two |  | 2 | Two |  | 0 | 0 | 1 | 1 | 0
3 | Three |  | 3 | Three |  | 3 | Three |  | 3 | Three |  | 0 | 0 | 1 | 1 | 1
4 | Four |  | 4 | Four |  | 4 | Four |  | 4 | Four |  | 0 | 1 | 0 | 0 | 0
5 | Five |  | 5 | Five |  | 5 | Five |  | 5 | Five |  | 0 | 1 | 0 | 0 | 1
6 | Six |  | 6 | Six |  | 6 | Six |  | 6 | Six |  | 0 | 1 | 0 | 1 | 0
7 | Seven |  | 7 | Seven |  | 7 | Seven |  | 7 | Seven |  | 0 | 1 | 0 | 1 | 1
8 | Eight |  | 8 | Eight |  | 8 | Eight |  | 8 | Eight |  | 0 | 1 | 1 | 0 | 0
9 | Nine |  | 9 | Nine |  | 9 | Nine |  | 9 | Nine |  | 0 | 1 | 1 | 0 | 1
10 | Ten |  | 10 | Ten |  | 10 | Ten |  | 10 | Ten |  | 0 | 1 | 1 | 1 | 0
11 | Eleven |  | 11 | Eleven |  | 11 | Eleven |  | 11 | Eleven |  | 1 | 1 | 1 | 1 | 1 | USD One Lac Fifty Five Thousand Eight Hundred Eighty Five Only plus EURO Four Thousand Nine Hundred Sixty Only plus RMB Ten Thousand Three Hundred Fifty Two Only plus INR Six Lac Ninety One Thousand Six Hundred Forty Seven Only
12 | Twelve |  | 12 | Twelve |  | 12 | Twelve |  | 12 | Twelve
13 | Thirteen |  | 13 | Thirteen |  | 13 | Thirteen |  | 13 | Thirteen
14 | Fourteen |  | 14 | Fourteen |  | 14 | Fourteen |  | 14 | Fourteen
15 | Fifteen |  | 15 | Fifteen |  | 15 | Fifteen |  | 15 | Fifteen
16 | Sixteen |  | 16 | Sixteen |  | 16 | Sixteen |  | 16 | Sixteen |  | 0 | 0 | 0 | 0 | 0 |  | +
17 | Seventeen |  | 17 | Seventeen |  | 17 | Seventeen |  | 17 | Seventeen |  | 0 | 0 | 0 | 0 | 1 |  | /- +
18 | Eighteen |  | 18 | Eighteen |  | 18 | Eighteen |  | 18 | Eighteen |  | 0 | 0 | 0 | 1 | 0 |  | /-
19 | Nineteen |  | 19 | Nineteen |  | 19 | Nineteen |  | 19 | Nineteen |  | 0 | 0 | 0 | 1 | 1
20 | Twenty |  | 20 | Twenty |  | 20 | Twenty |  | 20 | Twenty |  | 0 | 0 | 1 | 0 | 0
21 | Twenty One |  | 21 | Twenty One |  | 21 | Twenty One |  | 21 | Twenty One |  | 0 | 0 | 1 | 0 | 1
22 | Twenty Two |  | 22 | Twenty Two |  | 22 | Twenty Two |  | 22 | Twenty Two |  | 0 | 0 | 1 | 1 | 0
23 | Twenty Three |  | 23 | Twenty Three |  | 23 | Twenty Three |  | 23 | Twenty Three |  | 0 | 0 | 1 | 1 | 1
24 | Twenty Four |  | 24 | Twenty Four |  | 24 | Twenty Four |  | 24 | Twenty Four |  | 0 | 1 | 0 | 0 | 0
25 | Twenty Five |  | 25 | Twenty Five |  | 25 | Twenty Five |  | 25 | Twenty Five |  | 0 | 1 | 0 | 0 | 1
26 | Twenty Six |  | 26 | Twenty Six |  | 26 | Twenty Six |  | 26 | Twenty Six |  | 0 | 1 | 0 | 1 | 0
27 | Twenty Seven |  | 27 | Twenty Seven |  | 27 | Twenty Seven |  | 27 | Twenty Seven |  | 0 | 1 | 0 | 1 | 1
28 | Twenty Eight |  | 28 | Twenty Eight |  | 28 | Twenty Eight |  | 28 | Twenty Eight |  | 0 | 1 | 1 | 0 | 0
29 | Twenty Nine |  | 29 | Twenty Nine |  | 29 | Twenty Nine |  | 29 | Twenty Nine |  | 0 | 1 | 1 | 0 | 1
30 | Thirty |  | 30 | Thirty |  | 30 | Thirty |  | 30 | Thirty |  | 0 | 1 | 1 | 1 | 0
31 | Thirty One |  | 31 | Thirty One |  | 31 | Thirty One |  | 31 | Thirty One |  | 1 | 1 | 1 | 1 | 1 | USD 155885/- + EURO 4960/- + RMB 10352/- + INR 691647/-
32 | Thirty Two |  | 32 | Thirty Two |  | 32 | Thirty Two |  | 32 | Thirty Two
33 | Thirty Three |  | 33 | Thirty Three |  | 33 | Thirty Three |  | 33 | Thirty Three
34 | Thirty Four |  | 34 | Thirty Four |  | 34 | Thirty Four |  | 34 | Thirty Four
35 | Thirty Fivr |  | 35 | Thirty Fivr |  | 35 | Thirty Fivr |  | 35 | Thirty Fivr
36 | Thirty Six |  | 36 | Thirty Six |  | 36 | Thirty Six |  | 36 | Thirty Six
37 | Thirty Seven |  | 37 | Thirty Seven |  | 37 | Thirty Seven |  | 37 | Thirty Seven
38 | Thirty Eight |  | 38 | Thirty Eight |  | 38 | Thirty Eight |  | 38 | Thirty Eight
39 | Thirty Nine |  | 39 | Thirty Nine |  | 39 | Thirty Nine |  | 39 | Thirty Nine
40 | Forty |  | 40 | Forty |  | 40 | Forty |  | 40 | Forty
41 | Forty One |  | 41 | Forty One |  | 41 | Forty One |  | 41 | Forty One
42 | Forty Two |  | 42 | Forty Two |  | 42 | Forty Two |  | 42 | Forty Two
43 | Forty Three |  | 43 | Forty Three |  | 43 | Forty Three |  | 43 | Forty Three
44 | Forty Four |  | 44 | Forty Four |  | 44 | Forty Four |  | 44 | Forty Four
45 | Forty Five |  | 45 | Forty Five |  | 45 | Forty Five |  | 45 | Forty Five
46 | Forty Six |  | 46 | Forty Six |  | 46 | Forty Six |  | 46 | Forty Six
47 | Forty Seven |  | 47 | Forty Seven |  | 47 | Forty Seven |  | 47 | Forty Seven
48 | Forty Eight |  | 48 | Forty Eight |  | 48 | Forty Eight |  | 48 | Forty Eight
49 | Forty Nine |  | 49 | Forty Nine |  | 49 | Forty Nine |  | 49 | Forty Nine
50 | Fifty |  | 50 | Fifty |  | 50 | Fifty |  | 50 | Fifty
51 | Fifty One |  | 51 | Fifty One |  | 51 | Fifty One |  | 51 | Fifty One
52 | Fifty Two |  | 52 | Fifty Two |  | 52 | Fifty Two |  | 52 | Fifty Two
53 | Fifty Three |  | 53 | Fifty Three |  | 53 | Fifty Three |  | 53 | Fifty Three
54 | Fifty Four |  | 54 | Fifty Four |  | 54 | Fifty Four |  | 54 | Fifty Four
55 | Fifty Five |  | 55 | Fifty Five |  | 55 | Fifty Five |  | 55 | Fifty Five
56 | Fifty Six |  | 56 | Fifty Six |  | 56 | Fifty Six |  | 56 | Fifty Six
57 | Fifty Seven |  | 57 | Fifty Seven |  | 57 | Fifty Seven |  | 57 | Fifty Seven
58 | Fifty Eight |  | 58 | Fifty Eight |  | 58 | Fifty Eight |  | 58 | Fifty Eight
59 | Fifty Nine |  | 59 | Fifty Nine |  | 59 | Fifty Nine |  | 59 | Fifty Nine
60 | Sixty |  | 60 | Sixty |  | 60 | Sixty |  | 60 | Sixty
61 | Sixty One |  | 61 | Sixty One |  | 61 | Sixty One |  | 61 | Sixty One
62 | Sixty Two |  | 62 | Sixty Two |  | 62 | Sixty Two |  | 62 | Sixty Two
63 | Sixty Three |  | 63 | Sixty Three |  | 63 | Sixty Three |  | 63 | Sixty Three
64 | Sixty Four |  | 64 | Sixty Four |  | 64 | Sixty Four |  | 64 | Sixty Four
65 | Sixty Five |  | 65 | Sixty Five |  | 65 | Sixty Five |  | 65 | Sixty Five
66 | Sixty Six |  | 66 | Sixty Six |  | 66 | Sixty Six |  | 66 | Sixty Six
67 | Sixty Seven |  | 67 | Sixty Seven |  | 67 | Sixty Seven |  | 67 | Sixty Seven
68 | Sixty Eight |  | 68 | Sixty Eight |  | 68 | Sixty Eight |  | 68 | Sixty Eight
69 | Sixty Nine |  | 69 | Sixty Nine |  | 69 | Sixty Nine |  | 69 | Sixty Nine
70 | Seventy |  | 70 | Seventy |  | 70 | Seventy |  | 70 | Seventy
71 | Seventy One |  | 71 | Seventy One |  | 71 | Seventy One |  | 71 | Seventy One
72 | Seventy Two |  | 72 | Seventy Two |  | 72 | Seventy Two |  | 72 | Seventy Two
73 | Seventy Three |  | 73 | Seventy Three |  | 73 | Seventy Three |  | 73 | Seventy Three
74 | Seventy Four |  | 74 | Seventy Four |  | 74 | Seventy Four |  | 74 | Seventy Four
75 | Seventy Five |  | 75 | Seventy Five |  | 75 | Seventy Five |  | 75 | Seventy Five
76 | Seventy Six |  | 76 | Seventy Six |  | 76 | Seventy Six |  | 76 | Seventy Six
77 | Seventy Seven |  | 77 | Seventy Seven |  | 77 | Seventy Seven |  | 77 | Seventy Seven
78 | Seventy Eight |  | 78 | Seventy Eight |  | 78 | Seventy Eight |  | 78 | Seventy Eight
79 | Seventy Nine |  | 79 | Seventy Nine |  | 79 | Seventy Nine |  | 79 | Seventy Nine
80 | Eighty |  | 80 | Eighty |  | 80 | Eighty |  | 80 | Eighty
81 | Eighty One |  | 81 | Eighty One |  | 81 | Eighty One |  | 81 | Eighty One
82 | Eighty Two |  | 82 | Eighty Two |  | 82 | Eighty Two |  | 82 | Eighty Two
83 | Eighty Three |  | 83 | Eighty Three |  | 83 | Eighty Three |  | 83 | Eighty Three
84 | Eighty Four |  | 84 | Eighty Four |  | 84 | Eighty Four |  | 84 | Eighty Four
85 | Eighty Five |  | 85 | Eighty Five |  | 85 | Eighty Five |  | 85 | Eighty Five
86 | Eighty Six |  | 86 | Eighty Six |  | 86 | Eighty Six |  | 86 | Eighty Six
87 | Eighty Seven |  | 87 | Eighty Seven |  | 87 | Eighty Seven |  | 87 | Eighty Seven
88 | Eighty Eight |  | 88 | Eighty Eight |  | 88 | Eighty Eight |  | 88 | Eighty Eight
89 | Eighty Nine |  | 89 | Eighty Nine |  | 89 | Eighty Nine |  | 89 | Eighty Nine
90 | Ninety |  | 90 | Ninety |  | 90 | Ninety |  | 90 | Ninety
91 | Ninety One |  | 91 | Ninety One |  | 91 | Ninety One |  | 91 | Ninety One
92 | Ninety Two |  | 92 | Ninety Two |  | 92 | Ninety Two |  | 92 | Ninety Two
93 | Ninety Three |  | 93 | Ninety Three |  | 93 | Ninety Three |  | 93 | Ninety Three
94 | Ninety Four |  | 94 | Ninety Four |  | 94 | Ninety Four |  | 94 | Ninety Four
95 | Ninety Five |  | 95 | Ninety Five |  | 95 | Ninety Five |  | 95 | Ninety Five
96 | Ninety Six |  | 96 | Ninety Six |  | 96 | Ninety Six |  | 96 | Ninety Six
97 | Ninety Seven |  | 97 | Ninety Seven |  | 97 | Ninety Seven |  | 97 | Ninety Seven
98 | Ninety Eight |  | 98 | Ninety Eight |  | 98 | Ninety Eight |  | 98 | Ninety Eight
99 | Ninety Nine |  | 99 | Ninety Nine |  | 99 | Ninety Nine |  | 99 | Ninety Nine
100 | One Hundred |  | 100 | One Hundred |  | 100 | One Hundred |  | 100 | One Hundred
BG VALUE:
#REF!
#REF!
#REF!
#REF! | #REF!
#REF! | #REF! | #REF!
#REF! | #REF! | #REF!
#REF! | #REF! | #REF!
#REF! | #REF! | #REF!
#REF! | #REF! | #REF!
1 | One
2 | Two
3 | Three
4 | Four
5 | Five
6 | Six
7 | Seven
8 | Eight
9 | Nine
10 | Ten
11 | Eleven
12 | Twelve
13 | Thirteen
14 | Fourteen
15 | Fifteen
16 | Sixteen
17 | Seventeen
18 | Eighteen
19 | Nineteen
20 | Twenty
21 | Twenty One
22 | Twenty Two
23 | Twenty Three
24 | Twenty Four
25 | Twenty Five
26 | Twenty Six
27 | Twenty Seven
28 | Twenty Eight
29 | Twenty Nine
30 | Thirty
31 | Thirty One
32 | Thirty Two
33 | Thirty Three
34 | Thirty Four
35 | Thirty Fivr
36 | Thirty Six
37 | Thirty Seven
38 | Thirty Eight
39 | Thirty Nine
40 | Forty
41 | Forty One
42 | Forty Two
43 | Forty Three
44 | Forty Four
45 | Forty Five
46 | Forty Six
47 | Forty Seven
48 | Forty Eight
49 | Forty Nine
50 | Fifty
51 | Fifty One
52 | Fifty Two
53 | Fifty Three
54 | Fifty Four
55 | Fifty Five
56 | Fifty Six
57 | Fifty Seven
58 | Fifty Eight
59 | Fifty Nine
60 | Sixty
61 | Sixty One
62 | Sixty Two
63 | Sixty Three
64 | Sixty Four
65 | Sixty Five
66 | Sixty Six
67 | Sixty Seven
68 | Sixty Eight
69 | Sixty Nine
70 | Seventy
71 | Seventy One
72 | Seventy Two
73 | Seventy Three
74 | Seventy Four
75 | Seventy Five
76 | Seventy Six
77 | Seventy Seven
78 | Seventy Eight
79 | Seventy Nine
80 | Eighty
81 | Eighty One
82 | Eighty Two
83 | Eighty Three
84 | Eighty Four
85 | Eighty Five
86 | Eighty Six
87 | Eighty Seven
88 | Eighty Eight
89 | Eighty Nine
90 | Ninety
91 | Ninety One
92 | Ninety Two
93 | Ninety Three
94 | Ninety Four
95 | Ninety Five
96 | Ninety Six
97 | Ninety Seven
98 | Ninety Eight
99 | Ninety Nine
100 | One Hundred

## Schedule-I
Construction of Transit Camp at 400/220KV Gooty Sub-station under Transmission System for evacuation of power from RE sources in Kurnool Wind Energy Zone (3000MW)/ Solar Energy Zone (1500MW) Part-A and Part-B
Schedule-I : DSR Scheduled Items
To:
Bidder’s Name and Address (Sole Bidder) : |  | 0 | [7 empty] | Contract Services
Address : |  | 0 | [7 empty] | Power Grid Corporation of India Ltd.,
|  | 0 | [7 empty] | Southern Region Transmission system -I
|  | 0 | [7 empty] | Kavadiguda Main Raod, Secunderabad - 500080
All prices are in INR
Sl. No. | DSR 2023 Ref No: | Service Number | SAC (Service Accounting Codes) | Whether SAC in column ‘4’ is confirmed. If not indicate applicable the SAC # | Rate of GST applicable ( in %) | Whether rate of GST in column ‘6’ is confirmed. If not indicate applicable rate of GST # | Description (DSR'23 Items- Civil Works) | Unit | Quantity | Unit Erection Charges including GST as per DSR 2023 | GST % included in DSR 2023 | Unit Erection Charges excluding GST | Amount excluding GST | GST
1 | 2 | 3 | 4 | 5 | 3 | 4 | 5 | 6 | 7 | 8 | 9 | 10=8/(1+Sl.No.9) | 11=10*7 | 12=18% of 11
SCHEDULE ITEMS - CIVIL
1 | 2.8.1 |  |  |  | 18% |  | Earth work in excavation by mechanical means (Hydraulic excavator) / manual means in foundation trenches or drains (not exceeding 1.5 m in width or 10 sqm on plan) including dressing of sides and ramming of bottoms, lift up to 1.5 m, including getting out the excavated soil and disposal of surplus excavated soil as directed, within a lead of 50 m./ All kinds of soil | M3 | 700 | 260.3 | 0.18 | 220.59 | 154413 | 27794.34
2 | 2.10.1.2 |  |  |  | 18% |  | Excavating trenches of required width for pipes, cables, etc including excavation for sockets, and dressing of sides, ramming of bottoms, depth up to 1.5 m including getting out the excavated soil, and then returning the soil as required, inlayers not exceeding 20 cm in depth, including consolidating each deposited layer by ramming, watering, etc. and disposing of surplus excavated soil as directed, within a lead of 50 m (All kinds of soil) : Pipes, cables etc. exceeding 80 mm dia. but not exceeding 300 mm dia. | M | 55 | 352.15 | 0.18 | 298.43 | 16413.65 | 2954.457
3 | 2.25 |  |  |  | 18% |  | Filling available excavated earth (excluding rock) in trenches, plinth, sides of foundations etc. in layers not exceeding 20cm in depth, consolidating each deposited layer by ramming and watering, lead up to 50 m and lift up to 1.5 m. | M3 | 645 | 196 | 0.18 | 166.1 | 107134.5 | 19284.21
4 | 2.28.1 |  |  |  | 18% |  | Surface dressing of the ground including removing vegetation and in-equalities not exceeding 15 cm deep and disposal of rubbish, lead up to 50 m and lift. | M2 | 500 | 34.15 | 0.18 | 28.94 | 14470 | 2604.6
5 | 2.34.1 |  |  |  | 18% |  | Supplying chemical emulsion in sealed containers including delivery as specified. / Chlorpyriphos/ Lindane emulsifiable concentrate of 20% | M2 | 340 | 234.75 | 0.18 | 198.94 | 67639.6 | 12175.128
6 | 1.1.2 |  |  |  | 18% |  | CARRIAGE OF MATERIALS By Mechanical Transport including loading,unloading and stacking Earth Up to 1 Km | M3 | 50 | 217.55 | 0.18 | 184.36 | 9218 | 1659.24
7 | 4.1.3 |  |  |  | 18% |  | Providing and laying in position cement concrete of specified grade excluding the cost of centering and shuttering - All work up to plinth level : 1:2:4 (1 cement : 2 coarse sand (zone-lll) derived from natural sources : 4 graded stone aggregate 20 mm nominal size derived from natural sources) | M3 | 1.5 | 7878.5 | 0.18 | 6676.69 | 10015.04 | 1802.7072
8 | 4.1.8 |  |  |  | 18% |  | Providing and laying in position cement concrete of specified grade excluding the cost of centering and shuttering - All work up to plinth level : / 1:4:8 (1 Cement : 4 coarse sand : 8 graded stone aggregate 40 mm nominal size). | M3 | 99 | 6812 | 0.18 | 5772.88 | 571515.12 | 102872.7216
9 | 4.11 |  |  |  | 18% |  | Providing and laying damp-proof course 50mm thick with cement concrete 1:2:4 (1 cement : 2 coarse sand : 4 graded stone aggregate 20mm nominal size). | M2 | 55 | 495.75 | 0.18 | 420.13 | 23107.15 | 4159.287
10 | 4.12 |  |  |  | 18% |  | Extra for providing and mixing water proofing material in cement concrete work in doses by weight of cement as per manufacturer’s specifications | Per 50kg cement | 6 | 18.15 | 0.18 | 15.38 | 92.28 | 16.6104
11 | 4.4.1 |  |  |  | 18% |  | Providing and laying cement concrete in kerbs, steps and the like at or near ground level excluding the cost of centering, shuttering and finishing. 1:1½:3 (1 Cement: 1½ coarse sand(zone-III) : 3 graded stone aggregate 20 mm nominal size) | M3 | 1 | 8340.85 | 0.18 | 7068.52 | 7068.52 | 1272.3336
12 | 4.5.1 |  |  |  | 18% |  | Providing and fixing up to floor five level precast cement concrete string or lacing courses, copings, bed plates, anchor blocks, plain window sills, shelves, louvers, steps, stair cases, etc. including hoisting and setting in position with cement mortar 1:3 (1 Cement : 3coarse sand), cost of required centering complete. : 1:1.5:3 (1 cement : 1.5 coarse sand : 3 graded stone aggregate 20mm nominal size). | M3 | 2 | 10105.1 | 0.18 | 8563.64 | 17127.28 | 3082.9104
13 | 4.17 |  |  |  | 18% |  | Making plinth protection 50mm thick of cement concrete 1:3:6 (1 cement :3 coarse sand : 6 graded stone aggregate 20 mm nominal size) over 75mm thick bed of dry brick ballast 40 mm nominal size, well rammed and consolidated and grouted with fine sand including finishing the top smooth. | M2 | 71 | 749.3 | 0.18 | 635 | 45085 | 8115.3
| 5.1.2 |  |  |  | 18% |  | Providing and laying in position specified grade of reinforced cement concrete excluding the cost of centering, shuttering, finishing and reinforcement - All work up to plinth. 1:1.5:3 (1 cement : 1.5 coarse sand : 3 graded stone aggregate 20 mm nominal size). | M3 | 130 | 9045.75 | 0.18 | 7665.89 | 996565.7 | 179381.826
14 | 5.2.2 |  |  |  | 18% |  | Reinforced cement concrete work in walls (any thickness), including attached pilasters, buttresses, plinth and string courses, fillets, columns, pillars, piers, abutments, posts and struts etc. up to floor five level excluding cost of centering, shuttering, finishing and reinforcement : 1:1.5:3 (1 cement : 1.5 coarse sand : 3 graded stone aggregate 20 mm nominal size) | M3 | 22.5 | 10852.95 | 0.18 | 9197.42 | 206941.95 | 37249.551
15 | 5.3 |  |  |  | 18% |  | Reinforced cement concrete work in beams, suspended floors, roofs having slope up to 15° landings, balconies, shelves, chajjas, lintels, bands, plain window sills, staircases and spiral stair cases up to floor five level excluding the cost of centering, shuttering, finishing and reinforcement with 1:1.5:3 (1 cement : 1.5 coarse sand : 3 graded stone aggregate 20 mm nominal size). | M3 | 194 | 11505.5 | 0.18 | 9750.42 | 1891581.48 | 340484.6664
| 5.9 |  |  |  | 18% |  | Centering and shuttering including strutting, propping etc. and removal of form for |  |  |  | 0.18 | 0 | 0 | 0
16 | 5.9.1 |  |  |  | 18% |  | Foundations, footings, bases of columns, etc. for mass concrete. | M2 | 116 | 392.15 | 0.18 | 332.33 | 38550.28 | 6939.0504
17 | 5.9.2 |  |  |  | 18% |  | Walls (any thickness) including attached pilasters, butteresses, plinth and string courses etc. | M2 | 81 | 842.5 | 0.18 | 713.98 | 57832.38 | 10409.8284
18 | 5.9.3 |  |  |  | 18% |  | Suspended floors, roofs, landings, balconies and access platform. | M2 | 716 | 927.25 | 0.18 | 785.81 | 562639.96 | 101275.1928
19 | 5.9.5 |  |  |  | 18% |  | Lintels, beams, plinth beams, girders, bressumers and cantilevers. | M2 | 955 | 736.4 | 0.18 | 624.07 | 595986.85 | 107277.633
20 | 5.9.6 |  |  |  | 18% |  | Columns, Pillars, Piers, Abutments, Posts and Struts. | M2 | 205 | 961.3 | 0.18 | 814.66 | 167005.3 | 30060.954
21 | 5.9.7 |  |  |  | 18% |  | Stairs, (excluding landings) except spiral-staircases. | M2 | 36 | 764.95 | 0.18 | 648.26 | 23337.36 | 4200.7248
22 | 5.9.16.1 |  |  |  | 18% |  | Edges of slabs and breaks in floors and walls. Under 20 cm wide | M | 50 | 208.55 | 0.18 | 176.74 | 8837 | 1590.66
23 | 5.9.19 |  |  |  | 18% |  | Weather shade, Chajjas, corbels etc., including edges. | M2 | 18 | 951.1 | 0.18 | 806.02 | 14508.36 | 2611.5048
24 | 5.16 |  |  |  | 18% |  | Providing, hoisting and fixing above plinth level up to floor five level precast reinforced cement concrete in vertical & horizontal fins, individually or forming box louvers, setting in cement mortar 1:2 (1 cement : 2 Coarse sand), including the cost of required centering, shuttering but , excluding the cost of reinforcement, with 1:1.5:3 (1 cement : 1.5 coarse sand(zone- III) : 3 graded stone aggregate 20 mm nominal size). | M3 | 2 | 20355.8 | 0.18 | 17250.68 | 34501.36 | 6210.2448
25 | 5.22.6 & 5.22A.6 |  |  |  | 18% |  | Steel reinforcement for R.C.C. work including straightening, cutting, bending, placing in position and binding all complete up to plinth level. Cold twisted bars | KG | 41000 | 107.85 | 0.18 | 91.4 | 3747400 | 674532
26 | 5.28 |  |  |  | 18% |  | Providing and fixing in position 12 mm thick bitumen impregnated fiber board conforming to IS: 1838,including cost of primer, sealing compound Grade-A in expansion joints. | per cm depth per 100m | 4 | 655.75 | 0.18 | 555.72 | 2222.88 | 400.1184
27 | 6.1.2 |  |  |  | 18% |  | Brick work with common burnt clay F.P.S. (non modular) bricks of class designation 7.5 (75kg/sq,cm) in foundation and plinth in: Cement mortar 1:6 (1 cement : 6 coarse sand). Note: Fly ash brick of same class confirming to relavent IS code can also be used | M3 | 18 | 7132.25 | 0.18 | 6044.28 | 108797.04 | 19583.4672
28 | 6.4.2 |  |  |  | 18% |  | Brick work with common burnt clay F.P.S. (non modular) bricks of class designation 7.5 (75kg/sq,cm) in superstructure above plinth level up to floor V level in all shapes and sizes in : Cement mortar 1:6 (1 cement : 6 coarse sand) Note: Fly ash brick of same class confirming to relavent IS code can also be used | M3 | 175 | 9105.95 | 0.18 | 7716.91 | 1350459.25 | 243082.665
29 | 6.8 |  |  |  | 18% |  | Brick work 7 cm thick with common burnt clay F.P.S. (non modular) brick of class designation 7.5 (75kg/sq,cm) in cement mortar 1:3 (1 cement : 3 coarse sand) in superstructure above plinth level and up to floor five level. | M2 | 25 | 865.65 | 0.18 | 733.6 | 18340 | 3301.2
30 | 6.13.2 |  |  |  | 18% |  | Half brick masonry with common burnt clay F.P.S. (non modular) bricks of class designation 7.5 (75kg/sq,cm) in superstructure above plinth level up to floor V level. Cement mortar 1:4 (1 cement :4 coarse sand) | M2 | 166 | 1123.8 | 0.18 | 952.37 | 158093.42 | 28456.8156
31 | 6.15 |  |  |  | 18% |  | Extra for providing and placing in position 2 Nos. 6mm dia. M.S. bars at every third course of half brick masonry. | M2 | 166 | 104.8 | 0.18 | 88.81 | 14742.46 | 2653.6428
32 | 7.1.1 |  |  |  | 18% |  | Random rubble masonry with hard stone in foundation and plinth including levelling up with cement concrete 1:6:12 (1 cement : 6 coarse sand : 12 graded stone aggregate 20mm nominal size) upto plinth level with : Cement mortar 1:6 (1 cement : 6 coarse sand). | M3 | 140 | 7311.25 | 0.18 | 6195.97 | 867435.8 | 156138.444
33 | 7.2.2 |  |  |  | 18% |  | Random rubble masonry with hard stone in superstructure above plinth level and upto floor five level,including leveling up with cement concrete 1:6:12 (1 cement : 6 coarse sand : 12 graded stone aggregate 20 mm nominal size) at window sills, ceiling level and the like. Cement mortar 1:6 (1 cement : 6 coarse sand) | M3 | 48 | 9275.45 | 0.18 | 7860.55 | 377306.4 | 67915.152
34 | 7.8.2 |  |  |  | 18% |  | Coursed rubble masonry with hard stone in superstructure above plinth level and upto floor five level. Masonry work (second sort) , in cement mortar 1:6 (1 cement : 6 coarse sand) | M3 | 52 | 10128.1 | 0.18 | 8583.14 | 446323.28 | 80338.1904
35 | 8.2.2.2 |  |  |  | 18% |  | Providing and fixing 18mm thick gang saw cut mirror polished premoulded and prepolished) machine cut for kitchen platforms, vanity counters, window sills , facias and similar locations of required size of approved shade, colour and texture laid over 20mm thick base cement mortar 1:4 (1 cement : 4 coarse sand) joints treated with white cement, mixed with matching pigment, epoxy touch ups, including rubbing, curing, moulding and polishing to edges to give high gloss finish etc. complete at all levels. Granite of any colour and shade. Area of slab over 0.50 sqm. | M2 | 15 | 5136.5 | 0.18 | 4352.97 | 65294.55 | 11753.019
36 | 8.3.2 |  |  |  | 18% |  | Providing edge moulding to 18mm thick Granite stone counters, Vanities etc. including machine polishing to edge to give high gloss finish etc. complete as per design approved by Engineer-in-Charge. Granite work. | M | 25 | 510.95 | 0.18 | 433.01 | 10825.25 | 1948.545
37 | 8.5 |  |  |  | 18% |  | Extra for providing opening of required size & shape for wash basins/ kitchen sink in kitchen platform, vanity counters and similar location in marble / Granite / stone work, including necessary holes for pillar taps etc. including moulding, rubbing and polishing of cut edges etc. complete. | EA | 10 | 978.7 | 0.18 | 829.41 | 8294.1 | 1492.938
38 | 9.20.1 |  |  |  | 18% |  | Providing and fixing ISI marked flush door shutters conforming to IS: 2202 (Part I) decorative type, core of block board construction with frame of 1stclass hard wood and well matched teak 3 ply veneering with vertical grains or cross bands and face veneers on both faces of shutters. : 35 mm thick including ISI marked Stainless Steel butt hinges with necessary screws. | M2 | 18 | 3473.85 | 0.18 | 2943.94 | 52990.92 | 9538.3656
39 | 9.1.1 |  |  |  | 18% |  | Providing wood work in frames of doors, windows, clerestory windows and other frames, wrought framed and fixed in position with hold fast lugs or with dash fasteners of required dia & length ( hold fast lugs or dash fastener shall be paid for separately). Second class teak wood | M3 | 1 | 142949.7 | 0.18 | 121143.81 | 121143.81 | 21805.8858
40 | 9.23 |  |  |  | 18% |  | Extra for providing lipping with 2nd class teak wood battens 25 mm minimum depth on all edges of flush door shutters (over all area of door shutter to be measured). | M2 | 38 | 462.35 | 0.18 | 391.82 | 14889.16 | 2680.0488
41 | 9.46.3 |  |  |  | 18% |  | Providing and fixing curtain rods of 1.25 mm thick chromium plated brass plate, with two chromium plated brass brackets fixed with C.P. brass screws and wooden plugs, etc., wherever necessary complete : 25 mm dia. | M | 60 | 525.55 | 0.18 | 445.38 | 26722.8 | 4810.104
42 | 9.48.2 |  |  |  | 18% |  | Providing and fixing M.S. grills of required pattern in frames of windows etc. with M.S. flats, square or round bars etc. including priming coat with approved steel primer all complete. Fixed to openings /wooden frames with rawl plugs screws etc. | KG | 500 | 238.35 | 0.18 | 201.99 | 100995 | 18179.1
43 | 9.74 |  |  |  | 18% |  | Providing and fixing bright finished brass tower bolts (barrel type) with necessary screws etc. complete : 200x10 mm |  |  |  | 0.18 | 0 | 0 | 0
44 | 9.74.1 |  |  |  | 18% |  | 250x10MM - For Bed room doors | EA | 16 | 441.6 | 0.18 | 374.24 | 5987.84 | 1077.8112
45 | 9.74.3 |  |  |  | 18% |  | 150x10MM - For toilet doors | EA | 9 | 287.25 | 0.18 | 243.43 | 2190.87 | 394.3566
46 | 9.76 |  |  |  | 18% |  | Providing and fixing bright finished brass 100 mm mortice latch and lock with 6 levers and a pair of lever handles with necessary screws etc. complete (best make of approved quality). | EA | 16 | 845.65 | 0.18 | 716.65 | 11466.4 | 2063.952
| 9.81 |  |  |  | 18% |  | Providing and fixing bright finished brass handles with screws etc. complete : |  |  |  | 0.18 | 0 | 0 | 0
47 | 9.81.1 |  |  |  | 18% |  | 125 mm | EA | 32 | 256.65 | 0.18 | 217.5 | 6960 | 1252.8
48 | 9.81.2 |  |  |  | 18% |  | 100 mm | EA | 18 | 234.7 | 0.18 | 198.9 | 3580.2 | 644.436
49 | 9.82 |  |  |  | 18% |  | 9.82 Providing and fixing bright finished brass hanging type floor door stopper with necessary screws, etc. complete. | EA | 16 | 121.65 | 0.18 | 103.09 | 1649.44 | 296.8992
50 | 9.84 |  |  |  | 18% |  | Providing and fixing aluminium extruded section body tubular type universal hydraulic door closer (having brand logo with ISI, IS : 3564, embossed on the body, door weight upto 36 kg to 80 kg and door width from 701 mm to 1000mm) with double speed adjustment with necessary accessories and screws etc. complete. | EA | 4 | 983.15 | 0.18 | 833.18 | 3332.72 | 599.8896
51 | 9.147.A4.2 |  |  |  | 18% |  | Providing and fixing factory made uPVC glazed/wire mesh windows/doors comprising of lead free uPVC multi-chambered frame, sash and mullion/coupler (where ever required) extruded profiles having minimum wall thickness of 1.70 mm for Series R1 and R2 profiles and 2.10 mm for Series R3 and R4 profiles conforming to EN: 12608 in any shape,colour and design duly reinforced with galvanized mild steel section made of required shape & size as per CPWD Specification, uPVC extruded glazing beads, interlocks and Inline sash adaptor (where ever required) of appropriate dimension, EPDM gasket, hardware, SS 304 grade fasteners of minimum 8 mm dia with countersunk head, comprising of matching polyamide PA6 grade sleeve for fixing frame to finished wall as per IS 1367 : Part 1 to 14, plastic packers, plastic caps and necessary stainless steel screws etc. Profile of frame, sash & mullion (if required) shall be mitred cut and fusion welded/mechanically jointed duly sealed at all corners, including drilling of holes for fixing hardware and drainage of water etc. After fixing frame the gap between frame and adjacent finished wall shall be filled with weather proof silicon sealant over backer rod of approved size and quality, all complete as per approved drawing conforming to CPWD specification & direction of Engineer-in-Charge. Section of steel reinforcement and cross sections of uPVC profiles to be as per design approved by Engineer-in-Charge. Wire mesh / Glazing of plain/ toughened/ laminated/ double glass unit with / without high performance coatings as per design requirements and conforming to IS: 3548 & IS: 16231 shall be paid separately. Note:- Structural design proof checked from a Government Engineering Institute, to be provided by the manufacturer for : (i) Sites with basic wind speed > 45 m/sec as per IS 875 — Part 3 (ii) Sites with structure height more than 20m for all wind speeds Three track three panels sliding window with two glazed & one wire mesh panels with Aluminium channel for roller track, wool pile, nylon rollers with SS 304 body. Using R3 series with frame (98 mm & above) x (40 mm & above) & both glazed and fly screen sash (30 mm & above) x (55 mm & above) with zinc alloy (Zamak) powder coated handle on every glazed panel along with multi-point locking system. (Height upto 1.8m). | M2 | 40 | 10874.2 | 0.18 | 9215.42 | 368616.8 | 66351.024
| 9.147.C2.3 |  |  |  | 18% |  | Providing and fixing factory made uPVC glazed/wire mesh windows/doors comprising of lead free uPVC multi-chambered frame, sash and mullion/coupler (where ever required) extruded profiles having minimum wall thickness of 1.70 mm for Series R1 and R2 profiles and 2.10 mm for Series R3 and R4 profiles conforming to EN: 12608 in any shape,colour and design duly reinforced with galvanized mild steel section made of required shape & size as per CPWD Specification, uPVC extruded glazing beads, interlocks and Inline sash adaptor (where ever required) of appropriate dimension, EPDM gasket, hardware, SS 304 grade fasteners of minimum 8 mm dia with countersunk head, comprising of matching polyamide PA6 grade sleeve for fixing frame to finished wall as per IS 1367 : Part 1 to 14, plastic packers, plastic caps and necessary stainless steel screws etc. Profile of frame, sash & mullion (if required) shall be mitred cut and fusion welded/mechanically jointed duly sealed at all corners, including drilling of holes for fixing hardware and drainage of water etc. After fixing frame the gap between frame and adjacent finished wall shall be filled with weather proof silicon sealant over backer rod of approved size and quality, all complete as per approved drawing conforming to CPWD specification & direction of Engineer-in-Charge. Section of steel reinforcement and cross sections of uPVC profiles to be as per design approved by Engineer-in-Charge. Wire mesh / Glazing of plain/ toughened/ laminated/ double glass unit with / without high performance coatings as per design requirements and conforming to IS: 3548 & IS: 16231 shall be paid separately. Note:- Structural design proof checked from a Government Engineering Institute, to be provided by the manufacturer for : (i) Sites with basic wind speed > 45 m/sec as per IS 875 — Part 3 (ii) Sites with structure height more than 20m for all wind speeds Fixed window / ventilator with mullion / transom. Using R3 series with frame (55 mm & above )x (45 mm & above) & mullion (55 mm & above)x (65 mm & above). (Height upto 2.5 metre) | M2 | 25 | 7827.75 | 0.18 | 6633.69 | 165842.25 | 29851.605
52 | 10.5.2 |  |  |  | 18% |  | Providing and fixing 1mm thick M.S. sheet door with frame of 40x40x6mm angle iron and 3mm M.S. gusset plates at the junctions and corners, all necessary fittings complete, including applying a priming coat of approved steel primer. : Using flats 30x6mm for diagonal braces and central cross piece. | M2 | 2.1 | 5563.75 | 0.18 | 4715.04 | 9901.58 | 1782.2844
53 | 10.16.2 |  |  |  | 18% |  | Steel work in built up tubular ( round, square or rectangular hollow tubes etc.) trusses etc. including cutting, hoisting, fixing in position and applying a priming coat of approved steel primer, including welding and bolted with special shaped washers etc. complete. : Hot finished seamless type tubes. Note: For Grills above compund wall, Gates, railing etc | KG | 550 | 206.35 | 0.18 | 174.87 | 96178.5 | 17312.13
54 | 10.28 |  |  |  | 18% |  | Providing and fixing stainless steel ( Grade 304) railing made of Hollow tubes, channels, plates etc., including welding, grinding, buffing, polishing and making curvature (wherever required) and fitting the same with necessary stainless steel nuts and bolts complete, i/c fixing the railing with necessary accessories & stainless steel dash fasteners , stainless steel bolts etc., of required size, on the top of the floor or the side of waist slab with suitable arrangement as per approval of Engineer-in-charge, (for payment purpose only weight of stainless steel members shall be considered excluding fixing accessories such as nuts, bolts, fasteners etc.). | KG | 350.7932 | 772.4 | 0.18 | 654.58 | 229622.22 | 41331.9996
55 | 11.23.5 |  |  |  | 18% |  | Marble stone flooring with 18mm thick marble stone (sample of marble shall be approved by Engineer-in-charge) over 20 mm (average) thick base of cement mortar 1:4 (1 cement : 4 coarse sand) laid and jointed with grey cement slurry including rubbing and polishing complete with : Udaipur green / Rajnagar plain marble. | M2 | 37 | 2428.6 | 0.18 | 2058.14 | 76151.18 | 13707.2124
56 | 11.24 |  |  |  | 18% |  | Extra for pre finished nosing to treads of steps of marble stone. | M | 60 | 719.9 | 0.18 | 610.08 | 36604.8 | 6588.864
57 | 11.25 |  |  |  | 18% |  | Extra for marble stone flooring in treads of steps and risers using single length up to 2.00 metre . | M2 | 27.5 | 851.8 | 0.18 | 721.86 | 19851.15 | 3573.207
58 | 11.41A.2.2 |  |  |  | 18% |  | Providing and laying Vitrified tiles in floor in different sizes (thickness to be specified by the manufacturer) with water absorption less than 0.08% and conforming to 1S:15622, of approved brand & manufacturer, in all colours and shade, laid on 20 mm thick cement mortar 1:4 (1 cement: 4 coarse sand) jointing with grey cement slurry @3.3 kg/sqm including grouting the joints with white cement and matching pigments etc. The tiles must be cut with the zero chipping diamond cutter only . Laying of tiles will be done with the notch trowel, plier, wedge, clips of required thickness, leveling system and rubber mallet for placing the tiles gently and easily. Glazed vitrified floor tiles polished finish of size. Size of Tile 600 x 1200 mm | M2 | 530 | 1798.8 | 0.18 | 1524.41 | 807937.3 | 145428.714
59 | 11.41A.3.1 |  |  |  | 18% |  | Providing and laying Vitrified tiles in floor in different sizes (thickness to be specified by the manufacturer) with water absorption less than 0.08% and conforming to 1S:15622, of approved brand & manufacturer, in all colours and shade, laid on 20 mm thick cement mortar 1:4 (1 cement: 4 coarse sand) jointing with grey cement slurry @3.3 kg/sqm including grouting the joints with white cement and matching pigments etc. The tiles must be cut with the zero chipping diamond cutter only . Laying of tiles will be done with the notch trowel, plier, wedge, clips of required thickness, leveling system and rubber mallet for placing the tiles gently and easily. Glazed Vitrified tiles Matt/Antiskid finish of size. Size of Tile 600 x 600 mm | M2 | 85 | 1464.85 | 0.18 | 1241.4 | 105519 | 18993.42
60 | 12.22 |  |  |  | 18% |  | Making khurras 45x45 cm with average minimum thickness of 5 cm cement concrete 1:2:4 (1 cement : 2 coarse sand : 4 graded stone aggregate of 20 mm nominal size) over P.V.C. sheet1mx1mx400micron, finished with 12mm cement plaster 1:3 (1 cement :3 coarse sand) and a coat of neat cement, rounding the edges and making and finishing the outlet complete. | EA | 5 | 298.25 | 0.18 | 252.75 | 1263.75 | 227.475
61 | 12.41.1 |  |  |  | 18% |  | Providing and fixing on wall face unplasticised Rigid PVC rain water pipes conforming to IS : 13592 Type A including jointing with seal ring conforming to IS : 5382 leaving 10 mm gap for thermal expansion.(i)Single socketed pipes. : 75 mm diameter | M | 75 | 248.8 | 0.18 | 210.85 | 15813.75 | 2846.475
62 | 12.41.2 |  |  |  | 18% |  | Providing and fixing on wall face unplasticised Rigid PVC rain water pipes conforming to IS : 13592 Type A including jointing with seal ring conforming to IS : 5382 leaving 10 mm gap for thermal expansion.(i)Single socketed pipes. : 110 mm diameter | M | 35 | 377.4 | 0.18 | 319.83 | 11194.05 | 2014.929
63 | 12.42.1.2 |  |  |  | 18% |  | Providing and fixing on wall face unplasticised - PVC moulded fittings/ accessories for unplasticised Rigid PVC rain water pipes conforming to IS : 13592 Type A including jointing with seal ring conforming to IS :5382 leaving 10 mm gap for thermal expansion. (Coupler ) : 110 mm | EA | 5 | 136.15 | 0.18 | 115.38 | 576.9 | 103.842
64 | 12.42.3.2 |  |  |  | 18% |  | Providing and fixing on wall face unplasticised - PVC moulded fittings/ accessories for unplasticised Rigid PVC rain water pipes conforming to IS : 13592 Type A including jointing with seal ring conforming to IS :5382 leaving 10 mm gap for thermal expansion. (Single tee with door ) : 110x110x110 mm | EA | 5 | 234.15 | 0.18 | 198.43 | 992.15 | 178.587
65 | 12.42.5.2 |  |  |  | 18% |  | Providing and fixing on wall face unplasticised - PVC moulded fittings/ accessories for unplasticised Rigid PVC rain water pipes conforming to IS : 13592 Type A including jointing with seal ring conforming to IS :5382 leaving 10 mm gap for thermal expansion. (Bend 87.5° ) : 110 mm bend | EA | 5 | 150.35 | 0.18 | 127.42 | 637.1 | 114.678
66 | 12.42.6.2 |  |  |  | 18% |  | Providing and fixing on wall face unplasticised - PVC moulded fittings/ accessories for unplasticised Rigid PVC rain water pipes conforming to IS : 13592 Type A including jointing with seal ring conforming to IS :5382 leaving 10 mm gap for thermal expansion. (Shoe (Plain) ) : 110 mm Shoe | EA | 5 | 131.85 | 0.18 | 111.74 | 558.7 | 100.566
67 | 12.43.2 |  |  |  | 18% |  | Providing and fixing unplasticised -PVC pipe clips of approved design to unplasticised - PVC rain water pipes by means of 50x50x50mm hardwood plugs, screwed with M.S. screws of required length including cutting brick work and fixing in cement mortar 1:4 (1 cement : 4 coarse sand) and making good the wall etc. complete. : 110 mm | EA | 20 | 371.3 | 0.18 | 314.66 | 6293.2 | 1132.776
68 | 12.46 |  |  |  | 18% |  | Providing and fixing to the inlet mouth of rain water pipe PTMT (an Engineering Thermoplastic) grating square (Slit) 150 mm square with a height of 8 mm and weighing not less than 100 gms. | EA | 5 | 84.55 | 0.18 | 71.65 | 358.25 | 64.485
69 | 12.45.3 |  |  |  | 18% |  | Providing and fixing false ceiling at all heights including providing and fixing of frame work made of special sections, power pressed from M.S. sheets and galvanized with zinc coating of 120 gms/sqm (both side inclusive) as per IS : 277 and consisting of angle cleats of size 25 mm wide x 1.6 mm thick with flanges of 27 mm and 37mm, at 1200 mm centre to centre, one flange fixed to the ceiling with dash fastener 12.5 mm dia x 50 mm long with 6 mm dia bolts, other flange of cleat fixed to the angle hangers of 25x10x0.50 mm of required length with nuts & bolts of required size and other end of angle hanger fixed with intermediate G.]. channels 45x15x0.9 mm running at the spacing of 1200 mm centre to centre, to which the ceiling section 0.5 mm thick bottom wedge of 80 mm with tapered flanges of 26 mm each having lips of 10.5 mm, at 450 mm centre to centre, shall be fixed in a direction perpendicular to G.¦. intermediate channel with connecting clips made out of 2.64 mm dia x 230 mm long G.I. wire at every junction, including fixing perimeter channels 0.5 mm thick 27 mm high having flanges of 20 mm and 30 mm long, the perimeter of ceiling fixed to wall/partition with the help of rawl plugs at 450 mm centre, with 25 mm long dry wall screws @ 230 mm interval, including fixing of gypsum board to ceiling section and perimeter channel with the help of dry wall screws of size 3.5 x 25 mm at 230 mm c/c, including jointing and finishing to a flush finish of tapered and square edges of the board with recommended jointing compound , jointing tapes , finishing with jointing compound in 3 layers covering upto 150 mm on both sides of joint and two coats of primer suitable for board, all as per manufacturer’s specification and also including the cost of making openings for light fittings, grills,diffusers, cutouts made with frame of perimeter channels suitably fixed, all complete as per drawings, specification and direction of the Engineer in Charge but excluding the cost of painting with : 12.5 mm thick tapered edge gypsum moisture resistant board | Sqm | 201.5 | 1529.1 | 0.18 | 1295.85 | 261113.78 | 47000.4804
70 | 13.4.2 |  |  |  | 18% |  | 12 mm cement plaster of mix : 1:6 (1 cement: 6 coarse sand) | M2 | 575 | 343.65 | 0.18 | 291.23 | 167457.25 | 30142.305
71 | 13.5.2 |  |  |  | 18% |  | 15 mm cement plaster on rough side of single or half brick wall of mix : 1:6 (1 cement: 6 coarse sand) | M2 | 720 | 395.35 | 0.18 | 335.04 | 241228.8 | 43421.184
72 | 13.11 |  |  |  | 18% |  | 18 mm cement plaster in two coats under layer 12 mm thick cement plaster 1:5 (1 cement: 5 coarse sand) finished with a top layer 6mm thick cement plaster 1:6 (1 cement: 6 fine sand). | M2 | 685 | 518.55 | 0.18 | 439.45 | 301023.25 | 54184.185
| 13.16.1 |  |  |  | 18% |  | 6 mm cement plaster of mix : 1:3 (1 cement: 3 fine sand) Note: For Ceiling plaster and RCC exposed surfaces. | M2 | 1350 | 300.45 | 0.18 | 254.62 | 343737 | 61872.66
73 | 13.33.1 |  |  |  | 18% |  | Pointing on stone work with cement mortar 1:3 (1 cement:3 fine sand) : Flush/ Ruled pointing | M2 | 453 | 385.4 | 0.18 | 326.61 | 147954.33 | 26631.7794
| 13.85.3 |  |  |  | 18% |  | Applying primimg coaty with primer of approved brand and manufacture having low VOC (Volatile organic compound ) content : with water thinnable cement primer on wall surface having VOC content less than50grams/Litre . | M2 | 1850 | 73.95 | 0.18 | 62.67 | 115939.5 | 20869.11
74 | 13.47.1 |  |  |  | 18% |  | Finishing walls with Premium Acrylic Smooth exterior paint with Silicone additives of required shade : New work (Two or more coats applied @ 1.43 ltr/ 10 sqm. over and including priming coat of exterior primer applied @0.90 lit/10sqm ) 2.20 kg/10 sqm). Note: Weather guard of Berger or Ultima plus of asian paints | M2 | 1075 | 171.1 | 0.18 | 145 | 155875 | 28057.5
75 | 13.85.1 |  |  |  | 18% |  | Applying priming coats with primer of approved brand and manufacture ,having low VOC (Volatile organic compound) content: With ready mixed pink or Grey primer on wood work (hard and soft wood) having VOC content less than 50gms /litre | M2 | 50 | 70.35 | 0.18 | 59.62 | 2981 | 536.58
76 | 13.62.1 |  |  |  | 18% |  | Painting with synthetic enamel paint of approved brand and manufacture to give an even shade : Two or more coats on new work.over an under coat of suitable shade with ordinary paint of approved brand and manufacture | M2 | 60 | 226.25 | 0.18 | 191.74 | 11504.4 | 2070.792
77 | 13.68.1 |  |  |  | 18% |  | French spirit polishing : Two or more coats on new works including a coat of wood filler. | M2 | 55 | 446.25 | 0.18 | 378.18 | 20799.9 | 3743.982
| 13.80 |  |  |  | 18% |  | Providing and applying minimum 1 coats or more of white cement based putty of required thickness of approved brand and manufacturer, over the plastered wall surface to prepare the surface even and smooth complete. | M2 | 1850 | 156.05 | 0.18 | 132.25 | 244662.5 | 44039.25
78 | 13.83.2 |  |  |  | 18% |  | Wall painting with premium acrylic emulsion paint, having VOC (Volatile Organic Compound ) content less than 50 grams/ litre, of approved brand and manufacture, including applying additional coats wherever required, to achieve even shade and colour. : Two coats. | M2 | 1850 | 142.8 | 0.18 | 121.02 | 223887 | 40299.66
79 | 16.68 |  |  |  | 18% |  | Providing and laying 60mm thick factory made cement concrete interlocking paver block of M -30 grade made by block making machine with strong vibratory compaction, of approved size, design & shape, laid in required colour and pattern over and including 50mm thick compacted bed of fine sand, filling the joints with fine sand etc. all complete as per the direction of Engineer-in-charge. | M2 | 120 | 972 | 0.18 | 823.73 | 98847.6 | 17792.568
80 | 16.69 |  |  |  | 18% |  | Providing and laying at or near ground level factory made kerb stone of M-25 grade cement concrete in position to the required line, level and curvature, jointed with cement mortar 1:3 (1 cement: 3 coarse sand), including making joints with or without grooves (thickness of joints except at sharp curve shall not to more than 5 mm), including making drainage opening wherever required complete etc. as per direction of Engineer- in-charge (length of finished kerb edging shall be measured to calculate volume for payment). (Precast C.C. kerb stone shall be approved by Engineer-in-charge). | CUM | 1 | 10117.6 | 0.18 | 8574.24 | 8574.24 | 1543.3632
81 | 16.79 |  |  |  | 18% |  | Providing, laying, spreading and compacting graded stone aggregate (size range 53 mm to 0.075 mm ) to wet mix macadam (WMM) specification including premixing the material with water at OMC in for all leads & lifts,laying in uniform layers with mechanical paver finisher in sub- base / base course on well prepared surface and compacting with vibratory roller of 8 to 10 tonne capacity to achievethe desired density,complete as per specifications and directions of Engineer-in-Charge. | CUM | 67 | 2914.3 | 0.18 | 2469.75 | 165473.25 | 29785.185
82 | 17.10.1.3 |  |  |  | 18% |  | 17.10.1.3 Providing and fixing Stainless Steel A ISI 304 (18/8) kitchen sink as per IS 13983 with C.I. brackets and stainless steel plug 40 mm including painting of fittings and brackets, cutting and making good the walls wherever required (Kitchen sink with drain board ) : 510x1040 mm bowl depth 200mm. | EA | 1 | 7159 | 0.18 | 6066.95 | 6066.95 | 1092.051
| 17.28.2 |  |  |  | 18% |  | Providing and fixing P.V.C. waste pipe for sink or wash basin including P.V.C. waste fittings complete.Flexible pipe: |  |  |  | 0.18 | 0 | 0 | 0
83 | 17.28.2.1 |  |  |  | 18% |  | 32 mm dia | EA | 7 | 119.55 | 0.18 | 101.31 | 709.17 | 127.6506
84 | 17.28.2.2 |  |  |  | 18% |  | 40 mm dia | EA | 1 | 119.55 | 0.18 | 101.31 | 101.31 | 18.2358
85 | 17.32.1 |  |  |  | 18% |  | Providing and fixing mirror of superior glass (of approved quality) and of required shape and size with plastic moulded frame of approved make and shade with 6 mm thick hard board backing : Circular shape 450mm dia | EA | 7 | 1479.05 | 0.18 | 1253.43 | 8774.01 | 1579.3218
| 18.7 |  |  |  | 18% |  | Providing and fixing Chlorinated Polyvinyl Chloride (CPVC) pipes, having thermal stability for hot & cold water supply, including all CPVC plain & brass threaded fittings, including fixing the pipe with clamps at 1.00 m spacing. This includes jointing of pipes & fittings with one step CPVC solvent cement and testing of joints complete as per direction of Engineer in Charge. Internal work - Exposed on wall |  |  |  | 0.18 | 0 | 0 | 0
86 | 18.7.2 |  |  |  | 18% |  | 20 mm dia. nominal bore | M | 20 | 335 | 0.18 | 283.9 | 5678 | 1022.04
87 | 18.7.3 |  |  |  | 18% |  | 25 mm dia. nominal bore | M | 30 | 401.55 | 0.18 | 340.3 | 10209 | 1837.62
88 | 18.7.4 |  |  |  | 18% |  | 32 mm dia. nominal bore | M | 110 | 518.75 | 0.18 | 439.62 | 48358.2 | 8704.476
| 18.'8 |  |  |  | 18% |  | Providing and fixing Chlorinated Polyvinyl Chloride (CPVC) pipes, having thermal stability for hot & cold water supply, including all CPVC plain & brass threaded fittings, i/c fixing the pipe with clamps at 1.00 m spacing. This includes jointing of pipes & fittings with one step CPVC solvent cement and the cost of cutting chases and making good the same including testing of joints complete as per direction of Engineer in Charge. Concealed work, including cutting chases and making good the walls etc. |  |  |  | 0.18 | 0 | 0 | 0
89 | 18.8.1 |  |  |  | 18% |  | 15 mm dia nominal bore | M | 20 | 497.8 | 0.18 | 421.86 | 8437.2 | 1518.696
90 | 18.8.2 |  |  |  | 18% |  | 20 mm dia nominal bore | M | 25 | 537.6 | 0.18 | 455.59 | 11389.75 | 2050.155
91 | 18.8.3 |  |  |  | 18% |  | 25 mm dia nominal bore | M | 30 | 627.25 | 0.18 | 531.57 | 15947.1 | 2870.478
| 18.9 |  |  |  | 18% |  | Providing and fixing Chlorinated Polyvinyl Chloride (CPVC) pipes, having thermal stability for hot & cold water supply including all CPVC plain & brass threaded fittings This includes jointing of pipes & fittings with one step CPVC solvent cement ,trenching ,refilling & testing of joints complete as per direction of Engineer in Charge. External work |  |  |  | 0.18 | 0 | 0 | 0
92 | 18.9.4 |  |  |  | 18% |  | 32 mm dia. nominal bore | M | 25 | 438.6 | 0.18 | 371.69 | 9292.25 | 1672.605
93 | 18.9.5 |  |  |  | 18% |  | 40 mm dia. nominal bore | M | 25 | 563.05 | 0.18 | 477.16 | 11929 | 2147.22
94 | 18.9.5 |  |  |  | 18% |  | 50 mm dia. nominal bore | M | 50 | 794.25 | 0.18 | 673.09 | 33654.5 | 6057.81
95 | 18.18.3 |  |  |  | 18% |  | Providing and fixing ball valve (brass) of approved quality, High or low pressure, with plastic floats complete : 25 mm nominal bore | EA | 2 | 464.05 | 0.18 | 393.26 | 786.52 | 141.5736
| 19.1 |  |  |  | 18% |  | Providing, laying and jointing glazed stoneware pipes class SP-1 with stiff mixture of cement mortar in the proportion of 1:1 (1 cement : 1 fine sand) including testing of joints etc. complete : |  |  |  | 0.18 | 0 | 0 | 0
96 | 19.1.2 |  |  |  | 18% |  | 150mm dia | M | 80 | 695.8 | 0.18 | 589.66 | 47172.8 | 8491.104
| 19.2 |  |  |  | 18% |  | Providing and laying cement concrete 1:5:10 (1 cement : 5 coarse sand : 10 graded stone aggregate 40 mm nominal size) all-round S.W. pipes including bed concrete as per standard design: |  |  |  | 0.18 | 0 | 0 | 0
97 | 19.2.2 |  |  |  | 18% |  | 150 mm diameter S.W. pipe | M | 80 | 1179.85 | 0.18 | 999.87 | 79989.6 | 14398.128
98 | 19.4.1.1 |  |  |  | 18% |  | Providing and fixing square-mouth S.W. gully trap class SP-1 complete with C.I. grating brick masonry chamber with water tight C.I. cover with frame of 300 x300 mm size (inside) the weight of cover to be not less than 4.50 kg and frame to be not less than 2.70 kg as per standard design (100x100 mm size P type ) : With common burnt clay F.P.S. (non modular) bricks of class designation 7.5 | EA | 8 | 2707.65 | 0.18 | 2294.62 | 18356.96 | 3304.2528
99 | 19.7.1.1 |  |  |  | 18% |  | Constructing brick masonry manhole in cement mortar 1:4 ( 1 cement : 4 coarse sand ) with R.C.C. top slab with 1:1.5:3 mix (1 cement : 1.5 coarse sand (zone- III) : 3 graded stone aggregate 20 mm nominal size), foundation concrete 1:4:8 mix (1 cement : 4 coarse sand (zone- III) : 8 graded stone aggregate 40 mm nominal size), inside plastering 12 mm thick with cement mortar 1:3 (1 cement : 3 coarse sand) finished with floating coat of neat cement and making channels in cement concrete 1:2:4 (1 cement : 2 coarse sand : 4 graded stone aggregate 20 mm nominal size) finished with a floating coat of neat cement complete as per standard design : Inside size 90x80 cm and 45 cm deep including C.I. cover with frame (light duty) 455x610 mm internal dimensions, total weight of cover and frame to be not less than 38 kg (weight of cover 23 kg and weight of frame 15 kg) : With common burnt clay F.P.S. (non modular) bricks of class designation 7.5 | EA | 6 | 12770.55 | 0.18 | 10822.5 | 64935 | 11688.3
100 | 19.8.1.1 |  |  |  | 18% |  | Extra for depth for manholes - Size 90x80 cm : With common burnt clay F.P.S. (non modular) bricks of class designation 7.5 | M | 2 | 8825.4 | 0.18 | 7479.15 | 14958.3 | 2692.494
101 | 19.32.1 |  |  |  | 18% |  | Making soak pit 2.5 m diameter 3.0 metre deep with 45 x 45 cm dry brick honey comb shaft with bricks and S.W. drain pipe 100 mm diameter, 1.8 m long complete as per standard design. With common burnt clay F.P.S. (non modular) bricks of class designation 7.5 | Each | 1 | 26861.9 | 0.18 | 22764.32 | 22764.32 | 4097.5776
102 | 21.1.1.2 |  |  |  | 18% |  | Providing and fixing aluminium work for doors, windows, ventilators and partitions with extruded built up standard tubular sections/appropriate Z sections and other sections of approved make conforming to IS: 733 and IS: 1285, fixing with dash fasteners of required dia and size, including necessary filling up the gaps at junctions, i.e. at top, bottom and sides with required EPDM rubber/neoprene gasket etc. Aluminium sections shall be smooth, rust free, straight, mitred and jointed mechanically wherever required including cleat angle, Aluminium snap beading for glazing / paneling, C.P. brass/ stainless steel screws, all complete as per architectural drawings and the directions of Engineer-in-charge. (Glazing, paneling and dash fasteners to be paid for separately) - For fixed portion : Powder coated aluminium (minimum thickness of powder coating 50 micron) | KG | 150 | 530.9 | 0.18 | 449.92 | 67488 | 12147.84
103 | 21.1.2.2 |  |  |  | 18% |  | Providing and fixing aluminium work for doors, windows, ventilators and partitions with extruded built up standard tubular sections/appropriate Z sections and other sections of approved make conforming to IS: 733 and IS: 1285, fixing with dash fasteners of required dia and size, including necessary filling up the gaps at junctions, i.e. at top, bottom and sides with required EPDM rubber/neoprene gasket etc. Aluminium sections shall be smooth, rust free, straight, mitred and jointed mechanically wherever required including cleat angle, Aluminium snap beading for glazing / paneling, C.P. brass/ stainless steel screws, all complete as per architectural drawings and the directions of Engineer-in-charge. (Glazing, paneling and dash fasteners to be paid for separately) (For shutters of doors, windows & ventilators including providing and fixing hinges/ pivots and making provision for fixing of fittings wherever required including the cost of EPDM rubber / neoprene gasket required: Powder coated aluminium (minimum thickness of powder coating 50 micron) Note: All fixtures like Aluminium handles, stay pegs, hingles, Al. grills of approved pattern will also be measured under this item on weight basis. | KG | 200 | 634.45 | 0.18 | 537.67 | 107534 | 19356.12
104 | 21.18 |  |  |  | 18% |  | Providing and fixing 12 mm thick frameless toughened glass door shutter of approved brand and manufacture, including providing and fixing top & bottom pivot & double action hydraulic floor spring type fixing arrangement and making necessary holes etc. for fixing required door fittings, all complete as per direction of Engineer-incharge (Door handle, lock and stopper etc.to be paid separately). Note: The glass to be fixed in railing of Balconies shall also be measured under this item. | M2 | 9 | 5325.9 | 0.18 | 4513.47 | 40621.23 | 7311.8214
105 | 21.4.1 |  |  |  | 18% |  | Providing and fixing double action hydraulic floor spring of approved brand and manufacture conforming to IS : 6315, having brand logo embossed on the body / plate with double spring mechanism and door weight upto 125 kg., for doors, including cost of cutting floors ,embedding in floors as required and making good the same matching to the existing floor finishing and cover plates with brass pivot and single piece M.S. sheet outer box with slide plate etc. complete as per the direction of Engineer-in-charge. : With stainless steel cover plate minimum 1.25 mm thickness. | EA | 4 | 2823.85 | 0.18 | 2393.09 | 9572.36 | 1723.0248
| 21.3 |  |  |  | 18% |  | Providing and fixing glazing in aluminium door, window, ventilator shutters and partitions etc. with EPDM rubber / neoprene gasket etc. complete as per the architectural drawings and the directions of engineer-in-charge . (Cost of aluminium snap beading shall be paid in basic item): |  |  |  | 0.18 | 0 | 0 | 0
106 | 21.3.2 |  |  |  | 18% |  | With float glass panes of 5 mm thickness (weight not less than 12.50 kg/ sqm) | M2 | 10 | 1505.25 | 0.18 | 1275.64 | 12756.4 | 2296.152
107 | 22.3 |  |  |  | 18% |  | Providing and laying water proofing treatment to vertical and horizontal surfaces of depressed portions of W.C., kitchen and the like consisting of : i) Ist course of applying cement slurry @ 4.4 Kg/sqm mixed with water proofing compound conforming to IS 2645 in recommended proportions including rounding off junction of vertical and horizontalsurface. ii) IInd course of 20mm cement plaster 1:3 (1 cement : 3 coarse sand)mixed with water proofing compound in recommended proportion including rounding off junction of vertical and horizontal surface. iii) IIIrd course of applying blown or residual bitumen applied hot at 1.7Kg. per sqm of area. iv) IVth course of 400 micron thick PVC sheet. (Overlaps at joints of PVC sheet should be 100 mm wide and pasted to each other with bitumen @ 1.7 Kg/sqm.). | M2 | 41 | 769.6 | 0.18 | 652.2 | 26740.2 | 4813.236
108 | 22.7.1 |  |  |  | 18% |  | Providing and laying integral cement based water proofing treatment including preparation of surface as required for treatment of roofs, balconies, terraces etc consisting of following operations: a) Applying a slurry coat of neat cement using 2.75 kg/sqm. of cement admixed with water proofing compound conforming to IS. 2645 and approved by Engineer-in-charge over the RCC slab including adjoining walls upto300mm height including cleaning the surface before treatment. b)Laying brick bats with mortar using broken bricks/brick bats of 40mm nominal size with 50% of cement mortar 1:5 (1 cement : 5 coarse sand)admixed with water proofing compound conforming to IS : 2645 and approved by Engineer-in-charge over 20 mm thick layer of cement mortar of mix 1:5 (1 cement :5 coarse sand ) admixed with waterproofing compound conforming to IS : 2645 and approved by Engineer-in-charge to required slope and treating similarly the adjoining walls upto 300 mm height including rounding of junctions of walls and slabs c)After two days of proper curing applying a second coat of cement slurry using 2.75kg/ sqm of cement admixed with water proofing compound conforming to IS : 2645 and approved by Engineer-in-charge. d)Finishing the surface with 20 mm thick jointless cement mortar of mix1:4 (1 cement :4 coarse sand) admixed with water proofing compound conforming to IS : 2645 and approved by Engineer-in-charge including laying glass fibre cloth of approved quality in top layer of plaster and finally finishing the surface with trowel with neat cement slurry and making pattern of 300x300 mm square 3mm deep. e) The whole terrace so finished shall be flooded with water for a minimum period of two weeks for curing and for final test. All above operations to be done in order and as directed and specified by the Engineer-in-Charge : With average thickness of 120mm and minimum thickness at khurra as 65 mm. | M2 | 410 | 1684.6 | 0.18 | 1427.63 | 585328.3 | 105359.094
109 | 11.55.1 |  |  |  | 18% |  | Providing and laying flamed finish Granite stone flooring in required design and patterns, in linear as well as curvilinear portions of the building all complete as per the architectural drawings with 18 mm thick tone slab over 20 mm (average) thick base of cement mortar 1:4 (1 cement : 4 coarse sand) laid and jointed with cement slurry and pointing with white cement slurry admixed with pigment of matching shade including rubbing, curing and polishing etc. all complete as specified and as directed by the Engineer-in-Charge : Flamed finish granite stone slab Jet Black, Cherry Red, Elite Brown, Cat Eye or equivalent. | M2 | 10 | 3186.7 | 0.18 | 2700.59 | 27005.9 | 4861.062
110 | 26.86.5 |  |  |  | 18% |  | Providing and fixing factory made single extruded WPC (Wood Polymer Composite) solid door/window/Clerestory windows & other Frames/ Chowkhat comprising of virgin PVC polymer of K value 58-60 (Suspension Grade), calcium carbonate and natural fibers (wood powder/ rice husk/ wheat husk) and non toxic additives (maximum toxicity index of 12 for 100 gms) fabricated with miter joints after applying PVC solvent cement and screwed with full body threaded star headed SS screws having minimum frame density of 750 kg/cum, screw withdrawal strength of 2200 N (Face) & 1100 N (Edge), minimum compressive strength of 58 N/mm2, modulus of elasticity 900 N/mm2 and resistance to spread of flame of Class A category with property of being termite/borer proof, water/moisture proof and fire retardant and fixed in position with M.S hold fast/lugs/SS dash fasteners of required dia and length complete as per direction of Engineer-In- Charge. (M.S hold fast/lugs or SS dash fasteners shall be paid for separately). Note: For WPC solid door/window frames, minus 5 mm tolerance in dimensions i.e depth and width of profile shall be acceptable. Variation in profile dimensions on plus side shall be acceptable but no extra payment on this account shall be made. 26.86.5 Frame size 65 x 100 mm | Meter | 55 | 1111.3 | 0.18 | 941.78 | 51797.9 | 9323.622
111 | 26.87.1 |  |  |  | 18% |  | 26.87 Providing and fixing factory made single extruded WPC (Wood Polymer Composite) solid plain flush door shutter of required size comprising of virgin polymer of K value 58-60 (Suspension Grade), calcium carbonate and natural fibers (wood powder/ rice husk/wheat husk) and non toxic additives (maximum toxicity index of 12 for 100 gms) having minimum density of 650 kg/cum and screw withdrawal strength of 1800 N (Face) & 900 N (Edge), minimum compressive strength 50 N/mm2, modulus of elasticity 850 N/mm2 and resistance to spread of flame of Class A category with property of being termite/borer proof, water/moisture proof and fire retardant and fixing with stainless steel butt hinges of required size with necessary full body threaded star headed counter sunk S.S screws, all as per direction of Engineer-In- Charge. (Note: stainless steel butt hinges and necessary S.S screws shall be paid separately) 26.87.1 30 mm thick | M2 | 9 | 4346.7 | 0.18 | 3683.64 | 33152.76 | 5967.4968
[7 empty] | TOTAL FOR SCHEDULE ITEMS -CIVIL | [5 empty] | 19015509.13 | 3422791.6434
| DSR 2022 | [5 empty] | SCHEDULE ITEMS - ELECTRICAL
[7 empty] | Supply, Installation, Testing & Commissioning of the following items as per the specification, approved drawings and as per the instructions of Engineer-In-Charge (E-I-C) |  |  |  | 0.12 | 0 | 0 | 0
1 | 1.27 |  |  |  | 18% |  | Supplying and fixing following size/ modules, GI box alongwith modular base & cover plate for modular switches in recess etc. as required. |  |  |  | 0.12 | 0 | 0 | 0
2 | 1.27.1 |  |  |  | 18% |  | 2 Module (75mmx75mm) | Each | 130 | 298 | 0.12 | 266.07 | 34589.1 | 6226.038
3 | 1.27.4 |  |  |  | 18% |  | 6 Module (200mm X 75mm) | Each | 50 | 402 | 0.12 | 358.93 | 17946.5 | 3230.37
4 | 1.27.5 |  |  |  | 18% |  | 8 Module (125mmX125mm) | Each | 45 | 454 | 0.12 | 405.36 | 18241.2 | 3283.416
5 | 1.27.6 |  |  |  | 18% |  | 12 Module (200mmX150mm) | Each | 20 | 547 | 0.12 | 488.39 | 9767.8 | 1758.204
6 | 1.26 |  |  |  | 18% |  | Supplying and fixing modular blanking plate on the existing modular plate & switch box excluding modular plate as required. | Each | 100 | 40 | 0.12 | 35.71 | 3571 | 642.78
7 | 1.18.2 |  |  |  | 18% |  | Supply and drawing of 2-Pair, 0.5mm dia FRLS PVC insulated annealed copper conductor, unarmoured Telephone cable, in the existing concealed PVC conduit, and termination at both ends in telephone JB/Exchange/in modular box including crimping to socket | Metre | 500 | 38 | 0.12 | 33.93 | 16965 | 3053.7
8 | 1.19 |  |  |  | 18% |  | Supplying and drawing co-axial TV cable RG-6 grade, 0.7 mm solid copper conductor PE insulated, shielded with fine tinned copper braid and protected with PVC sheath in the existing surface/ recessed steel/ PVC conduit as required. | Metre | 500 | 47 | 0.12 | 41.96 | 20980 | 3776.4
| 1.24 |  |  |  | 18% |  | Supply, Fixing and Termination of Modular type switches and accessories, on the existing modular plate |  |  |  | 0.12 | 0 | 0 | 0
9 | 1.24.1 |  |  |  | 18% |  | Modular Switch 5A | Each | 500 | 103 | 0.12 | 91.96 | 45980 | 8276.4
10 | 1.24.2 |  |  |  | 18% |  | Modular Switch 5A - 2 way | Each | 30 | 148 | 0.12 | 132.14 | 3964.2 | 713.556
11 | 1.24.3 |  |  |  | 18% |  | Modular Switch 15A | Each | 70 | 156 | 0.12 | 139.29 | 9750.3 | 1755.054
12 | 1.24.4 |  |  |  | 18% |  | Power sockets - 5A, 3 Pin | Each | 110 | 122 | 0.12 | 108.93 | 11982.3 | 2156.814
13 | 1.24.5 |  |  |  | 18% |  | Power sockets - 15A, 6 Pin | Each | 70 | 197 | 0.12 | 175.89 | 12312.3 | 2216.214
14 | 1.24.6 |  |  |  | 18% |  | Telephone socket outlet | Each | 24 | 148 | 0.12 | 132.14 | 3171.36 | 570.8448
15 | 1.24.7 |  |  |  | 18% |  | TV Antenna Socket | Each | 15 | 148 | 0.12 | 132.14 | 1982.1 | 356.778
16 | 1.24.8 |  |  |  | 18% |  | Modular Bell Push | Each | 22 | 140 | 0.12 | 125 | 2750 | 495
17 | 1.25 |  |  |  | 18% |  | Supplying and fixing two module stepped type electronic fan regulator on the existing modular plate switch box including connections but excluding modular plate etc. as required. | Each | 45 | 369 | 0.12 | 329.46 | 14825.7 | 2668.626
18 | 1.33 |  |  |  | 18% |  | Supplying and fixing 3 pin, 5 A ceiling rose on the existing junction box/ wooden block including connections etc. as required. | Each | 180 | 87 | 0.12 | 77.68 | 13982.4 | 2516.832
19 | 1.34 |  |  |  | 18% |  | Supplying and fixing brass batten/ angle holder including connection etc. as required. | Each | 80 | 131 | 0.12 | 116.96 | 9356.8 | 1684.224
20 | 1.53.1 |  |  |  | 18% |  | Supply & drawing and termination of PVC Insulated UTP 4 pair Cat-6 LAN Cable, in concealed conduit - 1 run of cable | Metre | 500 | 57 | 0.12 | 50.89 | 25445 | 4580.1
[7 empty] | TOTAL FOR SCHEDULE ITEMS - ELECTRICAL | [5 empty] | 277563.06 | 49961.3508
Total of Schedule (CIVIL and E& M) Items as per DSR excluding Rebate | [12 empty] | 19293072.19 | 3472752.9942
Percentage (%) above/below +/- on DSR 2021 Rates excluding GST mentioned above (to be quoted by Bidder) | [13 empty] | 0
Add Amount above/below +/- on the amount for DSR Items as per quoted percentage
Total of Schedule I excluding GST considering offered % Rebate
Total GST
As the %variation w.r.t total DSR Amount cell left Blank the bid is considered as Non-responsive
0
70652568.57

## Schedule-II
Construction of Transit Camp at 400/220KV Gooty Sub-station under Transmission System for evacuation of power from RE sources in Kurnool Wind Energy Zone (3000MW)/ Solar Energy Zone (1500MW) Part-A and Part-B
Schedule-II : Non-Scheduled Items
Bidder’s Name |  |  | 0 | [5 empty] | To:
Address : |  |  | 0 | [5 empty] | Contract Services
|  |  | 0 | [5 empty] | Power Grid Corporation of India Ltd.,
|  |  | 0 | [5 empty] | Southern Region Transmission system -I
Kavadiguda Main Raod, Secunderabad - 500080
Sl. No. | Service Number | SAC Code | Whether SAC in column ‘2’ is confirmed. If not indicate applicable the SAC # | Rate of GST applicable ( in %) | Whether rate of GST in column ‘6’ is confirmed. If not indicate applicable rate of GST # | Description (Non Schedule Items) | Unit | Quantity | Unit Rate without GST | Total Amount | GST | Remarks |  |  | 84
1 | 2 | 2 | 3 | 3 | 4 | 5 | 6 | 7 | 8 | 9= 8 x 7 | 11 = Appl GST% of 9 |  |  |  | 84
A | [5 empty] | NON-SCHEDULE ITEMS: CIVIL
NS_1 | Diluting & injecting chemical emulsion for anti termite |  |  | 18% |  | Diluting and injecting chemical emulsion (to be supplied under other item) for PRE-CONSTRUCTIONAL anti-termite treatment and creating a continuous chemical barrier under and around the columns pits, wall trenches, basement excavation, along the external perimeter of retaining wall, expansion joints, over top surface consolidated earth on which apron is to be laid, surroundings of pipes and conduits etc., complete as per specifications. Chlorpyriphos/ Lindane emulsifiable concentrate 20% with 1% concentration. (cost of Chlorpyriphos/ Lindane emulsifiable concentrate shall be paid separately. Basement floor slab area of the building only shall be measured for payment) | M2 | 386 |  | 0 | 0 |  | TRUE | FALSE
NS_2 | Sunken filling with 40 mm dia pipe spout |  |  | 18% |  | Providing and placing cinder/brick bat or any light weight water absorbing materials filling to the sunk floors in toilets/kitchen sunks, well compacted carefully by hand beating to required slopes including consolidation,making hole or core to the beam/wall for providing 40mm dia PVC drain (spout pipe) pipe of required length, pipe should be fixed properly to the beam or wall with water proofing compound with cover the inlet pipe mouth with SS jali and packing with 40/20/10 mm stone aggregate with sufficent quantity. For toilet and Kitchen sunkun portions. | CUM | 6.5 |  | 0 | 0
NS_3 | filling in plith floor |  |  | 18% |  | Supplying and filling in plinth with crushed stone sand / river sand under floors, including watering, ramming, consolidating and dressing complete. | CUM | 50 |  | 0 | 0
NS_4 | Chicken wire mesh for plaster |  |  | 18% |  | Providing & fixing chicken wire mesh 24 gauge at junctions of RCC and masonry walls including fixing in position, scaffolding etc. complete as directed by Engineer-in-charge. | M2 | 47 |  | 0 | 0
NS_5 | Vetrifeid wall tiles size 600X1200 |  |  | 18% |  | Providing and laying Vitrified wall tiles in different sizes (thickness to be specified by the manufacturer) with water absorption less than 0.08% and conforming to 1S:15622, of approved brand & manufacturer, in all colours and shade, in skirting, riser and dado laid on 12 mm thick cement mortar 1:3 (1 cement: 3 coarse sand) jointing with grey cement slurry @3.3 kg/sqm including grouting the joints with white cement and matching pigments etc. The tiles must be cut with the zero chipping diamond cutter only . Laying of tiles will be done with the notch trowel, plier, wedge, clips of required thickness, leveling system and rubber mallet for placing the tiles gently and easily. Glazed vitrified floor tiles polished finish of size. Size of Tile 600 x 1200 mm | M2 | 138 |  | 0 | 0
NS_6 | SWR pipe 110 mm |  |  | 18% |  | Providing, fixing , laying, testing & commissioning (Concealed/surface mounted or underground) uPVC SWR Rigid pipes confirming to IS 13592 Type B of PRICE/SUPREME/FINOLEX or equivalent make for drainage line including necessary fittings such as couplers, bends, tees, cross tees, cowls, 2way/3way junction of any degree,clamps, rubber packing ring, acess door etc. wherever required confirming to IS-14735, joining with adhessive solvent cement including cost of jointing materials and all other necessary fixtures, fitting, air and water tight testing of the line etc. complete at all levels. (Centre line length of completed pipe line shall be measured for payment purpose) (B) 110mm outer dia. | RM | 90.5 |  | 0 | 0
NS_7 | SWR pipe 75 mm |  |  | 18% |  | Providing, fixing , laying, testing & commissioning (Concealed/surface mounted or underground) uPVC SWR Rigid pipes confirming to IS 13592 Type B of PRICE/SUPREME/FINOLEX or equivalent make for drainage line including necessary fittings such as couplers, bends, tees, cross tees, cowls, 2way/3way junction of any degree,clamps, rubber packing ring, acess door etc. wherever required confirming to IS-14735, joining with adhessive solvent cement including cost of jointing materials and all other necessary fixtures, fitting, air and water tight testing of the line etc. complete at all levels. (Centre line length of completed pipe line shall be measured for payment purpose) (B) 75mm outer dia. | RM | 35 |  | 0 | 0
NS_8 | Nahani/floor Trap |  |  | 18% |  | Providing, fixing, testing and commissioning uPVC SWR self cleaning Nahani trap, plain floor trap/ Multi floor trap etc. confirming to IS-14735 of 110 mm dia inlet and 75 mm outlet nominal dia. including fixing PVC reducer of 110mm dia. to 75 mm dia. and jointing with adhessive solvent cement including cost of cutting and making good the walls and floors at all levels etc. complete. | EA | 25 |  | 0 | 0
NS_9 | coping |  |  | 18% |  | Providing and laying coping 480mm wide & 50mm average thick over stone wall with cement concrete 1:2:4 (1 cement : 2 coarse sand : 4 graded stone aggregate 12.5mm nominal size) at all heights, with drip groove including centering and shuttering and removal of form works and finishing the exposed surface with plaster of 6mm thick in cement mortar 1:3 (1 cement : 3 fine sand) etc. complete. | Metre | 85 |  | 0 | 0
NS_10 | groove in marble/granite steps |  |  | 18% |  | Providing and moving two grooves 20mm wide 2mm deep as per approved pattern near nosing for marble stair steps including rubbing cleaning complete. | Metre | 65 |  | 0 | 0
NS_11 | extra for vertical false ceiling |  |  | 18% |  | Extra for providing and fixing vertical faces in the above false ceing with 12.5mm thick tapered edge gypsum plain board conforming to IS: 2095- Part I upto a height of 150mm with suitable supproting system and finishing the joints, edges etc., complete as per the directions of Engineer-in-charge. | Metre | 400 |  | 0 | 0
NS_12 | SWR Pipe 160 mm |  |  | 18% |  | Providing and fixing soil, waste and vent pipes with unplsticised rigid PVC 160mm dia pipes conforming IS 13592 Type B. all complete as directed by the Engineer in charge. | RM | 10 |  | 0 | 0
NS_13 | SS Mesh for sliding window |  |  | 18% |  | Providing and fixing stainless steel 304 grade mesh of average width of aperture 1.4 mm and nominal dia of wire 0.50 mm to uPVC/aluminium windows with suitable beading/clips a as per drawings and as directed by engineer in charge. The uPVC/aluminium section of windows shall be measured under relevant items. Actual area of mesh provided shall be measured for payment. | M2 | 38 |  | 0 | 0
NS_14 | Tap for washing Machine |  |  | 18% |  | Providing and fixing CP Brass Tap of reputed brand suitable for fixing of washing machine. | EA | 1 |  | 0 | 0
NS_15 | Parking Tiles |  |  | 18% |  | Providing and laying parking tiles of minimum 25m thickness over cement mortar bas 1:4 (1 cement : 4 Coarse sand). The tiles shall be of reputed brand like Eurocon or equivalent and having minimum compressive strength of 30 N/Sqmm. | M2 | 30 |  | 0 | 0
NS_16 | MS sheet box for ceiling Fan |  |  | 18% |  | Providing and fixing circular/ Hexagonal cast iron or M.S. sheet box for ceiling fan clamp with its top surface hacked for proper bonding, top lid shall be screwed into the M.S. sheet box . Clamp shall be made of 12mm dia M.S. bar bent to shape. | EA | 26 |  | 0 | 0
NS_17 | WC europian floor mounted with cistern |  |  | 18% |  | Providing and fixing white vitreous china pedestal type water closet (European type W.C. pan) with seat and lid, 10 litre low level white P.V.C. flushing cistern, including flush pipe, with dual flush system, conforming to IS : 7231, with all fittings and fixtures complete including cutting and making good the walls and floors wherever required : W.C. pan with ISI marked white solid plastic seat and lid . Make : Hindware model :Cube standard closet -20092 +sleek fresh dual flush tank-510411 or equivalant. | EA | 2 |  | 0 | 0
NS_18 | Kitchen sink Tap |  |  | 18% |  | Providing and fixing premium quality C.P. brass Kitchen sink Tap with cover plate fixing on the wall / Glazed tiles with S.S screws etc complete in all respect as per manufacturers 15 mm nominal bore & as per manufacturers specification and direction of Engineer-in-charge. Make : Jaquar model : FLR-CHR-5347N or equivalant. | EA | 1 |  | 0 | 0
NS_19 | CPVC Ball Valve 25 mm dia |  |  | 18% |  | Providing and fixing CPVC Ball Valve 25 mm dia with lever arm conforming to SDR 11 pressure class as per ASTM D – 2846 of PRICE/SUPREME/FINOLEX or equivalent make joining with adhessive solvent cement including cost of jointing materials and all other necessary fixtures, fitting, air and water tight testing etc. complete at all levels. | EA | 11 |  | 0 | 0
NS_20 | CPVC Ball Valve 32 mm dia |  |  | 18% |  | Providing and fixing CPVC Ball Valve 32 mm dia with lever arm conforming to SDR 11 pressure class as per ASTM D – 2846 of PRICE/SUPREME/FINOLEX or equivalent make joining with adhessive solvent cement including cost of jointing materials and all other necessary fixtures, fitting, air and water tight testing etc. complete at all levels. | EA | 2 |  | 0 | 0
NS_21 | CPVC Ball Valve 40 mm dia |  |  | 18% |  | Providing and fixing CPVC Ball Valve 40 mm dia with lever arm conforming to SDR 11 pressure class as per ASTM D – 2846 of PRICE/SUPREME/FINOLEX or equivalent make joining with adhessive solvent cement including cost of jointing materials and all other necessary fixtures, fitting, air and water tight testing etc. complete at all levels. | EA | 5 |  | 0 | 0
NS_22 | CPVC Ball Valve 50 mm dia |  |  | 18% |  | Providing and fixing CPVC Ball Valve 50 mm dia with lever arm conforming to SDR 11 pressure class as per ASTM D – 2846 of PRICE/SUPREME/FINOLEX or equivalent make joining with adhessive solvent cement including cost of jointing materials and all other necessary fixtures, fitting, air and water tight testing etc. complete at all levels. | EA | 6 |  | 0 | 0
NS_23 | SS jali for nahani for toilet with cockrage trap |  |  | 18% |  | Providing and fixing 125 mm dia stainless (SS304) matt finsh steel jali (grating) with or without hole consisting four piece system with Cockroach Trap, and frame thickness 1mm & grating thickness 1.5 mm for waste pipe of floor or Nahani trap complete in all respect as per manufacturers specification and direction of Engineer-in-charge. Make : Nirali/Lipka/ Viking/Roca/Jaquar/Kohler or equivalent. | EA | 23 |  | 0 | 0
3: 18%; 5: VIP Room and Sr. Executive room sanitary fitting; 9= 8 x 7: 0 | 0
NS_24 | Wall Mixer with shower system |  |  | 18% |  | Providing and fixing premium quality C.P. brass (shower system) Shower mixer with diverter cover plate chrome finish,including conceled body for single lever high flow diverter with button assembly diverter, bathtub spout with button attachment for hand shower 105 mm dia round shape single flow with air effect (ABS body & Face plate chrome plated) with rubit cleaning system with flexible tube 12 mm dia & 1.5 meter long with nuts with hand shower,with wall bracket for hand shower,overhead shower 240 dia round shape withshower arm 400 mm long and all other fittings and fixtures complete all chrome finish including cuttings and making good the walls and floor wherever required as per approved quality & as per manufacturers specification and direction of Engineer-in-charge. Make : Jaquar model : OPP-CHR-15079NKPM + ALD-079N + SPJ-CHR-85463 + HSH-CHR-1715 + SHA-CHR-549D12 + SHA-CHR-555 + SHA-CHR-455L400 + OHS-CHR-1623 or equivalant. | EA | 3 |  | 0 | 0
NS_25 | Table top Wash Basin all fittings |  |  | 18% |  | Providing and fixing premium quality over-counter thin rim table top wash basin of any shape minimum size 500X380X120 mm including Pillar cock Faucet with Click Clack Waste coupling, over flow hole, standard C.P. bottel trap, union, Long Braided Hose and all chrome finish and making necessary holes for fixing of pillar coack with all other fittings and fixtures complete including cuttings and making good the walls and floor wherever required as per manufacturers specification and direction of Engineer-in-charge. Make : Jaquar model :JDS-WHT-25937 + ALD-CHR-729 + ALD-CHR-769L300X190 + OPP-CHR-15001PM + ALD-CHR-803AB or equivalant. | EA | 3 |  | 0 | 0
NS_26 | Wall Hung WC with all fittings |  |  | 18% |  | Providing and fixing premium quality white vitreous china wall hung type rimless back to wall water closet (European type W.C. pan) with seat and lid, 5-6 litre low level combined flushing cistern conceled in wall with control plate , with all fittings and fixtures complete including cutting and making good the walls and floors wherever required as per manufacturers specification and direction of Engineer-in-charge. Make : Jaquar model : Rimless- Blind installation wall hung WC with single piece conceled Cistern and control plate alive For ACS-WHT-87953BIUFSM + JCS-WHT-2431P + JCP-CHR-852415 or equivalant. | EA | 3 |  | 0 | 0
NS_27 | Two way Bib Cock With Health Faucet |  |  | 18% |  | Providing and fixing premium quality C.P. brass two way bib cock with cover plate along with premium quality C.P. health Faucet of approved quality and make of the required length of flexible pipe upto the angle cock/connection, clamp to hold the same, fixing on the wall / Glazed tiles with S.S screws etc complete in all respect as per manufacturers 15 mm nominal bore & as per manufacturers specification and direction of Engineer-in-charge. Make : Jaquar model : OPP-CHR-15041PM + ALD-CHR-573 or equivalant. | EA | 3 |  | 0 | 0
NS_28 | Angle Valve |  |  | 18% |  | Providing and fixing premium quality C.P. brass angle valve with cover plate for WCs, Wash basin, health Faucet etc as per approved quality 15 mm nominal bore & as per manufacturers specification and direction of Engineer-in-charge. Make : Jaquar model : OPP-CHR-15053PM or equivalant | EA | 6 |  | 0 | 0
NS_29 | Toilet paper Holder |  |  | 18% |  | Providing and fixing premium quality C.P. Toilet Paper Holder of standard shape and size complete in all respect as per manufacturers specification and direction of Engineer-in-charge. Make : Jaquar Model: AKP-CHR-35753PS or equivalent. | EA | 3 |  | 0 | 0
NS_30 | Towel Holder |  |  | 18% |  | Providing and fixing premium quality C.P. swivel towel holder twin type of standard shape and size complete in all respect as per manufacturers specification and direction of Engineer-in-charge. Make : Jaquar Model : ACN-1115S or equivalent. | EA | 3 |  | 0 | 0
NS_31 | Grab Bar |  |  | 18% |  | Providing and fixing premium quality C.P. Grab Bar 450 mm long of standard shape and size complete in all respect as per manufacturers specification and direction of Engineer-in-charge. Make : Jaquar Model: AHS-CHR-1503 or equivalent. | EA | 3 |  | 0 | 0
NS_32 | Coat Hook |  |  | 18% |  | Providing and fixing premium quality CP Brass coat hook of standard shape as approved quality and colour complete in all respect as per manufacturers specification and direction of Engineer-in-charge. Make : Jaquar model : AQN-CHR-7761 or equivalant. | EA | 3 |  | 0 | 0
NS_33 | Towel rack |  |  | 18% |  | Providing and fixing premium quality C.P. towel Rack of standard shape and size complete in all respect as per manufacturers specification and direction of Engineer-in-charge. Make : Jaquar Model : AHS-CHR-1581H or equivalent. | EA | 3 |  | 0 | 0
NS_34 | Soap Dish Holder |  |  | 18% |  | Providing and fixing premium quality CP Brass Soap Dish holder of standard shape as approved quality and colour complete in all respect as per manufacturers specification and direction of Engineer-in-charge. Make : Jaquar model : AKP-CHR-35731P or equivalant. | EA | 3 |  | 0 | 0
NS_35 | Tumbler Holder |  |  | 18% |  | Providing and fixing premium quality CP Brass Tumbler holder of standard shape as approved quality and colour complete in all respect as per manufacturers specification and direction of Engineer-in-charge. Make : Jaquar model : AKP-CHR-35741P or equivalant. | EA | 3 |  | 0 | 0
NS_36 | Soap Dispenser |  |  | 18% |  | Providing and fixing premium quality CP Brass Soap dispenser with glass bottle of standard shape as approved quality and colour complete in all respect as per manufacturers specification and direction of Engineer-in-charge. Make : Jaquar model : AKP-35735P or equivalant. | EA | 3 |  | 0 | 0
NS_37 | Shower Basket large |  |  | 18% |  | Providing and fixing premium quality CP Brass shower basket large chrome finish of standard shape as approved quality and colour complete in all respect as per manufacturers specification and direction of Engineer-in-charge. Make : Jaquar model :ACN-CHR-1179N or equivalant. | EA | 3 |  | 0 | 0
NS_38 | Stop Coack with Fiitings |  |  | 18% |  | Providing and fixing premium quality CP Brass concelead stop coack chrome finish with fitting sleeve, operating lever & adjustable wall flange with seal with Concealed Body of Flush Cock Suitable for 25mm Pipe Line with Protection Cap of standard shape as approved quality with all fittings and fixtures complete including cutting and making good the walls complete to in all respect as per manufacturers specification and direction of Engineer-in-charge. Make : Jaquar model :OPP-CHR-15083KPM + ALD-081 or equivalant. | EA | 3 |  | 0 | 0
NS_39 | LED Mirror with touch sensor |  |  | 18% |  | Providing and fixing premium quality Led Brightner Led Mirror With Touch Sensor (3 Lights Integrated) size 18 inch X 24 Inch in oval/rectangular/rect-semi circular shape as approved by engineer-in-charge, Glass materials saint-gobin or equivalent mirror with PVC/Alumunium frame materials with smart one touch on/off with led light in three colours and quality with all fittings and fixtures complete including cutting and making good the walls complete to in all respect as per manufacturers specification and direction of Engineer-in-charge. Make : Mirrorwala/accent mirror or Equivalent. | EA | 3 |  | 0 | 0
NS_40 | Floor Long drain floor Jali |  |  | 18% |  | Providing and fixing 600X75X32 mm AISI 304 grade stainless steel matt finsh steel long floor drains consisting, drain cover, tray,cockroch trap and side hole (consisting in 5 parts) with jali in bottom of channel for waste pipe of floor or Nahani trap complete in all respect as per manufacturers specification and direction of Engineer-in-charge. Make : Nirali/Lipka/ Viking/Roca/Jaquar/Kohler or equivalent. Make Lipka article no-1056 (weight not less than 1.2kg) | EA | 3 |  | 0 | 0
3: 18%; 5: Executive Toilets sanitary Fitting; 9= 8 x 7: 0 | 0
NS_41 | Wall Mixer with shower system with fittings |  |  | 18% |  | Providing and fixing premium quality C.P. brass wall mixer with provision of both hand shower and overhead shower complete with 115 mm long bend pipe on upper side, connecting legs & wall flanges,overhead shower 200 dia round shape single flow with shower arm 400 mm long chrome finish and all other fittings and fixtures complete all chrome finish including cuttings and making good the walls and floor wherever required as per approved quality & as per manufacturers specification and direction of Engineer-in-charge. Make : Jaquar model :FUS-CHR-29281 + SHA-CHR-455L400 + OHS-CHR-1613 or equivalant. | EA | 5 |  | 0 | 0
NS_42 | Table top Wash Basin all fittings |  |  | 18% |  | Providing and fixing premium quality over-counter table top wash basin of any shape minimum size 600X440X165 mm including Pillar cock Faucet with Click Clack Waste coupling, over flow hole, standard C.P. bottel trap, union, Long Braided Hose and all chrome finish and making necessary holes for fixing of pillar coack with all other fittings and fixtures complete including cuttings and making good the walls and floor wherever required as per manufacturers specification and direction of Engineer-in-charge. Make : Jaquar model :OPS-WHT-15931PM + ALD-CHR-729 + ALD-CHR-769L300X190 + FUS-CHR-29001+ ALD-CHR-803AB or equivalant. | EA | 8 |  | 0 | 0
NS_43 | Wall Hung WC with all fittings |  |  | 18% |  | Providing and fixing premium quality white vitreous china wall hung type rimless back to wall water closet (European type W.C. pan) with seat and lid, 5-6 litre low level combined flushing cistern conceled in wall with control plate , with all fittings and fixtures complete including cutting and making good the walls and floors wherever required as per manufacturers specification and direction of Engineer-in-charge. Make : Jaquar model : Rimless- Blind installation wall hung WC with single piece conceled Cistern and control plate alive For KUS-WHT-35953BIUFSMPM + JCS-WHT-2431P + JCP-CHR-852415 or equivalant. | EA | 4 |  | 0 | 0
NS_44 | Two way Bib Cock With Health Faucet |  |  | 18% |  | Providing and fixing premium quality C.P. brass two way bib cock with cover plate along with premium quality C.P. health Faucet of approved quality and make of the required length of flexible pipe upto the angle cock/connection, clamp to hold the same, fixing on the wall / Glazed tiles with S.S screws etc complete in all respect as per manufacturers 15 mm nominal bore & as per manufacturers specification and direction of Engineer-in-charge. Make : Jaquar model : FUS-CHR-29041 + ALD-CHR-573 or equivalant. | EA | 5 |  | 0 | 0
NS_45 | Angle Valve |  |  | 18% |  | Providing and fixing premium quality C.P. brass angle valve with cover plate for WCs, Wash basin, health Faucet etc as per approved quality 15 mm nominal bore & as per manufacturers specification and direction of Engineer-in-charge. Make : Jaquar model : FUS-CHR-29083K or equivalant | EA | 14 |  | 0 | 0
NS_46 | Toilet paper Holder |  |  | 18% |  | Providing and fixing premium quality C.P. Toilet Paper Holder of standard shape and size complete in all respect as per manufacturers specification and direction of Engineer-in-charge. Make : Jaquar Model: AKP-CHR-35753PS or equivalent. | EA | 5 |  | 0 | 0
NS_47 | Towel Ring |  |  | 18% |  | Providing and fixing premium quality C.P. Towel ring square with round flange of standard shape and size complete in all respect as per manufacturers specification and direction of Engineer-in-charge. Make : Jaquar Model : ACN-CHR-1121N or equivalent. | EA | 5 |  | 0 | 0
NS_48 | Grab Bar |  |  | 18% |  | Providing and fixing premium quality C.P. Grab Bar 450 mm long of standard shape and size complete in all respect as per manufacturers specification and direction of Engineer-in-charge. Make : Jaquar Model: AHS-CHR-1503 or equivalent. | EA | 6 |  | 0 | 0
NS_49 | Coat Hook |  |  | 18% |  | Providing and fixing premium quality CP Brass coat hook of standard shape as approved quality and colour complete in all respect as per manufacturers specification and direction of Engineer-in-charge. Make : Jaquar model : AKP-35761P or equivalant. | EA | 6 |  | 0 | 0
NS_50 | Towel rack |  |  | 18% |  | Providing and fixing premium quality C.P. towel Rack 600 mm long of standard shape and size complete in all respect as per manufacturers specification and direction of Engineer-in-charge. Make : Jaquar Model :ACN-1181FHS or equivalent. | EA | 5 |  | 0 | 0
NS_51 | Soap dish Holder |  |  | 18% |  | Providing and fixing premium quality CP Brass Soap Dish holder of standard shape as approved quality and colour complete in all respect as per manufacturers specification and direction of Engineer-in-charge. Make : Jaquar model : AKP-CHR-35731P or equivalant. | EA | 5 |  | 0 | 0
NS_52 | Tumbler Holder |  |  | 18% |  | Providing and fixing premium quality CP Brass Tumbler holder of standard shape as approved quality and colour complete in all respect as per manufacturers specification and direction of Engineer-in-charge. Make : Jaquar model : AKP-CHR-35741P or equivalant. | EA | 5 |  | 0 | 0
NS_53 | Soap Dispenser |  |  | 18% |  | Providing and fixing premium quality CP Brass Soap dispenser with glass bottle of standard shape as approved quality and colour complete in all respect as per manufacturers specification and direction of Engineer-in-charge. Make : Jaquar model : AKP-35735P or equivalant. | EA | 6 |  | 0 | 0
NS_54 | Shower Basket small |  |  | 18% |  | Providing and fixing premium quality CP Brass shower basket small chrome finish of standard shape as approved quality and colour complete in all respect as per manufacturers specification and direction of Engineer-in-charge. Make : Jaquar model :ACN-CHR-1177N or equivalant. | EA | 5 |  | 0 | 0
NS_55 | Stop Coack with Fiitings |  |  | 18% |  | Providing and fixing premium quality CP Brass concelead stop coack chrome finish with fitting sleeve, operating lever & adjustable wall flange with seal with Concealed Body of Flush Cock Suitable for 25mm Pipe Line with Protection Cap of standard shape as approved quality with all fittings and fixtures complete including cutting and making good the walls complete to in all respect as per manufacturers specification and direction of Engineer-in-charge. Make : Jaquar model :FUS-CHR-29083K + ALD-081 or equivalant. | EA | 6 |  | 0 | 0
5: TOTAL FOR NON-SCHEDULE ITEMS: CIVIL; 9= 8 x 7: 0 | 0
B | [5 empty] | NON-SCHEDULE ITEMS:ELECTRICAL
Supply, Installation, Testing & Commissioning of the following items as per the specification, approved drawings and as per the instructions of Engineer-In-Charge (E-I-C)
NS_1 | Main Distribution Board |  |  | 18% |  | Main Distribution Board: Supply, installation and commissioning pre-wired, factory fabricated, distribution board of steel sheet for 415V AC system, with double door arrangement, dust protected duly powder painted with tinned copper bus bars of suitable size, incoming cable termination including Glanding, connecting with earth pit with 2 runs of copper wire/strip (incl supply copper wire/Strip of area not less than 8sq.mm for each run up to earth pit) with earth pit and supply, installation and termination of MCCB, MCBs of Type-C, 10kA Short circuit rating) , with following configuration: i. 200A, 16kA, FPMCCB - 1No ii. Busbars for 3-Phases, Neutral and Earthing of Suitable size iii, 32A. MCBs-40 iv. 16A, MCBs -20 v. Red, Yellow, Blue LED indicating lamps for each phase of incomer. | SET | 1 |  | 0 | 0
NS_2 | Earthing |  |  | 18% |  | Earthing with Copper earth plate of size 600mmx600mmx3mm size, including all accessories and providing masonry enclosure with cover plate having locking arrangement and watering pipe of 2.7m long, with charcoal/ coke, salt etc. as required | Set | 1 |  | 0 | 0
NS_3 | Junction box |  |  | 18% |  | Telephone phone Junction Box, with terminals, concealed type | Each | 1 |  | 0 | 0
NS_4 | Telephone exchange |  |  | 18% |  | 4/24 digital EPABX telephone exchange, complete including power supply adapter | Each | 1 |  | 0 | 0
NS_5 | Telephone phone |  |  | 18% |  | Telephone phone Instruments, with caller Id display | Set | 24 |  | 0 | 0
NS_6 | 24 Port UTP |  |  | 18% |  | Supply, Installation, Testing and commissioning of 24 Port UTP Giga Managed Switch with 2SFP Ports populated with modules single mode & 2 UTP Uplink Ports | Set | 1 |  | 0 | 0
NS_7 | 24 Port Jack panel |  |  | 18% |  | Supply, Installation, Testing and commissioning of 24 Port Jack panel suitable for cat-6 cable and suitable for above switch, including supply and installation of patch cords of 1 Mtrs Lenght for connecting to above switch in the rack from Path Panel to Switch and 12No. Aditional patch cards of 3m length | Set | 1 |  | 0 | 0
NS_8 | Wireless Acess Point |  |  | 18% |  | Supply ,Installation , Testing and Commisioning of Wireless Acess Point with ceiling Moutings including Power Adapter | Each | 1 |  | 0 | 0
NS_9 | 32mm dia PVC Conduit in RCC |  |  | 18% |  | Supply & Laying of 32mm dia PVC Conduit in RCC slab/Brick work (Rigid Medium gauge)- including all accessories required for successful erection like L-Bends, T-Joints, Junction Boxes, screws etc. | Metre | 700 |  | 0 | 0
NS_10 | 25mm dia PVC Conduit in RCC |  |  | 18% |  | Supply & Laying of 25mm dia PVC Conduit in RCC slab/Brick work (Rigid Medium gauge)- including all accessories required for successful erection like L-Bends, T-Joints, Junction Boxes, screws etc. | Metre | 400 |  | 0 | 0
NS_11 | PVC Insulated FRLS 1.5 mm2 |  |  | 18% |  | Supply & drawing and termination at both ends of PVC Insulated FRLS multi strand copper wire, in concealed conduit - 1.5 mm2 | Metre | 2000 |  | 0 | 0
NS_12 | PVC Insulated FRLS 2.5 mm2 |  |  | 18% |  | Supply & drawing and termination at both ends of PVC Insulated FRLS multi strand copper wire, in concealed conduit - 2.5 mm2 | Metre | 1000 |  | 0 | 0
NS_13 | PVC Insulated FRLS 4.0 mm2 |  |  | 18% |  | Supply & drawing and termination at both ends of PVC Insulated FRLS multi strand copper wire, in concealed conduit - 4.0 mm2 | Metre | 1000 |  | 0 | 0
NS_14 | PVC Insulated FRLS 6.0 mm2 |  |  | 18% |  | Supply & drawing and termination at both ends of PVC Insulated FRLS multi strand copper wire, in concealed conduit - 6.0 mm2 | Metre | 300 |  | 0 | 0
NS_15 | 2' x 2' LED |  |  | 18% |  | Light Fittings- 2' x 2' LED, High efficiency, Low power, square lighting fixture suitable for mounting in false ceiling (Model: Philips RC380B LED60, white colour) | Each | 30 |  | 0 | 0
NS_16 | 12W ultra slim square LED |  |  | 18% |  | Light Fittings -12W ultra slim square LED (cool whitecolur light) light fixture, suitable for fixing in false ceiling of Philips make | Each | 50 |  | 0 | 0
NS_17 | 4ft length, LED |  |  | 18% |  | Light Fittings - 4ft length, LED light fitting (Make: Philips, Model: LED LINEA BN 550 WLED20, or any other model similar to T5 tube fitting), cool white colour light | Each | 33 |  | 0 | 0
NS_18 | 2ft length, LED |  |  | 18% |  | Light Fittings - 2ft length, LED light fitting (Make: Philips, Model: LED LINEA BN 550 WLED12, or any other model similar to 2ft sleek tube fitting), cool white / yellow colour light | Each | 14 |  | 0 | 0
NS_19 | LED night lamp |  |  | 18% |  | Skirting type LED night lamp fixture, suitable for fixing on concealed GI box | Each | 12 |  | 0 | 0
NS_20 | Street Light Green LED |  |  | 18% |  | Street Light Green LED Fitting: Street Light fitting of Philips make of BRP020 1x10W LED, Green smart luminaries (or any other model of Philips green LED street light fitting, with power consumption capacity not less than this fitting) with 3.0 m length GI MS/GI pipe of 114.3dia, 3.65mm thick, suitably embedded into transit camp compound wall. Top end of the pipe shall be welded with 60mm (or suitable other size suitable just for fixing the fitting) dia pipe at an angle, with a free path between the two pipes for laying of connecting wires inside the pipe and with a water proof out door junction box fitted to the pipe, with terminals for termination of incoming wires from switch board and wires from the luminaries and painted with two coats of red oxide and Zinc chromite in a synthetic medium). Fitting shall be connected to the junction box with 1.5 sq.mm or higher size PVC insulated FRLS flexible copper wire. | Set | 20 |  | 0 | 0
NS_21 | Ceiling Fans - 1400mm |  |  | 18% |  | Ceiling Fans - 1400mm sweep, 3 blade, 5 Star Rated | Each | 18 |  | 0 | 0
NS_22 | Exhaust fan 250 V |  |  | 18% |  | Exhaust fan 250 V A.C 50 Hz,150 mm (or nearest higher size) sweep, 1400 RPM suitable for continuous duty with double ball bearing, Louvers, frame for fixing to wall | Each | 14 |  | 0 | 0
NS_23 | Fan -400mm |  |  | 18% |  | Wall Mounted Fan -400mm sweep, 1300RPM or more | Each | 24 |  | 0 | 0
NS_24 | RJ - 45 |  |  | 18% |  | RJ - 45 computer sockets for Cat-6 | Each | 24 |  | 0 | 0
NS_25 | GI Box |  |  | 18% |  | Octogonal/Circular GI Box with Hook suitable for installation oin RCC ceiling for ceiling fan. | Each | 18 |  | 0 | 0
NS_26 | Calling Bell |  |  | 18% |  | Calling Bell of reputed make and model,as per directions of Engineer-in-charge | Each | 12 |  | 0 | 0
NS_27 | Electronic call point |  |  | 18% |  | Supply, Installation and commissioning of wall mounted 12 or more window electronic call point annunciator panel with LED visual and audio alarm, manual reset facility suitable to operate on 230V AC supply voltage (with suitable adapter being supplied by the manufacturer, if required) (inputs for the panel will be from various room bell push switches. However wiring between the rooms and the panel is not included in this item) | Set | 1 |  | 0 | 0
NS_28 | Cable 3.5x70sq.mm |  |  | 18% |  | Incoming Power Supply Cable 3.5x70sq.mm, Aluminium conductor, XLPE, wire armoured cable: Supply, Laying in PVC pipe near the building and direct in ground at a depth of 1.0m below ground, for remaining complete length including excavation, sand cushioning, Bricks, protective covering, back filling and termination at both ends including supply of required accessories like glands, lugs, PVC pipe/PVC bend | Metre | 300 |  | 0 | 0
NS_29 | Cable 3.5x30sq.mm |  |  | 18% |  | Incoming Power Supply Cable 3.5x30sq.mm, Aluminium conductor, XLPE, wire armoured cable: Supply, Laying in PVC pipe near the building and direct in ground at a depth of 1.0m below ground, for remaining complete length including excavation, sand cushioning, Bricks, protective covering, back filling and termination at both ends including supply of required accessories like glands, lugs, PVC pipe/PVC bend | Metre | 300 |  | 0 | 0
5: TOTAL FOR NON-SCHEDULE ITEMS: (Electrical); 9= 8 x 7: 0 | 0
5: Total of Non-Schedule Items- Civil and E&M (Schedule - II) |  |  | False
As all the line items are Left Blank the bid is considered as Non-responsive
Sheet OK

## Schedule-III-Summary
Construction of Transit Camp at 400/220KV Gooty Sub-station under Transmission System for evacuation of power from RE sources in Kurnool Wind Energy Zone (3000MW)/ Solar Energy Zone (1500MW) Part-A and Part-B
(GRAND SUMMARY)
Bidder’s Name and Address (Sole Bidder) : |  | To:
Name : | 0 | Contract Services
Address : | 0 | Power Grid Corporation of India Ltd.,
| 0 | Southern Region Transmission system -I
| 0 | Kavadiguda Main Raod,
Secunderabad - 500080
Sl. No. | Description |  | Total Price (INR)
1.1 | TOTAL SCHEDULE NO. I
Supply & Installation Charges- Schedule Civil & Electrical Items for Construction of Transit Camp at 400/220KV Gooty Sub-station under Transmission System for evacuation of power from RE sources in Kurnool Wind Energy Zone (3000MW)/ Solar Energy Zone (1500MW) Part-A and Part-B
1.2 | TOTAL SCHEDULE NO. II
Supply & Installation Charges- Non-Schedule Civil & Electrical Items for Construction of Transit Camp at 400/220KV Gooty Sub-station under Transmission System for evacuation of power from RE sources in Kurnool Wind Energy Zone (3000MW)/ Solar Energy Zone (1500MW) Part-A and Part-B
I | Total of Service/Installation Charge (ITEMS TAB: Item 01 INSTALLATION FOR DCB (INR) : SRM ATB for BID PRICE SUMMARY Statement ) |  | Non-responsive Bid
II | GST
GST on Schedule-I
GST on Schedule-II
| Total GST for BID PRICE SUMMARY Statement ) |  | Non-responsive Bid
III | GRAND TOTAL |  | Non-responsive Bid
Date : | 0 | Printed Name : | 0
Place : | 0 | Designation : | 0

## Bid Form
Specification No: Ref: SR-I/C&M/WC-3882/2024/RFx-5002003955 (SR1/NT/W-CIVIL/DOM/B00/24/13966) |  |  |  | Bid Form 2nd Envelope
BID FORM (Second Envelope)
Bid Proposal Ref. No.
Date :
To:
Contract Services
Power Grid Corporation of India Ltd.,
Southern Region Transmission System-I
Name of Contract : |  | Construction of Transit Camp at 400/220KV Gooty Sub-station under Transmission System for evacuation of power from RE sources in Kurnool Wind Energy Zone (3000MW)/ Solar Energy Zone (1500MW) Part-A and Part-B
Dear Ladies and/or Gentlemen,
1 | In continuation of First Envelope of our Bid, we hereby submit the Second Envelope of the Bid, both of which shall be read together and in conjunction with each other, and shall be construed as an integral part of our Bid. Accordingly, we the undersigned, offer to undertake the above-named package in full conformity with the said Bidding Documents for the sum of Rs. Non-responsive Bid /- only or such other sums as may be determined in accordance with the terms and conditions of the Bidding Documents. |  |  |  | In continuation of First Envelope of our Bid, we hereby submit the Second Envelope of the Bid, both of which shall be read together and in conjunction with each other, and shall be construed as an integral part of our Bid. Accordingly, we the undersigned, offer to undertake the above-named package in full conformity with the said Bidding Documents for the sum of Rs. | /- only or such other sums as may be determined in accordance with the terms and conditions of the Bidding Documents. | Non-responsive Bid
The above amounts are in accordance with the price schedules attached herewith and are made part of this bid.
2 | Price Schedules
2.1 | In line with the requirements of the Bidding documents, we enclose herewith the following Price Schedules, duly filled - in as per your proforma:
| Sch-1 | Schedules Items as per DSR 2021 excluding GST
| Sch-2 | Non-Scheduled Items
| Sch-3 | Grand Summary
2.2 | We are aware that the Price Schedules do not generally give a full description of the Work to be performed under each item and we shall be deemed to have read the Technical Specifications and other sections of the Bidding Documents and Drawings to ascertain the full scope of Work included in each item while filling-in the rates and prices. We agree that the entered rates and prices shall be deemed to include for the full scope as aforesaid, including overheads and profit.
2.3 | We declare that as specified in Clause 4.6, ITB, Vol.-IA of the Bidding Documents, the prices of all the Services to be supplied under this contract shall be FIRM and doesnot subject to any price adjustment as per relevant clauses in bidding document.
2.4 | We understand that in the price schedules, where there are errors between the total of the amounts given under the column for the price Breakdown and the amount given under the Total Price, the former shall prevail and the latter will be corrected accordingly. We further understand that where there are discrepancies between amounts stated in figures and amounts stated in words, the amount stated in words shall prevail. Similarly, any discrepancy in the total bid price and that of the summation of Schedule price (price indicated in a Schedule indicating the total of that schedule), the total bid price shall be corrected to reflect the actual summation of the Schedule prices.
3 | We confirm that except as otherwise specifically provided our Bid Prices in this Second Envelope include all taxes, duties, levies and charges as may be assessed on us/our Associate (applicable for Foreign Bidder), our Sub-Contractor/Sub-Vendor or their employees by all municipal, state or national government authorities in connection with the Facilities, in and outside of India.
3.1 | 100% of applicable Taxes and Duties i.e GST , which are payable by the Employer under the Contract, shall be reimbursed by the Employer on production of satisfactory documentary evidence by the Contractor in accordance with the provisions of the Bidding Documents.
3.2 | We further understand that notwithstanding 3.0 above, in case of award on us, you shall also bear and pay/reimburse to us, GST applicable on Installation Services specified in Schedule No. I & II of the Price Schedule in this Second Envelope, by the Indian Laws.
3.3 | We confirm that we have also registered/we shall also get registered in the GST Network with a GSTIN, in all the states where the project is located and the states from which we shall make our supply of goods.
4 | # (For Joint Venture only) We, the partners of Joint Venture submitting this bid, do agree and confirm that in case of Award of Contract on the Joint Venture, we shall be jointly and severally liable and responsible for the execution of the Contract in accordance with Contract terms and conditions.
5 | We, hereby, declare that only the persons or firms interested in this proposal as principals are named here and that no other persons or firms other than those mentioned herein have any interest in this proposal or in the Contract to be entered into, if the award is made on us, that this proposal is made without any connection with any other person, firm or party likewise submitting a proposal is in all respects for and in good faith, without collusion or fraud.
Thanking you, we remain,
Yours faithfully,
For and on behalf of
Date : | 0 |  | Printed Name : | 0
Place : | 0 |  | Designation : | 0
Please provide additional information of the Bidder
Business Address :
Country of Incorporation :
State/Province to be indicated :
Name of Principal Officer :
Address of Principal Officer :
Note: Bidders may note that no prescribed proforma has been enclosed for Attachment 2 : Power of Attorney. Bidders may use their own proforma for furnishing the required information with the bid.
* * *