## Name of Bidder
Construction of Transit Camp Cum Field Hostel at Kurnool-IV Pooling Station
Specification No: Ref: SR-I/C&M/WC-4220R/2025/RFx-5002004838 (SR1/T/W-CIVIL/DOM/B00/25/13740)
Enter the details of the bidder below:
Specify type of Bidder |  | Sole Bidder
Name of the Bidder |  |  | TRUE
Address of Registered Office |  |  | TRUE
TRUE
TRUE
email id |  |  | TRUE
Mobile no. | +91 |  | TRUE
Printed Name |  |  | TRUE
Designation |  |  | TRUE
Date |  |  | TRUE
Place |  |  | TRUE | False
ENTER DETAILS
Note on C20: Insert date in dd-MMM-yyyy format

## Attach 10 (hidden)
#REF! |  |  | ATTACHMENT-10
#REF!
Integrity Pact
#REF! |  |  | #REF!
Name : | #REF! |  | #REF!
Address : | #REF! |  | #REF!
| #REF! |  | #REF!
| #REF! |  | #REF!
Dear Sir,
Integrity Pact is annexed herewith this Volume.
Date : | 0 | Printed Name : | 0
Place : | 0 | Designation : | 0
Click for Next Attachment

## Attach 10 IP (hidden)
Instruction for printing & submitting Integrity Pact
1. | The requisite format of Integrity Pact is getting generated automatically and displayed here below.
2. | Take print out of first page on a non-judicial stamp paper of Rs. 100/- and other seven pages on plain A4 size paper. Such two sets shall be prepared by the bidder.
3. | All the pages of both the copies of the Integrity Pact shall be signed by the authorised representative of the bidder and duly stamped.
4. | Both the original copies shall be submitted by the bidder in the form of Hard Copy as part of the first envelope before due date & time of submission of the bid.
5. | For further details bidders may please refer ITB Clause 9.3 (n).
0
0
0
0
INTEGRITY PACT
Between | [5 empty] | 0 |  | #REF!
Power Grid Corporation of India Limited | [5 empty] | 0 |  | #REF!
having its Registered Office at B-9, Qutab Institutional Area, Katwaria Sarai, New Delhi – 110016 hereinafter referred to as | [5 empty] | #REF! |  | #REF!
"POWERGRID", | [5 empty] | #REF! |  | #REF!
and
0 | [5 empty] | #REF! | having its Registered Office at |  | ,
#REF!
#REF!
#REF!
hereinafter referred to as
"The Bidder/Contractor"
Preamble
#REF!
(Signature) |  |  | (Signature)
(For & On behalf of POWERGRID) |  |  | (For & On behalf of Bidder/ Contractor)
Integrity Pact |  |  |  |  | Page 1 of 8
#REF!
In order to achieve these goals, POWERGRID and the above named Bidder/Contractor enter into this agreement called 'Integrity Pact' which will form a part of the bid.
It is hereby agreed by and between the parties as under:
Section I - Commitments of POWERGRID
(1) | POWERGRID commits itself to take all measures necessary to prevent corruption and to observe the following principles :
| a) | No employee of POWERGRID, personally or through family members, will in connection with the tender, or the execution of the contract, demand, take a promise for or accept, for him/herself or third person, any material or other benefit which he/she is not legally entitled to.
| b) | POWERGRID will, during the tender process treat all Bidder(s) with equity and fairness. POWERGRID will in particular, before and during the tender process, provide to all Bidder(s) the same information and will not provide to any Bidder(s) confidential/ additional information through which the Bidder(s) could obtain an advantage in relation to the tender process or the contract execution.
| c) | POWERGRID will exclude from evaluation of Bids its such employee(s) who has any personnel interest in the Companies/Agencies participating in the Bidding/Tendering process.
(2) | If Chairman and Managing Director obtains information on the conduct of any employee of POWERGRID which is a criminal offence under the relevant Anti-Corruption Laws of India, or if there be a substantive suspicion in this regard, he will inform its Chief Vigilance Officer and in addition can initiate disciplinary actions under its Rules.
Section II - Commitments of the Bidder/Contractor
(1) | The Bidder/Contractor commits himself to take all measures necessary to prevent corruption. He commits himself to observe the following principles
(Signature) |  |  | (Signature)
(For & On behalf of POWERGRID) |  |  | (For & On behalf of Bidder/ Contractor)
Integrity Pact |  |  |  |  | Page 2 of 8
during his participation in the tender process and during the contract execution :
| a) | The Bidder/Contractor will not, directly or through any other person or firm, offer, promise or give to POWERGRID, or to any of POWERGRID's employees involved in the tender process or the execution of the contract or to any third person any material or other benefit which he/she is not legally entitled to, in order to obtain in exchange an advantage during the tender process or the execution of the contract.
| b) | The Bidder/Contractor will not enter into any illegal agreement or understanding, whether formal or informal with other Bidders/Contractors. This applies in particular to prices, specifications, certifications, subsidiary contracts, submission or non-submission of bids or actions to restrict competitiveness or to introduce cartelization in the bidding process.
| c) | The Bidder/Contractor will not commit any criminal offence under the relevant Anti-corruption Laws of India; further, the Bidder/Contractor will not use for illegitimate purposes or for purposes of restrictive competition or personal gain, or pass on to others, any information provided by POWERGRID as part of the business relationship, regarding plans, technical proposals and business details, including information contained or transmitted electronically.
| d) | The Bidder/Contractor of foreign origin shall disclose the name and address of the Agents/representatives in India, if any, involved directly or indirectly in the Bidding. Similarly, the Bidder/Contractor of Indian Nationality shall furnish the name and address of the foreign principals, if any, involved directly or indirectly in the Bidding.
| e) | The Bidder/Contractor will, when presenting his bid, disclose any and all payments he has made, or committed to or intends to make to agents, brokers or any other intermediaries in connection with the award of the contract and/or with the execution of the contract.
| f) | The Bidder/Contractor will not misrepresent facts or furnish false/forged documents/informations in order to influence the bidding process or the execution of the contract to the detriment of POWERGRID.
(2) | The Bidder/Contractor will not instigate third persons to commit offences outlined above or be an accessory to such offences.
(Signature) |  |  | (Signature)
(For & On behalf of POWERGRID) |  |  | (For & On behalf of Bidder/ Contractor)
Integrity Pact |  |  |  |  | Page 3 of 8
Section III- Disqualification from tender process and exclusion from future contracts
(1) | If the Bidder, before contract award, has committed a serious transgression through a violation of Section II or in any other form such as to put his reliability or credibility as Bidder into question, POWERGRID may disqualify the Bidder from the tender process or terminate the contract, if already signed, for such reason.
(2) | If the Bidder/Contractor has committed a serious transgression through a violation of Section II such as to put his reliability or credibility into question, POWERGRID may after following due procedures also exclude the Bidder/Contractor from future contract award processes. The imposition and duration of the exclusion will be determined by the severity of the transgression. The severity will be determined by the circumstances of the case, in particular the number of transgressions, the position of the transgressors within the company hierarchy of the Bidder/Contractor and the amount of the damage. The exclusion will be imposed for a minimum of 12 months and maximum of 3 years.
(3) | If the Bidder/Contractor can prove that he has restored/recouped the damage caused by him and has installed a suitable corruption prevention system, POWERGRID may revoke the exclusion prematurely.
Section IV - Liability for violation of Integrity Pact
(1) | If POWERGRID has disqualified the Bidder from the tender process prior to the award under Section III, POWERGRID may forfeit the Bid Guarantee under the Bid.
(2) | If POWERGRID has terminated the contract under Section III, POWERGRID may forfeit the Contract Performance Guarantee of this contract besides resorting to other remedies under the contract.
Section V- Previous Transgression
(1) | The Bidder shall declare in his Bid that no previous transgressions occurred in the last 3 years with any other Public Sector Undertaking or Government Department that could justify his exclusion from the tender process.
(Signature) |  |  | (Signature)
(For & On behalf of POWERGRID) |  |  | (For & On behalf of Bidder/ Contractor)
Integrity Pact |  |  |  |  | Page 4 of 8
(2) | If the Bidder makes incorrect statement on this subject, he can be disqualified from the tender process or the contract, if already awarded, can be terminated for such reason.
Section VI - Equal treatment to all Bidders / Contractors
(1) | POWERGRID will enter into agreements with identical conditions as this one with all Bidders.
(2) | POWERGRID will disqualify from the tender process any bidder who does not sign this Pact or violate its provisions.
Section VII - Punitive Action against violating Bidders / Contractors
If POWERGRID obtains knowledge of conduct of a Bidder or a Contractor or his subcontractor or of an employee or a representative or an associate of a Bidder or Contractor or his Subcontractor which constitutes corruption, or if POWERGRID has substantive suspicion in this regard, POWERGRID will inform the Chief Vigilance Officer (CVO).
(*)Section VIII - Independent External Monitor/Monitors
(1) | POWERGRID has appointed a panel of Independent External Monitors (IEMs) for this Pact with the approval of Central Vigilance Commission (CVC), Government of India, out of which one of the IEMs has been indicated in the NIT/IFB.
(2) | The IEM is to review independently and objectively, whether and to what extent the parties comply with the obligations under this agreement. He has right of access to all project documentation. The IEM may examine any complaint received by him and submit a report to Chairman-cum-Managing Director, POWERGRID, at the earliest. He may also submit a report directly to the CVO and the CVC, in case of suspicion of serious irregularities attracting the provisions of the PC Act. However, for ensuring the desired transparency and objectivity in dealing with the complaints arising out of any tendering process, the matter shall be referred to the full panel of IEMs, who would examine the records, conduct the investigations and submit report to Chairman-cum-Managing Director, POWERGRID, giving joint findings.
(Signature) |  |  | (Signature)
(For & On behalf of POWERGRID) |  |  | (For & On behalf of Bidder/ Contractor)
Integrity Pact |  |  |  |  | Page 5 of 8
(3) | The IEM is not subject to instructions by the representatives of the parties and performs his functions neutrally and independently. He reports to the Chairman-cum-Managing Director, POWERGRID.
(4) | The Bidder(s)/Contractor(s) accepts that the IEM has the right to access without restriction to all documentation of POWERGRID related to this contract including that provided by the Contractor/Bidder. The Bidder/Contractor will also grant the IEM, upon his request and demonstration of a valid interest, unrestricted and unconditional access to his documentation. The same is applicable to Subcontractors. The IEM is under contractual obligation to treat the information and documents of the Bidder(s)/Contractor(s)/Subcontractor(s) with confidentiality.
(5) | POWERGRID will provide to the IEM information as sought by him which could have an impact on the contractual relations between POWERGRID and the Bidder/Contractor related to this contract.
(6) | As soon as the IEM notices, or believes to notice, a violation of this agreement, he will so inform the Chairman-cum-Managing Director, POWERGRID and request the Chairman-cum-Managing Director, POWERGRID to discontinue or take corrective action, or to take other relevant action. The IEM can in this regard submit non-binding recommendations. Beyond this, the IEM has no right to demand from the parties that they act in a specific manner, refrain from action or tolerate action. However, the IEM shall give an opportunity to POWERGRID and the Bidder/Contractor, as deemed fit, to present its case before making its recommendations to POWERGRID.
(7) | The IEM will submit a written report to the Chairman-cum-Managing Director, POWERGRID within 8 to 10 weeks from the date of reference or intimation to him by POWERGRID and, should the occasion arise, submit proposals for correcting problematic situations.
(8) | If the IEM has reported to the Chairman-cum-Managing Director, POWERGRID, a substantiated suspicion of an offence under relevant Anti-Corruption Laws of India, and the Chairman-cum-Managing Director, POWERGRID has not, within the reasonable time taken visible action to proceed against such offence or reported it to the CVO, the Monitor may also transmit this information directly to the CVC, Government of India.
(Signature) |  |  | (Signature)
(For & On behalf of POWERGRID) |  |  | (For & On behalf of Bidder/ Contractor)
Integrity Pact |  |  |  |  | Page 6 of 8
(9) | The word ‘IEM’ would include both singular and plural.
(*) | This Section shall be applicable for only those packages wherein the IEMs have been identified in Section – I : Invitation for Bids and/or Clause ITB 9.3 in Section – III: Bid Data Sheets of Conditions of Contract, Volume-I of the Bidding Documents.
Section IX - Pact Duration
This Pact begins when both parties have legally signed it. It expires for the Contractor after the closure of the contract and for all other Bidder's six month after the contract has been awarded.
Section X - Other Provisions
(1) | This agreement is subject to Indian Law. Place of performance and jurisdiction is the establishment of POWERGRID. The Arbitration clause provided in the main tender document / contract shall not be applicable for any issue / dispute arising under Integrity Pact.
(2) | Changes and supplements as well as termination notices need to be made in writing.
(3) | If the Contractor is a partnership firm or a consortium or Joint Venture, this agreement must be signed by all partners, consortium members and Joint Venture partners.
(4) | Nothing in this agreement shall affect the rights of the parties available under the General Conditions of Contract (GCC) and Special Conditions of Contract (SCC).
(5) | Views expressed or suggestions/submissions made by the parties and the recommendations of the CVO/IEM# in respect of the violation of this agreement, shall not be relied on or introduced as evidence in the arbitral or judicial proceedings (arising out of the arbitral proceedings) by the parties in connection with the disputes/differences arising out of the subject contract.
# | CVO shall be applicable for packages wherein IEM are not identified in Section IFB/BDS of Condition of Contract, Volume-I. IEM shall be applicable for packages wherein IEM are identified in Section IFB/BDS of Condition of Contract, Volume-I.
(Signature) |  |  | (Signature)
(For & On behalf of POWERGRID) |  |  | (For & On behalf of Bidder/ Contractor)
Integrity Pact |  |  |  |  | Page 7 of 8
(6) | Should one or several provisions of this agreement turn out to be invalid, the remainder of this agreement remains valid. In this case, the parties will strive to come to an agreement to their original intentions.
| Signature |  |  | Signature
| (For & On behalf of POWERGRID) |  |  | (For & On behalf of Bidder/ Contractor)
| (Office Seal) |  |  | (Office Seal)
| Name : |  |  | Name :
| Designation : |  |  | Designation :
| Witness 1 : |  |  | Witness 1 :
| Name : |  |  | Name :
| Designation : |  |  | Designation :
| Witness 2 : |  |  | Witness 2 :
| Name : |  |  | Name :
| Designation : |  |  | Designation :
Integrity Pact |  |  |  |  | Page 8 of 8
Click for Next Attachment

## N-W (Cr.) (hidden)
USD
155885 |  |  | 4960 |  |  | 10352 |  |  | 691647 |  |  |  | EURO
RMB
INR
USD One Lac Fifty Five Thousand Eight Hundred Eighty Five Only |  |  | EURO Four Thousand Nine Hundred Sixty Only |  |  | RMB Ten Thousand Three Hundred Fifty Two Only |  |  | INR Six Lac Ninety One Thousand Six Hundred Forty Seven Only |  |  |  | USD 155885/- + EURO 4960/- + RMB 10352/- + INR 691647/-
USD One Lac Fifty Five Thousand Eight Hundred Eighty Five Only plus EURO Four Thousand Nine Hundred Sixty Only plus RMB Ten Thousand Three Hundred Fifty Two Only plus INR Six Lac Ninety One Thousand Six Hundred Forty Seven Only
85 | Eighty Five |  | 60 | Sixty |  | 52 | Fifty Two |  | 47 | Forty Seven
8 | Eight | Hundred | 9 | Nine | Hundred | 3 | Three | Hundred | 6 | Six | Hundred
55 | Fifty Five | Thousand | 4 | Four | Thousand | 10 | Ten | Thousand | 91 | Ninety One | Thousand | 0 | 0 | 0 | 0 | 0 |  | plus
1 | One | Lac | 0 |  |  | 0 |  |  | 6 | Six | Lac | 0 | 0 | 0 | 0 | 1
0 |  |  | 0 |  |  | 0 |  |  | 0 |  |  | 0 | 0 | 0 | 1 | 0
0 |  |  | 0 |  |  | 0 |  |  | 0 |  |  | 0 | 0 | 0 | 1 | 1
[12 empty] | 0 | 0 | 1 | 0 | 0
1 | One |  | 1 | One |  | 1 | One |  | 1 | One |  | 0 | 0 | 1 | 0 | 1
2 | Two |  | 2 | Two |  | 2 | Two |  | 2 | Two |  | 0 | 0 | 1 | 1 | 0
3 | Three |  | 3 | Three |  | 3 | Three |  | 3 | Three |  | 0 | 0 | 1 | 1 | 1
4 | Four |  | 4 | Four |  | 4 | Four |  | 4 | Four |  | 0 | 1 | 0 | 0 | 0
5 | Five |  | 5 | Five |  | 5 | Five |  | 5 | Five |  | 0 | 1 | 0 | 0 | 1
6 | Six |  | 6 | Six |  | 6 | Six |  | 6 | Six |  | 0 | 1 | 0 | 1 | 0
7 | Seven |  | 7 | Seven |  | 7 | Seven |  | 7 | Seven |  | 0 | 1 | 0 | 1 | 1
8 | Eight |  | 8 | Eight |  | 8 | Eight |  | 8 | Eight |  | 0 | 1 | 1 | 0 | 0
9 | Nine |  | 9 | Nine |  | 9 | Nine |  | 9 | Nine |  | 0 | 1 | 1 | 0 | 1
10 | Ten |  | 10 | Ten |  | 10 | Ten |  | 10 | Ten |  | 0 | 1 | 1 | 1 | 0
11 | Eleven |  | 11 | Eleven |  | 11 | Eleven |  | 11 | Eleven |  | 1 | 1 | 1 | 1 | 1 | USD One Lac Fifty Five Thousand Eight Hundred Eighty Five Only plus EURO Four Thousand Nine Hundred Sixty Only plus RMB Ten Thousand Three Hundred Fifty Two Only plus INR Six Lac Ninety One Thousand Six Hundred Forty Seven Only
12 | Twelve |  | 12 | Twelve |  | 12 | Twelve |  | 12 | Twelve
13 | Thirteen |  | 13 | Thirteen |  | 13 | Thirteen |  | 13 | Thirteen
14 | Fourteen |  | 14 | Fourteen |  | 14 | Fourteen |  | 14 | Fourteen
15 | Fifteen |  | 15 | Fifteen |  | 15 | Fifteen |  | 15 | Fifteen
16 | Sixteen |  | 16 | Sixteen |  | 16 | Sixteen |  | 16 | Sixteen |  | 0 | 0 | 0 | 0 | 0 |  | +
17 | Seventeen |  | 17 | Seventeen |  | 17 | Seventeen |  | 17 | Seventeen |  | 0 | 0 | 0 | 0 | 1 |  | /- +
18 | Eighteen |  | 18 | Eighteen |  | 18 | Eighteen |  | 18 | Eighteen |  | 0 | 0 | 0 | 1 | 0 |  | /-
19 | Nineteen |  | 19 | Nineteen |  | 19 | Nineteen |  | 19 | Nineteen |  | 0 | 0 | 0 | 1 | 1
20 | Twenty |  | 20 | Twenty |  | 20 | Twenty |  | 20 | Twenty |  | 0 | 0 | 1 | 0 | 0
21 | Twenty One |  | 21 | Twenty One |  | 21 | Twenty One |  | 21 | Twenty One |  | 0 | 0 | 1 | 0 | 1
22 | Twenty Two |  | 22 | Twenty Two |  | 22 | Twenty Two |  | 22 | Twenty Two |  | 0 | 0 | 1 | 1 | 0
23 | Twenty Three |  | 23 | Twenty Three |  | 23 | Twenty Three |  | 23 | Twenty Three |  | 0 | 0 | 1 | 1 | 1
24 | Twenty Four |  | 24 | Twenty Four |  | 24 | Twenty Four |  | 24 | Twenty Four |  | 0 | 1 | 0 | 0 | 0
25 | Twenty Five |  | 25 | Twenty Five |  | 25 | Twenty Five |  | 25 | Twenty Five |  | 0 | 1 | 0 | 0 | 1
26 | Twenty Six |  | 26 | Twenty Six |  | 26 | Twenty Six |  | 26 | Twenty Six |  | 0 | 1 | 0 | 1 | 0
27 | Twenty Seven |  | 27 | Twenty Seven |  | 27 | Twenty Seven |  | 27 | Twenty Seven |  | 0 | 1 | 0 | 1 | 1
28 | Twenty Eight |  | 28 | Twenty Eight |  | 28 | Twenty Eight |  | 28 | Twenty Eight |  | 0 | 1 | 1 | 0 | 0
29 | Twenty Nine |  | 29 | Twenty Nine |  | 29 | Twenty Nine |  | 29 | Twenty Nine |  | 0 | 1 | 1 | 0 | 1
30 | Thirty |  | 30 | Thirty |  | 30 | Thirty |  | 30 | Thirty |  | 0 | 1 | 1 | 1 | 0
31 | Thirty One |  | 31 | Thirty One |  | 31 | Thirty One |  | 31 | Thirty One |  | 1 | 1 | 1 | 1 | 1 | USD 155885/- + EURO 4960/- + RMB 10352/- + INR 691647/-
32 | Thirty Two |  | 32 | Thirty Two |  | 32 | Thirty Two |  | 32 | Thirty Two
33 | Thirty Three |  | 33 | Thirty Three |  | 33 | Thirty Three |  | 33 | Thirty Three
34 | Thirty Four |  | 34 | Thirty Four |  | 34 | Thirty Four |  | 34 | Thirty Four
35 | Thirty Fivr |  | 35 | Thirty Fivr |  | 35 | Thirty Fivr |  | 35 | Thirty Fivr
36 | Thirty Six |  | 36 | Thirty Six |  | 36 | Thirty Six |  | 36 | Thirty Six
37 | Thirty Seven |  | 37 | Thirty Seven |  | 37 | Thirty Seven |  | 37 | Thirty Seven
38 | Thirty Eight |  | 38 | Thirty Eight |  | 38 | Thirty Eight |  | 38 | Thirty Eight
39 | Thirty Nine |  | 39 | Thirty Nine |  | 39 | Thirty Nine |  | 39 | Thirty Nine
40 | Forty |  | 40 | Forty |  | 40 | Forty |  | 40 | Forty
41 | Forty One |  | 41 | Forty One |  | 41 | Forty One |  | 41 | Forty One
42 | Forty Two |  | 42 | Forty Two |  | 42 | Forty Two |  | 42 | Forty Two
43 | Forty Three |  | 43 | Forty Three |  | 43 | Forty Three |  | 43 | Forty Three
44 | Forty Four |  | 44 | Forty Four |  | 44 | Forty Four |  | 44 | Forty Four
45 | Forty Five |  | 45 | Forty Five |  | 45 | Forty Five |  | 45 | Forty Five
46 | Forty Six |  | 46 | Forty Six |  | 46 | Forty Six |  | 46 | Forty Six
47 | Forty Seven |  | 47 | Forty Seven |  | 47 | Forty Seven |  | 47 | Forty Seven
48 | Forty Eight |  | 48 | Forty Eight |  | 48 | Forty Eight |  | 48 | Forty Eight
49 | Forty Nine |  | 49 | Forty Nine |  | 49 | Forty Nine |  | 49 | Forty Nine
50 | Fifty |  | 50 | Fifty |  | 50 | Fifty |  | 50 | Fifty
51 | Fifty One |  | 51 | Fifty One |  | 51 | Fifty One |  | 51 | Fifty One
52 | Fifty Two |  | 52 | Fifty Two |  | 52 | Fifty Two |  | 52 | Fifty Two
53 | Fifty Three |  | 53 | Fifty Three |  | 53 | Fifty Three |  | 53 | Fifty Three
54 | Fifty Four |  | 54 | Fifty Four |  | 54 | Fifty Four |  | 54 | Fifty Four
55 | Fifty Five |  | 55 | Fifty Five |  | 55 | Fifty Five |  | 55 | Fifty Five
56 | Fifty Six |  | 56 | Fifty Six |  | 56 | Fifty Six |  | 56 | Fifty Six
57 | Fifty Seven |  | 57 | Fifty Seven |  | 57 | Fifty Seven |  | 57 | Fifty Seven
58 | Fifty Eight |  | 58 | Fifty Eight |  | 58 | Fifty Eight |  | 58 | Fifty Eight
59 | Fifty Nine |  | 59 | Fifty Nine |  | 59 | Fifty Nine |  | 59 | Fifty Nine
60 | Sixty |  | 60 | Sixty |  | 60 | Sixty |  | 60 | Sixty
61 | Sixty One |  | 61 | Sixty One |  | 61 | Sixty One |  | 61 | Sixty One
62 | Sixty Two |  | 62 | Sixty Two |  | 62 | Sixty Two |  | 62 | Sixty Two
63 | Sixty Three |  | 63 | Sixty Three |  | 63 | Sixty Three |  | 63 | Sixty Three
64 | Sixty Four |  | 64 | Sixty Four |  | 64 | Sixty Four |  | 64 | Sixty Four
65 | Sixty Five |  | 65 | Sixty Five |  | 65 | Sixty Five |  | 65 | Sixty Five
66 | Sixty Six |  | 66 | Sixty Six |  | 66 | Sixty Six |  | 66 | Sixty Six
67 | Sixty Seven |  | 67 | Sixty Seven |  | 67 | Sixty Seven |  | 67 | Sixty Seven
68 | Sixty Eight |  | 68 | Sixty Eight |  | 68 | Sixty Eight |  | 68 | Sixty Eight
69 | Sixty Nine |  | 69 | Sixty Nine |  | 69 | Sixty Nine |  | 69 | Sixty Nine
70 | Seventy |  | 70 | Seventy |  | 70 | Seventy |  | 70 | Seventy
71 | Seventy One |  | 71 | Seventy One |  | 71 | Seventy One |  | 71 | Seventy One
72 | Seventy Two |  | 72 | Seventy Two |  | 72 | Seventy Two |  | 72 | Seventy Two
73 | Seventy Three |  | 73 | Seventy Three |  | 73 | Seventy Three |  | 73 | Seventy Three
74 | Seventy Four |  | 74 | Seventy Four |  | 74 | Seventy Four |  | 74 | Seventy Four
75 | Seventy Five |  | 75 | Seventy Five |  | 75 | Seventy Five |  | 75 | Seventy Five
76 | Seventy Six |  | 76 | Seventy Six |  | 76 | Seventy Six |  | 76 | Seventy Six
77 | Seventy Seven |  | 77 | Seventy Seven |  | 77 | Seventy Seven |  | 77 | Seventy Seven
78 | Seventy Eight |  | 78 | Seventy Eight |  | 78 | Seventy Eight |  | 78 | Seventy Eight
79 | Seventy Nine |  | 79 | Seventy Nine |  | 79 | Seventy Nine |  | 79 | Seventy Nine
80 | Eighty |  | 80 | Eighty |  | 80 | Eighty |  | 80 | Eighty
81 | Eighty One |  | 81 | Eighty One |  | 81 | Eighty One |  | 81 | Eighty One
82 | Eighty Two |  | 82 | Eighty Two |  | 82 | Eighty Two |  | 82 | Eighty Two
83 | Eighty Three |  | 83 | Eighty Three |  | 83 | Eighty Three |  | 83 | Eighty Three
84 | Eighty Four |  | 84 | Eighty Four |  | 84 | Eighty Four |  | 84 | Eighty Four
85 | Eighty Five |  | 85 | Eighty Five |  | 85 | Eighty Five |  | 85 | Eighty Five
86 | Eighty Six |  | 86 | Eighty Six |  | 86 | Eighty Six |  | 86 | Eighty Six
87 | Eighty Seven |  | 87 | Eighty Seven |  | 87 | Eighty Seven |  | 87 | Eighty Seven
88 | Eighty Eight |  | 88 | Eighty Eight |  | 88 | Eighty Eight |  | 88 | Eighty Eight
89 | Eighty Nine |  | 89 | Eighty Nine |  | 89 | Eighty Nine |  | 89 | Eighty Nine
90 | Ninety |  | 90 | Ninety |  | 90 | Ninety |  | 90 | Ninety
91 | Ninety One |  | 91 | Ninety One |  | 91 | Ninety One |  | 91 | Ninety One
92 | Ninety Two |  | 92 | Ninety Two |  | 92 | Ninety Two |  | 92 | Ninety Two
93 | Ninety Three |  | 93 | Ninety Three |  | 93 | Ninety Three |  | 93 | Ninety Three
94 | Ninety Four |  | 94 | Ninety Four |  | 94 | Ninety Four |  | 94 | Ninety Four
95 | Ninety Five |  | 95 | Ninety Five |  | 95 | Ninety Five |  | 95 | Ninety Five
96 | Ninety Six |  | 96 | Ninety Six |  | 96 | Ninety Six |  | 96 | Ninety Six
97 | Ninety Seven |  | 97 | Ninety Seven |  | 97 | Ninety Seven |  | 97 | Ninety Seven
98 | Ninety Eight |  | 98 | Ninety Eight |  | 98 | Ninety Eight |  | 98 | Ninety Eight
99 | Ninety Nine |  | 99 | Ninety Nine |  | 99 | Ninety Nine |  | 99 | Ninety Nine
100 | One Hundred |  | 100 | One Hundred |  | 100 | One Hundred |  | 100 | One Hundred
BG VALUE:
#REF!
#REF!
#REF!
#REF! | #REF!
#REF! | #REF! | #REF!
#REF! | #REF! | #REF!
#REF! | #REF! | #REF!
#REF! | #REF! | #REF!
#REF! | #REF! | #REF!
1 | One
2 | Two
3 | Three
4 | Four
5 | Five
6 | Six
7 | Seven
8 | Eight
9 | Nine
10 | Ten
11 | Eleven
12 | Twelve
13 | Thirteen
14 | Fourteen
15 | Fifteen
16 | Sixteen
17 | Seventeen
18 | Eighteen
19 | Nineteen
20 | Twenty
21 | Twenty One
22 | Twenty Two
23 | Twenty Three
24 | Twenty Four
25 | Twenty Five
26 | Twenty Six
27 | Twenty Seven
28 | Twenty Eight
29 | Twenty Nine
30 | Thirty
31 | Thirty One
32 | Thirty Two
33 | Thirty Three
34 | Thirty Four
35 | Thirty Fivr
36 | Thirty Six
37 | Thirty Seven
38 | Thirty Eight
39 | Thirty Nine
40 | Forty
41 | Forty One
42 | Forty Two
43 | Forty Three
44 | Forty Four
45 | Forty Five
46 | Forty Six
47 | Forty Seven
48 | Forty Eight
49 | Forty Nine
50 | Fifty
51 | Fifty One
52 | Fifty Two
53 | Fifty Three
54 | Fifty Four
55 | Fifty Five
56 | Fifty Six
57 | Fifty Seven
58 | Fifty Eight
59 | Fifty Nine
60 | Sixty
61 | Sixty One
62 | Sixty Two
63 | Sixty Three
64 | Sixty Four
65 | Sixty Five
66 | Sixty Six
67 | Sixty Seven
68 | Sixty Eight
69 | Sixty Nine
70 | Seventy
71 | Seventy One
72 | Seventy Two
73 | Seventy Three
74 | Seventy Four
75 | Seventy Five
76 | Seventy Six
77 | Seventy Seven
78 | Seventy Eight
79 | Seventy Nine
80 | Eighty
81 | Eighty One
82 | Eighty Two
83 | Eighty Three
84 | Eighty Four
85 | Eighty Five
86 | Eighty Six
87 | Eighty Seven
88 | Eighty Eight
89 | Eighty Nine
90 | Ninety
91 | Ninety One
92 | Ninety Two
93 | Ninety Three
94 | Ninety Four
95 | Ninety Five
96 | Ninety Six
97 | Ninety Seven
98 | Ninety Eight
99 | Ninety Nine
100 | One Hundred

## Schedule-I
Construction of Transit Camp Cum Field Hostel at Kurnool-IV Pooling Station
Schedule-I : DSR Scheduled Items
To:
Bidder’s Name and Address (Sole Bidder) : |  | 0 | [7 empty] | Contract Services
Address : |  | 0 | [7 empty] | Power Grid Corporation of India Ltd.,
|  | 0 | [7 empty] | Southern Region Transmission system -I
|  | 0 | [7 empty] | Kavadiguda Main Raod, Secunderabad - 500080
All prices are in INR
Sl. No. | DSR 2023 Ref No: | Service Number | SAC (Service Accounting Codes) | Whether SAC in column ‘4’ is confirmed. If not indicate applicable the SAC # | Rate of GST applicable ( in %) | Whether rate of GST in column ‘6’ is confirmed. If not indicate applicable rate of GST # | Description (DSR'23 Items- Civil Works) | Unit | Quantity | Unit Erection Charges including GST as per DSR 2023 | GST % included in DSR 2023 | Unit Erection Charges excluding GST | Amount excluding GST | GST
1 | 2 | 3 | 4 | 5 | 3 | 4 | 5 | 6 | 7 | 8 | 9 | 10=8/(1+Sl.No.9) | 11=10*7 | 12=18% of 11
SCHEDULE ITEMS - CIVIL
SUB HEAD : 1.0 CARRIAGE OF MATERIALS
1 | 1.1.2 |  |  |  | 18% |  | CARRIAGE OF MATERIALS By Mechanical Transport including loading,unloading and stacking Earth Up to 2 Km | cum | 110 | 245.82 | 0.18 | 208.32 | 22915.2 | 4124.736 | 4124.736
2 | 1.1.4 |  |  |  | 18% |  | CARRIAGE OF MATERIALS By Mechanical Transport including loading,unloading and stacking Excavated Rock Up to 2 Km | cum | 182 | 393.32 | 0.18 | 333.32 | 60664.24 | 10919.5632
SUB HEAD : 2.0 EARTH WORK
3 | 2.6.1 |  |  |  | 18% |  | Earth work in excavation by mechanical means (Hydraulic excavator)/ manual means over areas (exceeding 30 cm in depth, 1.5 m in width as well as 10 sqm on plan) including getting out and disposal of excavated earth lead upto 50 m and for all lift, as directed by Engineer-in-charge. All kinds of soil | cum | 425 | 177.5 | 0.18 | 150.42 | 63928.5 | 11507.13
4 | 2.7.1 |  |  |  | 18% |  | Earth work in excavation by mechanical means (Hydraulic excavator)/ manual means over areas (exceeding 30 cm in depth, 1.5 m in width as well as 10 sqm on plan) including getting out and disposal of excavated earth lead upto 50 m and lift upto 1.5 m, as directed by Engineer-in-charge. Ordinary rock | cum | 122 | 498.9 | 0.18 | 422.8 | 51581.6 | 9284.688
5 | 2.7.2 |  |  |  | 18% |  | Earth work in excavation by mechanical means (Hydraulic excavator)/ manual means over areas (exceeding 30 cm in depth, 1.5 m in width as well as 10 sqm on plan) including getting out and disposal of excavated earth lead upto 50 m and lift upto 1.5 m, as directed by Engineer-in-charge. Hard rock (Requiring Balsting) | cum | 61 | 874.4 | 0.18 | 741.02 | 45202.22 | 8136.3996
6 | 2.8.1 |  |  |  | 18% |  | Earth work in excavation by mechanical means (Hydraulic excavator) / manual means in foundation trenches or drains (not exceeding 1.5 m in width or 10 sqm on plan), including dressing of sides and ramming of bottoms, for all lift, including getting out the excavated soil and disposal of surplus excavated soil as directed, within a lead of 50 m. All kinds of soil | cum | 123 | 260.3 | 0.18 | 220.59 | 27132.57 | 4883.8626
7 | 2.25 |  |  |  | 18% |  | Filling available excavated earth (excluding rock) in trenches, plinth, sides of foundations etc. in layers not exceeding 20cm in depth, consolidating each deposited layer by ramming and watering, lead up to 50 and for all lift. | cum | 110 | 196 | 0.18 | 166.1 | 18271 | 3288.78
8 | 2.25(a) |  |  |  | 18% |  | Excavating, supplying, stacking and filling of local earth (including royalty) by mechanical transport upto a lead of 5km also including ramming and watering of the earth in layers not exceeding 20 cm in foundation trenches, plinth, sides of foundation etc. complete for all lift. | cum | 111 | 700.5 | 0.18 | 593.64 | 65894.04 | 11860.9272
8 | 2.34.1 |  |  |  | 18% |  | Supplying chemical emulsion in sealed containers including delivery as specified. Chlorpyriphos/ Lindane emulsifiable concentrate of 20% | Litre | 100 | 234.75 | 0.18 | 198.94 | 19894 | 3580.92
[7 empty] | SUB HEAD : 4.0 CONCRETE WORK |  |  |  | 0.18 | 0 | 0 | 0
9 | 4.1.3 |  |  |  | 18% |  | Providing and laying in position cement concrete of specified grade excluding the cost of centering and shuttering - All work up to plinth level : 1:2:4 (1 cement : 2 coarse sand (zone-lll) derived from natural sources : 4 graded stone aggregate 20 mm nominal size derived from natural sources) | cum | 7 | 7878.5 | 0.18 | 6676.69 | 46736.83 | 8412.6294
10 | 4.1.8 |  |  |  | 18% |  | Providing and laying in position cement concrete of specified grade excluding the cost of centering and shuttering - All work up to plinth level : 1:4:8 (1 Cement : 4 coarse sand (zone-lll) derived from natural sources : 8 graded stone aggregate 40 mm nominal size derived from natural sources) | cum | 40 | 6812 | 0.18 | 5772.88 | 230915.2 | 41564.736
11 | 4.2.3 |  |  |  | 18% |  | Providing and laying cement concrete in retaining walls, return walls, walls (any thickness) including attached pilasters, columns, piers, abutments, pillars, posts, struts, buttresses, string or lacing courses, parapets, coping, bed blocks, anchor blocks, plain window sills, fillets, sunken floor etc., up to floor five level, excluding the cost of centering, shuttering and finishing: 1:2:4 (1 Cement : 2 coarse sand (zone-lll) derived from natural sources : 4 graded stone aggregate 20 mm nominal size derived from natural sources) | Cum | 3 | 9895.2 | 0.18 | 8385.76 | 25157.28 | 4528.3104
12 | 4.3.1 |  |  |  | 18% |  | Centering and shuttering including strutting,propping etc. and removal of form work for : Foundations, footings, bases for columns | Sqm | 97 | 392.15 | 0.18 | 332.33 | 32236.01 | 5802.4818
13 | 4.10 |  |  |  | 18% |  | Providing and laying damp-proof course 40 mm thick with cement concrete 1:2:4 (1 cement : 2 coarse sand (zone-lll) derived from natural sources : 4 graded stone aggregate 12.5 mm nominal size derived from natural sources) | Sqm | 58 | 410.85 | 0.18 | 348.18 | 20194.44 | 3634.9992
14 | 4.12 |  |  |  | 18% |  | Extra for providing and mixing water proofing material in cement concrete work in doses by weight of cement as per manufacturer’s specification. | per bag of 50kg cement used | 15 | 18.15 | 0.18 | 15.38 | 230.7 | 41.526
15 | 4.13 |  |  |  | 18% |  | Providing & applying a coat of residual petroleum bitumen of grade of VG-10 of approved quality using 1.7 kg per square metre on damp proof course after cleaning the surface with brushes and finally with a piece of cloth lightly soaked in kerosene oil. | Sqm | 58 | 146.15 | 0.18 | 123.86 | 7183.88 | 1293.0984
16 | 4.17 |  |  |  | 18% |  | Making plinth protection 50 mm thick of cement concrete 1:3:6 (1 cement : 3 coarse sand (zone-lll) derived from natural sources : 6 graded stone aggregate 20 mm nominal size derived from natural sources) over 75 mm thick bed of dry brick ballast 40 mm nominal size, well rammed and consolidated and grouted with fine sand, including necessary excavation, levelling & dressing & finishing the top smooth. | Sqm | 90 | 749.3 | 0.18 | 635 | 57150 | 10287
SUB HEAD : 5.0 REINFORCED CEMENT CONCRETE
17 | 5.9.1 |  |  |  | 18% |  | Centering and shuttering including strutting, propping etc. and removal of form for Foundations, footings, bases of columns, etc. for mass concrete. | Sqm | 106 | 392.15 | 0.18 | 332.33 | 35226.98 | 6340.8564
18 | 5.9.2 |  |  |  | 18% |  | Centering and shuttering including strutting, propping etc. and removal of form for Walls (any thickness) including attached pilasters, butteresses, plinth and string courses etc. | Sqm | 5 | 842.5 | 0.18 | 713.98 | 3569.9 | 642.582
19 | 5.9.3 |  |  |  | 18% |  | Centering and shuttering including strutting, propping etc. and removal of form for Suspended floors, roofs, landings, balconies and access platform | Sqm | 443 | 927.25 | 0.18 | 785.81 | 348113.83 | 62660.4894
20 | 5.9.5 |  |  |  | 18% |  | Centering and shuttering including strutting, propping etc. and removal of form for Lintels, beams, plinth beams, girders, bressumers and cantilevers | Sqm | 841 | 736.4 | 0.18 | 624.07 | 524842.87 | 94471.7166
21 | 5.9.6 |  |  |  | 18% |  | Centering and shuttering including strutting, propping etc. and removal of form for Columns, Pillars, Piers, Abutments, Posts and Struts | Sqm | 461 | 961.3 | 0.18 | 814.66 | 375558.26 | 67600.4868
22 | 5.9.7 |  |  |  | 18% |  | Centering and shuttering including strutting, propping etc. and removal of form for Stairs, (excluding landings) except spiral-staircases | Sqm | 24 | 764.95 | 0.18 | 648.26 | 15558.24 | 2800.4832
23 | 5.9.15 |  |  |  | 18% |  | Centering and shuttering including strutting, propping etc. and removal of form for Small lintels not exceeding 1.5 m clear span, moulding as in cornices, window sills, string courses, bands, copings, bed plates, anchor blocks and the like. | Sqm | 16 | 392.15 | 0.18 | 332.33 | 5317.28 | 957.1104
24 | 5.9.16.1 |  |  |  | 18% |  | Centering and shuttering including strutting, propping etc. and removal of form for Edges of slabs and breaks in floors and walls Under 20 cm wide | Metre | 153 | 208.55 | 0.18 | 176.74 | 27041.22 | 4867.4196
25 | 5.9.19 |  |  |  | 18% |  | Centering and shuttering including strutting, propping etc. and removal of form for Weather shed, Chaijjas, corbels etc., including edges | Sqm | 20 | 951.1 | 0.18 | 806.02 | 16120.4 | 2901.672
26 | 5.22.6 & 5.22A.6 |  |  |  | 18% |  | Steel reinforcement for R.C.C. work including straightening, cutting, bending, placing in position and binding all complete up to plinth level and above plinth level. Thermo-Mechanically Treated bars of grade Fe-500D or more. | kg | 25472 | 107.85 | 0.18 | 91.4 | 2328140.8 | 419065.344
27 | 5.33.1.1 |  |  |  | 18% |  | Providing and laying in position ready mixed or site batched design mix cement concrete for reinforced cement concrete work; using coarse aggregate and fine aggregate derived from natural sources, Portland Pozzolana / Ordinary Portland /Portland Slag cement, admixtures in recommended proportions as per IS: 9103 to accelerate / retard setting of concrete, to improve durability and workability without impairing strength; including pumping of concrete to site of laying, curing, carriage for all leads; but excluding the cost of centering, shuttering, finishing and reinforcement as per direction of the engineer-in-charge, for the following grades of concrete.: Note: Extra cement up to 10% of the minimum specified cement content in design mix shall be payable separately. In case the cement content in design mix is more than 110% of the specified minimum cement content, the contractor shall have discretion to either re-design the mix or bear the cost of extra cement. All works upto plinth level. Concrete of M25 grade with minimum cement content of 330 kg /cum | Cum | 99 | 9504.75 | 0.18 | 8054.87 | 797432.13 | 143537.7834
28 | 5.33.2.1 |  |  |  | 18% |  | Providing and laying in position ready mixed or site batched design mix cement concrete for reinforced cement concrete work; using coarse aggregate and fine aggregate derived from natural sources, Portland Pozzolana / Ordinary Portland /Portland Slag cement, admixtures in recommended proportions as per IS: 9103 to accelerate / retard setting of concrete, to improve durability and workability without impairing strength; including pumping of concrete to site of laying, curing, carriage for all leads; but excluding the cost of centering, shuttering, finishing and reinforcement as per direction of the engineer-in-charge, for the following grades of concrete.: Note: Extra cement up to 10% of the minimum specified cement content in design mix shall be payable separately. In case the cement content in design mix is more than 110% of the specified minimum cement content, the contractor shall have discretion to either re-design the mix or bear the cost of extra cement. All works above plinth level upto floor V level. Concrete of M25 grade with minimum cement content of 330 kg /cum | Cum | 177 | 9860.4 | 0.18 | 8356.27 | 1479059.79 | 266230.7622
29 | 5.35 |  |  |  | 18% |  | Add for using extra cement in the items of design mix over and above the specified cement content therein. | Quintal | 91 | 733.5 | 0.18 | 621.61 | 56566.51 | 10181.9718
6.0 MASONRY WORK
30 | 6.15 |  |  |  | 18% |  | Extra for providing and placing in position 2 Nos 6 mm dia. M.S. bars at every third course of half brick masonry. | Sqm | 372 | 104.8 | 0.18 | 88.81 | 33037.32 | 5946.7176
8.0 CLADDING WORK
31 | 8.2.2.1 |  |  |  | 18% |  | Providing and fixing 18 mm thick gang saw cut, mirror polished, premoulded and prepolished, machine cut for kitchen platforms, vanity counters, window sills, facias and similar locations of required size, approved shade, colour and texture laid over 20 mm thick base cement mortar 1:4 (1 cement : 4 coarse sand), joints treated with white cement, mixed with matching pigment, epoxy touch ups, including rubbing, curing, moulding and polishing of edges to give high gloss finish etc. complete at all levels. Granite stone slab of colour black, Cherry/Ruby red Area of slab upto 0.50 sqm | Sqm | 44 | 5413.5 | 0.18 | 4587.71 | 201859.24 | 36334.6632
32 | 8.2.2.2 |  |  |  | 18% |  | Providing and fixing 18 mm thick gang saw cut, mirror polished, premoulded and prepolished, machine cut for kitchen platforms, vanity counters, window sills, facias and similar locations of required size, approved shade, colour and texture laid over 20 mm thick base cement mortar 1:4 (1 cement : 4 coarse sand), joints treated with white cement, mixed with matching pigment, epoxy touch ups, including rubbing, curing, moulding and polishing of edges to give high gloss finish etc. complete at all levels. Granite stone slab of colour black, Cherry/Ruby red Area of slab over 0.50 sqm | Sqm | 12 | 5136.3 | 0.18 | 4352.8 | 52233.6 | 9402.048
33 | 8.3.2 |  |  |  | 18% |  | Providing edge moulding to 18 mm thick marble stone counters, Vanities etc., including machine polishing to edge to give high gloss finish etc. complete as per design approved by Engineer-in-Charge. Granite work | Metre | 75 | 510.95 | 0.18 | 433.01 | 32475.75 | 5845.635
34 | 8.4 |  |  |  | 18% |  | Extra for fixing marble /granite stone, over and above corresponding basic item, in facia and drops of width upto 150 mm with epoxy resin based adhesive, including cleaning etc. complete. | Metre | 10 | 568.55 | 0.18 | 481.82 | 4818.2 | 867.276
35 | 8.5 |  |  |  | 18% |  | Extra for providing opening of required size & shape for wash basin/ kitchen sink in kitchen platform, vanity counter and similar location in marble/ Granite/ stone work, including necessary holes for pillar taps etc. including moulding, rubbing and polishing of cut edges etc. complete. | Each | 1 | 978.7 | 0.18 | 829.41 | 829.41 | 149.2938
36 | 8.31 |  |  |  | 18% |  | Providing and fixing Ist quality ceramic glazed wall tiles conforming to IS: 15622 (thickness to be specified by the manufacturer), of approved make, in all colours, shades except burgundy, bottle green, black of any size as approved by Engineer-in-Charge, in skirting, risers of steps and dados, over 12 mm thick bed of cement mortar 1:3 (1 cement : 3 coarse sand) and jointing with grey cement slurry @ 3.3kg per sqm, including pointing in white cement mixed with pigment of matching shade complete. | Sqm | 222 | 1267.95 | 0.18 | 1074.53 | 238545.66 | 42938.2188
9.00 WOOD AND PVC WORK
37 | 9.1.1 |  |  |  | 18% |  | Providing wood work in frames of doors, windows, clerestory windows and other frames, wrought framed and fixed in position with hold fast lugs or with dash fasteners of required dia & length (hold fast lugs or dash fastener shall be paid for separately). Second class teak wood | Cum | 2 | 142949.7 | 0.18 | 121143.81 | 242287.62 | 43611.7716
38 | 9.7.7.1 |  |  |  | 18% |  | Providing and fixing panelling or panelling and glazing in panelled or panelled and glazed shutters for doors, windows and clerestory windows (Area of opening for panel inserts excluding portion inside grooves or rebates to be measured). Panelling for panelled or panelled and glazed shutters 25 mm to 40 mm thick. Float glass panes 4 mm thick glass pane (weight not less than 10 kg/sqm). | Sqm | 5 | 2241.8 | 0.18 | 1899.83 | 9499.15 | 1709.847
39 | 9.7.7.2 |  |  |  | 18% |  | Providing and fixing panelling or panelling and glazing in panelled or panelled and glazed shutters for doors, windows and clerestory windows (Area of opening for panel inserts excluding portion inside grooves or rebates to be measured). Panelling for panelled or panelled and glazed shutters 25 mm to 40 mm thick. Float glass panes 5.0 mm thick glass panes (weight not less than 12.50 kg/sqm). | Sqm | 38 | 2600.45 | 0.18 | 2203.77 | 83743.26 | 15073.7868
40 | 9.7.8 |  |  |  | 18% |  | Providing and fixing panelling or panelling and glazing in panelled or panelled and glazed shutters for doors, windows and clerestory windows (Area of opening for panel inserts excluding portion inside grooves or rebates to be measured). Panelling for panelled or panelled and glazed shutters 25 mm to 40 mm thick. Fly proof stainless steel grade 304 wire gauge with 0.5 mm dia. wire and 1.4 mm wide aperture with matching wood beading | Sqm | 19 | 1800.45 | 0.18 | 1525.81 | 28990.39 | 5218.2702
41 | 9.12 |  |  |  | 18% |  | Extra for providing frosted glass panes 4 mm thick (weight not less than 10 kg per sqm) instead of ordinary float glass panes 4 mm thick (weight not less than 10 kg per sqm) in doors, windows and clerestory window shutters. (Area of opening for glass panes excluding portion inside rebate shall be measured). | Sqm | 5 | 176.4 | 0.18 | 149.49 | 747.45 | 134.541
42 | 9.20.1 |  |  |  | 18% |  | Providing and fixing ISI marked flush door shutters conforming to IS : 2202 (Part ¦) decorative type, core of block board construction with frame of 1st class hard wood and well matched teak 3 ply veneering with vertical grains or cross bands and face veneers on both faces of shutters. 35 mm thick including IS] marked Stainless Steel butt hinges with necessary screws | Sqm | 52 | 3473.85 | 0.18 | 2943.94 | 153084.88 | 27555.2784
43 | 9.23 |  |  |  | 18% |  | Extra for providing lipping with 2nd class teak wood battens 25 mm minimum depth on all edges of flush door shutters (over all area of door shutter to be measured). | Sqm | 52 | 462.35 | 0.18 | 391.82 | 20374.64 | 3667.4352
44 | 9.47.2 |  |  |  | 18% |  | Providing and fixing nickel plated M.S. pipe curtain rods with nickel plated brackets : 25 mm dia (heavy type) | Metre | 66 | 186.4 | 0.18 | 157.97 | 10426.02 | 1876.6836
45 | 9.48.2 |  |  |  | 18% |  | Providing and fixing M.S. grills of required pattern in frames of windows etc. with M.S. flats, square or round bars etc. including priming coat with approved steel primer all complete. Fixed to openings /wooden frames with rawl plugs screws etc. | Kg | 300 | 238.35 | 0.18 | 201.99 | 60597 | 10907.46
46 | 9.84 |  |  |  | 18% |  | Providing and fixing aluminium extruded section body tubular type universal hydraulic door closer (having brand logo with ISi, IS : 3564, embossed on the body, door weight upto 36 kg to 80 kg and door width from 701 mm to 1000 mm), with double speed adjustment with necessary accessories and screws etc. complete. | Each | 14 | 983.15 | 0.18 | 833.18 | 11664.52 | 2099.6136
47 | 9.96.1 |  |  |  | 18% |  | Providing and fixing aluminium sliding door bolts, ISI marked anodised (anodic coating not less than grade AC 10 as per IS : 1868), transparent or dyed to required colour or shade, with nuts and screws etc. complete : 300x16 mm | Each | 50 | 303.25 | 0.18 | 256.99 | 12849.5 | 2312.91
48 | 9.96.2 |  |  |  | 18% |  | Providing and fixing aluminium sliding door bolts, ISI marked anodised (anodic coating not less than grade AC 10 as per IS : 1868), transparent or dyed to required colour or shade, with nuts and screws etc. complete : 250x16 mm | Each | 12 | 260.6 | 0.18 | 220.85 | 2650.2 | 477.036
49 | 9.97.1 |  |  |  | 18% |  | Providing and fixing aluminium tower bolts, ISI marked, anodised (anodic coating not less than grade AC 10 as per IS : 1868 ) transparent or dyed to required colour or shade, with necessary screws etc. complete : 300x10 mm | Each | 38 | 130.1 | 0.18 | 110.25 | 4189.5 | 754.11
50 | 9.97.4 |  |  |  | 18% |  | Providing and fixing aluminium tower bolts, ISI marked, anodised (anodic coating not less than grade AC 10 as per IS : 1868 ) transparent or dyed to required colour or shade, with necessary screws etc. complete : 150x10 mm | Each | 52 | 82.55 | 0.18 | 69.96 | 3637.92 | 654.8256
51 | 9.100.1 |  |  |  | 18% |  | Providing and fixing aluminium handles, ISI marked, anodised (anodic coating not less than grade AC 10 as per IS : 1868) transparent or dyed to required colour or shade, with necessary screws etc. complete : 125 mm | Each | 96 | 66.25 | 0.18 | 56.14 | 5389.44 | 970.0992
52 | 9.101.2 |  |  |  | 18% |  | Providing and fixing aluminium hanging floor door stopper, ISI marked, anodised (anodic coating not less than grade AC 10 as per IS : 1868) transparent or dyed to required colour and shade, with necessary screws etc. complete. Twin rubber stopper | Each | 38 | 72.35 | 0.18 | 61.31 | 2329.78 | 419.3604
53 | 9.114.2 |  |  |  | 18% |  | Providing and fixing magnetic catcher of approved quality in cupboard / ward robe shutters, including fixing with necessary screws etc. complete. Double strip (horizontal type) | Each | 32 | 39.7 | 0.18 | 33.64 | 1076.48 | 193.7664
54 | 9.129 |  |  |  | 18% |  | Providing and fixing cup board shutters 25 mm thick, with Pre-laminated flat pressed three layer particle board or graded wood particle board IS: 12823 marked, exterior grade (Grade ¦ Type Il), having one side decorative lamination and other side balancing lamination, including IInd class teak wood lipping of 25 mm wide x12 mm thick with necessary screws and bright finished stainless steel piano hinges, complete as per direction of the Engineer-in-Charge | Sqm | 4 | 2307.35 | 0.18 | 1955.38 | 7821.52 | 1407.8736
55 | 9.147.A4.2 |  |  |  | 18% |  | Providing and fixing factory made uPVC glazed/wire mesh windows/ doors comprising of lead free uPVC multi-chambered frame, sash and mullion/coupler (where ever required) extruded profiles having minimum wall thickness of 1.70 mm for Series R1 and R2 profiles and 2.10 mm for Series R3 and R4 profiles conforming to EN: 12608 in any shape, colour and design duly reinforced with galvanized mild steel section made of required shape & size as per CPWD Specification, uPVC extruded glazing beads, interlocks and Inline sash adaptor (where ever required) of appropriate dimension, EPDM gasket, hardware, SS 304 grade fasteners of minimum 8 mm dia with countersunk head, comprising of matching polyamide PA6 grade sleeve for fixing frame to finished wall as per IS 1367 : Part 1 to 14, plastic packers, plastic caps and necessary stainless steel screws etc. Profile of frame, sash & mullion (if required) shall be mitred cut and fusion welded/mechanically jointed duly sealed at all corners, including drilling of holes for fixing hardware and drainage of water etc. After fixing frame the gap between frame and adjacent finished wall shall be filled with weather proof silicon sealant over backer rod of approved size and quality, all complete as per approved drawing conforming to CPWD specification & direction of Engineer-in-Charge. Section of steel reinforcement and cross sections of uPVC profiles to be as per design approved by Engineer-in-Charge. Wire mesh / Glazing of plain/ toughened/ laminated/ double glass unit with / without high performance coatings as per design requirements and conforming to IS: 3548 & IS: 16231 shall be paid separately. Note:- Structural design proof checked from a Government Engineering Institute, to be provided by the manufacturer for : (i) Sites with basic wind speed > 45 m/sec as per IS 875 — Part 3 (ii) Sites with structure height more than 20m for all wind speeds Three track three panels sliding window with two glazed & one wire mesh panels with Aluminium channel for roller track, wool pile, nylon rollers with SS 304 body. Using R3 series with frame (98 mm & above) x (40 mm & above) & both glazed and fly screen sash (30 mm & above) x (55 mm & above) with zinc alloy (Zamak) powder coated handle on every glazed panel along with multi-point locking system. (Height upto 1.8m). | Sqm | 38 | 10874.2 | 0.18 | 9215.42 | 350185.96 | 63033.4728
56 | 9.147.C2.3 |  |  |  | 18% |  | Providing and fixing factory made uPVC glazed/wire mesh windows/ doors comprising of lead free uPVC multi-chambered frame, sash and mullion/coupler (where ever required) extruded profiles having minimum wall thickness of 1.70 mm for Series R1 and R2 profiles and 2.10 mm for Series R3 and R4 profiles conforming to EN: 12608 in any shape, colour and design duly reinforced with galvanized mild steel section made of required shape & size as per CPWD Specification, uPVC extruded glazing beads, interlocks and Inline sash adaptor (where ever required) of appropriate dimension, EPDM gasket, hardware, SS 304 grade fasteners of minimum 8 mm dia with countersunk head, comprising of matching polyamide PA6 grade sleeve for fixing frame to finished wall as per IS 1367 : Part 1 to 14, plastic packers, plastic caps and necessary stainless steel screws etc. Profile of frame, sash & mullion (if required) shall be mitred cut and fusion welded/mechanically jointed duly sealed at all corners, including drilling of holes for fixing hardware and drainage of water etc. After fixing frame the gap between frame and adjacent finished wall shall be filled with weather proof silicon sealant over backer rod of approved size and quality, all complete as per approved drawing conforming to CPWD specification & direction of Engineer-in-Charge. Section of steel reinforcement and cross sections of uPVC profiles to be as per design approved by Engineer-in-Charge. Wire mesh / Glazing of plain/ toughened/ laminated/ double glass unit with / without high performance coatings as per design requirements and conforming to IS: 3548 & IS: 16231 shall be paid separately. Note:- Structural design proof checked from a Government Engineering Institute, to be provided by the manufacturer for : (i) Sites with basic wind speed > 45 m/sec as per IS 875 — Part 3 (ii) Sites with structure height more than 20m for all wind speeds Fixed window / ventilator with mullion / transom. Using R3 series with frame (55 mm & above ) x (45 mm & above) & mullion (55 mm & above) x (65 mm & above). (Height upto 2.5 metre) | Sqm | 5 | 7827.75 | 0.18 | 6633.69 | 33168.45 | 5970.321
10.0 STEEL WORK
57 | 10.25.2 |  |  |  | 18% |  | Steel work welded in built up sections/ framed work, including cutting,hoisting, fixing in position and applying a priming coat of approved steel primer using structural steel etc. as required. In gratings, frames, guard bar, ladder, railings, brackets, gates and similar works | Kg | 1298 | 172.6 | 0.18 | 146.27 | 189858.46 | 34174.5228
58 | 10.28 |  |  |  | 18% |  | Providing and fixing stainless steel ( Grade 304) railing made of Hollow tubes, channels, plates etc., including welding, grinding, buffing, polishing and making curvature (wherever required) and fitting the same with necessary stainless steel nuts and bolts complete, i/c fixing the railing with necessary accessories & stainless steel dash fasteners , stainless steel bolts etc., of required size, on the top of the floor or the side of waist slab with suitable arrangement as per approval of Engineer-in-charge, (for payment purpose only weight of stainless steel members shall be considered excluding fixing accessories such as nuts, bolts, fasteners etc.). | Kg | 640 | 772.4 | 0.18 | 654.58 | 418931.2 | 75407.616
SUB HEAD : 11.0 FLOORING
59 | 11.23.5 |  |  |  | 18% |  | Marble stone flooring with 18 mm thick marble stone, as per sample of marble approved by Engineer-in-charge, over 20 mm (average) thick base of cement mortar 1:4 (1 cement : 4 coarse sand) laid and jointed with grey cement slurry, including rubbing and polishing complete with : Udaipur green marble | Sqm | 32 | 2428.6 | 0.18 | 2058.14 | 65860.48 | 11854.8864
60 | 11.24 |  |  |  | 18% |  | Extra for pre finished nosing to treads of steps of marble stone. | Metre | 62 | 719.9 | 0.18 | 610.08 | 37824.96 | 6808.4928
61 | 11.25 |  |  |  | 18% |  | Extra for marble stone flooring in treads of steps and risers using single length up to 2.00 metre. | Sqm | 32 | 851.8 | 0.18 | 721.86 | 23099.52 | 4157.9136
62 | 11.37 |  |  |  | 18% |  | Providing and laying Ceramic glazed floor tiles of size 300x300 mm (thickness to be specified by the manufacturer) of 1st quality conforming to IS : 15622 of approved make in colours such as White, Ivory, Grey, Fume Red Brown, laid on 20 mm thick cement mortar 1:4 (1 Cement : 4 Coarse sand), Jointing with grey cement slurry @ 3.3 kg/sqm including pointing the joints with white cement and matching pigment etc., complete. | Sqm | 45 | 1096.55 | 0.18 | 929.28 | 41817.6 | 7527.168
63 | 11.41A.2.1 |  |  |  | 18% |  | Providing and laying Vitrified tiles in floor in different sizes (thickness to be specified by the manufacturer) with water absorption less than 0.08% and conforming to 1S:15622, of approved brand & manufacturer, in all colours and shade, laid on 20 mm thick cement mortar 1:4 (1 cement: 4 coarse sand) jointing with grey cement slurry @3.3 kg/sqm including grouting the joints with white cement and matching pigments etc. The tiles must be cut with the zero chipping diamond cutter only . Laying of tiles will be done with the notch trowel, plier, wedge, clips of required thickness, leveling system and rubber mallet for placing the tiles gently and easily. Glazed vitrified floor tiles polished finish of size. Size of Tile 600 x 600 mm | Sqm | 445 | 1502.75 | 0.18 | 1273.52 | 566716.4 | 102008.952
64 | 11.41A.3.1 |  |  |  | 18% |  | Providing and laying Vitrified tiles in floor in different sizes (thickness to be specified by the manufacturer) with water absorption less than 0.08% and conforming to 1S:15622, of approved brand & manufacturer, in all colours and shade, laid on 20 mm thick cement mortar 1:4 (1 cement: 4 coarse sand) jointing with grey cement slurry @3.3 kg/sqm including grouting the joints with white cement and matching pigments etc. The tiles must be cut with the zero chipping diamond cutter only . Laying of tiles will be done with the notch trowel, plier, wedge, clips of required thickness, leveling system and rubber mallet for placing the tiles gently and easily. Glazed Vitrified tiles Matt/Antiskid finish of size. Size of Tile 600 x 600 mm | Sqm | 58 | 1464.85 | 0.18 | 1241.4 | 72001.2 | 12960.216
65 | 11.55.1 |  |  |  | 18% |  | Providing and laying flamed finish Granite stone flooring in required design and patterns, in linear as well as curvilinear portions of the building all complete as per the architectural drawings with 18 mm thick stone slab over 20 mm (average) thick base of cement mortar 1:4 (1 cement : 4 coarse sand) laid and jointed with cement slurry and pointing with white cement slurry admixed with pigment of matching shade including rubbing, curing and polishing etc. all complete as specified and as directed by the Engineer-in-Charge : Flamed finish granite stone slab Jet Black, Cherry Red, Elite Brown, Cat Eye or equivalent. | Sqm | 33 | 3186.7 | 0.18 | 2700.59 | 89119.47 | 16041.5046
SUB HEAD : 12.0 ROOFING
66 | 12.20 |  |  |  | 18% |  | Providing and laying pressed clay tiles (as per approved pattern 20 mm nominal thickness of approved size) on roofs jointed with cement mortar 1:4 (1 cement : 4 coarse sand) mixed with 2% integral water proofing compound, laid over a bed of 20 mm thick cement mortar 1:4 (1 cement : 4 coarse sand) and finished neat complete. | Sqm | 13 | 709.75 | 0.18 | 601.48 | 7819.24 | 1407.4632
67 | 12.21.1 |  |  |  | 18% |  | Providing gola 75x75 mm in cement concrete 1:2:4 (1 cement : 2 coarse sand : 4 stone aggregate 10 mm and down gauge), including finishing with cement mortar 1:3 (1 cement : 3 fine sand) as per standard design : In 75x75 mm deep chase | Metre | 143 | 305.15 | 0.18 | 258.6 | 36979.8 | 6656.364
68 | 12.22 |  |  |  | 18% |  | Making khurras 45x45 cm with average minimum thickness of 5cm cement concrete 1:2:4 (1 cement : 2 coarse sand : 4 graded stone aggregate of 20 mm nominal size) over P.V.C. sheet 1 m x1 m x 400 micron, finished with 12 mm cement plaster 1:3 (1 cement : 3 coarse sand) and a coat of neat cement, rounding the edges and making and finishing the outlet complete. | Each | 8 | 298.25 | 0.18 | 252.75 | 2022 | 363.96
69 | 12.41.2 |  |  |  | 18% |  | Providing and fixing on wall face unplasticised Rigid PVC rain water pipes conforming to IS : 13592 Type A, including jointing with seal ring conforming to IS : 5382, leaving 10 mm gap for thermal expansion, (i) Single socketed pipes. 110 mm diameter | Metre | 63 | 377.4 | 0.18 | 319.83 | 20149.29 | 3626.8722
70 | 12.42.1.2 |  |  |  | 18% |  | Providing and fixing on wall face unplasticised - PVC moulded fittings/ accessories for unplasticised Rigid PVC rain water pipes conforming to IS : 13592 Type A, including jointing with seal ring conforming to IS : 5382, leaving 10 mm gap for thermal expansion. Coupler 110 mm | Each | 17 | 136.15 | 0.18 | 115.38 | 1961.46 | 353.0628
71 | 12.42.3.2 |  |  |  | 18% |  | Providing and fixing on wall face unplasticised - PVC moulded fittings/ accessories for unplasticised Rigid PVC rain water pipes conforming to IS : 13592 Type A, including jointing with seal ring conforming to IS : 5382, leaving 10 mm gap for thermal expansion. Single tee with door 110x110x110 mm | Each | 9 | 234.15 | 0.18 | 198.43 | 1785.87 | 321.4566
72 | 12.42.5.2 |  |  |  | 18% |  | Providing and fixing on wall face unplasticised - PVC moulded fittings/ accessories for unplasticised Rigid PVC rain water pipes conforming to IS : 13592 Type A, including jointing with seal ring conforming to IS : 5382, leaving 10 mm gap for thermal expansion. Bend 87.5° 110 mm bend | Each | 10 | 150.35 | 0.18 | 127.42 | 1274.2 | 229.356
73 | 12.42.6.2 |  |  |  | 18% |  | Providing and fixing on wall face unplasticised - PVC moulded fittings/ accessories for unplasticised Rigid PVC rain water pipes conforming to IS : 13592 Type A, including jointing with seal ring conforming to IS : 5382, leaving 10 mm gap for thermal expansion. Shoe (Plain) 110 mm Shoe | Each | 10 | 131.85 | 0.18 | 111.74 | 1117.4 | 201.132
74 | 12.43.2 |  |  |  | 18% |  | Providing and fixing unplasticised -PVC pipe clips of approved design to unplasticised - PVC rain water pipes by means of 50x50x50 mm hard wood plugs, screwed with M.S. screws of required length, including cutting brick work and fixing in cement mortar 1:4 (1 cement : 4 coarse sand) and making good the wall etc. complete. 110 mm | Each | 45 | 371.3 | 0.18 | 314.66 | 14159.7 | 2548.746
75 | 12.44 |  |  |  | 18% |  | Providing and fixing to the inlet mouth of rain water pipe cast iron grating 15 cm diameter and weighing not less than 440 grams. | Each | 10 | 54.7 | 0.18 | 46.36 | 463.6 | 83.448
SUB HEAD : 13.0 FINISHING
76 | 13.4.2 |  |  |  | 18% |  | 12 mm cement plaster of mix : 1:6 (1 cement: 6 coarse sand) | Sqm | 860 | 343.65 | 0.18 | 291.23 | 250457.8 | 45082.404
77 | 13.5.2 |  |  |  | 18% |  | 15 mm cement plaster on rough side of single or half brick wall of mix : 1:6 (1 cement: 6 coarse sand) | Sqm | 376 | 395.35 | 0.18 | 335.04 | 125975.04 | 22675.5072
78 | 13.9.1 |  |  |  | 18% |  | Cement plaster 1:3 (1 cement: 3 coarse sand) finished with a floating coat of neat cement.:12 mm cement plaster | Sqm | 221 | 449.55 | 0.18 | 380.97 | 84194.37 | 15154.9866
79 | 13.11 |  |  |  | 18% |  | 18 mm cement plaster in two coats under layer 12 mm thick cement plaster 1:5 (1 cement: 5 coarse sand) finished with a top layer 6mm thick cement plaster 1:6 (1 cement: 6 fine sand). | Sqm | 1401 | 518.55 | 0.18 | 439.45 | 615669.45 | 110820.501
80 | 13.16.1 |  |  |  | 18% |  | 6 mm cement plaster of mix : 1:3 (1 cement: 3 fine sand) | Sqm | 561 | 300.45 | 0.18 | 254.62 | 142841.82 | 25711.5276
81 | 13.21 |  |  |  | 18% |  | Extra for providing and mixing water proofing material in cement plaster work in proportion recommended by the manufacturers. | per bag of 50kg cement used in the mix | 176 | 22.1 | 0.18 | 18.73 | 3296.48 | 593.3664
82 | 13.46.1 |  |  |  | 18% |  | Finishing walls with Acrylic Smooth exterior paint of required shade : New work (Two or more coat applied @ 1.67 ltr/10 sqm over and including priming coat of exterior primer applied @ 0.90 litre/10 sqm) | sqm | 1401 | 160.6 | 0.18 | 136.1 | 190676.1 | 34321.698
83 | 13.62.1 |  |  |  | 18% |  | Painting with synthetic enamel paint of approved brand and manufacture of required colour to give an even shade : Two or more coats on new work over an under coat of suitable shade with ordinary paint of approved brand and manufacture | Sqm | 37 | 226.25 | 0.18 | 191.74 | 7094.38 | 1276.9884
84 | 13.80 |  |  |  | 18% |  | Providing and applying white cement based putty of average thickness 1 mm, of approved brand and manufacturer, over the plastered wall surface to prepare the surface even and smooth complete. | Sqm | 1745 | 156.05 | 0.18 | 132.25 | 230776.25 | 41539.725
85 | 13.82.2 |  |  |  | 18% |  | Wall painting with acrylic emulsion paint, having VOC (Volatile Organic Compound ) content less than 50 grams/ litre, of approved brand and manufacture, including applying additional coats wherever required, to achieve even shade and colour. Two coats | Sqm | 1745 | 137.45 | 0.18 | 116.48 | 203257.6 | 36586.368
86 | 13.85.1 |  |  |  | 18% |  | Applying priming coats with primer of approved brand and manufacture, having low VOC (Volatile Organic Compound ) content. With ready mixed pink or grey primer on wood work (hard and soft wood) having VOC content less than 50 grams/ litre | Sqm | 100 | 70.35 | 0.18 | 59.62 | 5962 | 1073.16
87 | 13.85.3 |  |  |  | 18% |  | Applying priming coats with primer of approved brand and manufacture, having low VOC (Volatile Organic Compound ) content. With water thinnable cement primer on wall surface having VOC content less than 50 grams/litre | Sqm | 1745 | 73.95 | 0.18 | 62.67 | 109359.15 | 19684.647
88 | 13.114 |  |  |  | 18% |  | Melamine polishing on wood work (one or more coat). | Sqm | 170 | 138.1 | 0.18 | 117.03 | 19895.1 | 3581.118
SUB HEAD : 16.0 ROAD WORK
89 | 16.1 |  |  |  | 18% |  | Preparation and consolidation of sub grade with power road roller of 8 to 12 tonne capacity after excavating earth to an average of 22.5 cm depth, dressing to camber and consolidating with road roller including making good the undulations etc. and re-rolling the sub grade and disposal of surplus earthwith lead upto 50 metres. | Sqm | 75 | 218.9 | 0.18 | 185.51 | 13913.25 | 2504.385
90 | 16.45 |  |  |  | 18% |  | Providing and fixing pre-moulded joint filler in expansion joints of RCC roads / CC pavements after making the joints dust free with high pressure air jet cleaners, all complete as per direction of the Engineer-in-Charge. (Pre-moulded joint fillers shall be made of bitumen hot sealing compound depth per impregnated fibre board having impregnation more than 35%, conforming cm width to IS:1838 for fibre board and IS: 1834 for hot sealing bitumen compound per metre grade A.) | Per Cm depth per cm width per meter length | 135 | 5.3 | 0.18 | 4.49 | 606.15 | 109.107
91 | 16.75 |  |  |  | 18% |  | Providing and laying C.C. pavement of mix M-25 with ready mixed concrete from batching plant. The ready mixed concrete shall be laid and finished with screed board vibrator , vacuum dewatering process and finally finished by floating, brooming with wire brush etc. complete as per specifications and directions of Engineer-in-charge. (The panel shuttering work shall be paid for separately). (Note:- Cement content considered in this item is @ 330 kg/cum. Excess/less cement used as per design mix is payable/ recoverable separately). | cum | 8 | 9823.8 | 0.18 | 8325.25 | 66602 | 11988.36
SUB HEAD : 17.0 SANITARY INSTALLATIONS
92 | 17.2.1 |  |  |  | 18% |  | Providing and fixing white vitreous china pedestal type water closet (European type W.C. pan) with seat and lid, 10 litre low level white P.V.C. flushing cistern, including flush pipe, with manually controlled device (handle lever), conforming to IS : 7231, with all fittings and fixtures complete, including cutting and making good the walls and floors wherever required : W.C. pan with ISI marked white solid plastic seat and lid | Each | 6 | 6515.55 | 0.18 | 5521.65 | 33129.9 | 5963.382
93 | 17.3.1 |  |  |  | 18% |  | Providing and fixing white vitreous china pedestal type water closet (European type) with seat and lid, 10 litre low level white vitreous china flushing cistern & C.P. flush bend with fittings & C.I. brackets, 40 mm flush bend, overflow arrangement with specials of standard make and mosquito proof coupling of approved municipal design complete, including painting of fittings and brackets, cutting and making good the walls and floors wherever required : W.C. pan with ISI marked white solid plastic seat and lid | Each | 5 | 8006.6 | 0.18 | 6785.25 | 33926.25 | 6106.725
94 | 17.7.4 |  |  |  | 18% |  | Providing and fixing wash basin with C.I. brackets, 15 mm C.P. brass pillar taps, 32 mm C.P. brass waste of standard pattern, including painting of fittings and brackets, cutting and making good the walls wherever require: White Vitreous China Flat back wash basin size 550x 400 mm with single 15 mm C.P. brass pillar tap | Each | 11 | 1879.2 | 0.18 | 1592.54 | 17517.94 | 3153.2292
95 | 17.8 |  |  |  | 18% |  | Providing and fixing white vitreous china pedestal for wash basin completely recessed at the back for the reception of pipes and fittings. | Each | 5 | 1683.35 | 0.18 | 1426.57 | 7132.85 | 1283.913
96 | 17.10.1.1 |  |  |  | 18% |  | Providing and fixing Stainless Steel A ISI 304 (18/8) kitchen sink as per IS:13983 with C.I. brackets and stainless steel plug 40 mm, including painting of fittings and brackets, cutting and making good the walls wherever required : Kitchen sink with drain board 510x1040 mm bowl depth 250 mm | Each | 1 | 6945.6 | 0.18 | 5886.1 | 5886.1 | 1059.498
97 | 17.22A |  |  |  | 18% |  | Providing and fixing CP Brass 32 mm size Bottle Trap of approved quality & make and as per the direction of Engineer-in-charge. | Each | 5 | 1034.8 | 0.18 | 876.95 | 4384.75 | 789.255
98 | 17.28.1.1 |  |  |  | 18% |  | Providing and fixing P.V.C. waste pipe for sink or wash basin including P.V.C. waste fittings complete. Semi rigid pipe 32 mm dia | each | 6 | 103.9 | 0.18 | 88.05 | 528.3 | 95.094
99 | 17.28.1.2 |  |  |  | 18% |  | Providing and fixing P.V.C. waste pipe for sink or wash basin including P.V.C. waste fittings complete. Semi rigid pipe 40 mm dia | each | 1 | 116.7 | 0.18 | 98.9 | 98.9 | 17.802
100 | 17.31 |  |  |  | 18% |  | Providing and fixing 600x450 mm beveled edge mirror of superior glass (of approved quality) complete with 6 mm thick hard board ground fixed to wooden cleats with C.P. brass screws and washers complete. | Each | 10 | 1607.95 | 0.18 | 1362.67 | 13626.7 | 2452.806
101 | 17.32.2 |  |  |  | 18% |  | Providing and fixing mirror of superior glass (of approved quality) and of required shape and size with plastic moulded frame of approved make and shade with 6 mm thick hard board backing : Rectangular shape 453x357 mm | each | 2 | 1361.8 | 0.18 | 1154.07 | 2308.14 | 415.4652
102 | 17.33 |  |  |  | 18% |  | Providing and fixing 600x120x5 mm glass shelf with edges round off, supported on anodised aluminium angle frame with C.P. brass brackets and guard rail complete fixed with 40 mm long screws, rawl plugs etc., complete. | Each | 10 | 1083.5 | 0.18 | 918.22 | 9182.2 | 1652.796
103 | 17.34.1 |  |  |  | 18% |  | Providing and fixing toilet paper holder : C.P. brass | Each | 12 | 803.7 | 0.18 | 681.1 | 8173.2 | 1471.176
SUB HEAD : 18.0 WATER SUPPLY
104 | 18.7.3 |  |  |  | 18% |  | Providing and fixing Chlorinated Polyvinyl Chloride (CPVC) pipes, having thermal stability for hot & cold water supply and all CPVC plain & brass threaded fittings, including fixing the pipe with clamps at 1.00 m spacing. This includes jointing of pipes & fittings with one step CPVC solvent cement and testing of joints complete as per direction of Engineer in Charge. Internal work - Exposed on wall 25 mm nominal dia Pipes | Metre | 20 | 401.55 | 0.18 | 340.3 | 6806 | 1225.08
105 | 18.7.4 |  |  |  | 18% |  | Providing and fixing Chlorinated Polyvinyl Chloride (CPVC) pipes, having thermal stability for hot & cold water supply and all CPVC plain & brass threaded fittings, including fixing the pipe with clamps at 1.00 m spacing. This includes jointing of pipes & fittings with one step CPVC solvent cement and testing of joints complete as per direction of Engineer in Charge. Internal work - Exposed on wall 32 mm nominal dia Pipes | Metre | 20 | 518.75 | 0.18 | 439.62 | 8792.4 | 1582.632
106 | 18.7.5 |  |  |  | 18% |  | Providing and fixing Chlorinated Polyvinyl Chloride (CPVC) pipes, having thermal stability for hot & cold water supply and all CPVC plain & brass threaded fittings, including fixing the pipe with clamps at 1.00 m spacing. This includes jointing of pipes & fittings with one step CPVC solvent cement and testing of joints complete as per direction of Engineer in Charge. Internal work - Exposed on wall 40 mm nominal dia Pipes | Metre | 50 | 702.95 | 0.18 | 595.72 | 29786 | 5361.48
107 | 18.8.1 |  |  |  | 18% |  | Providing and fixing Chlorinated Polyvinyl Chloride (CPVC) pipes, having thermal stability for hot & cold water supply, including all CPVC plain & brass threaded fittings and fixing the pipe with clamps at 1.00 m spacing. This includes jointing of pipes & fittings with one step CPVC solvent cement and the cost of cutting chases and making good the same including testing of joints complete as per direction of Engineer in Charge. Concealed work, including cutting chases and making good the walls etc. 15 mm nominal dia Pipes | Metre | 12 | 497.8 | 0.18 | 421.86 | 5062.32 | 911.2176
108 | 18.8.2 |  |  |  | 18% |  | Providing and fixing Chlorinated Polyvinyl Chloride (CPVC) pipes, having thermal stability for hot & cold water supply, including all CPVC plain & brass threaded fittings and fixing the pipe with clamps at 1.00 m spacing. This includes jointing of pipes & fittings with one step CPVC solvent cement and the cost of cutting chases and making good the same including testing of joints complete as per direction of Engineer in Charge. Concealed work, including cutting chases and making good the walls etc. 20 mm nominal dia Pipes | Metre | 120 | 537.6 | 0.18 | 455.59 | 54670.8 | 9840.744
109 | 18.8.3 |  |  |  | 18% |  | Providing and fixing Chlorinated Polyvinyl Chloride (CPVC) pipes, having thermal stability for hot & cold water supply, including all CPVC plain & brass threaded fittings and fixing the pipe with clamps at 1.00 m spacing. This includes jointing of pipes & fittings with one step CPVC solvent cement and the cost of cutting chases and making good the same including testing of joints complete as per direction of Engineer in Charge. Concealed work, including cutting chases and making good the walls etc. 25 mm nominal dia Pipes | Metre | 12 | 627.25 | 0.18 | 531.57 | 6378.84 | 1148.1912
110 | 18.13.1 |  |  |  | 18% |  | Making connection of G.I. distribution branch with G.I. main of following sizes by providing and fixing tee, including cutting and threading the pipe etc. complete : 25 to 40 mm nominal bore | Each | 2 | 911.9 | 0.18 | 772.8 | 1545.6 | 278.208
111 | 18.13.2 |  |  |  | 18% |  | Making connection of G.I. distribution branch with G.I. main of following sizes by providing and fixing tee, including cutting and threading the pipe etc. complete : 50 to 80 mm nominal bore | Each | 2 | 1785.35 | 0.18 | 1513.01 | 3026.02 | 544.6836
112 | 18.17.4 |  |  |  | 18% |  | Providing and fixing gun metal gate valve with C.I. wheel of approved quality (screwed end) : 50 mm nominal bore | Each | 4 | 1026.65 | 0.18 | 870.04 | 3480.16 | 626.4288
113 | 18.18.3 |  |  |  | 18% |  | Providing and fixing ball valve (brass) of approved quality, High or low pressure, with plastic floats complete : 25 mm nominal bore | Each | 3 | 464.05 | 0.18 | 393.26 | 1179.78 | 212.3604
114 | 18.22.2 |  |  |  | 18% |  | Providing and fixing C.P. brass shower rose with 15 or 20 mm inlet : 150 mm diameter | Each | 12 | 222.35 | 0.18 | 188.43 | 2261.16 | 407.0088
115 | 18.48 |  |  |  | 18% |  | Providing and placing on terrace (at all floor levels) polyethylene water storage tank, IS : 12701 marked, with cover and suitable locking arrangement and making necessary holes for inlet, outlet and overflow pipes but without fittings and the base support for tank. | Per Litre | 6000 | 11 | 0.18 | 9.32 | 55920 | 10065.6
116 | 18.51.1 |  |  |  | 18% |  | Providing and fixing C.P. brass long body bib cock of approved quality conforming to IS standards and weighing not less than 690 gms. 15 mm nominal bore | Each | 1 | 798.95 | 0.18 | 677.08 | 677.08 | 121.8744
117 | 18.52.1 |  |  |  | 18% |  | Providing and fixing C.P. brass stop cock (concealed) of standard design and of approved make conforming to IS:8931. | Each | 12 | 670.45 | 0.18 | 568.18 | 6818.16 | 1227.2688
118 | 18.53.1 |  |  |  | 18% |  | Providing and fixing C.P. brass angle valve for basin mixer and geyser points of approved quality conforming to IS:8931 15 mm nominal bore | Each | 48 | 574.3 | 0.18 | 486.69 | 23361.12 | 4205.0016
119 | 18.53A |  |  |  | 18% |  | Providing and fixing C.P. Brass extension nipple (size 15mmx50mm) of approved make and quality as per direction of Engineer-in-charge. | Each | 60 | 74.8 | 0.18 | 63.39 | 3803.4 | 684.612
120 | 18.77 |  |  |  | 18% |  | Cutting holes up to 15x15 cm in R.C.C. floors and roofs for passing drain pipe etc. and repairing the hole after insertion of drain pipe etc. with cement concrete 1:2:4 (1 cement : 2 coarse sand : 4 graded stone aggregate 20 mm nominal size), including finishing complete so as to make it leak proof. | Each | 10 | 452 | 0.18 | 383.05 | 3830.5 | 689.49
SUB HEAD : 19.0 DRAINAGE
121 | 19.2.2 |  |  |  | 18% |  | Providing and laying cement concrete 1:5:10 (1 cement : 5 coarse sand : 10 graded stone aggregate 40 mm nominal size) all-round S.W. pipes including bed concrete as per standard design : 150 mm diameter S.W. pipe | Metre | 50 | 1179.85 | 0.18 | 999.87 | 49993.5 | 8998.83
122 | 19.4.1.1 |  |  |  | 18% |  | Providing and fixing square-mouth S.W. gully trap class SP-1 complete with C.I. grating brick masonry chamber with water tight C.I. cover with frame of 300 x 300 mm size (inside) the weight of cover to be not less than 4.50 kg and frame to be not less than 2.70 kg as per standard design: 100x100 mm size P type With common burnt clay F.P.S. (non modular) bricks of class designation 7.5 | Each | 5 | 2707.65 | 0.18 | 2294.62 | 11473.1 | 2065.158
123 | 19.6.2 |  |  |  | 18% |  | Providing and laying non-pressure NP2 class (light duty) R.C.C. pipes with collars jointed with stiff mixture of cement mortar in the proportion of 1:2 (1 cement : 2 fine sand) including testing of joints etc. complete : 150 mm dia. R.C.C. pipe | Metre | 50 | 556.45 | 0.18 | 471.57 | 23578.5 | 4244.13
124 | 19.6.4 |  |  |  | 18% |  | Providing and laying non-pressure NP2 class (light duty) R.C.C. pipes with collars jointed with stiff mixture of cement mortar in the proportion of 1:2 (1 cement : 2 fine sand) including testing of joints etc. complete : 300 mm dia. R.C.C. pipe | Metre | 10 | 994.3 | 0.18 | 842.63 | 8426.3 | 1516.734
125 | 19.7.1.1 |  |  |  | 18% |  | Constructing brick masonry manhole in cement mortar 1:4 ( 1 cement : 4 coarse sand ) with R.C.C. top slab with 1:1.5:3 mix (1 cement : 1.5 coarse sand (zone-III) : 3 graded stone aggregate 20 mm nominal size), foundation concrete 1:4:8 mix (1 cement : 4 coarse sand (zone-III) : 8 graded stone aggregate 40 mm nominal size), inside plastering 12 mm thick with cement mortar 1:3 (1 cement : 3 coarse sand) finished with floating coat of neat cement and making channels in cement concrete 1:2:4 (1 cement : 2 coarse sand : 4 graded stone aggregate 20 mm nominal size) finished with a floating coat of neat cement complete as per standard design : Inside size 90x80 cm and 45 cm deep including C.I. cover with frame (light duty) 455x610 mm internal dimensions, total weight of cover and frame to be not less than 38 kg (weight of cover 23 kg and weight of frame 15 kg) : With common burnt clay F.P.S. (non modular) bricks of class designation 7.5 | Each | 7 | 12770.55 | 0.18 | 10822.5 | 75757.5 | 13636.35
126 | 19.8.1.1 |  |  |  | 18% |  | Extra for depth for manholes : Size 90x80 cm With common burnt clay F.P.S. (non modular) bricks of class designation 7.5 | Metre | 2 | 8825.4 | 0.18 | 7479.15 | 14958.3 | 2692.494
127 | 19.32.1 |  |  |  | 18% |  | Making soak pit 2.5 m diameter 3.0 metre deep with 45 x 45 cm dry brick honey comb shaft with bricks and S.W. drain pipe 100 mm diameter, 1.8 m long complete as per standard design. With common burnt clay F.P.S. (non modular) bricks of class designation 7.5 | Each | 2 | 26861.9 | 0.18 | 22764.32 | 45528.64 | 8195.1552
SUB HEAD : 22.0 WATER PROOFING
128 | 22.7.1 |  |  |  | 18% |  | Providing and laying integral cement based water proofing treatment including preparation of surface as required for treatment of roofs, balconies, terraces etc consisting of following operations: (a) Applying a slurry coat of neat cement using 2.75 kg/sqm of cement admixed with water proofing compound conforming to IS. 2645 and approved by Engineer-in-charge over the RCC slab including adjoining walls upto 300 mm height including cleaning the surface before treatment. (b) Laying brick bats with mortar using broken bricks/brick bats 25 mm to 115 mm size with 50% of cement mortar 1:5 (1 cement : 5 coarse sand) admixed with water proofing compound conforming to IS : 2645 and approved by Engineer-in-charge over 20 mm thick layer of cement mortar of mix 1:5 (1 cement :5 coarse sand) admixed with water proofing compound conforming to IS : 2645 and approved by Engineer-in-charge to required slope and treating similarly the adjoining walls upto 300 mm height including rounding of junctions of walls and slabs. (c) After two days of proper curing applying a second coat of cement slurry using 2.75 kg/ sqm of cement admixed with water proofing compound conforming to IS : 2645 and approved by Engineer-in-charge. (d) Finishing the surface with 20 mm thick jointless cement mortar of mix 1:4 (1 cement :4 coarse sand) admixed with water proofing compound conforming to IS : 2645 and approved by Engineer-in-charge including laying glass fibre cloth of approved quality in top layer of plaster and finally finishing the surface with trowel with neat cement slurry and making pattern of 300x300 mm square 3 mm deep. (e) The whole terrace so finished shall be flooded with water for a minimum period of two weeks for curing and for final test. “All above operations to be done in order and as directed and specified by the Engineer-in-Charge”: With average thickness of 120 mm and minimum thickness at khurra as 65 mm. | Sqm | 253 | 1684.6 | 0.18 | 1427.63 | 361190.39 | 65014.2702
[7 empty] | TOTAL FOR SCHEDULE ITEMS -CIVIL | [5 empty] | 13024088.37 | 2344335.9066 | 15368424.2766
| DSR 2022 | [5 empty] | SCHEDULE ITEMS - ELECTRICAL
1 | 1.8.1 |  |  |  | 18% |  | Wiring for light point/ fan point/ exhaust fan point/ call bell point with 1.5 sq.mm FRLS PVC insulated copper conductor single core cable in surface / recessed medium class PVC conduit, with piano type switch, phenolic laminated sheet, suitable size M.S. box and earthing the point with 1.5 sq.mm. FRLS PVC insulated copper conductor single core cable etc. as required. Group A | POINT | 42 | 993 | 0.12 | 886.61 | 37237.62 | 6702.7716
2 | 1.9 |  |  |  | 18% |  | Wiring for twin control light point with 1.5 sq.mm FRLS PVC insulated copper conductor single core cable in surface / recessed medium class PVC conduit, 2 way piano type switch, phenolic laminated sheet, suitable size MS box and earthing the point with 1.5 sq.mm. FRLS PVC insulated copper conductor single core cable etc. as required. | POINT | 4 | 1457 | 0.12 | 1300.89 | 5203.56 | 936.6408
3 | 1.10.3 |  |  |  | 18% |  | Wiring for light point/ fan point/ exhaust fan point/ call bell point with 1.5 sq.mm FRLS PVC insulated copper conductor single core cable in surface / recessed medium class PVC conduit, with modular switch, modular plate, suitable GI box and earthing the point with 1.5 sq.mm FRLS PVC insulated copper conductor single core cable etc. as required. Group C | Point | 240 | 1467 | 0.12 | 1309.82 | 314356.8 | 56584.224
4 | 1.11 |  |  |  | 18% |  | Wiring for twin control light point with 1.5 sq.mm FRLS PVC insulated copper conductor single core cable in surface / recessed medium class PVC conduit, 2 way modular switch, modular plate, suitable GI box and earthing the point with 1.5 sq¢.mm FRLS PVC insulated copper conductor single core cable etc. as required. | Point | 75 | 1562 | 0.12 | 1394.64 | 104598 | 18827.64
5 | 1.14.1 |  |  |  | 18% |  | Wiring for circuit/ submain wiring alongwith earth wire with the following sizes of FRLS PVC insulated copper conductor, single core cable in surface/ recessed medium class PVC conduit as required. 2 X 1.5 sq. mm + 1 X 1.5 sq. mm earth wire | Metre | 200 | 233 | 0.12 | 208.04 | 41608 | 7489.44
6 | 1.14.2 |  |  |  | 18% |  | Wiring for circuit/ submain wiring alongwith earth wire with the following sizes of FRLS PVC insulated copper conductor, single core cable in surface/ recessed medium class PVC conduit as required. 2 X 2.5 sq. mm + 1 X 2.5 sq. mm earth wire | Metre | 1350 | 275 | 0.12 | 245.54 | 331479 | 59666.22
7 | 1.14.3 |  |  |  | 18% |  | Wiring for circuit/ submain wiring alongwith earth wire with the following sizes of FRLS PVC insulated copper conductor, single core cable in surface/ recessed medium class PVC conduit as required. 2 X 4 sq. mm + 1X 4 sq. mm earth wire | Metre | 640 | 334 | 0.12 | 298.21 | 190854.4 | 34353.792
8 | 1.14.4 |  |  |  | 18% |  | Wiring for circuit/ submain wiring alongwith earth wire with the following sizes of FRLS PVC insulated copper conductor, single core cable in surface/ recessed medium class PVC conduit as required. 2 X 6 sq. mm + 1X 6 sq. mm earth wire | Metre | 4 | 439 | 0.12 | 391.96 | 1567.84 | 282.2112
9 | 1.18.2 |  |  |  | 18% |  | Supplying and drawing following pair 0.5 mm dia FRLS PVC insulated annealed copper conductor, unarmored telephone cable in the existing surface/ recessed steel/ PVC conduit as required. 2 Pair | Metre | 180 | 38 | 0.12 | 33.93 | 6107.4 | 1099.332
10 | 1.19 |  |  |  | 18% |  | Supplying and drawing co-axial TV cable RG-6 grade, 0.7 mm solid copper conductor PE insulated, shielded with fine tinned copper braid and protected with PVC sheath in the existing surface/ recessed steel/ PVC conduit as required. | Metre | 250 | 47 | 0.12 | 41.96 | 10490 | 1888.2
11 | 1.21.1 |  |  |  | 18% |  | Supplying and fixing of following sizes of medium class PVC conduit along with accessories in surface/recess including cutting the wall and making good the same in case of recessed conduit as required. 20 MM | Metre | 4 | 128 | 0.12 | 114.29 | 457.16 | 82.2888
12 | 1.21.2 |  |  |  | 18% |  | Supplying and fixing of following sizes of medium class PVC conduit along with accessories in surface/recess including cutting the wall and making good the same in case of recessed conduit as required. 25 MM | Metre | 1200 | 145 | 0.12 | 129.46 | 155352 | 27963.36
13 | 1.21.3 |  |  |  | 18% |  | Supplying and fixing of following sizes of medium class PVC conduit along with accessories in surface/recess including cutting the wall and making good the same in case of recessed conduit as required. 32 MM | Metre | 4 | 184 | 0.12 | 164.29 | 657.16 | 118.2888
14 | 1.21.4 |  |  |  | 18% |  | Supplying and fixing of following sizes of medium class PVC conduit along with accessories in surface/recess including cutting the wall and making good the same in case of recessed conduit as required. 40 MM | Metre | 4 | 228 | 0.12 | 203.57 | 814.28 | 146.5704
15 | 1.21.5 |  |  |  | 18% |  | Supplying and fixing of following sizes of medium class PVC conduit along with accessories in surface/recess including cutting the wall and making good the same in case of recessed conduit as required. 50 MM | Metre | 4 | 284 | 0.12 | 253.57 | 1014.28 | 182.5704
16 | 1.23.6 |  |  |  | 18% |  | Supplying and fixing following piano type switch/ socket on the existing switch box/ cover including connections etc. as required. Telephone socket outlet | Each | 1 | 109 | 0.12 | 97.32 | 97.32 | 17.5176
17 | 1.24.1 |  |  |  | 18% |  | Supplying and fixing following modular switch/ socket on the existing modular plate & switch box including connections but excluding modular plate etc. as required. 5/6 A switch | Each | 36 | 103 | 0.12 | 91.96 | 3310.56 | 595.9008
18 | 1.24.4 |  |  |  | 18% |  | Supplying and fixing following modular switch/ socket on the existing modular plate & switch box including connections but excluding modular plate etc. as required. 3 pin 5/6 A socket outlet | Each | 86 | 122 | 0.12 | 108.93 | 9367.98 | 1686.2364
19 | 1.24.6 |  |  |  | 18% |  | Supplying and fixing following modular switch/ socket on the existing modular plate & switch box including connections but excluding modular plate etc. as required. Telephone socket outlet | Each | 10 | 148 | 0.12 | 132.14 | 1321.4 | 237.852
20 | 1.24.7 |  |  |  | 18% |  | Supplying and fixing following modular switch/ socket on the existing modular plate & switch box including connections but excluding modular plate etc. as required. TV antenna socket outlet | Each | 12 | 148 | 0.12 | 132.14 | 1585.68 | 285.4224
21 | 1.25 |  |  |  | 18% |  | Supplying and fixing two module stepped type electronic fan regulator on the existing modular plate switch box including connections but excluding modular plate etc. as required. | Each | 46 | 369 | 0.12 | 329.46 | 15155.16 | 2727.9288
22 | 1.26 |  |  |  | 18% |  | Supplying and fixing modular blanking plate on the existing modular plate & switch box excluding modular plate as required. | Each | 50 | 40 | 0.12 | 35.71 | 1785.5 | 321.39
23 | 1.27.1 |  |  |  | 18% |  | Supplying and fixing following size/ modules, Gl box alongwith modular base & cover plate for modular switches in recess etc. as required. 1 or 2 Module ( 75 mm x 75 mm) | Each | 48 | 298 | 0.12 | 266.07 | 12771.36 | 2298.8448
24 | 1.27.2 |  |  |  | 18% |  | Supplying and fixing following size/ modules, Gl box alongwith modular base & cover plate for modular switches in recess etc. as required. 3 Module (100mmX75mm) | Each | 40 | 327 | 0.12 | 291.96 | 11678.4 | 2102.112
25 | 1.27.3 |  |  |  | 18% |  | Supplying and fixing following size/ modules, Gl box alongwith modular base & cover plate for modular switches in recess etc. as required. 4 Module (125mmX75mm) | Each | 14 | 343 | 0.12 | 306.25 | 4287.5 | 771.75
26 | 1.27.4 |  |  |  | 18% |  | Supplying and fixing following size/ modules, Gl box alongwith modular base & cover plate for modular switches in recess etc. as required. 6 Module (200mmX75mm) | Each | 35 | 402 | 0.12 | 358.93 | 12562.55 | 2261.259
27 | 1.27.5 |  |  |  | 18% |  | Supplying and fixing following size/ modules, Gl box alongwith modular base & cover plate for modular switches in recess etc. as required. 8 Module (125mmX125mm) | Each | 25 | 454 | 0.12 | 405.36 | 10134 | 1824.12
28 | 1.31 |  |  |  | 18% |  | Supplying and fixing suitable size GI box with modular plate and cover in front on surface or in recess, including providing and fixing 3 pin 5/6 A modular socket outlet and 5/6 A modular switch, connections etc. as required. | Each | 50 | 477 | 0.12 | 425.89 | 21294.5 | 3833.01
29 | 1.32 |  |  |  | 18% |  | Supplying and fixing suitable size Gl box with modular plate and cover in front on surface or in recess, including providing and fixing 6 pin 5/6 & 15/16 A modular socket outlet and 15/16 A modular switch, connections etc. as required. | Each | 73 | 586 | 0.12 | 523.21 | 38194.33 | 6874.9794
30 | 1.33 |  |  |  | 18% |  | Supplying and fixing 3 pin, 5 A ceiling rose on the existing junction box/ wooden block including connections etc. as required. | Each | 90 | 87 | 0.12 | 77.68 | 6991.2 | 1258.416
31 | 1.38 |  |  |  | 18% |  | Supplying and fixing call bell/ buzzer suitable for single phase, 230 V, complete as required. | Each | 10 | 99 | 0.12 | 88.39 | 883.9 | 159.102
32 | 1.41 |  |  |  | 18% |  | Installation, testing and commissioning of pre-wired, fluorescent fitting / compact fluorescent fitting of all types, complete with all accessories and tube/lamp etc. directly on ceiling/ wall, including connections with 1.5 sq. mm FRLS PVC _ insulated, copper conductor, single core cable and earthing etc. as required. | Each | 32 | 206 | 0.12 | 183.93 | 5885.76 | 1059.4368
33 | 1.44 |  |  |  | 18% |  | Installation, testing and commissioning of ceiling fan, including wiring the down rods of standard length (upto 30 cm) with 1.5 sq. mm FRLS PVC insulated, copper conductor, single core cable etc. as required. | Each | 1 | 213 | 0.12 | 190.18 | 190.18 | 34.2324
34 | 1.45 |  |  |  | 18% |  | Installation, testing and commissioning of ceiling fan, including wiring the down rods of standard length (upto 30 cm) with 1.5 sq. mm FRLS PVC insulated, copper conductor, single core cable, including providing and fixing phenolic laminated sheet cover on the fan box etc. as required. | Each | 1 | 339 | 0.12 | 302.68 | 302.68 | 54.4824
35 | 1.50.1 |  |  |  | 18% |  | Installation of exhaust fan in the existing opening, including making good the damage, connection, testing, commissioning etc. as required. Upto 450 mm sweep | Each | 6 | 450 | 0.12 | 401.79 | 2410.74 | 433.9332
36 | 1.51 |  |  |  | 18% |  | Extra for fixing the louvers/ shutters complete with frame for a exhaust fan of all sizes. | Each | 6 | 207 | 0.12 | 184.82 | 1108.92 | 199.6056
37 | 2.4.1 |  |  |  | 18% |  | Supplying and fixing following way,horizontal type three pole and neutral, sheet steel, MCB distribution board, 415 volts, on surface/ recess, complete with tinned copper busbar, neutral busbar, earth bar, din bar, detachable gland plate, interconnections, phosphatized and powder painted including earthing etc. as required. (But without MCB/RCCB/Isolator) 4 way (4 + 12), Double door, horizontal TPN DB. | Each | 4 | 4091 | 0.12 | 3652.68 | 14610.72 | 2629.9296
38 | 2.5.1 |  |  |  | 18% |  | Supplying and fixing of following ways surface/ recess mounting, vertical type, 415 V, TPN MCB distribution board of sheet steel, dust protected, duly powder painted, inclusive of 200 A tinned copper bus bar, common neutral link, earth bar,din bar for mounting MCBs (but without MCBs and incomer ) as required . (Note : Vertical type MCB TPDB is normally used where 3 phase outlets are required.): 4 way (4 + 12), Double door | Each | 2 | 7512 | 0.12 | 6707.14 | 13414.28 | 2414.5704
39 | 2.10.1 |  |  |  | 18% |  | Supplying and fixing 5 A to 32 A rating, 240/415 V, 10 kA, "C" curve, miniature circuit breaker suitable for inductive load of following poles in the existing MCB DB complete with onnections, testing and commissioning etc. as required.: Single pole | Each | 159 | 256 | 0.12 | 228.57 | 36342.63 | 6541.6734
40 | 2.10.5 |  |  |  | 18% |  | Supplying and fixing 5 A to 32 A rating, 240/415 V, 10 kA, "C" curve, miniature circuit breaker suitable for inductive load of following poles in the existing MCB DB complete with Connections, testing and commissioning etc. as required.: Triple pole and neutral | Each | 3 | 1228 | 0.12 | 1096.43 | 3289.29 | 592.0722
41 | 2.13.1 |  |  |  | 18% |  | Supply and fixing following rating, four pole, 415V, isolator in the existing MCB DB complete with connections, testing and commissioning etc. as required. 40A | Each | 12 | 970 | 0.12 | 866.07 | 10392.84 | 1870.7112
42 | 2.13.2 |  |  |  | 18% |  | Supply and fixing following rating, four pole, 415V, isolator in the existing MCB DB complete with connections, testing and commissioning etc. as required. 63A | Each | 1 | 1034 | 0.12 | 923.21 | 923.21 | 166.1778
43 | 2.18 |  |  |  | 18% |  | Supplying and fixing 20 A, 240 V, SPN Industrial type socket outlet, with 2 pole and earth, metal enclosed plug top alongwith 20 A "C" curve, SP, MCB, in sheet steel enclosure, on surface or in recess, with chained metal cover for the socket out let and complete with connections, testing and commissioning etc. as required. | Each | 135 | 1621 | 0.12 | 1447.32 | 195388.2 | 35169.876
44 | 2.21 |  |  |  | 18% |  | Providing and fixing M.V. danger notice plate of 200 mm X 150 mm, made of mild steel, at least 2 mm thick, and vitreous enameled white on both sides, and with inscription in single red colour on front side as required. | Each | 6 | 269 | 0.12 | 240.18 | 1441.08 | 259.3944
45 | 5.6 |  |  |  | 18% |  | Earthing with copper earth plate 600 mm X 600 mm X 3 mm thick including accessories, and providing masonry enclosure with cover plate having locking arrangement and watering pipe of 2.7 metre long etc. with charcoal/ coke and salt as required. | Set | 1 | 13838 | 0.12 | 12355.36 | 12355.36 | 2223.9648
46 | 5.9 |  |  |  | 18% |  | Supplying and laying 25 mm X 5 mm G.I strip at 0.50 metre below ground as strip earth electrode, including connection/ terminating with G.I. nut, bolt, spring, washer etc. as required. (Jointing shall be done by overlapping and with 2 sets of G.I. nut bolt & spring washer spaced at 50mm) | Metre | 50 | 144 | 0.12 | 128.57 | 6428.5 | 1157.13
47 | 5.15 |  |  |  | 18% |  | Providing and fixing 25 mm X 5 mm G.I. strip on surface or in recess for connections etc. as required. | Metre | 120 | 244 | 0.12 | 217.86 | 26143.2 | 4705.776
48 | 5.19 |  |  |  | 18% |  | Providing and fixing 4.00 mm dia copper wire on surface or in recess for loop earthing along with existing surface/ recessed conduit/ submain wiring/ cable as required. | Metre | 200 | 127 | 0.12 | 113.39 | 22678 | 4082.04
49 | 6.2 |  |  |  | 18% |  | Providing and fixing of lightning conductor finial, made of 25 mm dia 300 mm long, G.I. tube, having single prong at top, with 85 mm dia 6 mm thick G.I. base plate including holes etc. complete as required. | Each | 2 | 518 | 0.12 | 462.5 | 925 | 166.5
50 | 6.4 |  |  |  | 18% |  | Jointing copper / G.I. tape (with another copper/ G ¦ tape, base of the finial or any other metallic object) by riveting / nut bolting/ sweating and soldering etc as required. | Each | 10 | 113 | 0.12 | 100.89 | 1008.9 | 181.602
51 | 6.7 |  |  |  | 18% |  | Providing and fixing G.I. tape 20 mm X 3 mm thick on parapet or surface of wall for lightning conductor complete as required.(For horizontal run) | Metre | 90 | 126 | 0.12 | 112.5 | 10125 | 1822.5
52 | 6.8 |  |  |  | 18% |  | Providing and fixing G.I. tape 20 mm X 3 mm thick on parapet or surface of wall for lightning conductor complete as required.(For vertical run) | Metre | 20 | 197 | 0.12 | 175.89 | 3517.8 | 633.204
53 | 7.10 |  |  |  | 18% |  | Supplying and fixing cable route marker with 10 cm X 10cm X5mm thick G.I. plate with inscription there on, bolted /welded to 35 mm X 35 mm X 6 mm angle iron, 60 cm long and fixing the same in ground as required. | Each | 60 | 508 | 0.12 | 453.57 | 27214.2 | 4898.556
54 | 1.27.6 |  |  |  | 18% |  | Supply and fixing of 12 module G.I. Box | Each | 20 | 547 | 0.12 | 488.39 | 9767.8 | 1758.204
55 | 2.14.3 |  |  |  | 18% |  | Supply and fixing of 63A rating double pole,(single phase and neutral), 240V Residual current circuit breaker(RCCB) having sensitivity current 30mA in the existing MCB DB complete with connections, testing and commissioning etc. as required | Each | 4 | 2722 | 0.12 | 2430.36 | 9721.44 | 1749.8592
[7 empty] | TOTAL FOR SCHEDULE ITEMS - ELECTRICAL | [5 empty] | 1768804.57 | 318384.8226
Total of Schedule (CIVIL and E& M) Items as per DSR excluding Rebate | [12 empty] | 14792892.94 | 2662720.7292 | 17137228.8466
03% escalation over DSR schdeule civil items as per circular no DG/Cost Index/10 | [12 empty] | 390722.6511 | 70330.0772
Total of Schedule (CIVIL and E& M) Items as per DSR after considering 03% escalation over DSR sch civil items, but excluding Rebate | [12 empty] | 15183615.5911 | 2733050.8064
Percentage (%) above/below +/- on DSR 2023 Rates excluding GST mentioned above (to be quoted by Bidder) | [13 empty] | 0
Add Amount above/below +/- on the amount for DSR Items as per quoted percentage
Total of Schedule I excluding GST considering offered % Rebate | [14 empty] | #VALUE!
Total GST
As the %variation w.r.t total DSR Amount cell left Blank the bid is considered as Non-responsive
0
70652568.57

## Schedule-II
Construction of Transit Camp Cum Field Hostel at Kurnool-IV Pooling Station
Schedule-II : Non-Scheduled Items
Bidder’s Name |  |  | 0 | [5 empty] | To:
Address : |  |  | 0 | [5 empty] | Contract Services
|  |  | 0 | [5 empty] | Power Grid Corporation of India Ltd.,
|  |  | 0 | [5 empty] | Southern Region Transmission system -I
Kavadiguda Main Raod, Secunderabad - 500080
Sl. No. | Service Number | SAC Code | Whether SAC in column ‘2’ is confirmed. If not indicate applicable the SAC # | Rate of GST applicable ( in %) | Whether rate of GST in column ‘6’ is confirmed. If not indicate applicable rate of GST # | Description (Non Schedule Items) | Unit | Quantity | Unit Rate without GST | Total Amount | GST | Remarks |  |  | 58
1 | 2 | 2 | 3 | 3 | 4 | 5 | 6 | 7 | 8 | 9= 8 x 7 | 11 = Appl GST% of 9 |  |  |  | 58
A | [5 empty] | NON-SCHEDULE ITEMS: CIVIL
1 | Diluting & injecting chemical emulsion for anti termite |  |  | 18% |  | Diluting and injecting chemical emulsion (to be supplied under other item) for PRE-CONSTRUCTIONAL anti-termite treatment and creating a continuous chemical barrier under and around the columns pits, wall trenches, basement excavation, along the external perimeter of retaining wall, expansion joints, over top surface consolidated earth on which apron is to be laid, surroundings of pipes and conduits etc., complete as per specifications. Chlorpyriphos/ Lindane emulsifiable concentrate 20% with 1% concentration. (cost of Chlorpyriphos/ Lindane emulsifiable concentrate shall be paid separately. Basement floor slab area of the building only shall be measured for payment) | Sqm | 392 |  | 0 | 0 |  | TRUE | FALSE
2 | Sunken filling with 40 mm dia pipe spout |  |  | 18% |  | Providing and placing cinder/brick bat or any light weight water absorbing materials filling to the sunk floors in toilets/kitchen sunks, well compacted carefully by hand beating to required slopes including consolidation,making hole or core to the beam/wall for providing 40mm dia PVC drain (spout pipe) pipe of required length, pipe should be fixed properly to the beam or wall with water proofing compound with cover the inlet pipe mouth with SS jali and packing with 40/20/10 mm stone aggregate with sufficent quantity. For toilet and Kitchen sunkun portions. | Cum | 18 |  | 0 | 0
3 | filling sand/crushed stone sand |  |  | 18% |  | Supplying and filling in plinth/below foundation/footpath etc with crushed stone sand / river sand under floors/below foundation/footpath etc including watering, ramming, consolidating and dressing complete. | Cum | 25 |  | 0 | 0
4 | Brick work up to plinth |  |  | 18% |  | Brick work with common burnt clay F.P.S. (non modular) bricks of class designation 7.5 (75kg/sq.cm)in foundation and plinth in Cement mortar 1:6 (1 cement : 6 coarse sand). Note: Fly ash brick of same class confirming to relevant IS code can also be used if clay bricks of designated class are not available. | Cum | 47 |  | 0 | 0
5 | Brick work above plinth |  |  | 18% |  | Brick work with common burnt clay F.P.S. (non modular) bricks of class designation 7.5 (75kg/sq,cm) in superstructure above plinth level up to floor V level in all shapes and sizes in : Cement mortar 1:6 (1 cement : 6 coarse sand) Note: Fly ash brick of same class confirming to relevant IS code can also be used if clay bricks of designated class are not available. | Cum | 166 |  | 0 | 0
6 | half Brick work above plinth |  |  | 18% |  | Half brick masonry with common burnt clay F.P.S. (non modular) bricks of class designation 7.5 (75kg/sq,cm) in superstructure above plinth level up to floor V level. Cement mortar 1:4 (1 cement :4 coarse sand). Note: Fly ash brick of same class confirming to relevant IS code can also be used if clay bricks of designated class are not available. | Sqm | 372 |  | 0 | 0
7 | C.I Cover with frame |  |  | 18% |  | Supply and fixing of C.I Cover with frame for manholes, septic tank, underground tank etc. 500 mm diamter C.I Cover (medium duty) the weight of the cover with frame to be not less than 58 Kg. | each | 2 |  | 0 | 0
8 | SWR pipe 110 mm |  |  | 18% |  | Providing, fixing , laying, testing & commissioning (Concealed/surface mounted or underground) uPVC SWR Rigid pipes confirming to IS 13592 Type B of PRICE/SUPREME/FINOLEX or equivalent make for drainage line including necessary fittings such as couplers, bends, tees, cross tees, cowls, 2way/3way junction of any degree,clamps, rubber packing ring, acess door etc. wherever required confirming to IS-14735, joining with adhessive solvent cement including cost of jointing materials and all other necessary fixtures, fitting, air and water tight testing of the line etc. complete at all levels. (Centre line length of completed pipe line shall be measured for payment purpose) (B) 110mm outer dia. | Metre | 68 |  | 0 | 0
9 | SWR pipe 75 mm |  |  | 18% |  | Providing, fixing , laying, testing & commissioning (Concealed/surface mounted or underground) uPVC SWR Rigid pipes confirming to IS 13592 Type B of PRICE/SUPREME/FINOLEX or equivalent make for drainage line including necessary fittings such as couplers, bends, tees, cross tees, cowls, 2way/3way junction of any degree,clamps, rubber packing ring, acess door etc. wherever required confirming to IS-14735, joining with adhessive solvent cement including cost of jointing materials and all other necessary fixtures, fitting, air and water tight testing of the line etc. complete at all levels. (Centre line length of completed pipe line shall be measured for payment purpose) (B) 75mm outer dia. | Metre | 80 |  | 0 | 0
10 | SWR Pipe 160 mm |  |  | 18% |  | Providing and fixing soil, waste and vent pipes with unplsticised rigid PVC 160mm dia pipes conforming IS 13592 Type B. all complete as directed by the Engineer in charge. | Metre | 4 |  | 0 | 0
11 | Chicken wire mesh for plaster |  |  | 18% |  | Providing & fixing chicken wire mesh 24 gauge at junctions of RCC and masonry walls including fixing in position, scaffolding etc. complete as directed by Engineer-in-charge. | Sqm | 38 |  | 0 | 0
12 | Vetrifeid wall tiles size 600X600 |  |  | 18% |  | Providing and laying ist quality Vitrified wall tiles in different sizes (thickness to be specified by the manufacturer) with water absorption less than 0.08% and conforming to 1S:15622, of approved brand & manufacturer, in all colours and shade, in skirting, riser, and dado laid on 12 mm thick cement mortar 1:3 (1 cement: 3 coarse sand) jointing with grey cement slurry @3.3 kg/sqm including grouting the joints with white cement and matching pigments etc. The tiles must be cut with the zero chipping diamond cutter only . Laying of tiles will be done with the notch trowel, plier, wedge, clips of required thickness, leveling system and rubber mallet for placing the tiles gently and easily. Glazed vitrified floor tiles polished finish of size. Size of Tile 600 x 600 mm | Sqm | 53 |  | 0 | 0
13 | Vetrifeid wall tiles size 600X600 antiskid |  |  | 18% |  | Providing and laying Vitrified tiles in floor in different sizes (thickness to be specified by the manufacturer) with water absorption less than 0.08% and conforming to 1S:15622, of approved brand & manufacturer, in all colours and shade, laid on 20 mm thick cement mortar 1:4 (1 cement: 4 coarse sand) jointing with grey cement slurry @3.3 kg/sqm including grouting the joints with white cement and matching pigments etc. The tiles must be cut with the zero chipping diamond cutter only . Laying of tiles will be done with the notch trowel, plier, wedge, clips of required thickness, leveling system and rubber mallet for placing the tiles gently and easily. Glazed Vitrified tiles Matt/Antiskid finish of size. Size of Tile 600 x 600 mm | Sqm | 9 |  | 0 | 0
14 | Nahani/floor Trap |  |  | 18% |  | Providing, fixing, testing and commissioning uPVC SWR self cleaning Nahani trap, plain floor trap/ Multi floor trap etc. of 110 mm dia inlet and 75 mm outlet nominal dia. including fixing PVC reducer of 110mm dia. to 75 mm dia. and jointing with adhessive solvent cement including cost of cutting and making good the walls and floors at all levels etc. complete. make:-supreme/finolex/prince or equivalent. | Each | 26 |  | 0 | 0
15 | Window SS jali for sliding |  |  | 18% |  | Providing and fixing stainless steel 304 grade mesh of average width of aperture 1.4 mm and nominal dia of wire 0.50 mm to uPVC/aluminium windows with suitable beading/clips a as per drawings and as directed by engineer in charge. The uPVC/aluminium section of windows shall be measured under relevant items. Actual area of mesh provided shall be measured for payment. | Sqm | 26 |  | 0 | 0
16 | MS sheet box for ceiling Fan |  |  | 18% |  | Providing and fixing circular/ Hexagonal cast iron or M.S. sheet box for ceiling fan clamp with its top surface hacked for proper bonding, top lid shall be screwed into the M.S. sheet box . Clamp shall be made of 12mm dia M.S. bar bent to shape. | Each | 18 |  | 0 | 0
17 | wall Mixer for normal Toilets |  |  | 18% |  | Providing & Fixing CP Brass Wall mixture of Jaguar Model No. FLR-CHR-5281N or equivalent models from other specified brands with standard length bend for overhead shower. | Each | 9 |  | 0 | 0
18 | Soap Dish |  |  | 18% |  | Providing and fixing C.P. brass Soap dish Jaguar Model ACN-CHR-1131N or equivalent of approved brands including required screws, rawl plugs etc. complete. | Each | 12 |  | 0 | 0
19 | Towel Rail |  |  | 18% |  | P&F CP towel rail 600mm long, 20mm dia of Jaguar Model CPA-CHR-1111 or equivalent of other approved brands | Each | 12 |  | 0 | 0
20 | Kitchen Sink tape |  |  | 18% |  | P&F CP Brass wall mounted two in one Sink cock with regular swinging spout & operating knob on right hand side with wall flanges. 15mm Nominal Bore. The Jaguar Make model No. SOL-CHR-6347 / Parryware model No. T4635A or equivalent from other specified brands. | Each | 1 |  | 0 | 0
21 | Two way bib cock with health fucet |  |  | 18% |  | Providing and fixing CP Brass 2 way Bib cock with wall flange and Health faucet, flexible hose pipe and wall hook complete. Jaguar FLR-CHR-5041N for Bib cock & ALD-CHR-563 for health facet or equivalent model of approved brands. | Each | 12 |  | 0 | 0
22 | CPVC Ball Valve 25 mm dia |  |  | 18% |  | Providing and fixing CPVC Ball Valve 25 mm dia with lever arm conforming to SDR 11 pressure class as per ASTM D – 2846 of PRICE/SUPREME/FINOLEX or equivalent make joining with adhessive solvent cement including cost of jointing materials and all other necessary fixtures, fitting, air and water tight testing etc. complete at all levels. | Each | 5 |  | 0 | 0
23 | CPVC Ball Valve 32 mm dia |  |  | 18% |  | Providing and fixing CPVC Ball Valve 32 mm dia with lever arm conforming to SDR 11 pressure class as per ASTM D – 2846 of PRICE/SUPREME/FINOLEX or equivalent make joining with adhessive solvent cement including cost of jointing materials and all other necessary fixtures, fitting, air and water tight testing etc. complete at all levels. | Each | 5 |  | 0 | 0
24 | CPVC Ball Valve 40 mm dia |  |  | 18% |  | Providing and fixing CPVC Ball Valve 40 mm dia with lever arm conforming to SDR 11 pressure class as per ASTM D – 2846 of PRICE/SUPREME/FINOLEX or equivalent make joining with adhessive solvent cement including cost of jointing materials and all other necessary fixtures, fitting, air and water tight testing etc. complete at all levels. | Each | 5 |  | 0 | 0
25 | CPVC Ball Valve 50 mm dia |  |  | 18% |  | Providing and fixing CPVC Ball Valve 50 mm dia with lever arm conforming to SDR 11 pressure class as per ASTM D – 2846 of PRICE/SUPREME/FINOLEX or equivalent make joining with adhessive solvent cement including cost of jointing materials and all other necessary fixtures, fitting, air and water tight testing etc. complete at all levels. | Each | 2 |  | 0 | 0
26 | SS jali for nahani for toilet with cockrage trap |  |  | 18% |  | Providing and fixing 125 mm dia stainless (SS304) matt finsh steel jali (grating) with or without hole consisting four piece system with Cockroach Trap, and frame thickness 1mm & grating thickness 1.5 mm for waste pipe of floor or Nahani trap complete in all respect as per manufacturers specification and direction of Engineer-in-charge. Make : Nirali/Lipka/ Viking/Roca/Jaquar/Kohler or equivalent. | Each | 24 |  | 0 | 0
27 | 40mm GI Pipe |  |  | 18% |  | Providing, Laying and fixing G.I. pipes complete with G.I. fittings and clamps, including cutting and making good the walls/pedestal etc. 40 mm dia Nominal bore | Metre | 30 |  | 0 | 0
28 | 50mm GI Pipe |  |  | 18% |  | Providing, Laying and fixing G.I. pipes complete with G.I. fittings and clamps, including cutting and making good the walls/pedestal etc. 50 mm dia Nominal bore | Metre | 30 |  | 0 | 0
29 | WPC Frame size 65X100 mm |  |  | 18% |  | Providing and fixing factory made single extruded WPC (Wood Polymer Composite) solid door/window/Clerestory windows & other Frames/Chowkhat comprising of virgin PVC polymer,calcium carbonate and natural fibers (wood powder/ rice husk/wheat husk) and non toxic additives and fabricated with miter joints after applying PVC solvent cement and screwed with full body threaded star headed SS screws and resistance to spread of flame of with property of being termite/borer proof, water/moisture proof and fire retardant and fixed in position with M.S hold fast/lugs/SS dash fasteners of required dia and length complete as per direction of Engineer-In- Charge. Frame Size 65 X 100 mm Note: For WPC solid door/window frames, minus 5 mm tolerance in dimensions i.e depth and width of profile shall be acceptable. Variation in profile dimensions on plus side shall be acceptable but no extra payment on this account shall be made. Make-Qute/HDHMR Doors-NCL/Ecoste/Ecocell/Greenpannel/DEC Industries/Jamex or equivalant specification. | Metre | 60 |  | 0 | 0
30 | WPC Door shutters |  |  | 18% |  | Providing and fixing factory made minimum 28 mm thick single extruded WPC (Wood Polymer Composite) solid plain flush door shutter of required size and design/pattern comprising of virgin polymer, calcium carbonate and natural fibers (wood powder/ rice husk/wheat husk) and non toxic additives and resistance to spread of flame of with property of being termite/borer proof, water/moisture proof and fire retardant of approved brand and fixing with stainless steel butt hinges 4 nos of size 100x58x1.9 mm with necessary full body threaded star headed counter sunk S.S screws, all as per direction of Engineer-In- Charge. Make-Qute/HDHMR Doors-NCL/Ecoste/Ecocell/Greenpannel/DEC Industries/Jamex or equivalant specification. | Sqm | 19 |  | 0 | 0
31 | 125 mm thick plastic sheet |  |  | 18% |  | Providing & laying 125 mm micron Separation Membrane of impermeable plastic sheeting of approved quality between RCC & PCC , all complete as per direction of Engineer-In-Charge. | Sqm | 375 |  | 0 | 0
32 | Sunken water proofing |  |  | 18% |  | Providing and laying water proofing treatment to vertical and horizontal surfaces of depressed portions of W.C., kitchen and the like consisting of: (i) Ist course of applying cement slurry @ 4.4 kg/sqm mixed with water proofing compound conforming to IS : 2645 in recommended proportions including rounding off junction of vertical and horizontal surface. (ii) IInd course of 20 mm cement plaster 1:3 (1 cement : 3 coarse sand) mixed with water proofing compound in recommended proportion including rounding off junction of vertical and horizontal surface. (iii) IIIrd course of applying blown or residual bitumen applied hot at 1.7 kg. per sqm of area. | Sqm | 60 |  | 0 | 0
[6 empty] | TOTAL FOR NON-SCHEDULE ITEMS: CIVIL |  |  |  | 0 | 0
B | [5 empty] | NON-SCHEDULE ITEMS:ELECTRICAL
1 |  |  |  | 18% |  | Supply, Installation and testing complete of Philips make LED Recessed Panel Ceiling Light of panel cut size 595X595mm SQUARE model RC370BLED30S-6500G4LED60W60 or equivalent models of POWERGRID approved makes | Each | 30 |  | 0 | 0
2 |  |  |  | 18% |  | Supply, installation, testing and commissioning of LED tubelight 20W (Philips Astra Line 20-Watt LED Battern (Cool Day Light or equivalent)) complete with all accessories as required - of POWERGRID approved makes | Each | 10 |  | 0 | 0
3 |  |  |  | 18% |  | Supply, installation, testing and commissioning of LED tubelight 11W (PHILIPS 31167 11W Adjustable Mirror Light) or equivalent) complete with all accessories as required - of POWERGRID approved makes | Each | 15 |  | 0 | 0
4 |  |  |  | 18% |  | Supply, installation, testing and commissioning of bulk head fitting Complete with all accessories 10 Watt LED lamp as required ; make as per TS | Each | 20 |  | 0 | 0
5 |  |  |  | 18% |  | Supply, installation, testing and commissioning of wall mounted 12W LED Bulb (Philips Stellar Bright 12 Watt LED Bulb, Base B22 (Cool Day Light) or equivalent) POWERGRID approved makes with all accessories inclusive of angular holder etc.as per the direction of engineer-in-charge | Each | 1 |  | 0 | 0
6 |  |  |  | 18% |  | Supplying fitting and fixing 250 mm dia exhaut fan with plastic body and blade, self closing louvers in the fan, to provide off mode protection against birds etc. inclusive of all taxes royalty etc. all complete as per specification and direction of E/I. (WITH CEILING ROSE) | Each | 14 |  | 0 | 0
7 |  |  |  | 18% |  | Supplying fitting and fixing 1400 mm sweep ceilling fan high quality & high speed, heavy duty ,(approved make) inclusive of all taxes royalty etc. all complete as per specification and direction of E/I. Crompton/CGL/BAjaj/Havells/Usha/Philips makes | Each | 25 |  | 0 | 0
8 |  |  |  | 18% |  | Supplying fitting and fixing 1200 mm sweep ceilling fan high quality & high speed, heavy duty ,(approved make) inclusive of all taxes royalty etc. all complete as per specification and direction of E/I. Crompton/CGL/BAjaj/Havells/Usha/Philips makes | Each | 11 |  | 0 | 0
9 |  |  |  | 18% |  | 2mm CRCA Indoor Panel alongwith 1 No. 250A MCCB 4P 36kA with Extended Handle & Spreader for Incoming and 3 Nos. 125A MCCB 4P 36kA with Extended Handle,Spreader forr outgoing consisting of suitable rating of Alu Busbar. This also includes supply and installation of 3-phase energy meter | Each | 1 |  | 0 | 0
10 |  |  |  | 18% |  | Supply & Installation of Geyser of minimum 3star and above with 15llts capacity of approved make by engineer-in-charge | Each | 14 |  | 0 | 0
11 |  |  |  | 18% |  | Supplying, installation, testing and commissioning of following sizes and core PVC /XLPE insulated PVC sheathed ,heavy duty, armoured electrical cable with aluminium conductor for working voltage upto and including 1100 volts (Powergrid Approved make cables) 70sq. mm , 3.5 core | Metre | 100 |  | 0 | 0
12 |  |  |  | 18% |  | Supplying, installation, testing and commissioning of following sizes and core PVC /XLPE insulated PVC sheathed ,heavy duty, armoured electrical cable with aluminium conductor for working voltage upto and including 1100 volts(Powergrid Approved make cables) 4Cx16 Sq-mm | Metre | 360 |  | 0 | 0
13 |  |  |  | 18% |  | Supply, Installation, testing and commissioning of 1.5 Ton Invertor model All weather (Hot & cold) Split AC(copper condensor ) with minimum 3 star rating and above. Scope of work including installation of indoor and outdoor units, laying of AC pipes in wall/PVC conduit upto outdoor unit and drain pipe. Fixing of Outdoor unit with suitable support fixure/frame etc all in complete respect as per directions of Engineer In-Charge. | Each | 17 |  | 0 | 0
14 |  |  |  | 18% |  | Supply and laying/installation of Additional AC duct pipes and drain pipe in wall /Recessed PVC conduit as per the instructions of Engineer-in-charge | FEET | 235 |  | 0 | 0
15 |  |  |  | 18% |  | Supply and installation of decorative wall mounted LED Night lamp fitting with lamp Philips make Philips 31434 Muziris Laminar Wall Lamp or equivalant as approved by the Engineer-in-charge | Each | 14 |  | 0 | 0
16 |  |  |  | 18% |  | Supply installation, testing and commissioning of street light fixture type Sl-L1 as per TS (45W) (Phillips, Bajaj, Havells, Insta, equivalent) (With all required accessories for fixing and earthing) | Each | 10 |  | 0 | 0
17 |  |  |  | 18% |  | Supply installation, testing and commissioning of Lighting Fixture: Type SL-D1 as per TS (30W) Post Top Lighting Fixture (With all required accessories for fixing, termination and earthing) as per TS (Phillips, Bajaj, Havells, Insta, equivalent) | Each | 15 |  | 0 | 0
18 |  |  |  | 18% |  | Supply installation, testing and commissioning of Supply installation, testing and commissioning of GI Pole 6 Mtr (With all required accessories for Termination, fixing and earthing) as per TS (SL-L1) | Each | 10 |  | 0 | 0
19 |  |  |  | 18% |  | Supply installation, testing and commissioning of Supply of D1 Pole 4 Mtr (With all required accessories for fixing and earthing) as per TS | Each | 15 |  | 0 | 0
20 |  |  |  | 18% |  | Supply Installation testing and commissioning of Sub Lighting Panel Incomers: 4 pole 32A TPN MCB suitable for 415V AC supply Outgoings: 8 nos. terminal blocks suitable for cable upto 16 sq. mm cable. Mounting: Suitable for Outdoor applications with Loop in and Loop out facility. | Each | 2 |  | 0 | 0
21 |  |  |  | 18% |  | Supply, installation, testing and commissioning of 1.1kV 2C x 6 Sq-mm PVC cable | Metre | 500 |  | 0 | 0
22 |  |  |  | 18% |  | Supplying of 230 V exhaust fan complete with louver/shutter and all accessories as required of 200 mm sweep 1300-1400 rpm | Each | 1 |  | 0 | 0
23 |  |  |  | 18% |  | Supply of 20w LED batten complete with all accessories of make philips/havells/syska or equivalent | Each | 32 |  | 0 | 0
24 |  |  |  | 18% |  | Supply 380-450 mm, 1400 RPM exhaust fans complete with brackets,blades and all other accessories and fittings,confirming to relevant IS and suitable for operation on 230 V single phase AC supply | Each | 6 |  | 0 | 0
25 |  |  |  | 18% |  | Supply of louvers shutter for exhaust fan | Each | 6 |  | 0 | 0
26 |  |  |  | 18% |  | SUPPLY AND INSTALLATION of 100Watt(waterproof) LED flood light of make Philps/Bajaj or equivalent as approved by Engg in charge | Each | 6 |  | 0 | 0
[6 empty] | TOTAL FOR NON-SCHEDULE ITEMS: (Electrical) |  |  |  | 0 | 0
[6 empty] | Total of Non-Schedule Items- Civil and E&M (Schedule - II) | [6 empty] | False
As all the line items are Left Blank the bid is considered as Non-responsive
Sheet OK

## Schedule-III-Summary
Construction of Transit Camp Cum Field Hostel at Kurnool-IV Pooling Station
(GRAND SUMMARY)
Bidder’s Name and Address (Sole Bidder) : |  | To:
Name : | 0 | Contract Services
Address : | 0 | Power Grid Corporation of India Ltd.,
| 0 | Southern Region Transmission system -I
| 0 | Kavadiguda Main Raod,
Secunderabad - 500080
Sl. No. | Description |  | Total Price (INR)
1.1 | TOTAL SCHEDULE NO. I
Supply & Installation Charges- Schedule Civil & Electrical Items for Construction of Transit Camp Cum Field Hostel at Kurnool-IV Pooling Station
1.2 | TOTAL SCHEDULE NO. II
Supply & Installation Charges- Non-Schedule Civil & Electrical Items for Construction of Transit Camp Cum Field Hostel at Kurnool-IV Pooling Station
I | Total of Service/Installation Charge (ITEMS TAB: Item 01 INSTALLATION FOR DCB (INR) : SRM ATB for BID PRICE SUMMARY Statement ) |  | Non-responsive Bid
II | GST
GST on Schedule-I
GST on Schedule-II
| Total GST for BID PRICE SUMMARY Statement ) |  | Non-responsive Bid
III | GRAND TOTAL |  | Non-responsive Bid
Date : | 0 | Printed Name : | 0
Place : | 0 | Designation : | 0

## Bid Form
Specification No: Ref: SR-I/C&M/WC-4220R/2025/RFx-5002004838 (SR1/T/W-CIVIL/DOM/B00/25/13740) |  |  |  | Bid Form 2nd Envelope
BID FORM (Second Envelope)
Bid Proposal Ref. No.
Date :
To:
Contract Services
Power Grid Corporation of India Ltd.,
Southern Region Transmission System-I
Name of Contract : |  | Construction of Transit Camp Cum Field Hostel at Kurnool-IV Pooling Station
Dear Ladies and/or Gentlemen,
1 | In continuation of First Envelope of our Bid, we hereby submit the Second Envelope of the Bid, both of which shall be read together and in conjunction with each other, and shall be construed as an integral part of our Bid. Accordingly, we the undersigned, offer to undertake the above-named package in full conformity with the said Bidding Documents for the sum of Rs. Non-responsive Bid /- only or such other sums as may be determined in accordance with the terms and conditions of the Bidding Documents. |  |  |  | In continuation of First Envelope of our Bid, we hereby submit the Second Envelope of the Bid, both of which shall be read together and in conjunction with each other, and shall be construed as an integral part of our Bid. Accordingly, we the undersigned, offer to undertake the above-named package in full conformity with the said Bidding Documents for the sum of Rs. | /- only or such other sums as may be determined in accordance with the terms and conditions of the Bidding Documents. | Non-responsive Bid
The above amounts are in accordance with the price schedules attached herewith and are made part of this bid.
2 | Price Schedules
2.1 | In line with the requirements of the Bidding documents, we enclose herewith the following Price Schedules, duly filled - in as per your proforma:
| Sch-1 | Schedules Items as per DSR 2021 excluding GST
| Sch-2 | Non-Scheduled Items
| Sch-3 | Grand Summary
2.2 | We are aware that the Price Schedules do not generally give a full description of the Work to be performed under each item and we shall be deemed to have read the Technical Specifications and other sections of the Bidding Documents and Drawings to ascertain the full scope of Work included in each item while filling-in the rates and prices. We agree that the entered rates and prices shall be deemed to include for the full scope as aforesaid, including overheads and profit.
2.3 | We declare that as specified in Clause 4.6, ITB, Vol.-IA of the Bidding Documents, the prices of all the Services to be supplied under this contract shall be FIRM and doesnot subject to any price adjustment as per relevant clauses in bidding document.
2.4 | We understand that in the price schedules, where there are errors between the total of the amounts given under the column for the price Breakdown and the amount given under the Total Price, the former shall prevail and the latter will be corrected accordingly. We further understand that where there are discrepancies between amounts stated in figures and amounts stated in words, the amount stated in words shall prevail. Similarly, any discrepancy in the total bid price and that of the summation of Schedule price (price indicated in a Schedule indicating the total of that schedule), the total bid price shall be corrected to reflect the actual summation of the Schedule prices.
3 | We confirm that except as otherwise specifically provided our Bid Prices in this Second Envelope include all taxes, duties, levies and charges as may be assessed on us/our Associate (applicable for Foreign Bidder), our Sub-Contractor/Sub-Vendor or their employees by all municipal, state or national government authorities in connection with the Facilities, in and outside of India.
3.1 | 100% of applicable Taxes and Duties i.e GST , which are payable by the Employer under the Contract, shall be reimbursed by the Employer on production of satisfactory documentary evidence by the Contractor in accordance with the provisions of the Bidding Documents.
3.2 | We further understand that notwithstanding 3.0 above, in case of award on us, you shall also bear and pay/reimburse to us, GST applicable on Installation Services specified in Schedule No. I & II of the Price Schedule in this Second Envelope, by the Indian Laws.
3.3 | We confirm that we have also registered/we shall also get registered in the GST Network with a GSTIN, in all the states where the project is located and the states from which we shall make our supply of goods.
4 | # (For Joint Venture only) We, the partners of Joint Venture submitting this bid, do agree and confirm that in case of Award of Contract on the Joint Venture, we shall be jointly and severally liable and responsible for the execution of the Contract in accordance with Contract terms and conditions.
5 | We, hereby, declare that only the persons or firms interested in this proposal as principals are named here and that no other persons or firms other than those mentioned herein have any interest in this proposal or in the Contract to be entered into, if the award is made on us, that this proposal is made without any connection with any other person, firm or party likewise submitting a proposal is in all respects for and in good faith, without collusion or fraud.
Thanking you, we remain,
Yours faithfully,
For and on behalf of
Date : | 0 |  | Printed Name : | 0
Place : | 0 |  | Designation : | 0
Please provide additional information of the Bidder
Business Address :
Country of Incorporation :
State/Province to be indicated :
Name of Principal Officer :
Address of Principal Officer :
Note: Bidders may note that no prescribed proforma has been enclosed for Attachment 2 : Power of Attorney. Bidders may use their own proforma for furnishing the required information with the bid.
* * *