## Basic (hidden)
Package Name | Substation Package-SS76 associated with (i) Extension of 400kV Imphal Substation including 420kV, 2X63MVAR Line Reactor under NERSS-XI; (ii) Extension of 400kV Bongaigaon Substations under NERSS-XII; (iii) Extension of 400kV Surajmaninagar (TSECL) Substation under NERSS-XIV; & (iv) Extension of 400kV Sitamarhi (POWERGRID) Substation under Transmission system for power evacuation from Arun-3 (900MW) HEP, Nepal of M/s. SAPDC-India Portion.
Package Code | Substation Package SS76
Specification No. | Specification No.: CC-CS/1049-NER/SS-4185/3/G3
ORIGINAL

## Cover
Price Schedules | Substation Package-SS76 associated with (i) Extension of 400kV Imphal Substation including 420kV, 2X63MVAR Line Reactor under NERSS-XI; (ii) Extension of 400kV Bongaigaon Substations under NERSS-XII; (iii) Extension of 400kV Surajmaninagar (TSECL) Substation under NERSS-XIV; & (iv) Extension of 400kV Sitamarhi (POWERGRID) Substation under Transmission system for power evacuation from Arun-3 (900MW) HEP, Nepal of M/s. SAPDC-India Portion. |  | Substation Package SS76
Specification No.: CC-CS/1049-NER/SS-4185/3/G3
| 1 | Fill up only green shaded cells in Sch-1, Sch-2, Sch-3, Sch-4, Sch-7 and Bid Form 2nd Envelope.
| 2 | All the cells in Sch-5 & Sch-6 are auto filled, therefore no cell is required to be filled up there.
| 3 | Instructions / error messages, if any, will be displayed automatically after selecting the cell.
| 4 | After filling up all the schedues, save the file, take print out of all the schedules and Bid form and sign & stamp and submit them as hard copy of the 2nd envelope (Price part) of the bid. Also ensure to submit the soft copy of the the same file on CD/ DVD.
पावर ग्रिड कारपोरेशन ऑफ इण्डिया लिमिटेड
(भारत सरकार का उद्यम)
Power Grid Corporation of India Limited
(A Government of India Enterprises)
Click to skip Instructions & Proceed
Click for Detailed General Instructions
General guidelines for filling up the Price Schedules, Sch-1 to Sch-7

## Instructions (hidden)
General Instruction to the Bidders for filling up this workbook of Price Schedules
I | While filling up the worksheets following may please be observed :
| (i) | Fill up only green shaded cells.
| (ii) | Certain data type entries have been restricted, such as Numeric values or limits of numeric values.
| (iii) | Select only the options provided in pull down menus.
| (iv) | Do not link any cell of this work book with any other work book.
| (v) | Do not use copy & paste or cut & paste options for filling up the data.
| (vi) | Do not reformat any of the cell of the work book.
II | This Workbook consists of following worksheets :
Cover :
Opening page of the workbook.
Names of Bidder :
| ● | Select Sole Bidder or JV (Joint Venture) from the pull down menu. Do not leave this cell blank.
| ● | Select nos. of the JV Partners other than the Lead Partner from drop down menu.
| ● | In case of JV partners more than 2, enter details of 3rd & more partners along with details of 2nd partner.
| ● | Fill up names and address of the Sole Bidder and /or Joint Venture.
| ● | Fill up date in dd-mmm-yyyy format from drop down menu.
| ● | Click for Sch-1 given at the right top of the worksheet to go to Sch-1.
Sch-1 (Ex-works Prices) :
| ● | Fill up unit rates for all the items in numeric values greater than 0 (zero). If unit rate is left blank, the corresponding item shall be deemed to be included in the total price.
| ● | Corresponding cell for mode of transaction shall be come enable only after filling up the unit rate, therefore first fill up the unit rate and then mode of transaction for the corresponding item.
| ● | Select either Direct or Bought-out from the drop down menu. Do not leave the cell blank the same shall be deemed to be Bought-out if the cell is left blank.
| ● | Total amount shall get calculated automatically.
| ● | Type Test charges shall appear automatically after filling up Sch-7 appropriately.
Sch-2 (Freight & Insurance Charges) :
| ● | Fill up unit rates for all the items in numeric values greater than 0 (zero). If unit rate is left blank, the corresponding item shall be deemed to be included in the total price.
| ● | Total amount shall get calculated automatically.
Sch-3 (Erection Charges) :
| ● | Fill up unit rates for all the items in numeric values greater than 0 (zero). If unit rate is left blank, the corresponding item shall be deemed to be included in the total price.
| ● | Total amount shall get calculated automatically.
Sch-4 (Training Charges) :
| ● | Not applicable, hence no cell is required to be filled up.
Sch-4b (Maintenance Charges during and after Defect Liability Period) :
| ● | Not applicable, hence no cell is required to be filled up.
Sch-5 (Summary of Taxes and Duties applicable on the Goods) :
| ● | No cell is required to be filled in by the bidder in this worksheet.
Sch -6 :
| ● | Summary of all the Schedules without considering discount (mentioned in the work sheet discount) shall be displayed automatically.
| ● | No cell is required to be filled in by the bidder in this worksheet.
Sch-7 (Type Test Charges) :
| ● | Fill up the rates & location where type tests are proposed.
| ● | Total of this Sch-7 shall automatically appear in Sch-1.
Bid from 2nd Envelope :
| ● | Fill up ref. no. as bidder's ref no. of this letter.
| ● | This letter shall consider the net price as per Sch-6 (After Discount).
| ● | Fill up names & Designation of the representatives of other JV partner(s) if the bidder is JV (Joint Venture) .
| ● | Fill up additional information as required.
* * *
Happy Bidding !
Click to Proceed

## Names of Bidder
Substation Package-SS76 associated with (i) Extension of 400kV Imphal Substation including 420kV, 2X63MVAR Line Reactor under NERSS-XI; (ii) Extension of 400kV Bongaigaon Substations under NERSS-XII; (iii) Extension of 400kV Surajmaninagar (TSECL) Substation under NERSS-XIV; & (iv) Extension of 400kV Sitamarhi (POWERGRID) Substation under Transmission system for power evacuation from Arun-3 (900MW) HEP, Nepal of M/s. SAPDC-India Portion.
Specification No.: CC-CS/1049-NER/SS-4185/3/G3 |  |  |  |  | Sole Bidder | 1 |  | Sole Bidder | 1
[5 empty] | Joint Venture | 2 or More |  | JV (Joint Venture) | 2 or More
Enter following details of the bidder
Specify type of Bidder [Select from drop down menu] |  |  | 0 | 2 | 0 | 0 | 2 | 0
0
Name of Lead Partner | …….. …….. …….. …….. …….. ……..
Address of Sole Bidder | …….. …….. …….. …….. …….. ……..
…….. …….. …….. …….. …….. ……..
…….. …….. …….. …….. …….. ……..
Name of other Partner - 1
Address of other Partner - 1
…….. …….. …….. …….. …….. ……..
…….. …….. …….. …….. …….. ……..
Name of other Partner - 2 (more, if any) | …….. …….. …….. …….. …….. ……..
Address of other Partner - 2 (more, if any) | …….. …….. …….. …….. …….. ……..
…….. …….. …….. …….. …….. ……..
…….. …….. …….. …….. …….. ……..
Printed Name
Designation
email ID of Bid Signatory
Mobile No. of Bid Signatory
Tel No. of Bid Signatory
Fax No. of Bid Signatory
Date |  | 31
Place
Click for Sch-1

## Sch-1
Specification No.: CC-CS/1049-NER/SS-4185/3/G3 | [13 empty] | Schedule - 1 |  |  | Direct Total | 0 | 0 | `
[17 empty] | BO Total | #REF! | 0
Substation Package-SS76 associated with (i) Extension of 400kV Imphal Substation including 420kV, 2X63MVAR Line Reactor under NERSS-XI; (ii) Extension of 400kV Bongaigaon Substations under NERSS-XII; (iii) Extension of 400kV Surajmaninagar (TSECL) Substation under NERSS-XIV; & (iv) Extension of 400kV Sitamarhi (POWERGRID) Substation under Transmission system for power evacuation from Arun-3 (900MW) HEP, Nepal of M/s. SAPDC-India Portion.
(SCHEDULE OF RATES AND PRICES)
Bidder’s Name and Address (Lead Partner) : | [11 empty] | To:
Contracts Services, 3rd Floor
Name : |  | …….. …….. …….. …….. …….. …….. | [9 empty] | Power Grid Corporation of India Ltd.,
Address : |  | …….. …….. …….. …….. …….. …….. | [9 empty] | "Saudamini", Plot No.-2
|  | …….. …….. …….. …….. …….. …….. | [9 empty] | Sector-29,
|  | …….. …….. …….. …….. …….. …….. | [9 empty] | Gurgaon (Haryana) - 122001
PLANT AND EQUIPMENT (INCLUDING MANDATORY SPARES PARTS) TO BE SUPPLIED, INCLUDING TYPE TEST CHARGES FOR TESTS TO BE CONDUCTED | [17 empty] | Direct
[11 empty] | All Prices are in Indian Rupees. | [6 empty] | Bought-Out
SI. No. | PR No | PR Line Item No | Activity Description | Material Code | HSN Code | Whether HSN in column ‘ 6 ’ is confirmed. If not indicate applicable the HSN code * | Rate of GST applicable ( in %) | Whether rate of GST in column ‘4’ is confirmed. If not indicate applicable rate of GST * | Item Description | Unit | Qty. | Unit Ex-works price (excluding GST) | Total Ex-works price (excluding GST) | GST Tax as confirmed by Bidder
1 | 2 | 3 | 4 | 5 | 6 | 7 | 8 | 9 | 10 | 11 | 12 | 13 | 14= 12 x 13 | 15
PART A (Substation Portion)
I | IMPHAL SS | [13 empty] | Revaluation of J column | Tax Calculation
1 | 7000012437 | 610 | SHUNT REACTOR | 1000025218 | 85049010 |  | 18 |  | On line insulating oil drying system (Cartridge type)(As per technicalspecification) | EA | 2 |  | Included | 0 | 0 | 0
2 | 7000012437 | 620 | SHUNT REACTOR | 1000016764 | 85049010 |  | 18 |  | On line Dissolved Gas(Multigas) & Moisture analyser | EA | 2 |  | Included | 0 | 0 | 0
3 | 7000012437 | 630 | SHUNT REACTOR | 1000000945 | 85352911 |  | 18 |  | 145kV, 1250A, 31.5KA Circuit Breakers(1-Phase) with support structure | EA | 2 |  | Included | 0 | 0 | 0
4 | 7000012437 | 640 | SHUNT REACTOR | 1000028234 | 85049010 |  | 18 |  | 120kV Surge Arrester along with support structure & terminal | SET | 2 |  | Included | 0 | 0 | 0
5 | 7000012437 | 650 | SHUNT REACTOR | 1000000956 | 85462040 |  | 18 |  | 145kV, 1 phase Bus Post Insulators | EA | 4 |  | Included | 0 | 0 | 0
6 | 7000012437 | 660 | SHUNT REACTOR | 1000029035 | 73082011 |  | 18 |  | Fabrication, galvanising and supply of Std 132 kV Support Structure1Ph BPI including nuts, bolts, all type of washers, packplates, stepboltsand gusset plates excluding foundation bolts | EA | 4 |  | Included | 0 | 0 | 0
7 | 7000012437 | 670 | SHUNT REACTOR | 1000015913 | 85049010 |  | 18 |  | Oil filled Neutral Grounding Reactor (NGR) along with supportstructure & terminal connector | EA | 2 |  | Included | 0 | 0 | 0
8 | 7000012437 | 680 | SHUNT REACTOR | 1000004954 | 85042320 |  | 18 |  | 63 MVAR,420kV,3-phase Shunt Reactor excluding Insulating Oil | EA | 2 |  | Included | 0 | 0 | 0
9 | 7000012437 | 690 | SHUNT REACTOR | 1000014014 | 85049010 |  | 18 |  | Insulating Oil for 63 MVAR,420kV ,3-phase Shunt Reactor | SET | 2 |  | Included | 0 | 0 | 0
10 | 7000012437 | 30 | 420kV Equipments | 1000004474 | 85352913 |  | 18 |  | 420kV, 3150A, 40kA Circuit Breaker(3-Phase) without closing resistor(with support structure) | EA | 2 |  | Included | 0 | 0 | 0
11 | 7000012437 | 40 | 420kV Equipments | 1000004468 | 85353090 |  | 18 |  | 420kV, 3150A, 40KA, Isolator (3-phase)(Double Break) with one E/S | EA | 2 |  | Included | 0 | 0 | 0
12 | 7000012437 | 10 | 420kV Equipments | 1000020419 | 85354010 |  | 18 |  | 336kV Surge Arrester (1-phase) | EA | 6 |  | Included | 0 | 0 | 0
13 | 7000012437 | 20 | 420kV Equipments | 1000004401 | 85462040 |  | 18 |  | 420 kV, 1 phase Bus Post Insulator (except for Line Traps) | EA | 6 |  | Included | 0 | 0 | 0
14 | 7000012437 | 50 | 420kV Equipments | 1000009713 | 85389000 |  | 18 |  | Controlled Switching Device for 420 kV, 3-ph Circuit Breaker | EA | 2 |  | Included | 0 | 0 | 0
15 | 7000012437 | 60 | Erection Hardware | 1000011321 | 72169990 |  | 18 |  | Erection Hardware for 400kV I type layout-Line Reactor including NGRbypass arrangement as per technical specification | SET | 2 |  | Included | 0 | 0 | 0
16 | 7000012437 | 70 | Relay & Prot panel | 1000002164 | 85371000 |  | 18 |  | 400kV Circuit Breaker Relay Panel without Auto Reclose | EA | 2 |  | Included | 0 | 0 | 0
17 | 7000012437 | 80 | Relay & Prot panel | 1000003407 | 85371000 |  | 18 |  | 400kV Reactor Protection Panel (with Automation) | EA | 2 |  | Included | 0 | 0 | 0
18 | 7000012437 | 90 | Fire Protection System | 1000012070 | 84248990 |  | 18 |  | HVW spray system, Hydrant system and complete U/G & O/G piping andaccessories etc. out side the pump house for 63 MVAR, 420kV, 3 phaseShunt Reactor | SET | 2 |  | Included | 0 | 0 | 0
19 | 7000012437 | 100 | Fire Protection System | 1000042281 | 84248990 |  | 18 |  | FIRE PROTECTION WITH 0 PERCENT GST | SET | 2 |  | Included | 0 | 0 | 0
20 | 7000012437 | 110 | Fire Protection System | 1000042483 | 84248990 |  | 18 |  | FIRE PROTECTION WITH 5 PERCENT GST | SET | 2 |  | Included | 0 | 0 | 0
21 | 7000012437 | 120 | Fire Protection System | 1000042284 | 84248990 |  | 18 |  | FIRE PROTECTION WITH 12 PERCENT GST | SET | 2 |  | Included | 0 | 0 | 0
22 | 7000012437 | 130 | Fire Protection System | 1000042287 | 84248990 |  | 18 |  | FIRE PROTECTION WITH 18 PERCENT GST | SET | 2 |  | Included | 0 | 0 | 0
23 | 7000012437 | 140 | Fire Protection System | 1000042480 | 84248990 |  | 18 |  | FIRE PROTECTION WITH 28 PERCENT GST | SET | 2 |  | Included | 0 | 0 | 0
24 | 7000012437 | 150 | Lighting System | 1000038387 | 94051090 |  | 18 |  | LED FLOOD LIGHT LUMINARIESTYPE FL-1 (150W) AS PER TECHNICALSPECIFICATION | EA | 4 |  | Included | 0 | 0 | 0
25 | 7000012437 | 160 | Lighting System | 1000038325 | 94059900 |  | 18 |  | LIGHTING FIXTURE LED LUMINAIRES TYPE FL2 AS PER TECH. SPECIFICATIONS | EA | 4 |  | Included | 0 | 0 | 0
26 | 7000012437 | 170 | Lighting System | 1000001894 | 94059900 |  | 18 |  | Outdoor Power Receptacle for oilfiltration unit (250A) | EA | 1 |  | Included | 0 | 0 | 0
27 | 7000012437 | 210 | Structure & Main Earthmat | 1000020118 | 73082011 |  | 18 |  | Fabrication, galvanising and supply of Standard 400 kV Gantry G1including nuts, bolts, all type of washers, packplates, step bolts andgusset plates excluding foundation bolts | EA | 2 |  | Included | 0 | 0 | 0
28 | 7000012437 | 180 | Structure & Main Earthmat | 1000020194 | 73045930 |  | 18 |  | Fabrication, galvanising and supply ofStandard Pipe Structure - 400 kV,3-Phase, ISOLATOR including nuts,bolts, all type of washers, packplates,step bolts and gusset plates excludingfoundation bolts | EA | 2 |  | Included | 0 | 0 | 0
29 | 7000012437 | 190 | Structure & Main Earthmat | 1000020195 | 73045930 |  | 18 |  | Fabrication, galvanising and supply ofStandard Pipe Structure - 400 kV,1-Phase, SA including nuts, bolts,all type of washers, packplates, stepbolts and gusset plates excludingfoundation bolts | EA | 6 |  | Included | 0 | 0 | 0
30 | 7000012437 | 200 | Structure & Main Earthmat | 1000017567 | 73045930 |  | 18 |  | Standard Pipe Structure for 400kV BPI (excluding wave trap) | EA | 6 |  | Included | 0 | 0 | 0
31 | 7000012437 | 220 | Structure & Main Earthmat | 1000012369 | 73082011 |  | 18 |  | Fabrication, galvanising and supply of 56mm dia foundation boltsincluding nuts, checknuts, washers and packplates | EA | 32 |  | Included | 0 | 0 | 0
32 | 7000012437 | 230 | Structure & Main Earthmat | 1000020130 | 73082011 |  | 18 |  | Fabrication, galvanising and supply of Standard 400 kV Tower THincluding nuts, bolts, all type of washers, packplates, step bolts andgusset plates excluding foundation bolts | EA | 1 |  | Included | 0 | 0 | 0
33 | 7000012437 | 240 | Structure & Main Earthmat | 1000020131 | 73082011 |  | 18 |  | Fabrication, galvanising and supply of Standard 400 kV Tower TIincluding nuts, bolts, all type of washers, packplates, step bolts andgusset plates excluding foundation bolts | EA | 2 |  | Included | 0 | 0 | 0
34 | 7000012437 | 250 | Structure & Main Earthmat | 1000032055 | 72159090 |  | 18 |  | 40 MM MS ROD FOR MAIN EARTHMAT | KM | 0.5 |  | Included | 0 | 0 | 0
35 | 7000012437 | 260 | Structure & Main Earthmat | 1000028770 | 73181500 |  | 18 |  | Fabrication, galvanising and supply of24mm dia foundation bolts includingnuts, checknuts, washers andpackplates. | EA | 60 |  | Included | 0 | 0 | 0
36 | 7000012437 | 270 | Cables | 1000000443 | 85446020 |  | 18 |  | 1.1kV grade Power Cables (PVCinsulated)along withlugs,glands,straight joints &accessories,etc. | LS | 1 |  | Included | 0 | 0 | 0
37 | 7000012437 | 280 | Cables | 1000000442 | 85446020 |  | 18 |  | 1.1kV grade Control Cables (PVCinsulated) along withlugs,glands,straight joints &accessories,etc. | LS | 1 |  | Included | 0 | 0 | 0
38 | 7000012437 | 290 | Cables | 1000000444 | 85446090 |  | 18 |  | 1.1kV grade Power Cables (XLPEinsulated) along withlugs,glands,straight joints &accessories,etc. | LS | 1 |  | Included | 0 | 0 | 0
39 | 7000012437 | 360 | Spare-CB | 1000004473 | 85352913 |  | 18 |  | One Pole of 420kV, 3150A, 40kA SF6circuit breaker including closingresistor, grading capacitor (ifapplicable),pole column,interrupter,operating mechanism andMarshalling Box but without supportstructure | EA | 1 |  | Included | 0 | 0 | 0
40 | 7000012437 | 370 | Spare-CB | 1000013160 | 85389000 |  | 18 |  | Grading capacitors (if applicable) for 420kV SF6 Circuit Breaker | EA | 1 |  | Included | 0 | 0 | 0
41 | 7000012437 | 380 | Spare-CB | 1000013056 | 85389000 |  | 18 |  | Rubber gasket, O rings and seals for SF6 gas (complete replacement forone 420kV SF6 Circuit Breaker) | SET | 1 |  | Included | 0 | 0 | 0
42 | 7000012437 | 390 | Spare-CB | 1000021861 | 85359090 |  | 18 |  | Trip coil with resistor for 420kV SF6 Circuit Breaker | SET | 2 |  | Included | 0 | 0 | 0
43 | 7000012437 | 400 | Spare-CB | 1000009197 | 85389000 |  | 18 |  | Closing coil with resistor for 420kV SF6 Circuit Breaker | EA | 1 |  | Included | 0 | 0 | 0
44 | 7000012437 | 410 | Spare-CB | 1000021444 | 85389000 |  | 18 |  | Terminal pad for 420kV SF6 Circuit Breaker | EA | 2 |  | Included | 0 | 0 | 0
45 | 7000012437 | 420 | Spare-CB | 1000015549 | 85389000 |  | 18 |  | Molecular filter for 420kV SF6 Circuit Breaker | EA | 2 |  | Included | 0 | 0 | 0
46 | 7000012437 | 430 | Spare-CB | 1000009860 | 85389000 |  | 18 |  | Corona rings (1 No of each type) for 420 kV Circuit Breaker | SET | 1 |  | Included | 0 | 0 | 0
47 | 7000012437 | 440 | Spare-CB | 1000018381 | 85389000 |  | 18 |  | Relays, Power contactors, SFU, limit switches, push buttons, timers &MCB etc. (1 No of each type) for 420kV Circuit Breaker | SET | 1 |  | Included | 0 | 0 | 0
48 | 7000012437 | 450 | Spare-CB | 1000017841 | 85389000 |  | 18 |  | Pressure switches (1 No. of each type) for 420kV SF6 Circuit Breaker | SET | 1 |  | Included | 0 | 0 | 0
49 | 7000012437 | 460 | Spare-CB | 1000006920 | 85389000 |  | 18 |  | Aux. Switch/contact assembly for 420kV SF6 Circuit Breaker | SET | 1 |  | Included | 0 | 0 | 0
50 | 7000012437 | 470 | Spare-Isolator | 1000000372 | 85353090 |  | 18 |  | One Complete Pole of Double BreakIsolator including support Insulatorwith 1 E/s (excluding structure) withMotor Operating Mechanism for 420kV,3150A, 40kA main Isolator and E/S | EA | 1 |  | Included | 0 | 0 | 0
51 | 7000012437 | 480 | Spare-Isolator | 1000031541 | 85389000 |  | 18 |  | COPPER CONTACT FINGERS FOR FEMALE & MALE CONTACTS OF 420KV DOUBLE BREAK ISOLATOR | SET | 2 |  | Included | 0 | 0 | 0
52 | 7000012437 | 490 | Spare-Isolator | 1000009568 | 85389000 |  | 18 |  | Open / Close contactor assembly, timers, key interlock push buttonswitch & auxiliary switches for 420kV Isolator | SET | 1 |  | Included | 0 | 0 | 0
53 | 7000012437 | 500 | Spare-Isolator | 1000014562 | 85389000 |  | 18 |  | Limit switch for 420kV Isolator | SET | 2 |  | Included | 0 | 0 | 0
54 | 7000012437 | 510 | Spare-Isolator | 1000021263 | 85389000 |  | 18 |  | Terminal pads & connectors for 420kV Isolator | EA | 3 |  | Included | 0 | 0 | 0
55 | 7000012437 | 520 | Spare-Isolator | 1000009963 | 85389000 |  | 18 |  | Corona shield rings for 420kV DB Isolator for 1-pole | SET | 3 |  | Included | 0 | 0 | 0
56 | 7000012437 | 530 | Spare-Surge Arrester | 1000020419 | 85354010 |  | 18 |  | 336kV Surge Arrester (1-phase) | EA | 1 |  | Included | 0 | 0 | 0
57 | 7000012437 | 540 | Spare-Surge Arrester | 1000020440 | 85359090 |  | 18 |  | Surge monitor (1-Phase) | EA | 5 |  | Included | 0 | 0 | 0
58 | 7000012437 | 550 | Spare-Relay & Prot panel | 1000018309 | 85371000 |  | 18 |  | Reactor differential protection relay | SET | 1 |  | Included | 0 | 0 | 0
59 | 7000012437 | 560 | Spare-Relay & Prot panel | 1000018304 | 85371000 |  | 18 |  | Numerical Reactor Backup Impedance relay | EA | 1 |  | Included | 0 | 0 | 0
60 | 7000012437 | 570 | Spare-Relay & Prot panel | 1000018532 | 85371000 |  | 18 |  | Restricted earthfault relay type with non-linear resistor andassociated software in case of numerical relay | EA | 1 |  | Included | 0 | 0 | 0
61 | 7000012437 | 580 | Spare-Fire Protection System | 1000010577 | 84818090 |  | 18 |  | Deluge valve (1 No. of each size) | SET | 1 |  | Included | 0 | 0 | 0
62 | 7000012437 | 700 | SUBSTATION AUTOMATION SYSTEM | 1000003409 | 85371000 |  | 18 |  | Augmentation of Substation automation System for 400kV Main bay as perTechnical Specification | EA | 2 |  | Included | 0 | 0 | 0
63 | 7000012437 | 710 | SPARE-SAS | 1000007627 | 85389000 |  | 18 |  | Bay control unit (IED) of each type | EA | 1 |  | Included | 0 | 0 | 0
64 | 7000012437 | 720 | SPARE-SAS | 1000011151 | 85389000 |  | 18 |  | Ethernet switch of each type | SET | 1 |  | Included | 0 | 0 | 0
65 | 7000012437 | 730 | SPARE-SHUNT REACTOR | 1000007921 | 85049010 |  | 18 |  | Buchholz Relay (Main Tank) complete with float and contacts forReactor | SET | 1 |  | Included | 0 | 0 | 0
66 | 7000012437 | 740 | SPARE-SHUNT REACTOR | 1000028279 | 85049010 |  | 18 |  | Local and Remote WTI with sensing device and contact | SET | 1 |  | Included | 0 | 0 | 0
67 | 7000012437 | 750 | SPARE-SHUNT REACTOR | 1000016741 | 85049010 |  | 18 |  | Local and Remote Oil temperature indicator (OTI) with sensing device andcontacts | EA | 1 |  | Included | 0 | 0 | 0
68 | 7000012437 | 760 | SPARE-SHUNT REACTOR | 1000032089 | 85049010 |  | 18 |  | SPARES INSULATING OIL TO BE HANDED OVER TO OWNER AFTER COMMISSIONING | KL | 10 |  | Included | 0 | 0 | 0
69 | 7000012437 | 770 | SPARE-SHUNT REACTOR | 1000020440 | 85359090 |  | 18 |  | Surge monitor (1-Phase) | EA | 5 |  | Included | 0 | 0 | 0
70 | 7000012437 | 780 | SPARE-SHUNT REACTOR | 1000020416 | 85354010 |  | 18 |  | 120kV Surge Arrester(1-phase) | EA | 1 |  | Included | 0 | 0 | 0
71 | 7000012437 | 790 | SPARE-SHUNT REACTOR | 1000030932 | 85049010 |  | 18 |  | 420KV, 1250A RIP BUSHING WITH METAL PARTS AND GASKETS | EA | 1 |  | Included | 0 | 0 | 0
72 | 7000012437 | 800 | SPARE-SHUNT REACTOR | 1000030919 | 85049010 |  | 18 |  | 145KV, 1250A RIP BUSHING WITH METAL PARTS AND GASKETS | EA | 1 |  | Included | 0 | 0 | 0
II | Bongaigaon 400 kV extn.
73 | 7000012367 | 290 | 420kV, 40kA AIS EQUIPMENT | 1000004475 | 85352913 |  | 18 |  | 420kV, 3150A, 40kA Circuit Breaker(3-Phase) with closing resistor (withsupport structure) | EA | 4 |  | Included | 0 | 0 | 0
74 | 7000012367 | 300 | 420kV, 40kA AIS EQUIPMENT | 1000004474 | 85352913 |  | 18 |  | 420kV, 3150A, 40kA Circuit Breaker(3-Phase) without closing resistor(with support structure) | EA | 2 |  | Included | 0 | 0 | 0
75 | 7000012367 | 310 | 420kV, 40kA AIS EQUIPMENT | 1000004459 | 85359090 |  | 18 |  | 420 kV, 3000A, 40KA, 1-Phase CurrentTransformer with 120% extended currentrating | EA | 18 |  | Included | 0 | 0 | 0
76 | 7000012367 | 320 | 420kV, 40kA AIS EQUIPMENT | 1000004535 | 85359090 |  | 18 |  | 420 kV, 4400 pF Capacitive Voltage Transformer (1-Phase) | EA | 6 |  | Included | 0 | 0 | 0
77 | 7000012367 | 330 | 420kV, 40kA AIS EQUIPMENT | 1000004468 | 85353090 |  | 18 |  | 420kV, 3150A, 40KA, Isolator (3-phase)(Double Break) with one E/S | EA | 13 |  | Included | 0 | 0 | 0
78 | 7000012367 | 340 | 420kV, 40kA AIS EQUIPMENT | 1000004469 | 85353090 |  | 18 |  | 420kV, 3150A, 40KA, Isolator (3-phase)(Double Break) with two E/S | EA | 1 |  | Included | 0 | 0 | 0
79 | 7000012367 | 350 | 420kV, 40kA AIS EQUIPMENT | 1000020419 | 85354010 |  | 18 |  | 336kV Surge Arrester (1-phase) | EA | 6 |  | Included | 0 | 0 | 0
80 | 7000012367 | 360 | 420kV, 40kA AIS EQUIPMENT | 1000004401 | 85462040 |  | 18 |  | 420 kV, 1 phase Bus Post Insulator (except for Line Traps) | EA | 18 |  | Included | 0 | 0 | 0
81 | 7000012367 | 370 | 420kV, 40kA AIS EQUIPMENT | 1000004400 | 85462040 |  | 18 |  | 420 kV ,1 phase Bus Post Insulators for Line Traps | EA | 12 |  | Included | 0 | 0 | 0
82 | 7000012367 | 380 | 420kV, 40kA AIS EQUIPMENT | 1000009713 | 85389000 |  | 18 |  | Controlled Switching Device for 420 kV, 3-ph Circuit Breaker | EA | 5 |  | Included | 0 | 0 | 0
83 | 7000012367 | 390 | 420kV, 40kA AIS EQUIPMENT | 1000004288 | 85176210 |  | 18 |  | 400kV,3150A,0.5mH , 40kA Line Trap | EA | 4 |  | Included | 0 | 0 | 0
84 | 7000012367 | 400 | Erection Hardware for 420 kV D Type S/Y | 1000011298 | 72169990 |  | 18 |  | Erection Hardware for 400kV D type layout-Bus Reactor bay as pertechnical specification | SET | 1 |  | Included | 0 | 0 | 0
85 | 7000012367 | 410 | Erection Hardware for 420 kV D Type S/Y | 1000011305 | 72169990 |  | 18 |  | Erection Hardware for 400kV D type layout-Transformer bay as pertechnical specification | SET | 1 |  | Included | 0 | 0 | 0
86 | 7000012367 | 420 | Erection Hardware for 420 kV D Type S/Y | 1000011301 | 72169990 |  | 18 |  | Erection Hardware for 400kV D type layout-Line bay as per technicalspecification | SET | 2 |  | Included | 0 | 0 | 0
87 | 7000012367 | 430 | CRP for 420kV Bays with SAS | 1000002165 | 85371000 |  | 18 |  | 400kV Circuit Breaker Relay Panel with Auto Reclose (with Automation) | EA | 4 |  | Included | 0 | 0 | 0
88 | 7000012367 | 440 | CRP for 420kV Bays with SAS | 1000002163 | 85371000 |  | 18 |  | 400kV Circuit Breaker Relay Panel without Auto Reclose (withAutomation) | EA | 2 |  | Included | 0 | 0 | 0
89 | 7000012367 | 450 | CRP for 420kV Bays with SAS | 1000003398 | 85371000 |  | 18 |  | 400kV Line Protection Panel (with Automation) | EA | 2 |  | Included | 0 | 0 | 0
90 | 7000012367 | 460 | CRP for 420kV Bays with SAS | 1000002145 | 85371000 |  | 18 |  | 400kV Bus Bar Protection Panel (Duplicate)-(with Automation) | SET | 1 |  | Included | 0 | 0 | 0
91 | 7000012367 | 470 | CRP for 420kV Bays with SAS | 1000003409 | 85371000 |  | 18 |  | Augmentation of Substation automation System for 400kV Main bay as perTechnical Specification | EA | 2 |  | Included | 0 | 0 | 0
92 | 7000012367 | 480 | CRP for 420kV Bays with SAS | 1000003411 | 85371000 |  | 18 |  | Augmentation of Substation automation System for 400kV Tie bay as perTechnical Specification | EA | 2 |  | Included | 0 | 0 | 0
93 | 7000012367 | 490 | POWER & CONTROL CABLE | 1000000443 | 85446020 |  | 18 |  | 1.1kV grade Power Cables (PVCinsulated)along withlugs,glands,straight joints &accessories,etc. | LS | 1 |  | Included | 0 | 0 | 0
94 | 7000012367 | 500 | POWER & CONTROL CABLE | 1000000442 | 85446020 |  | 18 |  | 1.1kV grade Control Cables (PVCinsulated) along withlugs,glands,straight joints &accessories,etc. | LS | 1 |  | Included | 0 | 0 | 0
95 | 7000012367 | 510 | 400kV Equipment support structures | 1000017567 | 73045930 |  | 18 |  | Standard Pipe Structure for 400kV BPI (excluding wave trap) | EA | 18 |  | Included | 0 | 0 | 0
96 | 7000012367 | 520 | 400kV Equipment support structures | 1000020192 | 73045930 |  | 18 |  | Fabrication, galvanising and supply ofStandard Pipe Structure - 400 kV,1-Phase, CT including nuts, bolts, alltype of washers, packplates, step boltsand gusset plates excluding foundationbolts | EA | 18 |  | Included | 0 | 0 | 0
97 | 7000012367 | 530 | 400kV Equipment support structures | 1000020193 | 73045930 |  | 18 |  | Fabrication, galvanising and supply of Standard Pipe Structure - 400kV CVT including nuts, bolts, all type of washers, packplates, stepbolts and gusset plates excluding foundation bolts | EA | 6 |  | Included | 0 | 0 | 0
98 | 7000012367 | 540 | 400kV Equipment support structures | 1000020194 | 73045930 |  | 18 |  | Fabrication, galvanising and supply ofStandard Pipe Structure - 400 kV,3-Phase, ISOLATOR including nuts,bolts, all type of washers, packplates,step bolts and gusset plates excludingfoundation bolts | EA | 14 |  | Included | 0 | 0 | 0
99 | 7000012367 | 550 | 400kV Equipment support structures | 1000020195 | 73045930 |  | 18 |  | Fabrication, galvanising and supply ofStandard Pipe Structure - 400 kV,1-Phase, SA including nuts, bolts,all type of washers, packplates, stepbolts and gusset plates excludingfoundation bolts | EA | 6 |  | Included | 0 | 0 | 0
100 | 7000012367 | 560 | 400kV Equipment support structures | 1000017568 | 73045930 |  | 18 |  | Standard Pipe Structure for 400kV BPI for WT (1- phase) | EA | 4 |  | Included | 0 | 0 | 0
101 | 7000012367 | 620 | Spare CVT | 1000004535 | 85359090 |  | 18 |  | 420 kV, 4400 pF Capacitive Voltage Transformer (1-Phase) | EA | 1 |  | Included | 0 | 0 | 0
102 | 7000012367 | 630 | spare CB | 1000004473 | 85352913 |  | 18 |  | One Pole of 420kV, 3150A, 40kA SF6circuit breaker including closingresistor, grading capacitor (ifapplicable),pole column,interrupter,operating mechanism andMarshalling Box but without supportstructure | EA | 1 |  | Included | 0 | 0 | 0
103 | 7000012367 | 640 | spare CB | 1000013160 | 85389000 |  | 18 |  | Grading capacitors (if applicable) for 420kV SF6 Circuit Breaker | EA | 1 |  | Included | 0 | 0 | 0
104 | 7000012367 | 650 | spare CB | 1000013056 | 85389000 |  | 18 |  | Rubber gasket, O rings and seals for SF6 gas (complete replacement forone 420kV SF6 Circuit Breaker) | SET | 1 |  | Included | 0 | 0 | 0
105 | 7000012367 | 660 | spare CB | 1000021861 | 85359090 |  | 18 |  | Trip coil with resistor for 420kV SF6 Circuit Breaker | SET | 2 |  | Included | 0 | 0 | 0
106 | 7000012367 | 670 | spare CB | 1000009197 | 85389000 |  | 18 |  | Closing coil with resistor for 420kV SF6 Circuit Breaker | EA | 1 |  | Included | 0 | 0 | 0
107 | 7000012367 | 680 | spare CB | 1000021444 | 85389000 |  | 18 |  | Terminal pad for 420kV SF6 Circuit Breaker | EA | 2 |  | Included | 0 | 0 | 0
108 | 7000012367 | 690 | spare CB | 1000015549 | 85389000 |  | 18 |  | Molecular filter for 420kV SF6 Circuit Breaker | EA | 2 |  | Included | 0 | 0 | 0
109 | 7000012367 | 700 | spare CB | 1000009860 | 85389000 |  | 18 |  | Corona rings (1 No of each type) for 420 kV Circuit Breaker | SET | 1 |  | Included | 0 | 0 | 0
110 | 7000012367 | 710 | spare CB | 1000018381 | 85389000 |  | 18 |  | Relays, Power contactors, SFU, limit switches, push buttons, timers &MCB etc. (1 No of each type) for 420kV Circuit Breaker | SET | 1 |  | Included | 0 | 0 | 0
111 | 7000012367 | 720 | spare CB | 1000017841 | 85389000 |  | 18 |  | Pressure switches (1 No. of each type) for 420kV SF6 Circuit Breaker | SET | 1 |  | Included | 0 | 0 | 0
112 | 7000012367 | 730 | spare CB | 1000006920 | 85389000 |  | 18 |  | Aux. Switch/contact assembly for 420kV SF6 Circuit Breaker | SET | 1 |  | Included | 0 | 0 | 0
113 | 7000012367 | 740 | Spare Isolator | 1000009800 | 85389000 |  | 18 |  | Copper contact fingers for female & malecontacts of 420kV, 3150A HorizontalBreak Isolator | SET | 2 |  | Included | 0 | 0 | 0
114 | 7000012367 | 750 | Spare Isolator | 1000009568 | 85389000 |  | 18 |  | Open / Close contactor assembly, timers, key interlock push buttonswitch & auxiliary switches for 420kV Isolator | SET | 1 |  | Included | 0 | 0 | 0
115 | 7000012367 | 760 | Spare Isolator | 1000014562 | 85389000 |  | 18 |  | Limit switch for 420kV Isolator | SET | 2 |  | Included | 0 | 0 | 0
116 | 7000012367 | 770 | Spare Isolator | 1000009963 | 85389000 |  | 18 |  | Corona shield rings for 420kV DB Isolator for 1-pole | SET | 3 |  | Included | 0 | 0 | 0
117 | 7000012367 | 780 | Spare Isolator | 1000000372 | 85353090 |  | 18 |  | One Complete Pole of Double BreakIsolator including support Insulatorwith 1 E/s (excluding structure) withMotor Operating Mechanism for 420kV,3150A, 40kA main Isolator and E/S | EA | 1 |  | Included | 0 | 0 | 0
118 | 7000012367 | 790 | Spare Isolator | 1000021261 | 85389000 |  | 18 |  | Terminal pads & connectors (of eachtype) for 420kV, 3150A Double BreakIsolator | EA | 3 |  | Included | 0 | 0 | 0
119 | 7000012367 | 800 | Spare CT | 1000004459 | 85359090 |  | 18 |  | 420 kV, 3000A, 40KA, 1-Phase CurrentTransformer with 120% extended currentrating | EA | 1 |  | Included | 0 | 0 | 0
120 | 7000012367 | 810 | Spare LA | 1000020419 | 85354010 |  | 18 |  | 336kV Surge Arrester (1-phase) | EA | 1 |  | Included | 0 | 0 | 0
121 | 7000012367 | 820 | Spare LA | 1000020440 | 85359090 |  | 18 |  | Surge monitor (1-Phase) | EA | 5 |  | Included | 0 | 0 | 0
122 | 7000012367 | 830 | spare CRP | 1000015978 | 85371000 |  | 18 |  | Numerical distance relay (Main-I) withinbuilt DR and fault locator,OV prot.,software | SET | 1 |  | Included | 0 | 0 | 0
123 | 7000012367 | 840 | spare CRP | 1000028496 | 85371000 |  | 18 |  | NUMERICAL DISTANCE RELAY (MAIN II) WITH INBUILT DR AND FAULTLOCATOR,OV PROT., SOFTWARE | SET | 1 |  | Included | 0 | 0 | 0
124 | 7000012367 | 850 | spare CRP | 1000017773 | 85371000 |  | 18 |  | Power Supply module of each type for B/B Protection | SET | 1 |  | Included | 0 | 0 | 0
125 | 7000012367 | 860 | spare CRP | 1000007634 | 85371000 |  | 18 |  | Bay Unit module for Bus Bar Protection | EA | 1 |  | Included | 0 | 0 | 0
126 | 7000012367 | 890 | FOUNDATION BOLT | 1000012366 | 73082011 |  | 18 |  | Fabrication, galvanising and supply of 28mm dia foundation boltsincluding nuts, checknuts, washers and packplates. | EA | 648 |  | Included | 0 | 0 | 0
III | Surjamaninagar
127 | 7000012439 | 10 | 420kV Equipments | 1000004474 | 85352913 |  | 18 |  | 420kV, 3150A, 40kA Circuit Breaker(3-Phase) without closing resistor(with support structure) | EA | 3 |  | Included | 0 | 0 | 0
128 | 7000012439 | 30 | 420kV Equipments | 1000004459 | 85359090 |  | 18 |  | 420 kV, 3000A, 40KA, 1-Phase CurrentTransformer with 120% extended currentrating | EA | 9 |  | Included | 0 | 0 | 0
129 | 7000012439 | 20 | 420kV Equipments | 1000004535 | 85359090 |  | 18 |  | 420 kV, 4400 pF Capacitive Voltage Transformer (1-Phase) | EA | 6 |  | Included | 0 | 0 | 0
130 | 7000012439 | 40 | 420kV Equipments | 1000004401 | 85462040 |  | 18 |  | 420 kV, 1 phase Bus Post Insulator (except for Line Traps) | EA | 10 |  | Included | 0 | 0 | 0
131 | 7000012439 | 50 | 420kV Equipments | 1000004400 | 85462040 |  | 18 |  | 420 kV ,1 phase Bus Post Insulators for Line Traps | EA | 12 |  | Included | 0 | 0 | 0
132 | 7000012439 | 60 | 420kV Equipments | 1000020419 | 85354010 |  | 18 |  | 336kV Surge Arrester (1-phase) | EA | 6 |  | Included | 0 | 0 | 0
133 | 7000012439 | 70 | 420kV Equipments | 1000004468 | 85353090 |  | 18 |  | 420kV, 3150A, 40KA, Isolator (3-phase)(Double Break) with one E/S | EA | 8 |  | Included | 0 | 0 | 0
134 | 7000012439 | 80 | CONTROL & RELAY PANELS | 1000002165 | 85371000 |  | 18 |  | 400kV Circuit Breaker Relay Panel with Auto Reclose (with Automation) | EA | 3 |  | Included | 0 | 0 | 0
135 | 7000012439 | 90 | CONTROL & RELAY PANELS | 1000003398 | 85371000 |  | 18 |  | 400kV Line Protection Panel (with Automation) | EA | 2 |  | Included | 0 | 0 | 0
136 | 7000012439 | 100 | CONTROL & RELAY PANELS | 1000002146 | 85371000 |  | 18 |  | Augmentation of existing 400kV bus bar protection scheme.(No. of baysas per specification)-(with Automation) | SET | 1 |  | Included | 0 | 0 | 0
137 | 7000012439 | 110 | SAS | 1000003409 | 85371000 |  | 18 |  | Augmentation of Substation automation System for 400kV Main bay as perTechnical Specification | EA | 2 |  | Included | 0 | 0 | 0
138 | 7000012439 | 120 | SAS | 1000003411 | 85371000 |  | 18 |  | Augmentation of Substation automation System for 400kV Tie bay as perTechnical Specification | EA | 1 |  | Included | 0 | 0 | 0
139 | 7000012439 | 130 | PLCC AT SURJAMANINAGAR | 1000004276 | 85176210 |  | 18 |  | 400kV,2000A,0.5mH , 40kA Line Trap | EA | 4 |  | Included | 0 | 0 | 0
140 | 7000012439 | 140 | PLCC AT SURJAMANINAGAR | 1000000046 | 85176210 |  | 18 |  | Carrier Equipment Analog type (for Speech+Data & Speech+Protection) | EA | 2 |  | Included | 0 | 0 | 0
141 | 7000012439 | 150 | PLCC AT SURJAMANINAGAR | 1000017887 | 85176210 |  | 18 |  | Analog Protection Coupler for PLCC | EA | 2 |  | Included | 0 | 0 | 0
142 | 7000012439 | 160 | PLCC AT SURJAMANINAGAR | 1000010014 | 85176210 |  | 18 |  | Coupling device for PLCC | SET | 2 |  | Included | 0 | 0 | 0
143 | 7000012439 | 170 | PLCC AT SURJAMANINAGAR | 1000010638 | 85176210 |  | 18 |  | Digital Protection Coupler | EA | 2 |  | Included | 0 | 0 | 0
144 | 7000012439 | 180 | PLCC AT SURJAMANINAGAR | 1000002134 | 85176210 |  | 18 |  | 4wire telephone equipment | EA | 2 |  | Included | 0 | 0 | 0
145 | 7000012439 | 190 | PLCC AT SURJAMANINAGAR | 1000013286 | 85176210 |  | 18 |  | HF Cable for PLCC | LS | 1 |  | Included | 0 | 0 | 0
146 | 7000012439 | 200 | FIRE PROTECTION SYSTEM | 1000012022 | 84241000 |  | 18 |  | 4.5 kg CO2 type Portable Fire extinguisher | EA | 1 |  | Included | 0 | 0 | 0
147 | 7000012439 | 210 | FIRE PROTECTION SYSTEM | 1000012018 | 85311020 |  | 18 |  | Fire Detection and Alarm System for Switchyard Panel Room of 6 mlength | SET | 1 |  | Included | 0 | 0 | 0
148 | 7000012439 | 220 | FIRE PROTECTION SYSTEM | 1000042281 | 84248990 |  | 18 |  | FIRE PROTECTION WITH 0 PERCENT GST | SET | 1 |  | Included | 0 | 0 | 0
149 | 7000012439 | 230 | FIRE PROTECTION SYSTEM | 1000042483 | 84248990 |  | 18 |  | FIRE PROTECTION WITH 5 PERCENT GST | SET | 1 |  | Included | 0 | 0 | 0
150 | 7000012439 | 240 | FIRE PROTECTION SYSTEM | 1000042284 | 84248990 |  | 18 |  | FIRE PROTECTION WITH 12 PERCENT GST | SET | 1 |  | Included | 0 | 0 | 0
151 | 7000012439 | 250 | FIRE PROTECTION SYSTEM | 1000042287 | 84248990 |  | 18 |  | FIRE PROTECTION WITH 18 PERCENT GST | SET | 1 |  | Included | 0 | 0 | 0
152 | 7000012439 | 260 | FIRE PROTECTION SYSTEM | 1000042480 | 84248990 |  | 18 |  | FIRE PROTECTION WITH 28 PERCENT GST | SET | 1 |  | Included | 0 | 0 | 0
153 | 7000012439 | 270 | ILLUMINATION SYSTEM | 1000020262 | 85371000 |  | 18 |  | Sub Lighting panel (outdoor) type SLP (Switchyard and Street Lighting) | EA | 2 |  | Included | 0 | 0 | 0
154 | 7000012439 | 280 | ILLUMINATION SYSTEM | 1000001050 | 94059900 |  | 18 |  | 15A, 240V: Outdoor Receptacle 2 pole, 3-pin modular (type RO) as pertechnical specifications | EA | 1 |  | Included | 0 | 0 | 0
155 | 7000012439 | 290 | ILLUMINATION SYSTEM | 1000038325 | 94059900 |  | 18 |  | LIGHTING FIXTURE LED LUMINAIRES TYPE FL2 AS PER TECH. SPECIFICATIONS | EA | 20 |  | Included | 0 | 0 | 0
156 | 7000012439 | 300 | ILLUMINATION SYSTEM | 1000038387 | 94051090 |  | 18 |  | LED FLOOD LIGHT LUMINARIESTYPE FL-1 (150W) AS PER TECHNICALSPECIFICATION | EA | 20 |  | Included | 0 | 0 | 0
157 | 7000012439 | 310 | ILLUMINATION SYSTEM | 1000013795 | 94059900 |  | 18 |  | Illumination System for switchyard panel room of 6 m length | LS | 1 |  | Included | 0 | 0 | 0
158 | 7000012439 | 320 | ILLUMINATION SYSTEM | 1000042283 | 94059900 |  | 18 |  | ILLUMINATION WITH 0 PERCENT GST | SET | 1 |  | Included | 0 | 0 | 0
159 | 7000012439 | 330 | ILLUMINATION SYSTEM | 1000042485 | 94059900 |  | 18 |  | ILLUMINATION WITH 5 PERCENT GST | SET | 1 |  | Included | 0 | 0 | 0
160 | 7000012439 | 340 | ILLUMINATION SYSTEM | 1000042286 | 94059900 |  | 18 |  | ILLUMINATION WITH 12 PERCENT GST | SET | 1 |  | Included | 0 | 0 | 0
161 | 7000012439 | 350 | ILLUMINATION SYSTEM | 1000042289 | 94059900 |  | 18 |  | ILLUMINATION WITH 18 PERCENT GST | SET | 1 |  | Included | 0 | 0 | 0
162 | 7000012439 | 360 | ILLUMINATION SYSTEM | 1000042482 | 94059900 |  | 18 |  | ILLUMINATION WITH 28 PERCENT GST | SET | 1 |  | Included | 0 | 0 | 0
163 | 7000012439 | 370 | ILLUMINATION SYSTEM | 1000014547 | 85371000 |  | 18 |  | Lighting Panel type ACP-2 as per technical specification | EA | 2 |  | Included | 0 | 0 | 0
164 | 7000012439 | 380 | EARTHMAT | 1000032055 | 72159090 |  | 18 |  | 40 MM MS ROD FOR MAIN EARTHMAT | KM | 2.5 |  | Included | 0 | 0 | 0
165 | 7000012439 | 390 | AC SYSTEM | 1000006284 | 84151090 |  | 28 |  | Air conditioning system for Switchyard Panel Room of 6m length | SET | 1 |  | Included | 0 | 0 | 0
166 | 7000012439 | 790 | ERECTION HARDWARE | 1000011322 | 72169990 |  | 18 |  | Erection Hardware for 400kV I type layout-Line bay as per technicalspecification | SET | 2 |  | Included | 0 | 0 | 0
167 | 7000012439 | 800 | ERECTION HARDWARE | 1000011326 | 72169990 |  | 18 |  | Erection Hardware for 400kV I type layout-Spare bay of half dia as pertechnical specification | SET | 1 |  | Included | 0 | 0 | 0
168 | 7000012439 | 400 | POWER & CONTROL CABLES | 1000000443 | 85446020 |  | 18 |  | 1.1kV grade Power Cables (PVCinsulated)along withlugs,glands,straight joints &accessories,etc. | LS | 1 |  | Included | 0 | 0 | 0
169 | 7000012439 | 410 | POWER & CONTROL CABLES | 1000000442 | 85446020 |  | 18 |  | 1.1kV grade Control Cables (PVCinsulated) along withlugs,glands,straight joints &accessories,etc. | LS | 1 |  | Included | 0 | 0 | 0
170 | 7000012439 | 420 | SPARE-420KV CVT | 1000004535 | 85359090 |  | 18 |  | 420 kV, 4400 pF Capacitive Voltage Transformer (1-Phase) | EA | 1 |  | Included | 0 | 0 | 0
171 | 7000012439 | 430 | SPARE-PLCC | 1000009029 | 85176210 |  | 18 |  | Set of Cards/prints for carrier terminal | SET | 1 |  | Included | 0 | 0 | 0
172 | 7000012439 | 440 | SPARE-PLCC | 1000009028 | 85176210 |  | 18 |  | Set of Cards/prints for Protection coupler | SET | 1 |  | Included | 0 | 0 | 0
173 | 7000012439 | 450 | SPARE-PLCC | 1000032684 | 85176210 |  | 18 |  | SPARE-DIGITAL PROTECTION COUPLER | LS | 1 |  | Included | 0 | 0 | 0
174 | 7000012439 | 460 | Spare- 420KV CB | 1000004473 | 85352913 |  | 18 |  | One Pole of 420kV, 3150A, 40kA SF6circuit breaker including closingresistor, grading capacitor (ifapplicable),pole column,interrupter,operating mechanism andMarshalling Box but without supportstructure | EA | 1 |  | Included | 0 | 0 | 0
175 | 7000012439 | 470 | Spare- 420KV CB | 1000013160 | 85389000 |  | 18 |  | Grading capacitors (if applicable) for 420kV SF6 Circuit Breaker | EA | 1 |  | Included | 0 | 0 | 0
176 | 7000012439 | 480 | Spare- 420KV CB | 1000013056 | 85389000 |  | 18 |  | Rubber gasket, O rings and seals for SF6 gas (complete replacement forone 420kV SF6 Circuit Breaker) | SET | 1 |  | Included | 0 | 0 | 0
177 | 7000012439 | 490 | Spare- 420KV CB | 1000021861 | 85359090 |  | 18 |  | Trip coil with resistor for 420kV SF6 Circuit Breaker | SET | 2 |  | Included | 0 | 0 | 0
178 | 7000012439 | 500 | Spare- 420KV CB | 1000009197 | 85389000 |  | 18 |  | Closing coil with resistor for 420kV SF6 Circuit Breaker | EA | 1 |  | Included | 0 | 0 | 0
179 | 7000012439 | 510 | Spare- 420KV CB | 1000021444 | 85389000 |  | 18 |  | Terminal pad for 420kV SF6 Circuit Breaker | EA | 2 |  | Included | 0 | 0 | 0
180 | 7000012439 | 520 | Spare- 420KV CB | 1000015549 | 85389000 |  | 18 |  | Molecular filter for 420kV SF6 Circuit Breaker | EA | 2 |  | Included | 0 | 0 | 0
181 | 7000012439 | 530 | Spare- 420KV CB | 1000009860 | 85389000 |  | 18 |  | Corona rings (1 No of each type) for 420 kV Circuit Breaker | SET | 1 |  | Included | 0 | 0 | 0
182 | 7000012439 | 540 | Spare- 420KV CB | 1000018381 | 85389000 |  | 18 |  | Relays, Power contactors, SFU, limit switches, push buttons, timers &MCB etc. (1 No of each type) for 420kV Circuit Breaker | SET | 1 |  | Included | 0 | 0 | 0
183 | 7000012439 | 550 | Spare- 420KV CB | 1000017841 | 85389000 |  | 18 |  | Pressure switches (1 No. of each type) for 420kV SF6 Circuit Breaker | SET | 1 |  | Included | 0 | 0 | 0
184 | 7000012439 | 560 | Spare- 420KV CB | 1000006920 | 85389000 |  | 18 |  | Aux. Switch/contact assembly for 420kV SF6 Circuit Breaker | SET | 1 |  | Included | 0 | 0 | 0
185 | 7000012439 | 570 | Spare-420kV Isolator | 1000009800 | 85389000 |  | 18 |  | Copper contact fingers for female & malecontacts of 420kV, 3150A HorizontalBreak Isolator | SET | 2 |  | Included | 0 | 0 | 0
186 | 7000012439 | 580 | Spare-420kV Isolator | 1000009568 | 85389000 |  | 18 |  | Open / Close contactor assembly, timers, key interlock push buttonswitch & auxiliary switches for 420kV Isolator | SET | 1 |  | Included | 0 | 0 | 0
187 | 7000012439 | 590 | Spare-420kV Isolator | 1000014562 | 85389000 |  | 18 |  | Limit switch for 420kV Isolator | SET | 2 |  | Included | 0 | 0 | 0
188 | 7000012439 | 600 | Spare-420kV Isolator | 1000009963 | 85389000 |  | 18 |  | Corona shield rings for 420kV DB Isolator for 1-pole | SET | 3 |  | Included | 0 | 0 | 0
189 | 7000012439 | 610 | Spare-420kV Isolator | 1000000372 | 85353090 |  | 18 |  | One Complete Pole of Double BreakIsolator including support Insulatorwith 1 E/s (excluding structure) withMotor Operating Mechanism for 420kV,3150A, 40kA main Isolator and E/S | EA | 1 |  | Included | 0 | 0 | 0
190 | 7000012439 | 620 | Spare-420kV Isolator | 1000021261 | 85389000 |  | 18 |  | Terminal pads & connectors (of eachtype) for 420kV, 3150A Double BreakIsolator | EA | 3 |  | Included | 0 | 0 | 0
191 | 7000012439 | 630 | Spare- 420kV CT | 1000004459 | 85359090 |  | 18 |  | 420 kV, 3000A, 40KA, 1-Phase CurrentTransformer with 120% extended currentrating | EA | 1 |  | Included | 0 | 0 | 0
192 | 7000012439 | 640 | Spare- 336kV Surge Arrester | 1000020419 | 85354010 |  | 18 |  | 336kV Surge Arrester (1-phase) | EA | 1 |  | Included | 0 | 0 | 0
193 | 7000012439 | 650 | Spare- 336kV Surge Arrester | 1000020440 | 85359090 |  | 18 |  | Surge monitor (1-Phase) | EA | 5 |  | Included | 0 | 0 | 0
194 | 7000012439 | 660 | Spare-Relay & Prot panel | 1000015978 | 85371000 |  | 18 |  | Numerical distance relay (Main-I) withinbuilt DR and fault locator,OV prot.,software | SET | 1 |  | Included | 0 | 0 | 0
195 | 7000012439 | 670 | Spare-Relay & Prot panel | 1000028496 | 85371000 |  | 18 |  | NUMERICAL DISTANCE RELAY (MAIN II) WITH INBUILT DR AND FAULTLOCATOR,OV PROT., SOFTWARE | SET | 1 |  | Included | 0 | 0 | 0
196 | 7000012439 | 680 | Spare-Relay & Prot panel | 1000026235 | 85371000 |  | 18 |  | Line Current Differential Relay | SET | 1 |  | Included | 0 | 0 | 0
197 | 7000012439 | 820 | PLCC AT SURJAMANINAGAR (STERLITE) | 1000000046 | 85176210 |  | 18 |  | Carrier Equipment Analog type (for Speech+Data & Speech+Protection) | EA | 2 |  | Included | 0 | 0 | 0
198 | 7000012439 | 830 | PLCC AT SURJAMANINAGAR (STERLITE) | 1000017887 | 85176210 |  | 18 |  | Analog Protection Coupler for PLCC | EA | 2 |  | Included | 0 | 0 | 0
199 | 7000012439 | 840 | PLCC AT SURJAMANINAGAR (STERLITE) | 1000010014 | 85176210 |  | 18 |  | Coupling device for PLCC | SET | 2 |  | Included | 0 | 0 | 0
200 | 7000012439 | 850 | PLCC AT SURJAMANINAGAR (STERLITE) | 1000010638 | 85176210 |  | 18 |  | Digital Protection Coupler | EA | 2 |  | Included | 0 | 0 | 0
201 | 7000012439 | 860 | PLCC AT SURJAMANINAGAR (STERLITE) | 1000013286 | 85176210 |  | 18 |  | HF Cable for PLCC | LS | 1 |  | Included | 0 | 0 | 0
202 | 7000012439 | 890 | STRUCTURE & FOUNDATION BOLT | 1000015952 | 73082011 |  | 18 |  | Fabrication, galvanising and supply of Equipment Support (Pipe)Structures to be designed during detailed engineering | MT | 26 |  | Included | 0 | 0 | 0
203 | 7000012439 | 900 | STRUCTURE & FOUNDATION BOLT | 1000011713 | 73082011 |  | 18 |  | Fabrication, galvanising and supply of fasteners ( nuts, bolts andwashers ) including step bolts for lattice and pipe structures to bedesigned during detailed engineering | MT | 3 |  | Included | 0 | 0 | 0
204 | 7000012439 | 910 | STRUCTURE & FOUNDATION BOLT | 1000012373 | 73082011 |  | 18 |  | Fabrication, galvanising and supply of foundation bolts including nuts,checknut and washers for lattice and pipe structures to be designedduring detailed engineering | MT | 4 |  | Included | 0 | 0 | 0
205 | 7000012439 | 930 | Telecom BOQ Supply | 1000031367 | 85176260 |  | 18 |  | SDH EQUIPMENT (STM-16 MADM UPTO 5 MSP PROTECTED DIRECTIONS)-BASEEQUIPMENT (COMMON CARDS, CROSS CONNECT/CONTROL CARDS, OPTICAL BASECARDS, POWER SUPPLY CARDS, POWER CABLING, OTHER HARDWARE ANDACCESSORIES INCLUDING SUB RACKS, PATCH CORD, DDF ETC FULLY EQUIPEDEXCLUDING OPTICAL INTERFACE & TRIBUTARY CARDS | EA | 1 |  | Included | 0 | 0 | 0
206 | 7000012439 | 940 | Telecom BOQ Supply | 1000018706 | 85176990 |  | 18 |  | S16.1 SFP | EA | 4 |  | Included | 0 | 0 | 0
207 | 7000012439 | 950 | Telecom BOQ Supply | 1000014272 | 85176290 |  | 18 |  | L16.1 SFP | EA | 4 |  | Included | 0 | 0 | 0
208 | 7000012439 | 960 | Telecom BOQ Supply | 1000014273 | 85176990 |  | 18 |  | L16.2 SFP | EA | 4 |  | Included | 0 | 0 | 0
209 | 7000012439 | 970 | Telecom BOQ Supply | 1000031374 | 85176290 |  | 18 |  | TRIBUTARY INTERFACE- E1 INTERFACE (MINIMUM 16 NOS.) | SET | 2 |  | Included | 0 | 0 | 0
210 | 7000012439 | 980 | Telecom BOQ Supply | 1000034950 | 85176990 |  | 18 |  | ETHERNET INTERFACE 10/100 BASE T WITH LAYER-2 SWITCHING (MIN 8INTERFACES PER CARD) | EA | 2 |  | Included | 0 | 0 | 0
211 | 7000012439 | 990 | Telecom BOQ Supply | 1000031381 | 85176290 |  | 18 |  | TRIBUTARY INTERFACE-GIGABIT ETHERNET INTERFACES 10/100 MBPS WITH LAYER-2 SWITCHING (MINIMUM 2 NOS.) | SET | 1 |  | Included | 0 | 0 | 0
212 | 7000012439 | 1000 | Telecom BOQ Supply | 1000026228 | 85176290 |  | 18 |  | Equipment Cabinets For SDH | EA | 1 |  | Included | 0 | 0 | 0
213 | 7000012439 | 1010 | Telecom BOQ Supply | 1000034998 | 85171890 |  | 18 |  | VOIP TELEPHONE INSTRUMENT WITH ONE COMMON SWITCH (MIN. 8 PORT) | EA | 4 |  | Included | 0 | 0 | 0
214 | 7000012439 | 1020 | Telecom BOQ Supply | 1000028495 | 84715000 |  | 18 |  | NMS- CRAFT TERMINAL-HARDWARE | EA | 1 |  | Included | 0 | 0 | 0
215 | 7000012439 | 1030 | Telecom BOQ Supply | 1000028265 | 85238020 |  | 18 |  | Software for Craft Terminal | EA | 1 |  | Included | 0 | 0 | 0
216 | 7000012439 | 1040 | Telecom BOQ-Spares | 1000031369 | 85176260 |  | 18 |  | SDH EQUIPMENT (STM-16 MADM UPTO 5 MSP PROTECTED DIRECTIONS)-COMMONCARDS, CROSS-CONNECT/CONTROL CARDS, OPTICAL BASE CARD, POWER SUPPLYCARDS, POWER CABLING, OTHER HARDWARE & ACCESSORIES (EACH). | SET | 1 |  | Included | 0 | 0 | 0
217 | 7000012439 | 1050 | Telecom BOQ-Spares | 1000018706 | 85176990 |  | 18 |  | S16.1 SFP | EA | 1 |  | Included | 0 | 0 | 0
218 | 7000012439 | 1060 | Telecom BOQ-Spares | 1000014272 | 85176290 |  | 18 |  | L16.1 SFP | EA | 1 |  | Included | 0 | 0 | 0
219 | 7000012439 | 1070 | Telecom BOQ-Spares | 1000014273 | 85176990 |  | 18 |  | L16.2 SFP | EA | 1 |  | Included | 0 | 0 | 0
220 | 7000012439 | 1080 | Telecom BOQ-Spares | 1000031374 | 85176290 |  | 18 |  | TRIBUTARY INTERFACE- E1 INTERFACE (MINIMUM 16 NOS.) | SET | 1 |  | Included | 0 | 0 | 0
221 | 7000012439 | 1090 | Telecom BOQ-Spares | 1000034950 | 85176990 |  | 18 |  | ETHERNET INTERFACE 10/100 BASE T WITH LAYER-2 SWITCHING (MIN 8INTERFACES PER CARD) | EA | 1 |  | Included | 0 | 0 | 0
222 | 7000012439 | 1100 | Telecom BOQ-Spares | 1000031381 | 85176290 |  | 18 |  | TRIBUTARY INTERFACE-GIGABIT ETHERNET INTERFACES 10/100 MBPS WITH LAYER-2 SWITCHING (MINIMUM 2 NOS.) | SET | 1 |  | Included | 0 | 0 | 0
223 | 7000012439 | 1110 | Telecom BOQ-Spares | 1000034998 | 85171890 |  | 18 |  | VOIP TELEPHONE INSTRUMENT WITH ONE COMMON SWITCH (MIN. 8 PORT) | EA | 1 |  | Included | 0 | 0 | 0
224 | 7000012439 | 1120 | Telecom BOQ-Spares | 1000031398 | 85171890 |  | 18 |  | PRE CONNECTORIZED OPTICAL FIBER PATCH CORDS(10 MTRS) â€“ PACK OF SIXPATCH CORDS | SET | 1 |  | Included | 0 | 0 | 0
225 | 7000012439 | 1140 | PMU for Surajmaninagar (Supply) | 1000017518 | 85364900 |  | 18 |  | PMU with GPS Clock (clock can be either internal or external) | EA | 4 |  | Included | 0 | 0 | 0
226 | 7000012439 | 1150 | PMU for Surajmaninagar (Supply) | 1000022512 | 90311000 |  | 18 |  | WAMS Hardware - Time System (GPS receiver) | EA | 4 |  | Included | 0 | 0 | 0
227 | 7000012439 | 1160 | PMU for Surajmaninagar (Supply) | 1000022510 | 85176290 |  | 18 |  | WAMS Hardware - Substation Grade Layer-3 LAN Switches with minimum 4 x10/100 Mbps Ethernet ports and 2 x 1 Gbps Ethernet ports | EA | 5 |  | Included | 0 | 0 | 0
228 | 7000012439 | 1170 | PMU for Surajmaninagar (Supply) | 1000022487 | 85447090 |  | 18 |  | WAMS Miscellaneous - Armored Fibre Optic Cable and associatedtermination (e.g. L2 Switch) for connecting PMU panels located indifferent control room of a station | EA | 1 |  | Included | 0 | 0 | 0
IV | 400kV S/s Extn at Sitamarhi(PMTL)
229 | 7000012348 | 900 | 420 kV Equipment | 1000004501 | 85352913 |  | 18 |  | 420kV, 3150A, 63kA Circuit Breaker (3-Phase) without closing resistorand with Support Structure | EA | 4 |  | Included | 0 | 0 | 0
230 | 7000012348 | 910 | 420 kV Equipment | 1000004463 | 85359090 |  | 18 |  | 420 kV, 3000A, 63KA, 1-Phase CurrentTransformer with 120% extended currentrating | EA | 12 |  | Included | 0 | 0 | 0
231 | 7000012348 | 920 | 420 kV Equipment | 1000004498 | 85353090 |  | 18 |  | 420kV, 3150A, 63KA, Isolator (3-phase)(Double Break) with one E/S | EA | 12 |  | Included | 0 | 0 | 0
232 | 7000012348 | 930 | 420 kV Equipment | 1000020419 | 85354010 |  | 18 |  | 336kV Surge Arrester (1-phase) | EA | 6 |  | Included | 0 | 0 | 0
233 | 7000012348 | 940 | 420 kV Equipment | 1000004401 | 85462040 |  | 18 |  | 420 kV, 1 phase Bus Post Insulator (except for Line Traps) | EA | 20 |  | Included | 0 | 0 | 0
234 | 7000012348 | 950 | 420 kV Equipment | 1000004535 | 85359090 |  | 18 |  | 420 kV, 4400 pF Capacitive Voltage Transformer (1-Phase) | EA | 6 |  | Included | 0 | 0 | 0
235 | 7000012348 | 960 | Erection Hardware-420 kV | 1000011322 | 72169990 |  | 18 |  | Erection Hardware for 400kV I type layout-Line bay as per technicalspecification | SET | 2 |  | Included | 0 | 0 | 0
236 | 7000012348 | 970 | Erection Hardware-420 kV | 1000011319 | 72169990 |  | 18 |  | Erection Hardware for 400kV I type layout-Bus Work (For two diameters)as per technical specification | SET | 1 |  | Included | 0 | 0 | 0
237 | 7000012348 | 980 | Erection Hardware-420 kV | 1000011326 | 72169990 |  | 18 |  | Erection Hardware for 400kV I type layout-Spare bay of half dia as pertechnical specification | SET | 2 |  | Included | 0 | 0 | 0
238 | 7000012348 | 990 | 400 kV Control & Relay panel | 1000002165 | 85371000 |  | 18 |  | 400kV Circuit Breaker Relay Panel with Auto Reclose (with Automation) | EA | 4 |  | Included | 0 | 0 | 0
239 | 7000012348 | 1000 | 400 kV Control & Relay panel | 1000003398 | 85371000 |  | 18 |  | 400kV Line Protection Panel (with Automation) | EA | 2 |  | Included | 0 | 0 | 0
240 | 7000012348 | 1010 | 400 kV Control & Relay panel | 1000002146 | 85371000 |  | 18 |  | Augmentation of existing 400kV bus bar protection scheme.(No. of baysas per specification)-(with Automation) | SET | 1 |  | Included | 0 | 0 | 0
241 | 7000012348 | 1020 | Substation Automation system | 1000003409 | 85371000 |  | 18 |  | Augmentation of Substation automation System for 400kV Main bay as perTechnical Specification | EA | 2 |  | Included | 0 | 0 | 0
242 | 7000012348 | 1030 | Substation Automation system | 1000003411 | 85371000 |  | 18 |  | Augmentation of Substation automation System for 400kV Tie bay as perTechnical Specification | EA | 2 |  | Included | 0 | 0 | 0
243 | 7000012348 | 1040 | Common equipment CRP | 1000025391 | 82032000 |  | 18 |  | Relay Test kit | EA | 1 |  | Included | 0 | 0 | 0
244 | 7000012348 | 1050 | PLCC equipment at Sitamarhi (PMTL) SS | 1000004400 | 85462040 |  | 18 |  | 420 kV ,1 phase Bus Post Insulators for Line Traps | EA | 12 |  | Included | 0 | 0 | 0
245 | 7000012348 | 1060 | PLCC equipment at Sitamarhi (PMTL) SS | 1000004290 | 85176210 |  | 18 |  | 400kV,3150A,0.5mH ,63kA Line Trap | EA | 4 |  | Included | 0 | 0 | 0
246 | 7000012348 | 1070 | Air Conditioning System | 1000006285 | 84151090 |  | 28 |  | Air conditioning system for Switchyard Panel Room of 9m length | SET | 1 |  | Included | 0 | 0 | 0
247 | 7000012348 | 1080 | Fire Protection system | 1000012019 | 85311020 |  | 18 |  | Fire Detection and Alarm System for Switchyard Panel Room of 9 mlength | SET | 1 |  | Included | 0 | 0 | 0
248 | 7000012348 | 1090 | Fire Protection system | 1000012022 | 84241000 |  | 18 |  | 4.5 kg CO2 type Portable Fire extinguisher | EA | 2 |  | Included | 0 | 0 | 0
249 | 7000012348 | 1100 | Illumination system | 1000013796 | 94059900 |  | 18 |  | Illumination System for switchyard panel room of 9 m length | LS | 1 |  | Included | 0 | 0 | 0
250 | 7000012348 | 1110 | Illumination system | 1000014547 | 85371000 |  | 18 |  | Lighting Panel type ACP-2 as per technical specification | EA | 2 |  | Included | 0 | 0 | 0
251 | 7000012348 | 1120 | Illumination system | 1000020262 | 85371000 |  | 18 |  | Sub Lighting panel (outdoor) type SLP (Switchyard and Street Lighting) | EA | 2 |  | Included | 0 | 0 | 0
252 | 7000012348 | 1130 | Illumination system | 1000038039 | 94051090 |  | 18 |  | LIGHTING FIXTURE LED LUMINAIRES TYPE FL-1 AS PER TECH. SPECIFICATIONS | EA | 15 |  | Included | 0 | 0 | 0
253 | 7000012348 | 1140 | Illumination system | 1000038325 | 94059900 |  | 18 |  | LIGHTING FIXTURE LED LUMINAIRES TYPE FL2 AS PER TECH. SPECIFICATIONS | EA | 15 |  | Included | 0 | 0 | 0
254 | 7000012348 | 1150 | Illumination system | 1000004952 | 94059900 |  | 18 |  | 63A, 415V : Interlocked switch socket outdoor Receptacle (type RP) asper technical specifications | EA | 1 |  | Included | 0 | 0 | 0
255 | 7000012348 | 1160 | Cables | 1000000443 | 85446020 |  | 18 |  | 1.1kV grade Power Cables (PVCinsulated)along withlugs,glands,straight joints &accessories,etc. | LS | 1 |  | Included | 0 | 0 | 0
256 | 7000012348 | 1170 | Cables | 1000000442 | 85446020 |  | 18 |  | 1.1kV grade Control Cables (PVCinsulated) along withlugs,glands,straight joints &accessories,etc. | LS | 1 |  | Included | 0 | 0 | 0
257 | 7000012348 | 1180 | 400 kV Equipment support structure | 1000012366 | 73082011 |  | 18 |  | Fabrication, galvanising and supply of 28mm dia foundation boltsincluding nuts, checknuts, washers and packplates. | EA | 248 |  | Included | 0 | 0 | 0
258 | 7000012348 | 1190 | 400 kV Equipment support structure | 1000020192 | 73045930 |  | 18 |  | Fabrication, galvanising and supply ofStandard Pipe Structure - 400 kV,1-Phase, CT including nuts, bolts, alltype of washers, packplates, step boltsand gusset plates excluding foundationbolts | EA | 12 |  | Included | 0 | 0 | 0
259 | 7000012348 | 1200 | 400 kV Equipment support structure | 1000020193 | 73045930 |  | 18 |  | Fabrication, galvanising and supply of Standard Pipe Structure - 400kV CVT including nuts, bolts, all type of washers, packplates, stepbolts and gusset plates excluding foundation bolts | EA | 6 |  | Included | 0 | 0 | 0
260 | 7000012348 | 1210 | 400 kV Equipment support structure | 1000020194 | 73045930 |  | 18 |  | Fabrication, galvanising and supply ofStandard Pipe Structure - 400 kV,3-Phase, ISOLATOR including nuts,bolts, all type of washers, packplates,step bolts and gusset plates excludingfoundation bolts | EA | 12 |  | Included | 0 | 0 | 0
261 | 7000012348 | 1220 | 400 kV Equipment support structure | 1000020195 | 73045930 |  | 18 |  | Fabrication, galvanising and supply ofStandard Pipe Structure - 400 kV,1-Phase, SA including nuts, bolts,all type of washers, packplates, stepbolts and gusset plates excludingfoundation bolts | EA | 6 |  | Included | 0 | 0 | 0
262 | 7000012348 | 1230 | 400 kV Equipment support structure | 1000017567 | 73045930 |  | 18 |  | Standard Pipe Structure for 400kV BPI (excluding wave trap) | EA | 14 |  | Included | 0 | 0 | 0
263 | 7000012348 | 1240 | 400 kV Equipment support structure | 1000017568 | 73045930 |  | 18 |  | Standard Pipe Structure for 400kV BPI for WT (1- phase) | EA | 12 |  | Included | 0 | 0 | 0
264 | 7000012348 | 1250 | 400 kV Equipment support structure | 1000017570 | 73045930 |  | 18 |  | Fabrication, galvanising and supply ofStd Pipe Structure - 400 kV, 1-Phase,High BPI, (Excluding Wave Trap), includingnuts, bolts, all type of washers,packplates, step bolts and gussetplates excluding foundation bolts | EA | 6 |  | Included | 0 | 0 | 0
265 | 7000012348 | 1260 | Main Earthmat | 1000032055 | 72159090 |  | 18 |  | 40 MM MS ROD FOR MAIN EARTHMAT | KM | 1.5 |  | Included | 0 | 0 | 0
266 | 7000012348 | 1270 | Visual Monitoring system | 1000030433 | 85287390 |  | 28 |  | COLOR IP CAMERA, WITH PAN, TILT AND ZOOM FACILITIES, ALONGWITH ALLREQUIRED ITEMS, ACCESSORIES, LINE INTERFACE UNITS, FIBER PATCH CORDS,POWER SUPPLY UNITS, JUNCTION BOXES, CABLES, FIBER OPTIC CABLES, ETC.,AND INCLUDING INTEGRATION IN EXISTING HARDWARE AND SOFTWARE FORAUGMENTATION OF VISUAL MONITORING SYSTEM AS PER TECHNICALSPECIFICATION. | SET | 1 |  | Included | 0 | 0 | 0
267 | 7000012348 | 1400 | Mandatory Spares for 420 kV CB | 1000004500 | 85352913 |  | 18 |  | One Pole of 420kV, 3150A, 63kA SF6circuit breaker including gradingcapacitor (if applicable),pole column,interrupter,operating mechanism andMarshalling Box but without supportstructure | EA | 1 |  | Included | 0 | 0 | 0
268 | 7000012348 | 1410 | Mandatory Spares for 420 kV CB | 1000013160 | 85389000 |  | 18 |  | Grading capacitors (if applicable) for 420kV SF6 Circuit Breaker | EA | 1 |  | Included | 0 | 0 | 0
269 | 7000012348 | 1420 | Mandatory Spares for 420 kV CB | 1000013056 | 85389000 |  | 18 |  | Rubber gasket, O rings and seals for SF6 gas (complete replacement forone 420kV SF6 Circuit Breaker) | SET | 1 |  | Included | 0 | 0 | 0
270 | 7000012348 | 1430 | Mandatory Spares for 420 kV CB | 1000021861 | 85359090 |  | 18 |  | Trip coil with resistor for 420kV SF6 Circuit Breaker | SET | 2 |  | Included | 0 | 0 | 0
271 | 7000012348 | 1440 | Mandatory Spares for 420 kV CB | 1000009197 | 85389000 |  | 18 |  | Closing coil with resistor for 420kV SF6 Circuit Breaker | EA | 1 |  | Included | 0 | 0 | 0
272 | 7000012348 | 1450 | Mandatory Spares for 420 kV CB | 1000021444 | 85389000 |  | 18 |  | Terminal pad for 420kV SF6 Circuit Breaker | EA | 2 |  | Included | 0 | 0 | 0
273 | 7000012348 | 1460 | Mandatory Spares for 420 kV CB | 1000015549 | 85389000 |  | 18 |  | Molecular filter for 420kV SF6 Circuit Breaker | EA | 2 |  | Included | 0 | 0 | 0
274 | 7000012348 | 1470 | Mandatory Spares for 420 kV CB | 1000009860 | 85389000 |  | 18 |  | Corona rings (1 No of each type) for 420 kV Circuit Breaker | SET | 1 |  | Included | 0 | 0 | 0
275 | 7000012348 | 1480 | Mandatory Spares for 420 kV CB | 1000018381 | 85389000 |  | 18 |  | Relays, Power contactors, SFU, limit switches, push buttons, timers &MCB etc. (1 No of each type) for 420kV Circuit Breaker | SET | 1 |  | Included | 0 | 0 | 0
276 | 7000012348 | 1490 | Mandatory Spares for 420 kV CB | 1000006920 | 85389000 |  | 18 |  | Aux. Switch/contact assembly for 420kV SF6 Circuit Breaker | SET | 1 |  | Included | 0 | 0 | 0
277 | 7000012348 | 1500 | Mandatory Spares for 420 kV CB | 1000017841 | 85389000 |  | 18 |  | Pressure switches (1 No. of each type) for 420kV SF6 Circuit Breaker | SET | 1 |  | Included | 0 | 0 | 0
278 | 7000012348 | 1510 | Mandatory Spares for 420 kV Isolator | 1000000398 | 85353090 |  | 18 |  | One Complete Pole of Double BreakIsolator including support Insulatorwith 1 E/s (excluding structure) withMotor Operating Mechanism for 420kV,3150A, 63kA main Isolator and E/S | EA | 1 |  | Included | 0 | 0 | 0
279 | 7000012348 | 1520 | Mandatory Spares for 420 kV Isolator | 1000031541 | 85389000 |  | 18 |  | COPPER CONTACT FINGERS FOR FEMALE & MALE CONTACTS OF 420KV DOUBLE BREAK ISOLATOR | SET | 2 |  | Included | 0 | 0 | 0
280 | 7000012348 | 1530 | Mandatory Spares for 420 kV Isolator | 1000009568 | 85389000 |  | 18 |  | Open / Close contactor assembly, timers, key interlock push buttonswitch & auxiliary switches for 420kV Isolator | SET | 1 |  | Included | 0 | 0 | 0
281 | 7000012348 | 1540 | Mandatory Spares for 420 kV Isolator | 1000014562 | 85389000 |  | 18 |  | Limit switch for 420kV Isolator | SET | 2 |  | Included | 0 | 0 | 0
282 | 7000012348 | 1550 | Mandatory Spares for 420 kV Isolator | 1000021261 | 85389000 |  | 18 |  | Terminal pads & connectors (of eachtype) for 420kV, 3150A Double BreakIsolator | EA | 3 |  | Included | 0 | 0 | 0
283 | 7000012348 | 1560 | Mandatory Spares for 420 kV Isolator | 1000009963 | 85389000 |  | 18 |  | Corona shield rings for 420kV DB Isolator for 1-pole | SET | 3 |  | Included | 0 | 0 | 0
284 | 7000012348 | 1570 | Mandatory Spares for 420 kV CT | 1000004463 | 85359090 |  | 18 |  | 420 kV, 3000A, 63KA, 1-Phase CurrentTransformer with 120% extended currentrating | EA | 1 |  | Included | 0 | 0 | 0
285 | 7000012348 | 1580 | Mandatory Spares for 420 kV CVT | 1000004535 | 85359090 |  | 18 |  | 420 kV, 4400 pF Capacitive Voltage Transformer (1-Phase) | EA | 1 |  | Included | 0 | 0 | 0
286 | 7000012348 | 1590 | Mandatory Spares for 336 SA | 1000020419 | 85354010 |  | 18 |  | 336kV Surge Arrester (1-phase) | EA | 1 |  | Included | 0 | 0 | 0
287 | 7000012348 | 1600 | Mandatory Spares for 336 SA | 1000020440 | 85359090 |  | 18 |  | Surge monitor (1-Phase) | EA | 5 |  | Included | 0 | 0 | 0
288 | 7000012348 | 1610 | Mandatory Spares for 420 kV BPI | 1000004401 | 85462040 |  | 18 |  | 420 kV, 1 phase Bus Post Insulator (except for Line Traps) | EA | 1 |  | Included | 0 | 0 | 0
289 | 7000012348 | 1620 | Mandatory Spares for CRP & SAS | 1000015978 | 85371000 |  | 18 |  | Numerical distance relay (Main-I) withinbuilt DR and fault locator,OV prot.,software | SET | 1 |  | Included | 0 | 0 | 0
290 | 7000012348 | 1630 | Mandatory Spares for CRP & SAS | 1000028496 | 85371000 |  | 18 |  | NUMERICAL DISTANCE RELAY (MAIN II) WITH INBUILT DR AND FAULTLOCATOR,OV PROT., SOFTWARE | SET | 1 |  | Included | 0 | 0 | 0
291 | 7000012348 | 1640 | Mandatory Spares for CRP & SAS | 1000007634 | 85371000 |  | 18 |  | Bay Unit module for Bus Bar Protection | EA | 1 |  | Included | 0 | 0 | 0
292 | 7000012348 | 1650 | Mandatory Spares for CRP & SAS | 1000007627 | 85389000 |  | 18 |  | Bay control unit (IED) of each type | EA | 1 |  | Included | 0 | 0 | 0
293 | 7000012348 | 1660 | Mandatory Spares for CRP & SAS | 1000011151 | 85389000 |  | 18 |  | Ethernet switch of each type | SET | 1 |  | Included | 0 | 0 | 0
294 | 7000012348 | 1670 | PMU in 400kV Sitamarhi (Supply) | 1000017518 | 85364900 |  | 18 |  | PMU with GPS Clock (clock can be either internal or external) | EA | 2 |  | Included | 0 | 0 | 0
295 | 7000012348 | 1680 | PMU in 400kV Sitamarhi (Supply) | 1000022512 | 90311000 |  | 18 |  | WAMS Hardware - Time System (GPS receiver) | EA | 2 |  | Included | 0 | 0 | 0
296 | 7000012348 | 1690 | PMU in 400kV Sitamarhi (Supply) | 1000022510 | 85176290 |  | 18 |  | WAMS Hardware - Substation Grade Layer-3 LAN Switches with minimum 4 x10/100 Mbps Ethernet ports and 2 x 1 Gbps Ethernet ports | EA | 3 |  | Included | 0 | 0 | 0
297 | 7000012348 | 1700 | PMU in 400kV Sitamarhi (Supply) | 1000022487 | 85447090 |  | 18 |  | WAMS Miscellaneous - Armored Fibre Optic Cable and associatedtermination (e.g. L2 Switch) for connecting PMU panels located indifferent control room of a station | EA | 1 |  | Included | 0 | 0 | 0
298 | 7000012348 | 1710 | BoQ of Communication Equipment(Supply) | 1000031367 | 85176260 |  | 18 |  | SDH EQUIPMENT (STM-16 MADM UPTO 5 MSP PROTECTED DIRECTIONS)-BASEEQUIPMENT (COMMON CARDS, CROSS CONNECT/CONTROL CARDS, OPTICAL BASECARDS, POWER SUPPLY CARDS, POWER CABLING, OTHER HARDWARE ANDACCESSORIES INCLUDING SUB RACKS, PATCH CORD, DDF ETC FULLY EQUIPEDEXCLUDING OPTICAL INTERFACE & TRIBUTARY CARDS | EA | 2 |  | Included | 0 | 0 | 0
299 | 7000012348 | 1720 | BoQ of Communication Equipment(Supply) | 1000018706 | 85176990 |  | 18 |  | S16.1 SFP | EA | 4 |  | Included | 0 | 0 | 0
300 | 7000012348 | 1730 | BoQ of Communication Equipment(Supply) | 1000023721 | 85176260 |  | 18 |  | SFP S4.1 | EA | 4 |  | Included | 0 | 0 | 0
301 | 7000012348 | 1740 | BoQ of Communication Equipment(Supply) | 1000019315 | 85176290 |  | 18 |  | Optical Line Interface card (to support minimum 150 kms) | EA | 4 |  | Included | 0 | 0 | 0
302 | 7000012348 | 1750 | BoQ of Communication Equipment(Supply) | 1000031374 | 85176290 |  | 18 |  | TRIBUTARY INTERFACE- E1 INTERFACE (MINIMUM 16 NOS.) | SET | 4 |  | Included | 0 | 0 | 0
303 | 7000012348 | 1760 | BoQ of Communication Equipment(Supply) | 1000034950 | 85176990 |  | 18 |  | ETHERNET INTERFACE 10/100 BASE T WITH LAYER-2 SWITCHING (MIN 8INTERFACES PER CARD) | EA | 4 |  | Included | 0 | 0 | 0
304 | 7000012348 | 1770 | BoQ of Communication Equipment(Supply) | 1000031381 | 85176290 |  | 18 |  | TRIBUTARY INTERFACE-GIGABIT ETHERNET INTERFACES 10/100 MBPS WITH LAYER-2 SWITCHING (MINIMUM 2 NOS.) | SET | 2 |  | Included | 0 | 0 | 0
305 | 7000012348 | 1780 | BoQ of Communication Equipment(Supply) | 1000026228 | 85176290 |  | 18 |  | Equipment Cabinets For SDH | EA | 2 |  | Included | 0 | 0 | 0
306 | 7000012348 | 1790 | BoQ of Communication Equipment(Supply) | 1000028495 | 84715000 |  | 18 |  | NMS- CRAFT TERMINAL-HARDWARE | EA | 1 |  | Included | 0 | 0 | 0
307 | 7000012348 | 1800 | BoQ of Communication Equipment(Supply) | 1000028265 | 85238020 |  | 18 |  | Software for Craft Terminal | EA | 1 |  | Included | 0 | 0 | 0
308 | 7000012348 | 1810 | BoQ of Communication Equipment(Supply) | 1000034998 | 85171890 |  | 18 |  | VOIP TELEPHONE INSTRUMENT WITH ONE COMMON SWITCH (MIN. 8 PORT) | EA | 8 |  | Included | 0 | 0 | 0
309 | 7000012348 | 1820 | BoQ of Communication Equipment( Spares) | 1000031369 | 85176260 |  | 18 |  | SDH EQUIPMENT (STM-16 MADM UPTO 5 MSP PROTECTED DIRECTIONS)-COMMONCARDS, CROSS-CONNECT/CONTROL CARDS, OPTICAL BASE CARD, POWER SUPPLYCARDS, POWER CABLING, OTHER HARDWARE & ACCESSORIES (EACH). | SET | 1 |  | Included | 0 | 0 | 0
310 | 7000012348 | 1830 | BoQ of Communication Equipment( Spares) | 1000018706 | 85176990 |  | 18 |  | S16.1 SFP | EA | 1 |  | Included | 0 | 0 | 0
311 | 7000012348 | 1840 | BoQ of Communication Equipment( Spares) | 1000023721 | 85176260 |  | 18 |  | SFP S4.1 | EA | 1 |  | Included | 0 | 0 | 0
312 | 7000012348 | 1850 | BoQ of Communication Equipment( Spares) | 1000019315 | 85176290 |  | 18 |  | Optical Line Interface card (to support minimum 150 kms) | EA | 1 |  | Included | 0 | 0 | 0
313 | 7000012348 | 1860 | BoQ of Communication Equipment( Spares) | 1000031374 | 85176290 |  | 18 |  | TRIBUTARY INTERFACE- E1 INTERFACE (MINIMUM 16 NOS.) | SET | 1 |  | Included | 0 | 0 | 0
314 | 7000012348 | 1870 | BoQ of Communication Equipment( Spares) | 1000034950 | 85176990 |  | 18 |  | ETHERNET INTERFACE 10/100 BASE T WITH LAYER-2 SWITCHING (MIN 8INTERFACES PER CARD) | EA | 1 |  | Included | 0 | 0 | 0
315 | 7000012348 | 1880 | BoQ of Communication Equipment( Spares) | 1000031381 | 85176290 |  | 18 |  | TRIBUTARY INTERFACE-GIGABIT ETHERNET INTERFACES 10/100 MBPS WITH LAYER-2 SWITCHING (MINIMUM 2 NOS.) | SET | 1 |  | Included | 0 | 0 | 0
316 | 7000012348 | 1890 | BoQ of Communication Equipment( Spares) | 1000034998 | 85171890 |  | 18 |  | VOIP TELEPHONE INSTRUMENT WITH ONE COMMON SWITCH (MIN. 8 PORT) | EA | 1 |  | Included | 0 | 0 | 0
317 | 7000012348 | 1900 | BoQ of Communication Equipment( Spares) | 1000031398 | 85171890 |  | 18 |  | PRE CONNECTORIZED OPTICAL FIBER PATCH CORDS(10 MTRS) â€“ PACK OF SIXPATCH CORDS | SET | 1 |  | Included | 0 | 0 | 0
318 | 7000012348 | 1910 | 400kV Towers (Supply) | 1000015954 | 73082011 |  | 18 |  | Fabrication, galvanising and supply of Lattice Structures (MS Steel),to be designed during detailed engineering, for towers, beams andequipment support structure including pack plates / packwashers andgusset plates excluding fasteners and foundation bolts | MT | 95 |  | Included | 0 | 0 | 0
319 | 7000012348 | 1920 | 400kV Towers (Supply) | 1000011713 | 73082011 |  | 18 |  | Fabrication, galvanising and supply of fasteners ( nuts, bolts andwashers ) including step bolts for lattice and pipe structures to bedesigned during detailed engineering | MT | 5 |  | Included | 0 | 0 | 0
320 | 7000012348 | 1930 | 400kV Towers (Supply) | 1000012373 | 73082011 |  | 18 |  | Fabrication, galvanising and supply of foundation bolts including nuts,checknut and washers for lattice and pipe structures to be designedduring detailed engineering | MT | 5 |  | Included | 0 | 0 | 0
[7 empty] | Total Ex-works Price | [5 empty] | 0 | 0
[7 empty] | Total Type Test charges as per Schedule-7 | [5 empty] | 0
[7 empty] | Total Ex-works Price including Type Test charges | [5 empty] | 0
[7 empty] | Total GST Tax as confirmed by Bidder | [5 empty] | 0
Note : | Specify amount of GST on the transaction between the Contractor and the Employer.
* | In case the bidder leaves the cell for confirmation of the HSN code and/or GST rate “blank”, the HSN code and corresponding GST rate indicated by the Employer shall be deemed to be the one confirmed by the Bidder.
Date : | --
Place : | [10 empty] | Printed Name :
Designation :
Click for Sch-2

## Sch-1 dis (hidden)
Specification No.: CC-CS/1049-NER/SS-4185/3/G3 | [5 empty] | Schedule - 1 |  |  |  | Direct Total | 0 | 0 | `
[10 empty] | BO Total | #REF! | 0
Substation Package-SS76 associated with (i) Extension of 400kV Imphal Substation including 420kV, 2X63MVAR Line Reactor under NERSS-XI; (ii) Extension of 400kV Bongaigaon Substations under NERSS-XII; (iii) Extension of 400kV Surajmaninagar (TSECL) Substation under NERSS-XIV; & (iv) Extension of 400kV Sitamarhi (POWERGRID) Substation under Transmission system for power evacuation from Arun-3 (900MW) HEP, Nepal of M/s. SAPDC-India Portion.
(SCHEDULE OF RATES AND PRICES : EX-WORKS PRICES)
Bidder’s Name and Address (Lead Partner) : |  |  |  | To:
Contract Services
Name : | …….. …….. …….. …….. …….. …….. |  |  | Power Grid Corporation of India Ltd.,
Address : | …….. …….. …….. …….. …….. …….. |  |  | "Saudamini", Plot No.-2
| …….. …….. …….. …….. …….. …….. |  |  | Sector-29,
| …….. …….. …….. …….. …….. …….. |  |  | Gurgaon (Haryana) - 122001
Plant and Equipment (including Mandatory Spares Parts) to be supplied, including Type Test Charges for Tests to be conducted. | [10 empty] | Direct
[6 empty] | All Prices are in Indian Rupees. |  |  |  |  | Bought-Out
SI. No. | Item Description | Unit | Qty. | Unit Ex-works price | Total Ex-works price | Mode of Transaction (Direct / Bought-out)
1 | 2 | 3 | 4 | 5 | 6 = 4 x 5 | 7
0 | 0
#REF! | #REF!
0 | 0
#REF! | #REF! | #REF! | #REF! | #REF! | #REF! | #REF!
#REF! | #REF! | #REF! | #REF! | #REF! | #REF! | #REF!
#REF! | #REF!
#REF! | #REF! | #REF! | #REF! | #REF! | #REF! | #REF!
#REF! | #REF! | #REF! | #REF! | #REF! | #REF! | #REF!
#REF! | #REF!
#REF! | #REF! | #REF! | #REF! | #REF! | #REF! | #REF!
#REF! | #REF! | #REF! | #REF! | #REF! | #REF! | #REF!
#REF! | #REF!
#REF! | #REF!
#REF! | #REF! | #REF! | #REF! | #REF! | #REF! | #REF!
#REF! | #REF! | #REF! | #REF! | #REF! | #REF! | #REF!
#REF! | #REF!
#REF! | #REF! | #REF! | #REF! | #REF! | #REF! | #REF!
#REF! | #REF! | #REF! | #REF! | #REF! | #REF! | #REF!
#REF! | #REF! | #REF! | #REF! | #REF! | #REF! | #REF!
#REF! | #REF! | #REF! | #REF! | #REF! | #REF! | #REF!
#REF! | #REF! | #REF! | #REF! | #REF! | #REF! | #REF!
#REF! | #REF! | #REF! | #REF! | #REF! | #REF! | #REF!
#REF! | #REF!
#REF! | #REF! | #REF! | #REF! | #REF! | #REF! | #REF!
#REF! | #REF!
#REF! | #REF! | #REF! | #REF! | #REF! | #REF! | #REF!
#REF! | #REF! | #REF! | #REF! | #REF! | #REF! | #REF!
#REF! | #REF! | #REF! | #REF! | #REF! | #REF! | #REF!
#REF! | #REF! | #REF! | #REF! | #REF! | #REF! | #REF!
#REF! | #REF!
#REF! | #REF! | #REF! | #REF! | #REF! | #REF! | #REF!
#REF! | #REF! | #REF! | #REF! | #REF! | #REF! | #REF!
#REF! | #REF! | #REF! | #REF! | #REF! | #REF! | #REF!
#REF! | #REF!
#REF! | #REF! | #REF! | #REF! | #REF! | #REF! | #REF!
#REF! | #REF! | #REF! | #REF! | #REF! | #REF! | #REF!
#REF! | #REF! | #REF! | #REF! | #REF! | #REF! | #REF!
#REF! | #REF! | #REF! | #REF! | #REF! | #REF! | #REF!
#REF! | #REF! | #REF! | #REF! | #REF! | #REF! | #REF!
#REF! | #REF!
| #REF! | #REF! | #REF! | #REF! | #REF! | #REF!
#REF!
| #REF! | #REF! | #REF! | #REF! | #REF! | #REF!
| #REF! | #REF! | #REF! | #REF! | #REF! | #REF!
| Total Ex-Works Price Direct |  |  |  | 0 | Direct
| Total Ex-Works Price Bought Out |  |  |  | 0
| Total Ex-Works Price |  |  |  | 0
| Total Type Test charges as per Schedule-7 |  |  |  | #REF! |  |  | #REF! |  | #REF!
| Total Ex-works Price including Type Test charges |  |  |  | #REF! |  |  | #REF! |  | #REF!
[7 empty] | Discount Sch-1 | #REF! | MPD Sch-1 | #REF!
[7 empty] | Dis Alert | #REF!
Note : | Specify amount of Excise Duty, Sales Tax/'VAT and other taxes payable on the transaction between the Contractor and the Employer and octroi/entry tax as applicable for destination site/state on all items of supply including bought-out finished items (to be identified in the Contract), which shall be dispatched directly from the sub-vendor’s works to the Employer’s site (sale-in-transit), separately in Schedule-5. Excise Duty, Sales tax and other levies for all the bought-out items are to be included in the EXW Price (Col. No. 5) only and not to be indicated in Schedule-5.
Date : | --
Place : |  |  | Printed Name :
Designation :
Click for Sch-2

## Sch-2
Specification No.: CC-CS/1049-NER/SS-4185/3/G3 | [8 empty] | Schedule - 2
Substation Package-SS76 associated with (i) Extension of 400kV Imphal Substation including 420kV, 2X63MVAR Line Reactor under NERSS-XI; (ii) Extension of 400kV Bongaigaon Substations under NERSS-XII; (iii) Extension of 400kV Surajmaninagar (TSECL) Substation under NERSS-XIV; & (iv) Extension of 400kV Sitamarhi (POWERGRID) Substation under Transmission system for power evacuation from Arun-3 (900MW) HEP, Nepal of M/s. SAPDC-India Portion.
(SCHEDULE OF RATES AND PRICES)
Bidder’s Name and Address (Lead Partner) : | [7 empty] | To:
Contracts Services, 3rd Floor
Name : |  | …….. …….. …….. …….. …….. …….. | [5 empty] | Power Grid Corporation of India Ltd.,
Address : |  | …….. …….. …….. …….. …….. …….. | [5 empty] | "Saudamini", Plot No.-2
|  | …….. …….. …….. …….. …….. …….. | [5 empty] | Sector-29,
|  | …….. …….. …….. …….. …….. …….. | [5 empty] | Gurgaon (Haryana) - 122001
LOCAL TRANSPORTATION, IN-TRANSIT INSURANCE, LOADING AND UNLOADING
All Prices are in Indian Rupees.
SI. No. | PR No | PR Line Item No | Activity Description | Material Code | Description | Unit | Quantity | Unit Freight, In-transit Insurance, loading & unloading Charges | Total Freight, In-transit Insurance, loading & unloading Charges
1 | 2 | 3 | 4 | 5 | 4 | 5 | 6 | 7 | 8= 6 x 7
PART A (Substation Portion)
I | IMPHAL SS
1 | 7000012437 | 610 | SHUNT REACTOR | 1000025218 | On line insulating oil drying system (Cartridge type)(As per technicalspecification) | EA | 2 |  | Included
2 | 7000012437 | 620 | SHUNT REACTOR | 1000016764 | On line Dissolved Gas(Multigas) & Moisture analyser | EA | 2 |  | Included
3 | 7000012437 | 630 | SHUNT REACTOR | 1000000945 | 145kV, 1250A, 31.5KA Circuit Breakers(1-Phase) with support structure | EA | 2 |  | Included
4 | 7000012437 | 640 | SHUNT REACTOR | 1000028234 | 120kV Surge Arrester along with support structure & terminal | SET | 2 |  | Included
5 | 7000012437 | 650 | SHUNT REACTOR | 1000000956 | 145kV, 1 phase Bus Post Insulators | EA | 4 |  | Included
6 | 7000012437 | 660 | SHUNT REACTOR | 1000029035 | Fabrication, galvanising and supply of Std 132 kV Support Structure1Ph BPI including nuts, bolts, all type of washers, packplates, stepboltsand gusset plates excluding foundation bolts | EA | 4 |  | Included
7 | 7000012437 | 670 | SHUNT REACTOR | 1000015913 | Oil filled Neutral Grounding Reactor (NGR) along with supportstructure & terminal connector | EA | 2 |  | Included
8 | 7000012437 | 680 | SHUNT REACTOR | 1000004954 | 63 MVAR,420kV,3-phase Shunt Reactor excluding Insulating Oil | EA | 2 |  | Included
9 | 7000012437 | 690 | SHUNT REACTOR | 1000014014 | Insulating Oil for 63 MVAR,420kV ,3-phase Shunt Reactor | SET | 2 |  | Included
10 | 7000012437 | 30 | 420kV Equipments | 1000004474 | 420kV, 3150A, 40kA Circuit Breaker(3-Phase) without closing resistor(with support structure) | EA | 2 |  | Included
11 | 7000012437 | 40 | 420kV Equipments | 1000004468 | 420kV, 3150A, 40KA, Isolator (3-phase)(Double Break) with one E/S | EA | 2 |  | Included
12 | 7000012437 | 10 | 420kV Equipments | 1000020419 | 336kV Surge Arrester (1-phase) | EA | 6 |  | Included
13 | 7000012437 | 20 | 420kV Equipments | 1000004401 | 420 kV, 1 phase Bus Post Insulator (except for Line Traps) | EA | 6 |  | Included
14 | 7000012437 | 50 | 420kV Equipments | 1000009713 | Controlled Switching Device for 420 kV, 3-ph Circuit Breaker | EA | 2 |  | Included
15 | 7000012437 | 60 | Erection Hardware | 1000011321 | Erection Hardware for 400kV I type layout-Line Reactor including NGRbypass arrangement as per technical specification | SET | 2 |  | Included
16 | 7000012437 | 70 | Relay & Prot panel | 1000002164 | 400kV Circuit Breaker Relay Panel without Auto Reclose | EA | 2 |  | Included
17 | 7000012437 | 80 | Relay & Prot panel | 1000003407 | 400kV Reactor Protection Panel (with Automation) | EA | 2 |  | Included
18 | 7000012437 | 90 | Fire Protection System | 1000012070 | HVW spray system, Hydrant system and complete U/G & O/G piping andaccessories etc. out side the pump house for 63 MVAR, 420kV, 3 phaseShunt Reactor | SET | 2 |  | Included
19 | 7000012437 | 100 | Fire Protection System | 1000042281 | FIRE PROTECTION WITH 0 PERCENT GST | SET | 2 |  | Included
20 | 7000012437 | 110 | Fire Protection System | 1000042483 | FIRE PROTECTION WITH 5 PERCENT GST | SET | 2 |  | Included
21 | 7000012437 | 120 | Fire Protection System | 1000042284 | FIRE PROTECTION WITH 12 PERCENT GST | SET | 2 |  | Included
22 | 7000012437 | 130 | Fire Protection System | 1000042287 | FIRE PROTECTION WITH 18 PERCENT GST | SET | 2 |  | Included
23 | 7000012437 | 140 | Fire Protection System | 1000042480 | FIRE PROTECTION WITH 28 PERCENT GST | SET | 2 |  | Included
24 | 7000012437 | 150 | Lighting System | 1000038387 | LED FLOOD LIGHT LUMINARIESTYPE FL-1 (150W) AS PER TECHNICALSPECIFICATION | EA | 4 |  | Included
25 | 7000012437 | 160 | Lighting System | 1000038325 | LIGHTING FIXTURE LED LUMINAIRES TYPE FL2 AS PER TECH. SPECIFICATIONS | EA | 4 |  | Included
26 | 7000012437 | 170 | Lighting System | 1000001894 | Outdoor Power Receptacle for oilfiltration unit (250A) | EA | 1 |  | Included
27 | 7000012437 | 210 | Structure & Main Earthmat | 1000020118 | Fabrication, galvanising and supply of Standard 400 kV Gantry G1including nuts, bolts, all type of washers, packplates, step bolts andgusset plates excluding foundation bolts | EA | 2 |  | Included
28 | 7000012437 | 180 | Structure & Main Earthmat | 1000020194 | Fabrication, galvanising and supply ofStandard Pipe Structure - 400 kV,3-Phase, ISOLATOR including nuts,bolts, all type of washers, packplates,step bolts and gusset plates excludingfoundation bolts | EA | 2 |  | Included
29 | 7000012437 | 190 | Structure & Main Earthmat | 1000020195 | Fabrication, galvanising and supply ofStandard Pipe Structure - 400 kV,1-Phase, SA including nuts, bolts,all type of washers, packplates, stepbolts and gusset plates excludingfoundation bolts | EA | 6 |  | Included
30 | 7000012437 | 200 | Structure & Main Earthmat | 1000017567 | Standard Pipe Structure for 400kV BPI (excluding wave trap) | EA | 6 |  | Included
31 | 7000012437 | 220 | Structure & Main Earthmat | 1000012369 | Fabrication, galvanising and supply of 56mm dia foundation boltsincluding nuts, checknuts, washers and packplates | EA | 32 |  | Included
32 | 7000012437 | 230 | Structure & Main Earthmat | 1000020130 | Fabrication, galvanising and supply of Standard 400 kV Tower THincluding nuts, bolts, all type of washers, packplates, step bolts andgusset plates excluding foundation bolts | EA | 1 |  | Included
33 | 7000012437 | 240 | Structure & Main Earthmat | 1000020131 | Fabrication, galvanising and supply of Standard 400 kV Tower TIincluding nuts, bolts, all type of washers, packplates, step bolts andgusset plates excluding foundation bolts | EA | 2 |  | Included
34 | 7000012437 | 250 | Structure & Main Earthmat | 1000032055 | 40 MM MS ROD FOR MAIN EARTHMAT | KM | 0.5 |  | Included
35 | 7000012437 | 260 | Structure & Main Earthmat | 1000028770 | Fabrication, galvanising and supply of24mm dia foundation bolts includingnuts, checknuts, washers andpackplates. | EA | 60 |  | Included
36 | 7000012437 | 270 | Cables | 1000000443 | 1.1kV grade Power Cables (PVCinsulated)along withlugs,glands,straight joints &accessories,etc. | LS | 1 |  | Included
37 | 7000012437 | 280 | Cables | 1000000442 | 1.1kV grade Control Cables (PVCinsulated) along withlugs,glands,straight joints &accessories,etc. | LS | 1 |  | Included
38 | 7000012437 | 290 | Cables | 1000000444 | 1.1kV grade Power Cables (XLPEinsulated) along withlugs,glands,straight joints &accessories,etc. | LS | 1 |  | Included
39 | 7000012437 | 360 | Spare-CB | 1000004473 | One Pole of 420kV, 3150A, 40kA SF6circuit breaker including closingresistor, grading capacitor (ifapplicable),pole column,interrupter,operating mechanism andMarshalling Box but without supportstructure | EA | 1 |  | Included
40 | 7000012437 | 370 | Spare-CB | 1000013160 | Grading capacitors (if applicable) for 420kV SF6 Circuit Breaker | EA | 1 |  | Included
41 | 7000012437 | 380 | Spare-CB | 1000013056 | Rubber gasket, O rings and seals for SF6 gas (complete replacement forone 420kV SF6 Circuit Breaker) | SET | 1 |  | Included
42 | 7000012437 | 390 | Spare-CB | 1000021861 | Trip coil with resistor for 420kV SF6 Circuit Breaker | SET | 2 |  | Included
43 | 7000012437 | 400 | Spare-CB | 1000009197 | Closing coil with resistor for 420kV SF6 Circuit Breaker | EA | 1 |  | Included
44 | 7000012437 | 410 | Spare-CB | 1000021444 | Terminal pad for 420kV SF6 Circuit Breaker | EA | 2 |  | Included
45 | 7000012437 | 420 | Spare-CB | 1000015549 | Molecular filter for 420kV SF6 Circuit Breaker | EA | 2 |  | Included
46 | 7000012437 | 430 | Spare-CB | 1000009860 | Corona rings (1 No of each type) for 420 kV Circuit Breaker | SET | 1 |  | Included
47 | 7000012437 | 440 | Spare-CB | 1000018381 | Relays, Power contactors, SFU, limit switches, push buttons, timers &MCB etc. (1 No of each type) for 420kV Circuit Breaker | SET | 1 |  | Included
48 | 7000012437 | 450 | Spare-CB | 1000017841 | Pressure switches (1 No. of each type) for 420kV SF6 Circuit Breaker | SET | 1 |  | Included
49 | 7000012437 | 460 | Spare-CB | 1000006920 | Aux. Switch/contact assembly for 420kV SF6 Circuit Breaker | SET | 1 |  | Included
50 | 7000012437 | 470 | Spare-Isolator | 1000000372 | One Complete Pole of Double BreakIsolator including support Insulatorwith 1 E/s (excluding structure) withMotor Operating Mechanism for 420kV,3150A, 40kA main Isolator and E/S | EA | 1 |  | Included
51 | 7000012437 | 480 | Spare-Isolator | 1000031541 | COPPER CONTACT FINGERS FOR FEMALE & MALE CONTACTS OF 420KV DOUBLE BREAK ISOLATOR | SET | 2 |  | Included
52 | 7000012437 | 490 | Spare-Isolator | 1000009568 | Open / Close contactor assembly, timers, key interlock push buttonswitch & auxiliary switches for 420kV Isolator | SET | 1 |  | Included
53 | 7000012437 | 500 | Spare-Isolator | 1000014562 | Limit switch for 420kV Isolator | SET | 2 |  | Included
54 | 7000012437 | 510 | Spare-Isolator | 1000021263 | Terminal pads & connectors for 420kV Isolator | EA | 3 |  | Included
55 | 7000012437 | 520 | Spare-Isolator | 1000009963 | Corona shield rings for 420kV DB Isolator for 1-pole | SET | 3 |  | Included
56 | 7000012437 | 530 | Spare-Surge Arrester | 1000020419 | 336kV Surge Arrester (1-phase) | EA | 1 |  | Included
57 | 7000012437 | 540 | Spare-Surge Arrester | 1000020440 | Surge monitor (1-Phase) | EA | 5 |  | Included
58 | 7000012437 | 550 | Spare-Relay & Prot panel | 1000018309 | Reactor differential protection relay | SET | 1 |  | Included
59 | 7000012437 | 560 | Spare-Relay & Prot panel | 1000018304 | Numerical Reactor Backup Impedance relay | EA | 1 |  | Included
60 | 7000012437 | 570 | Spare-Relay & Prot panel | 1000018532 | Restricted earthfault relay type with non-linear resistor andassociated software in case of numerical relay | EA | 1 |  | Included
61 | 7000012437 | 580 | Spare-Fire Protection System | 1000010577 | Deluge valve (1 No. of each size) | SET | 1 |  | Included
62 | 7000012437 | 700 | SUBSTATION AUTOMATION SYSTEM | 1000003409 | Augmentation of Substation automation System for 400kV Main bay as perTechnical Specification | EA | 2 |  | Included
63 | 7000012437 | 710 | SPARE-SAS | 1000007627 | Bay control unit (IED) of each type | EA | 1 |  | Included
64 | 7000012437 | 720 | SPARE-SAS | 1000011151 | Ethernet switch of each type | SET | 1 |  | Included
65 | 7000012437 | 730 | SPARE-SHUNT REACTOR | 1000007921 | Buchholz Relay (Main Tank) complete with float and contacts forReactor | SET | 1 |  | Included
66 | 7000012437 | 740 | SPARE-SHUNT REACTOR | 1000028279 | Local and Remote WTI with sensing device and contact | SET | 1 |  | Included
67 | 7000012437 | 750 | SPARE-SHUNT REACTOR | 1000016741 | Local and Remote Oil temperature indicator (OTI) with sensing device andcontacts | EA | 1 |  | Included
68 | 7000012437 | 760 | SPARE-SHUNT REACTOR | 1000032089 | SPARES INSULATING OIL TO BE HANDED OVER TO OWNER AFTER COMMISSIONING | KL | 10 |  | Included
69 | 7000012437 | 770 | SPARE-SHUNT REACTOR | 1000020440 | Surge monitor (1-Phase) | EA | 5 |  | Included
70 | 7000012437 | 780 | SPARE-SHUNT REACTOR | 1000020416 | 120kV Surge Arrester(1-phase) | EA | 1 |  | Included
71 | 7000012437 | 790 | SPARE-SHUNT REACTOR | 1000030932 | 420KV, 1250A RIP BUSHING WITH METAL PARTS AND GASKETS | EA | 1 |  | Included
72 | 7000012437 | 800 | SPARE-SHUNT REACTOR | 1000030919 | 145KV, 1250A RIP BUSHING WITH METAL PARTS AND GASKETS | EA | 1 |  | Included
II | Bongaigaon 400 kV extn.
73 | 7000012367 | 290 | 420kV, 40kA AIS EQUIPMENT | 1000004475 | 420kV, 3150A, 40kA Circuit Breaker(3-Phase) with closing resistor (withsupport structure) | EA | 4 |  | Included
74 | 7000012367 | 300 | 420kV, 40kA AIS EQUIPMENT | 1000004474 | 420kV, 3150A, 40kA Circuit Breaker(3-Phase) without closing resistor(with support structure) | EA | 2 |  | Included
75 | 7000012367 | 310 | 420kV, 40kA AIS EQUIPMENT | 1000004459 | 420 kV, 3000A, 40KA, 1-Phase CurrentTransformer with 120% extended currentrating | EA | 18 |  | Included
76 | 7000012367 | 320 | 420kV, 40kA AIS EQUIPMENT | 1000004535 | 420 kV, 4400 pF Capacitive Voltage Transformer (1-Phase) | EA | 6 |  | Included
77 | 7000012367 | 330 | 420kV, 40kA AIS EQUIPMENT | 1000004468 | 420kV, 3150A, 40KA, Isolator (3-phase)(Double Break) with one E/S | EA | 13 |  | Included
78 | 7000012367 | 340 | 420kV, 40kA AIS EQUIPMENT | 1000004469 | 420kV, 3150A, 40KA, Isolator (3-phase)(Double Break) with two E/S | EA | 1 |  | Included
79 | 7000012367 | 350 | 420kV, 40kA AIS EQUIPMENT | 1000020419 | 336kV Surge Arrester (1-phase) | EA | 6 |  | Included
80 | 7000012367 | 360 | 420kV, 40kA AIS EQUIPMENT | 1000004401 | 420 kV, 1 phase Bus Post Insulator (except for Line Traps) | EA | 18 |  | Included
81 | 7000012367 | 370 | 420kV, 40kA AIS EQUIPMENT | 1000004400 | 420 kV ,1 phase Bus Post Insulators for Line Traps | EA | 12 |  | Included
82 | 7000012367 | 380 | 420kV, 40kA AIS EQUIPMENT | 1000009713 | Controlled Switching Device for 420 kV, 3-ph Circuit Breaker | EA | 5 |  | Included
83 | 7000012367 | 390 | 420kV, 40kA AIS EQUIPMENT | 1000004288 | 400kV,3150A,0.5mH , 40kA Line Trap | EA | 4 |  | Included
84 | 7000012367 | 400 | Erection Hardware for 420 kV D Type S/Y | 1000011298 | Erection Hardware for 400kV D type layout-Bus Reactor bay as pertechnical specification | SET | 1 |  | Included
85 | 7000012367 | 410 | Erection Hardware for 420 kV D Type S/Y | 1000011305 | Erection Hardware for 400kV D type layout-Transformer bay as pertechnical specification | SET | 1 |  | Included
86 | 7000012367 | 420 | Erection Hardware for 420 kV D Type S/Y | 1000011301 | Erection Hardware for 400kV D type layout-Line bay as per technicalspecification | SET | 2 |  | Included
87 | 7000012367 | 430 | CRP for 420kV Bays with SAS | 1000002165 | 400kV Circuit Breaker Relay Panel with Auto Reclose (with Automation) | EA | 4 |  | Included
88 | 7000012367 | 440 | CRP for 420kV Bays with SAS | 1000002163 | 400kV Circuit Breaker Relay Panel without Auto Reclose (withAutomation) | EA | 2 |  | Included
89 | 7000012367 | 450 | CRP for 420kV Bays with SAS | 1000003398 | 400kV Line Protection Panel (with Automation) | EA | 2 |  | Included
90 | 7000012367 | 460 | CRP for 420kV Bays with SAS | 1000002145 | 400kV Bus Bar Protection Panel (Duplicate)-(with Automation) | SET | 1 |  | Included
91 | 7000012367 | 470 | CRP for 420kV Bays with SAS | 1000003409 | Augmentation of Substation automation System for 400kV Main bay as perTechnical Specification | EA | 2 |  | Included
92 | 7000012367 | 480 | CRP for 420kV Bays with SAS | 1000003411 | Augmentation of Substation automation System for 400kV Tie bay as perTechnical Specification | EA | 2 |  | Included
93 | 7000012367 | 490 | POWER & CONTROL CABLE | 1000000443 | 1.1kV grade Power Cables (PVCinsulated)along withlugs,glands,straight joints &accessories,etc. | LS | 1 |  | Included
94 | 7000012367 | 500 | POWER & CONTROL CABLE | 1000000442 | 1.1kV grade Control Cables (PVCinsulated) along withlugs,glands,straight joints &accessories,etc. | LS | 1 |  | Included
95 | 7000012367 | 510 | 400kV Equipment support structures | 1000017567 | Standard Pipe Structure for 400kV BPI (excluding wave trap) | EA | 18 |  | Included
96 | 7000012367 | 520 | 400kV Equipment support structures | 1000020192 | Fabrication, galvanising and supply ofStandard Pipe Structure - 400 kV,1-Phase, CT including nuts, bolts, alltype of washers, packplates, step boltsand gusset plates excluding foundationbolts | EA | 18 |  | Included
97 | 7000012367 | 530 | 400kV Equipment support structures | 1000020193 | Fabrication, galvanising and supply of Standard Pipe Structure - 400kV CVT including nuts, bolts, all type of washers, packplates, stepbolts and gusset plates excluding foundation bolts | EA | 6 |  | Included
98 | 7000012367 | 540 | 400kV Equipment support structures | 1000020194 | Fabrication, galvanising and supply ofStandard Pipe Structure - 400 kV,3-Phase, ISOLATOR including nuts,bolts, all type of washers, packplates,step bolts and gusset plates excludingfoundation bolts | EA | 14 |  | Included
99 | 7000012367 | 550 | 400kV Equipment support structures | 1000020195 | Fabrication, galvanising and supply ofStandard Pipe Structure - 400 kV,1-Phase, SA including nuts, bolts,all type of washers, packplates, stepbolts and gusset plates excludingfoundation bolts | EA | 6 |  | Included
100 | 7000012367 | 560 | 400kV Equipment support structures | 1000017568 | Standard Pipe Structure for 400kV BPI for WT (1- phase) | EA | 4 |  | Included
101 | 7000012367 | 620 | Spare CVT | 1000004535 | 420 kV, 4400 pF Capacitive Voltage Transformer (1-Phase) | EA | 1 |  | Included
102 | 7000012367 | 630 | spare CB | 1000004473 | One Pole of 420kV, 3150A, 40kA SF6circuit breaker including closingresistor, grading capacitor (ifapplicable),pole column,interrupter,operating mechanism andMarshalling Box but without supportstructure | EA | 1 |  | Included
103 | 7000012367 | 640 | spare CB | 1000013160 | Grading capacitors (if applicable) for 420kV SF6 Circuit Breaker | EA | 1 |  | Included
104 | 7000012367 | 650 | spare CB | 1000013056 | Rubber gasket, O rings and seals for SF6 gas (complete replacement forone 420kV SF6 Circuit Breaker) | SET | 1 |  | Included
105 | 7000012367 | 660 | spare CB | 1000021861 | Trip coil with resistor for 420kV SF6 Circuit Breaker | SET | 2 |  | Included
106 | 7000012367 | 670 | spare CB | 1000009197 | Closing coil with resistor for 420kV SF6 Circuit Breaker | EA | 1 |  | Included
107 | 7000012367 | 680 | spare CB | 1000021444 | Terminal pad for 420kV SF6 Circuit Breaker | EA | 2 |  | Included
108 | 7000012367 | 690 | spare CB | 1000015549 | Molecular filter for 420kV SF6 Circuit Breaker | EA | 2 |  | Included
109 | 7000012367 | 700 | spare CB | 1000009860 | Corona rings (1 No of each type) for 420 kV Circuit Breaker | SET | 1 |  | Included
110 | 7000012367 | 710 | spare CB | 1000018381 | Relays, Power contactors, SFU, limit switches, push buttons, timers &MCB etc. (1 No of each type) for 420kV Circuit Breaker | SET | 1 |  | Included
111 | 7000012367 | 720 | spare CB | 1000017841 | Pressure switches (1 No. of each type) for 420kV SF6 Circuit Breaker | SET | 1 |  | Included
112 | 7000012367 | 730 | spare CB | 1000006920 | Aux. Switch/contact assembly for 420kV SF6 Circuit Breaker | SET | 1 |  | Included
113 | 7000012367 | 740 | Spare Isolator | 1000009800 | Copper contact fingers for female & malecontacts of 420kV, 3150A HorizontalBreak Isolator | SET | 2 |  | Included
114 | 7000012367 | 750 | Spare Isolator | 1000009568 | Open / Close contactor assembly, timers, key interlock push buttonswitch & auxiliary switches for 420kV Isolator | SET | 1 |  | Included
115 | 7000012367 | 760 | Spare Isolator | 1000014562 | Limit switch for 420kV Isolator | SET | 2 |  | Included
116 | 7000012367 | 770 | Spare Isolator | 1000009963 | Corona shield rings for 420kV DB Isolator for 1-pole | SET | 3 |  | Included
117 | 7000012367 | 780 | Spare Isolator | 1000000372 | One Complete Pole of Double BreakIsolator including support Insulatorwith 1 E/s (excluding structure) withMotor Operating Mechanism for 420kV,3150A, 40kA main Isolator and E/S | EA | 1 |  | Included
118 | 7000012367 | 790 | Spare Isolator | 1000021261 | Terminal pads & connectors (of eachtype) for 420kV, 3150A Double BreakIsolator | EA | 3 |  | Included
119 | 7000012367 | 800 | Spare CT | 1000004459 | 420 kV, 3000A, 40KA, 1-Phase CurrentTransformer with 120% extended currentrating | EA | 1 |  | Included
120 | 7000012367 | 810 | Spare LA | 1000020419 | 336kV Surge Arrester (1-phase) | EA | 1 |  | Included
121 | 7000012367 | 820 | Spare LA | 1000020440 | Surge monitor (1-Phase) | EA | 5 |  | Included
122 | 7000012367 | 830 | spare CRP | 1000015978 | Numerical distance relay (Main-I) withinbuilt DR and fault locator,OV prot.,software | SET | 1 |  | Included
123 | 7000012367 | 840 | spare CRP | 1000028496 | NUMERICAL DISTANCE RELAY (MAIN II) WITH INBUILT DR AND FAULTLOCATOR,OV PROT., SOFTWARE | SET | 1 |  | Included
124 | 7000012367 | 850 | spare CRP | 1000017773 | Power Supply module of each type for B/B Protection | SET | 1 |  | Included
125 | 7000012367 | 860 | spare CRP | 1000007634 | Bay Unit module for Bus Bar Protection | EA | 1 |  | Included
126 | 7000012367 | 890 | FOUNDATION BOLT | 1000012366 | Fabrication, galvanising and supply of 28mm dia foundation boltsincluding nuts, checknuts, washers and packplates. | EA | 648 |  | Included
III | Surjamaninagar
127 | 7000012439 | 10 | 420kV Equipments | 1000004474 | 420kV, 3150A, 40kA Circuit Breaker(3-Phase) without closing resistor(with support structure) | EA | 3 |  | Included
128 | 7000012439 | 30 | 420kV Equipments | 1000004459 | 420 kV, 3000A, 40KA, 1-Phase CurrentTransformer with 120% extended currentrating | EA | 9 |  | Included
129 | 7000012439 | 20 | 420kV Equipments | 1000004535 | 420 kV, 4400 pF Capacitive Voltage Transformer (1-Phase) | EA | 6 |  | Included
130 | 7000012439 | 40 | 420kV Equipments | 1000004401 | 420 kV, 1 phase Bus Post Insulator (except for Line Traps) | EA | 10 |  | Included
131 | 7000012439 | 50 | 420kV Equipments | 1000004400 | 420 kV ,1 phase Bus Post Insulators for Line Traps | EA | 12 |  | Included
132 | 7000012439 | 60 | 420kV Equipments | 1000020419 | 336kV Surge Arrester (1-phase) | EA | 6 |  | Included
133 | 7000012439 | 70 | 420kV Equipments | 1000004468 | 420kV, 3150A, 40KA, Isolator (3-phase)(Double Break) with one E/S | EA | 8 |  | Included
134 | 7000012439 | 80 | CONTROL & RELAY PANELS | 1000002165 | 400kV Circuit Breaker Relay Panel with Auto Reclose (with Automation) | EA | 3 |  | Included
135 | 7000012439 | 90 | CONTROL & RELAY PANELS | 1000003398 | 400kV Line Protection Panel (with Automation) | EA | 2 |  | Included
136 | 7000012439 | 100 | CONTROL & RELAY PANELS | 1000002146 | Augmentation of existing 400kV bus bar protection scheme.(No. of baysas per specification)-(with Automation) | SET | 1 |  | Included
137 | 7000012439 | 110 | SAS | 1000003409 | Augmentation of Substation automation System for 400kV Main bay as perTechnical Specification | EA | 2 |  | Included
138 | 7000012439 | 120 | SAS | 1000003411 | Augmentation of Substation automation System for 400kV Tie bay as perTechnical Specification | EA | 1 |  | Included
139 | 7000012439 | 130 | PLCC AT SURJAMANINAGAR | 1000004276 | 400kV,2000A,0.5mH , 40kA Line Trap | EA | 4 |  | Included
140 | 7000012439 | 140 | PLCC AT SURJAMANINAGAR | 1000000046 | Carrier Equipment Analog type (for Speech+Data & Speech+Protection) | EA | 2 |  | Included
141 | 7000012439 | 150 | PLCC AT SURJAMANINAGAR | 1000017887 | Analog Protection Coupler for PLCC | EA | 2 |  | Included
142 | 7000012439 | 160 | PLCC AT SURJAMANINAGAR | 1000010014 | Coupling device for PLCC | SET | 2 |  | Included
143 | 7000012439 | 170 | PLCC AT SURJAMANINAGAR | 1000010638 | Digital Protection Coupler | EA | 2 |  | Included
144 | 7000012439 | 180 | PLCC AT SURJAMANINAGAR | 1000002134 | 4wire telephone equipment | EA | 2 |  | Included
145 | 7000012439 | 190 | PLCC AT SURJAMANINAGAR | 1000013286 | HF Cable for PLCC | LS | 1 |  | Included
146 | 7000012439 | 200 | FIRE PROTECTION SYSTEM | 1000012022 | 4.5 kg CO2 type Portable Fire extinguisher | EA | 1 |  | Included
147 | 7000012439 | 210 | FIRE PROTECTION SYSTEM | 1000012018 | Fire Detection and Alarm System for Switchyard Panel Room of 6 mlength | SET | 1 |  | Included
148 | 7000012439 | 220 | FIRE PROTECTION SYSTEM | 1000042281 | FIRE PROTECTION WITH 0 PERCENT GST | SET | 1 |  | Included
149 | 7000012439 | 230 | FIRE PROTECTION SYSTEM | 1000042483 | FIRE PROTECTION WITH 5 PERCENT GST | SET | 1 |  | Included
150 | 7000012439 | 240 | FIRE PROTECTION SYSTEM | 1000042284 | FIRE PROTECTION WITH 12 PERCENT GST | SET | 1 |  | Included
151 | 7000012439 | 250 | FIRE PROTECTION SYSTEM | 1000042287 | FIRE PROTECTION WITH 18 PERCENT GST | SET | 1 |  | Included
152 | 7000012439 | 260 | FIRE PROTECTION SYSTEM | 1000042480 | FIRE PROTECTION WITH 28 PERCENT GST | SET | 1 |  | Included
153 | 7000012439 | 270 | ILLUMINATION SYSTEM | 1000020262 | Sub Lighting panel (outdoor) type SLP (Switchyard and Street Lighting) | EA | 2 |  | Included
154 | 7000012439 | 280 | ILLUMINATION SYSTEM | 1000001050 | 15A, 240V: Outdoor Receptacle 2 pole, 3-pin modular (type RO) as pertechnical specifications | EA | 1 |  | Included
155 | 7000012439 | 290 | ILLUMINATION SYSTEM | 1000038325 | LIGHTING FIXTURE LED LUMINAIRES TYPE FL2 AS PER TECH. SPECIFICATIONS | EA | 20 |  | Included
156 | 7000012439 | 300 | ILLUMINATION SYSTEM | 1000038387 | LED FLOOD LIGHT LUMINARIESTYPE FL-1 (150W) AS PER TECHNICALSPECIFICATION | EA | 20 |  | Included
157 | 7000012439 | 310 | ILLUMINATION SYSTEM | 1000013795 | Illumination System for switchyard panel room of 6 m length | LS | 1 |  | Included
158 | 7000012439 | 320 | ILLUMINATION SYSTEM | 1000042283 | ILLUMINATION WITH 0 PERCENT GST | SET | 1 |  | Included
159 | 7000012439 | 330 | ILLUMINATION SYSTEM | 1000042485 | ILLUMINATION WITH 5 PERCENT GST | SET | 1 |  | Included
160 | 7000012439 | 340 | ILLUMINATION SYSTEM | 1000042286 | ILLUMINATION WITH 12 PERCENT GST | SET | 1 |  | Included
161 | 7000012439 | 350 | ILLUMINATION SYSTEM | 1000042289 | ILLUMINATION WITH 18 PERCENT GST | SET | 1 |  | Included
162 | 7000012439 | 360 | ILLUMINATION SYSTEM | 1000042482 | ILLUMINATION WITH 28 PERCENT GST | SET | 1 |  | Included
163 | 7000012439 | 370 | ILLUMINATION SYSTEM | 1000014547 | Lighting Panel type ACP-2 as per technical specification | EA | 2 |  | Included
164 | 7000012439 | 380 | EARTHMAT | 1000032055 | 40 MM MS ROD FOR MAIN EARTHMAT | KM | 2.5 |  | Included
165 | 7000012439 | 390 | AC SYSTEM | 1000006284 | Air conditioning system for Switchyard Panel Room of 6m length | SET | 1 |  | Included
166 | 7000012439 | 790 | ERECTION HARDWARE | 1000011322 | Erection Hardware for 400kV I type layout-Line bay as per technicalspecification | SET | 2 |  | Included
167 | 7000012439 | 800 | ERECTION HARDWARE | 1000011326 | Erection Hardware for 400kV I type layout-Spare bay of half dia as pertechnical specification | SET | 1 |  | Included
168 | 7000012439 | 400 | POWER & CONTROL CABLES | 1000000443 | 1.1kV grade Power Cables (PVCinsulated)along withlugs,glands,straight joints &accessories,etc. | LS | 1 |  | Included
169 | 7000012439 | 410 | POWER & CONTROL CABLES | 1000000442 | 1.1kV grade Control Cables (PVCinsulated) along withlugs,glands,straight joints &accessories,etc. | LS | 1 |  | Included
170 | 7000012439 | 420 | SPARE-420KV CVT | 1000004535 | 420 kV, 4400 pF Capacitive Voltage Transformer (1-Phase) | EA | 1 |  | Included
171 | 7000012439 | 430 | SPARE-PLCC | 1000009029 | Set of Cards/prints for carrier terminal | SET | 1 |  | Included
172 | 7000012439 | 440 | SPARE-PLCC | 1000009028 | Set of Cards/prints for Protection coupler | SET | 1 |  | Included
173 | 7000012439 | 450 | SPARE-PLCC | 1000032684 | SPARE-DIGITAL PROTECTION COUPLER | LS | 1 |  | Included
174 | 7000012439 | 460 | Spare- 420KV CB | 1000004473 | One Pole of 420kV, 3150A, 40kA SF6circuit breaker including closingresistor, grading capacitor (ifapplicable),pole column,interrupter,operating mechanism andMarshalling Box but without supportstructure | EA | 1 |  | Included
175 | 7000012439 | 470 | Spare- 420KV CB | 1000013160 | Grading capacitors (if applicable) for 420kV SF6 Circuit Breaker | EA | 1 |  | Included
176 | 7000012439 | 480 | Spare- 420KV CB | 1000013056 | Rubber gasket, O rings and seals for SF6 gas (complete replacement forone 420kV SF6 Circuit Breaker) | SET | 1 |  | Included
177 | 7000012439 | 490 | Spare- 420KV CB | 1000021861 | Trip coil with resistor for 420kV SF6 Circuit Breaker | SET | 2 |  | Included
178 | 7000012439 | 500 | Spare- 420KV CB | 1000009197 | Closing coil with resistor for 420kV SF6 Circuit Breaker | EA | 1 |  | Included
179 | 7000012439 | 510 | Spare- 420KV CB | 1000021444 | Terminal pad for 420kV SF6 Circuit Breaker | EA | 2 |  | Included
180 | 7000012439 | 520 | Spare- 420KV CB | 1000015549 | Molecular filter for 420kV SF6 Circuit Breaker | EA | 2 |  | Included
181 | 7000012439 | 530 | Spare- 420KV CB | 1000009860 | Corona rings (1 No of each type) for 420 kV Circuit Breaker | SET | 1 |  | Included
182 | 7000012439 | 540 | Spare- 420KV CB | 1000018381 | Relays, Power contactors, SFU, limit switches, push buttons, timers &MCB etc. (1 No of each type) for 420kV Circuit Breaker | SET | 1 |  | Included
183 | 7000012439 | 550 | Spare- 420KV CB | 1000017841 | Pressure switches (1 No. of each type) for 420kV SF6 Circuit Breaker | SET | 1 |  | Included
184 | 7000012439 | 560 | Spare- 420KV CB | 1000006920 | Aux. Switch/contact assembly for 420kV SF6 Circuit Breaker | SET | 1 |  | Included
185 | 7000012439 | 570 | Spare-420kV Isolator | 1000009800 | Copper contact fingers for female & malecontacts of 420kV, 3150A HorizontalBreak Isolator | SET | 2 |  | Included
186 | 7000012439 | 580 | Spare-420kV Isolator | 1000009568 | Open / Close contactor assembly, timers, key interlock push buttonswitch & auxiliary switches for 420kV Isolator | SET | 1 |  | Included
187 | 7000012439 | 590 | Spare-420kV Isolator | 1000014562 | Limit switch for 420kV Isolator | SET | 2 |  | Included
188 | 7000012439 | 600 | Spare-420kV Isolator | 1000009963 | Corona shield rings for 420kV DB Isolator for 1-pole | SET | 3 |  | Included
189 | 7000012439 | 610 | Spare-420kV Isolator | 1000000372 | One Complete Pole of Double BreakIsolator including support Insulatorwith 1 E/s (excluding structure) withMotor Operating Mechanism for 420kV,3150A, 40kA main Isolator and E/S | EA | 1 |  | Included
190 | 7000012439 | 620 | Spare-420kV Isolator | 1000021261 | Terminal pads & connectors (of eachtype) for 420kV, 3150A Double BreakIsolator | EA | 3 |  | Included
191 | 7000012439 | 630 | Spare- 420kV CT | 1000004459 | 420 kV, 3000A, 40KA, 1-Phase CurrentTransformer with 120% extended currentrating | EA | 1 |  | Included
192 | 7000012439 | 640 | Spare- 336kV Surge Arrester | 1000020419 | 336kV Surge Arrester (1-phase) | EA | 1 |  | Included
193 | 7000012439 | 650 | Spare- 336kV Surge Arrester | 1000020440 | Surge monitor (1-Phase) | EA | 5 |  | Included
194 | 7000012439 | 660 | Spare-Relay & Prot panel | 1000015978 | Numerical distance relay (Main-I) withinbuilt DR and fault locator,OV prot.,software | SET | 1 |  | Included
195 | 7000012439 | 670 | Spare-Relay & Prot panel | 1000028496 | NUMERICAL DISTANCE RELAY (MAIN II) WITH INBUILT DR AND FAULTLOCATOR,OV PROT., SOFTWARE | SET | 1 |  | Included
196 | 7000012439 | 680 | Spare-Relay & Prot panel | 1000026235 | Line Current Differential Relay | SET | 1 |  | Included
197 | 7000012439 | 820 | PLCC AT SURJAMANINAGAR (STERLITE) | 1000000046 | Carrier Equipment Analog type (for Speech+Data & Speech+Protection) | EA | 2 |  | Included
198 | 7000012439 | 830 | PLCC AT SURJAMANINAGAR (STERLITE) | 1000017887 | Analog Protection Coupler for PLCC | EA | 2 |  | Included
199 | 7000012439 | 840 | PLCC AT SURJAMANINAGAR (STERLITE) | 1000010014 | Coupling device for PLCC | SET | 2 |  | Included
200 | 7000012439 | 850 | PLCC AT SURJAMANINAGAR (STERLITE) | 1000010638 | Digital Protection Coupler | EA | 2 |  | Included
201 | 7000012439 | 860 | PLCC AT SURJAMANINAGAR (STERLITE) | 1000013286 | HF Cable for PLCC | LS | 1 |  | Included
202 | 7000012439 | 890 | STRUCTURE & FOUNDATION BOLT | 1000015952 | Fabrication, galvanising and supply of Equipment Support (Pipe)Structures to be designed during detailed engineering | MT | 26 |  | Included
203 | 7000012439 | 900 | STRUCTURE & FOUNDATION BOLT | 1000011713 | Fabrication, galvanising and supply of fasteners ( nuts, bolts andwashers ) including step bolts for lattice and pipe structures to bedesigned during detailed engineering | MT | 3 |  | Included
204 | 7000012439 | 910 | STRUCTURE & FOUNDATION BOLT | 1000012373 | Fabrication, galvanising and supply of foundation bolts including nuts,checknut and washers for lattice and pipe structures to be designedduring detailed engineering | MT | 4 |  | Included
205 | 7000012439 | 930 | Telecom BOQ Supply | 1000031367 | SDH EQUIPMENT (STM-16 MADM UPTO 5 MSP PROTECTED DIRECTIONS)-BASEEQUIPMENT (COMMON CARDS, CROSS CONNECT/CONTROL CARDS, OPTICAL BASECARDS, POWER SUPPLY CARDS, POWER CABLING, OTHER HARDWARE ANDACCESSORIES INCLUDING SUB RACKS, PATCH CORD, DDF ETC FULLY EQUIPEDEXCLUDING OPTICAL INTERFACE & TRIBUTARY CARDS | EA | 1 |  | Included
206 | 7000012439 | 940 | Telecom BOQ Supply | 1000018706 | S16.1 SFP | EA | 4 |  | Included
207 | 7000012439 | 950 | Telecom BOQ Supply | 1000014272 | L16.1 SFP | EA | 4 |  | Included
208 | 7000012439 | 960 | Telecom BOQ Supply | 1000014273 | L16.2 SFP | EA | 4 |  | Included
209 | 7000012439 | 970 | Telecom BOQ Supply | 1000031374 | TRIBUTARY INTERFACE- E1 INTERFACE (MINIMUM 16 NOS.) | SET | 2 |  | Included
210 | 7000012439 | 980 | Telecom BOQ Supply | 1000034950 | ETHERNET INTERFACE 10/100 BASE T WITH LAYER-2 SWITCHING (MIN 8INTERFACES PER CARD) | EA | 2 |  | Included
211 | 7000012439 | 990 | Telecom BOQ Supply | 1000031381 | TRIBUTARY INTERFACE-GIGABIT ETHERNET INTERFACES 10/100 MBPS WITH LAYER-2 SWITCHING (MINIMUM 2 NOS.) | SET | 1 |  | Included
212 | 7000012439 | 1000 | Telecom BOQ Supply | 1000026228 | Equipment Cabinets For SDH | EA | 1 |  | Included
213 | 7000012439 | 1010 | Telecom BOQ Supply | 1000034998 | VOIP TELEPHONE INSTRUMENT WITH ONE COMMON SWITCH (MIN. 8 PORT) | EA | 4 |  | Included
214 | 7000012439 | 1020 | Telecom BOQ Supply | 1000028495 | NMS- CRAFT TERMINAL-HARDWARE | EA | 1 |  | Included
215 | 7000012439 | 1030 | Telecom BOQ Supply | 1000028265 | Software for Craft Terminal | EA | 1 |  | Included
216 | 7000012439 | 1040 | Telecom BOQ-Spares | 1000031369 | SDH EQUIPMENT (STM-16 MADM UPTO 5 MSP PROTECTED DIRECTIONS)-COMMONCARDS, CROSS-CONNECT/CONTROL CARDS, OPTICAL BASE CARD, POWER SUPPLYCARDS, POWER CABLING, OTHER HARDWARE & ACCESSORIES (EACH). | SET | 1 |  | Included
217 | 7000012439 | 1050 | Telecom BOQ-Spares | 1000018706 | S16.1 SFP | EA | 1 |  | Included
218 | 7000012439 | 1060 | Telecom BOQ-Spares | 1000014272 | L16.1 SFP | EA | 1 |  | Included
219 | 7000012439 | 1070 | Telecom BOQ-Spares | 1000014273 | L16.2 SFP | EA | 1 |  | Included
220 | 7000012439 | 1080 | Telecom BOQ-Spares | 1000031374 | TRIBUTARY INTERFACE- E1 INTERFACE (MINIMUM 16 NOS.) | SET | 1 |  | Included
221 | 7000012439 | 1090 | Telecom BOQ-Spares | 1000034950 | ETHERNET INTERFACE 10/100 BASE T WITH LAYER-2 SWITCHING (MIN 8INTERFACES PER CARD) | EA | 1 |  | Included
222 | 7000012439 | 1100 | Telecom BOQ-Spares | 1000031381 | TRIBUTARY INTERFACE-GIGABIT ETHERNET INTERFACES 10/100 MBPS WITH LAYER-2 SWITCHING (MINIMUM 2 NOS.) | SET | 1 |  | Included
223 | 7000012439 | 1110 | Telecom BOQ-Spares | 1000034998 | VOIP TELEPHONE INSTRUMENT WITH ONE COMMON SWITCH (MIN. 8 PORT) | EA | 1 |  | Included
224 | 7000012439 | 1120 | Telecom BOQ-Spares | 1000031398 | PRE CONNECTORIZED OPTICAL FIBER PATCH CORDS(10 MTRS) â€“ PACK OF SIXPATCH CORDS | SET | 1 |  | Included
225 | 7000012439 | 1140 | PMU for Surajmaninagar (Supply) | 1000017518 | PMU with GPS Clock (clock can be either internal or external) | EA | 4 |  | Included
226 | 7000012439 | 1150 | PMU for Surajmaninagar (Supply) | 1000022512 | WAMS Hardware - Time System (GPS receiver) | EA | 4 |  | Included
227 | 7000012439 | 1160 | PMU for Surajmaninagar (Supply) | 1000022510 | WAMS Hardware - Substation Grade Layer-3 LAN Switches with minimum 4 x10/100 Mbps Ethernet ports and 2 x 1 Gbps Ethernet ports | EA | 5 |  | Included
228 | 7000012439 | 1170 | PMU for Surajmaninagar (Supply) | 1000022487 | WAMS Miscellaneous - Armored Fibre Optic Cable and associatedtermination (e.g. L2 Switch) for connecting PMU panels located indifferent control room of a station | EA | 1 |  | Included
IV | 400kV S/s Extn at Sitamarhi(PMTL)
229 | 7000012348 | 900 | 420 kV Equipment | 1000004501 | 420kV, 3150A, 63kA Circuit Breaker (3-Phase) without closing resistorand with Support Structure | EA | 4 |  | Included
230 | 7000012348 | 910 | 420 kV Equipment | 1000004463 | 420 kV, 3000A, 63KA, 1-Phase CurrentTransformer with 120% extended currentrating | EA | 12 |  | Included
231 | 7000012348 | 920 | 420 kV Equipment | 1000004498 | 420kV, 3150A, 63KA, Isolator (3-phase)(Double Break) with one E/S | EA | 12 |  | Included
232 | 7000012348 | 930 | 420 kV Equipment | 1000020419 | 336kV Surge Arrester (1-phase) | EA | 6 |  | Included
233 | 7000012348 | 940 | 420 kV Equipment | 1000004401 | 420 kV, 1 phase Bus Post Insulator (except for Line Traps) | EA | 20 |  | Included
234 | 7000012348 | 950 | 420 kV Equipment | 1000004535 | 420 kV, 4400 pF Capacitive Voltage Transformer (1-Phase) | EA | 6 |  | Included
235 | 7000012348 | 960 | Erection Hardware-420 kV | 1000011322 | Erection Hardware for 400kV I type layout-Line bay as per technicalspecification | SET | 2 |  | Included
236 | 7000012348 | 970 | Erection Hardware-420 kV | 1000011319 | Erection Hardware for 400kV I type layout-Bus Work (For two diameters)as per technical specification | SET | 1 |  | Included
237 | 7000012348 | 980 | Erection Hardware-420 kV | 1000011326 | Erection Hardware for 400kV I type layout-Spare bay of half dia as pertechnical specification | SET | 2 |  | Included
238 | 7000012348 | 990 | 400 kV Control & Relay panel | 1000002165 | 400kV Circuit Breaker Relay Panel with Auto Reclose (with Automation) | EA | 4 |  | Included
239 | 7000012348 | 1000 | 400 kV Control & Relay panel | 1000003398 | 400kV Line Protection Panel (with Automation) | EA | 2 |  | Included
240 | 7000012348 | 1010 | 400 kV Control & Relay panel | 1000002146 | Augmentation of existing 400kV bus bar protection scheme.(No. of baysas per specification)-(with Automation) | SET | 1 |  | Included
241 | 7000012348 | 1020 | Substation Automation system | 1000003409 | Augmentation of Substation automation System for 400kV Main bay as perTechnical Specification | EA | 2 |  | Included
242 | 7000012348 | 1030 | Substation Automation system | 1000003411 | Augmentation of Substation automation System for 400kV Tie bay as perTechnical Specification | EA | 2 |  | Included
243 | 7000012348 | 1040 | Common equipment CRP | 1000025391 | Relay Test kit | EA | 1 |  | Included
244 | 7000012348 | 1050 | PLCC equipment at Sitamarhi (PMTL) SS | 1000004400 | 420 kV ,1 phase Bus Post Insulators for Line Traps | EA | 12 |  | Included
245 | 7000012348 | 1060 | PLCC equipment at Sitamarhi (PMTL) SS | 1000004290 | 400kV,3150A,0.5mH ,63kA Line Trap | EA | 4 |  | Included
246 | 7000012348 | 1070 | Air Conditioning System | 1000006285 | Air conditioning system for Switchyard Panel Room of 9m length | SET | 1 |  | Included
247 | 7000012348 | 1080 | Fire Protection system | 1000012019 | Fire Detection and Alarm System for Switchyard Panel Room of 9 mlength | SET | 1 |  | Included
248 | 7000012348 | 1090 | Fire Protection system | 1000012022 | 4.5 kg CO2 type Portable Fire extinguisher | EA | 2 |  | Included
249 | 7000012348 | 1100 | Illumination system | 1000013796 | Illumination System for switchyard panel room of 9 m length | LS | 1 |  | Included
250 | 7000012348 | 1110 | Illumination system | 1000014547 | Lighting Panel type ACP-2 as per technical specification | EA | 2 |  | Included
251 | 7000012348 | 1120 | Illumination system | 1000020262 | Sub Lighting panel (outdoor) type SLP (Switchyard and Street Lighting) | EA | 2 |  | Included
252 | 7000012348 | 1130 | Illumination system | 1000038039 | LIGHTING FIXTURE LED LUMINAIRES TYPE FL-1 AS PER TECH. SPECIFICATIONS | EA | 15 |  | Included
253 | 7000012348 | 1140 | Illumination system | 1000038325 | LIGHTING FIXTURE LED LUMINAIRES TYPE FL2 AS PER TECH. SPECIFICATIONS | EA | 15 |  | Included
254 | 7000012348 | 1150 | Illumination system | 1000004952 | 63A, 415V : Interlocked switch socket outdoor Receptacle (type RP) asper technical specifications | EA | 1 |  | Included
255 | 7000012348 | 1160 | Cables | 1000000443 | 1.1kV grade Power Cables (PVCinsulated)along withlugs,glands,straight joints &accessories,etc. | LS | 1 |  | Included
256 | 7000012348 | 1170 | Cables | 1000000442 | 1.1kV grade Control Cables (PVCinsulated) along withlugs,glands,straight joints &accessories,etc. | LS | 1 |  | Included
257 | 7000012348 | 1180 | 400 kV Equipment support structure | 1000012366 | Fabrication, galvanising and supply of 28mm dia foundation boltsincluding nuts, checknuts, washers and packplates. | EA | 248 |  | Included
258 | 7000012348 | 1190 | 400 kV Equipment support structure | 1000020192 | Fabrication, galvanising and supply ofStandard Pipe Structure - 400 kV,1-Phase, CT including nuts, bolts, alltype of washers, packplates, step boltsand gusset plates excluding foundationbolts | EA | 12 |  | Included
259 | 7000012348 | 1200 | 400 kV Equipment support structure | 1000020193 | Fabrication, galvanising and supply of Standard Pipe Structure - 400kV CVT including nuts, bolts, all type of washers, packplates, stepbolts and gusset plates excluding foundation bolts | EA | 6 |  | Included
260 | 7000012348 | 1210 | 400 kV Equipment support structure | 1000020194 | Fabrication, galvanising and supply ofStandard Pipe Structure - 400 kV,3-Phase, ISOLATOR including nuts,bolts, all type of washers, packplates,step bolts and gusset plates excludingfoundation bolts | EA | 12 |  | Included
261 | 7000012348 | 1220 | 400 kV Equipment support structure | 1000020195 | Fabrication, galvanising and supply ofStandard Pipe Structure - 400 kV,1-Phase, SA including nuts, bolts,all type of washers, packplates, stepbolts and gusset plates excludingfoundation bolts | EA | 6 |  | Included
262 | 7000012348 | 1230 | 400 kV Equipment support structure | 1000017567 | Standard Pipe Structure for 400kV BPI (excluding wave trap) | EA | 14 |  | Included
263 | 7000012348 | 1240 | 400 kV Equipment support structure | 1000017568 | Standard Pipe Structure for 400kV BPI for WT (1- phase) | EA | 12 |  | Included
264 | 7000012348 | 1250 | 400 kV Equipment support structure | 1000017570 | Fabrication, galvanising and supply ofStd Pipe Structure - 400 kV, 1-Phase,High BPI, (Excluding Wave Trap), includingnuts, bolts, all type of washers,packplates, step bolts and gussetplates excluding foundation bolts | EA | 6 |  | Included
265 | 7000012348 | 1260 | Main Earthmat | 1000032055 | 40 MM MS ROD FOR MAIN EARTHMAT | KM | 1.5 |  | Included
266 | 7000012348 | 1270 | Visual Monitoring system | 1000030433 | COLOR IP CAMERA, WITH PAN, TILT AND ZOOM FACILITIES, ALONGWITH ALLREQUIRED ITEMS, ACCESSORIES, LINE INTERFACE UNITS, FIBER PATCH CORDS,POWER SUPPLY UNITS, JUNCTION BOXES, CABLES, FIBER OPTIC CABLES, ETC.,AND INCLUDING INTEGRATION IN EXISTING HARDWARE AND SOFTWARE FORAUGMENTATION OF VISUAL MONITORING SYSTEM AS PER TECHNICALSPECIFICATION. | SET | 1 |  | Included
267 | 7000012348 | 1400 | Mandatory Spares for 420 kV CB | 1000004500 | One Pole of 420kV, 3150A, 63kA SF6circuit breaker including gradingcapacitor (if applicable),pole column,interrupter,operating mechanism andMarshalling Box but without supportstructure | EA | 1 |  | Included
268 | 7000012348 | 1410 | Mandatory Spares for 420 kV CB | 1000013160 | Grading capacitors (if applicable) for 420kV SF6 Circuit Breaker | EA | 1 |  | Included
269 | 7000012348 | 1420 | Mandatory Spares for 420 kV CB | 1000013056 | Rubber gasket, O rings and seals for SF6 gas (complete replacement forone 420kV SF6 Circuit Breaker) | SET | 1 |  | Included
270 | 7000012348 | 1430 | Mandatory Spares for 420 kV CB | 1000021861 | Trip coil with resistor for 420kV SF6 Circuit Breaker | SET | 2 |  | Included
271 | 7000012348 | 1440 | Mandatory Spares for 420 kV CB | 1000009197 | Closing coil with resistor for 420kV SF6 Circuit Breaker | EA | 1 |  | Included
272 | 7000012348 | 1450 | Mandatory Spares for 420 kV CB | 1000021444 | Terminal pad for 420kV SF6 Circuit Breaker | EA | 2 |  | Included
273 | 7000012348 | 1460 | Mandatory Spares for 420 kV CB | 1000015549 | Molecular filter for 420kV SF6 Circuit Breaker | EA | 2 |  | Included
274 | 7000012348 | 1470 | Mandatory Spares for 420 kV CB | 1000009860 | Corona rings (1 No of each type) for 420 kV Circuit Breaker | SET | 1 |  | Included
275 | 7000012348 | 1480 | Mandatory Spares for 420 kV CB | 1000018381 | Relays, Power contactors, SFU, limit switches, push buttons, timers &MCB etc. (1 No of each type) for 420kV Circuit Breaker | SET | 1 |  | Included
276 | 7000012348 | 1490 | Mandatory Spares for 420 kV CB | 1000006920 | Aux. Switch/contact assembly for 420kV SF6 Circuit Breaker | SET | 1 |  | Included
277 | 7000012348 | 1500 | Mandatory Spares for 420 kV CB | 1000017841 | Pressure switches (1 No. of each type) for 420kV SF6 Circuit Breaker | SET | 1 |  | Included
278 | 7000012348 | 1510 | Mandatory Spares for 420 kV Isolator | 1000000398 | One Complete Pole of Double BreakIsolator including support Insulatorwith 1 E/s (excluding structure) withMotor Operating Mechanism for 420kV,3150A, 63kA main Isolator and E/S | EA | 1 |  | Included
279 | 7000012348 | 1520 | Mandatory Spares for 420 kV Isolator | 1000031541 | COPPER CONTACT FINGERS FOR FEMALE & MALE CONTACTS OF 420KV DOUBLE BREAK ISOLATOR | SET | 2 |  | Included
280 | 7000012348 | 1530 | Mandatory Spares for 420 kV Isolator | 1000009568 | Open / Close contactor assembly, timers, key interlock push buttonswitch & auxiliary switches for 420kV Isolator | SET | 1 |  | Included
281 | 7000012348 | 1540 | Mandatory Spares for 420 kV Isolator | 1000014562 | Limit switch for 420kV Isolator | SET | 2 |  | Included
282 | 7000012348 | 1550 | Mandatory Spares for 420 kV Isolator | 1000021261 | Terminal pads & connectors (of eachtype) for 420kV, 3150A Double BreakIsolator | EA | 3 |  | Included
283 | 7000012348 | 1560 | Mandatory Spares for 420 kV Isolator | 1000009963 | Corona shield rings for 420kV DB Isolator for 1-pole | SET | 3 |  | Included
284 | 7000012348 | 1570 | Mandatory Spares for 420 kV CT | 1000004463 | 420 kV, 3000A, 63KA, 1-Phase CurrentTransformer with 120% extended currentrating | EA | 1 |  | Included
285 | 7000012348 | 1580 | Mandatory Spares for 420 kV CVT | 1000004535 | 420 kV, 4400 pF Capacitive Voltage Transformer (1-Phase) | EA | 1 |  | Included
286 | 7000012348 | 1590 | Mandatory Spares for 336 SA | 1000020419 | 336kV Surge Arrester (1-phase) | EA | 1 |  | Included
287 | 7000012348 | 1600 | Mandatory Spares for 336 SA | 1000020440 | Surge monitor (1-Phase) | EA | 5 |  | Included
288 | 7000012348 | 1610 | Mandatory Spares for 420 kV BPI | 1000004401 | 420 kV, 1 phase Bus Post Insulator (except for Line Traps) | EA | 1 |  | Included
289 | 7000012348 | 1620 | Mandatory Spares for CRP & SAS | 1000015978 | Numerical distance relay (Main-I) withinbuilt DR and fault locator,OV prot.,software | SET | 1 |  | Included
290 | 7000012348 | 1630 | Mandatory Spares for CRP & SAS | 1000028496 | NUMERICAL DISTANCE RELAY (MAIN II) WITH INBUILT DR AND FAULTLOCATOR,OV PROT., SOFTWARE | SET | 1 |  | Included
291 | 7000012348 | 1640 | Mandatory Spares for CRP & SAS | 1000007634 | Bay Unit module for Bus Bar Protection | EA | 1 |  | Included
292 | 7000012348 | 1650 | Mandatory Spares for CRP & SAS | 1000007627 | Bay control unit (IED) of each type | EA | 1 |  | Included
293 | 7000012348 | 1660 | Mandatory Spares for CRP & SAS | 1000011151 | Ethernet switch of each type | SET | 1 |  | Included
294 | 7000012348 | 1670 | PMU in 400kV Sitamarhi (Supply) | 1000017518 | PMU with GPS Clock (clock can be either internal or external) | EA | 2 |  | Included
295 | 7000012348 | 1680 | PMU in 400kV Sitamarhi (Supply) | 1000022512 | WAMS Hardware - Time System (GPS receiver) | EA | 2 |  | Included
296 | 7000012348 | 1690 | PMU in 400kV Sitamarhi (Supply) | 1000022510 | WAMS Hardware - Substation Grade Layer-3 LAN Switches with minimum 4 x10/100 Mbps Ethernet ports and 2 x 1 Gbps Ethernet ports | EA | 3 |  | Included
297 | 7000012348 | 1700 | PMU in 400kV Sitamarhi (Supply) | 1000022487 | WAMS Miscellaneous - Armored Fibre Optic Cable and associatedtermination (e.g. L2 Switch) for connecting PMU panels located indifferent control room of a station | EA | 1 |  | Included
298 | 7000012348 | 1710 | BoQ of Communication Equipment(Supply) | 1000031367 | SDH EQUIPMENT (STM-16 MADM UPTO 5 MSP PROTECTED DIRECTIONS)-BASEEQUIPMENT (COMMON CARDS, CROSS CONNECT/CONTROL CARDS, OPTICAL BASECARDS, POWER SUPPLY CARDS, POWER CABLING, OTHER HARDWARE ANDACCESSORIES INCLUDING SUB RACKS, PATCH CORD, DDF ETC FULLY EQUIPEDEXCLUDING OPTICAL INTERFACE & TRIBUTARY CARDS | EA | 2 |  | Included
299 | 7000012348 | 1720 | BoQ of Communication Equipment(Supply) | 1000018706 | S16.1 SFP | EA | 4 |  | Included
300 | 7000012348 | 1730 | BoQ of Communication Equipment(Supply) | 1000023721 | SFP S4.1 | EA | 4 |  | Included
301 | 7000012348 | 1740 | BoQ of Communication Equipment(Supply) | 1000019315 | Optical Line Interface card (to support minimum 150 kms) | EA | 4 |  | Included
302 | 7000012348 | 1750 | BoQ of Communication Equipment(Supply) | 1000031374 | TRIBUTARY INTERFACE- E1 INTERFACE (MINIMUM 16 NOS.) | SET | 4 |  | Included
303 | 7000012348 | 1760 | BoQ of Communication Equipment(Supply) | 1000034950 | ETHERNET INTERFACE 10/100 BASE T WITH LAYER-2 SWITCHING (MIN 8INTERFACES PER CARD) | EA | 4 |  | Included
304 | 7000012348 | 1770 | BoQ of Communication Equipment(Supply) | 1000031381 | TRIBUTARY INTERFACE-GIGABIT ETHERNET INTERFACES 10/100 MBPS WITH LAYER-2 SWITCHING (MINIMUM 2 NOS.) | SET | 2 |  | Included
305 | 7000012348 | 1780 | BoQ of Communication Equipment(Supply) | 1000026228 | Equipment Cabinets For SDH | EA | 2 |  | Included
306 | 7000012348 | 1790 | BoQ of Communication Equipment(Supply) | 1000028495 | NMS- CRAFT TERMINAL-HARDWARE | EA | 1 |  | Included
307 | 7000012348 | 1800 | BoQ of Communication Equipment(Supply) | 1000028265 | Software for Craft Terminal | EA | 1 |  | Included
308 | 7000012348 | 1810 | BoQ of Communication Equipment(Supply) | 1000034998 | VOIP TELEPHONE INSTRUMENT WITH ONE COMMON SWITCH (MIN. 8 PORT) | EA | 8 |  | Included
309 | 7000012348 | 1820 | BoQ of Communication Equipment( Spares) | 1000031369 | SDH EQUIPMENT (STM-16 MADM UPTO 5 MSP PROTECTED DIRECTIONS)-COMMONCARDS, CROSS-CONNECT/CONTROL CARDS, OPTICAL BASE CARD, POWER SUPPLYCARDS, POWER CABLING, OTHER HARDWARE & ACCESSORIES (EACH). | SET | 1 |  | Included
310 | 7000012348 | 1830 | BoQ of Communication Equipment( Spares) | 1000018706 | S16.1 SFP | EA | 1 |  | Included
311 | 7000012348 | 1840 | BoQ of Communication Equipment( Spares) | 1000023721 | SFP S4.1 | EA | 1 |  | Included
312 | 7000012348 | 1850 | BoQ of Communication Equipment( Spares) | 1000019315 | Optical Line Interface card (to support minimum 150 kms) | EA | 1 |  | Included
313 | 7000012348 | 1860 | BoQ of Communication Equipment( Spares) | 1000031374 | TRIBUTARY INTERFACE- E1 INTERFACE (MINIMUM 16 NOS.) | SET | 1 |  | Included
314 | 7000012348 | 1870 | BoQ of Communication Equipment( Spares) | 1000034950 | ETHERNET INTERFACE 10/100 BASE T WITH LAYER-2 SWITCHING (MIN 8INTERFACES PER CARD) | EA | 1 |  | Included
315 | 7000012348 | 1880 | BoQ of Communication Equipment( Spares) | 1000031381 | TRIBUTARY INTERFACE-GIGABIT ETHERNET INTERFACES 10/100 MBPS WITH LAYER-2 SWITCHING (MINIMUM 2 NOS.) | SET | 1 |  | Included
316 | 7000012348 | 1890 | BoQ of Communication Equipment( Spares) | 1000034998 | VOIP TELEPHONE INSTRUMENT WITH ONE COMMON SWITCH (MIN. 8 PORT) | EA | 1 |  | Included
317 | 7000012348 | 1900 | BoQ of Communication Equipment( Spares) | 1000031398 | PRE CONNECTORIZED OPTICAL FIBER PATCH CORDS(10 MTRS) â€“ PACK OF SIXPATCH CORDS | SET | 1 |  | Included
318 | 7000012348 | 1910 | 400kV Towers (Supply) | 1000015954 | Fabrication, galvanising and supply of Lattice Structures (MS Steel),to be designed during detailed engineering, for towers, beams andequipment support structure including pack plates / packwashers andgusset plates excluding fasteners and foundation bolts | MT | 95 |  | Included
319 | 7000012348 | 1920 | 400kV Towers (Supply) | 1000011713 | Fabrication, galvanising and supply of fasteners ( nuts, bolts andwashers ) including step bolts for lattice and pipe structures to bedesigned during detailed engineering | MT | 5 |  | Included
320 | 7000012348 | 1930 | 400kV Towers (Supply) | 1000012373 | Fabrication, galvanising and supply of foundation bolts including nuts,checknut and washers for lattice and pipe structures to be designedduring detailed engineering | MT | 5 |  | Included
[5 empty] | Total F&I Price |  |  |  | 0
#
Bidders to note that the item description under various schedules are through unique material ID for respective items under SAP ERP System and therefore, identical item description appears in schedule-1(Ex-works) & schedule-2(F&I). However, the prices to be quoted in Price Schedule-2(F&I) shall be towards Local Transportation, Insurance and other Incidental Services only in line with clause ITB 11.4(b).
Date: | --
Place: | [6 empty] | Printed Name :
Designation :
Click for Sch-3

## Sch-2 Dis (hidden)
Specification No.: CC-CS/1049-NER/SS-4185/3/G3 |  |  |  |  | Schedule - 2 Dis
Substation Package-SS76 associated with (i) Extension of 400kV Imphal Substation including 420kV, 2X63MVAR Line Reactor under NERSS-XI; (ii) Extension of 400kV Bongaigaon Substations under NERSS-XII; (iii) Extension of 400kV Surajmaninagar (TSECL) Substation under NERSS-XIV; & (iv) Extension of 400kV Sitamarhi (POWERGRID) Substation under Transmission system for power evacuation from Arun-3 (900MW) HEP, Nepal of M/s. SAPDC-India Portion. | [5 empty] | As per Lum-sum |  | 0
(SCHEDULE OF RATES AND PRICES : FREIGHT & INSURANCE CHARGES) | [5 empty] | AS per Percent |  | #REF!
[6 empty] | As per lum-sum on Sch-2 |  | 0%
Bidder’s Name and Address (Lead Partner) : |  |  |  | To: |  | As per Percent on Sch-2 |  | #REF!
|  |  |  | Contracts Services, 3rd Floor |  | Total Discount |  | #REF!
Name : | …….. …….. …….. …….. …….. …….. |  |  | Power Grid Corporation of India Ltd.,
Address : | …….. …….. …….. …….. …….. …….. |  |  | "Saudamini", Plot No.-2
| …….. …….. …….. …….. …….. …….. |  |  | Sector-29, |  | Multipackage Discount |  | 0%
| …….. …….. …….. …….. …….. …….. |  |  | Gurgaon (Haryana) - 122001
[5 empty] | All Prices are in Indian Rupees. |  | Amount after Discount (Rs.) |  | Dis Alert | Amount after MPD (Rs.)
SI. No. | Description | Unit | Quantity | Unit Freight & Insurance Charges | Total Freight & Insurance Charges |  | Unit Freight & Insurance Charges | Total Freight & Insurance Charges |  | Unit Freight & Insurance Charges | Total Freight & Insurance Charges
1 | 2 | 3 | 4 | 5 | 6 = 4 x 5 |  | 5 | 6 = 4 x 5 |  | 5 | 6 = 4 x 5
#REF! | #REF!
#REF! | #REF! | #REF! | #REF! | #REF! | #REF!
#REF! | #REF! | #REF! | #REF! | #REF! | #REF!
#REF! | #REF!
#REF! | #REF! | #REF! | #REF! | #REF! | #REF!
#REF! | #REF! | #REF! | #REF! | #REF! | #REF!
#REF! | #REF!
#REF! | #REF! | #REF! | #REF! | #REF! | #REF!
#REF! | #REF! | #REF! | #REF! | #REF! | #REF!
#REF! | #REF! | #REF! | #REF! | #REF! | #REF!
#REF! | #REF! | #REF! | #REF! | #REF! | #REF!
#REF! | #REF! | #REF! | #REF! | #REF! | #REF!
#REF! | #REF! | #REF! | #REF! | #REF! | #REF!
#REF! | #REF!
#REF! | #REF! | #REF! | #REF! | #REF! | #REF!
#REF! | #REF!
#REF! | #REF! | #REF! | #REF! | #REF! | #REF!
#REF! | #REF! | #REF! | #REF! | #REF! | #REF!
#REF! | #REF! | #REF! | #REF! | #REF! | #REF!
#REF! | #REF! | #REF! | #REF! | #REF! | #REF!
#REF! | #REF!
#REF! | #REF! | #REF! | #REF! | #REF! | #REF!
#REF! | #REF! | #REF! | #REF! | #REF! | #REF!
#REF! | #REF! | #REF! | #REF! | #REF! | #REF!
#REF! | #REF! | #REF! | #REF! | #REF! | #REF!
#REF! | #REF! | #REF! | #REF! | #REF! | #REF!
#REF! | #REF! | #REF! | #REF! | #REF! | #REF!
#REF! | #REF! | #REF! | #REF! | #REF! | #REF!
#REF! | #REF! | #REF! | #REF! | #REF! | #REF!
#REF! | #REF!
| #REF! | #REF! | #REF! | #REF! | #REF!
#REF! | #REF! | #REF! | #REF! | #REF! | #REF!
#REF! | #REF! | #REF! | #REF! | #REF! | #REF!
| Total F&I Price |  |  |  | #REF!
Date : | --
Place : |  |  | Printed Name :
Designation :
Click for Sch-3

## Sch-3
Specification No.: CC-CS/1049-NER/SS-4185/3/G3 | [14 empty] | Schedule - 3
Substation Package-SS76 associated with (i) Extension of 400kV Imphal Substation including 420kV, 2X63MVAR Line Reactor under NERSS-XI; (ii) Extension of 400kV Bongaigaon Substations under NERSS-XII; (iii) Extension of 400kV Surajmaninagar (TSECL) Substation under NERSS-XIV; & (iv) Extension of 400kV Sitamarhi (POWERGRID) Substation under Transmission system for power evacuation from Arun-3 (900MW) HEP, Nepal of M/s. SAPDC-India Portion. | [18 empty] | As per Lum-sum |  | 0%
(SCHEDULE OF RATES AND PRICES ) | [18 empty] | AS per Percent |  | #REF!
[19 empty] | As per lum-sum on Sch-3 |  | 0%
Bidder’s Name and Address (Lead Partner) : | [11 empty] | To: | [6 empty] | As per Percent on Sch-3 |  | #REF!
[12 empty] | Contracts Services, 3rd Floor | [6 empty] | Total Discount |  | #REF!
Name : |  | …….. …….. …….. …….. …….. …….. | [9 empty] | Power Grid Corporation of India Ltd.,
Address : |  | …….. …….. …….. …….. …….. …….. | [9 empty] | "Saudamini", Plot No.-2
|  | …….. …….. …….. …….. …….. …….. | [9 empty] | Sector-29, | [6 empty] | Multipackage lum-sum |  | 0%
|  | …….. …….. …….. …….. …….. …….. | [9 empty] | Gurgaon (Haryana) - 122001
[7 empty] | INSTALLATION CHARGES | [12 empty] | Amount after Discount (Rs.) |  | Dis Alert | Amount after MPD (Rs.)
All Prices are in Indian Rupees.
SI. No. | PR No | PR Line Item No | Activity Header | PR Activity No | Activity Description | Service Code | SAC (Service Accounting Codes) | Whether SAC in column '8’ is confirmed. If not indicate applicable the SAC * | Rate of GST applicable ( in %) | Whether rate of GST in column ‘4’ is confirmed. If not indicate applicable rate of GST * | Description | Unit | Quantity | Unit Erection Charges | Total Erection Charges | Total GST as confirmed by Bidder |  |  |  | Unit Erection Charges | Total Erection Charges |  | Unit Erection Charges | Total Erection Charges
1 | 2 | 3 | 4 | 5 | 6 | 7 | 8 | 9 | 10 | 11 | 12 | 13 | 14 | 15 | 16 = 14 x 15 | 17 |  |  |  | 5 | 6 = 4 x 5 |  | 5 | 6 = 4 x 5
PART A (Substation Portion)
I | IMPHAL SS | [15 empty] | Revaluation of J column | Tax Calculation
1 | 7000012437 | 810 | 210 | 10 | Installation-Shunt Reactor | 100000046 | 998736 |  | 18 |  | On line insulating oil drying system (Cartridge type) (As per technical specification) | EA | 2 |  | Included | 0 | 0 | 0
2 | 7000012437 | 810 | 210 | 20 | Installation-Shunt Reactor | 100000003 | 998736 |  | 18 |  | On line dissolved gas (multi gas) and moisture analyser (As per technical specification) | EA | 2 |  | Included | 0 | 0 | 0
3 | 7000012437 | 810 | 210 | 50 | Installation-Shunt Reactor | 100001986 | 998736 |  | 18 |  | 145kV, 1250A, 31.5KA Circuit Breakers(1-Phase) with support structure | EA | 2 |  | Included | 0 | 0 | 0
4 | 7000012437 | 810 | 210 | 60 | Installation-Shunt Reactor | 100001908 | 998736 |  | 18 |  | 145kV ,1 phase Bus Post Insulators | EA | 4 |  | Included | 0 | 0 | 0
5 | 7000012437 | 810 | 210 | 70 | Installation-Shunt Reactor | 100002263 | 995455 |  | 18 |  | Erection of Std 132 kV Support Structure 1-Phase BPI including nuts, bolts, all type of washers, packplates, step bolts and gussetplates excluding foundation bolts | EA | 4 |  | Included | 0 | 0 | 0
6 | 7000012437 | 810 | 210 | 80 | Installation-Shunt Reactor | 100003226 | 998736 |  | 18 |  | 132 KV Surge Arrester with Support Structure & Terminal Connector | EA | 2 |  | Included | 0 | 0 | 0
7 | 7000012437 | 810 | 210 | 90 | Installation-Shunt Reactor | 100000052 | 998736 |  | 18 |  | Oil filled Neutral Grounding Reactor (NGR) along with support structure & terminal connector | SET | 2 |  | Included | 0 | 0 | 0
8 | 7000012437 | 810 | 210 | 100 | Installation-Shunt Reactor | 100000055 | 998736 |  | 18 |  | 63 MVAR,420kV,3-phase Shunt Reactor excluding Insulating Oil | EA | 2 |  | Included | 0 | 0 | 0
9 | 7000012437 | 810 | 210 | 110 | Installation-Shunt Reactor | 100000056 | 998736 |  | 18 |  | Insulating Oil for 63 MVAR,420kV ,3-phase Shunt Reactor with associated NGR | SET | 2 |  | Included | 0 | 0 | 0
10 | 7000012437 | 300 | 220 | 10 | Installation-420kV Equipments | 100000263 | 998736 |  | 18 |  | 420kV, 3150A, 40kA Circuit Breaker(3-Phase) without closing resistor(with support structure) | EA | 2 |  | Included | 0 | 0 | 0
11 | 7000012437 | 300 | 220 | 30 | Installation-420kV Equipments | 100000268 | 998736 |  | 18 |  | Controlled Switching Device for 420 kV, 3-ph Circuit Breaker | EA | 2 |  | Included | 0 | 0 | 0
12 | 7000012437 | 300 | 220 | 40 | Installation-420kV Equipments | 100000281 | 998736 |  | 18 |  | 420kV, 3150A, 40KA, Isolator (3-phase)(Double Break) with one E/S | EA | 2 |  | Included | 0 | 0 | 0
13 | 7000012437 | 300 | 220 | 60 | Installation-420kV Equipments | 100000328 | 998736 |  | 18 |  | 336kV Surge Arrester (1-phase) | EA | 6 |  | Included | 0 | 0 | 0
14 | 7000012437 | 300 | 220 | 70 | Installation-420kV Equipments | 100000340 | 998736 |  | 18 |  | 420 kV Bus Post Insulator (Except for wave traps) | EA | 6 |  | Included | 0 | 0 | 0
15 | 7000012437 | 310 | 230 | 40 | Installation-Erection H/W | 100000336 | 998731 |  | 18 |  | Erection Hardware for 400kV I type layout-Line Reactor as per specification | SET | 2 |  | Included | 0 | 0 | 0
16 | 7000012437 | 320 | 240 | 10 | Installation-Relay & Prot Panel | 100000790 | 998736 |  | 18 |  | 400kV Circuit Breaker Relay Panel without Auto Reclose | EA | 2 |  | Included | 0 | 0 | 0
17 | 7000012437 | 320 | 240 | 60 | Installation-Relay & Prot Panel | 100000732 | 998736 |  | 18 |  | 400kV Reactor Protection Panel (with Automation) | EA | 2 |  | Included | 0 | 0 | 0
18 | 7000012437 | 330 | 250 | 20 | Installation-Fire Protection System | 100001006 | 998736 |  | 18 |  | HVW spray system, Hydrant system and complete U/G & O/G piping and accessories etc. out side the pump house for 63 MVAR, 420kV, 3phase Shunt Reactor | SET | 2 |  | Included | 0 | 0 | 0
19 | 7000012437 | 340 | 270 | 40 | Installation-Structure & Main Earthmat | 100001158 | 995455 |  | 18 |  | Erection of Std 400 kV Tower TH including nuts, bolts, all type of washers, packplates, step bolts and gusset plates excludingfoundation bolts | EA | 1 |  | Included | 0 | 0 | 0
20 | 7000012437 | 340 | 270 | 70 | Installation-Structure & Main Earthmat | 100001171 | 995455 |  | 18 |  | Erection of Std 400 kV Gantry G1 including nuts, bolts, all type of washers, packplates, step bolts and gusset plates excludingfoundation bolts | EA | 2 |  | Included | 0 | 0 | 0
21 | 7000012437 | 340 | 270 | 100 | Installation-Structure & Main Earthmat | 100001214 | 995455 |  | 18 |  | Erection of Pipe Structure - 400 kV 3-Phase ISOLATOR including nuts, bolts, all type of washers, packplates, step bolts and gussetplates excluding foundation bolts | EA | 2 |  | Included | 0 | 0 | 0
22 | 7000012437 | 340 | 270 | 110 | Installation-Structure & Main Earthmat | 100001216 | 995455 |  | 18 |  | Erection of Pipe Structure - 400 kV 1-Phase SA including nuts, bolts, all type of washers, packplates, step bolts and gusset platesexcluding foundation bolts | EA | 6 |  | Included | 0 | 0 | 0
23 | 7000012437 | 340 | 270 | 120 | Installation-Structure & Main Earthmat | 100001217 | 995455 |  | 18 |  | Erection of Pipe Structure - 400 kV, 1-Phase, BPI, (Excluding Wave Trap), including nuts, bolts, all type of washers,packplates, step bolts and gusset plates excluding foundation bolts | EA | 6 |  | Included | 0 | 0 | 0
24 | 7000012437 | 340 | 270 | 130 | Installation-Structure & Main Earthmat | 100003103 | 998731 |  | 18 |  | 40 mm MS rod for Main Earthmat | KM | 7.7 |  | Included | 0 | 0 | 0
25 | 7000012437 | 340 | 270 | 140 | Installation-Structure & Main Earthmat | 100002255 | 995455 |  | 18 |  | Erection of 24mm dia foundation bolts including nuts, checknuts, washers and packplates | EA | 60 |  | Included | 0 | 0 | 0
26 | 7000012437 | 340 | 270 | 160 | Installation-Structure & Main Earthmat | 100001677 | 995455 |  | 18 |  | Erection of 56mm dia foundation bolts including nuts, checknuts, washers and packplates | EA | 32 |  | Included | 0 | 0 | 0
27 | 7000012437 | 340 | 270 | 170 | Installation-Structure & Main Earthmat | 100001159 | 995455 |  | 18 |  | Erection of Std 400 kV Tower TI including nuts, bolts, all type of washers, packplates, step bolts and gusset plates excludingfoundation bolts | EA | 2 |  | Included | 0 | 0 | 0
28 | 7000012437 | 340 | 270 | 180 | Installation-Structure & Main Earthmat | 100004322 | 995459 |  | 18 |  | Dismantling, shifting & re-erction of existing dead-end tower for 400kV D/C line complete in all respect as rer technicalspecification | EA | 1 |  | Included | 0 | 0 | 0
29 | 7000012437 | 340 | 270 | 190 | Installation-Structure & Main Earthmat | 100001308 | 995468 |  | 18 |  | Destringing of existing 400kV D/C line and transportation to store | KM | 1 |  | Included | 0 | 0 | 0
30 | 7000012437 | 340 | 270 | 200 | Installation-Structure & Main Earthmat | 100003658 | 995468 |  | 18 |  | Installation of insulator strings complete with arcing horns and necessary hardware, installing and stringing of conductor includingfixing of conductor accessories, installing and stringing of earthwire/OPGW including fixing of earthwire/OPGW accessories for 400kV double circuit towers with twin bundle conductor. | KM | 1 |  | Included | 0 | 0 | 0
31 | 7000012437 | 350 | 280 | 10 | Installation-Cables | 100002181 | 998736 |  | 18 |  | 1.1kV grade Power Cables (PVCinsulated)along withlugs,glands,straight joints &accessories,etc. | LS | 1 |  | Included | 0 | 0 | 0
32 | 7000012437 | 350 | 280 | 20 | Installation-Cables | 100002182 | 998736 |  | 18 |  | 1.1kV grade Control Cables (PVCinsulated) along withlugs,glands,straight joints &accessories,etc. | LS | 1 |  | Included | 0 | 0 | 0
33 | 7000012437 | 350 | 280 | 30 | Installation-Cables | 100002180 | 998736 |  | 18 |  | 1.1kV grade Power Cables (XLPEinsulated) along withlugs,glands,straight joints &accessories,etc. | LS | 1 |  | Included | 0 | 0 | 0
34 | 7000012437 | 590 | 360 | 10 | Civil Works | 100004518 | 995433 |  | 18 |  | Excavation in all kind of soil including rock for all leads and lifts, backfilling, disposal of surplus earth within a lead up to2Km as per technical specification. The surplus earth shall be roughly graded . | M3 | 3548 |  | Included | 0 | 0 | 0
35 | 7000012437 | 590 | 360 | 20 | Civil Works | 100001325 | 995454 |  | 18 |  | Providing and laying of Plain Cement Concrete (PCC) (1:4:8) | M3 | 154 |  | Included | 0 | 0 | 0
36 | 7000012437 | 590 | 360 | 30 | Civil Works | 100001327 | 995454 |  | 18 |  | Providing and laying of Reinforced Cement Concrete M25 mix including pre cast, shuttering, Grouting of pockets & underpinning butexcluding steel reinforcement | M3 | 822 |  | Included | 0 | 0 | 0
37 | 7000012437 | 590 | 360 | 40 | Civil Works | 100001328 | 995454 |  | 18 |  | Providing and laying Plain Cement Concrete 1:5:10 (1 cement : 5 sand : 10 brick aggregate) | M3 | 150 |  | Included | 0 | 0 | 0
38 | 7000012437 | 590 | 360 | 50 | Civil Works | 100001329 | 995454 |  | 18 |  | Steel Reinforcement | MT | 58 |  | Included | 0 | 0 | 0
39 | 7000012437 | 590 | 360 | 60 | Civil Works | 100001330 | 995428 |  | 18 |  | Stone filling (40 mm size) for transformer/Reactor foundation | M3 | 28 |  | Included | 0 | 0 | 0
40 | 7000012437 | 590 | 360 | 70 | Civil Works | 100001331 | 995455 |  | 18 |  | Misc. Structural steel including rails, embedments, edge protection angles, gratings etc. but excluding the reinforcement steel andsteel for lattice and pipe structures. | MT | 32 |  | Included | 0 | 0 | 0
41 | 7000012437 | 590 | 360 | 80 | Civil Works | 100003114 | 995454 |  | 18 |  | External finishing / painting of fire wall (water proofing cement paint) (DSR 13.44.1) | M2 | 222 |  | Included | 0 | 0 | 0
42 | 7000012437 | 590 | 360 | 90 | Civil Works | 100004507 | 995421 |  | 18 |  | 3.75m wide Cement Concrete road with PCC shoulder including 100 mm dia RCC Hume Pipe @ 100 metre interval as per drawing and TS.However, reinforcement steel and all type concrete shall be paid separately under relevant items | M2 | 375 |  | Included | 0 | 0 | 0
43 | 7000012437 | 590 | 360 | 100 | Civil Works | 100001458 | 995421 |  | 18 |  | Construction of rail cum road as per drawing including all item such as excavation,compactions, rolling watering, WBM etc. butexcluding concrete reinforcement and structural steel-Section having two rails for Reactor. | M2 | 80 |  | Included | 0 | 0 | 0
44 | 7000012437 | 590 | 360 | 110 | Civil Works | 100001735 | 995462 |  | 18 |  | RCC culverts and cable trench crossings including supplying and laying hume pipe 250mm dia of grade (NP-3) excluding concrete as perspecification. | M | 100 |  | Included | 0 | 0 | 0
45 | 7000012437 | 590 | 360 | 120 | Civil Works | 100001736 | 995462 |  | 18 |  | RCC culverts and cable trench crossings including supplying and laying hume pipe 300mm dia of grade (NP-3) excluding concrete as perspecification. | M | 100 |  | Included | 0 | 0 | 0
46 | 7000012437 | 590 | 360 | 130 | Civil Works | 100001737 | 995462 |  | 18 |  | RCC culverts and cable trench crossings including supplying and laying hume pipe 450mm dia of grade (NP-3) excluding concrete as perspecification. | M | 100 |  | Included | 0 | 0 | 0
47 | 7000012437 | 590 | 360 | 140 | Civil Works | 100001408 | 995462 |  | 18 |  | Supplying & laying hume pipe of grade (NP-3) excluding reinforcement and concrete as per drawing-600mm dia | M | 100 |  | Included | 0 | 0 | 0
48 | 7000012437 | 590 | 360 | 150 | Civil Works | 100001412 | 995462 |  | 18 |  | Drain including culverts but excluding concrete & reinforcement steel-Section A-A | M | 300 |  | Included | 0 | 0 | 0
49 | 7000012437 | 590 | 360 | 160 | Civil Works | 100001413 | 995462 |  | 18 |  | Drain including culverts but excluding concrete & reinforcement steel-Section B-B | M | 100 |  | Included | 0 | 0 | 0
50 | 7000012437 | 590 | 360 | 170 | Civil Works | 100001414 | 995462 |  | 18 |  | Drain including culverts but excluding concrete & reinforcement steel-Section C-C | M | 100 |  | Included | 0 | 0 | 0
51 | 7000012437 | 590 | 360 | 180 | Civil Works | 100001715 | 995428 |  | 18 |  | Removal and relaying of gravel | M2 | 2000 |  | Included | 0 | 0 | 0
52 | 7000012437 | 590 | 360 | 190 | Civil Works | 100001445 | 995429 |  | 18 |  | Dismantling of existing -concrete road | M2 | 375 |  | Included | 0 | 0 | 0
53 | 7000012437 | 590 | 360 | 200 | Civil Works | 100001721 | 995428 |  | 18 |  | Supplying, filling and compacting stone boulders mixed with sand under foundations, roads, cable trenches, drains etc in layers notexceeding 250mm thickness including ramming, watering compacting | M3 | 100 |  | Included | 0 | 0 | 0
54 | 7000012437 | 590 | 360 | 210 | Civil Works | 100003295 | 995429 |  | 18 |  | Dismantling of RCC in foundation including disposal of debris and reinforcement bars of dismantled RCC works within substationboundaries as per direction of enginner incahrge | M3 | 24 |  | Included | 0 | 0 | 0
55 | 7000012437 | 590 | 360 | 220 | Civil Works | 100001714 | 995428 |  | 18 |  | Stone spreading in switchyard excluding PCC | M2 | 2000 |  | Included | 0 | 0 | 0
56 | 7000012437 | 590 | 360 | 230 | Civil Works | 100001713 | 995424 |  | 18 |  | Antiweed treatment | M2 | 2000 |  | Included | 0 | 0 | 0
57 | 7000012437 | 600 | 370 | 40 | Installation-Lighting System | 100004930 | 998731 |  | 18 |  | LED Flood Light Luminaries Type-FL-1 as per technical specification | EA | 4 |  | Included | 0 | 0 | 0
58 | 7000012437 | 600 | 370 | 50 | Installation-Lighting System | 100004931 | 998731 |  | 18 |  | LED Flood Light Luminaries Type FL-2 (250W) as per technical specification | EA | 4 |  | Included | 0 | 0 | 0
59 | 7000012437 | 600 | 370 | 60 | Installation-Lighting System | 100001885 | 998739 |  | 18 |  | Outdoor Power Receptacle for oilfiltration unit (250A) | EA | 1 |  | Included | 0 | 0 | 0
II | Bongaigaon 400 kV extn.
60 | 7000012367 | 570 | 1330 | 10 | 420kV, 40kA AIS EQUIPMENT | 100000262 | 998736 |  | 18 |  | 420kV, 3150A, 40kA Circuit Breaker(3-Phase) with closing resistor (withsupport structure) | EA | 4 |  | Included | 0 | 0 | 0
61 | 7000012367 | 570 | 1330 | 20 | 420kV, 40kA AIS EQUIPMENT | 100000263 | 998736 |  | 18 |  | 420kV, 3150A, 40kA Circuit Breaker(3-Phase) without closing resistor(with support structure) | EA | 2 |  | Included | 0 | 0 | 0
62 | 7000012367 | 570 | 1330 | 30 | 420kV, 40kA AIS EQUIPMENT | 100000271 | 998736 |  | 18 |  | 420 kV, 3000A, 40KA, 1-Phase CurrentTransformer with 120% extended currentrating | EA | 18 |  | Included | 0 | 0 | 0
63 | 7000012367 | 570 | 1330 | 40 | 420kV, 40kA AIS EQUIPMENT | 100000275 | 998736 |  | 18 |  | 420 kV, 4400 pF Capacitive Voltage Transformer (1-Phase) | EA | 6 |  | Included | 0 | 0 | 0
64 | 7000012367 | 570 | 1330 | 50 | 420kV, 40kA AIS EQUIPMENT | 100000281 | 998736 |  | 18 |  | 420kV, 3150A, 40KA, Isolator (3-phase)(Double Break) with one E/S | EA | 13 |  | Included | 0 | 0 | 0
65 | 7000012367 | 570 | 1330 | 60 | 420kV, 40kA AIS EQUIPMENT | 100000282 | 998736 |  | 18 |  | 420kV, 3150A, 40KA, Isolator (3-phase)(Double Break) with two E/S | EA | 1 |  | Included | 0 | 0 | 0
66 | 7000012367 | 570 | 1330 | 70 | 420kV, 40kA AIS EQUIPMENT | 100000328 | 998736 |  | 18 |  | 336kV Surge Arrester (1-phase) | EA | 6 |  | Included | 0 | 0 | 0
67 | 7000012367 | 570 | 1330 | 80 | 420kV, 40kA AIS EQUIPMENT | 100005443 | 998734 |  | 18 |  | 420KV, 1-PHASE BUS POST INSULATORS | EA | 18 |  | Included | 0 | 0 | 0
68 | 7000012367 | 570 | 1330 | 90 | 420kV, 40kA AIS EQUIPMENT | 100000883 | 998734 |  | 18 |  | 420 kV ,1 phase Bus Post Insulators for Line Traps | EA | 12 |  | Included | 0 | 0 | 0
69 | 7000012367 | 570 | 1330 | 100 | 420kV, 40kA AIS EQUIPMENT | 100000268 | 998736 |  | 18 |  | Controlled Switching Device for 420 kV, 3-ph Circuit Breaker | EA | 5 |  | Included | 0 | 0 | 0
70 | 7000012367 | 570 | 1330 | 110 | 420kV, 40kA AIS EQUIPMENT | 100000871 | 998734 |  | 18 |  | 400kV,3150A,0.5mH , 40kA Line Trap | EA | 4 |  | Included | 0 | 0 | 0
71 | 7000012367 | 580 | 1420 | 20 | Erection Hardware for 420 kV D Type S/Y | 100000343 | 998731 |  | 18 |  | Erection Hardware for 400kV D type layout-Bus Reactor bay as per specification | SET | 1 |  | Included | 0 | 0 | 0
72 | 7000012367 | 580 | 1420 | 30 | Erection Hardware for 420 kV D Type S/Y | 100000342 | 998731 |  | 18 |  | Erection Hardware for 400kV D type layout-Transformer bay as per specification | SET | 1 |  | Included | 0 | 0 | 0
73 | 7000012367 | 580 | 1420 | 40 | Erection Hardware for 420 kV D Type S/Y | 100000341 | 998731 |  | 18 |  | Erection Hardware for 400kV D type layout-Line bay as per specification | SET | 2 |  | Included | 0 | 0 | 0
74 | 7000012367 | 590 | 1470 | 10 | CRP for 420kV Bays | 100000728 | 998736 |  | 18 |  | 400kV Circuit Breaker Relay Panel with Auto Reclose (with Automation) | EA | 4 |  | Included | 0 | 0 | 0
75 | 7000012367 | 590 | 1470 | 20 | CRP for 420kV Bays | 100000729 | 998736 |  | 18 |  | 400kV Circuit Breaker Relay Panel without Auto Reclose (with Automation) | EA | 2 |  | Included | 0 | 0 | 0
76 | 7000012367 | 590 | 1470 | 50 | CRP for 420kV Bays | 100000733 | 998736 |  | 18 |  | 400kV Bus Bar Protection Panel (Duplicate)-(with Automation) | SET | 1 |  | Included | 0 | 0 | 0
77 | 7000012367 | 590 | 1470 | 60 | CRP for 420kV Bays | 100000730 | 998736 |  | 18 |  | 400kV Line Protection Panel (with Automation) | EA | 2 |  | Included | 0 | 0 | 0
78 | 7000012367 | 590 | 1470 | 70 | CRP for 420kV Bays | 100002069 | 998736 |  | 18 |  | Augmentation of Substation automation System for 400kV Main bay as per Technical Specification | EA | 2 |  | Included | 0 | 0 | 0
79 | 7000012367 | 590 | 1470 | 80 | CRP for 420kV Bays | 100002075 | 998736 |  | 18 |  | Augmentation of Substation automation System for 400kV Tie bay as per Technical Specification | EA | 2 |  | Included | 0 | 0 | 0
80 | 7000012367 | 600 | 1590 | 20 | INSTALLATION OF POWER & CONTROL CABLE | 100002181 | 998736 |  | 18 |  | 1.1kV grade Power Cables (PVCinsulated)along withlugs,glands,straight joints &accessories,etc. | LS | 1 |  | Included | 0 | 0 | 0
81 | 7000012367 | 600 | 1590 | 30 | INSTALLATION OF POWER & CONTROL CABLE | 100002182 | 998736 |  | 18 |  | 1.1kV grade Control Cables (PVCinsulated) along withlugs,glands,straight joints &accessories,etc. | LS | 1 |  | Included | 0 | 0 | 0
82 | 7000012367 | 610 | 1660 | 10 | 400kV Equipment support structures | 100001217 | 995455 |  | 18 |  | Erection of Pipe Structure - 400 kV, 1-Phase, BPI, (Excluding Wave Trap), including nuts, bolts, all type of washers,packplates, step bolts and gusset plates excluding foundation bolts | EA | 18 |  | Included | 0 | 0 | 0
83 | 7000012367 | 610 | 1660 | 20 | 400kV Equipment support structures | 100001212 | 995455 |  | 18 |  | Erection of Pipe Structure - 400 kV 1-Phase CT including nuts, bolts, all type of washers, packplates, step bolts and gusset platesexcluding foundation bolts | EA | 18 |  | Included | 0 | 0 | 0
84 | 7000012367 | 610 | 1660 | 30 | 400kV Equipment support structures | 100001213 | 995455 |  | 18 |  | Erection of Pipe Structure - 400 kV 1-Phase CVT including nuts, bolts, all type of washers, packplates, step bolts and gusset platesexcluding foundation bolts | EA | 6 |  | Included | 0 | 0 | 0
85 | 7000012367 | 610 | 1660 | 40 | 400kV Equipment support structures | 100001214 | 995455 |  | 18 |  | Erection of Pipe Structure - 400 kV 3-Phase ISOLATOR including nuts, bolts, all type of washers, packplates, step bolts and gussetplates excluding foundation bolts | EA | 14 |  | Included | 0 | 0 | 0
86 | 7000012367 | 610 | 1660 | 50 | 400kV Equipment support structures | 100001216 | 995455 |  | 18 |  | Erection of Pipe Structure - 400 kV 1-Phase SA including nuts, bolts, all type of washers, packplates, step bolts and gusset platesexcluding foundation bolts | EA | 6 |  | Included | 0 | 0 | 0
87 | 7000012367 | 610 | 1660 | 60 | 400kV Equipment support structures | 100001215 | 995455 |  | 18 |  | Erection of Pipe Structure - 400 kV 1-Phase WT including nuts, bolts, all type of washers, packplates, step bolts and gusset platesexcluding foundation bolts | EA | 4 |  | Included | 0 | 0 | 0
88 | 7000012367 | 870 | 1740 | 10 | CIVIL WORK | 100004518 | 995433 |  | 18 |  | Excavation in all kind of soil including rock for all leads and lifts, backfilling, disposal of surplus earth within a lead up to2Km as per technical specification. The surplus earth shall be roughly graded . | M3 | 1476 |  | Included | 0 | 0 | 0
89 | 7000012367 | 870 | 1740 | 20 | CIVIL WORK | 100001325 | 995454 |  | 18 |  | Providing and laying of Plain Cement Concrete (PCC) (1:4:8) | M3 | 59 |  | Included | 0 | 0 | 0
90 | 7000012367 | 870 | 1740 | 30 | CIVIL WORK | 100001327 | 995454 |  | 18 |  | Providing and laying of Reinforced Cement Concrete M25 mix including pre cast, shuttering, Grouting of pockets & underpinning butexcluding steel reinforcement | M3 | 349 |  | Included | 0 | 0 | 0
91 | 7000012367 | 870 | 1740 | 40 | CIVIL WORK | 100001328 | 995454 |  | 18 |  | Providing and laying Plain Cement Concrete 1:5:10 (1 cement : 5 sand : 10 brick aggregate) | M3 | 150 |  | Included | 0 | 0 | 0
92 | 7000012367 | 870 | 1740 | 50 | CIVIL WORK | 100001329 | 995454 |  | 18 |  | Steel Reinforcement | MT | 24 |  | Included | 0 | 0 | 0
93 | 7000012367 | 870 | 1740 | 60 | CIVIL WORK | 100001331 | 995455 |  | 18 |  | Misc. Structural steel including rails, embedments, edge protection angles, gratings etc. but excluding the reinforcement steel andsteel for lattice and pipe structures. | MT | 4 |  | Included | 0 | 0 | 0
94 | 7000012367 | 870 | 1740 | 70 | CIVIL WORK | 100001714 | 995428 |  | 18 |  | Stone spreading in switchyard excluding PCC | M2 | 2000 |  | Included | 0 | 0 | 0
95 | 7000012367 | 870 | 1740 | 80 | CIVIL WORK | 100001713 | 995424 |  | 18 |  | Antiweed treatment | M2 | 2000 |  | Included | 0 | 0 | 0
96 | 7000012367 | 870 | 1740 | 100 | CIVIL WORK | 100001735 | 995462 |  | 18 |  | RCC culverts and cable trench crossings including supplying and laying hume pipe 250mm dia of grade (NP-3) excluding concrete as perspecification. | M | 50 |  | Included | 0 | 0 | 0
97 | 7000012367 | 870 | 1740 | 110 | CIVIL WORK | 100001736 | 995462 |  | 18 |  | RCC culverts and cable trench crossings including supplying and laying hume pipe 300mm dia of grade (NP-3) excluding concrete as perspecification. | M | 50 |  | Included | 0 | 0 | 0
98 | 7000012367 | 870 | 1740 | 120 | CIVIL WORK | 100001737 | 995462 |  | 18 |  | RCC culverts and cable trench crossings including supplying and laying hume pipe 450mm dia of grade (NP-3) excluding concrete as perspecification. | M | 50 |  | Included | 0 | 0 | 0
99 | 7000012367 | 870 | 1740 | 130 | CIVIL WORK | 100001408 | 995462 |  | 18 |  | Supplying & laying hume pipe of grade (NP-3) excluding reinforcement and concrete as per drawing-600mm dia | M | 50 |  | Included | 0 | 0 | 0
100 | 7000012367 | 870 | 1740 | 140 | CIVIL WORK | 100001412 | 995462 |  | 18 |  | Drain including culverts but excluding concrete & reinforcement steel-Section A-A | M | 200 |  | Included | 0 | 0 | 0
101 | 7000012367 | 870 | 1740 | 150 | CIVIL WORK | 100001413 | 995462 |  | 18 |  | Drain including culverts but excluding concrete & reinforcement steel-Section B-B | M | 100 |  | Included | 0 | 0 | 0
102 | 7000012367 | 870 | 1740 | 160 | CIVIL WORK | 100001414 | 995462 |  | 18 |  | Drain including culverts but excluding concrete & reinforcement steel-Section C-C | M | 50 |  | Included | 0 | 0 | 0
103 | 7000012367 | 870 | 1740 | 180 | CIVIL WORK | 100001712 | 995428 |  | 18 |  | Removing,cleaning and washing of existing stones and respreading of stones in switchyard excluding PCC | M2 | 29600 |  | Included | 0 | 0 | 0
104 | 7000012367 | 870 | 1740 | 190 | CIVIL WORK | 100001721 | 995428 |  | 18 |  | Supplying, filling and compacting stone boulders mixed with sand under foundations, roads, cable trenches, drains etc in layers notexceeding 250mm thickness including ramming, watering compacting | M3 | 100 |  | Included | 0 | 0 | 0
105 | 7000012367 | 870 | 1740 | 200 | CIVIL WORK | 100001433 | 995435 |  | 18 |  | Soil Investigation: As per technical specification including all laboratory and field tests, report and recommendations. | LOT | 1 |  | Included | 0 | 0 | 0
106 | 7000012367 | 870 | 1740 | 210 | CIVIL WORK | 100003822 | 995459 |  | 18 |  | Dismantling of Lattice/Pipe Support Structure for 400kV Circuit Breaker (3-Phase) | EA | 6 |  | Included | 0 | 0 | 0
107 | 7000012367 | 870 | 1740 | 220 | CIVIL WORK | 100003811 | 995459 |  | 18 |  | Dismantling of Lattice/Pipe Support Structure for 400kV WT(3 No. BPI) | EA | 4 |  | Included | 0 | 0 | 0
108 | 7000012367 | 870 | 1740 | 230 | CIVIL WORK | 100003809 | 995459 |  | 18 |  | Dismantling of Lattice/Pipe Support Structure for 400kV SA (1-Phase) | EA | 6 |  | Included | 0 | 0 | 0
109 | 7000012367 | 870 | 1740 | 240 | CIVIL WORK | 100003808 | 995459 |  | 18 |  | Dismantling of Lattice/Pipe Support Structure for 400kV CVT (1-Phase) | EA | 6 |  | Included | 0 | 0 | 0
110 | 7000012367 | 870 | 1740 | 250 | CIVIL WORK | 100003806 | 995459 |  | 18 |  | Dismantling of Lattice/Pipe Support Structure for 400kV CT (1-Phase) | EA | 18 |  | Included | 0 | 0 | 0
111 | 7000012367 | 870 | 1740 | 260 | CIVIL WORK | 100003810 | 995459 |  | 18 |  | Dismantling of Lattice/Pipe Support Structure for 400kV BPI (1-Phase) | EA | 18 |  | Included | 0 | 0 | 0
112 | 7000012367 | 870 | 1740 | 270 | CIVIL WORK | 100003807 | 995459 |  | 18 |  | Dismantling of Lattice/Pipe Support Structure for 400kV Isolator (3-Phase) | EA | 14 |  | Included | 0 | 0 | 0
113 | 7000012367 | 870 | 1740 | 280 | CIVIL WORK | 100001565 | 995429 |  | 18 |  | Dismantling of 400kV BPI | EA | 18 |  | Included | 0 | 0 | 0
114 | 7000012367 | 870 | 1740 | 290 | CIVIL WORK | 100001559 | 995429 |  | 18 |  | Dismantling of 400kV CB | EA | 6 |  | Included | 0 | 0 | 0
115 | 7000012367 | 870 | 1740 | 300 | CIVIL WORK | 100001560 | 995429 |  | 18 |  | Dismantling of 400kV CT | EA | 18 |  | Included | 0 | 0 | 0
116 | 7000012367 | 870 | 1740 | 310 | CIVIL WORK | 100001563 | 995429 |  | 18 |  | Dismantling of 400kV SA | EA | 6 |  | Included | 0 | 0 | 0
117 | 7000012367 | 870 | 1740 | 320 | CIVIL WORK | 100001562 | 995429 |  | 18 |  | Dismantling of 400kV Isolators | EA | 14 |  | Included | 0 | 0 | 0
118 | 7000012367 | 870 | 1740 | 330 | CIVIL WORK | 100001561 | 995429 |  | 18 |  | Dismantling of 400kV CVT | EA | 6 |  | Included | 0 | 0 | 0
119 | 7000012367 | 870 | 1740 | 340 | CIVIL WORK | 100004454 | 995429 |  | 18 |  | DISMANTLING OF 400KV WAVE TRAP | SET | 4 |  | Included | 0 | 0 | 0
120 | 7000012367 | 870 | 1740 | 350 | CIVIL WORK | 100003295 | 995429 |  | 18 |  | Dismantling of RCC in foundation including disposal of debris and reinforcement bars of dismantled RCC works within substationboundaries as per direction of enginner incahrge | M3 | 107 |  | Included | 0 | 0 | 0
121 | 7000012367 | 880 | 1760 | 10 | FOUNDATION BOLT | 100001674 | 995455 |  | 18 |  | Erection of 28mm dia foundation bolts including nuts, checknuts, washers and packplates. | EA | 648 |  | Included | 0 | 0 | 0
III | Surjamaninagar
122 | 7000012439 | 690 | 430 | 10 | INSTALLATION-420KV EQUIPMENTS | 100000263 | 998736 |  | 18 |  | 420kV, 3150A, 40kA Circuit Breaker(3-Phase) without closing resistor(with support structure) | EA | 3 |  | Included | 0 | 0 | 0
123 | 7000012439 | 690 | 430 | 30 | INSTALLATION-420KV EQUIPMENTS | 100000271 | 998736 |  | 18 |  | 420 kV, 3000A, 40KA, 1-Phase CurrentTransformer with 120% extended currentrating | EA | 9 |  | Included | 0 | 0 | 0
124 | 7000012439 | 690 | 430 | 40 | INSTALLATION-420KV EQUIPMENTS | 100000275 | 998736 |  | 18 |  | 420 kV, 4400 pF Capacitive Voltage Transformer (1-Phase) | EA | 6 |  | Included | 0 | 0 | 0
125 | 7000012439 | 690 | 430 | 50 | INSTALLATION-420KV EQUIPMENTS | 100000340 | 998736 |  | 18 |  | 420 kV Bus Post Insulator (Except for wave traps) | EA | 10 |  | Included | 0 | 0 | 0
126 | 7000012439 | 690 | 430 | 60 | INSTALLATION-420KV EQUIPMENTS | 100000883 | 998734 |  | 18 |  | 420 kV ,1 phase Bus Post Insulators for Line Traps | EA | 12 |  | Included | 0 | 0 | 0
127 | 7000012439 | 690 | 430 | 70 | INSTALLATION-420KV EQUIPMENTS | 100000328 | 998736 |  | 18 |  | 336kV Surge Arrester (1-phase) | EA | 6 |  | Included | 0 | 0 | 0
128 | 7000012439 | 690 | 430 | 80 | INSTALLATION-420KV EQUIPMENTS | 100000281 | 998736 |  | 18 |  | 420kV, 3150A, 40KA, Isolator (3-phase)(Double Break) with one E/S | EA | 8 |  | Included | 0 | 0 | 0
129 | 7000012439 | 700 | 460 | 10 | INSTALLATION- CRP | 100000728 | 998736 |  | 18 |  | 400kV Circuit Breaker Relay Panel with Auto Reclose (with Automation) | EA | 3 |  | Included | 0 | 0 | 0
130 | 7000012439 | 700 | 460 | 20 | INSTALLATION- CRP | 100000730 | 998736 |  | 18 |  | 400kV Line Protection Panel (with Automation) | EA | 2 |  | Included | 0 | 0 | 0
131 | 7000012439 | 700 | 460 | 30 | INSTALLATION- CRP | 100000735 | 998736 |  | 18 |  | Augmentation of existing 400kV bus bar protection scheme.(No. of bays as per specification)-(with Automation) | SET | 1 |  | Included | 0 | 0 | 0
132 | 7000012439 | 710 | 480 | 30 | INSTALLATION-SAS | 100002075 | 998736 |  | 18 |  | Augmentation of Substation automation System for 400kV Tie bay as per Technical Specification | EA | 1 |  | Included | 0 | 0 | 0
133 | 7000012439 | 710 | 480 | 40 | INSTALLATION-SAS | 100002069 | 998736 |  | 18 |  | Augmentation of Substation automation System for 400kV Main bay as per Technical Specification | EA | 2 |  | Included | 0 | 0 | 0
134 | 7000012439 | 720 | 490 | 10 | INSTALLATION-PLCC AT SURJAMANINAGAR | 100000876 | 998734 |  | 18 |  | 400kV,2000A,0.5mH , 40kA Line Trap | EA | 4 |  | Included | 0 | 0 | 0
135 | 7000012439 | 720 | 490 | 20 | INSTALLATION-PLCC AT SURJAMANINAGAR | 100000888 | 998734 |  | 18 |  | Carrier Equipment Analog type (for Speech+Data & Speech+Protection) | EA | 2 |  | Included | 0 | 0 | 0
136 | 7000012439 | 720 | 490 | 30 | INSTALLATION-PLCC AT SURJAMANINAGAR | 100000890 | 998734 |  | 18 |  | Protection Coupler (Analog) | EA | 2 |  | Included | 0 | 0 | 0
137 | 7000012439 | 720 | 490 | 40 | INSTALLATION-PLCC AT SURJAMANINAGAR | 100000886 | 998734 |  | 18 |  | Coupling device for PLCC | EA | 2 |  | Included | 0 | 0 | 0
138 | 7000012439 | 720 | 490 | 50 | INSTALLATION-PLCC AT SURJAMANINAGAR | 100000891 | 998734 |  | 18 |  | Digital Protection Coupler | EA | 2 |  | Included | 0 | 0 | 0
139 | 7000012439 | 720 | 490 | 60 | INSTALLATION-PLCC AT SURJAMANINAGAR | 100002448 | 998734 |  | 18 |  | HF Cables | LS | 1 |  | Included | 0 | 0 | 0
140 | 7000012439 | 730 | 540 | 10 | INSTALLATION-FIRE PROTECTION | 100000975 | 995461 |  | 18 |  | 4.5 kg CO2 type Portable Fire extinguisher | EA | 1 |  | Included | 0 | 0 | 0
141 | 7000012439 | 730 | 540 | 20 | INSTALLATION-FIRE PROTECTION | 100002062 | 995461 |  | 18 |  | Fire Detection and Alarm System for Switchyard Panel Room of 6 m length | SET | 1 |  | Included | 0 | 0 | 0
142 | 7000012439 | 740 | 550 | 30 | INSTALLATION-ILLUMINATION | 100001024 | 998731 |  | 18 |  | Sub Lighting panel (outdoor) type SLP (Switchyard and Street Lighting) | EA | 2 |  | Included | 0 | 0 | 0
143 | 7000012439 | 740 | 550 | 50 | INSTALLATION-ILLUMINATION | 100001051 | 998731 |  | 18 |  | 15A, 240V: Outdoor Receptacle 2 pole, 3-pin modular (type RO) as per technical specifications | EA | 1 |  | Included | 0 | 0 | 0
144 | 7000012439 | 740 | 550 | 60 | INSTALLATION-ILLUMINATION | 100001116 | 998739 |  | 18 |  | Illumination System for switchyard panel room of 6 m length | SET | 1 |  | Included | 0 | 0 | 0
145 | 7000012439 | 740 | 550 | 70 | INSTALLATION-ILLUMINATION | 100004931 | 998731 |  | 18 |  | LED Flood Light Luminaries Type FL-2 (250W) as per technical specification | EA | 20 |  | Included | 0 | 0 | 0
146 | 7000012439 | 740 | 550 | 100 | INSTALLATION-ILLUMINATION | 100004930 | 998731 |  | 18 |  | LED Flood Light Luminaries Type-FL-1 as per technical specification | EA | 20 |  | Included | 0 | 0 | 0
147 | 7000012439 | 740 | 550 | 110 | INSTALLATION-ILLUMINATION | 100001021 | 995461 |  | 18 |  | Lighting Panel type ACP-2 as per technical specification | EA | 2 |  | Included | 0 | 0 | 0
148 | 7000012439 | 750 | 580 | 10 | INSTALLATION- AC SYSTEM | 100001882 | 995463 |  | 18 |  | Air conditioning system for Switchyard Panel Room of 6m length | SET | 1 |  | Included | 0 | 0 | 0
149 | 7000012439 | 780 | 590 | 10 | INSTALLATION- ERECTION H/W | 100000329 | 998731 |  | 18 |  | Erection Hardware for 400kV I type layout-Line bay as per specification | SET | 2 |  | Included | 0 | 0 | 0
150 | 7000012439 | 780 | 590 | 20 | INSTALLATION- ERECTION H/W | 100000335 | 998731 |  | 18 |  | Erection Hardware for 400kV I type layout-Spare bay of half dia as per specification | SET | 1 |  | Included | 0 | 0 | 0
151 | 7000012439 | 760 | 600 | 10 | INSTALLATION- CABLE | 100002182 | 998736 |  | 18 |  | 1.1kV grade Control Cables (PVCinsulated) along withlugs,glands,straight joints &accessories,etc. | LS | 1 |  | Included | 0 | 0 | 0
152 | 7000012439 | 760 | 600 | 20 | INSTALLATION- CABLE | 100002181 | 998736 |  | 18 |  | 1.1kV grade Power Cables (PVCinsulated)along withlugs,glands,straight joints &accessories,etc. | LS | 1 |  | Included | 0 | 0 | 0
153 | 7000012439 | 770 | 640 | 10 | INSTALLATION-EARTHMAT | 100003103 | 998731 |  | 18 |  | 40 mm MS rod for Main Earthmat | KM | 2.5 |  | Included | 0 | 0 | 0
154 | 7000012439 | 870 | 850 | 10 | PLCC AT SURJAMANINAGAR (STERLITE) | 100000888 | 998734 |  | 18 |  | Carrier Equipment Analog type (for Speech+Data & Speech+Protection) | EA | 2 |  | Included | 0 | 0 | 0
155 | 7000012439 | 870 | 850 | 20 | PLCC AT SURJAMANINAGAR (STERLITE) | 100000890 | 998734 |  | 18 |  | Protection Coupler (Analog) | EA | 2 |  | Included | 0 | 0 | 0
156 | 7000012439 | 870 | 850 | 30 | PLCC AT SURJAMANINAGAR (STERLITE) | 100000886 | 998734 |  | 18 |  | Coupling device for PLCC | EA | 2 |  | Included | 0 | 0 | 0
157 | 7000012439 | 870 | 850 | 40 | PLCC AT SURJAMANINAGAR (STERLITE) | 100000891 | 998734 |  | 18 |  | Digital Protection Coupler | EA | 2 |  | Included | 0 | 0 | 0
158 | 7000012439 | 870 | 850 | 50 | PLCC AT SURJAMANINAGAR (STERLITE) | 100002448 | 998734 |  | 18 |  | HF Cables | LS | 1 |  | Included | 0 | 0 | 0
159 | 7000012439 | 880 | 860 | 10 | CIVIL WORKS | 100004518 | 995433 |  | 18 |  | Excavation in all kind of soil including rock for all leads and lifts, backfilling, disposal of surplus earth within a lead up to2Km as per technical specification. The surplus earth shall be roughly graded . | M3 | 1966 |  | Included | 0 | 0 | 0
160 | 7000012439 | 880 | 860 | 20 | CIVIL WORKS | 100001325 | 995454 |  | 18 |  | Providing and laying of Plain Cement Concrete (PCC) (1:4:8) | M3 | 68 |  | Included | 0 | 0 | 0
161 | 7000012439 | 880 | 860 | 30 | CIVIL WORKS | 100001326 | 995454 |  | 18 |  | Providing and laying of Plain Cement Concrete (PCC) (1:2:4) | M3 | 1 |  | Included | 0 | 0 | 0
162 | 7000012439 | 880 | 860 | 40 | CIVIL WORKS | 100001327 | 995454 |  | 18 |  | Providing and laying of Reinforced Cement Concrete M25 mix including pre cast, shuttering, Grouting of pockets & underpinning butexcluding steel reinforcement | M3 | 353 |  | Included | 0 | 0 | 0
163 | 7000012439 | 880 | 860 | 50 | CIVIL WORKS | 100001328 | 995454 |  | 18 |  | Providing and laying Plain Cement Concrete 1:5:10 (1 cement : 5 sand : 10 brick aggregate) | M3 | 75 |  | Included | 0 | 0 | 0
164 | 7000012439 | 880 | 860 | 60 | CIVIL WORKS | 100001329 | 995454 |  | 18 |  | Steel Reinforcement | MT | 25 |  | Included | 0 | 0 | 0
165 | 7000012439 | 880 | 860 | 70 | CIVIL WORKS | 100001331 | 995455 |  | 18 |  | Misc. Structural steel including rails, embedments, edge protection angles, gratings etc. but excluding the reinforcement steel andsteel for lattice and pipe structures. | MT | 13 |  | Included | 0 | 0 | 0
166 | 7000012439 | 880 | 860 | 80 | CIVIL WORKS | 100001714 | 995428 |  | 18 |  | Stone spreading in switchyard excluding PCC | M2 | 1000 |  | Included | 0 | 0 | 0
167 | 7000012439 | 880 | 860 | 90 | CIVIL WORKS | 100001713 | 995424 |  | 18 |  | Antiweed treatment | M2 | 1000 |  | Included | 0 | 0 | 0
168 | 7000012439 | 880 | 860 | 100 | CIVIL WORKS | 100001735 | 995462 |  | 18 |  | RCC culverts and cable trench crossings including supplying and laying hume pipe 250mm dia of grade (NP-3) excluding concrete as perspecification. | M | 50 |  | Included | 0 | 0 | 0
169 | 7000012439 | 880 | 860 | 110 | CIVIL WORKS | 100001736 | 995462 |  | 18 |  | RCC culverts and cable trench crossings including supplying and laying hume pipe 300mm dia of grade (NP-3) excluding concrete as perspecification. | M | 50 |  | Included | 0 | 0 | 0
170 | 7000012439 | 880 | 860 | 120 | CIVIL WORKS | 100001737 | 995462 |  | 18 |  | RCC culverts and cable trench crossings including supplying and laying hume pipe 450mm dia of grade (NP-3) excluding concrete as perspecification. | M | 50 |  | Included | 0 | 0 | 0
171 | 7000012439 | 880 | 860 | 130 | CIVIL WORKS | 100001408 | 995462 |  | 18 |  | Supplying & laying hume pipe of grade (NP-3) excluding reinforcement and concrete as per drawing-600mm dia | M | 50 |  | Included | 0 | 0 | 0
172 | 7000012439 | 880 | 860 | 140 | CIVIL WORKS | 100001412 | 995462 |  | 18 |  | Drain including culverts but excluding concrete & reinforcement steel-Section A-A | M | 200 |  | Included | 0 | 0 | 0
173 | 7000012439 | 880 | 860 | 150 | CIVIL WORKS | 100001413 | 995462 |  | 18 |  | Drain including culverts but excluding concrete & reinforcement steel-Section B-B | M | 100 |  | Included | 0 | 0 | 0
174 | 7000012439 | 880 | 860 | 160 | CIVIL WORKS | 100001414 | 995462 |  | 18 |  | Drain including culverts but excluding concrete & reinforcement steel-Section C-C | M | 50 |  | Included | 0 | 0 | 0
175 | 7000012439 | 880 | 860 | 170 | CIVIL WORKS | 100001712 | 995428 |  | 18 |  | Removing,cleaning and washing of existing stones and respreading of stones in switchyard excluding PCC | M2 | 8800 |  | Included | 0 | 0 | 0
176 | 7000012439 | 880 | 860 | 180 | CIVIL WORKS | 100001721 | 995428 |  | 18 |  | Supplying, filling and compacting stone boulders mixed with sand under foundations, roads, cable trenches, drains etc in layers notexceeding 250mm thickness including ramming, watering compacting | M3 | 100 |  | Included | 0 | 0 | 0
177 | 7000012439 | 880 | 860 | 190 | CIVIL WORKS | 100003437 | 995454 |  | 18 |  | Switchyard Panel Room - Civil Works. All civil works as per drawing and specifications complete, including - brickwork, finishing(external and internal), windows etc. However, excavation, PCC, RCC and reinforcement shall be paid separately as per BPS. | M2 | 41 |  | Included | 0 | 0 | 0
178 | 7000012439 | 920 | 880 | 10 | STRUCTURE & FOUNDATION BOLT | 100001241 | 995455 |  | 18 |  | Erection of Equipment Support (Pipe) Structures to be designed during detailed engineering. | MT | 26 |  | Included | 0 | 0 | 0
179 | 7000012439 | 920 | 880 | 20 | STRUCTURE & FOUNDATION BOLT | 100001680 | 995455 |  | 18 |  | Erection of fasteners ( nuts, bolts and washers ) including step bolts for lattice and pipe structures to be designed duringdetailed engineering | MT | 3 |  | Included | 0 | 0 | 0
180 | 7000012439 | 920 | 880 | 30 | STRUCTURE & FOUNDATION BOLT | 100001681 | 995455 |  | 18 |  | Erection of foundation bolts including nuts, checknut and washers for lattice and pipe structures to be designed during detailedengineering | MT | 4 |  | Included | 0 | 0 | 0
181 | 7000012439 | 1130 | 910 | 10 | Telecom BOQ-Services | 100002812 | 998734 |  | 18 |  | SDH Equipment (STM-16 MADM upto 5 MSP protected directions)-Base Equipment (Common cards, Cross Connect/control cards, optical basecards, power supply cards, power cabling, other hardware and accessories including sub racks, patch cord, DDF etc fully equipedexcluding optical interface & Tributary cards | EA | 1 |  | Included | 0 | 0 | 0
182 | 7000012439 | 1130 | 910 | 40 | Telecom BOQ-Services | 170000433 | 998734 |  | 18 |  | Optical Interface Cards/SFP# -S16.1 for SDH Equipment-STM-16 | EA | 4 |  | Included | 0 | 0 | 0
183 | 7000012439 | 1130 | 910 | 50 | Telecom BOQ-Services | 170000434 | 998734 |  | 18 |  | Optical Interface Cards/SFP# -L16.1 for SDH Equipment-STM-16 | EA | 4 |  | Included | 0 | 0 | 0
184 | 7000012439 | 1130 | 910 | 60 | Telecom BOQ-Services | 170000435 | 998734 |  | 18 |  | Optical Interface Cards/SFP# -L16.2 for SDH Equipment-STM-16 | EA | 4 |  | Included | 0 | 0 | 0
185 | 7000012439 | 1130 | 910 | 100 | Telecom BOQ-Services | 100002825 | 998734 |  | 18 |  | Tributary interface- E1 interface (Minimum 16 nos.) | SET | 2 |  | Included | 0 | 0 | 0
186 | 7000012439 | 1130 | 910 | 110 | Telecom BOQ-Services | 170000550 | 998336 |  | 18 |  | Ethernet Interface 10/100 Base T with Layer-2 switching (Min 8 Interfaces per card) | EA | 2 |  | Included | 0 | 0 | 0
187 | 7000012439 | 1130 | 910 | 120 | Telecom BOQ-Services | 100002829 | 998734 |  | 18 |  | Tributary interface-Gigabit Ethernet Interfaces 10/100 Mbps with Layer -2 Switching (minimum 2 nos.) | SET | 1 |  | Included | 0 | 0 | 0
188 | 7000012439 | 1130 | 910 | 140 | Telecom BOQ-Services | 170000375 | 998734 |  | 18 |  | Equipment Cabinets-For SDH Equipments | EA | 1 |  | Included | 0 | 0 | 0
189 | 7000012439 | 1130 | 910 | 170 | Telecom BOQ-Services | 170000376 | 998734 |  | 18 |  | NMS-Craft Terminal-Hardware | EA | 1 |  | Included | 0 | 0 | 0
190 | 7000012439 | 1130 | 910 | 180 | Telecom BOQ-Services | 170000377 | 998734 |  | 18 |  | NMS-Craft Terminal-Software | EA | 1 |  | Included | 0 | 0 | 0
191 | 7000012439 | 1130 | 910 | 200 | Telecom BOQ-Services | 170000551 | 998336 |  | 18 |  | VOIP telephone instrument with one common switch (min. 8 port) | EA | 4 |  | Included | 0 | 0 | 0
192 | 7000012439 | 1180 | 930 | 10 | PMU for Surajmaninagar (Service) | 170000502 | 998713 |  | 18 |  | Service:- Phasor Measurement Unit (PMU) | EA | 4 |  | Included | 0 | 0 | 0
193 | 7000012439 | 1180 | 930 | 20 | PMU for Surajmaninagar (Service) | 170000530 | 998734 |  | 18 |  | WAMS TIME SYSTEM(GPS RECEIVER) | EA | 4 |  | Included | 0 | 0 | 0
194 | 7000012439 | 1180 | 930 | 30 | PMU for Surajmaninagar (Service) | 170000503 | 998713 |  | 18 |  | Installation of Substation Grade Layer-3 LAN Switches as per Technical Specification | EA | 5 |  | Included | 0 | 0 | 0
195 | 7000012439 | 1180 | 930 | 40 | PMU for Surajmaninagar (Service) | 170000504 | 998713 |  | 18 |  | Services:- Armored Fibre Optic Cable and associated termination equipment | LOT | 1 |  | Included | 0 | 0 | 0
196 | 7000012439 | 1180 | 930 | 50 | PMU for Surajmaninagar (Service) | 170000501 | 998734 |  | 18 |  | Integration of PMU with the PDC (Phasor Data Concentrator) of RLDCs and respective SLDCs as required. | LOT | 1 |  | Included | 0 | 0 | 0
IV | 400kV S/s Extn at Sitamarhi(PMTL)
197 | 7000012348 | 1280 | 140 | 10 | Installation of 420 kV Equipment | 100000267 | 998736 |  | 18 |  | 420kV, 3150A, 63kA Circuit Breaker(3-Phase) without closing resistor(with support structure) | EA | 4 |  | Included | 0 | 0 | 0
198 | 7000012348 | 1280 | 140 | 30 | Installation of 420 kV Equipment | 100000274 | 998736 |  | 18 |  | 420 kV, 3000A, 63KA, 1-Phase CurrentTransformer with 120% extended currentrating | EA | 12 |  | Included | 0 | 0 | 0
199 | 7000012348 | 1280 | 140 | 40 | Installation of 420 kV Equipment | 100000275 | 998736 |  | 18 |  | 420 kV, 4400 pF Capacitive Voltage Transformer (1-Phase) | EA | 6 |  | Included | 0 | 0 | 0
200 | 7000012348 | 1280 | 140 | 50 | Installation of 420 kV Equipment | 100000328 | 998736 |  | 18 |  | 336kV Surge Arrester (1-phase) | EA | 6 |  | Included | 0 | 0 | 0
201 | 7000012348 | 1280 | 140 | 60 | Installation of 420 kV Equipment | 100000340 | 998736 |  | 18 |  | 420 kV Bus Post Insulator (Except for wave traps) | EA | 20 |  | Included | 0 | 0 | 0
202 | 7000012348 | 1280 | 140 | 70 | Installation of 420 kV Equipment | 100000287 | 998736 |  | 18 |  | 420kV, 3150A, 63KA, Isolator (3-phase)(Double Break) with one E/S | EA | 12 |  | Included | 0 | 0 | 0
203 | 7000012348 | 1290 | 150 | 10 | Installation of Earthmat | 100003103 | 998731 |  | 18 |  | 40 mm MS rod for Main Earthmat | KM | 1.5 |  | Included | 0 | 0 | 0
204 | 7000012348 | 1300 | 160 | 10 | Installation of Erection Hardware-420 kV | 100000329 | 998731 |  | 18 |  | Erection Hardware for 400kV I type layout-Line bay as per specification | SET | 2 |  | Included | 0 | 0 | 0
205 | 7000012348 | 1300 | 160 | 30 | Installation of Erection Hardware-420 kV | 100000337 | 998731 |  | 18 |  | Erection Hardware for 400kV I type layout-Bus Work (For two diameters)/bays as per specification | SET | 1 |  | Included | 0 | 0 | 0
206 | 7000012348 | 1300 | 160 | 40 | Installation of Erection Hardware-420 kV | 100000335 | 998731 |  | 18 |  | Erection Hardware for 400kV I type layout-Spare bay of half dia as per specification | SET | 2 |  | Included | 0 | 0 | 0
207 | 7000012348 | 1310 | 170 | 10 | Instal. of Control & Relay panel-420 kV | 100000728 | 998736 |  | 18 |  | 400kV Circuit Breaker Relay Panel with Auto Reclose (with Automation) | EA | 4 |  | Included | 0 | 0 | 0
208 | 7000012348 | 1310 | 170 | 20 | Instal. of Control & Relay panel-420 kV | 100000730 | 998736 |  | 18 |  | 400kV Line Protection Panel (with Automation) | EA | 2 |  | Included | 0 | 0 | 0
209 | 7000012348 | 1310 | 170 | 30 | Instal. of Control & Relay panel-420 kV | 100000796 | 998736 |  | 18 |  | Augmentation of existing 400kV bus bar protection scheme | SET | 1 |  | Included | 0 | 0 | 0
210 | 7000012348 | 1320 | 180 | 10 | Install. of Substation Automation system | 100002069 | 998736 |  | 18 |  | Augmentation of Substation automation System for 400kV Main bay as per Technical Specification | EA | 2 |  | Included | 0 | 0 | 0
211 | 7000012348 | 1320 | 180 | 20 | Install. of Substation Automation system | 100002075 | 998736 |  | 18 |  | Augmentation of Substation automation System for 400kV Tie bay as per Technical Specification | EA | 2 |  | Included | 0 | 0 | 0
212 | 7000012348 | 1330 | 190 | 10 | Install. of PLCC at Sitamari (PMTL) SS | 100002042 | 998734 |  | 18 |  | 400kV,3150A,0.5mH ,63kA Line Trap | EA | 4 |  | Included | 0 | 0 | 0
213 | 7000012348 | 1330 | 190 | 20 | Install. of PLCC at Sitamari (PMTL) SS | 100000883 | 998734 |  | 18 |  | 420 kV ,1 phase Bus Post Insulators for Line Traps | EA | 12 |  | Included | 0 | 0 | 0
214 | 7000012348 | 1340 | 200 | 10 | Install. of AC System | 100001881 | 995463 |  | 18 |  | Air conditioning system for Switchyard Panel Room of 9m length | SET | 1 |  | Included | 0 | 0 | 0
215 | 7000012348 | 1350 | 210 | 10 | Install. of Fire Protection System | 100001871 | 995461 |  | 18 |  | Fire Detection and Alarm System for Switchyard Panel Room of 9 m length | SET | 1 |  | Included | 0 | 0 | 0
216 | 7000012348 | 1350 | 210 | 20 | Install. of Fire Protection System | 100000975 | 995461 |  | 18 |  | 4.5 kg CO2 type Portable Fire extinguisher | EA | 2 |  | Included | 0 | 0 | 0
217 | 7000012348 | 1360 | 220 | 10 | Install. of Illumination System | 100001115 | 998739 |  | 18 |  | Illumination System for switchyard panel room of 9 m length | SET | 1 |  | Included | 0 | 0 | 0
218 | 7000012348 | 1360 | 220 | 20 | Install. of Illumination System | 100001021 | 995461 |  | 18 |  | Lighting Panel type ACP-2 as per technical specification | EA | 2 |  | Included | 0 | 0 | 0
219 | 7000012348 | 1360 | 220 | 30 | Install. of Illumination System | 100001024 | 998731 |  | 18 |  | Sub Lighting panel (outdoor) type SLP (Switchyard and Street Lighting) | EA | 2 |  | Included | 0 | 0 | 0
220 | 7000012348 | 1360 | 220 | 40 | Install. of Illumination System | 100004931 | 998731 |  | 18 |  | LED Flood Light Luminaries Type FL-2 (250W) as per technical specification | EA | 15 |  | Included | 0 | 0 | 0
221 | 7000012348 | 1360 | 220 | 50 | Install. of Illumination System | 100004930 | 998731 |  | 18 |  | LED Flood Light Luminaries Type-FL-1 as per technical specification | EA | 15 |  | Included | 0 | 0 | 0
222 | 7000012348 | 1360 | 220 | 60 | Install. of Illumination System | 100001052 | 998731 |  | 18 |  | 63A, 415V : Interlocked switch socket outdoor Receptacle (type RP) as per technical specifications | EA | 1 |  | Included | 0 | 0 | 0
223 | 7000012348 | 1370 | 230 | 10 | Install. of Cables Lot | 100002181 | 998736 |  | 18 |  | 1.1kV grade Power Cables (PVCinsulated)along withlugs,glands,straight joints &accessories,etc. | LS | 1 |  | Included | 0 | 0 | 0
224 | 7000012348 | 1370 | 230 | 20 | Install. of Cables Lot | 100002182 | 998736 |  | 18 |  | 1.1kV grade Control Cables (PVCinsulated) along withlugs,glands,straight joints &accessories,etc. | LS | 1 |  | Included | 0 | 0 | 0
225 | 7000012348 | 1380 | 240 | 10 | Install. of 400kV Equipment structure | 100001674 | 995455 |  | 18 |  | Erection of 28mm dia foundation bolts including nuts, checknuts, washers and packplates. | EA | 248 |  | Included | 0 | 0 | 0
226 | 7000012348 | 1380 | 240 | 20 | Install. of 400kV Equipment structure | 100001212 | 995455 |  | 18 |  | Erection of Pipe Structure - 400 kV 1-Phase CT including nuts, bolts, all type of washers, packplates, step bolts and gusset platesexcluding foundation bolts | EA | 12 |  | Included | 0 | 0 | 0
227 | 7000012348 | 1380 | 240 | 30 | Install. of 400kV Equipment structure | 100001213 | 995455 |  | 18 |  | Erection of Pipe Structure - 400 kV 1-Phase CVT including nuts, bolts, all type of washers, packplates, step bolts and gusset platesexcluding foundation bolts | EA | 6 |  | Included | 0 | 0 | 0
228 | 7000012348 | 1380 | 240 | 40 | Install. of 400kV Equipment structure | 100001214 | 995455 |  | 18 |  | Erection of Pipe Structure - 400 kV 3-Phase ISOLATOR including nuts, bolts, all type of washers, packplates, step bolts and gussetplates excluding foundation bolts | EA | 12 |  | Included | 0 | 0 | 0
229 | 7000012348 | 1380 | 240 | 50 | Install. of 400kV Equipment structure | 100001216 | 995455 |  | 18 |  | Erection of Pipe Structure - 400 kV 1-Phase SA including nuts, bolts, all type of washers, packplates, step bolts and gusset platesexcluding foundation bolts | EA | 6 |  | Included | 0 | 0 | 0
230 | 7000012348 | 1380 | 240 | 60 | Install. of 400kV Equipment structure | 100001217 | 995455 |  | 18 |  | Erection of Pipe Structure - 400 kV, 1-Phase, BPI, (Excluding Wave Trap), including nuts, bolts, all type of washers,packplates, step bolts and gusset plates excluding foundation bolts | EA | 14 |  | Included | 0 | 0 | 0
231 | 7000012348 | 1380 | 240 | 80 | Install. of 400kV Equipment structure | 100001218 | 995455 |  | 18 |  | Erection of Pipe Structure - 400 kV, 1-Phase, High BPI, (Excluding Wave Trap), including nuts, bolts, all type of washers,packplates, step bolts and gusset plates excluding foundation bolts | EA | 6 |  | Included | 0 | 0 | 0
232 | 7000012348 | 1380 | 240 | 90 | Install. of 400kV Equipment structure | 100013758 | 995455 |  | 18 |  | Erection of Pipe Structure - 400kV BPI for WT (1-phase) including nuts, bolts, all type of washers, packplates, step bolts andgusset plates excluding foundation bolts | EA | 12 |  | Included | 0 | 0 | 0
233 | 7000012348 | 1390 | 250 | 10 | Installation of Visual monitoring sys. | 100002500 | 998731 |  | 18 |  | Color IP camera, with PAN, TILT and ZOOM facilities, alongwith all required Items, Accessories, Line Interface units, Fiber patchcords, Power supply units, Junction Boxes, Cables, Fiber Optic Cables, etc., and including Integration in existing Hardware andSoftware for Augmentation of Visual Monitoring System as per technical specification. | SET | 1 |  | Included | 0 | 0 | 0
234 | 7000012348 | 1940 | 370 | 10 | PMU in 400kV Sitamarhi (Service) | 170000502 | 998713 |  | 18 |  | Service:- Phasor Measurement Unit (PMU) | EA | 2 |  | Included | 0 | 0 | 0
235 | 7000012348 | 1940 | 370 | 20 | PMU in 400kV Sitamarhi (Service) | 170000530 | 998734 |  | 18 |  | WAMS TIME SYSTEM(GPS RECEIVER) | EA | 2 |  | Included | 0 | 0 | 0
236 | 7000012348 | 1940 | 370 | 30 | PMU in 400kV Sitamarhi (Service) | 170000503 | 998713 |  | 18 |  | Installation of Substation Grade Layer-3 LAN Switches as per Technical Specification | EA | 3 |  | Included | 0 | 0 | 0
237 | 7000012348 | 1940 | 370 | 40 | PMU in 400kV Sitamarhi (Service) | 170000504 | 998713 |  | 18 |  | Services:- Armored Fibre Optic Cable and associated termination equipment | LOT | 1 |  | Included | 0 | 0 | 0
238 | 7000012348 | 1940 | 370 | 50 | PMU in 400kV Sitamarhi (Service) | 170000501 | 998734 |  | 18 |  | Integration of PMU with the PDC (Phasor Data Concentrator) of RLDCs and respective SLDCs as required. | LOT | 1 |  | Included | 0 | 0 | 0
239 | 7000012348 | 1950 | 380 | 10 | BoQ of Communication Equipment( Service) | 100002812 | 998734 |  | 18 |  | SDH Equipment (STM-16 MADM upto 5 MSP protected directions)-Base Equipment (Common cards, Cross Connect/control cards, optical basecards, power supply cards, power cabling, other hardware and accessories including sub racks, patch cord, DDF etc fully equipedexcluding optical interface & Tributary cards | EA | 2 |  | Included | 0 | 0 | 0
240 | 7000012348 | 1950 | 380 | 20 | BoQ of Communication Equipment( Service) | 170000433 | 998734 |  | 18 |  | Optical Interface Cards/SFP# -S16.1 for SDH Equipment-STM-16 | EA | 4 |  | Included | 0 | 0 | 0
241 | 7000012348 | 1950 | 380 | 30 | BoQ of Communication Equipment( Service) | 170000430 | 998734 |  | 18 |  | Optical Interface Cards/SFP# -S4.1 SDH Equipment -STM-16 | EA | 4 |  | Included | 0 | 0 | 0
242 | 7000012348 | 1950 | 380 | 40 | BoQ of Communication Equipment( Service) | 170000374 | 998734 |  | 18 |  | Optical Interface Card (to support minimum 150 kms) for STM-16 | EA | 4 |  | Included | 0 | 0 | 0
243 | 7000012348 | 1950 | 380 | 50 | BoQ of Communication Equipment( Service) | 100002825 | 998734 |  | 18 |  | Tributary interface- E1 interface (Minimum 16 nos.) | SET | 4 |  | Included | 0 | 0 | 0
244 | 7000012348 | 1950 | 380 | 60 | BoQ of Communication Equipment( Service) | 170000550 | 998336 |  | 18 |  | Ethernet Interface 10/100 Base T with Layer-2 switching (Min 8 Interfaces per card) | EA | 4 |  | Included | 0 | 0 | 0
245 | 7000012348 | 1950 | 380 | 70 | BoQ of Communication Equipment( Service) | 100002829 | 998734 |  | 18 |  | Tributary interface-Gigabit Ethernet Interfaces 10/100 Mbps with Layer -2 Switching (minimum 2 nos.) | SET | 2 |  | Included | 0 | 0 | 0
246 | 7000012348 | 1950 | 380 | 80 | BoQ of Communication Equipment( Service) | 170000375 | 998734 |  | 18 |  | Equipment Cabinets-For SDH Equipments | EA | 2 |  | Included | 0 | 0 | 0
247 | 7000012348 | 1950 | 380 | 90 | BoQ of Communication Equipment( Service) | 170000376 | 998734 |  | 18 |  | NMS-Craft Terminal-Hardware | EA | 1 |  | Included | 0 | 0 | 0
248 | 7000012348 | 1950 | 380 | 100 | BoQ of Communication Equipment( Service) | 170000377 | 998734 |  | 18 |  | NMS-Craft Terminal-Software | EA | 1 |  | Included | 0 | 0 | 0
249 | 7000012348 | 1950 | 380 | 110 | BoQ of Communication Equipment( Service) | 170000551 | 998336 |  | 18 |  | VOIP telephone instrument with one common switch (min. 8 port) | EA | 8 |  | Included | 0 | 0 | 0
250 | 7000012348 | 1960 | 390 | 10 | Civil works | 100001324 | 995433 |  | 18 |  | Excavation in all types of soil and rock including backfilling disposal etc. for all leads and lifts | M3 | 5850 |  | Included | 0 | 0 | 0
251 | 7000012348 | 1960 | 390 | 20 | Civil works | 100001325 | 995454 |  | 18 |  | Providing and laying of Plain Cement Concrete (PCC) (1:4:8) | M3 | 300 |  | Included | 0 | 0 | 0
252 | 7000012348 | 1960 | 390 | 30 | Civil works | 100001326 | 995454 |  | 18 |  | Providing and laying of Plain Cement Concrete (PCC) (1:2:4) | M3 | 40 |  | Included | 0 | 0 | 0
253 | 7000012348 | 1960 | 390 | 40 | Civil works | 100001327 | 995454 |  | 18 |  | Providing and laying of Reinforced Cement Concrete M25 mix including pre cast, shuttering, Grouting of pockets & underpinning butexcluding steel reinforcement | M3 | 900 |  | Included | 0 | 0 | 0
254 | 7000012348 | 1960 | 390 | 50 | Civil works | 100001329 | 995454 |  | 18 |  | Steel Reinforcement | MT | 75 |  | Included | 0 | 0 | 0
255 | 7000012348 | 1960 | 390 | 60 | Civil works | 100001331 | 995455 |  | 18 |  | Misc. Structural steel including rails, embedments, edge protection angles, gratings etc. but excluding the reinforcement steel andsteel for lattice and pipe structures. | MT | 15 |  | Included | 0 | 0 | 0
256 | 7000012348 | 1960 | 390 | 70 | Civil works | 100001714 | 995428 |  | 18 |  | Stone spreading in switchyard excluding PCC | M2 | 11000 |  | Included | 0 | 0 | 0
257 | 7000012348 | 1960 | 390 | 80 | Civil works | 100001713 | 995424 |  | 18 |  | Antiweed treatment | M2 | 12500 |  | Included | 0 | 0 | 0
258 | 7000012348 | 1960 | 390 | 90 | Civil works | 100001712 | 995428 |  | 18 |  | Removing,cleaning and washing of existing stones and respreading of stones in switchyard excluding PCC | M2 | 1500 |  | Included | 0 | 0 | 0
259 | 7000012348 | 1960 | 390 | 100 | Civil works | 100004506 | 995477 |  | 18 |  | Chain link fencing as per tender drawing & technical specification. All type of concrete shall be paid as per relevant items of BPS. | M | 300 |  | Included | 0 | 0 | 0
260 | 7000012348 | 1960 | 390 | 110 | Civil works | 100001542 | 995429 |  | 18 |  | Dismantling & Re-erection of Existing fence | M | 60 |  | Included | 0 | 0 | 0
261 | 7000012348 | 1960 | 390 | 120 | Civil works | 100001735 | 995462 |  | 18 |  | RCC culverts and cable trench crossings including supplying and laying hume pipe 250mm dia of grade (NP-3) excluding concrete as perspecification. | M | 30 |  | Included | 0 | 0 | 0
262 | 7000012348 | 1960 | 390 | 130 | Civil works | 100001736 | 995462 |  | 18 |  | RCC culverts and cable trench crossings including supplying and laying hume pipe 300mm dia of grade (NP-3) excluding concrete as perspecification. | M | 30 |  | Included | 0 | 0 | 0
263 | 7000012348 | 1960 | 390 | 140 | Civil works | 100001737 | 995462 |  | 18 |  | RCC culverts and cable trench crossings including supplying and laying hume pipe 450mm dia of grade (NP-3) excluding concrete as perspecification. | M | 30 |  | Included | 0 | 0 | 0
264 | 7000012348 | 1960 | 390 | 150 | Civil works | 100001409 | 995462 |  | 18 |  | Supplying and erecting dewatering pumps-5 HP | EA | 1 |  | Included | 0 | 0 | 0
265 | 7000012348 | 1960 | 390 | 160 | Civil works | 100001412 | 995462 |  | 18 |  | Drain including culverts but excluding concrete & reinforcement steel-Section A-A | M | 300 |  | Included | 0 | 0 | 0
266 | 7000012348 | 1960 | 390 | 170 | Civil works | 100001413 | 995462 |  | 18 |  | Drain including culverts but excluding concrete & reinforcement steel-Section B-B | M | 150 |  | Included | 0 | 0 | 0
267 | 7000012348 | 1960 | 390 | 180 | Civil works | 100001414 | 995462 |  | 18 |  | Drain including culverts but excluding concrete & reinforcement steel-Section C-C | M | 150 |  | Included | 0 | 0 | 0
268 | 7000012348 | 1960 | 390 | 190 | Civil works | 100001379 | 995421 |  | 18 |  | 3.75m wide Concrete road (including all crossings) as per drawing except reinforcement & concrete in Switchyard | M2 | 1125 |  | Included | 0 | 0 | 0
269 | 7000012348 | 1960 | 390 | 200 | Civil works | 100003437 | 995454 |  | 18 |  | Switchyard Panel Room - Civil Works. All civil works as per drawing and specifications complete, including - brickwork, finishing(external and internal), windows etc. However, excavation, PCC, RCC and reinforcement shall be paid separately as per BPS. | M2 | 41 |  | Included | 0 | 0 | 0
270 | 7000012348 | 1960 | 390 | 210 | Civil works | 100003509 | 995432 |  | 18 |  | Supply of earth (excluding rock & boulders) at site including royalty, carriage and filling in specified areas in layers notexceeding 200mm in depth, compacting under optimum moisture condition to achieve 95% of Proctor density, finishing etc. allcomplete, for all leads & lifts, with all labour, material, tools, tackles, equipments, safeguards & incidentals as necessary as perdrawings, specification and direction of the Engineer- in- Charge. | M3 | 105000 |  | Included | 0 | 0 | 0
271 | 7000012348 | 1960 | 390 | 220 | Civil works | 100001721 | 995428 |  | 18 |  | Supplying, filling and compacting stone boulders mixed with sand under foundations, roads, cable trenches, drains etc in layers notexceeding 250mm thickness including ramming, watering compacting | M3 | 675 |  | Included | 0 | 0 | 0
272 | 7000012348 | 1960 | 390 | 230 | Civil works | 100004330 | 995435 |  | 18 |  | Contour Survey | M2 | 21000 |  | Included | 0 | 0 | 0
273 | 7000012348 | 1970 | 400 | 10 | 400kV Towers (Service) | 100001210 | 995455 |  | 18 |  | Erection of Lattice Structures (MS Steel), to be designed during detailed engineering, for towers, beams and equipment supportstructure including pack plates / packwashers and gusset plates excluding fasteners and foundation bolts | MT | 95 |  | Included | 0 | 0 | 0
274 | 7000012348 | 1970 | 400 | 20 | 400kV Towers (Service) | 100001680 | 995455 |  | 18 |  | Erection of fasteners ( nuts, bolts and washers ) including step bolts for lattice and pipe structures to be designed duringdetailed engineering | MT | 5 |  | Included | 0 | 0 | 0
275 | 7000012348 | 1970 | 400 | 30 | 400kV Towers (Service) | 100001681 | 995455 |  | 18 |  | Erection of foundation bolts including nuts, checknut and washers for lattice and pipe structures to be designed during detailedengineering | MT | 5 |  | Included | 0 | 0 | 0
[11 empty] | Total Installation Charges |  |  |  | 0 |  |  | 0
[11 empty] | Total GST as confirmed by Bidder |  |  |  |  | 0
* | In case the bidder leaves the cell for confirmation of the SAC and/or GST rate “blank”, the SAC and corresponding GST rate indicated by the Employer shall be deemed to be the one confirmed by the Bidder.
Date : |  |  | --
Place : | [11 empty] | Printed Name :
Designation :
Click for Sch-4

## Sch-3 Dis (hidden)
Specification No.: CC-CS/1049-NER/SS-4185/3/G3 |  |  |  |  | Schedule - 3
Substation Package-SS76 associated with (i) Extension of 400kV Imphal Substation including 420kV, 2X63MVAR Line Reactor under NERSS-XI; (ii) Extension of 400kV Bongaigaon Substations under NERSS-XII; (iii) Extension of 400kV Surajmaninagar (TSECL) Substation under NERSS-XIV; & (iv) Extension of 400kV Sitamarhi (POWERGRID) Substation under Transmission system for power evacuation from Arun-3 (900MW) HEP, Nepal of M/s. SAPDC-India Portion. | [7 empty] | As per Lum-sum |  | 0%
(SCHEDULE OF RATES AND PRICES : ERECTION CHARGES) | [7 empty] | AS per Percent |  | #REF!
[8 empty] | As per lum-sum on Sch-3 |  | 0%
Bidder’s Name and Address (Lead Partner) : |  |  |  | To: |  |  |  | As per Percent on Sch-3 |  | #REF!
|  |  |  | Contracts Services, 3rd Floor |  |  |  | Total Discount |  | #REF!
Name : | …….. …….. …….. …….. …….. …….. |  |  | Power Grid Corporation of India Ltd.,
Address : | …….. …….. …….. …….. …….. …….. |  |  | "Saudamini", Plot No.-2
| …….. …….. …….. …….. …….. …….. |  |  | Sector-29, |  |  |  | Multipackage lum-sum |  | 0%
| …….. …….. …….. …….. …….. …….. |  |  | Gurgaon (Haryana) - 122001
[5 empty] | All Prices are in Indian Rupees. |  |  |  | Amount after Discount (Rs.) |  | Dis Alert | Amount after MPD (Rs.)
SI. No. | Description | Unit | Quantity | Unit Erection Charges | Total Erection Charges |  |  |  | Unit Erection Charges | Total Erection Charges |  | Unit Erection Charges | Total Erection Charges
1 | 2 | 3 | 4 | 5 | 6 = 4 x 5 |  |  |  | 5 | 6 = 4 x 5 |  | 5 | 6 = 4 x 5
#REF! | #REF!
#REF! | #REF!
| #REF! | #REF! | #REF! | #REF! | #REF!
| #REF! | #REF! | #REF! | #REF! | #REF!
#REF! | #REF! |  |  |  |  | (a) | Detailed Soil Investigation
| #REF! | #REF! | #REF! | #REF! | #REF! | (b) | All kinds of soil except fissured rock & hard rock
| #REF! | #REF! | #REF! | #REF! | #REF! | (e) | River Crossing Location
| #REF! | #REF! | #REF! | #REF! | #REF! | (f)
#REF! | #REF!
| #REF! | #REF! | #REF! | #REF! | #REF!
| #REF! | #REF! | #REF! | #REF! | #REF!
| #REF! | #REF! | #REF! | #REF! | #REF!
#REF! | #REF!
#REF! | #REF!
| #REF! | #REF! | #REF! | #REF! | #REF!
| #REF! | #REF! | #REF! | #REF! | #REF!
| #REF! | #REF! | #REF! | #REF! | #REF!
| #REF! | #REF! | #REF! | #REF! | #REF!
| #REF! | #REF! | #REF! | #REF! | #REF!
#REF! | #REF!
| #REF! | #REF! | #REF! | #REF! | #REF!
| #REF! | #REF! | #REF! | #REF! | #REF!
#REF! | #REF! | #REF! | #REF! | #REF! | #REF!
#REF! | #REF! | #REF! | #REF! | #REF! | #REF!
#REF! | #REF!
| #REF! | #REF! | #REF! | #REF! | #REF!
#REF! | #REF!
| #REF! | #REF! | #REF! | #REF! | #REF!
| #REF! | #REF! | #REF! | #REF! | #REF!
#REF! | #REF!
| #REF! | #REF! | #REF! | #REF! | #REF!
| #REF! | #REF! | #REF! | #REF! | #REF!
| #REF! | #REF! | #REF! | #REF! | #REF!
| #REF! | #REF! | #REF! | #REF! | #REF!
| #REF! | #REF! | #REF! | #REF! | #REF!
| #REF! | #REF! | #REF! | #REF! | #REF!
#REF!
| #REF! | #REF! | #REF! | #REF! | #REF!
| #REF! | #REF! | #REF! | #REF! | #REF!
| #REF! | #REF! | #REF! | #REF! | #REF!
| #REF! | #REF! | #REF! | #REF! | #REF!
#REF! | #REF!
#REF!
| #REF! | #REF! | #REF! | #REF! | #REF!
#REF! | #REF!
#REF! | #REF! | #REF! | #REF! | #REF! | #REF!
#REF! | #REF!
#REF! | #REF! | #REF! | #REF! | #REF! | #REF!
#REF! | #REF! | #REF! | #REF! | #REF! | #REF!
#REF! | #REF!
| #REF! | #REF! | #REF! | #REF! | #REF!
| Total Erection Price (A+B) |  |  |  | #REF!
Date : | --
Place : |  |  | Printed Name :
Designation :
Click for Sch-4

## Sch-4
Specification No.: CC-CS/1049-NER/SS-4185/3/G3 | [15 empty] | Schedule - 4
Substation Package-SS76 associated with (i) Extension of 400kV Imphal Substation including 420kV, 2X63MVAR Line Reactor under NERSS-XI; (ii) Extension of 400kV Bongaigaon Substations under NERSS-XII; (iii) Extension of 400kV Surajmaninagar (TSECL) Substation under NERSS-XIV; & (iv) Extension of 400kV Sitamarhi (POWERGRID) Substation under Transmission system for power evacuation from Arun-3 (900MW) HEP, Nepal of M/s. SAPDC-India Portion.
(SCHEDULE OF RATES AND PRICES )
Bidder’s Name and Address (Lead Partner) : | [14 empty] | To:
Contracts Services, 3rd Floor
Name : | …….. …….. …….. …….. …….. …….. | [13 empty] | Power Grid Corporation of India Ltd.,
Address : | …….. …….. …….. …….. …….. …….. | [13 empty] | "Saudamini", Plot No.-2
| …….. …….. …….. …….. …….. …….. | [13 empty] | Sector-29,
| …….. …….. …….. …….. …….. …….. | [13 empty] | Gurgaon (Haryana) - 122001
Training Charges for Training to be imparted
SI. No. | PR No | PR Line Item No | Activity Header | PR Activity No | Activity Description | Service Code | SAC (Service Accounting Codes) | Whether SAC in column '8’ is confirmed. If not indicate applicable the SAC * | Rate of GST applicable ( in %) | Whether rate of GST in column ‘4’ is confirmed. If not indicate applicable rate of GST * | Description | Unit | Quantity | Unit Training Charges excluding GST | Total Training Charges excluding GST | Total GST as confirmed by Bidder
1 | 2 | 3 | 4 | 5 | 6 | 7 | 8 | 9 | 10 | 11 | 12 | 13 | 14 | 15 | 16 = 14 x 15 | 17
[17 empty] | Revaluation of J column | Tax Calculation
NOT APPLICABLE | [16 empty] | Revaluation of J column | Tax Calculation
[15 empty] | Included | 0 | 0 | 0
[9 empty] | Total Training Charges | [5 empty] | 0 |  |  | 0
[9 empty] | Total GST as confirmed by Bidder | [6 empty] | 0
Date : | -- | [12 empty] | Printed Name :
Place : | [13 empty] | Designation :
Click for Sch-5

## Sch-4b (hidden)
Specification No.: CC-CS/1049-NER/SS-4185/3/G3 | [15 empty] | Schedule - 4b
Substation Package-SS76 associated with (i) Extension of 400kV Imphal Substation including 420kV, 2X63MVAR Line Reactor under NERSS-XI; (ii) Extension of 400kV Bongaigaon Substations under NERSS-XII; (iii) Extension of 400kV Surajmaninagar (TSECL) Substation under NERSS-XIV; & (iv) Extension of 400kV Sitamarhi (POWERGRID) Substation under Transmission system for power evacuation from Arun-3 (900MW) HEP, Nepal of M/s. SAPDC-India Portion.
(SCHEDULE OF RATES AND PRICES )
Bidder’s Name and Address (Lead Partner) : | [14 empty] | To:
Contracts Services, 3rd Floor
Name : | …….. …….. …….. …….. …….. …….. | [13 empty] | Power Grid Corporation of India Ltd.,
Address : | …….. …….. …….. …….. …….. …….. | [13 empty] | "Saudamini", Plot No.-2
| …….. …….. …….. …….. …….. …….. | [13 empty] | Sector-29,
| …….. …….. …….. …….. …….. …….. | [13 empty] | Gurgaon (Haryana) - 122001
Maintenance Charges during & after Defect Laibility Period
SI. No. | PR No | PR Line Item No | Activity Header | PR Activity No | Activity Description | Service Code | SAC (Service Accounting Codes) | Whether SAC in column '8’ is confirmed. If not indicate applicable the SAC * | Rate of GST applicable ( in %) | Whether rate of GST in column ‘4’ is confirmed. If not indicate applicable rate of GST * | Description | Unit | Quantity | Unit Maintenance Charges excluding GST | Total Maintenance Charges excluding GST | Total GST as confirmed by Bidder
1 | 2 | 3 | 4 | 5 | 6 | 7 | 8 | 9 | 10 | 11 | 12 | 13 | 14 | 15 | 16 = 14 x 15 | 17
| 0 | [15 empty] | Revaluation of P column | Tax Calculation
A. | #REF! | [15 empty] | Revaluation of P column | Tax Calculation
1 | [14 empty] | Included | 0 | 0 | 0
2 | [14 empty] | Included | 0 | 0 | 0
3 | [14 empty] | Included | 0 | 0 | 0
4 | [14 empty] | Included | 0 | 0 | 0
B. | #REF! | [15 empty] | Revaluation of P column | Tax Calculation
1 | [14 empty] | Included | 0 | 0 | 0
2 | [14 empty] | Included | 0 | 0 | 0
3 | [14 empty] | Included | 0 | 0 | 0
4 | [14 empty] | Included | 0 | 0 | 0
[9 empty] | Total Maintenance Charges during and after Defect Liabilty Period | [5 empty] | 0 |  |  | 0
[9 empty] | Total GST as confirmed by Bidder | [6 empty] | 0
Date : | -- | [12 empty] | Printed Name :
Place : | [13 empty] | Designation :
Click for Sch-5

## Sch-5
Specification No.: CC-CS/1049-NER/SS-4185/3/G3 |  |  |  | Schedule - 5
Substation Package-SS76 associated with (i) Extension of 400kV Imphal Substation including 420kV, 2X63MVAR Line Reactor under NERSS-XI; (ii) Extension of 400kV Bongaigaon Substations under NERSS-XII; (iii) Extension of 400kV Surajmaninagar (TSECL) Substation under NERSS-XIV; & (iv) Extension of 400kV Sitamarhi (POWERGRID) Substation under Transmission system for power evacuation from Arun-3 (900MW) HEP, Nepal of M/s. SAPDC-India Portion.
(SUMMARY OF TAXES & DUTIES APPLICABLE ON PLANT & EQUIPMENT)
Bidder’s Name and Address (Lead Partner) : |  |  | To:
Contracts Services, 3rd Floor
Name : | …….. …….. …….. …….. …….. …….. |  | Power Grid Corporation of India Ltd.,
Address : | …….. …….. …….. …….. …….. …….. |  | "Saudamini", Plot No.-2
| …….. …….. …….. …….. …….. …….. |  | Sector-29,
| …….. …….. …….. …….. …….. …….. |  | Gurgaon (Haryana) - 122001
Sl. No. | Item Nos. |  | Total Price (INR) |  | After Discount |  | After MPDiscount
1 | TOTAL GST ON GOODS |  |  |  | Excise Duty | #REF! | Excise Duty | #REF!
| Total GST for Supply of Goods (inter-alia including Type Test Charges) between the Contractor and the Employer (identified in Schedule 1') which are not included in the Ex-works price as per the provision of the Bidding Documents, as applicable. |  | 0
2 | TOTAL GST ON SERVICES |  |  |  | Sales Tax | 0 | Sales Tax | 0
| Total GST on Installation Services (Schedule-3), Training to be imparted in India (Schedule-4) |  | 0 |  | #REF! | 0 | #REF! | 0
| GRAND TOTAL [1+2] |  | 0 |  | Grand Total after Discount | #REF! | Grand Total after MPD | #REF!
Date : | -- | Printed Name :
Place : |  | Designation :
Click for Sch-6

## Sch-5 Dis (hidden)
Specification No.: CC-CS/1049-NER/SS-4185/3/G3 |  |  |  | Schedule - 5
Substation Package-SS76 associated with (i) Extension of 400kV Imphal Substation including 420kV, 2X63MVAR Line Reactor under NERSS-XI; (ii) Extension of 400kV Bongaigaon Substations under NERSS-XII; (iii) Extension of 400kV Surajmaninagar (TSECL) Substation under NERSS-XIV; & (iv) Extension of 400kV Sitamarhi (POWERGRID) Substation under Transmission system for power evacuation from Arun-3 (900MW) HEP, Nepal of M/s. SAPDC-India Portion.
SUMMARY OF TAXES & DUTIES APPLICABLE ON GOODS
Bidder’s Name and Address (Lead Partner) : |  |  | To:
Contracts Services, 3rd Floor
Name : | …….. …….. …….. …….. …….. …….. |  | Power Grid Corporation of India Ltd.,
Address : | …….. …….. …….. …….. …….. …….. |  | "Saudamini", Plot No.-2
| …….. …….. …….. …….. …….. …….. |  | Sector-29,
| …….. …….. …….. …….. …….. …….. |  | Gurgaon (Haryana) - 122001
Sl. No. | Item Nos. |  | Total Price (INR)
1 | TOTAL GST ON GOODS |  | 0
Total GST for Supply of Goods (inter-alia including Type Test Charges) between the Contractor and the Employer (identified in Schedule 1') which are not included in the Ex-works price as per the provision of the Bidding Documents, as applicable.
2 | TOTAL GST ON SERVICES |  | 0
Total GST on Installation Services (Schedule-3), Training to be imparted in India (Schedule-4a) and Maintenance Charges during and after Defect Liabilty Period (Schedule-4b)
| GRAND TOTAL [1+2] |  | 0
Date : | -- | Printed Name :
Place : |  | Designation :
Click for Sch-6

## Sch-6
Specification No.: CC-CS/1049-NER/SS-4185/3/G3 |  |  | Schedule - 6
Substation Package-SS76 associated with (i) Extension of 400kV Imphal Substation including 420kV, 2X63MVAR Line Reactor under NERSS-XI; (ii) Extension of 400kV Bongaigaon Substations under NERSS-XII; (iii) Extension of 400kV Surajmaninagar (TSECL) Substation under NERSS-XIV; & (iv) Extension of 400kV Sitamarhi (POWERGRID) Substation under Transmission system for power evacuation from Arun-3 (900MW) HEP, Nepal of M/s. SAPDC-India Portion.
(GRAND SUMMARY)
Bidder’s Name and Address (Lead Partner) : |  |  | To:
Contracts Services, 3rd Floor
Name : | …….. …….. …….. …….. …….. …….. |  | Power Grid Corporation of India Ltd.,
Address : | …….. …….. …….. …….. …….. …….. |  | "Saudamini", Plot No.-2
| …….. …….. …….. …….. …….. …….. |  | Sector-29,
| …….. …….. …….. …….. …….. …….. |  | Gurgaon (Haryana) - 122001
Sl. No. | Description |  | Total Price (INR)
1 | TOTAL SCHEDULE NO. 1 |  | 0
Ex-works price of Plant and Equipment including Type Test Charges
2 | TOTAL SCHEDULE NO. 2 |  | 0
Local Transportation, In-transit Insurance, loading & unloading
3 | TOTAL SCHEDULE NO. 3 |  | 0
Installation Charges
4 | TOTAL SCHEDULE NO. 4 |  | 0
Training Charges
4b | TOTAL SCHEDULE NO. 4b |  | 0
Maintenance Charges during & after Defect Laibility Period
5 | TOTAL SCHEDULE NO. 5 |  | 0
Taxes and Duties
6 | TOTAL SCHEDULE NO. 7 |  | 0
Type Test Charges [Total of this Schedule is included in Schedule - 1 above.]
| GRAND TOTAL [1+2+3+4+5] |  | 0
Date : | -- | Printed Name :
Place : |  | Designation :
Click for Sch-7

## Sch-6 After Discount
Specification No.: CC-CS/1049-NER/SS-4185/3/G3 |  |  | Schedule - 6 After Discount
Substation Package-SS76 associated with (i) Extension of 400kV Imphal Substation including 420kV, 2X63MVAR Line Reactor under NERSS-XI; (ii) Extension of 400kV Bongaigaon Substations under NERSS-XII; (iii) Extension of 400kV Surajmaninagar (TSECL) Substation under NERSS-XIV; & (iv) Extension of 400kV Sitamarhi (POWERGRID) Substation under Transmission system for power evacuation from Arun-3 (900MW) HEP, Nepal of M/s. SAPDC-India Portion.
(GRAND SUMMARY)
Bidder’s Name and Address (Lead Partner) : |  |  | To:
Contracts Services, 3rd Floor
Name : | …….. …….. …….. …….. …….. …….. |  | Power Grid Corporation of India Ltd.,
Address : | …….. …….. …….. …….. …….. …….. |  | "Saudamini", Plot No.-2
| …….. …….. …….. …….. …….. …….. |  | Sector-29,
| …….. …….. …….. …….. …….. …….. |  | Gurgaon (Haryana) - 122001
Sl. No. | Description |  | Total Price (INR)
1 | TOTAL SCHEDULE NO. 1 |  | 0
Ex-works price of Plant and Equipment including Type Test Charges
2 | TOTAL SCHEDULE NO. 2 |  | 0
Local Transportation, In-transit Insurance, loading & unloading
3 | TOTAL SCHEDULE NO. 3 |  | 0
Installation Charges
4 | TOTAL SCHEDULE NO. 4 |  | 0
Training Charges
4b | TOTAL SCHEDULE NO. 4b |  | 0
Maintenance Charges during & after Defect Laibility Period
5 | TOTAL SCHEDULE NO. 5 |  | 0
Taxes and Duties
6 | TOTAL SCHEDULE NO. 7 |  | 0
Type Test Charges [Total of this Schedule is included in Schedule - 1 above.]
| GRAND TOTAL [1+2+3+4+5] |  | 0
Date : | -- | Printed Name :
Place : |  | Designation :
Click for Sch-7

## Sch-7
Specification No.: CC-CS/1049-NER/SS-4185/3/G3 | [11 empty] | Schedule 7
Substation Package-SS76 associated with (i) Extension of 400kV Imphal Substation including 420kV, 2X63MVAR Line Reactor under NERSS-XI; (ii) Extension of 400kV Bongaigaon Substations under NERSS-XII; (iii) Extension of 400kV Surajmaninagar (TSECL) Substation under NERSS-XIV; & (iv) Extension of 400kV Sitamarhi (POWERGRID) Substation under Transmission system for power evacuation from Arun-3 (900MW) HEP, Nepal of M/s. SAPDC-India Portion. | [15 empty] | As per Lum-sum |  | 0%
(SCHEDULE OF RATES AND PRICES ) | [15 empty] | AS per Percent |  | #REF!
[16 empty] | As per lum-sum on Sch-7 |  | 0%
Bidder’s Name and Address (Lead Partner) : | [9 empty] | To: | [5 empty] | As per Percent on Sch-7 |  | #REF!
[10 empty] | Contracts Services, 3rd Floor | [5 empty] | Total Discount |  | #REF!
Name : | [7 empty] | …….. …….. …….. …….. …….. …….. |  | Power Grid Corporation of India Ltd.,
Address : | [7 empty] | …….. …….. …….. …….. …….. …….. |  | "Saudamini", Plot No.-2
[8 empty] | …….. …….. …….. …….. …….. …….. |  | Sector-29, | [5 empty] | Multipackage Discount |  | 0%
[8 empty] | …….. …….. …….. …….. …….. …….. |  | Gurgaon (Haryana) - 122001
Type tests on Earthwire, Hardwar Fittings & accessories of conductor & earthwire:
SL. NO. | PR No | Line Item No | Code | HSN Code | Whether HSN in column ‘2’ is confirmed. If not indicate applicable the HSN code * | Rate of GST applicable ( in %) | Whether rate of GST in column ‘4’ is confirmed. If not indicate applicable rate of GST * | Description of Test | Unit | Quantity | Unit Test Charge | Total Test Charges (Rs.) | Total GST as confirmed by Bidder | Revaluation of M column | Tax Calculation |  | Total Test Charges After Discount (Rs.) |  | Dis Alert | Total Test Charges After MPD (Rs.)
1 | 2 | 3 | 4 | 5 | 6 | 7 | 8 | 9 | 10 | 11 | 12 | 13 = 10 x 11 | 14
I
1 | [11 empty] | Included | 0 | 0 | 0
2 | [11 empty] | Included | 0 | 0 | 0
NOT APPLICABLE
[8 empty] | TOTAL TYPE TEST CHARGES |  |  |  | 0
[8 empty] | Total GST as confirmed by Bidder |  |  |  |  | 0
Date : |  |  |  | -- |  |  |  |  | Printed Name :
Place : | [8 empty] | Designation :
Note : |  |  |  | Bidder should indicate the name of test laboratories where type tests are proposed to be conducted
Specification No.: CC-CS/1049-NER/SS-4185/3/G3
Substation Package-SS76 associated with (i) Extension of 400kV Imphal Substation including 420kV, 2X63MVAR Line Reactor under NERSS-XI; (ii) Extension of 400kV Bongaigaon Substations under NERSS-XII; (iii) Extension of 400kV Surajmaninagar (TSECL) Substation under NERSS-XIV; & (iv) Extension of 400kV Sitamarhi (POWERGRID) Substation under Transmission system for power evacuation from Arun-3 (900MW) HEP, Nepal of M/s. SAPDC-India Portion. | [7 empty] | 0 | 0
(SCHEDULE OF RATES AND PRICES ) | [7 empty] | 0 | 0
Bidder’s Name and Address (Lead Partner) :
[8 empty] | 0 | 0
Name : | [7 empty] | …….. …….. …….. …….. …….. …….. | 0
Address : | [7 empty] | …….. …….. …….. …….. …….. …….. | 0
[8 empty] | …….. …….. …….. …….. …….. …….. | 0
[8 empty] | …….. …….. …….. …….. …….. …….. | 0
SL. NO. | [7 empty] | Description of Test | #REF!
#REF! | [7 empty] | #REF! | #REF!
#REF! | [7 empty] | #REF!
#REF! | [7 empty] | #REF! | #REF!
#REF! | [7 empty] | #REF! | #REF!
[8 empty] | #REF! | #REF!
#REF! | [7 empty] | #REF!
#REF! | [7 empty] | #REF!
#REF! | [7 empty] | #REF!
#REF! | [7 empty] | #REF! | #REF!
#REF! | [7 empty] | #REF! | #REF!
#REF! | [7 empty] | #REF! | #REF!
#REF! | [7 empty] | #REF! | #REF!
[8 empty] | #REF! | #REF!
#REF! | [7 empty] | #REF!
#REF! | [7 empty] | #REF! | #REF!
#REF! | [7 empty] | #REF! | #REF!
#REF! | [7 empty] | #REF! | #REF!
#REF! | [7 empty] | #REF! | #REF!
[8 empty] | #REF! | #REF!
#REF! | [7 empty] | #REF!
#REF! | [7 empty] | #REF! | #REF!
#REF! | [7 empty] | #REF! | #REF!
#REF! | [7 empty] | #REF! | #REF!
[8 empty] | #REF! | #REF!
#REF! | [7 empty] | #REF!
#REF! | [7 empty] | #REF! | #REF!
#REF! | [7 empty] | #REF! | #REF!
#REF! | [7 empty] | #REF! | #REF!
[8 empty] | #REF! | #REF!
#REF! | [7 empty] | #REF!
#REF! | [7 empty] | #REF! | #REF!
#REF! | [7 empty] | #REF! | #REF!
#REF! | [7 empty] | #REF! | #REF!
#REF! | [7 empty] | #REF! | #REF!
[8 empty] | #REF! | #REF!
[8 empty] | #REF! | #REF!
#REF! | [7 empty] | #REF!
#REF! | [7 empty] | #REF!
#REF! | [7 empty] | #REF! | #REF!
#REF! | [7 empty] | #REF! | #REF!
#REF! | [7 empty] | #REF! | #REF!
[8 empty] | #REF! | #REF!
[8 empty] | #REF! | #REF!
#REF! | [7 empty] | #REF!
#REF! | [7 empty] | #REF!
#REF! | [7 empty] | #REF! | #REF!
#REF! | [7 empty] | #REF! | #REF!
#REF! | [7 empty] | #REF! | #REF!
#REF! | [7 empty] | #REF! | #REF!
#REF! | [7 empty] | #REF! | #REF!
[8 empty] | #REF! | #REF!
#REF! | [7 empty] | #REF!
#REF! | [7 empty] | #REF! | #REF!
#REF! | [7 empty] | #REF! | #REF!
#REF! | [7 empty] | #REF! | #REF!
#REF! | [7 empty] | #REF! | #REF!
#REF! | [7 empty] | #REF! | #REF!
#REF! | [7 empty] | #REF! | #REF!
[8 empty] | #REF! | #REF!
#REF! | [7 empty] | #REF!
#REF! | [7 empty] | #REF! | #REF!
#REF! | [7 empty] | #REF! | #REF!
#REF! | [7 empty] | #REF! | #REF!
#REF! | [7 empty] | #REF! | #REF!
#REF! | [7 empty] | #REF! | #REF!
#REF! | [7 empty] | #REF! | #REF!
#REF! | [7 empty] | #REF! | #REF!
#REF! | [7 empty] | #REF! | #REF!
#REF! | [7 empty] | #REF! | #REF!
[8 empty] | #REF! | #REF!
#REF! | [7 empty] | #REF!
#REF! | [7 empty] | #REF! | #REF!
#REF! | [7 empty] | #REF! | #REF!
#REF! | [7 empty] | #REF! | #REF!
[8 empty] | #REF! | #REF!
#REF! | [7 empty] | #REF!
#REF! | [7 empty] | #REF! | #REF!
#REF! | [7 empty] | #REF! | #REF!
#REF! | [7 empty] | #REF! | #REF!
[8 empty] | #REF! | #REF!
#REF! | [7 empty] | #REF!
#REF! | [7 empty] | #REF! | #REF!
#REF! | [7 empty] | #REF! | #REF!
[8 empty] | #REF! | #REF!
#REF! | [7 empty] | #REF!
#REF! | [7 empty] | #REF! | #REF!
#REF! | [7 empty] | #REF! | #REF!
#REF! | [7 empty] | #REF! | #REF!
#REF! | [7 empty] | #REF! | #REF!
#REF! | [7 empty] | #REF! | #REF!
#REF! | [7 empty] | #REF! | #REF!
[8 empty] | #REF! | #REF!
#REF! | [7 empty] | #REF!
#REF! | [7 empty] | #REF! | #REF!
#REF! | [7 empty] | #REF! | #REF!
#REF! | [7 empty] | #REF! | #REF!
#REF! | [7 empty] | #REF! | #REF!
#REF! | [7 empty] | #REF!
#REF! | [7 empty] | #REF! | #REF!
#REF! | [7 empty] | #REF! | #REF!
#REF! | [7 empty] | #REF! | #REF!
#REF! | [7 empty] | #REF! | #REF!
[8 empty] | #REF! | #REF!
[8 empty] | #REF! | #REF!
[8 empty] | #REF! | #REF!
Click for Bid Form 2nd Envelope

## Sch-7 Dis (hidden)
Specification No.: CC-CS/1049-NER/SS-4185/3/G3
Substation Package-SS76 associated with (i) Extension of 400kV Imphal Substation including 420kV, 2X63MVAR Line Reactor under NERSS-XI; (ii) Extension of 400kV Bongaigaon Substations under NERSS-XII; (iii) Extension of 400kV Surajmaninagar (TSECL) Substation under NERSS-XIV; & (iv) Extension of 400kV Sitamarhi (POWERGRID) Substation under Transmission system for power evacuation from Arun-3 (900MW) HEP, Nepal of M/s. SAPDC-India Portion. | [6 empty] | As per Lum-sum |  | 0%
(SCHEDULE OF RATES AND PRICES : TYPE TEST CHARGES) | [6 empty] | AS per Percent |  | #REF!
[7 empty] | As per lum-sum on Sch-7 |  | 0%
Bidder’s Name and Address (Lead Partner) : |  |  |  | To: |  |  | As per Percent on Sch-7 |  | #REF!
|  |  |  | Contracts Services, 3rd Floor |  |  | Total Discount |  | #REF!
Name : | …….. …….. …….. …….. …….. …….. |  |  | Power Grid Corporation of India Ltd.,
Address : | …….. …….. …….. …….. …….. …….. |  |  | "Saudamini", Plot No.-2
| …….. …….. …….. …….. …….. …….. |  |  | Sector-29, |  |  | Multipackage Discount |  | 0%
| …….. …….. …….. …….. …….. …….. |  |  | Gurgaon (Haryana) - 122001
Type Tests on Earthwire
SL. NO. | Description of Test | Unit | Quantity | Unit Test Charge | Total Test Charges (Rs.) |  |  | Total Test Charges After Discount (Rs.) |  | Dis Alert | Total Test Charges After MPD (Rs.)
I | #REF!
(a) | #REF! | #REF! | #REF! | #REF! | #REF!
(b) | #REF! | #REF! | #REF! | #REF! | #REF!
| Sub-Total (I) |  |  |  | #REF!
| TOTAL TEST CHARGES (I) |  |  |  | #REF!
[7 empty] | Discount Sche-7 | #REF! |  | MPD Sche-7 | #REF!
[7 empty] | Dis Alert | #REF!
Signature :
Date : | -- | Printed Name :
Place : |  | Designation :
Common Seal :
Note : | Bidder should indicate the name of test laboratories where type tests are proposed to be conducted
Specification No.: CC-CS/1049-NER/SS-4185/3/G3
Substation Package-SS76 associated with (i) Extension of 400kV Imphal Substation including 420kV, 2X63MVAR Line Reactor under NERSS-XI; (ii) Extension of 400kV Bongaigaon Substations under NERSS-XII; (iii) Extension of 400kV Surajmaninagar (TSECL) Substation under NERSS-XIV; & (iv) Extension of 400kV Sitamarhi (POWERGRID) Substation under Transmission system for power evacuation from Arun-3 (900MW) HEP, Nepal of M/s. SAPDC-India Portion. | 0 | 0 |  |  |  | 0
(SCHEDULE OF RATES AND PRICES : TYPE TEST CHARGES) | 0 | 0 |  |  |  | 0
Bidder’s Name and Address (Lead Partner) : | [5 empty] | 0
| 0 | 0 |  |  |  | 0
Name : | …….. …….. …….. …….. …….. …….. | 0 |  |  |  | 0
Address : | …….. …….. …….. …….. …….. …….. | 0 |  |  |  | 0
| …….. …….. …….. …….. …….. …….. | 0 |  |  |  | 0
| …….. …….. …….. …….. …….. …….. | 0 |  |  |  | 0
SL. NO. | Description of Test | 0
#REF! | #REF! | #REF!
#REF! | #REF!
#REF! | #REF! | #REF!
#REF! | #REF! | #REF!
| #REF! | #REF!
#REF! | #REF!
#REF! | #REF!
#REF! | #REF!
#REF! | #REF! | #REF!
#REF! | #REF! | #REF!
#REF! | #REF! | #REF!
#REF! | #REF! | #REF!
| #REF! | #REF!
#REF! | #REF!
#REF! | #REF! | #REF!
#REF! | #REF! | #REF!
#REF! | #REF! | #REF!
#REF! | #REF! | #REF!
| #REF! | #REF!
#REF! | #REF!
#REF! | #REF! | #REF!
#REF! | #REF! | #REF!
#REF! | #REF! | #REF!
| #REF! | #REF!
#REF! | #REF!
#REF! | #REF! | #REF!
#REF! | #REF! | #REF!
#REF! | #REF! | #REF!
| #REF! | #REF!
#REF! | #REF!
#REF! | #REF! | #REF!
#REF! | #REF! | #REF!
#REF! | #REF! | #REF!
#REF! | #REF! | #REF!
| #REF! | #REF!
| #REF! | #REF!
#REF! | #REF!
#REF! | #REF!
#REF! | #REF! | #REF!
#REF! | #REF! | #REF!
#REF! | #REF! | #REF!
| #REF! | #REF!
| #REF! | #REF!
#REF! | #REF!
#REF! | #REF!
#REF! | #REF! | #REF!
#REF! | #REF! | #REF!
#REF! | #REF! | #REF!
#REF! | #REF! | #REF!
#REF! | #REF! | #REF!
| #REF! | #REF!
#REF! | #REF!
#REF! | #REF! | #REF!
#REF! | #REF! | #REF!
#REF! | #REF! | #REF!
#REF! | #REF! | #REF!
#REF! | #REF! | #REF!
#REF! | #REF! | #REF!
| #REF! | #REF!
#REF! | #REF!
#REF! | #REF! | #REF!
#REF! | #REF! | #REF!
#REF! | #REF! | #REF!
#REF! | #REF! | #REF!
#REF! | #REF! | #REF!
#REF! | #REF! | #REF!
#REF! | #REF! | #REF!
#REF! | #REF! | #REF!
#REF! | #REF! | #REF!
| #REF! | #REF!
#REF! | #REF!
#REF! | #REF! | #REF!
#REF! | #REF! | #REF!
#REF! | #REF! | #REF!
| #REF! | #REF!
#REF! | #REF!
#REF! | #REF! | #REF!
#REF! | #REF! | #REF!
#REF! | #REF! | #REF!
| #REF! | #REF!
#REF! | #REF!
#REF! | #REF! | #REF!
#REF! | #REF! | #REF!
| #REF! | #REF!
#REF! | #REF!
#REF! | #REF! | #REF!
#REF! | #REF! | #REF!
#REF! | #REF! | #REF!
#REF! | #REF! | #REF!
#REF! | #REF! | #REF!
#REF! | #REF! | #REF!
| #REF! | #REF!
#REF! | #REF!
#REF! | #REF! | #REF!
#REF! | #REF! | #REF!
#REF! | #REF! | #REF!
#REF! | #REF! | #REF!
#REF! | #REF!
#REF! | #REF! | #REF!
#REF! | #REF! | #REF!
#REF! | #REF! | #REF!
#REF! | #REF! | #REF!
| #REF! | #REF!
| #REF! | #REF!
| #REF! | #REF!
Click for Bid Form 2nd Envelope

## Discount
This letter of discount is optional. Bidder may / may not offer any discount.
Specification No.: CC-CS/1049-NER/SS-4185/3/G3 |  |  |  |  | Letter of Discount
LETTER OF DISCOUNT
To:
Contract Services
Power Grid Corporation of India Ltd.,
"Saudamini", Plot No.-2
Sector-29, (near IFFCO Chowk)
Gurgaon (Haryana) - 122001
Subject : |  | Substation Package-SS76 associated with (i) Extension of 400kV Imphal Substation including 420kV, 2X63MVAR Line Reactor under NERSS-XI; (ii) Extension of 400kV Bongaigaon Substations under NERSS-XII; (iii) Extension of 400kV Surajmaninagar (TSECL) Substation under NERSS-XIV; & (iv) Extension of 400kV Sitamarhi (POWERGRID) Substation under Transmission system for power evacuation from Arun-3 (900MW) HEP, Nepal of M/s. SAPDC-India Portion.
Dear Sir
With reference to the subject tender, we hereby offer unconditional discount on the prices quoted by us as per details given here below : | [6 empty] | Eq Weightage of Rs/ % | Final Discount Factor
| 1 | Discount on lum-sum basis on total price quoted by us without Taxes & Duties. [The discount shall be proportionately applicable on all the items of all the Schdules i.e. Sch-1 (without type test charges), Sch-2, Sch-3, Sch-4a, Sch-4b & Sch-7] In Rs. |  |  |  | 0 | 0%
| 2 | Discount on percent basis on total price quoted by us without Taxes & Duties. [The discount shall be proportionately applicable on all the items of all the Schdules i.e. Sch-1 (without type test charges), Sch-2 , Sch-3, Sch-4a, Sch-4b & Sch-7] In Percent (%) |  |  |  | 0 | 0%
| 3 | Discount on lum-sum basis on the Schedules as given below : [The discount shall be proportionately applicable on all the relevent items of the respective Schdules.] In Rs.
|  | Schedule-1 : Ex works prices |  | In Rs. |  | 0 | 0% | Schedule-1 : Ex-Works Price | 0%
|  | Schedule-2 : Freight & Insurance |  | In Rs. |  | 0 | 0% | Schedule-2 : Freight & Insurance | 0%
|  | Schedule-3 : Erection Charges |  | In Rs. |  | 0 | 0% | Schedule-3 : Erection Charges | 0%
|  | Schedule-4a : Training Charges |  | In Rs. |  | 0 | 0% | Schedule-4a : Training Charges | 0%
|  | Schedule-4b : Maintenance Charges during and after DLP |  | In Rs. |  | 0 | 0% | Schedule-4b : Maintenance Charges | 0%
|  | Schedule-7 : Type Test Charges |  | In Rs. |  | 0 | 0% | Schedule-7 : Type Test Charges | 0%
| 4 | Discount on percent basis on the Schedules as given below : [The discount shall be proportionately applicable on all the relevent items of the respective Schdules.] In Percent (%)
|  | Schedule-1 : Ex works prices |  | In Percent (%) |  | 0 | 0%
|  | Schedule-2 : Freight & Insurance |  | In Percent (%) |  | 0 | 0%
|  | Schedule-3 : Erection Charges |  | In Percent (%) |  | 0 | 0%
|  | Schedule-4a : Training Charges |  | In Percent (%) |  | 0 | 0%
|  | Schedule-4b : Maintenance Charges during and after DLP |  | In Percent (%) |  | 0 | 0%
|  | Schedule-7 : Type Test Charges |  | In Percent (%) |  | 0 | 0%
Discount(s) offered at sl. No. 1 to 4 will get displayed and accounted for automatically in the respective items of the Schedules.
| 5 | We hereby offer Multi-package discount as given below:
Multi-Package Discount(s) offered at sl. No. 5 will not get automatically accounted for in the respective items of the Schedules. The same shall be worked out saparately for evaluation.
Please consider this letter of discount as the integral part of our price bid.
Thanking you, we remain,
Yours faithfully,
For and on behalf of …….. …….. …….. …….. …….. ……..
Date : |  | -- | Printed Name :
Place : |  |  | Designation :
Click for Bid Form

## Octroi (hidden)
Details of Octroi
Sl No. | Description of Items | Amount on which Octroi is applicable | Rate of Octroi | Octroi
(1) | (2) | (3) | (4) | (5) =(3) x (4)
1 |  |  |  | 0
2 |  |  |  | 0
3 |  |  |  | 0
4 |  |  |  | 0
5 |  |  |  | 0
6 |  |  |  | 0
7 |  |  |  | 0
8 |  |  |  | 0
9 |  |  |  | 0
10 |  |  |  | 0
| Total |  |  | 0
Back to Sch 5

## Entry Tax (hidden)
Details of Entry Tax
Sl No. | Description of Items | Amount on which Entry Tax is applicable | Rate of Entry Tax | Entry Tax
(1) | (2) | (3) | (4) | (5) =(3) x (4)
1 |  |  |  | 0
2 |  |  |  | 0
3 |  |  |  | 0
4 |  |  |  | 0
5 |  |  |  | 0
6 |  |  |  | 0
7 |  |  |  | 0
8 |  |  |  | 0
9 |  |  |  | 0
10 |  |  |  | 0
| Total |  |  | 0
Back to Sch 5

## Other Taxes & Duties (hidden)
Details of Other Taxes & Duties
Sl No. | Description of Items | Amount on which Other Taxes & Duties are applicable | Description of Taxes & Duties | Rate of Taxes & Duties | Amount of Taxes & Duties
(1) | (2) | (3) | (4) | (5) | (6) =(3) x (4)
1 |  |  |  |  | 0
2 |  |  |  |  | 0
3 |  |  |  |  | 0
4 |  |  |  |  | 0
5 |  |  |  |  | 0
6 |  |  |  |  | 0
7 |  |  |  |  | 0
8 |  |  |  |  | 0
9 |  |  |  |  | 0
10 |  |  |  |  | 0
| Total |  |  |  | 0
Back to Sch 5

## Bid Form 2nd Envelope
Specification No.: CC-CS/1049-NER/SS-4185/3/G3 |  |  |  | Bid Form 2nd Envelope |  | 0 |  |  |  | 1 | st |  | 1 | January
[6 empty] | 0 |  |  |  | 2 | nd |  | 2 | February
BID FORM (Second Envelope) | [9 empty] | 3 | rd |  | 3 | March
[10 empty] | 4 | th |  | 4 | April
Bid Proposal Ref. No. | [9 empty] | 5 | th |  | 5 | May
Date : | -- | [8 empty] | 6 | th | #VALUE! | 6 | June
[10 empty] | 7 | th | #VALUE! | 7 | July
To: | [9 empty] | 8 | th | #VALUE! | 8 | August
Contracts Services, 3rd Floor | [9 empty] | 9 | th | #VALUE! | 9 | September
Power Grid Corporation of India Ltd., | [9 empty] | 10 | th |  | 10 | October
"Saudamini", Plot No.-2 | [9 empty] | 11 | th |  | 11 | November
Sector-29, | [9 empty] | 12 | th |  | 12 | December
Gurgaon (Haryana) - 122001 | [9 empty] | 13 | th
[10 empty] | 14 | th
Name of Contract : | Substation Package-SS76 associated with (i) Extension of 400kV Imphal Substation including 420kV, 2X63MVAR Line Reactor under NERSS-XI; (ii) Extension of 400kV Bongaigaon Substations under NERSS-XII; (iii) Extension of 400kV Surajmaninagar (TSECL) Substation under NERSS-XIV; & (iv) Extension of 400kV Sitamarhi (POWERGRID) Substation under Transmission system for power evacuation from Arun-3 (900MW) HEP, Nepal of M/s. SAPDC-India Portion. | [8 empty] | 15 | th
Dear Ladies and/or Gentlemen, | [9 empty] | 16 | th
1 | In continuation of First Envelope of our Bid, we hereby submit the Second Envelope of the Bid, both of which shall be read together and in conjunction with each other, and shall be construed as an integral part of our Bid. Accordingly, we the undersigned, offer to design, manufacture, test, deliver, install and commission (including carrying out Trial Operation, Performance & Guarantee Test as per provision of Technical Specification) under the above-named package in full conformity with the said Bidding Documents for the sum of Rs. 0 (Rs. Zero Only ) or such other sums as may be determined in accordance with the terms and conditions of the Bidding Documents. |  |  |  |  | In continuation of First Envelope of our Bid, we hereby submit the Second Envelope of the Bid, both of which shall be read together and in conjunction with each other, and shall be construed as an integral part of our Bid. Accordingly, we the undersigned, offer to design, manufacture, test, deliver, install and commission (including carrying out Trial Operation, Performance & Guarantee Test as per provision of Technical Specification) under the above-named package in full conformity with the said Bidding Documents for the sum of Rs. | or such other sums as may be determined in accordance with the terms and conditions of the Bidding Documents. | 0 | (Rs. Zero Only ) | 17 | th
| The above amounts are in accordance with the price schedules attached herewith and are made part of this bid. | [8 empty] | 18 | th
2 | Price Schedules | [8 empty] | 19 | th
2.1 | In line with the requirements of the Bidding documents, we enclose herewith the following Price Schedules, duly filled - in as per your proforma: | [8 empty] | 20 | th
| Schedule 1 | Plant and Equipment (Including Mandatory Spare Parts) to be supplied, including Type Test Charges. | [7 empty] | 21 | st
| Schedule 2 | Local Transportation, In-transit Insurance, loading and unloading | [7 empty] | 22 | th
| Schedule 3 | Installation Charges. | [7 empty] | 23 | th
| Schedule 4 | Training charges for training to be imparted. | [7 empty] | 24 | th
| Schedule 4b | Maintenance Charges during & after Defect Laibility Period.
| Schedule 5 | Taxes and Duties not included in Schedule 1 | [7 empty] | 25 | th
| Schedule 6 | Grand Summary [Schedule 1to 5] | [7 empty] | 26 | th
| Schedule 7 | Break-up of Type Test Charges for Type Tests to be conducted | [7 empty] | 27 | th
2.2 | We are aware that the Price Schedules do not generally give a full description of the Work to be performed under each item and we shall be deemed to have read the Technical Specifications and other sections of the Bidding Documents and Drawings to ascertain the full scope of Work included in each item while filling-in the rates and prices. We agree that the entered rates and prices shall be deemed to include for the full scope as aforesaid, including overheads and profit. | [8 empty] | 28 | th
2.3 | We declare that as specified in Clause 11.5, Section –II:ITB, Vol.-I of the Bidding Documents, prices quoted by us in the Price Schedules shall be subject to Price Adjustment during the execution of Contract in accordance with Appendix-2 (Price Adjustment) to the Contract Agreement. | [8 empty] | 29 | th
2.4 | We understand that in the price schedules, where there are errors between the total of the amounts given under the column for the price Breakdown and the amount given under the Total Price, the former shall prevail and the latter will be corrected accordingly. We further understand that where there are discrepancies between amounts stated in figures and amounts stated in words, the amount stated in words shall prevail. Similarly, any discrepancy in the total bid price and that of the summation of Schedule price (price indicated in a Schedule indicating the total of that schedule), the total bid price shall be corrected to reflect the actual summation of the Schedule prices. | [8 empty] | 30 | th
2.5 | We declare that items left blank in the Schedules will be deemed to have been included in other items. The TOTAL for each Schedule and the TOTAL of Grand Summary shall be deemed to be the total price for executing the Facilities and sections thereof in complete accordance with the Contract, whether or not each individual item has been priced. | [8 empty] | 31 | st
3 | We confirm that except as otherwise specifically provided our Bid Prices in this Second Envelope include all taxes, duties, levies and charges as may be assessed on us/our Associate (applicable for Foreign Bidder), our Sub-Contractor/Sub-Vendor or their employees by all municipal, state or national government authorities in connection with the Facilities, in and outside of India.
3.1 | 100% of applicable Taxes and Duties i.e GST which are payable by the Employer under the Contract, shall be reimbursed by the Employer on production of satisfactory documentary evidence by the Contractor in accordance with the provisions of the Bidding Documents.
3.2 | We further understand that notwithstanding 3.0 above, in case of award on us, you shall also bear and pay/reimburse to us, GST applicable on supplies by us to you, imposed on the Plant & Equipment including Mandatory Spare Parts to be incorporated into the Facilities including Type Test charges for Type test to be conducted specified in Schedule No. 1, Installation Services specified in Schedule No. 3, Charges for Training to be imparted specified in Schedule No. 4a and Maintenance Charges during & after Defect Laibility Period specified in Schedule No. 4b of the Price Schedule in this Second Envelope by the Indian Laws.
3.3 | We confirm that we have also registered/we shall also get registered in the GST Network with a GSTIN, in all the states where the project is located and the states from which we shall make our supply of goods.
4 | # (For Joint Venture only) We, the partners of Joint Venture submitting this bid, do agree and confirm that in case of Award of Contract on the Joint Venture, we shall be jointly and severally liable and responsible for the execution of the Contract in accordance with Contract terms and conditions. |  |  |  | 2
5 | We, hereby, declare that only the persons or firms interested in this proposal as principals are named here and that no other persons or firms other than those mentioned herein have any interest in this proposal or in the Contract to be entered into, if the award is made on us, that this proposal is made without any connection with any other person, firm or party likewise submitting a proposal is in all respects for and in good faith, without collusion or fraud.
Thanking you, we remain,
Yours faithfully,
For and on behalf of …….. …….. …….. …….. …….. ……..
Signature :
Date : | -- |  | Printed Name :
Place : |  |  | Designation :
Common Seal :
In case of bid from a Joint Venture, name & designation of representative of JV partner is to be provided and Bid Form is also to be signed by him.
Printed Name :
Designation :
Please provide additional information of the Bidder
Business Address :
Country of Incorporation :
State/Province to be indicated :
Name of Principal Officer :
Address of Principal Officer :
Note: Bidders may note that no prescribed proforma has been enclosed for Attachment 2 : Power of Attorney. Bidders may use their own proforma for furnishing the required information with the bid.
* * *
Back to Cover Page

## Q & C (2) (hidden)
STATEMENT OF QUOTED / CORRECTED PRICES
All Figures are in Rupees
Bidder |  | 0
Sl. No. | Price Component | Quoted Price | Corrected Price
1 | TOTAL SCHEDULE NO. 1:Ex-Works Price of Plant and Equipment including Type Test Charges | 0 |  | 0
2 | TOTAL SCHEDULE NO.2: Local Transportation, Insurance and other Incidental Services. | 0 |  | 0
3 | TOTAL SCHEDULE NO.3: Installation Charges | 0 |  | 0
4 | TOTAL SCHEDULE NO.4: Training Charges | Not Applicable |  | Not Applicable
5 | TOTAL BID PRICE: (Excluding Taxes & Duties) | 0 |  | 0
6 | DISCOUNT | #REF! |  | #REF! | #REF!
7 | NET BID PRICE (Excluding Taxes & Duties) | #REF! |  | #REF!
8 | TAXES & DUTIES PAYABLE ADDITIONALLY
| A) EXCISE DUTY | 0 |  | 0
| B) CENTRAL SALES TAX | 0 |  | 0
| C) VAT | #REF! |  | 0
| D) ENTRY TAX / OCTROI | #REF! |  | 0
E) OTHERS
| F) TOTAL TAXES & DUTIES | #REF! |  | 0
8 | TOTAL BID PRICE (INCLUDING TAXES & DUTIES) | #REF! |  | 0
9 | TOTAL SCHEDULE NO.7: Type Test Charges [Total of this Schedule is included in Schedule-1 above] | 0 |  | 0
I) | Bidder has indicated the following taxes and duties additionally applicable for their bid:
| Excise Duty % as |  |  |  | Excise Duty
| CST % as |  |  |  | CST
| #REF! |  |  |  | VAT | #REF! | #REF!
| #REF! |  |  |  | Entry Tax/ Octroi | #REF! | #REF!
| Others as |  |  |  | Others
II) | With regard to Entry Tax, it may be mentioned that the substations covered under the subject pacakge falls in State of MP, where an entry tax @ 2% of Purchase Price is applicable. In view of the above, the taxes and duties inter-alia including entry tax applicable for the bids are calculated :
a) | Ex-Works Price of Direct Supplies (after discount, if any) |  | Rs. | 0
b) | Excise Duty, as applicable on (a) above at the rate : | 10% | Rs. | 0
c) | Amount on which Sales Tax is applicable | 0 |  | 0
d) | CST, as applicable on (a) + ED (b) above at the rate : | 2% | Rs. | 0
e) | VAT, as applicable on (a) + ED (b) above at the rate : | 1% |  | 0
f) | Others [……………………………………………] |  | Rs.
g) | Purchase Price for Entry Tax (Total Ex-Works+F&I+ED+CST+Others) |  | Rs. | 0
h) | Entry Tax, as applicable on (e) above at the rate : |  | Rs. | 0
Substation Package-SS76 associated with (i) Extension of 400kV Imphal Substation including 420kV, 2X63MVAR Line Reactor under NERSS-XI; (ii) Extension of 400kV Bongaigaon Substations under NERSS-XII; (iii) Extension of 400kV Surajmaninagar (TSECL) Substation under NERSS-XIV; & (iv) Extension of 400kV Sitamarhi (POWERGRID) Substation under Transmission system for power evacuation from Arun-3 (900MW) HEP, Nepal of M/s. SAPDC-India Portion. |  | Statement of Quoted / Corrected Prices |  | Page
Spec. No. | Specification No.: CC-CS/1049-NER/SS-4185/3/G3

## Q & C (hidden)
STATEMENT OF QUOTED / CORRECTED PRICES
All Figures are in Rupees
Bidder |  | …….. …….. …….. …….. …….. ……..
Sl. No. | Price Component | Quoted Price | Corrected Price
1 | TOTAL SCHEDULE NO. 1:Ex-Works Price of Plant and Equipment including Type Test Charges | 0 |  | 0
2 | TOTAL SCHEDULE NO.2: Local Transportation, Insurance and other Incidental Services. | 0 |  | 0
3 | TOTAL SCHEDULE NO.3: Installation Charges | 0 |  | 0
4 | TOTAL SCHEDULE NO.4: Training Charges | Not Applicable |  | Not Applicable
5 | TOTAL BID PRICE: (Excluding Taxes & Duties) | 0 |  | 0
6 | DISCOUNT | #REF! |  | #REF!
7 | NET BID PRICE (Excluding Taxes & Duties) | #REF! |  | #REF!
8 | TAXES & DUTIES PAYABLE ADDITIONALLY
| A) EXCISE DUTY | #REF! |  | 0
| B) CENTRAL SALES TAX /VAT | #REF! |  | #REF!
| C) ENTRY TAX / OCTROI | #REF! |  | #REF!
| D) OTHERS | #REF! |  | 0
| E) TOTAL TAXES & DUTIES | #REF! |  | #REF!
8 | TOTAL BID PRICE (INCLUDING TAXES & DUTIES) | #REF! |  | #REF!
9 | TOTAL SCHEDULE NO.7: Type Test Charges [Total of this Schedule is included in Schedule-1 above] | 0 |  | 0
I) | Bidder has indicated the following taxes and duties additionally applicable for their bid:
a) | Excise Duty |  | Rs. | #REF!
b) | CST /VAT |  | Rs. | #REF!
c) | Entry Tax / Octroi |  | Rs. | #REF!
d) | Others |  | Rs. | #REF!
II) | Bidder has offered following discount(s)
III) | With regard to Entry Tax, it may be mentioned that the substations covered under the subject pacakge falls in State of MP, where an entry tax @ 1% of Purchase Price is applicable. In view of the above, the taxes and duties inter-alia including entry tax applicable for the bids are calculated : |  |  |  | Details of dicounts
a) | Ex-Works Price of Direct Supplies (after discount, if any) |  | Rs. | 0 | Gross LS | #REF! | #REF! | #REF! | Gross % | #REF! | #REF! | #REF!
b) | Excise Duty @ 10.3% of (a) above |  | Rs. | 0 |  |  |  | #REF! |  |  |  | #REF!
c) | CST / VAT @ 2% of Ex-Works of Direct Supplies (a) + ED (b) above |  | Rs. | #REF! | Sch-1 Direct LS | #REF! | #REF! | #REF! | Sch-1 Direct % | #REF! | #REF! | #REF!
d) | Others |  | Rs. |  | Sch-1 BO LS | #REF! | #REF! | #REF! | Sch-1 BO % | #REF! | #REF! | #REF!
e) | Purchase Price for Entry Tax (Total Ex-Works+F&I+ED+CST+Others) |  | Rs. | #REF! | Sch-2 LS | #REF! | #REF! | #REF! | Sch-2 % | #REF! | #REF! | #REF!
f) | Entry Tax @ 1% of (e) above |  | Rs. | #REF! | Sch-3 LS | #REF! | #REF! | #REF! | Sch-3 % | #REF! | #REF! | #REF!
[5 empty] | Sch-7 LS | #REF! | #REF! | #REF! | Sch-7 % | #REF! | #REF! | #REF!
Substation Package-SS76 associated with (i) Extension of 400kV Imphal Substation including 420kV, 2X63MVAR Line Reactor under NERSS-XI; (ii) Extension of 400kV Bongaigaon Substations under NERSS-XII; (iii) Extension of 400kV Surajmaninagar (TSECL) Substation under NERSS-XIV; & (iv) Extension of 400kV Sitamarhi (POWERGRID) Substation under Transmission system for power evacuation from Arun-3 (900MW) HEP, Nepal of M/s. SAPDC-India Portion. |  | Statement of Quoted / Corrected Prices |  | Page | Different Manner | #REF!
[5 empty] | Text for Discount | #REF!
#REF!
#REF!

## N to W (hidden)
0
Rs. Zero Only
0
0
0
0
0
0
1 | One
2 | Two
3 | Three
4 | Four
5 | Five
6 | Six
7 | Seven
8 | Eight
9 | Nine
10 | Ten
11 | Eleven
12 | Twelve
13 | Thirteen
14 | Fourteen
15 | Fifteen
16 | Sixteen
17 | Seventeen
18 | Eighteen
19 | Nineteen
20 | Twenty
21 | Twenty One
22 | Twenty Two
23 | Twenty Three
24 | Twenty Four
25 | Twenty Five
26 | Twenty Six
27 | Twenty Seven
28 | Twenty Eight
29 | Twenty Nine
30 | Thirty
31 | Thirty One
32 | Thirty Two
33 | Thirty Three
34 | Thirty Four
35 | Thirty Five
36 | Thirty Six
37 | Thirty Seven
38 | Thirty Eight
39 | Thirty Nine
40 | Forty
41 | Forty One
42 | Forty Two
43 | Forty Three
44 | Forty Four
45 | Forty Five
46 | Forty Six
47 | Forty Seven
48 | Forty Eight
49 | Forty Nine
50 | Fifty
51 | Fifty One
52 | Fifty Two
53 | Fifty Three
54 | Fifty Four
55 | Fifty Five
56 | Fifty Six
57 | Fifty Seven
58 | Fifty Eight
59 | Fifty Nine
60 | Sixty
61 | Sixty One
62 | Sixty Two
63 | Sixty Three
64 | Sixty Four
65 | Sixty Five
66 | Sixty Six
67 | Sixty Seven
68 | Sixty Eight
69 | Sixty Nine
70 | Seventy
71 | Seventy One
72 | Seventy Two
73 | Seventy Three
74 | Seventy Four
75 | Seventy Five
76 | Seventy Six
77 | Seventy Seven
78 | Seventy Eight
79 | Seventy Nine
80 | Eighty
81 | Eighty One
82 | Eighty Two
83 | Eighty Three
84 | Eighty Four
85 | Eighty Five
86 | Eighty Six
87 | Eighty Seven
88 | Eighty Eight
89 | Eighty Nine
90 | Ninety
91 | Ninety One
92 | Ninety Two
93 | Ninety Three
94 | Ninety Four
95 | Ninety Five
96 | Ninety Six
97 | Ninety Seven
98 | Ninety Eight
99 | Ninety Nine
100 | One Hundred