## Basic (hidden)
Package Name | 765KV AIS Substation package - SS108 for Establishment of 765/400/220kV Kurnool-III (New) S/S including 1x125MVAR, 400kV 3-Ph Bus Reactor under ‘Transmission Scheme for Evacuation of power from RE Sources in Kurnool Wind Energy Zone (3000 MW) /Solar Energy Zone (1500 MW) Part A’
Package Code | 765KV AIS Substation package - SS108
Specification No. | Specification No.: CC/NT/W-AIS/DOM/A00/23/00332
ORIGINAL

## Cover
Price Schedules | 765KV AIS Substation package - SS108 for Establishment of 765/400/220kV Kurnool-III (New) S/S including 1x125MVAR, 400kV 3-Ph Bus Reactor under ‘Transmission Scheme for Evacuation of power from RE Sources in Kurnool Wind Energy Zone (3000 MW) /Solar Energy Zone (1500 MW) Part A’ |  | 765KV AIS Substation package - SS108
Specification No.: CC/NT/W-AIS/DOM/A00/23/00332
| 1 | Fill up only green shaded cells in Sch-1, Sch-2, Sch-3, Sch-4, Sch-7 and Bid Form 2nd Envelope.
| 2 | All the cells in Sch-5 & Sch-6 are auto filled, therefore no cell is required to be filled up there.
| 3 | Instructions / error messages, if any, will be displayed automatically after selecting the cell.
| 4 | After filling up all the schedues, save the file, take print out of all the schedules and Bid form and sign & stamp and submit them as hard copy of the 2nd envelope (Price part) of the bid. Also ensure to submit the soft copy of the the same file on CD/ DVD.
पावर ग्रिड कारपोरेशन ऑफ इण्डिया लिमिटेड
(भारत सरकार का उद्यम)
Power Grid Corporation of India Limited
(A Government of India Enterprises)
Click to skip Instructions & Proceed
Click for Detailed General Instructions
General guidelines for filling up the Price Schedules, Sch-1 to Sch-7

## Instructions (hidden)
General Instruction to the Bidders for filling up this workbook of Price Schedules
I | While filling up the worksheets following may please be observed :
| (i) | Fill up only green shaded cells.
| (ii) | Certain data type entries have been restricted, such as Numeric values or limits of numeric values.
| (iii) | Select only the options provided in pull down menus.
| (iv) | Do not link any cell of this work book with any other work book.
| (v) | Do not use copy & paste or cut & paste options for filling up the data.
| (vi) | Do not reformat any of the cell of the work book.
II | This Workbook consists of following worksheets :
Cover :
Opening page of the workbook.
Names of Bidder :
| ● | Select Sole Bidder or JV (Joint Venture) from the pull down menu. Do not leave this cell blank.
| ● | Select nos. of the JV Partners other than the Lead Partner from drop down menu.
| ● | In case of JV partners more than 2, enter details of 3rd & more partners along with details of 2nd partner.
| ● | Fill up names and address of the Sole Bidder and /or Joint Venture.
| ● | Fill up date in dd-mmm-yyyy format from drop down menu.
| ● | Click for Sch-1 given at the right top of the worksheet to go to Sch-1.
Sch-1 (Ex-works Prices) :
| ● | Fill up unit rates for all the items in numeric values greater than 0 (zero). If unit rate is left blank, the corresponding item shall be deemed to be included in the total price.
| ● | Corresponding cell for mode of transaction shall be come enable only after filling up the unit rate, therefore first fill up the unit rate and then mode of transaction for the corresponding item.
| ● | Select either Direct or Bought-out from the drop down menu. Do not leave the cell blank the same shall be deemed to be Bought-out if the cell is left blank.
| ● | Total amount shall get calculated automatically.
| ● | Type Test charges shall appear automatically after filling up Sch-7 appropriately.
Sch-2 (Freight & Insurance Charges) :
| ● | Fill up unit rates for all the items in numeric values greater than 0 (zero). If unit rate is left blank, the corresponding item shall be deemed to be included in the total price.
| ● | Total amount shall get calculated automatically.
Sch-3 (Erection Charges) :
| ● | Fill up unit rates for all the items in numeric values greater than 0 (zero). If unit rate is left blank, the corresponding item shall be deemed to be included in the total price.
| ● | Total amount shall get calculated automatically.
Sch-4 (Training Charges) :
| ● | Not applicable, hence no cell is required to be filled up.
Sch-4b (Maintenance Charges during and after Defect Liability Period) :
| ● | Not applicable, hence no cell is required to be filled up.
Sch-5 (Summary of Taxes and Duties applicable on the Goods) :
| ● | No cell is required to be filled in by the bidder in this worksheet.
Sch -6 :
| ● | Summary of all the Schedules without considering discount (mentioned in the work sheet discount) shall be displayed automatically.
| ● | No cell is required to be filled in by the bidder in this worksheet.
Sch-7 (Type Test Charges) :
| ● | Fill up the rates & location where type tests are proposed.
| ● | Total of this Sch-7 shall automatically appear in Sch-1.
Bid from 2nd Envelope :
| ● | Fill up ref. no. as bidder's ref no. of this letter.
| ● | This letter shall consider the net price as per Sch-6 (After Discount).
| ● | Fill up names & Designation of the representatives of other JV partner(s) if the bidder is JV (Joint Venture) .
| ● | Fill up additional information as required.
* * *
Happy Bidding !
Click to Proceed

## Names of Bidder
765KV AIS Substation package - SS108 for Establishment of 765/400/220kV Kurnool-III (New) S/S including 1x125MVAR, 400kV 3-Ph Bus Reactor under ‘Transmission Scheme for Evacuation of power from RE Sources in Kurnool Wind Energy Zone (3000 MW) /Solar Energy Zone (1500 MW) Part A’
Specification No.: CC/NT/W-AIS/DOM/A00/23/00332 |  |  |  |  | Sole Bidder | 1 |  | Sole Bidder | 1
[5 empty] | Joint Venture | 2 or More |  | JV (Joint Venture) | 2 or More
Enter following details of the bidder
Specify type of Bidder [Select from drop down menu] | Sole Bidder |  | Sole Bidder | 1 | 0 | Sole Bidder | 1 | 0
2 or More
0
Name of Sole Bidder | …….. …….. …….. …….. …….. ……..
Address of Sole Bidder | …….. …….. …….. …….. …….. ……..
…….. …….. …….. …….. …….. ……..
…….. …….. …….. …….. …….. ……..
Name of other Partner - 1
Address of other Partner - 1
…….. …….. …….. …….. …….. ……..
…….. …….. …….. …….. …….. ……..
Name of other Partner - 2 (more, if any) | …….. …….. …….. …….. …….. ……..
Address of other Partner - 2 (more, if any) | …….. …….. …….. …….. …….. ……..
…….. …….. …….. …….. …….. ……..
…….. …….. …….. …….. …….. ……..
Printed Name
Designation
email ID of Bid Signatory
Mobile No. of Bid Signatory
Tel No. of Bid Signatory
Fax No. of Bid Signatory
Date |  | 31
Place
Click for Sch-1

## Sch-1
Specification No.: CC/NT/W-AIS/DOM/A00/23/00332 | [12 empty] | Schedule - 1 | Schedule - 1 |  |  | Direct Total | 0 | Sole Bidder | `
[17 empty] | BO Total | #REF! | 0
765KV AIS Substation package - SS108 for Establishment of 765/400/220kV Kurnool-III (New) S/S including 1x125MVAR, 400kV 3-Ph Bus Reactor under ‘Transmission Scheme for Evacuation of power from RE Sources in Kurnool Wind Energy Zone (3000 MW) /Solar Energy Zone (1500 MW) Part A’
(SCHEDULE OF RATES AND PRICES)
Bidder’s Name and Address (Sole Bidder) : | [11 empty] | To:
Contracts Services, 3rd Floor
Name : |  | …….. …….. …….. …….. …….. …….. | [9 empty] | Power Grid Corporation of India Ltd., | [6 empty] | …….. …….. …….. …….. …….. …….. , & …….. …….. …….. …….. …….. ……..
Address : |  | …….. …….. …….. …….. …….. …….. | [9 empty] | "Saudamini", Plot No.-2
|  | …….. …….. …….. …….. …….. …….. | [9 empty] | Sector-29,
|  | …….. …….. …….. …….. …….. …….. | [9 empty] | Gurgaon (Haryana) - 122001
PLANT AND EQUIPMENT (INCLUDING MANDATORY SPARES PARTS) TO BE SUPPLIED, INCLUDING TYPE TEST CHARGES FOR TESTS TO BE CONDUCTED | [17 empty] | Direct
[11 empty] | All Prices are in Indian Rupees. | [6 empty] | Bought-Out
SI. No. | PR No | PR Line Item No | Activity Description | Material Code | HSN Code | Whether HSN in column ‘ 6 ’ is confirmed. If not indicate applicable the HSN code * | Rate of GST applicable ( in %) | Whether rate of GST in column ‘4’ is confirmed. If not indicate applicable rate of GST * | Item Description | Unit | Qty. | Unit Ex-works price (excluding GST) | Total Ex-works price (excluding GST) | GST Tax as confirmed by Bidder
1 | 2 | 3 | 4 | 5 | 6 | 7 | 8 | 9 | 10 | 11 | 12 | 13 | 14= 12 x 13 | 15
PART A (Substation Portion)
I | Estb of 765/400/220kV Kurnool-III PS RE | [13 empty] | Revaluation of J column | Tax Calculation
1 | 7000020892 | 10 | 420kV SHUNT REACTOR | 1000000705 | 85042330 |  | 18 |  | 125 MVAR, 420kV, 3-phase Bus Reactor excluding Insulating Oil | EA | 1 |  | Included | 0 | 0 | 0
2 | 7000020892 | 20 | 420kV SHUNT REACTOR | 1000013947 | 85049010 |  | 18 |  | Insulating Oil for 125 MVAR, 420kV 3-phase Bus Reactor | SET | 1 |  | Included | 0 | 0 | 0
3 | 7000020892 | 3100 | SPARES FOR 420KV SHUNT REACTOR | 1000030934 | 85049010 |  | 18 |  | 420KV, 800A RIP BUSHING WITH METAL PARTS AND GASKETS | EA | 1 |  | Included | 0 | 0 | 0
4 | 7000020892 | 3110 | SPARES FOR 420KV SHUNT REACTOR | 1000030920 | 85049010 |  | 18 |  | 145KV, 800A RIP BUSHING WITH METAL PARTS AND GASKETS | EA | 1 |  | Included | 0 | 0 | 0
5 | 7000020892 | 3120 | SPARES FOR 420KV SHUNT REACTOR | 1000007921 | 85049010 |  | 18 |  | Buchholz Relay (Main Tank) complete with float and contacts forReactor | SET | 1 |  | Included | 0 | 0 | 0
6 | 7000020892 | 3130 | SPARES FOR 420KV SHUNT REACTOR | 1000028774 | 85049010 |  | 18 |  | Local winding temperature indicator (WTI) with contact | EA | 1 |  | Included | 0 | 0 | 0
7 | 7000020892 | 3140 | SPARES FOR 420KV SHUNT REACTOR | 1000026245 | 85049010 |  | 18 |  | OTI complete with contacts & sensing device | SET | 1 |  | Included | 0 | 0 | 0
8 | 7000020892 | 3150 | SPARES FOR 420KV SHUNT REACTOR | 1000032089 | 85049010 |  | 18 |  | SPARES INSULATING OIL TO BE HANDED OVER TO OWNER AFTER COMMISSIONING | KL | 5 |  | Included | 0 | 0 | 0
9 | 7000020892 | 30 | 33kV LT TRANSFORMER | 1000006173 | 85042200 |  | 18 |  | 800kVA, 33/0.433kV, 3ph LT Transformer | EA | 2 |  | Included | 0 | 0 | 0
10 | 7000020892 | 40 | 800kV 50kA AIS EQUIPMENT | 1000005791 | 85462040 |  | 18 |  | 765 kV, 1 phase Bus Post Insulator (except for Line Traps) | EA | 90 |  | Included | 0 | 0 | 0
11 | 7000020892 | 50 | 800kV 50kA AIS EQUIPMENT | 1000020421 | 85354010 |  | 18 |  | 624kV Surge Arrester (1-Phase) | EA | 33 |  | Included | 0 | 0 | 0
12 | 7000020892 | 60 | 800kV 50kA AIS EQUIPMENT | 1000005819 | 85353090 |  | 18 |  | 765kV, 3150A, 50kA, Vertical Knee/DoubleBreak Isolator (1-Phase) without E/S | EA | 33 |  | Included | 0 | 0 | 0
13 | 7000020892 | 70 | 800kV 50kA AIS EQUIPMENT | 1000005820 | 85353090 |  | 18 |  | 765kV, 3150A, 50kA, Vertical Knee/DoubleBreak Isolator (1-Phase) with one E/S | EA | 21 |  | Included | 0 | 0 | 0
14 | 7000020892 | 80 | 800kV 50kA AIS EQUIPMENT | 1000005854 | 85353090 |  | 18 |  | 765kV, 3150A, 50Ka, Vertical Knee/DoubleBreak Isolator (3-Phase) with two E/S | EA | 10 |  | Included | 0 | 0 | 0
15 | 7000020892 | 90 | 800kV 50kA AIS EQUIPMENT | 1000005853 | 85353090 |  | 18 |  | 765kV, 3150A, 50Ka, Vertical Knee/DoubleBreak Isolator (3-Phase) with one E/S | EA | 18 |  | Included | 0 | 0 | 0
16 | 7000020892 | 100 | 800kV 50kA AIS EQUIPMENT | 1000005840 | 85359090 |  | 18 |  | 765 kV,8800 pF Capacitive Voltage Transformer (1-Phase) | EA | 18 |  | Included | 0 | 0 | 0
17 | 7000020892 | 110 | 800kV 50kA AIS EQUIPMENT | 1000005825 | 85352919 |  | 18 |  | 765kV, 3150A, 50kA single phase CircuitBreaker with Support Structure | EA | 1 |  | Included | 0 | 0 | 0
18 | 7000020892 | 120 | 800kV 50kA AIS EQUIPMENT | 1000005826 | 85352919 |  | 18 |  | 765kV, 3150A, 50kA Circuit Breaker(3-Phase) without closing resistor(with support structure) | EA | 6 |  | Included | 0 | 0 | 0
19 | 7000020892 | 130 | 800kV 50kA AIS EQUIPMENT | 1000005827 | 85352919 |  | 18 |  | 765kV, 3150A, 50kA Circuit Breaker(3-Phase) with closing resistor (withsupport structure) | EA | 8 |  | Included | 0 | 0 | 0
20 | 7000020892 | 140 | 800kV 50kA AIS EQUIPMENT | 1000005848 | 85359090 |  | 18 |  | 765 kV, 3000A, 50KA, 1-Phase CurrentTransformer with 120% extended currentrating | EA | 36 |  | Included | 0 | 0 | 0
21 | 7000020892 | 150 | 420kV, 63kA AIS EQUIPMENT | 1000004401 | 85462040 |  | 18 |  | 420 kV, 1 phase Bus Post Insulator (except for Line Traps) | EA | 195 |  | Included | 0 | 0 | 0
22 | 7000020892 | 160 | 420kV, 63kA AIS EQUIPMENT | 1000020419 | 85354010 |  | 18 |  | 336kV Surge Arrester (1-phase) | EA | 40 |  | Included | 0 | 0 | 0
23 | 7000020892 | 170 | 420kV, 63kA AIS EQUIPMENT | 1000004495 | 85353090 |  | 18 |  | 420kV, 3150A, 63KA, Isolator (1 phase)(Double Break) without E/S | EA | 8 |  | Included | 0 | 0 | 0
24 | 7000020892 | 180 | 420kV, 63kA AIS EQUIPMENT | 1000004496 | 85353090 |  | 18 |  | 420kV, 3150A, 63KA, Isolator (1 phase)(Double Break) with one E/S | EA | 10 |  | Included | 0 | 0 | 0
25 | 7000020892 | 190 | 420kV, 63kA AIS EQUIPMENT | 1000004499 | 85353090 |  | 18 |  | 420kV, 3150A, 63KA Isolator (3-phase)(Double Break) with two E/S | EA | 2 |  | Included | 0 | 0 | 0
26 | 7000020892 | 200 | 420kV, 63kA AIS EQUIPMENT | 1000004498 | 85353090 |  | 18 |  | 420kV, 3150A, 63KA, Isolator (3-phase)(Double Break) with one E/S | EA | 57 |  | Included | 0 | 0 | 0
27 | 7000020892 | 210 | 420kV, 63kA AIS EQUIPMENT | 1000004535 | 85359090 |  | 18 |  | 420 kV, 4400 pF Capacitive Voltage Transformer (1-Phase) | EA | 6 |  | Included | 0 | 0 | 0
28 | 7000020892 | 220 | 420kV, 63kA AIS EQUIPMENT | 1000004463 | 85359090 |  | 18 |  | 420 kV, 3000A, 63KA, 1-Phase CurrentTransformer with 120% extended currentrating | EA | 66 |  | Included | 0 | 0 | 0
29 | 7000020892 | 230 | 420kV, 63kA AIS EQUIPMENT | 1000004501 | 85352913 |  | 18 |  | 420kV, 3150A, 63kA Circuit Breaker (3-Phase) without closing resistorand with Support Structure | EA | 18 |  | Included | 0 | 0 | 0
30 | 7000020892 | 240 | 420kV, 63kA AIS EQUIPMENT | 1000004502 | 85352913 |  | 18 |  | 420kV, 3150A, 63KA Circuit Breaker (3-Phase) with closing resistor with support structure | EA | 4 |  | Included | 0 | 0 | 0
31 | 7000020892 | 250 | 245kV, 50kA AIS EQUIPMENT | 1000001694 | 85462040 |  | 18 |  | 245 kV ,1 phase Bus Post Insulators for Line Traps | EA | 90 |  | Included | 0 | 0 | 0
32 | 7000020892 | 260 | 245kV, 50kA AIS EQUIPMENT | 1000001695 | 85462040 |  | 18 |  | 245 kV, 1 phase Bus Post Insulator (except for Line Traps) | EA | 292 |  | Included | 0 | 0 | 0
33 | 7000020892 | 270 | 245kV, 50kA AIS EQUIPMENT | 1000020417 | 85354010 |  | 18 |  | 216kV Surge Arrester (1-phase) | EA | 72 |  | Included | 0 | 0 | 0
34 | 7000020892 | 280 | 245kV, 50kA AIS EQUIPMENT | 1000032777 | 85353090 |  | 18 |  | 245KV, 1600 A, 50KA, 3-PHASE, DOUBLE BREAK TANDEM ISOLATOR WITHOUT E/S | EA | 51 |  | Included | 0 | 0 | 0
35 | 7000020892 | 290 | 245kV, 50kA AIS EQUIPMENT | 1000001689 | 85353090 |  | 18 |  | 245kV, 1600A, 50 KA, 3-phase DoubleBreak Isolator with two E/S | EA | 27 |  | Included | 0 | 0 | 0
36 | 7000020892 | 300 | 245kV, 50kA AIS EQUIPMENT | 1000001688 | 85353090 |  | 18 |  | 245kV, 1600A, 50 KA, 3-phase DoubleBreak Isolator with one E/S | EA | 27 |  | Included | 0 | 0 | 0
37 | 7000020892 | 310 | 245kV, 50kA AIS EQUIPMENT | 1000001772 | 85359090 |  | 18 |  | 245 kV, 4400pf Capacitive Voltage Transformer (1- Phase) | EA | 63 |  | Included | 0 | 0 | 0
38 | 7000020892 | 320 | 245kV, 50kA AIS EQUIPMENT | 1000001684 | 85359090 |  | 18 |  | 245 kV, 1600A, 50KA, 1-Phase CurrentTransformer with 120% extended currentrating | EA | 81 |  | Included | 0 | 0 | 0
39 | 7000020892 | 330 | 245kV, 50kA AIS EQUIPMENT | 1000001683 | 85352912 |  | 18 |  | 245kV, 1600A, 50KA Circuit Breaker(3-Phase) with support structure | EA | 27 |  | Included | 0 | 0 | 0
40 | 7000020892 | 340 | 245kV, 50kA AIS EQUIPMENT | 1000028442 | 85352912 |  | 18 |  | 245kV, 3150A, 50KA Circuit Breaker(3-Phase) with support structure | EA | 7 |  | Included | 0 | 0 | 0
41 | 7000020892 | 350 | 245kV, 50kA AIS EQUIPMENT | 1000051850 | 85353090 |  | 18 |  | 245KV, 3150A, 50KA, 3-PHASE DOUBLE BREAK ISOLATOR WITH ONE E/S | EA | 8 |  | Included | 0 | 0 | 0
42 | 7000020892 | 360 | 245kV, 50kA AIS EQUIPMENT | 1000051760 | 85353090 |  | 18 |  | 245KV, 3150A, 50KA, 3-PHASE DOUBLE BREAK ISOLATOR WITH TWO E/S | EA | 6 |  | Included | 0 | 0 | 0
43 | 7000020892 | 370 | 245kV, 50kA AIS EQUIPMENT | 1000001740 | 85359090 |  | 18 |  | 245 kV, 2500A, 50KA, 1-Phase CurrentTransformer with 150% extended currentrating | EA | 21 |  | Included | 0 | 0 | 0
44 | 7000020892 | 380 | 145kV, 31.5kV AIS EQUIPMENT | 1000000956 | 85462040 |  | 18 |  | 145kV, 1 phase Bus Post Insulators | EA | 4 |  | Included | 0 | 0 | 0
45 | 7000020892 | 390 | 145kV, 31.5kV AIS EQUIPMENT | 1000000945 | 85352911 |  | 18 |  | 145kV, 1250A, 31.5KA Circuit Breakers(1-Phase) with support structure | EA | 2 |  | Included | 0 | 0 | 0
46 | 7000020892 | 400 | 72.5kV, 25kV AIS EQUIPMENT | 1000005036 | 85352113 |  | 18 |  | 72.5 kV, 1250A, 25 kA, 3-phase CircuitBreaker with support structure | EA | 1 |  | Included | 0 | 0 | 0
47 | 7000020892 | 410 | 72.5kV, 25kV AIS EQUIPMENT | 1000027581 | 85353090 |  | 18 |  | 72.5kV, 630A, 25kA, 3-Phase DoubleBreak Isolator without E/S | EA | 1 |  | Included | 0 | 0 | 0
48 | 7000020892 | 420 | 72.5kV, 25kV AIS EQUIPMENT | 1000005061 | 85359090 |  | 18 |  | 72.5 kV, 50A, 25 kA, 1-Phase CurrentTransformer with 120% extended currentrating | EA | 3 |  | Included | 0 | 0 | 0
49 | 7000020892 | 430 | 72.5kV, 25kV AIS EQUIPMENT | 1000005048 | 85359090 |  | 18 |  | 72.5 kV Voltage Transformer (1- Phase) | EA | 3 |  | Included | 0 | 0 | 0
50 | 7000020892 | 440 | 72.5kV, 25kV AIS EQUIPMENT | 1000005030 | 85462040 |  | 18 |  | 72.5kV ,1 phase Bus Post Insulators | EA | 6 |  | Included | 0 | 0 | 0
51 | 7000020892 | 450 | 36kV AIS EQUIPMENT | 1000002094 | 85353090 |  | 18 |  | 36 kV, 630A, 25 KA, 3-Phase DoubleBreak Isolator without E/S | EA | 1 |  | Included | 0 | 0 | 0
52 | 7000020892 | 460 | 36kV AIS EQUIPMENT | 1000001998 | 85049010 |  | 18 |  | Current transformer (33kV) for transformer Netural along with supportstructure & terminal connector | SET | 3 |  | Included | 0 | 0 | 0
53 | 7000020892 | 470 | 36kV AIS EQUIPMENT | 1000001999 | 85049010 |  | 18 |  | Current transformer (33kV) for Reactor Neutral along with supportstructure & terminal connector | EA | 3 |  | Included | 0 | 0 | 0
54 | 7000020892 | 480 | 36kV AIS EQUIPMENT | 1000002068 | 85049010 |  | 18 |  | 36 kV, 1-phase Horn Gap Fuse | EA | 3 |  | Included | 0 | 0 | 0
55 | 7000020892 | 490 | 36kV AIS EQUIPMENT | 1000020418 | 85354010 |  | 18 |  | 30kV Surge Arrester (1-Phase) | EA | 3 |  | Included | 0 | 0 | 0
56 | 7000020892 | 500 | 36kV AIS EQUIPMENT | 1000020185 | 73082011 |  | 18 |  | Fabrication, galvanising and supply of 33kV Std Double Pole Structureincluding nuts, bolts, all type of washers, packplates, step bolts andgusset plates excluding foundation bolts | EA | 1 |  | Included | 0 | 0 | 0
57 | 7000020892 | 510 | Erection Hardware for 765 kV S/Y | 1000015930 | 85049010 |  | 18 |  | Bus post insulators, spacers, equipmentsupport structures, conductor(s), Altube, clamp, connectors including 765KV and neutral bushings terminalconnectors etc for Neutral formationfor one bank (each bank comprise ofthree single phase units of Reactors)and connection to neutral groundingreactor (as applicable) and makingconnection arrangement to connect spareunit in place of any unit of the bankwithout physical shifting. | LOT | 3 |  | Included | 0 | 0 | 0
58 | 7000020892 | 520 | Erection Hardware for 765 kV S/Y | 1000015788 | 85049010 |  | 18 |  | Bus post insulators, spacers, equipmentsupport structures, conductors, Altube, clamp, connectors (including765kV, 400kV, tertiary and neuturalbushing terminal connectors etc) forarrangement of netural formation forTransformer(s), DELTA formation for onebank (each bank comprises of 3 singlephase units of Autotransformers) andmaking connection arrangement toconnect spare unit in place of any unitof the bank without physical shifting | LOT | 3 |  | Included | 0 | 0 | 0
59 | 7000020892 | 530 | Erection Hardware for 765 kV S/Y | 1000011349 | 72169990 |  | 18 |  | Erection Hardware for 765kV I type layout-Bus Reactor bay as pertechnical specification | SET | 1 |  | Included | 0 | 0 | 0
60 | 7000020892 | 540 | Erection Hardware for 765 kV S/Y | 1000011363 | 72169990 |  | 18 |  | Erection Hardware for 765kV I type layout-Transformer bay as pertechnical specification | SET | 3 |  | Included | 0 | 0 | 0
61 | 7000020892 | 550 | Erection Hardware for 765 kV S/Y | 1000011356 | 72169990 |  | 18 |  | Erection Hardware for 765kV I type layout-Line Reactors including NGRbypass arrangement as per technical specification | SET | 2 |  | Included | 0 | 0 | 0
62 | 7000020892 | 560 | Erection Hardware for 765 kV S/Y | 1000011358 | 72169990 |  | 18 |  | Erection Hardware for 765kV I type layout-Line bay as per technicalspecification | SET | 4 |  | Included | 0 | 0 | 0
63 | 7000020892 | 570 | Erection Hardware for 765 kV S/Y | 1000011350 | 72169990 |  | 18 |  | Erection Hardware for 765kV I type layout-Bus Work (For one diameters)as per technical specification | SET | 4 |  | Included | 0 | 0 | 0
64 | 7000020892 | 580 | 765kV Insulator and Hardware | 1000055992 | 72169990 |  | 18 |  | 765KV SUSPENSION INSULATOR STRING AND ASSOCIATED HARDWARE FITTINGSWITH DROP CLAMP SUITABLE FOR QUAD CONDUCTOR | EA | 18 |  | Included | 0 | 0 | 0
65 | 7000020892 | 590 | 765kV Insulator and Hardware | 1000055993 | 72169990 |  | 18 |  | 765KV SUSPENSION INSULATOR STRING AND ASSOCIATED HARDWARE FITTINGSWITH THROUGH CLAMP SUITABLE FOR QUAD CONDUCTOR | EA | 42 |  | Included | 0 | 0 | 0
66 | 7000020892 | 600 | 765kV Insulator and Hardware | 1000055994 | 72169990 |  | 18 |  | 765KV TENSION INSULATOR STRING AND ASSOCIATED HARDWARE FITTINGSWITHOUT TURN BUCKLE SUITABLE FOR HEXA CONDUCTOR | EA | 72 |  | Included | 0 | 0 | 0
67 | 7000020892 | 610 | 765kV Insulator and Hardware | 1000055996 | 72169990 |  | 18 |  | 765KV TENSION INSULATOR STRING AND ASSOCIATED HARDWARE FITTINGS WITHTURN BUCKLE SUITABLE FOR HEXA CONDUCTOR | EA | 84 |  | Included | 0 | 0 | 0
68 | 7000020892 | 620 | Erection Hardware for 420 kV I Type S/Y | 1000011318 | 72169990 |  | 18 |  | Erection Hardware for 400kV I type layout-Bus Work (For one diameter)as per technical specification | SET | 9 |  | Included | 0 | 0 | 0
69 | 7000020892 | 630 | Erection Hardware for 420 kV I Type S/Y | 1000011327 | 72169990 |  | 18 |  | Erection Hardware for 400kV I type layout-Transformer bay as pertechnical specification | SET | 12 |  | Included | 0 | 0 | 0
70 | 7000020892 | 640 | Erection Hardware for 420 kV I Type S/Y | 1000011317 | 72169990 |  | 18 |  | Erection Hardware for 400kV I type layout-Bus Reactor bay as pertechnical specification | SET | 1 |  | Included | 0 | 0 | 0
71 | 7000020892 | 650 | Erection Hardware for 420 kV I Type S/Y | 1000011326 | 72169990 |  | 18 |  | Erection Hardware for 400kV I type layout-Spare bay of half dia as pertechnical specification | SET | 5 |  | Included | 0 | 0 | 0
72 | 7000020892 | 660 | 420kV Insulator and Hardware | 1000055987 | 72169990 |  | 18 |  | 400KV SUSPENSION INSULATOR STRING AND ASSOCIATED HARDWARE FITTINGSWITH DROP CLAMP SUITABLE FOR TWIN CONDUCTOR | EA | 6 |  | Included | 0 | 0 | 0
73 | 7000020892 | 670 | 420kV Insulator and Hardware | 1000055986 | 72169990 |  | 18 |  | 400KV SUSPENSION INSULATOR STRING AND ASSOCIATED HARDWARE FITTINGSWITH DROP CLAMP SUITABLE FOR QUAD CONDUCTOR | EA | 57 |  | Included | 0 | 0 | 0
74 | 7000020892 | 680 | 420kV Insulator and Hardware | 1000055991 | 72169990 |  | 18 |  | 400KV TENSION INSULATOR STRING AND ASSOCIATED HARDWARE FITTINGSWITH TURN BUCKLE SUITABLE FOR QUAD CONDUCTOR | EA | 90 |  | Included | 0 | 0 | 0
75 | 7000020892 | 690 | 420kV Insulator and Hardware | 1000055984 | 72169990 |  | 18 |  | 400KV TENSION INSULATOR STRING AND ASSOCIATED HARDWARE FITTINGSWITHOUT TURN BUCKLE SUITABLE FOR QUAD CONDUCTOR | EA | 90 |  | Included | 0 | 0 | 0
76 | 7000020892 | 700 | Erection Hardware for 220 kV DMT Type S | 1000011255 | 72169990 |  | 18 |  | Erection Hardware for 220kV layout (Double Main and TransferScheme)-Bus work (one Bay) as per technical specification | SET | 30 |  | Included | 0 | 0 | 0
77 | 7000020892 | 710 | Erection Hardware for 220 kV DMT Type S | 1000011261 | 72169990 |  | 18 |  | Erection Hardware for 220kV layout (Double Main and TransferScheme)-Line Bay as per technical specification | SET | 15 |  | Included | 0 | 0 | 0
78 | 7000020892 | 720 | Erection Hardware for 220 kV DMT Type S | 1000011264 | 72169990 |  | 18 |  | Erection Hardware for 220kV layout (Double Main and TransferScheme)-Transformer Bay as per technical specification | SET | 9 |  | Included | 0 | 0 | 0
79 | 7000020892 | 730 | Erection Hardware for 220 kV DMT Type S | 1000011253 | 72169990 |  | 18 |  | Erection Hardware for 220kV layout (Double Main and TransferScheme)-Bus Coupler Bay as per technical specification | SET | 3 |  | Included | 0 | 0 | 0
80 | 7000020892 | 740 | Erection Hardware for 220 kV DMT Type S | 1000011265 | 72169990 |  | 18 |  | Erection Hardware for 220kV layout (Double Main and TransferScheme)-Transfer Bus Coupler Bay as per technical specification | SET | 3 |  | Included | 0 | 0 | 0
81 | 7000020892 | 750 | Erection Hardware for 220 kV DMT Type S | 1000011254 | 72169990 |  | 18 |  | Erection Hardware for 220kV layout (Double Main and TransferScheme)-Bus section Bay as per technical specification | SET | 4 |  | Included | 0 | 0 | 0
82 | 7000020892 | 760 | 220kV Insulator and Hardware | 1000055983 | 72169990 |  | 18 |  | 220KV TENSION INSULATOR STRING AND ASSOCIATED HARDWARE FITTINGS WITHTURN BUCKLE SUITABLE FOR TWIN CONDUCTOR | EA | 300 |  | Included | 0 | 0 | 0
83 | 7000020892 | 770 | 220kV Insulator and Hardware | 1000055982 | 72169990 |  | 18 |  | 220KV TENSION INSULATOR STRING AND ASSOCIATED HARDWARE FITTINGS WITHTURN BUCKLE SUITABLE FOR SINGLE CONDUCTOR | EA | 15 |  | Included | 0 | 0 | 0
84 | 7000020892 | 780 | 220kV Insulator and Hardware | 1000055981 | 72169990 |  | 18 |  | 220KV TENSION INSULATOR STRING AND ASSOCIATED HARDWARE FITTINGS WITHTURN BUCKLE SUITABLE FOR QUAD CONDUCTOR | EA | 90 |  | Included | 0 | 0 | 0
85 | 7000020892 | 790 | 220kV Insulator and Hardware | 1000055980 | 72169990 |  | 18 |  | 220KV TENSION INSULATOR STRING AND ASSOCIATED HARDWARE FITTINGSWITHOUT TURN BUCKLE SUITABLE FOR TWIN CONDUCTOR | EA | 300 |  | Included | 0 | 0 | 0
86 | 7000020892 | 800 | 220kV Insulator and Hardware | 1000055978 | 72169990 |  | 18 |  | 220KV TENSION INSULATOR STRING AND ASSOCIATED HARDWARE FITTINGSWITHOUT TURN BUCKLE SUITABLE FOR QUAD CONDUCTOR | EA | 90 |  | Included | 0 | 0 | 0
87 | 7000020892 | 810 | 220kV Insulator and Hardware | 1000055977 | 72169990 |  | 18 |  | 220KV SUSPENSION INSULATOR STRING AND ASSOCIATED HARDWARE FITTINGSWITH THROUGH CLAMP SUITABLE FOR TWIN CONDUCTOR | EA | 150 |  | Included | 0 | 0 | 0
88 | 7000020892 | 820 | 220kV Insulator and Hardware | 1000055975 | 72169990 |  | 18 |  | 220KV SUSPENSION INSULATOR STRING AND ASSOCIATED HARDWARE FITTINGSWITH DROP CLAMP SUITABLE FOR TWIN CONDUCTOR | EA | 120 |  | Included | 0 | 0 | 0
89 | 7000020892 | 830 | 220kV Insulator and Hardware | 1000055973 | 72169990 |  | 18 |  | 220KV SUSPENSION INSULATOR STRING AND ASSOCIATED HARDWARE FITTINGSWITH DROP CLAMP SUITABLE FOR QUAD CONDUCTOR | EA | 30 |  | Included | 0 | 0 | 0
90 | 7000020892 | 840 | Erection Hardware for tertiary | 1000011348 | 72169990 |  | 18 |  | Erection Hardware for the 72.5kV equipment for Tertiary loading as pertechnical specification | SET | 1 |  | Included | 0 | 0 | 0
91 | 7000020892 | 850 | Erection Hardware for tertiary | 1000011295 | 72169990 |  | 18 |  | Erection Hardware for the 33kV equipment for SEB supply as pertechnical specification | SET | 1 |  | Included | 0 | 0 | 0
92 | 7000020892 | 860 | Earthmat | 1000032055 | 72159090 |  | 18 |  | 40 MM MS ROD FOR MAIN EARTHMAT | KM | 85 |  | Included | 0 | 0 | 0
93 | 7000020892 | 870 | CSD | 1000009713 | 85389000 |  | 18 |  | Controlled Switching Device for 420 kV, 3-ph Circuit Breaker | EA | 8 |  | Included | 0 | 0 | 0
94 | 7000020892 | 880 | CSD | 1000009714 | 85364900 |  | 18 |  | Controlled Switching Device for 765 kV, 3-ph Circuit Breaker | EA | 10 |  | Included | 0 | 0 | 0
95 | 7000020892 | 890 | CRP for 765kV Bays | 1000055448 | 85371000 |  | 18 |  | 765KV CIRCUIT BREAKER RELAY PANEL (WITH AUTOMATION) | EA | 14 |  | Included | 0 | 0 | 0
96 | 7000020892 | 900 | CRP for 765kV Bays | 1000005522 | 85371000 |  | 18 |  | 765kV Line Protection Panel (with Automation) | EA | 4 |  | Included | 0 | 0 | 0
97 | 7000020892 | 910 | CRP for 765kV Bays | 1000005789 | 85371000 |  | 18 |  | 765kV Transformer Protection Panel (For both HV & MV side)-(withAutomation) | EA | 3 |  | Included | 0 | 0 | 0
98 | 7000020892 | 920 | CRP for 765kV Bays | 1000005533 | 85371000 |  | 18 |  | 765kV Reactor Protection Panel (with Automation) | EA | 3 |  | Included | 0 | 0 | 0
99 | 7000020892 | 930 | CRP for 765kV Bays | 1000005071 | 85371000 |  | 18 |  | 765kV Bus Bar Protection Panel (Duplicate)-(with Automation) | SET | 1 |  | Included | 0 | 0 | 0
100 | 7000020892 | 940 | CRP for 765kV Bays | 1000025391 | 82032000 |  | 18 |  | Relay Test kit | EA | 1 |  | Included | 0 | 0 | 0
101 | 7000020892 | 950 | CRP for 765kV Bays | 1000021642 | 85371000 |  | 18 |  | Time synchronisation equipment | EA | 1 |  | Included | 0 | 0 | 0
102 | 7000020892 | 960 | CRP for 420kV Bays with SAS | 1000002145 | 85371000 |  | 18 |  | 400kV Bus Bar Protection Panel (Duplicate)-(with Automation) | SET | 1 |  | Included | 0 | 0 | 0
103 | 7000020892 | 970 | CRP for 420kV Bays with SAS | 1000003407 | 85371000 |  | 18 |  | 400kV Reactor Protection Panel (with Automation) | EA | 1 |  | Included | 0 | 0 | 0
104 | 7000020892 | 980 | CRP for 420kV Bays with SAS | 1000004274 | 85371000 |  | 18 |  | 400kV Transformer Protection Panel (For both HV & MV side)-(withAutomation) | EA | 9 |  | Included | 0 | 0 | 0
105 | 7000020892 | 990 | CRP for 420kV Bays with SAS | 1000055446 | 85371000 |  | 18 |  | 400KV CIRCUIT BREAKER RELAY PANEL (WITH AUTOMATION) | EA | 22 |  | Included | 0 | 0 | 0
106 | 7000020892 | 1000 | CRP for 220kV Bays with SAS | 1000055443 | 85371000 |  | 18 |  | 220KV CIRCUIT BREAKER RELAY PANEL (WITH AUTOMATION) | EA | 34 |  | Included | 0 | 0 | 0
107 | 7000020892 | 1010 | CRP for 220kV Bays with SAS | 1000001330 | 85371000 |  | 18 |  | 220kV Line Protection Panel (with Automation) | EA | 15 |  | Included | 0 | 0 | 0
108 | 7000020892 | 1020 | CRP for 220kV Bays with SAS | 1000001566 | 85371000 |  | 18 |  | 220kV Transformer Protection Panel (For both HV & MV side)-(withAutomation) | EA | 9 |  | Included | 0 | 0 | 0
109 | 7000020892 | 1030 | CRP for 220kV Bays with SAS | 1000001166 | 85371000 |  | 18 |  | 220kV Bus Bar Protection Panel (Single)-(with Automation) | SET | 1 |  | Included | 0 | 0 | 0
110 | 7000020892 | 1040 | CRP for 220kV Bays with SAS | 1000026235 | 85371000 |  | 18 |  | Line Current Differential Relay | SET | 30 |  | Included | 0 | 0 | 0
111 | 7000020892 | 1050 | SAS | 1000005534 | 85371000 |  | 18 |  | Complete Substation automation system for 765kV Main bay as perTechnical Specification | EA | 8 |  | Included | 0 | 0 | 0
112 | 7000020892 | 1060 | SAS | 1000005536 | 85371000 |  | 18 |  | Complete Substation automation System for 765kV Tie bay as perTechnical Specification | EA | 4 |  | Included | 0 | 0 | 0
113 | 7000020892 | 1070 | SAS | 1000005539 | 85371000 |  | 18 |  | Complete Substation automation System for 765kV Switchable LineReactor Bay as per Technical Specification | EA | 2 |  | Included | 0 | 0 | 0
114 | 7000020892 | 1080 | SAS | 1000003408 | 85371000 |  | 18 |  | Complete Substation automation System for 400kV Main bay as perTechnical Specification | EA | 18 |  | Included | 0 | 0 | 0
115 | 7000020892 | 1090 | SAS | 1000003410 | 85371000 |  | 18 |  | Complete Substation automation System for 400kV Tie bay as perTechnical Specification | EA | 9 |  | Included | 0 | 0 | 0
116 | 7000020892 | 1100 | SAS | 1000001332 | 85371000 |  | 18 |  | Complete Substation automation System for 220kV bay as per TechnicalSpecification | EA | 34 |  | Included | 0 | 0 | 0
117 | 7000020892 | 1110 | SAS | 1000018700 | 85371000 |  | 18 |  | Complete Substation automation System for controlling and monitoringof Auxilary System including BCUs as per technical specification | SET | 1 |  | Included | 0 | 0 | 0
118 | 7000020892 | 1120 | VMS | 1000025861 | 85287390 |  | 18 |  | Visual Monitoring System for Watch & Ward | SET | 1 |  | Included | 0 | 0 | 0
119 | 7000020892 | 1130 | PLCC Equipment | 1000011082 | 85176210 |  | 18 |  | EPAX (24/8) with 24 telephones, Cables etc. | SET | 1 |  | Included | 0 | 0 | 0
120 | 7000020892 | 1140 | PLCC Equipment | 1000001568 | 85176210 |  | 18 |  | 220kV,1600A,0.5mH ,50kA Line Trap | EA | 30 |  | Included | 0 | 0 | 0
121 | 7000020892 | 1150 | LT SWITCHGEAR | 1000004754 | 85371000 |  | 18 |  | 48V DCDB | SET | 2 |  | Included | 0 | 0 | 0
122 | 7000020892 | 1160 | LT SWITCHGEAR | 1000001144 | 85371000 |  | 18 |  | 220V DCDB | SET | 2 |  | Included | 0 | 0 | 0
123 | 7000020892 | 1170 | LT SWITCHGEAR | 1000004305 | 85371000 |  | 18 |  | 415V Airconditioning DB | SET | 1 |  | Included | 0 | 0 | 0
124 | 7000020892 | 1180 | LT SWITCHGEAR | 1000004307 | 85371000 |  | 18 |  | 415V Emergency LDB(along with 1 no. 100kVA lighting transformer) | SET | 1 |  | Included | 0 | 0 | 0
125 | 7000020892 | 1190 | LT SWITCHGEAR | 1000004312 | 85371000 |  | 18 |  | 415V MLDB(along with 2 nos. 300 kVA Lighting transformer) | SET | 1 |  | Included | 0 | 0 | 0
126 | 7000020892 | 1200 | LT SWITCHGEAR | 1000004303 | 85371000 |  | 18 |  | 415V AC Distribution Board (ACDB) as per Technical Specification | SET | 1 |  | Included | 0 | 0 | 0
127 | 7000020892 | 1210 | LT SWITCHGEAR | 1000004313 | 85371000 |  | 18 |  | 415V Main Switchboard | SET | 1 |  | Included | 0 | 0 | 0
128 | 7000020892 | 1220 | LT SWITCHGEAR | 1000015462 | 90308990 |  | 18 |  | Meter DB type-A & Type-B-MB | EA | 1 |  | Included | 0 | 0 | 0
129 | 7000020892 | 1230 | LT SWITCHGEAR | 1000012278 | 85371000 |  | 18 |  | Flat DB type A -DB | EA | 2 |  | Included | 0 | 0 | 0
130 | 7000020892 | 1240 | 220V Battery & Charger | 1000001151 | 85072000 |  | 28 |  | 220V, 1500 Ah Battery | SET | 2 |  | Included | 0 | 0 | 0
131 | 7000020892 | 1250 | 220V Battery & Charger | 1000001153 | 85044030 |  | 18 |  | 220V, 180A/180A Float Cum Boost BatteryCharger | EA | 2 |  | Included | 0 | 0 | 0
132 | 7000020892 | 1260 | 48V Battery & Charger | 1000004762 | 85072000 |  | 28 |  | 48V, 1500 Ah Battery | SET | 2 |  | Included | 0 | 0 | 0
133 | 7000020892 | 1270 | 48V Battery & Charger | 1000004764 | 85044030 |  | 18 |  | 48V, 180A/180A Float Cum Boost BatteryCharger | EA | 2 |  | Included | 0 | 0 | 0
134 | 7000020892 | 1280 | DG SET | 1000004797 | 85021310 |  | 18 |  | 500 kVA Diesel Generator along with control Panel | SET | 1 |  | Included | 0 | 0 | 0
135 | 7000020892 | 1290 | POWER & CONTROL CABLE | 1000031985 | 85446020 |  | 18 |  | 1.1KV GRADE 4CX6 SQMM (PVC) POWER CABLE | KM | 16 |  | Included | 0 | 0 | 0
136 | 7000020892 | 1300 | POWER & CONTROL CABLE | 1000031943 | 85446020 |  | 18 |  | 1.1KV GRADE 2CX6 SQMM (PVC) POWER CABLE | KM | 10 |  | Included | 0 | 0 | 0
137 | 7000020892 | 1310 | POWER & CONTROL CABLE | 1000031964 | 85446020 |  | 18 |  | 1.1KV GRADE 3CX2.5 SQMM CONTROL CABLE | KM | 80 |  | Included | 0 | 0 | 0
138 | 7000020892 | 1320 | POWER & CONTROL CABLE | 1000031987 | 85446020 |  | 18 |  | 1.1KV GRADE 5CX2.5 SQMM CONTROL CABLE | KM | 134 |  | Included | 0 | 0 | 0
139 | 7000020892 | 1330 | POWER & CONTROL CABLE | 1000031887 | 85446020 |  | 18 |  | 1.1KV GRADE 10CX2.5 SQMM CONTROL CABLE | KM | 58 |  | Included | 0 | 0 | 0
140 | 7000020892 | 1340 | POWER & CONTROL CABLE | 1000056264 | 85446020 |  | 18 |  | 1.1KV GRADE 19CX1.5 SQMM CONTROL CABLE | KM | 66 |  | Included | 0 | 0 | 0
141 | 7000020892 | 1350 | POWER & CONTROL CABLE | 1000056265 | 85446020 |  | 18 |  | 1.1KV GRADE 27CX1.5 SQMM CONTROL CABLE | KM | 27 |  | Included | 0 | 0 | 0
142 | 7000020892 | 1360 | POWER & CONTROL CABLE | 1000032050 | 85446020 |  | 18 |  | 4PAIR, 0.5SQMM SCREENED CABLE | KM | 6.5 |  | Included | 0 | 0 | 0
143 | 7000020892 | 1370 | POWER & CONTROL CABLE | 1000032046 | 85446090 |  | 18 |  | 33KV HV POWER CABLE ALONG WITH ACCESSORIES | KM | 1 |  | Included | 0 | 0 | 0
144 | 7000020892 | 1380 | POWER & CONTROL CABLE | 1000031919 | 85446090 |  | 18 |  | 1.1KV GRADE 1CX630 SQ. MM (XLPE) POWER CABLE | KM | 1.6 |  | Included | 0 | 0 | 0
145 | 7000020892 | 1390 | POWER & CONTROL CABLE | 1000031951 | 85446090 |  | 18 |  | 1.1KV GRADE 3.5CX300 SQMM (XLPE) POWER CABLE | KM | 5.5 |  | Included | 0 | 0 | 0
146 | 7000020892 | 1400 | POWER & CONTROL CABLE | 1000031911 | 85446020 |  | 18 |  | 1.1KV GRADE 1CX150 SQMM (PVC) POWER CABLE | KM | 0.8 |  | Included | 0 | 0 | 0
147 | 7000020892 | 1410 | POWER & CONTROL CABLE | 1000031957 | 85446020 |  | 18 |  | 1.1KV GRADE 3.5CX70 SQMM (PVC) POWER CABLE | KM | 110 |  | Included | 0 | 0 | 0
148 | 7000020892 | 1420 | POWER & CONTROL CABLE | 1000031953 | 85446020 |  | 18 |  | 1.1KV GRADE 3.5CX35 SQMM (PVC) POWER CABLE | KM | 1.2 |  | Included | 0 | 0 | 0
149 | 7000020892 | 1430 | POWER & CONTROL CABLE | 1000031976 | 85446020 |  | 18 |  | 1.1KV GRADE 4CX16 SQMM (PVC) POWER CABLE | KM | 145 |  | Included | 0 | 0 | 0
150 | 7000020892 | 1440 | AIR CONDITIONING & VENTILATION SYSTEM | 1000006285 | 84151090 |  | 28 |  | Air conditioning system for Switchyard Panel Room of 9m length | SET | 7 |  | Included | 0 | 0 | 0
151 | 7000020892 | 1450 | AIR CONDITIONING & VENTILATION SYSTEM | 1000006284 | 84151090 |  | 28 |  | Air conditioning system for Switchyard Panel Room of 6m length | SET | 9 |  | Included | 0 | 0 | 0
152 | 7000020892 | 1460 | AIR CONDITIONING & VENTILATION SYSTEM | 1000013502 | 84158210 |  | 28 |  | High wall type split AC unit of 2 TR capacity | EA | 20 |  | Included | 0 | 0 | 0
153 | 7000020892 | 1470 | FIRE FIGHTING SYSTEM | 1000028771 | 84241000 |  | 18 |  | PORTABLE FIRE EXTINGUISHER-DCP TYPE 4.5/5 KG | EA | 6 |  | Included | 0 | 0 | 0
154 | 7000020892 | 1480 | FIRE FIGHTING SYSTEM | 1000012022 | 84241000 |  | 18 |  | 4.5 kg CO2 type Portable Fire extinguisher | EA | 30 |  | Included | 0 | 0 | 0
155 | 7000020892 | 1490 | FIRE FIGHTING SYSTEM | 1000049665 | 84241000 |  | 18 |  | 60 LITRE FOAM TYPE TROLLEY/WHEEL MOUNTED FIRE EXTINGUISHER | SET | 2 |  | Included | 0 | 0 | 0
156 | 7000020892 | 1500 | FIRE FIGHTING SYSTEM | 1000012027 | 84241000 |  | 18 |  | 9litre water type Portable Fire extinguisher | EA | 4 |  | Included | 0 | 0 | 0
157 | 7000020892 | 1510 | FIRE FIGHTING SYSTEM | 1000012018 | 85311020 |  | 18 |  | Fire Detection and Alarm System for Switchyard Panel Room of 6 mlength | SET | 9 |  | Included | 0 | 0 | 0
158 | 7000020892 | 1520 | FIRE FIGHTING SYSTEM | 1000012019 | 85311020 |  | 18 |  | Fire Detection and Alarm System for Switchyard Panel Room of 9 mlength | SET | 7 |  | Included | 0 | 0 | 0
159 | 7000020892 | 1530 | FIRE FIGHTING SYSTEM | 1000012015 | 85311020 |  | 18 |  | Fire Detection and Alarm System for Control Room Building(765kV) | SET | 1 |  | Included | 0 | 0 | 0
160 | 7000020892 | 1540 | FIRE FIGHTING SYSTEM | 1000012043 | 84248990 |  | 18 |  | HVW spray system, Hydrant system and complete U/G & O/G piping andaccessories etc. out side the pump house for 125 MVAR, 420kV, 3 phaseShunt Reactor | SET | 1 |  | Included | 0 | 0 | 0
161 | 7000020892 | 1550 | FIRE FIGHTING SYSTEM | 1000012069 | 84248990 |  | 18 |  | HVW spray system, Hydrant system and complete U/G & O/G piping andaccessories etc. out side the pump house for 500MVA , 400KV/220/33kV, 3-phase Autotransformer | SET | 9 |  | Included | 0 | 0 | 0
162 | 7000020892 | 1560 | FIRE FIGHTING SYSTEM | 1000012072 | 84248990 |  | 18 |  | HVW spray system, Hydrant system and complete U/G & O/G piping andaccessories etc. out side the pump house for 500 MVA,(765/v3)/(400/v3)/(33) kV, 1 -phase Autotransformer | SET | 10 |  | Included | 0 | 0 | 0
163 | 7000020892 | 1570 | FIRE FIGHTING SYSTEM | 1000055459 | 84248990 |  | 18 |  | HVW SPRAY SYSTEM, HYDRANT SYSTEM AND COMPLETE U/G & O/G PIPING ANDACCESSORIES ETC. OUT SIDE THE PUMP HOUSE FOR 765/Ã‚Ë†Å 3 KV SINGLE PHASEREACTOR | SET | 11 |  | Included | 0 | 0 | 0
164 | 7000020892 | 1580 | FIRE FIGHTING SYSTEM | 1000012038 | 84819090 |  | 18 |  | Hydrant system, complete piping andaccessories etc. outside the Pump Housefor Fire Protection of 765/400/220kV(New) Substation | SET | 1 |  | Included | 0 | 0 | 0
165 | 7000020892 | 1590 | FIRE FIGHTING SYSTEM | 1000012032 | 84819090 |  | 18 |  | Pumping arrangement for HVW system & hydrant system, complete withall piping, valves, fittings,etc. inside pump house for FireProtection System of 765/400/220kV (New) Substation | SET | 1 |  | Included | 0 | 0 | 0
166 | 7000020892 | 1600 | ILLUMINATION SYSTEM | 1000025538 | 76169990 |  | 18 |  | Self Supported Aluminium Ladder as Per Technical Specification | EA | 2 |  | Included | 0 | 0 | 0
167 | 7000020892 | 1610 | ILLUMINATION SYSTEM | 1000024515 | 76169990 |  | 18 |  | Cartwheel Mounted Aluminium Ladder as Per Technical Specification | EA | 2 |  | Included | 0 | 0 | 0
168 | 7000020892 | 1620 | ILLUMINATION SYSTEM | 1000013796 | 94059900 |  | 18 |  | Illumination System for switchyard panel room of 9 m length | LS | 7 |  | Included | 0 | 0 | 0
169 | 7000020892 | 1630 | ILLUMINATION SYSTEM | 1000013795 | 94059900 |  | 18 |  | Illumination System for switchyard panel room of 6 m length | LS | 9 |  | Included | 0 | 0 | 0
170 | 7000020892 | 3160 | ILLUMINATION SYSTEM | 1000009690 | 94059900 |  | 18 |  | Control room cum administrative building (765kV) illuminationincluding Conduit | LOT | 1 |  | Included | 0 | 0 | 0
171 | 7000020892 | 1640 | ILLUMINATION SYSTEM | 1000038396 | 94059900 |  | 18 |  | TYPE D1 POST TOP LANTERN POLE OF 4 METER AS PER TECHNICALSPECIFICATION. | EA | 20 |  | Included | 0 | 0 | 0
172 | 7000020892 | 1650 | ILLUMINATION SYSTEM | 1000038397 | 94059900 |  | 18 |  | TYPE L1 STREET LIGHTING POLE OF 6 METER AS PER TECHNICALSPECIFICATION. | EA | 100 |  | Included | 0 | 0 | 0
173 | 7000020892 | 1660 | ILLUMINATION SYSTEM | 1000038389 | 94051090 |  | 18 |  | LED STREET LIGHT LUMINAIRE TYPE SL-L1 (= 45W)AS PER TECHNICALSPECIFICATION | EA | 100 |  | Included | 0 | 0 | 0
174 | 7000020892 | 1670 | ILLUMINATION SYSTEM | 1000038385 | 94059900 |  | 18 |  | FIRE WALL MOUNTED LED LUMINARIE TYPE FL-2 (250W) | EA | 200 |  | Included | 0 | 0 | 0
175 | 7000020892 | 1680 | ILLUMINATION SYSTEM | 1000038325 | 94059900 |  | 18 |  | LIGHTING FIXTURE LED LUMINAIRES TYPE FL2 AS PER TECH. SPECIFICATIONS | EA | 200 |  | Included | 0 | 0 | 0
176 | 7000020892 | 1690 | ILLUMINATION SYSTEM | 1000038387 | 94051090 |  | 18 |  | LED FLOOD LIGHT LUMINARIESTYPE FL-1 (150W) AS PER TECHNICALSPECIFICATION | EA | 200 |  | Included | 0 | 0 | 0
177 | 7000020892 | 1700 | ILLUMINATION SYSTEM | 1000001894 | 94059900 |  | 18 |  | Outdoor Power Receptacle for oilfiltration unit (250A) | EA | 12 |  | Included | 0 | 0 | 0
178 | 7000020892 | 1710 | ILLUMINATION SYSTEM | 1000004952 | 94059900 |  | 18 |  | 63A, 415V : Interlocked switch socket outdoor Receptacle (type RP) asper technical specifications | EA | 10 |  | Included | 0 | 0 | 0
179 | 7000020892 | 1720 | ILLUMINATION SYSTEM | 1000017485 | 94059900 |  | 18 |  | Lighting panel SLP for Street Lighting | EA | 10 |  | Included | 0 | 0 | 0
180 | 7000020892 | 1730 | ILLUMINATION SYSTEM | 1000014549 | 94059900 |  | 18 |  | Lighting Panel type DCP as per technical specification | EA | 2 |  | Included | 0 | 0 | 0
181 | 7000020892 | 1740 | ILLUMINATION SYSTEM | 1000014548 | 94059900 |  | 18 |  | Lighting Panel type ACP-3 as per technical specification | EA | 12 |  | Included | 0 | 0 | 0
182 | 7000020892 | 1750 | ILLUMINATION SYSTEM | 1000014547 | 85371000 |  | 18 |  | Lighting Panel type ACP-2 as per technical specification | EA | 9 |  | Included | 0 | 0 | 0
183 | 7000020892 | 1760 | ILLUMINATION SYSTEM | 1000031063 | 94059900 |  | 18 |  | FIRE FIGHTING PUMPHOUSE BUILDING AND DG SET AREA ILLIMUNATION AS PERTECH. SPEC. | SET | 1 |  | Included | 0 | 0 | 0
184 | 7000020892 | 1770 | ILLUMINATION SYSTEM | 1000005889 | 94059900 |  | 18 |  | Indoor Lighting for 8 cars Parking shed | LS | 1 |  | Included | 0 | 0 | 0
185 | 7000020892 | 1780 | 765 kV Towers | 1000050125 | 73082011 |  | 18 |  | GANTRY STRUCTURE PER DIAMETER- 765 KV ONE & HALF BREAKER LAYOUT | SET | 4 |  | Included | 0 | 0 | 0
186 | 7000020892 | 1790 | 765 kV Equipment support structures | 1000020178 | 73082011 |  | 18 |  | Fabrication, galvanising and supply ofStd 765 kV Support Structure for1-Phase LA including nuts, bolts, alltype of washers, packplates, step boltsand gusset plates excluding foundationbolts | EA | 33 |  | Included | 0 | 0 | 0
187 | 7000020892 | 1800 | 765 kV Equipment support structures | 1000020177 | 73082011 |  | 18 |  | Fabrication, galvanising and supply ofStd 765 kV Support Structure for3-Phase ISOLATOR including nuts, bolts,all type of washers, packplates, stepbolts and gusset plates excludingfoundation bolts | EA | 28 |  | Included | 0 | 0 | 0
188 | 7000020892 | 1810 | 765 kV Equipment support structures | 1000020176 | 73082011 |  | 18 |  | Fabrication, galvanising and supply ofStd 765 kV Support Structure for1-Phase CVT including nuts, bolts, alltype of washers, packplates, step boltsand gusset plates excluding foundationbolts | EA | 18 |  | Included | 0 | 0 | 0
189 | 7000020892 | 1820 | 765 kV Equipment support structures | 1000020175 | 73082011 |  | 18 |  | Fabrication, galvanising and supply ofStd 765 kV Support Structure for1-Phase CT including nuts, bolts, alltype of washers, packplates, step boltsand gusset plates excluding foundationbolts | EA | 36 |  | Included | 0 | 0 | 0
190 | 7000020892 | 1830 | 765 kV Equipment support structures | 1000020174 | 73082011 |  | 18 |  | Fabrication, galvanising and supply ofStd 765 kV Support Structure for1-Phase BPI including nuts, bolts, alltype of washers, packplates, step boltsand gusset plates excluding foundationbolts | EA | 90 |  | Included | 0 | 0 | 0
191 | 7000020892 | 1840 | 765 kV Equipment support structures | 1000030445 | 73045930 |  | 18 |  | FABRICATION, GALVANISING AND SUPPLY OFSTD 765 KV SUPPORT STRUCTURE FOR1-PHASE ISOLATOR INCLUDING NUTS,BOLTS, ALL TYPE OF WASHERS, PACKPLATES,STEP BOLTS AND GUSSET PLATES EXCLUDINGFOUNDATION BOLTS | EA | 54 |  | Included | 0 | 0 | 0
192 | 7000020892 | 1850 | 400 kV TOWERS | 1000046563 | 73082011 |  | 18 |  | GANTRY STRUCTURE PER DIAMETER- 400 KV ONE & HALF BREAKER LAYOUT | SET | 9 |  | Included | 0 | 0 | 0
193 | 7000020892 | 1860 | 400kV Equipment support structures | 1000017567 | 73045930 |  | 18 |  | Standard Pipe Structure for 400kV BPI (excluding wave trap) | EA | 175 |  | Included | 0 | 0 | 0
194 | 7000020892 | 1870 | 400kV Equipment support structures | 1000017570 | 73045930 |  | 18 |  | Fabrication, galvanising and supply ofStd Pipe Structure - 400 kV, 1-Phase,High BPI, (Excluding Wave Trap), includingnuts, bolts, all type of washers,packplates, step bolts and gussetplates excluding foundation bolts | EA | 20 |  | Included | 0 | 0 | 0
195 | 7000020892 | 1880 | 400kV Equipment support structures | 1000020192 | 73045930 |  | 18 |  | Fabrication, galvanising and supply ofStandard Pipe Structure - 400 kV,1-Phase, CT including nuts, bolts, alltype of washers, packplates, step boltsand gusset plates excluding foundationbolts | EA | 66 |  | Included | 0 | 0 | 0
196 | 7000020892 | 1890 | 400kV Equipment support structures | 1000020193 | 73045930 |  | 18 |  | Fabrication, galvanising and supply of Standard Pipe Structure - 400kV CVT including nuts, bolts, all type of washers, packplates, stepbolts and gusset plates excluding foundation bolts | EA | 6 |  | Included | 0 | 0 | 0
197 | 7000020892 | 1900 | 400kV Equipment support structures | 1000020194 | 73045930 |  | 18 |  | Fabrication, galvanising and supply ofStandard Pipe Structure - 400 kV,3-Phase, ISOLATOR including nuts,bolts, all type of washers, packplates,step bolts and gusset plates excludingfoundation bolts | EA | 59 |  | Included | 0 | 0 | 0
198 | 7000020892 | 1910 | 400kV Equipment support structures | 1000020195 | 73045930 |  | 18 |  | Fabrication, galvanising and supply ofStandard Pipe Structure - 400 kV,1-Phase, SA including nuts, bolts,all type of washers, packplates, stepbolts and gusset plates excludingfoundation bolts | EA | 30 |  | Included | 0 | 0 | 0
199 | 7000020892 | 1920 | 400kV Equipment support structures | 1000030447 | 73045930 |  | 18 |  | FABRICATION, GALVANISING AND SUPPLY OFSTANDARD PIPE STRUCTURE - 400 KVISOLATOR, 1 - PHASE, INCLUDING NUTS,BOLTS, ALL TYPE OF WASHERS, PACKPLATES,STEP BOLTS AND GUSSET PLATES EXCLUDINGFOUNDATION BOLTS | EA | 18 |  | Included | 0 | 0 | 0
200 | 7000020892 | 1930 | 400kV Equipment support structures | 1000037443 | 73045930 |  | 18 |  | FABRICATION, GALVANISING AND SUPPLY OF STD PIPE STRUCTURE - 400 KV,1-PHASE, HIGH SA , INCLUDING NUTS, BOLTS, ALL TYPE OFWASHERS, PACKPLATES, STEP BOLTS AND GUSSET PLATES EXCLUDING FOUNDATIONBOLTS | EA | 10 |  | Included | 0 | 0 | 0
201 | 7000020892 | 1940 | 220kV Gantry Structure | 1000046562 | 73082011 |  | 18 |  | GANTRY STRUCTURE FOR LINE BAY- 220 KV DOUBLE MAIN & TRANSFER LAYOUT | SET | 15 |  | Included | 0 | 0 | 0
202 | 7000020892 | 1950 | 220kV Gantry Structure | 1000046567 | 73082011 |  | 18 |  | GANTRY STRUCTURE FOR TRANSFORMER BAY- 220 KV DOUBLE MAIN & TRANSFERLAYOUT | SET | 9 |  | Included | 0 | 0 | 0
203 | 7000020892 | 1960 | 220kV Gantry Structure | 1000046560 | 73082011 |  | 18 |  | GANTRY STRUCTURE FOR BUS COUPLER BAY- 220 KV DOUBLE MAIN & TRANSFERLAYOUT | SET | 3 |  | Included | 0 | 0 | 0
204 | 7000020892 | 1970 | 220kV Gantry Structure | 1000046565 | 73082011 |  | 18 |  | GANTRY STRUCTURE FOR TRANSFER BUS COUPLER BAY- 220 KV DOUBLE MAIN &TRANSFER LAYOUT | SET | 3 |  | Included | 0 | 0 | 0
205 | 7000020892 | 1980 | 220kV Equipment support structures | 1000017563 | 73045930 |  | 18 |  | Standard Pipe Structure for 220kV BPI for WT (1- phase) | EA | 90 |  | Included | 0 | 0 | 0
206 | 7000020892 | 1990 | 220kV Equipment support structures | 1000020190 | 73045930 |  | 18 |  | Fabrication, galvanising and supply of Standard Pipe Structure - 220kV SA including nuts, bolts, all type of washers, packplates, stepbolts and gusset plates excluding foundation bolts | EA | 72 |  | Included | 0 | 0 | 0
207 | 7000020892 | 2000 | 220kV Equipment support structures | 1000020189 | 73045930 |  | 18 |  | Fabrication, galvanising and supply of Standard Pipe Structure - 220kV ISOLATOR including nuts, bolts, all type of washers, packplates,step bolts and gusset plates excluding foundation bolts | EA | 119 |  | Included | 0 | 0 | 0
208 | 7000020892 | 2010 | 220kV Equipment support structures | 1000020188 | 73045930 |  | 18 |  | Fabrication, galvanising and supply of Standard Pipe Structure - 220kV CVT including nuts, bolts, all type of washers, packplates, stepbolts and gusset plates excluding foundation bolts | EA | 63 |  | Included | 0 | 0 | 0
209 | 7000020892 | 2020 | 220kV Equipment support structures | 1000020187 | 73045930 |  | 18 |  | Fabrication, galvanising and supply of Standard Pipe Structure - 220kV CT including nuts, bolts, all type of washers, packplates, stepbolts and gusset plates excluding foundation bolts | EA | 102 |  | Included | 0 | 0 | 0
210 | 7000020892 | 2030 | 220kV Equipment support structures | 1000017562 | 73045930 |  | 18 |  | Standard Pipe Structure for 220kV BPI (excluding wave trap) | EA | 220 |  | Included | 0 | 0 | 0
211 | 7000020892 | 2040 | 220kV Equipment support structures | 1000017565 | 73045930 |  | 18 |  | Fabrication, galvanising and supply of Std Pipe Structure - 220 kV highBPI including nuts, bolts, all type of washers, packplates, step boltsand gusset plates excluding foundation bolts | EA | 72 |  | Included | 0 | 0 | 0
212 | 7000020892 | 2050 | 132kV Equipment support structures | 1000029035 | 73082011 |  | 18 |  | Fabrication, galvanising and supply of Std 132 kV Support Structure1Ph BPI including nuts, bolts, all type of washers, packplates, stepboltsand gusset plates excluding foundation bolts | EA | 4 |  | Included | 0 | 0 | 0
213 | 7000020892 | 2060 | 72.5kV Equipment support structures | 1000029059 | 73045930 |  | 18 |  | Fabrication, galvanising and supply of Std 72.5 kV Support Structure3Ph ISO including nuts, bolts, all type of washers, packplates, stepboltsand gusset plates excluding foundation bolts | EA | 1 |  | Included | 0 | 0 | 0
214 | 7000020892 | 2070 | 72.5kV Equipment support structures | 1000029057 | 73045930 |  | 18 |  | Fabrication, galvanising and supply of Std 72.5 kV Support Structure1Ph CT including nuts, bolts, all type of washers, packplates, stepboltsand gusset plates excluding foundation bolts | EA | 3 |  | Included | 0 | 0 | 0
215 | 7000020892 | 2080 | 72.5kV Equipment support structures | 1000029058 | 73045930 |  | 18 |  | Fabrication, galvanising and supply of Std 72.5 kV Support Structure1Ph CVT including nuts, bolts, all type of washers, packplates, stepboltsand gusset plates excluding foundation bolts | EA | 3 |  | Included | 0 | 0 | 0
216 | 7000020892 | 2090 | 72.5kV Equipment support structures | 1000029056 | 73045930 |  | 18 |  | Fabrication, galvanising and supply of Std 72.5 kV Support Structure1Ph BPI including nuts, bolts, all type of washers, packplates, stepboltsand gusset plates excluding foundation bolts | EA | 6 |  | Included | 0 | 0 | 0
217 | 7000020892 | 2100 | H Pole | 1000028542 | 73082011 |  | 18 |  | STRUCTURE FOR-33KV H-TYPE POLE STRUCTURE | EA | 1 |  | Included | 0 | 0 | 0
218 | 7000020892 | 2110 | Mandatory Spare LOT | 1000025936 | 85353090 |  | 18 |  | Spare-245kV Isolator | SET | 1 |  | Included | 0 | 0 | 0
219 | 7000020892 | 2120 | Mandatory Spare LOT | 1000025933 | 85389000 |  | 18 |  | Spare-245kV CT | SET | 1 |  | Included | 0 | 0 | 0
220 | 7000020892 | 2130 | Mandatory Spare LOT | 1000025934 | 85359090 |  | 18 |  | Spare-245kV CVT | SET | 1 |  | Included | 0 | 0 | 0
221 | 7000020892 | 2140 | Mandatory Spare LOT | 1000019912 | 85371000 |  | 18 |  | Relay & protection Panels (with automation) | LS | 1 |  | Included | 0 | 0 | 0
222 | 7000020892 | 2150 | Mandatory Spare LOT | 1000019927 | 85389000 |  | 18 |  | Spares-Substation Automation System | LS | 1 |  | Included | 0 | 0 | 0
223 | 7000020892 | 2160 | Mandatory Spare LOT | 1000019915 | 85030010 |  | 18 |  | Spares for DG set | LS | 1 |  | Included | 0 | 0 | 0
224 | 7000020892 | 2170 | Mandatory Spare LOT | 1000019914 | 85049090 |  | 18 |  | Spares fpr 220V Battery Charger | LS | 1 |  | Included | 0 | 0 | 0
225 | 7000020892 | 2180 | Mandatory Spare LOT | 1000019921 | 85044030 |  | 18 |  | Spares fpr 48V Battery Charger | LS | 1 |  | Included | 0 | 0 | 0
226 | 7000020892 | 2190 | Mandatory Spare LOT | 1000032289 | 84819090 |  | 18 |  | SPARES FOFIRE PROTECTION SYSTEM | SET | 1 |  | Included | 0 | 0 | 0
227 | 7000020892 | 2200 | Mandatory Spare LOT | 1000025935 | 85389000 |  | 18 |  | Spare-245kV Circuit Breaker | SET | 1 |  | Included | 0 | 0 | 0
228 | 7000020892 | 2210 | Mandatory Spare LOT | 1000024186 | 85354010 |  | 18 |  | SPARES FOR 336KV SURGE ARRESTER | LS | 1 |  | Included | 0 | 0 | 0
229 | 7000020892 | 2220 | Mandatory Spare LOT | 1000025941 | 85389000 |  | 18 |  | Spare-420kV CT 1 | SET | 1 |  | Included | 0 | 0 | 0
230 | 7000020892 | 2230 | Mandatory Spare LOT | 1000025943 | 85359090 |  | 18 |  | Spare-420kV CVT 1 | SET | 1 |  | Included | 0 | 0 | 0
231 | 7000020892 | 2240 | Mandatory Spare LOT | 1000024186 | 85354010 |  | 18 |  | SPARES FOR 336KV SURGE ARRESTER | LS | 1 |  | Included | 0 | 0 | 0
232 | 7000020892 | 2250 | Mandatory Spare LOT | 1000019919 | 85353090 |  | 18 |  | Spares for 420kV Double break Isolator | LS | 1 |  | Included | 0 | 0 | 0
233 | 7000020892 | 2260 | Mandatory Spare LOT | 1000019918 | 85359090 |  | 18 |  | Spares for 420kV Circuit Breaker | LS | 1 |  | Included | 0 | 0 | 0
234 | 7000020892 | 2270 | Mandatory Spare LOT | 1000028372 | 85354010 |  | 18 |  | SPARES FOR 624KV SURGE ARRESTER | LS | 1 |  | Included | 0 | 0 | 0
235 | 7000020892 | 2280 | Mandatory Spare LOT | 1000054977 | 85352919 |  | 18 |  | SPARE-765KV CAPACITIVE VOLTAGE TRANSFORMER | LOT | 1 |  | Included | 0 | 0 | 0
236 | 7000020892 | 2290 | Mandatory Spare LOT | 1000054976 | 85352919 |  | 18 |  | SPARE-765KV CURRENT TRANSFORMER | LOT | 1 |  | Included | 0 | 0 | 0
237 | 7000020892 | 2300 | Mandatory Spare LOT | 1000028091 | 85353090 |  | 18 |  | Spare-765kV VKDB Isolator | LOT | 1 |  | Included | 0 | 0 | 0
238 | 7000020892 | 2310 | Mandatory Spare LOT | 1000027625 | 85352919 |  | 18 |  | Spare-765KV Circuit Breaker | LOT | 1 |  | Included | 0 | 0 | 0
239 | 7000020892 | 2720 | BoQ of Comm Equip Supply Kurnool III | 1000031367 | 85176260 |  | 18 |  | SDH EQUIPMENT (STM-16 MADM UPTO 5 MSP PROTECTED DIRECTIONS)-BASEEQUIPMENT (COMMON CARDS, CROSS CONNECT/CONTROL CARDS, OPTICAL BASECARDS, POWER SUPPLY CARDS, POWER CABLING, OTHER HARDWARE ANDACCESSORIES INCLUDING SUB RACKS, PATCH CORD, DDF ETC FULLY EQUIPEDEXCLUDING OPTICAL INTERFACE & TRIBUTARY CARDS | EA | 1 |  | Included | 0 | 0 | 0
240 | 7000020892 | 2730 | BoQ of Comm Equip Supply Kurnool III | 1000019315 | 85176290 |  | 18 |  | Optical Line Interface card (to support minimum 150 kms) | EA | 6 |  | Included | 0 | 0 | 0
241 | 7000020892 | 2740 | BoQ of Comm Equip Supply Kurnool III | 1000019317 | 85176290 |  | 18 |  | Optical Line Interface card To support minimum 175 km | EA | 2 |  | Included | 0 | 0 | 0
242 | 7000020892 | 2750 | BoQ of Comm Equip Supply Kurnool III | 1000031374 | 85176290 |  | 18 |  | TRIBUTARY INTERFACE- E1 INTERFACE (MINIMUM 16 NOS.) | SET | 2 |  | Included | 0 | 0 | 0
243 | 7000020892 | 2760 | BoQ of Comm Equip Supply Kurnool III | 1000034950 | 85176990 |  | 18 |  | ETHERNET INTERFACE 10/100 BASE T WITH LAYER-2 SWITCHING (MIN 8INTERFACES PER CARD) | EA | 2 |  | Included | 0 | 0 | 0
244 | 7000020892 | 2770 | BoQ of Comm Equip Supply Kurnool III | 1000031381 | 85176290 |  | 18 |  | TRIBUTARY INTERFACE-GIGABIT ETHERNET INTERFACES 10/100 MBPS WITH LAYER-2 SWITCHING (MINIMUM 2 NOS.) | SET | 1 |  | Included | 0 | 0 | 0
245 | 7000020892 | 2780 | BoQ of Comm Equip Supply Kurnool III | 1000026228 | 85176290 |  | 18 |  | Equipment Cabinets For SDH | EA | 1 |  | Included | 0 | 0 | 0
246 | 7000020892 | 2790 | BoQ of Comm Equip Supply Kurnool III | 1000028495 | 84715000 |  | 18 |  | NMS- CRAFT TERMINAL-HARDWARE | EA | 1 |  | Included | 0 | 0 | 0
247 | 7000020892 | 2800 | BoQ of Comm Equip Supply Kurnool III | 1000028265 | 85238020 |  | 18 |  | Software for Craft Terminal | EA | 1 |  | Included | 0 | 0 | 0
248 | 7000020892 | 2810 | BoQ of Comm Equip Supply Kurnool III | 1000034998 | 85171890 |  | 18 |  | VOIP TELEPHONE INSTRUMENT WITH ONE COMMON SWITCH (MIN. 8 PORT) | EA | 4 |  | Included | 0 | 0 | 0
249 | 7000020892 | 2830 | BoQ of Comm Equip Mandatory Spares | 1000031369 | 85176260 |  | 18 |  | SDH EQUIPMENT (STM-16 MADM UPTO 5 MSP PROTECTED DIRECTIONS)-COMMONCARDS, CROSS-CONNECT/CONTROL CARDS, OPTICAL BASE CARD, POWER SUPPLYCARDS, POWER CABLING, OTHER HARDWARE & ACCESSORIES (EACH). | SET | 1 |  | Included | 0 | 0 | 0
250 | 7000020892 | 2840 | BoQ of Comm Equip Mandatory Spares | 1000019315 | 85176290 |  | 18 |  | Optical Line Interface card (to support minimum 150 kms) | EA | 1 |  | Included | 0 | 0 | 0
251 | 7000020892 | 2850 | BoQ of Comm Equip Mandatory Spares | 1000019317 | 85176290 |  | 18 |  | Optical Line Interface card To support minimum 175 km | EA | 1 |  | Included | 0 | 0 | 0
252 | 7000020892 | 2860 | BoQ of Comm Equip Mandatory Spares | 1000031374 | 85176290 |  | 18 |  | TRIBUTARY INTERFACE- E1 INTERFACE (MINIMUM 16 NOS.) | SET | 1 |  | Included | 0 | 0 | 0
253 | 7000020892 | 2870 | BoQ of Comm Equip Mandatory Spares | 1000034950 | 85176990 |  | 18 |  | ETHERNET INTERFACE 10/100 BASE T WITH LAYER-2 SWITCHING (MIN 8INTERFACES PER CARD) | EA | 1 |  | Included | 0 | 0 | 0
254 | 7000020892 | 2880 | BoQ of Comm Equip Mandatory Spares | 1000031381 | 85176290 |  | 18 |  | TRIBUTARY INTERFACE-GIGABIT ETHERNET INTERFACES 10/100 MBPS WITH LAYER-2 SWITCHING (MINIMUM 2 NOS.) | SET | 1 |  | Included | 0 | 0 | 0
255 | 7000020892 | 2890 | BoQ of Comm Equip Mandatory Spares | 1000034998 | 85171890 |  | 18 |  | VOIP TELEPHONE INSTRUMENT WITH ONE COMMON SWITCH (MIN. 8 PORT) | EA | 1 |  | Included | 0 | 0 | 0
256 | 7000020892 | 2900 | BoQ of Comm Equip Mandatory Spares | 1000031398 | 85171890 |  | 18 |  | PRE CONNECTORIZED OPTICAL FIBER PATCH CORDS(10 MTRS) â€“ PACK OF SIXPATCH CORDS | SET | 1 |  | Included | 0 | 0 | 0
257 | 7000020892 | 2910 | BoQ of Comm Equip Supply Repeater loc | 1000031367 | 85176260 |  | 18 |  | SDH EQUIPMENT (STM-16 MADM UPTO 5 MSP PROTECTED DIRECTIONS)-BASEEQUIPMENT (COMMON CARDS, CROSS CONNECT/CONTROL CARDS, OPTICAL BASECARDS, POWER SUPPLY CARDS, POWER CABLING, OTHER HARDWARE ANDACCESSORIES INCLUDING SUB RACKS, PATCH CORD, DDF ETC FULLY EQUIPEDEXCLUDING OPTICAL INTERFACE & TRIBUTARY CARDS | EA | 1 |  | Included | 0 | 0 | 0
258 | 7000020892 | 2920 | BoQ of Comm Equip Supply Repeater loc | 1000019315 | 85176290 |  | 18 |  | Optical Line Interface card (to support minimum 150 kms) | EA | 2 |  | Included | 0 | 0 | 0
259 | 7000020892 | 2930 | BoQ of Comm Equip Supply Repeater loc | 1000019317 | 85176290 |  | 18 |  | Optical Line Interface card To support minimum 175 km | EA | 2 |  | Included | 0 | 0 | 0
260 | 7000020892 | 2940 | BoQ of Comm Equip Supply Repeater loc | 1000031374 | 85176290 |  | 18 |  | TRIBUTARY INTERFACE- E1 INTERFACE (MINIMUM 16 NOS.) | SET | 2 |  | Included | 0 | 0 | 0
261 | 7000020892 | 2950 | BoQ of Comm Equip Supply Repeater loc | 1000034950 | 85176990 |  | 18 |  | ETHERNET INTERFACE 10/100 BASE T WITH LAYER-2 SWITCHING (MIN 8INTERFACES PER CARD) | EA | 2 |  | Included | 0 | 0 | 0
262 | 7000020892 | 2960 | BoQ of Comm Equip Supply Repeater loc | 1000031381 | 85176290 |  | 18 |  | TRIBUTARY INTERFACE-GIGABIT ETHERNET INTERFACES 10/100 MBPS WITH LAYER-2 SWITCHING (MINIMUM 2 NOS.) | SET | 1 |  | Included | 0 | 0 | 0
263 | 7000020892 | 2970 | BoQ of Comm Equip Supply Repeater loc | 1000026228 | 85176290 |  | 18 |  | Equipment Cabinets For SDH | EA | 1 |  | Included | 0 | 0 | 0
264 | 7000020892 | 2980 | BoQ of Comm Equip Supply Repeater loc | 1000031403 | 85437099 |  | 18 |  | REPEATER SHELTER SYSTEM INCLUDING ALL SHELTER ITEMS SUCH ASAIR-CONDITIONER, DG SETS, STATIC VOLTAGE STABLISER, DCPS & BATTERY ETC AS PER TECHNICAL SPECIFICATION OF PUF INSULATED PRE-COATED STEELSHELTER (INNER DIMENSION : 4340 X 2540 X 3000 MM & OUTER DIMENSION4500 X 2700 X 3160 MM) | SET | 1 |  | Included | 0 | 0 | 0
265 | 7000020892 | 3000 | PMU & associated items (Kurnool-III PS) | 1000017518 | 85364900 |  | 18 |  | PMU with GPS Clock (clock can be either internal or external) | EA | 4 |  | Included | 0 | 0 | 0
266 | 7000020892 | 3010 | PMU & associated items (Kurnool-III PS) | 1000022512 | 90311000 |  | 18 |  | WAMS Hardware - Time System (GPS receiver) | EA | 4 |  | Included | 0 | 0 | 0
267 | 7000020892 | 3020 | PMU & associated items (Kurnool-III PS) | 1000022510 | 85176290 |  | 18 |  | WAMS Hardware - Substation Grade Layer-3 LAN Switches with minimum 4 x10/100 Mbps Ethernet ports and 2 x 1 Gbps Ethernet ports | EA | 5 |  | Included | 0 | 0 | 0
268 | 7000020892 | 3030 | PMU & associated items (Kurnool-III PS) | 1000022487 | 85447090 |  | 18 |  | WAMS Miscellaneous - Armored Fibre Optic Cable and associatedtermination (e.g. L2 Switch) for connecting PMU panels located indifferent control room of a station | EA | 1 |  | Included | 0 | 0 | 0
269 | 7000020892 | 3050 | Foundation Bolt Supply | 1000028770 | 73181500 |  | 18 |  | Fabrication, galvanising and supply of24mm dia foundation bolts includingnuts, checknuts, washers andpackplates. | EA | 52 |  | Included | 0 | 0 | 0
270 | 7000020892 | 3060 | Foundation Bolt Supply | 1000012366 | 73082011 |  | 18 |  | Fabrication, galvanising and supply of 28mm dia foundation boltsincluding nuts, checknuts, washers and packplates. | EA | 7900 |  | Included | 0 | 0 | 0
271 | 7000020892 | 3070 | Foundation Bolt Supply | 1000012367 | 73082011 |  | 18 |  | Fabrication, galvanising and supply of 32mm dia foundation boltsincluding nuts, checknuts, washers and packplates | EA | 5556 |  | Included | 0 | 0 | 0
[7 empty] | Total Ex-works Price | [5 empty] | 0 | 0
[7 empty] | Total Type Test charges as per Schedule-7 | [5 empty] | 0
[7 empty] | Total Ex-works Price including Type Test charges | [5 empty] | 0
[7 empty] | Total GST Tax as confirmed by Bidder | [5 empty] | 0
Note : | Specify amount of GST on the transaction between the Contractor and the Employer.
* | In case the bidder leaves the cell for confirmation of the HSN code and/or GST rate “blank”, the HSN code and corresponding GST rate indicated by the Employer shall be deemed to be the one confirmed by the Bidder.
Date : | --
Place : | [10 empty] | Printed Name :
Designation :
Click for Sch-2

## Sch-1 dis (hidden)
Specification No.: CC/NT/W-AIS/DOM/A00/23/00332 | [5 empty] | Schedule - 1 |  |  |  | Direct Total | 0 | Sole Bidder | `
[10 empty] | BO Total | #REF! | 0
765KV AIS Substation package - SS108 for Establishment of 765/400/220kV Kurnool-III (New) S/S including 1x125MVAR, 400kV 3-Ph Bus Reactor under ‘Transmission Scheme for Evacuation of power from RE Sources in Kurnool Wind Energy Zone (3000 MW) /Solar Energy Zone (1500 MW) Part A’
(SCHEDULE OF RATES AND PRICES : EX-WORKS PRICES)
Bidder’s Name and Address (Sole Bidder) : |  |  |  | To:
Contract Services
Name : | …….. …….. …….. …….. …….. …….. |  |  | Power Grid Corporation of India Ltd., | [7 empty] | …….. …….. …….. …….. …….. …….. , & …….. …….. …….. …….. …….. ……..
Address : | …….. …….. …….. …….. …….. …….. |  |  | "Saudamini", Plot No.-2
| …….. …….. …….. …….. …….. …….. |  |  | Sector-29,
| …….. …….. …….. …….. …….. …….. |  |  | Gurgaon (Haryana) - 122001
Plant and Equipment (including Mandatory Spares Parts) to be supplied, including Type Test Charges for Tests to be conducted. | [10 empty] | Direct
[6 empty] | All Prices are in Indian Rupees. |  |  |  |  | Bought-Out
SI. No. | Item Description | Unit | Qty. | Unit Ex-works price | Total Ex-works price | Mode of Transaction (Direct / Bought-out)
1 | 2 | 3 | 4 | 5 | 6 = 4 x 5 | 7
0 | 0
#REF! | #REF!
0 | 0
#REF! | #REF! | #REF! | #REF! | #REF! | #REF! | #REF!
#REF! | #REF! | #REF! | #REF! | #REF! | #REF! | #REF!
#REF! | #REF!
#REF! | #REF! | #REF! | #REF! | #REF! | #REF! | #REF!
#REF! | #REF! | #REF! | #REF! | #REF! | #REF! | #REF!
#REF! | #REF!
#REF! | #REF! | #REF! | #REF! | #REF! | #REF! | #REF!
#REF! | #REF! | #REF! | #REF! | #REF! | #REF! | #REF!
#REF! | #REF!
#REF! | #REF!
#REF! | #REF! | #REF! | #REF! | #REF! | #REF! | #REF!
#REF! | #REF! | #REF! | #REF! | #REF! | #REF! | #REF!
#REF! | #REF!
#REF! | #REF! | #REF! | #REF! | #REF! | #REF! | #REF!
#REF! | #REF! | #REF! | #REF! | #REF! | #REF! | #REF!
#REF! | #REF! | #REF! | #REF! | #REF! | #REF! | #REF!
#REF! | #REF! | #REF! | #REF! | #REF! | #REF! | #REF!
#REF! | #REF! | #REF! | #REF! | #REF! | #REF! | #REF!
#REF! | #REF! | #REF! | #REF! | #REF! | #REF! | #REF!
#REF! | #REF!
#REF! | #REF! | #REF! | #REF! | #REF! | #REF! | #REF!
#REF! | #REF!
#REF! | #REF! | #REF! | #REF! | #REF! | #REF! | #REF!
#REF! | #REF! | #REF! | #REF! | #REF! | #REF! | #REF!
#REF! | #REF! | #REF! | #REF! | #REF! | #REF! | #REF!
#REF! | #REF! | #REF! | #REF! | #REF! | #REF! | #REF!
#REF! | #REF!
#REF! | #REF! | #REF! | #REF! | #REF! | #REF! | #REF!
#REF! | #REF! | #REF! | #REF! | #REF! | #REF! | #REF!
#REF! | #REF! | #REF! | #REF! | #REF! | #REF! | #REF!
#REF! | #REF!
#REF! | #REF! | #REF! | #REF! | #REF! | #REF! | #REF!
#REF! | #REF! | #REF! | #REF! | #REF! | #REF! | #REF!
#REF! | #REF! | #REF! | #REF! | #REF! | #REF! | #REF!
#REF! | #REF! | #REF! | #REF! | #REF! | #REF! | #REF!
#REF! | #REF! | #REF! | #REF! | #REF! | #REF! | #REF!
#REF! | #REF!
| #REF! | #REF! | #REF! | #REF! | #REF! | #REF!
#REF!
| #REF! | #REF! | #REF! | #REF! | #REF! | #REF!
| #REF! | #REF! | #REF! | #REF! | #REF! | #REF!
| Total Ex-Works Price Direct |  |  |  | 0 | Direct
| Total Ex-Works Price Bought Out |  |  |  | 0
| Total Ex-Works Price |  |  |  | 0
| Total Type Test charges as per Schedule-7 |  |  |  | #REF! |  |  | #REF! |  | #REF!
| Total Ex-works Price including Type Test charges |  |  |  | #REF! |  |  | #REF! |  | #REF!
[7 empty] | Discount Sch-1 | #REF! | MPD Sch-1 | #REF!
[7 empty] | Dis Alert | #REF!
Note : | Specify amount of Excise Duty, Sales Tax/'VAT and other taxes payable on the transaction between the Contractor and the Employer and octroi/entry tax as applicable for destination site/state on all items of supply including bought-out finished items (to be identified in the Contract), which shall be dispatched directly from the sub-vendor’s works to the Employer’s site (sale-in-transit), separately in Schedule-5. Excise Duty, Sales tax and other levies for all the bought-out items are to be included in the EXW Price (Col. No. 5) only and not to be indicated in Schedule-5.
Date : | --
Place : |  |  | Printed Name :
Designation :
Click for Sch-2

## Sch-2
Specification No.: CC/NT/W-AIS/DOM/A00/23/00332 | [8 empty] | Schedule - 2
765KV AIS Substation package - SS108 for Establishment of 765/400/220kV Kurnool-III (New) S/S including 1x125MVAR, 400kV 3-Ph Bus Reactor under ‘Transmission Scheme for Evacuation of power from RE Sources in Kurnool Wind Energy Zone (3000 MW) /Solar Energy Zone (1500 MW) Part A’
(SCHEDULE OF RATES AND PRICES)
Bidder’s Name and Address (Sole Bidder) : | [7 empty] | To:
Contracts Services, 3rd Floor
Name : |  | …….. …….. …….. …….. …….. …….. | [5 empty] | Power Grid Corporation of India Ltd.,
Address : |  | …….. …….. …….. …….. …….. …….. | [5 empty] | "Saudamini", Plot No.-2
|  | …….. …….. …….. …….. …….. …….. | [5 empty] | Sector-29,
|  | …….. …….. …….. …….. …….. …….. | [5 empty] | Gurgaon (Haryana) - 122001
LOCAL TRANSPORTATION, IN-TRANSIT INSURANCE, LOADING AND UNLOADING
All Prices are in Indian Rupees.
SI. No. | PR No | PR Line Item No | Activity Description | Material Code | Description | Unit | Quantity | Unit Freight, In-transit Insurance, loading & unloading Charges | Total Freight, In-transit Insurance, loading & unloading Charges
1 | 2 | 3 | 4 | 5 | 4 | 5 | 6 | 7 | 8= 6 x 7
PART A (Substation Portion)
I | Estb of 765/400/220kV Kurnool-III PS RE
1 | 7000020892 | 10 | 420kV SHUNT REACTOR | 1000000705 | 125 MVAR, 420kV, 3-phase Bus Reactor excluding Insulating Oil | EA | 1 |  | Included
2 | 7000020892 | 20 | 420kV SHUNT REACTOR | 1000013947 | Insulating Oil for 125 MVAR, 420kV 3-phase Bus Reactor | SET | 1 |  | Included
3 | 7000020892 | 3100 | SPARES FOR 420KV SHUNT REACTOR | 1000030934 | 420KV, 800A RIP BUSHING WITH METAL PARTS AND GASKETS | EA | 1 |  | Included
4 | 7000020892 | 3110 | SPARES FOR 420KV SHUNT REACTOR | 1000030920 | 145KV, 800A RIP BUSHING WITH METAL PARTS AND GASKETS | EA | 1 |  | Included
5 | 7000020892 | 3120 | SPARES FOR 420KV SHUNT REACTOR | 1000007921 | Buchholz Relay (Main Tank) complete with float and contacts forReactor | SET | 1 |  | Included
6 | 7000020892 | 3130 | SPARES FOR 420KV SHUNT REACTOR | 1000028774 | Local winding temperature indicator (WTI) with contact | EA | 1 |  | Included
7 | 7000020892 | 3140 | SPARES FOR 420KV SHUNT REACTOR | 1000026245 | OTI complete with contacts & sensing device | SET | 1 |  | Included
8 | 7000020892 | 3150 | SPARES FOR 420KV SHUNT REACTOR | 1000032089 | SPARES INSULATING OIL TO BE HANDED OVER TO OWNER AFTER COMMISSIONING | KL | 5 |  | Included
9 | 7000020892 | 30 | 33kV LT TRANSFORMER | 1000006173 | 800kVA, 33/0.433kV, 3ph LT Transformer | EA | 2 |  | Included
10 | 7000020892 | 40 | 800kV 50kA AIS EQUIPMENT | 1000005791 | 765 kV, 1 phase Bus Post Insulator (except for Line Traps) | EA | 90 |  | Included
11 | 7000020892 | 50 | 800kV 50kA AIS EQUIPMENT | 1000020421 | 624kV Surge Arrester (1-Phase) | EA | 33 |  | Included
12 | 7000020892 | 60 | 800kV 50kA AIS EQUIPMENT | 1000005819 | 765kV, 3150A, 50kA, Vertical Knee/DoubleBreak Isolator (1-Phase) without E/S | EA | 33 |  | Included
13 | 7000020892 | 70 | 800kV 50kA AIS EQUIPMENT | 1000005820 | 765kV, 3150A, 50kA, Vertical Knee/DoubleBreak Isolator (1-Phase) with one E/S | EA | 21 |  | Included
14 | 7000020892 | 80 | 800kV 50kA AIS EQUIPMENT | 1000005854 | 765kV, 3150A, 50Ka, Vertical Knee/DoubleBreak Isolator (3-Phase) with two E/S | EA | 10 |  | Included
15 | 7000020892 | 90 | 800kV 50kA AIS EQUIPMENT | 1000005853 | 765kV, 3150A, 50Ka, Vertical Knee/DoubleBreak Isolator (3-Phase) with one E/S | EA | 18 |  | Included
16 | 7000020892 | 100 | 800kV 50kA AIS EQUIPMENT | 1000005840 | 765 kV,8800 pF Capacitive Voltage Transformer (1-Phase) | EA | 18 |  | Included
17 | 7000020892 | 110 | 800kV 50kA AIS EQUIPMENT | 1000005825 | 765kV, 3150A, 50kA single phase CircuitBreaker with Support Structure | EA | 1 |  | Included
18 | 7000020892 | 120 | 800kV 50kA AIS EQUIPMENT | 1000005826 | 765kV, 3150A, 50kA Circuit Breaker(3-Phase) without closing resistor(with support structure) | EA | 6 |  | Included
19 | 7000020892 | 130 | 800kV 50kA AIS EQUIPMENT | 1000005827 | 765kV, 3150A, 50kA Circuit Breaker(3-Phase) with closing resistor (withsupport structure) | EA | 8 |  | Included
20 | 7000020892 | 140 | 800kV 50kA AIS EQUIPMENT | 1000005848 | 765 kV, 3000A, 50KA, 1-Phase CurrentTransformer with 120% extended currentrating | EA | 36 |  | Included
21 | 7000020892 | 150 | 420kV, 63kA AIS EQUIPMENT | 1000004401 | 420 kV, 1 phase Bus Post Insulator (except for Line Traps) | EA | 195 |  | Included
22 | 7000020892 | 160 | 420kV, 63kA AIS EQUIPMENT | 1000020419 | 336kV Surge Arrester (1-phase) | EA | 40 |  | Included
23 | 7000020892 | 170 | 420kV, 63kA AIS EQUIPMENT | 1000004495 | 420kV, 3150A, 63KA, Isolator (1 phase)(Double Break) without E/S | EA | 8 |  | Included
24 | 7000020892 | 180 | 420kV, 63kA AIS EQUIPMENT | 1000004496 | 420kV, 3150A, 63KA, Isolator (1 phase)(Double Break) with one E/S | EA | 10 |  | Included
25 | 7000020892 | 190 | 420kV, 63kA AIS EQUIPMENT | 1000004499 | 420kV, 3150A, 63KA Isolator (3-phase)(Double Break) with two E/S | EA | 2 |  | Included
26 | 7000020892 | 200 | 420kV, 63kA AIS EQUIPMENT | 1000004498 | 420kV, 3150A, 63KA, Isolator (3-phase)(Double Break) with one E/S | EA | 57 |  | Included
27 | 7000020892 | 210 | 420kV, 63kA AIS EQUIPMENT | 1000004535 | 420 kV, 4400 pF Capacitive Voltage Transformer (1-Phase) | EA | 6 |  | Included
28 | 7000020892 | 220 | 420kV, 63kA AIS EQUIPMENT | 1000004463 | 420 kV, 3000A, 63KA, 1-Phase CurrentTransformer with 120% extended currentrating | EA | 66 |  | Included
29 | 7000020892 | 230 | 420kV, 63kA AIS EQUIPMENT | 1000004501 | 420kV, 3150A, 63kA Circuit Breaker (3-Phase) without closing resistorand with Support Structure | EA | 18 |  | Included
30 | 7000020892 | 240 | 420kV, 63kA AIS EQUIPMENT | 1000004502 | 420kV, 3150A, 63KA Circuit Breaker (3-Phase) with closing resistor with support structure | EA | 4 |  | Included
31 | 7000020892 | 250 | 245kV, 50kA AIS EQUIPMENT | 1000001694 | 245 kV ,1 phase Bus Post Insulators for Line Traps | EA | 90 |  | Included
32 | 7000020892 | 260 | 245kV, 50kA AIS EQUIPMENT | 1000001695 | 245 kV, 1 phase Bus Post Insulator (except for Line Traps) | EA | 292 |  | Included
33 | 7000020892 | 270 | 245kV, 50kA AIS EQUIPMENT | 1000020417 | 216kV Surge Arrester (1-phase) | EA | 72 |  | Included
34 | 7000020892 | 280 | 245kV, 50kA AIS EQUIPMENT | 1000032777 | 245KV, 1600 A, 50KA, 3-PHASE, DOUBLE BREAK TANDEM ISOLATOR WITHOUT E/S | EA | 51 |  | Included
35 | 7000020892 | 290 | 245kV, 50kA AIS EQUIPMENT | 1000001689 | 245kV, 1600A, 50 KA, 3-phase DoubleBreak Isolator with two E/S | EA | 27 |  | Included
36 | 7000020892 | 300 | 245kV, 50kA AIS EQUIPMENT | 1000001688 | 245kV, 1600A, 50 KA, 3-phase DoubleBreak Isolator with one E/S | EA | 27 |  | Included
37 | 7000020892 | 310 | 245kV, 50kA AIS EQUIPMENT | 1000001772 | 245 kV, 4400pf Capacitive Voltage Transformer (1- Phase) | EA | 63 |  | Included
38 | 7000020892 | 320 | 245kV, 50kA AIS EQUIPMENT | 1000001684 | 245 kV, 1600A, 50KA, 1-Phase CurrentTransformer with 120% extended currentrating | EA | 81 |  | Included
39 | 7000020892 | 330 | 245kV, 50kA AIS EQUIPMENT | 1000001683 | 245kV, 1600A, 50KA Circuit Breaker(3-Phase) with support structure | EA | 27 |  | Included
40 | 7000020892 | 340 | 245kV, 50kA AIS EQUIPMENT | 1000028442 | 245kV, 3150A, 50KA Circuit Breaker(3-Phase) with support structure | EA | 7 |  | Included
41 | 7000020892 | 350 | 245kV, 50kA AIS EQUIPMENT | 1000051850 | 245KV, 3150A, 50KA, 3-PHASE DOUBLE BREAK ISOLATOR WITH ONE E/S | EA | 8 |  | Included
42 | 7000020892 | 360 | 245kV, 50kA AIS EQUIPMENT | 1000051760 | 245KV, 3150A, 50KA, 3-PHASE DOUBLE BREAK ISOLATOR WITH TWO E/S | EA | 6 |  | Included
43 | 7000020892 | 370 | 245kV, 50kA AIS EQUIPMENT | 1000001740 | 245 kV, 2500A, 50KA, 1-Phase CurrentTransformer with 150% extended currentrating | EA | 21 |  | Included
44 | 7000020892 | 380 | 145kV, 31.5kV AIS EQUIPMENT | 1000000956 | 145kV, 1 phase Bus Post Insulators | EA | 4 |  | Included
45 | 7000020892 | 390 | 145kV, 31.5kV AIS EQUIPMENT | 1000000945 | 145kV, 1250A, 31.5KA Circuit Breakers(1-Phase) with support structure | EA | 2 |  | Included
46 | 7000020892 | 400 | 72.5kV, 25kV AIS EQUIPMENT | 1000005036 | 72.5 kV, 1250A, 25 kA, 3-phase CircuitBreaker with support structure | EA | 1 |  | Included
47 | 7000020892 | 410 | 72.5kV, 25kV AIS EQUIPMENT | 1000027581 | 72.5kV, 630A, 25kA, 3-Phase DoubleBreak Isolator without E/S | EA | 1 |  | Included
48 | 7000020892 | 420 | 72.5kV, 25kV AIS EQUIPMENT | 1000005061 | 72.5 kV, 50A, 25 kA, 1-Phase CurrentTransformer with 120% extended currentrating | EA | 3 |  | Included
49 | 7000020892 | 430 | 72.5kV, 25kV AIS EQUIPMENT | 1000005048 | 72.5 kV Voltage Transformer (1- Phase) | EA | 3 |  | Included
50 | 7000020892 | 440 | 72.5kV, 25kV AIS EQUIPMENT | 1000005030 | 72.5kV ,1 phase Bus Post Insulators | EA | 6 |  | Included
51 | 7000020892 | 450 | 36kV AIS EQUIPMENT | 1000002094 | 36 kV, 630A, 25 KA, 3-Phase DoubleBreak Isolator without E/S | EA | 1 |  | Included
52 | 7000020892 | 460 | 36kV AIS EQUIPMENT | 1000001998 | Current transformer (33kV) for transformer Netural along with supportstructure & terminal connector | SET | 3 |  | Included
53 | 7000020892 | 470 | 36kV AIS EQUIPMENT | 1000001999 | Current transformer (33kV) for Reactor Neutral along with supportstructure & terminal connector | EA | 3 |  | Included
54 | 7000020892 | 480 | 36kV AIS EQUIPMENT | 1000002068 | 36 kV, 1-phase Horn Gap Fuse | EA | 3 |  | Included
55 | 7000020892 | 490 | 36kV AIS EQUIPMENT | 1000020418 | 30kV Surge Arrester (1-Phase) | EA | 3 |  | Included
56 | 7000020892 | 500 | 36kV AIS EQUIPMENT | 1000020185 | Fabrication, galvanising and supply of 33kV Std Double Pole Structureincluding nuts, bolts, all type of washers, packplates, step bolts andgusset plates excluding foundation bolts | EA | 1 |  | Included
57 | 7000020892 | 510 | Erection Hardware for 765 kV S/Y | 1000015930 | Bus post insulators, spacers, equipmentsupport structures, conductor(s), Altube, clamp, connectors including 765KV and neutral bushings terminalconnectors etc for Neutral formationfor one bank (each bank comprise ofthree single phase units of Reactors)and connection to neutral groundingreactor (as applicable) and makingconnection arrangement to connect spareunit in place of any unit of the bankwithout physical shifting. | LOT | 3 |  | Included
58 | 7000020892 | 520 | Erection Hardware for 765 kV S/Y | 1000015788 | Bus post insulators, spacers, equipmentsupport structures, conductors, Altube, clamp, connectors (including765kV, 400kV, tertiary and neuturalbushing terminal connectors etc) forarrangement of netural formation forTransformer(s), DELTA formation for onebank (each bank comprises of 3 singlephase units of Autotransformers) andmaking connection arrangement toconnect spare unit in place of any unitof the bank without physical shifting | LOT | 3 |  | Included
59 | 7000020892 | 530 | Erection Hardware for 765 kV S/Y | 1000011349 | Erection Hardware for 765kV I type layout-Bus Reactor bay as pertechnical specification | SET | 1 |  | Included
60 | 7000020892 | 540 | Erection Hardware for 765 kV S/Y | 1000011363 | Erection Hardware for 765kV I type layout-Transformer bay as pertechnical specification | SET | 3 |  | Included
61 | 7000020892 | 550 | Erection Hardware for 765 kV S/Y | 1000011356 | Erection Hardware for 765kV I type layout-Line Reactors including NGRbypass arrangement as per technical specification | SET | 2 |  | Included
62 | 7000020892 | 560 | Erection Hardware for 765 kV S/Y | 1000011358 | Erection Hardware for 765kV I type layout-Line bay as per technicalspecification | SET | 4 |  | Included
63 | 7000020892 | 570 | Erection Hardware for 765 kV S/Y | 1000011350 | Erection Hardware for 765kV I type layout-Bus Work (For one diameters)as per technical specification | SET | 4 |  | Included
64 | 7000020892 | 580 | 765kV Insulator and Hardware | 1000055992 | 765KV SUSPENSION INSULATOR STRING AND ASSOCIATED HARDWARE FITTINGSWITH DROP CLAMP SUITABLE FOR QUAD CONDUCTOR | EA | 18 |  | Included
65 | 7000020892 | 590 | 765kV Insulator and Hardware | 1000055993 | 765KV SUSPENSION INSULATOR STRING AND ASSOCIATED HARDWARE FITTINGSWITH THROUGH CLAMP SUITABLE FOR QUAD CONDUCTOR | EA | 42 |  | Included
66 | 7000020892 | 600 | 765kV Insulator and Hardware | 1000055994 | 765KV TENSION INSULATOR STRING AND ASSOCIATED HARDWARE FITTINGSWITHOUT TURN BUCKLE SUITABLE FOR HEXA CONDUCTOR | EA | 72 |  | Included
67 | 7000020892 | 610 | 765kV Insulator and Hardware | 1000055996 | 765KV TENSION INSULATOR STRING AND ASSOCIATED HARDWARE FITTINGS WITHTURN BUCKLE SUITABLE FOR HEXA CONDUCTOR | EA | 84 |  | Included
68 | 7000020892 | 620 | Erection Hardware for 420 kV I Type S/Y | 1000011318 | Erection Hardware for 400kV I type layout-Bus Work (For one diameter)as per technical specification | SET | 9 |  | Included
69 | 7000020892 | 630 | Erection Hardware for 420 kV I Type S/Y | 1000011327 | Erection Hardware for 400kV I type layout-Transformer bay as pertechnical specification | SET | 12 |  | Included
70 | 7000020892 | 640 | Erection Hardware for 420 kV I Type S/Y | 1000011317 | Erection Hardware for 400kV I type layout-Bus Reactor bay as pertechnical specification | SET | 1 |  | Included
71 | 7000020892 | 650 | Erection Hardware for 420 kV I Type S/Y | 1000011326 | Erection Hardware for 400kV I type layout-Spare bay of half dia as pertechnical specification | SET | 5 |  | Included
72 | 7000020892 | 660 | 420kV Insulator and Hardware | 1000055987 | 400KV SUSPENSION INSULATOR STRING AND ASSOCIATED HARDWARE FITTINGSWITH DROP CLAMP SUITABLE FOR TWIN CONDUCTOR | EA | 6 |  | Included
73 | 7000020892 | 670 | 420kV Insulator and Hardware | 1000055986 | 400KV SUSPENSION INSULATOR STRING AND ASSOCIATED HARDWARE FITTINGSWITH DROP CLAMP SUITABLE FOR QUAD CONDUCTOR | EA | 57 |  | Included
74 | 7000020892 | 680 | 420kV Insulator and Hardware | 1000055991 | 400KV TENSION INSULATOR STRING AND ASSOCIATED HARDWARE FITTINGSWITH TURN BUCKLE SUITABLE FOR QUAD CONDUCTOR | EA | 90 |  | Included
75 | 7000020892 | 690 | 420kV Insulator and Hardware | 1000055984 | 400KV TENSION INSULATOR STRING AND ASSOCIATED HARDWARE FITTINGSWITHOUT TURN BUCKLE SUITABLE FOR QUAD CONDUCTOR | EA | 90 |  | Included
76 | 7000020892 | 700 | Erection Hardware for 220 kV DMT Type S | 1000011255 | Erection Hardware for 220kV layout (Double Main and TransferScheme)-Bus work (one Bay) as per technical specification | SET | 30 |  | Included
77 | 7000020892 | 710 | Erection Hardware for 220 kV DMT Type S | 1000011261 | Erection Hardware for 220kV layout (Double Main and TransferScheme)-Line Bay as per technical specification | SET | 15 |  | Included
78 | 7000020892 | 720 | Erection Hardware for 220 kV DMT Type S | 1000011264 | Erection Hardware for 220kV layout (Double Main and TransferScheme)-Transformer Bay as per technical specification | SET | 9 |  | Included
79 | 7000020892 | 730 | Erection Hardware for 220 kV DMT Type S | 1000011253 | Erection Hardware for 220kV layout (Double Main and TransferScheme)-Bus Coupler Bay as per technical specification | SET | 3 |  | Included
80 | 7000020892 | 740 | Erection Hardware for 220 kV DMT Type S | 1000011265 | Erection Hardware for 220kV layout (Double Main and TransferScheme)-Transfer Bus Coupler Bay as per technical specification | SET | 3 |  | Included
81 | 7000020892 | 750 | Erection Hardware for 220 kV DMT Type S | 1000011254 | Erection Hardware for 220kV layout (Double Main and TransferScheme)-Bus section Bay as per technical specification | SET | 4 |  | Included
82 | 7000020892 | 760 | 220kV Insulator and Hardware | 1000055983 | 220KV TENSION INSULATOR STRING AND ASSOCIATED HARDWARE FITTINGS WITHTURN BUCKLE SUITABLE FOR TWIN CONDUCTOR | EA | 300 |  | Included
83 | 7000020892 | 770 | 220kV Insulator and Hardware | 1000055982 | 220KV TENSION INSULATOR STRING AND ASSOCIATED HARDWARE FITTINGS WITHTURN BUCKLE SUITABLE FOR SINGLE CONDUCTOR | EA | 15 |  | Included
84 | 7000020892 | 780 | 220kV Insulator and Hardware | 1000055981 | 220KV TENSION INSULATOR STRING AND ASSOCIATED HARDWARE FITTINGS WITHTURN BUCKLE SUITABLE FOR QUAD CONDUCTOR | EA | 90 |  | Included
85 | 7000020892 | 790 | 220kV Insulator and Hardware | 1000055980 | 220KV TENSION INSULATOR STRING AND ASSOCIATED HARDWARE FITTINGSWITHOUT TURN BUCKLE SUITABLE FOR TWIN CONDUCTOR | EA | 300 |  | Included
86 | 7000020892 | 800 | 220kV Insulator and Hardware | 1000055978 | 220KV TENSION INSULATOR STRING AND ASSOCIATED HARDWARE FITTINGSWITHOUT TURN BUCKLE SUITABLE FOR QUAD CONDUCTOR | EA | 90 |  | Included
87 | 7000020892 | 810 | 220kV Insulator and Hardware | 1000055977 | 220KV SUSPENSION INSULATOR STRING AND ASSOCIATED HARDWARE FITTINGSWITH THROUGH CLAMP SUITABLE FOR TWIN CONDUCTOR | EA | 150 |  | Included
88 | 7000020892 | 820 | 220kV Insulator and Hardware | 1000055975 | 220KV SUSPENSION INSULATOR STRING AND ASSOCIATED HARDWARE FITTINGSWITH DROP CLAMP SUITABLE FOR TWIN CONDUCTOR | EA | 120 |  | Included
89 | 7000020892 | 830 | 220kV Insulator and Hardware | 1000055973 | 220KV SUSPENSION INSULATOR STRING AND ASSOCIATED HARDWARE FITTINGSWITH DROP CLAMP SUITABLE FOR QUAD CONDUCTOR | EA | 30 |  | Included
90 | 7000020892 | 840 | Erection Hardware for tertiary | 1000011348 | Erection Hardware for the 72.5kV equipment for Tertiary loading as pertechnical specification | SET | 1 |  | Included
91 | 7000020892 | 850 | Erection Hardware for tertiary | 1000011295 | Erection Hardware for the 33kV equipment for SEB supply as pertechnical specification | SET | 1 |  | Included
92 | 7000020892 | 860 | Earthmat | 1000032055 | 40 MM MS ROD FOR MAIN EARTHMAT | KM | 85 |  | Included
93 | 7000020892 | 870 | CSD | 1000009713 | Controlled Switching Device for 420 kV, 3-ph Circuit Breaker | EA | 8 |  | Included
94 | 7000020892 | 880 | CSD | 1000009714 | Controlled Switching Device for 765 kV, 3-ph Circuit Breaker | EA | 10 |  | Included
95 | 7000020892 | 890 | CRP for 765kV Bays | 1000055448 | 765KV CIRCUIT BREAKER RELAY PANEL (WITH AUTOMATION) | EA | 14 |  | Included
96 | 7000020892 | 900 | CRP for 765kV Bays | 1000005522 | 765kV Line Protection Panel (with Automation) | EA | 4 |  | Included
97 | 7000020892 | 910 | CRP for 765kV Bays | 1000005789 | 765kV Transformer Protection Panel (For both HV & MV side)-(withAutomation) | EA | 3 |  | Included
98 | 7000020892 | 920 | CRP for 765kV Bays | 1000005533 | 765kV Reactor Protection Panel (with Automation) | EA | 3 |  | Included
99 | 7000020892 | 930 | CRP for 765kV Bays | 1000005071 | 765kV Bus Bar Protection Panel (Duplicate)-(with Automation) | SET | 1 |  | Included
100 | 7000020892 | 940 | CRP for 765kV Bays | 1000025391 | Relay Test kit | EA | 1 |  | Included
101 | 7000020892 | 950 | CRP for 765kV Bays | 1000021642 | Time synchronisation equipment | EA | 1 |  | Included
102 | 7000020892 | 960 | CRP for 420kV Bays with SAS | 1000002145 | 400kV Bus Bar Protection Panel (Duplicate)-(with Automation) | SET | 1 |  | Included
103 | 7000020892 | 970 | CRP for 420kV Bays with SAS | 1000003407 | 400kV Reactor Protection Panel (with Automation) | EA | 1 |  | Included
104 | 7000020892 | 980 | CRP for 420kV Bays with SAS | 1000004274 | 400kV Transformer Protection Panel (For both HV & MV side)-(withAutomation) | EA | 9 |  | Included
105 | 7000020892 | 990 | CRP for 420kV Bays with SAS | 1000055446 | 400KV CIRCUIT BREAKER RELAY PANEL (WITH AUTOMATION) | EA | 22 |  | Included
106 | 7000020892 | 1000 | CRP for 220kV Bays with SAS | 1000055443 | 220KV CIRCUIT BREAKER RELAY PANEL (WITH AUTOMATION) | EA | 34 |  | Included
107 | 7000020892 | 1010 | CRP for 220kV Bays with SAS | 1000001330 | 220kV Line Protection Panel (with Automation) | EA | 15 |  | Included
108 | 7000020892 | 1020 | CRP for 220kV Bays with SAS | 1000001566 | 220kV Transformer Protection Panel (For both HV & MV side)-(withAutomation) | EA | 9 |  | Included
109 | 7000020892 | 1030 | CRP for 220kV Bays with SAS | 1000001166 | 220kV Bus Bar Protection Panel (Single)-(with Automation) | SET | 1 |  | Included
110 | 7000020892 | 1040 | CRP for 220kV Bays with SAS | 1000026235 | Line Current Differential Relay | SET | 30 |  | Included
111 | 7000020892 | 1050 | SAS | 1000005534 | Complete Substation automation system for 765kV Main bay as perTechnical Specification | EA | 8 |  | Included
112 | 7000020892 | 1060 | SAS | 1000005536 | Complete Substation automation System for 765kV Tie bay as perTechnical Specification | EA | 4 |  | Included
113 | 7000020892 | 1070 | SAS | 1000005539 | Complete Substation automation System for 765kV Switchable LineReactor Bay as per Technical Specification | EA | 2 |  | Included
114 | 7000020892 | 1080 | SAS | 1000003408 | Complete Substation automation System for 400kV Main bay as perTechnical Specification | EA | 18 |  | Included
115 | 7000020892 | 1090 | SAS | 1000003410 | Complete Substation automation System for 400kV Tie bay as perTechnical Specification | EA | 9 |  | Included
116 | 7000020892 | 1100 | SAS | 1000001332 | Complete Substation automation System for 220kV bay as per TechnicalSpecification | EA | 34 |  | Included
117 | 7000020892 | 1110 | SAS | 1000018700 | Complete Substation automation System for controlling and monitoringof Auxilary System including BCUs as per technical specification | SET | 1 |  | Included
118 | 7000020892 | 1120 | VMS | 1000025861 | Visual Monitoring System for Watch & Ward | SET | 1 |  | Included
119 | 7000020892 | 1130 | PLCC Equipment | 1000011082 | EPAX (24/8) with 24 telephones, Cables etc. | SET | 1 |  | Included
120 | 7000020892 | 1140 | PLCC Equipment | 1000001568 | 220kV,1600A,0.5mH ,50kA Line Trap | EA | 30 |  | Included
121 | 7000020892 | 1150 | LT SWITCHGEAR | 1000004754 | 48V DCDB | SET | 2 |  | Included
122 | 7000020892 | 1160 | LT SWITCHGEAR | 1000001144 | 220V DCDB | SET | 2 |  | Included
123 | 7000020892 | 1170 | LT SWITCHGEAR | 1000004305 | 415V Airconditioning DB | SET | 1 |  | Included
124 | 7000020892 | 1180 | LT SWITCHGEAR | 1000004307 | 415V Emergency LDB(along with 1 no. 100kVA lighting transformer) | SET | 1 |  | Included
125 | 7000020892 | 1190 | LT SWITCHGEAR | 1000004312 | 415V MLDB(along with 2 nos. 300 kVA Lighting transformer) | SET | 1 |  | Included
126 | 7000020892 | 1200 | LT SWITCHGEAR | 1000004303 | 415V AC Distribution Board (ACDB) as per Technical Specification | SET | 1 |  | Included
127 | 7000020892 | 1210 | LT SWITCHGEAR | 1000004313 | 415V Main Switchboard | SET | 1 |  | Included
128 | 7000020892 | 1220 | LT SWITCHGEAR | 1000015462 | Meter DB type-A & Type-B-MB | EA | 1 |  | Included
129 | 7000020892 | 1230 | LT SWITCHGEAR | 1000012278 | Flat DB type A -DB | EA | 2 |  | Included
130 | 7000020892 | 1240 | 220V Battery & Charger | 1000001151 | 220V, 1500 Ah Battery | SET | 2 |  | Included
131 | 7000020892 | 1250 | 220V Battery & Charger | 1000001153 | 220V, 180A/180A Float Cum Boost BatteryCharger | EA | 2 |  | Included
132 | 7000020892 | 1260 | 48V Battery & Charger | 1000004762 | 48V, 1500 Ah Battery | SET | 2 |  | Included
133 | 7000020892 | 1270 | 48V Battery & Charger | 1000004764 | 48V, 180A/180A Float Cum Boost BatteryCharger | EA | 2 |  | Included
134 | 7000020892 | 1280 | DG SET | 1000004797 | 500 kVA Diesel Generator along with control Panel | SET | 1 |  | Included
135 | 7000020892 | 1290 | POWER & CONTROL CABLE | 1000031985 | 1.1KV GRADE 4CX6 SQMM (PVC) POWER CABLE | KM | 16 |  | Included
136 | 7000020892 | 1300 | POWER & CONTROL CABLE | 1000031943 | 1.1KV GRADE 2CX6 SQMM (PVC) POWER CABLE | KM | 10 |  | Included
137 | 7000020892 | 1310 | POWER & CONTROL CABLE | 1000031964 | 1.1KV GRADE 3CX2.5 SQMM CONTROL CABLE | KM | 80 |  | Included
138 | 7000020892 | 1320 | POWER & CONTROL CABLE | 1000031987 | 1.1KV GRADE 5CX2.5 SQMM CONTROL CABLE | KM | 134 |  | Included
139 | 7000020892 | 1330 | POWER & CONTROL CABLE | 1000031887 | 1.1KV GRADE 10CX2.5 SQMM CONTROL CABLE | KM | 58 |  | Included
140 | 7000020892 | 1340 | POWER & CONTROL CABLE | 1000056264 | 1.1KV GRADE 19CX1.5 SQMM CONTROL CABLE | KM | 66 |  | Included
141 | 7000020892 | 1350 | POWER & CONTROL CABLE | 1000056265 | 1.1KV GRADE 27CX1.5 SQMM CONTROL CABLE | KM | 27 |  | Included
142 | 7000020892 | 1360 | POWER & CONTROL CABLE | 1000032050 | 4PAIR, 0.5SQMM SCREENED CABLE | KM | 6.5 |  | Included
143 | 7000020892 | 1370 | POWER & CONTROL CABLE | 1000032046 | 33KV HV POWER CABLE ALONG WITH ACCESSORIES | KM | 1 |  | Included
144 | 7000020892 | 1380 | POWER & CONTROL CABLE | 1000031919 | 1.1KV GRADE 1CX630 SQ. MM (XLPE) POWER CABLE | KM | 1.6 |  | Included
145 | 7000020892 | 1390 | POWER & CONTROL CABLE | 1000031951 | 1.1KV GRADE 3.5CX300 SQMM (XLPE) POWER CABLE | KM | 5.5 |  | Included
146 | 7000020892 | 1400 | POWER & CONTROL CABLE | 1000031911 | 1.1KV GRADE 1CX150 SQMM (PVC) POWER CABLE | KM | 0.8 |  | Included
147 | 7000020892 | 1410 | POWER & CONTROL CABLE | 1000031957 | 1.1KV GRADE 3.5CX70 SQMM (PVC) POWER CABLE | KM | 110 |  | Included
148 | 7000020892 | 1420 | POWER & CONTROL CABLE | 1000031953 | 1.1KV GRADE 3.5CX35 SQMM (PVC) POWER CABLE | KM | 1.2 |  | Included
149 | 7000020892 | 1430 | POWER & CONTROL CABLE | 1000031976 | 1.1KV GRADE 4CX16 SQMM (PVC) POWER CABLE | KM | 145 |  | Included
150 | 7000020892 | 1440 | AIR CONDITIONING & VENTILATION SYSTEM | 1000006285 | Air conditioning system for Switchyard Panel Room of 9m length | SET | 7 |  | Included
151 | 7000020892 | 1450 | AIR CONDITIONING & VENTILATION SYSTEM | 1000006284 | Air conditioning system for Switchyard Panel Room of 6m length | SET | 9 |  | Included
152 | 7000020892 | 1460 | AIR CONDITIONING & VENTILATION SYSTEM | 1000013502 | High wall type split AC unit of 2 TR capacity | EA | 20 |  | Included
153 | 7000020892 | 1470 | FIRE FIGHTING SYSTEM | 1000028771 | PORTABLE FIRE EXTINGUISHER-DCP TYPE 4.5/5 KG | EA | 6 |  | Included
154 | 7000020892 | 1480 | FIRE FIGHTING SYSTEM | 1000012022 | 4.5 kg CO2 type Portable Fire extinguisher | EA | 30 |  | Included
155 | 7000020892 | 1490 | FIRE FIGHTING SYSTEM | 1000049665 | 60 LITRE FOAM TYPE TROLLEY/WHEEL MOUNTED FIRE EXTINGUISHER | SET | 2 |  | Included
156 | 7000020892 | 1500 | FIRE FIGHTING SYSTEM | 1000012027 | 9litre water type Portable Fire extinguisher | EA | 4 |  | Included
157 | 7000020892 | 1510 | FIRE FIGHTING SYSTEM | 1000012018 | Fire Detection and Alarm System for Switchyard Panel Room of 6 mlength | SET | 9 |  | Included
158 | 7000020892 | 1520 | FIRE FIGHTING SYSTEM | 1000012019 | Fire Detection and Alarm System for Switchyard Panel Room of 9 mlength | SET | 7 |  | Included
159 | 7000020892 | 1530 | FIRE FIGHTING SYSTEM | 1000012015 | Fire Detection and Alarm System for Control Room Building(765kV) | SET | 1 |  | Included
160 | 7000020892 | 1540 | FIRE FIGHTING SYSTEM | 1000012043 | HVW spray system, Hydrant system and complete U/G & O/G piping andaccessories etc. out side the pump house for 125 MVAR, 420kV, 3 phaseShunt Reactor | SET | 1 |  | Included
161 | 7000020892 | 1550 | FIRE FIGHTING SYSTEM | 1000012069 | HVW spray system, Hydrant system and complete U/G & O/G piping andaccessories etc. out side the pump house for 500MVA , 400KV/220/33kV, 3-phase Autotransformer | SET | 9 |  | Included
162 | 7000020892 | 1560 | FIRE FIGHTING SYSTEM | 1000012072 | HVW spray system, Hydrant system and complete U/G & O/G piping andaccessories etc. out side the pump house for 500 MVA,(765/v3)/(400/v3)/(33) kV, 1 -phase Autotransformer | SET | 10 |  | Included
163 | 7000020892 | 1570 | FIRE FIGHTING SYSTEM | 1000055459 | HVW SPRAY SYSTEM, HYDRANT SYSTEM AND COMPLETE U/G & O/G PIPING ANDACCESSORIES ETC. OUT SIDE THE PUMP HOUSE FOR 765/Ã‚Ë†Å 3 KV SINGLE PHASEREACTOR | SET | 11 |  | Included
164 | 7000020892 | 1580 | FIRE FIGHTING SYSTEM | 1000012038 | Hydrant system, complete piping andaccessories etc. outside the Pump Housefor Fire Protection of 765/400/220kV(New) Substation | SET | 1 |  | Included
165 | 7000020892 | 1590 | FIRE FIGHTING SYSTEM | 1000012032 | Pumping arrangement for HVW system & hydrant system, complete withall piping, valves, fittings,etc. inside pump house for FireProtection System of 765/400/220kV (New) Substation | SET | 1 |  | Included
166 | 7000020892 | 1600 | ILLUMINATION SYSTEM | 1000025538 | Self Supported Aluminium Ladder as Per Technical Specification | EA | 2 |  | Included
167 | 7000020892 | 1610 | ILLUMINATION SYSTEM | 1000024515 | Cartwheel Mounted Aluminium Ladder as Per Technical Specification | EA | 2 |  | Included
168 | 7000020892 | 1620 | ILLUMINATION SYSTEM | 1000013796 | Illumination System for switchyard panel room of 9 m length | LS | 7 |  | Included
169 | 7000020892 | 1630 | ILLUMINATION SYSTEM | 1000013795 | Illumination System for switchyard panel room of 6 m length | LS | 9 |  | Included
170 | 7000020892 | 3160 | ILLUMINATION SYSTEM | 1000009690 | Control room cum administrative building (765kV) illuminationincluding Conduit | LOT | 1 |  | Included
171 | 7000020892 | 1640 | ILLUMINATION SYSTEM | 1000038396 | TYPE D1 POST TOP LANTERN POLE OF 4 METER AS PER TECHNICALSPECIFICATION. | EA | 20 |  | Included
172 | 7000020892 | 1650 | ILLUMINATION SYSTEM | 1000038397 | TYPE L1 STREET LIGHTING POLE OF 6 METER AS PER TECHNICALSPECIFICATION. | EA | 100 |  | Included
173 | 7000020892 | 1660 | ILLUMINATION SYSTEM | 1000038389 | LED STREET LIGHT LUMINAIRE TYPE SL-L1 (= 45W)AS PER TECHNICALSPECIFICATION | EA | 100 |  | Included
174 | 7000020892 | 1670 | ILLUMINATION SYSTEM | 1000038385 | FIRE WALL MOUNTED LED LUMINARIE TYPE FL-2 (250W) | EA | 200 |  | Included
175 | 7000020892 | 1680 | ILLUMINATION SYSTEM | 1000038325 | LIGHTING FIXTURE LED LUMINAIRES TYPE FL2 AS PER TECH. SPECIFICATIONS | EA | 200 |  | Included
176 | 7000020892 | 1690 | ILLUMINATION SYSTEM | 1000038387 | LED FLOOD LIGHT LUMINARIESTYPE FL-1 (150W) AS PER TECHNICALSPECIFICATION | EA | 200 |  | Included
177 | 7000020892 | 1700 | ILLUMINATION SYSTEM | 1000001894 | Outdoor Power Receptacle for oilfiltration unit (250A) | EA | 12 |  | Included
178 | 7000020892 | 1710 | ILLUMINATION SYSTEM | 1000004952 | 63A, 415V : Interlocked switch socket outdoor Receptacle (type RP) asper technical specifications | EA | 10 |  | Included
179 | 7000020892 | 1720 | ILLUMINATION SYSTEM | 1000017485 | Lighting panel SLP for Street Lighting | EA | 10 |  | Included
180 | 7000020892 | 1730 | ILLUMINATION SYSTEM | 1000014549 | Lighting Panel type DCP as per technical specification | EA | 2 |  | Included
181 | 7000020892 | 1740 | ILLUMINATION SYSTEM | 1000014548 | Lighting Panel type ACP-3 as per technical specification | EA | 12 |  | Included
182 | 7000020892 | 1750 | ILLUMINATION SYSTEM | 1000014547 | Lighting Panel type ACP-2 as per technical specification | EA | 9 |  | Included
183 | 7000020892 | 1760 | ILLUMINATION SYSTEM | 1000031063 | FIRE FIGHTING PUMPHOUSE BUILDING AND DG SET AREA ILLIMUNATION AS PERTECH. SPEC. | SET | 1 |  | Included
184 | 7000020892 | 1770 | ILLUMINATION SYSTEM | 1000005889 | Indoor Lighting for 8 cars Parking shed | LS | 1 |  | Included
185 | 7000020892 | 1780 | 765 kV Towers | 1000050125 | GANTRY STRUCTURE PER DIAMETER- 765 KV ONE & HALF BREAKER LAYOUT | SET | 4 |  | Included
186 | 7000020892 | 1790 | 765 kV Equipment support structures | 1000020178 | Fabrication, galvanising and supply ofStd 765 kV Support Structure for1-Phase LA including nuts, bolts, alltype of washers, packplates, step boltsand gusset plates excluding foundationbolts | EA | 33 |  | Included
187 | 7000020892 | 1800 | 765 kV Equipment support structures | 1000020177 | Fabrication, galvanising and supply ofStd 765 kV Support Structure for3-Phase ISOLATOR including nuts, bolts,all type of washers, packplates, stepbolts and gusset plates excludingfoundation bolts | EA | 28 |  | Included
188 | 7000020892 | 1810 | 765 kV Equipment support structures | 1000020176 | Fabrication, galvanising and supply ofStd 765 kV Support Structure for1-Phase CVT including nuts, bolts, alltype of washers, packplates, step boltsand gusset plates excluding foundationbolts | EA | 18 |  | Included
189 | 7000020892 | 1820 | 765 kV Equipment support structures | 1000020175 | Fabrication, galvanising and supply ofStd 765 kV Support Structure for1-Phase CT including nuts, bolts, alltype of washers, packplates, step boltsand gusset plates excluding foundationbolts | EA | 36 |  | Included
190 | 7000020892 | 1830 | 765 kV Equipment support structures | 1000020174 | Fabrication, galvanising and supply ofStd 765 kV Support Structure for1-Phase BPI including nuts, bolts, alltype of washers, packplates, step boltsand gusset plates excluding foundationbolts | EA | 90 |  | Included
191 | 7000020892 | 1840 | 765 kV Equipment support structures | 1000030445 | FABRICATION, GALVANISING AND SUPPLY OFSTD 765 KV SUPPORT STRUCTURE FOR1-PHASE ISOLATOR INCLUDING NUTS,BOLTS, ALL TYPE OF WASHERS, PACKPLATES,STEP BOLTS AND GUSSET PLATES EXCLUDINGFOUNDATION BOLTS | EA | 54 |  | Included
192 | 7000020892 | 1850 | 400 kV TOWERS | 1000046563 | GANTRY STRUCTURE PER DIAMETER- 400 KV ONE & HALF BREAKER LAYOUT | SET | 9 |  | Included
193 | 7000020892 | 1860 | 400kV Equipment support structures | 1000017567 | Standard Pipe Structure for 400kV BPI (excluding wave trap) | EA | 175 |  | Included
194 | 7000020892 | 1870 | 400kV Equipment support structures | 1000017570 | Fabrication, galvanising and supply ofStd Pipe Structure - 400 kV, 1-Phase,High BPI, (Excluding Wave Trap), includingnuts, bolts, all type of washers,packplates, step bolts and gussetplates excluding foundation bolts | EA | 20 |  | Included
195 | 7000020892 | 1880 | 400kV Equipment support structures | 1000020192 | Fabrication, galvanising and supply ofStandard Pipe Structure - 400 kV,1-Phase, CT including nuts, bolts, alltype of washers, packplates, step boltsand gusset plates excluding foundationbolts | EA | 66 |  | Included
196 | 7000020892 | 1890 | 400kV Equipment support structures | 1000020193 | Fabrication, galvanising and supply of Standard Pipe Structure - 400kV CVT including nuts, bolts, all type of washers, packplates, stepbolts and gusset plates excluding foundation bolts | EA | 6 |  | Included
197 | 7000020892 | 1900 | 400kV Equipment support structures | 1000020194 | Fabrication, galvanising and supply ofStandard Pipe Structure - 400 kV,3-Phase, ISOLATOR including nuts,bolts, all type of washers, packplates,step bolts and gusset plates excludingfoundation bolts | EA | 59 |  | Included
198 | 7000020892 | 1910 | 400kV Equipment support structures | 1000020195 | Fabrication, galvanising and supply ofStandard Pipe Structure - 400 kV,1-Phase, SA including nuts, bolts,all type of washers, packplates, stepbolts and gusset plates excludingfoundation bolts | EA | 30 |  | Included
199 | 7000020892 | 1920 | 400kV Equipment support structures | 1000030447 | FABRICATION, GALVANISING AND SUPPLY OFSTANDARD PIPE STRUCTURE - 400 KVISOLATOR, 1 - PHASE, INCLUDING NUTS,BOLTS, ALL TYPE OF WASHERS, PACKPLATES,STEP BOLTS AND GUSSET PLATES EXCLUDINGFOUNDATION BOLTS | EA | 18 |  | Included
200 | 7000020892 | 1930 | 400kV Equipment support structures | 1000037443 | FABRICATION, GALVANISING AND SUPPLY OF STD PIPE STRUCTURE - 400 KV,1-PHASE, HIGH SA , INCLUDING NUTS, BOLTS, ALL TYPE OFWASHERS, PACKPLATES, STEP BOLTS AND GUSSET PLATES EXCLUDING FOUNDATIONBOLTS | EA | 10 |  | Included
201 | 7000020892 | 1940 | 220kV Gantry Structure | 1000046562 | GANTRY STRUCTURE FOR LINE BAY- 220 KV DOUBLE MAIN & TRANSFER LAYOUT | SET | 15 |  | Included
202 | 7000020892 | 1950 | 220kV Gantry Structure | 1000046567 | GANTRY STRUCTURE FOR TRANSFORMER BAY- 220 KV DOUBLE MAIN & TRANSFERLAYOUT | SET | 9 |  | Included
203 | 7000020892 | 1960 | 220kV Gantry Structure | 1000046560 | GANTRY STRUCTURE FOR BUS COUPLER BAY- 220 KV DOUBLE MAIN & TRANSFERLAYOUT | SET | 3 |  | Included
204 | 7000020892 | 1970 | 220kV Gantry Structure | 1000046565 | GANTRY STRUCTURE FOR TRANSFER BUS COUPLER BAY- 220 KV DOUBLE MAIN &TRANSFER LAYOUT | SET | 3 |  | Included
205 | 7000020892 | 1980 | 220kV Equipment support structures | 1000017563 | Standard Pipe Structure for 220kV BPI for WT (1- phase) | EA | 90 |  | Included
206 | 7000020892 | 1990 | 220kV Equipment support structures | 1000020190 | Fabrication, galvanising and supply of Standard Pipe Structure - 220kV SA including nuts, bolts, all type of washers, packplates, stepbolts and gusset plates excluding foundation bolts | EA | 72 |  | Included
207 | 7000020892 | 2000 | 220kV Equipment support structures | 1000020189 | Fabrication, galvanising and supply of Standard Pipe Structure - 220kV ISOLATOR including nuts, bolts, all type of washers, packplates,step bolts and gusset plates excluding foundation bolts | EA | 119 |  | Included
208 | 7000020892 | 2010 | 220kV Equipment support structures | 1000020188 | Fabrication, galvanising and supply of Standard Pipe Structure - 220kV CVT including nuts, bolts, all type of washers, packplates, stepbolts and gusset plates excluding foundation bolts | EA | 63 |  | Included
209 | 7000020892 | 2020 | 220kV Equipment support structures | 1000020187 | Fabrication, galvanising and supply of Standard Pipe Structure - 220kV CT including nuts, bolts, all type of washers, packplates, stepbolts and gusset plates excluding foundation bolts | EA | 102 |  | Included
210 | 7000020892 | 2030 | 220kV Equipment support structures | 1000017562 | Standard Pipe Structure for 220kV BPI (excluding wave trap) | EA | 220 |  | Included
211 | 7000020892 | 2040 | 220kV Equipment support structures | 1000017565 | Fabrication, galvanising and supply of Std Pipe Structure - 220 kV highBPI including nuts, bolts, all type of washers, packplates, step boltsand gusset plates excluding foundation bolts | EA | 72 |  | Included
212 | 7000020892 | 2050 | 132kV Equipment support structures | 1000029035 | Fabrication, galvanising and supply of Std 132 kV Support Structure1Ph BPI including nuts, bolts, all type of washers, packplates, stepboltsand gusset plates excluding foundation bolts | EA | 4 |  | Included
213 | 7000020892 | 2060 | 72.5kV Equipment support structures | 1000029059 | Fabrication, galvanising and supply of Std 72.5 kV Support Structure3Ph ISO including nuts, bolts, all type of washers, packplates, stepboltsand gusset plates excluding foundation bolts | EA | 1 |  | Included
214 | 7000020892 | 2070 | 72.5kV Equipment support structures | 1000029057 | Fabrication, galvanising and supply of Std 72.5 kV Support Structure1Ph CT including nuts, bolts, all type of washers, packplates, stepboltsand gusset plates excluding foundation bolts | EA | 3 |  | Included
215 | 7000020892 | 2080 | 72.5kV Equipment support structures | 1000029058 | Fabrication, galvanising and supply of Std 72.5 kV Support Structure1Ph CVT including nuts, bolts, all type of washers, packplates, stepboltsand gusset plates excluding foundation bolts | EA | 3 |  | Included
216 | 7000020892 | 2090 | 72.5kV Equipment support structures | 1000029056 | Fabrication, galvanising and supply of Std 72.5 kV Support Structure1Ph BPI including nuts, bolts, all type of washers, packplates, stepboltsand gusset plates excluding foundation bolts | EA | 6 |  | Included
217 | 7000020892 | 2100 | H Pole | 1000028542 | STRUCTURE FOR-33KV H-TYPE POLE STRUCTURE | EA | 1 |  | Included
218 | 7000020892 | 2110 | Mandatory Spare LOT | 1000025936 | Spare-245kV Isolator | SET | 1 |  | Included
219 | 7000020892 | 2120 | Mandatory Spare LOT | 1000025933 | Spare-245kV CT | SET | 1 |  | Included
220 | 7000020892 | 2130 | Mandatory Spare LOT | 1000025934 | Spare-245kV CVT | SET | 1 |  | Included
221 | 7000020892 | 2140 | Mandatory Spare LOT | 1000019912 | Relay & protection Panels (with automation) | LS | 1 |  | Included
222 | 7000020892 | 2150 | Mandatory Spare LOT | 1000019927 | Spares-Substation Automation System | LS | 1 |  | Included
223 | 7000020892 | 2160 | Mandatory Spare LOT | 1000019915 | Spares for DG set | LS | 1 |  | Included
224 | 7000020892 | 2170 | Mandatory Spare LOT | 1000019914 | Spares fpr 220V Battery Charger | LS | 1 |  | Included
225 | 7000020892 | 2180 | Mandatory Spare LOT | 1000019921 | Spares fpr 48V Battery Charger | LS | 1 |  | Included
226 | 7000020892 | 2190 | Mandatory Spare LOT | 1000032289 | SPARES FOFIRE PROTECTION SYSTEM | SET | 1 |  | Included
227 | 7000020892 | 2200 | Mandatory Spare LOT | 1000025935 | Spare-245kV Circuit Breaker | SET | 1 |  | Included
228 | 7000020892 | 2210 | Mandatory Spare LOT | 1000024186 | SPARES FOR 336KV SURGE ARRESTER | LS | 1 |  | Included
229 | 7000020892 | 2220 | Mandatory Spare LOT | 1000025941 | Spare-420kV CT 1 | SET | 1 |  | Included
230 | 7000020892 | 2230 | Mandatory Spare LOT | 1000025943 | Spare-420kV CVT 1 | SET | 1 |  | Included
231 | 7000020892 | 2240 | Mandatory Spare LOT | 1000024186 | SPARES FOR 336KV SURGE ARRESTER | LS | 1 |  | Included
232 | 7000020892 | 2250 | Mandatory Spare LOT | 1000019919 | Spares for 420kV Double break Isolator | LS | 1 |  | Included
233 | 7000020892 | 2260 | Mandatory Spare LOT | 1000019918 | Spares for 420kV Circuit Breaker | LS | 1 |  | Included
234 | 7000020892 | 2270 | Mandatory Spare LOT | 1000028372 | SPARES FOR 624KV SURGE ARRESTER | LS | 1 |  | Included
235 | 7000020892 | 2280 | Mandatory Spare LOT | 1000054977 | SPARE-765KV CAPACITIVE VOLTAGE TRANSFORMER | LOT | 1 |  | Included
236 | 7000020892 | 2290 | Mandatory Spare LOT | 1000054976 | SPARE-765KV CURRENT TRANSFORMER | LOT | 1 |  | Included
237 | 7000020892 | 2300 | Mandatory Spare LOT | 1000028091 | Spare-765kV VKDB Isolator | LOT | 1 |  | Included
238 | 7000020892 | 2310 | Mandatory Spare LOT | 1000027625 | Spare-765KV Circuit Breaker | LOT | 1 |  | Included
239 | 7000020892 | 2720 | BoQ of Comm Equip Supply Kurnool III | 1000031367 | SDH EQUIPMENT (STM-16 MADM UPTO 5 MSP PROTECTED DIRECTIONS)-BASEEQUIPMENT (COMMON CARDS, CROSS CONNECT/CONTROL CARDS, OPTICAL BASECARDS, POWER SUPPLY CARDS, POWER CABLING, OTHER HARDWARE ANDACCESSORIES INCLUDING SUB RACKS, PATCH CORD, DDF ETC FULLY EQUIPEDEXCLUDING OPTICAL INTERFACE & TRIBUTARY CARDS | EA | 1 |  | Included
240 | 7000020892 | 2730 | BoQ of Comm Equip Supply Kurnool III | 1000019315 | Optical Line Interface card (to support minimum 150 kms) | EA | 6 |  | Included
241 | 7000020892 | 2740 | BoQ of Comm Equip Supply Kurnool III | 1000019317 | Optical Line Interface card To support minimum 175 km | EA | 2 |  | Included
242 | 7000020892 | 2750 | BoQ of Comm Equip Supply Kurnool III | 1000031374 | TRIBUTARY INTERFACE- E1 INTERFACE (MINIMUM 16 NOS.) | SET | 2 |  | Included
243 | 7000020892 | 2760 | BoQ of Comm Equip Supply Kurnool III | 1000034950 | ETHERNET INTERFACE 10/100 BASE T WITH LAYER-2 SWITCHING (MIN 8INTERFACES PER CARD) | EA | 2 |  | Included
244 | 7000020892 | 2770 | BoQ of Comm Equip Supply Kurnool III | 1000031381 | TRIBUTARY INTERFACE-GIGABIT ETHERNET INTERFACES 10/100 MBPS WITH LAYER-2 SWITCHING (MINIMUM 2 NOS.) | SET | 1 |  | Included
245 | 7000020892 | 2780 | BoQ of Comm Equip Supply Kurnool III | 1000026228 | Equipment Cabinets For SDH | EA | 1 |  | Included
246 | 7000020892 | 2790 | BoQ of Comm Equip Supply Kurnool III | 1000028495 | NMS- CRAFT TERMINAL-HARDWARE | EA | 1 |  | Included
247 | 7000020892 | 2800 | BoQ of Comm Equip Supply Kurnool III | 1000028265 | Software for Craft Terminal | EA | 1 |  | Included
248 | 7000020892 | 2810 | BoQ of Comm Equip Supply Kurnool III | 1000034998 | VOIP TELEPHONE INSTRUMENT WITH ONE COMMON SWITCH (MIN. 8 PORT) | EA | 4 |  | Included
249 | 7000020892 | 2830 | BoQ of Comm Equip Mandatory Spares | 1000031369 | SDH EQUIPMENT (STM-16 MADM UPTO 5 MSP PROTECTED DIRECTIONS)-COMMONCARDS, CROSS-CONNECT/CONTROL CARDS, OPTICAL BASE CARD, POWER SUPPLYCARDS, POWER CABLING, OTHER HARDWARE & ACCESSORIES (EACH). | SET | 1 |  | Included
250 | 7000020892 | 2840 | BoQ of Comm Equip Mandatory Spares | 1000019315 | Optical Line Interface card (to support minimum 150 kms) | EA | 1 |  | Included
251 | 7000020892 | 2850 | BoQ of Comm Equip Mandatory Spares | 1000019317 | Optical Line Interface card To support minimum 175 km | EA | 1 |  | Included
252 | 7000020892 | 2860 | BoQ of Comm Equip Mandatory Spares | 1000031374 | TRIBUTARY INTERFACE- E1 INTERFACE (MINIMUM 16 NOS.) | SET | 1 |  | Included
253 | 7000020892 | 2870 | BoQ of Comm Equip Mandatory Spares | 1000034950 | ETHERNET INTERFACE 10/100 BASE T WITH LAYER-2 SWITCHING (MIN 8INTERFACES PER CARD) | EA | 1 |  | Included
254 | 7000020892 | 2880 | BoQ of Comm Equip Mandatory Spares | 1000031381 | TRIBUTARY INTERFACE-GIGABIT ETHERNET INTERFACES 10/100 MBPS WITH LAYER-2 SWITCHING (MINIMUM 2 NOS.) | SET | 1 |  | Included
255 | 7000020892 | 2890 | BoQ of Comm Equip Mandatory Spares | 1000034998 | VOIP TELEPHONE INSTRUMENT WITH ONE COMMON SWITCH (MIN. 8 PORT) | EA | 1 |  | Included
256 | 7000020892 | 2900 | BoQ of Comm Equip Mandatory Spares | 1000031398 | PRE CONNECTORIZED OPTICAL FIBER PATCH CORDS(10 MTRS) â€“ PACK OF SIXPATCH CORDS | SET | 1 |  | Included
257 | 7000020892 | 2910 | BoQ of Comm Equip Supply Repeater loc | 1000031367 | SDH EQUIPMENT (STM-16 MADM UPTO 5 MSP PROTECTED DIRECTIONS)-BASEEQUIPMENT (COMMON CARDS, CROSS CONNECT/CONTROL CARDS, OPTICAL BASECARDS, POWER SUPPLY CARDS, POWER CABLING, OTHER HARDWARE ANDACCESSORIES INCLUDING SUB RACKS, PATCH CORD, DDF ETC FULLY EQUIPEDEXCLUDING OPTICAL INTERFACE & TRIBUTARY CARDS | EA | 1 |  | Included
258 | 7000020892 | 2920 | BoQ of Comm Equip Supply Repeater loc | 1000019315 | Optical Line Interface card (to support minimum 150 kms) | EA | 2 |  | Included
259 | 7000020892 | 2930 | BoQ of Comm Equip Supply Repeater loc | 1000019317 | Optical Line Interface card To support minimum 175 km | EA | 2 |  | Included
260 | 7000020892 | 2940 | BoQ of Comm Equip Supply Repeater loc | 1000031374 | TRIBUTARY INTERFACE- E1 INTERFACE (MINIMUM 16 NOS.) | SET | 2 |  | Included
261 | 7000020892 | 2950 | BoQ of Comm Equip Supply Repeater loc | 1000034950 | ETHERNET INTERFACE 10/100 BASE T WITH LAYER-2 SWITCHING (MIN 8INTERFACES PER CARD) | EA | 2 |  | Included
262 | 7000020892 | 2960 | BoQ of Comm Equip Supply Repeater loc | 1000031381 | TRIBUTARY INTERFACE-GIGABIT ETHERNET INTERFACES 10/100 MBPS WITH LAYER-2 SWITCHING (MINIMUM 2 NOS.) | SET | 1 |  | Included
263 | 7000020892 | 2970 | BoQ of Comm Equip Supply Repeater loc | 1000026228 | Equipment Cabinets For SDH | EA | 1 |  | Included
264 | 7000020892 | 2980 | BoQ of Comm Equip Supply Repeater loc | 1000031403 | REPEATER SHELTER SYSTEM INCLUDING ALL SHELTER ITEMS SUCH ASAIR-CONDITIONER, DG SETS, STATIC VOLTAGE STABLISER, DCPS & BATTERY ETC AS PER TECHNICAL SPECIFICATION OF PUF INSULATED PRE-COATED STEELSHELTER (INNER DIMENSION : 4340 X 2540 X 3000 MM & OUTER DIMENSION4500 X 2700 X 3160 MM) | SET | 1 |  | Included
265 | 7000020892 | 3000 | PMU & associated items (Kurnool-III PS) | 1000017518 | PMU with GPS Clock (clock can be either internal or external) | EA | 4 |  | Included
266 | 7000020892 | 3010 | PMU & associated items (Kurnool-III PS) | 1000022512 | WAMS Hardware - Time System (GPS receiver) | EA | 4 |  | Included
267 | 7000020892 | 3020 | PMU & associated items (Kurnool-III PS) | 1000022510 | WAMS Hardware - Substation Grade Layer-3 LAN Switches with minimum 4 x10/100 Mbps Ethernet ports and 2 x 1 Gbps Ethernet ports | EA | 5 |  | Included
268 | 7000020892 | 3030 | PMU & associated items (Kurnool-III PS) | 1000022487 | WAMS Miscellaneous - Armored Fibre Optic Cable and associatedtermination (e.g. L2 Switch) for connecting PMU panels located indifferent control room of a station | EA | 1 |  | Included
269 | 7000020892 | 3050 | Foundation Bolt Supply | 1000028770 | Fabrication, galvanising and supply of24mm dia foundation bolts includingnuts, checknuts, washers andpackplates. | EA | 52 |  | Included
270 | 7000020892 | 3060 | Foundation Bolt Supply | 1000012366 | Fabrication, galvanising and supply of 28mm dia foundation boltsincluding nuts, checknuts, washers and packplates. | EA | 7900 |  | Included
271 | 7000020892 | 3070 | Foundation Bolt Supply | 1000012367 | Fabrication, galvanising and supply of 32mm dia foundation boltsincluding nuts, checknuts, washers and packplates | EA | 5556 |  | Included
[5 empty] | Total F&I Price |  |  |  | 0
#
Bidders to note that the item description under various schedules are through unique material ID for respective items under SAP ERP System and therefore, identical item description appears in schedule-1(Ex-works) & schedule-2(F&I). However, the prices to be quoted in Price Schedule-2(F&I) shall be towards Local Transportation, Insurance and other Incidental Services only in line with clause ITB 11.4(b).
Date: | --
Place: | [6 empty] | Printed Name :
Designation :
Click for Sch-3

## Sch-2 Dis (hidden)
Specification No.: CC/NT/W-AIS/DOM/A00/23/00332 |  |  |  |  | Schedule - 2 Dis
765KV AIS Substation package - SS108 for Establishment of 765/400/220kV Kurnool-III (New) S/S including 1x125MVAR, 400kV 3-Ph Bus Reactor under ‘Transmission Scheme for Evacuation of power from RE Sources in Kurnool Wind Energy Zone (3000 MW) /Solar Energy Zone (1500 MW) Part A’ | [5 empty] | As per Lum-sum |  | 0
(SCHEDULE OF RATES AND PRICES : FREIGHT & INSURANCE CHARGES) | [5 empty] | AS per Percent |  | #REF!
[6 empty] | As per lum-sum on Sch-2 |  | 0%
Bidder’s Name and Address (Sole Bidder) : |  |  |  | To: |  | As per Percent on Sch-2 |  | #REF!
|  |  |  | Contracts Services, 3rd Floor |  | Total Discount |  | #REF!
Name : | …….. …….. …….. …….. …….. …….. |  |  | Power Grid Corporation of India Ltd.,
Address : | …….. …….. …….. …….. …….. …….. |  |  | "Saudamini", Plot No.-2
| …….. …….. …….. …….. …….. …….. |  |  | Sector-29, |  | Multipackage Discount |  | 0%
| …….. …….. …….. …….. …….. …….. |  |  | Gurgaon (Haryana) - 122001
[5 empty] | All Prices are in Indian Rupees. |  | Amount after Discount (Rs.) |  | Dis Alert | Amount after MPD (Rs.)
SI. No. | Description | Unit | Quantity | Unit Freight & Insurance Charges | Total Freight & Insurance Charges |  | Unit Freight & Insurance Charges | Total Freight & Insurance Charges |  | Unit Freight & Insurance Charges | Total Freight & Insurance Charges
1 | 2 | 3 | 4 | 5 | 6 = 4 x 5 |  | 5 | 6 = 4 x 5 |  | 5 | 6 = 4 x 5
#REF! | #REF!
#REF! | #REF! | #REF! | #REF! | #REF! | #REF!
#REF! | #REF! | #REF! | #REF! | #REF! | #REF!
#REF! | #REF!
#REF! | #REF! | #REF! | #REF! | #REF! | #REF!
#REF! | #REF! | #REF! | #REF! | #REF! | #REF!
#REF! | #REF!
#REF! | #REF! | #REF! | #REF! | #REF! | #REF!
#REF! | #REF! | #REF! | #REF! | #REF! | #REF!
#REF! | #REF! | #REF! | #REF! | #REF! | #REF!
#REF! | #REF! | #REF! | #REF! | #REF! | #REF!
#REF! | #REF! | #REF! | #REF! | #REF! | #REF!
#REF! | #REF! | #REF! | #REF! | #REF! | #REF!
#REF! | #REF!
#REF! | #REF! | #REF! | #REF! | #REF! | #REF!
#REF! | #REF!
#REF! | #REF! | #REF! | #REF! | #REF! | #REF!
#REF! | #REF! | #REF! | #REF! | #REF! | #REF!
#REF! | #REF! | #REF! | #REF! | #REF! | #REF!
#REF! | #REF! | #REF! | #REF! | #REF! | #REF!
#REF! | #REF!
#REF! | #REF! | #REF! | #REF! | #REF! | #REF!
#REF! | #REF! | #REF! | #REF! | #REF! | #REF!
#REF! | #REF! | #REF! | #REF! | #REF! | #REF!
#REF! | #REF! | #REF! | #REF! | #REF! | #REF!
#REF! | #REF! | #REF! | #REF! | #REF! | #REF!
#REF! | #REF! | #REF! | #REF! | #REF! | #REF!
#REF! | #REF! | #REF! | #REF! | #REF! | #REF!
#REF! | #REF! | #REF! | #REF! | #REF! | #REF!
#REF! | #REF!
| #REF! | #REF! | #REF! | #REF! | #REF!
#REF! | #REF! | #REF! | #REF! | #REF! | #REF!
#REF! | #REF! | #REF! | #REF! | #REF! | #REF!
| Total F&I Price |  |  |  | #REF!
Date : | --
Place : |  |  | Printed Name :
Designation :
Click for Sch-3

## Sch-3
Specification No.: CC/NT/W-AIS/DOM/A00/23/00332 | [14 empty] | Schedule - 3
765KV AIS Substation package - SS108 for Establishment of 765/400/220kV Kurnool-III (New) S/S including 1x125MVAR, 400kV 3-Ph Bus Reactor under ‘Transmission Scheme for Evacuation of power from RE Sources in Kurnool Wind Energy Zone (3000 MW) /Solar Energy Zone (1500 MW) Part A’ | [18 empty] | As per Lum-sum |  | 0%
(SCHEDULE OF RATES AND PRICES ) | [18 empty] | AS per Percent |  | #REF!
[19 empty] | As per lum-sum on Sch-3 |  | 0%
Bidder’s Name and Address (Sole Bidder) : | [11 empty] | To: | [6 empty] | As per Percent on Sch-3 |  | #REF!
[12 empty] | Contracts Services, 3rd Floor | [6 empty] | Total Discount |  | #REF!
Name : |  | …….. …….. …….. …….. …….. …….. | [9 empty] | Power Grid Corporation of India Ltd.,
Address : |  | …….. …….. …….. …….. …….. …….. | [9 empty] | "Saudamini", Plot No.-2
|  | …….. …….. …….. …….. …….. …….. | [9 empty] | Sector-29, | [6 empty] | Multipackage lum-sum |  | 0%
|  | …….. …….. …….. …….. …….. …….. | [9 empty] | Gurgaon (Haryana) - 122001
[7 empty] | INSTALLATION CHARGES | [12 empty] | Amount after Discount (Rs.) |  | Dis Alert | Amount after MPD (Rs.)
All Prices are in Indian Rupees.
SI. No. | PR No | PR Line Item No | Activity Header | PR Activity No | Activity Description | Service Code | SAC (Service Accounting Codes) | Whether SAC in column '8’ is confirmed. If not indicate applicable the SAC * | Rate of GST applicable ( in %) | Whether rate of GST in column ‘4’ is confirmed. If not indicate applicable rate of GST * | Description | Unit | Quantity | Unit Erection Charges | Total Erection Charges | Total GST as confirmed by Bidder |  |  |  | Unit Erection Charges | Total Erection Charges |  | Unit Erection Charges | Total Erection Charges
1 | 2 | 3 | 4 | 5 | 6 | 7 | 8 | 9 | 10 | 11 | 12 | 13 | 14 | 15 | 16 = 14 x 15 | 17 |  |  |  | 5 | 6 = 4 x 5 |  | 5 | 6 = 4 x 5
PART A (Substation Portion)
I | Estb of 765/400/220kV Kurnool-III PS RE | [15 empty] | Revaluation of J column | Tax Calculation
1 | 7000020892 | 2320 | 1120 | 10 | 420kV SHUNT REACTOR | 100000059 | 998736 |  | 18 |  | 125 MVAR, 420kV, 3-phase Bus Reactor excluding Insulating Oil | EA | 1 |  | Included | 0 | 0 | 0
2 | 7000020892 | 2320 | 1120 | 20 | 420kV SHUNT REACTOR | 100000060 | 998736 |  | 18 |  | Insulating Oil for 125 MVAR, 420kV 3-phase Bus Reactor | SET | 1 |  | Included | 0 | 0 | 0
3 | 7000020892 | 2330 | 1190 | 10 | 33kV LT TRANSFORMER | 100000081 | 998736 |  | 18 |  | 800kVA, 33/0.433kV, 3ph LT Transformer | EA | 2 |  | Included | 0 | 0 | 0
4 | 7000020892 | 2340 | 1290 | 10 | 800kV 50kA AIS EQUIPMENT | 100000133 | 998736 |  | 18 |  | 765kV, 3150A, 50kA Circuit Breaker(3-Phase) with closing resistor (withsupport structure) | EA | 8 |  | Included | 0 | 0 | 0
5 | 7000020892 | 2340 | 1290 | 20 | 800kV 50kA AIS EQUIPMENT | 100000134 | 998736 |  | 18 |  | 765kV, 3150A, 50kA Circuit Breaker(3-Phase) without closing resistor(with support structure) | EA | 6 |  | Included | 0 | 0 | 0
6 | 7000020892 | 2340 | 1290 | 30 | 800kV 50kA AIS EQUIPMENT | 100000135 | 998736 |  | 18 |  | 765kV, 3150A, 50kA single phase Circuit Breaker with Support Structure | EA | 1 |  | Included | 0 | 0 | 0
7 | 7000020892 | 2340 | 1290 | 40 | 800kV 50kA AIS EQUIPMENT | 100000146 | 998736 |  | 18 |  | 765 kV,8800 pF Capacitive Voltage Transformer (1-Phase) | EA | 18 |  | Included | 0 | 0 | 0
8 | 7000020892 | 2340 | 1290 | 50 | 800kV 50kA AIS EQUIPMENT | 100000171 | 998736 |  | 18 |  | 765kV, 3150A, 50kA, Vertical Knee/DoubleBreak Isolator (3-Phase) with one E/S | EA | 18 |  | Included | 0 | 0 | 0
9 | 7000020892 | 2340 | 1290 | 60 | 800kV 50kA AIS EQUIPMENT | 100000172 | 998736 |  | 18 |  | 765kV, 3150A, 50kA, Vertical Knee/DoubleBreak Isolator (3-Phase) with two E/S | EA | 10 |  | Included | 0 | 0 | 0
10 | 7000020892 | 2340 | 1290 | 70 | 800kV 50kA AIS EQUIPMENT | 100000181 | 998736 |  | 18 |  | 765kV, 3150A, 50kA, Vertical Knee/DoubleBreak Isolator (1-Phase) with one E/S | EA | 21 |  | Included | 0 | 0 | 0
11 | 7000020892 | 2340 | 1290 | 80 | 800kV 50kA AIS EQUIPMENT | 100000182 | 998736 |  | 18 |  | 765kV, 3150A, 50kA, Vertical Knee/DoubleBreak Isolator (1-Phase) without E/S | EA | 33 |  | Included | 0 | 0 | 0
12 | 7000020892 | 2340 | 1290 | 90 | 800kV 50kA AIS EQUIPMENT | 100000183 | 998736 |  | 18 |  | 624kV Surge Arrester (1-Phase) | EA | 33 |  | Included | 0 | 0 | 0
13 | 7000020892 | 2340 | 1290 | 100 | 800kV 50kA AIS EQUIPMENT | 100000194 | 998736 |  | 18 |  | Erection of 765 kV, 1-Phase, Bus Post Insulator (except wave Traps) | SET | 90 |  | Included | 0 | 0 | 0
14 | 7000020892 | 2340 | 1290 | 110 | 800kV 50kA AIS EQUIPMENT | 100000143 | 998736 |  | 18 |  | 765 kV, 3000A, 50KA, 1-Phase CurrentTransformer with 120% extended currentrating | EA | 36 |  | Included | 0 | 0 | 0
15 | 7000020892 | 2350 | 1310 | 10 | 420kV, 63kA AIS EQUIPMENT | 100005443 | 998734 |  | 18 |  | 420KV, 1-PHASE BUS POST INSULATORS | EA | 195 |  | Included | 0 | 0 | 0
16 | 7000020892 | 2350 | 1310 | 20 | 420kV, 63kA AIS EQUIPMENT | 100000328 | 998736 |  | 18 |  | 336kV Surge Arrester (1-phase) | EA | 40 |  | Included | 0 | 0 | 0
17 | 7000020892 | 2350 | 1310 | 30 | 420kV, 63kA AIS EQUIPMENT | 100000327 | 998736 |  | 18 |  | 420kV, 3150A, 63KA, Isolator (1 phase)(Double Break) without E/S | EA | 8 |  | Included | 0 | 0 | 0
18 | 7000020892 | 2350 | 1310 | 40 | 420kV, 63kA AIS EQUIPMENT | 100000326 | 998736 |  | 18 |  | 420kV, 3150A, 63KA, Isolator (1 phase)(Double Break) with one E/S | EA | 10 |  | Included | 0 | 0 | 0
19 | 7000020892 | 2350 | 1310 | 50 | 420kV, 63kA AIS EQUIPMENT | 100000288 | 998736 |  | 18 |  | 420kV, 3150A, 63KA Isolator (3-phase)(Double Break) with two E/S | EA | 2 |  | Included | 0 | 0 | 0
20 | 7000020892 | 2350 | 1310 | 60 | 420kV, 63kA AIS EQUIPMENT | 100000287 | 998736 |  | 18 |  | 420kV, 3150A, 63KA, Isolator (3-phase)(Double Break) with one E/S | EA | 57 |  | Included | 0 | 0 | 0
21 | 7000020892 | 2350 | 1310 | 70 | 420kV, 63kA AIS EQUIPMENT | 100000275 | 998736 |  | 18 |  | 420 kV, 4400 pF Capacitive Voltage Transformer (1-Phase) | EA | 6 |  | Included | 0 | 0 | 0
22 | 7000020892 | 2350 | 1310 | 80 | 420kV, 63kA AIS EQUIPMENT | 100000274 | 998736 |  | 18 |  | 420 kV, 3000A, 63KA, 1-Phase CurrentTransformer with 120% extended currentrating | EA | 66 |  | Included | 0 | 0 | 0
23 | 7000020892 | 2350 | 1310 | 90 | 420kV, 63kA AIS EQUIPMENT | 100000267 | 998736 |  | 18 |  | 420kV, 3150A, 63kA Circuit Breaker(3-Phase) without closing resistor(with support structure) | EA | 18 |  | Included | 0 | 0 | 0
24 | 7000020892 | 2350 | 1310 | 100 | 420kV, 63kA AIS EQUIPMENT | 100000266 | 998736 |  | 18 |  | 420kV, 3150A, 63KA Circuit Breaker(3-Phase) with closing resistor(withsupport structure) | EA | 4 |  | Included | 0 | 0 | 0
25 | 7000020892 | 2360 | 1340 | 10 | 245kV, 50kA AIS EQUIPMENT | 100000884 | 998734 |  | 18 |  | 245 kV ,1 phase Bus Post Insulators for Line Traps | EA | 90 |  | Included | 0 | 0 | 0
26 | 7000020892 | 2360 | 1340 | 20 | 245kV, 50kA AIS EQUIPMENT | 100001907 | 998736 |  | 18 |  | 245 kV,1 phase Bus Post Insulator (except for Line Traps) | EA | 292 |  | Included | 0 | 0 | 0
27 | 7000020892 | 2360 | 1340 | 30 | 245kV, 50kA AIS EQUIPMENT | 100000484 | 998736 |  | 18 |  | 216kV Surge Arrester (1-phase) | EA | 72 |  | Included | 0 | 0 | 0
28 | 7000020892 | 2360 | 1340 | 50 | 245kV, 50kA AIS EQUIPMENT | 100012000 | 998736 |  | 18 |  | 245KV, 3150A, 50KA, 3-PHASE DOUBLE BREAK ISOLATOR WITH ONE E/S | EA | 8 |  | Included | 0 | 0 | 0
29 | 7000020892 | 2360 | 1340 | 60 | 245kV, 50kA AIS EQUIPMENT | 100002016 | 998736 |  | 18 |  | 245kV, 1600A, 50 KA, 3-phase DoubleBreak Tandem Isolator without E/S | EA | 51 |  | Included | 0 | 0 | 0
30 | 7000020892 | 2360 | 1340 | 70 | 245kV, 50kA AIS EQUIPMENT | 100002013 | 998736 |  | 18 |  | 245kV, 1600A, 50 KA, 3-phase DoubleBreak Isolator with two E/S | EA | 27 |  | Included | 0 | 0 | 0
31 | 7000020892 | 2360 | 1340 | 80 | 245kV, 50kA AIS EQUIPMENT | 100002014 | 998736 |  | 18 |  | 245kV, 1600A, 50 KA, 3-phase DoubleBreak Isolator with one E/S | EA | 27 |  | Included | 0 | 0 | 0
32 | 7000020892 | 2360 | 1340 | 90 | 245kV, 50kA AIS EQUIPMENT | 100000448 | 998736 |  | 18 |  | 245 kV, 4400pf Capacitive Voltage Transformer (1- Phase) | EA | 63 |  | Included | 0 | 0 | 0
33 | 7000020892 | 2360 | 1340 | 100 | 245kV, 50kA AIS EQUIPMENT | 100001994 | 998736 |  | 18 |  | 245 kV, 2500A, 50KA, 1-Phase CurrentTransformer with 150% extended currentrating | EA | 21 |  | Included | 0 | 0 | 0
34 | 7000020892 | 2360 | 1340 | 110 | 245kV, 50kA AIS EQUIPMENT | 100001989 | 998736 |  | 18 |  | 245 kV, 1600A, 50KA, 1-Phase CurrentTransformer with 120% extended currentrating | EA | 81 |  | Included | 0 | 0 | 0
35 | 7000020892 | 2360 | 1340 | 120 | 245kV, 50kA AIS EQUIPMENT | 100011980 | 998736 |  | 18 |  | 245KV, 3150 A, 50kA Circuit Breaker (3-Phase) with support structure | EA | 7 |  | Included | 0 | 0 | 0
36 | 7000020892 | 2360 | 1340 | 130 | 245kV, 50kA AIS EQUIPMENT | 100003634 | 998736 |  | 18 |  | 245 kV 1600A, 50KA Circuit Breakers (3-Phase) with support | EA | 27 |  | Included | 0 | 0 | 0
37 | 7000020892 | 2360 | 1340 | 140 | 245kV, 50kA AIS EQUIPMENT | 100011982 | 998736 |  | 18 |  | 245kV, 3150A, 50KA, 3-Phase Double Break Isolator with two E/S | EA | 6 |  | Included | 0 | 0 | 0
38 | 7000020892 | 2370 | 1370 | 10 | 145kV, 31.5kV AIS EQUIPMENT | 100000599 | 998736 |  | 18 |  | 145kV, 1-Phase, Bus post insulators | EA | 4 |  | Included | 0 | 0 | 0
39 | 7000020892 | 2370 | 1370 | 20 | 145kV, 31.5kV AIS EQUIPMENT | 100001986 | 998736 |  | 18 |  | 145kV, 1250A, 31.5KA Circuit Breakers(1-Phase) with support structure | EA | 2 |  | Included | 0 | 0 | 0
40 | 7000020892 | 2380 | 1381 | 10 | 72.5kV, 25kV AIS EQUIPMENT | 100000611 | 998736 |  | 18 |  | 72.5 kV, 1250A, 25 kA, 3-phase CircuitBreaker with support structure | EA | 1 |  | Included | 0 | 0 | 0
41 | 7000020892 | 2380 | 1381 | 20 | 72.5kV, 25kV AIS EQUIPMENT | 100003842 | 998736 |  | 18 |  | 72.5kV Isolator(3-phase) HDB 630A, 25kA Isolator without earth switch | EA | 1 |  | Included | 0 | 0 | 0
42 | 7000020892 | 2380 | 1381 | 30 | 72.5kV, 25kV AIS EQUIPMENT | 100000623 | 998736 |  | 18 |  | 72.5 kV, 50A, 25 kA, 1-Phase CurrentTransformer with 120% extended currentrating | EA | 3 |  | Included | 0 | 0 | 0
43 | 7000020892 | 2380 | 1381 | 40 | 72.5kV, 25kV AIS EQUIPMENT | 100000624 | 998736 |  | 18 |  | 72.5 kV Voltage Transformer (1- Phase) | EA | 3 |  | Included | 0 | 0 | 0
44 | 7000020892 | 2380 | 1381 | 50 | 72.5kV, 25kV AIS EQUIPMENT | 100001909 | 998736 |  | 18 |  | 72.5kV, Bus Post Insulator, 1-Phase | EA | 6 |  | Included | 0 | 0 | 0
45 | 7000020892 | 2390 | 1390 | 10 | 36kV AIS EQUIPMENT | 100000661 | 998736 |  | 18 |  | 36 kV, 630A, 25 KA, 3-Phase DoubleBreak Isolator without E/S | EA | 1 |  | Included | 0 | 0 | 0
46 | 7000020892 | 2390 | 1390 | 20 | 36kV AIS EQUIPMENT | 100000011 | 998736 |  | 18 |  | Current transformer (33kV) for transformer Netural along with support structure & terminal connector | SET | 3 |  | Included | 0 | 0 | 0
47 | 7000020892 | 2390 | 1390 | 30 | 36kV AIS EQUIPMENT | 100000047 | 998736 |  | 18 |  | Current transformer (33kV) for Reactor Neutral along with support structure & terminal connector | EA | 3 |  | Included | 0 | 0 | 0
48 | 7000020892 | 2390 | 1390 | 40 | 36kV AIS EQUIPMENT | 100000670 | 998736 |  | 18 |  | 36kV,1-Ph Horn gap fuse with support structure | EA | 3 |  | Included | 0 | 0 | 0
49 | 7000020892 | 2390 | 1390 | 50 | 36kV AIS EQUIPMENT | 100000669 | 998736 |  | 18 |  | 30kV Surge Arrester (1-Phase) | EA | 3 |  | Included | 0 | 0 | 0
50 | 7000020892 | 2390 | 1390 | 60 | 36kV AIS EQUIPMENT | 100001672 | 995455 |  | 18 |  | Erection of 33kV ouble Pole Structure including nuts, bolts, all type of washers, packplates, step bolts and gusset plates excludingfoundation bolts | EA | 1 |  | Included | 0 | 0 | 0
51 | 7000020892 | 2400 | 1400 | 10 | Erection Hardware for 765 kV S/Y | 100000048 | 998736 |  | 18 |  | Bus post insulators, spacers, equipmentsupport structures, conductor(s), Altube, clamp, connectors including 765KV and neutral bushings terminalconnectors etc for Neutral formationfor one bank (comprise of three singlephase units of Reactors) and connectionto neutral grounding reactor (asapplicable) and making connectionarrangement to connect spare unit inplace of any unit of the bank withoutphysical shifting. | LOT | 3 |  | Included | 0 | 0 | 0
52 | 7000020892 | 2400 | 1400 | 20 | Erection Hardware for 765 kV S/Y | 100000005 | 998736 |  | 18 |  | Bus post insulators, spacers, equipment support structures, conductors, Al tube, clamp, connectors (including 765kV, 400kV, tertiaryand neutural bushing terminal connectors etc) for arrangement of netural formation for Transformer(s), DELTA formation for one bank(each bank comprises of 3 single phase units of Autotransformers) and making connection arrangement to connect spare unit in placeof any unit of the bank without physical shifting | LOT | 3 |  | Included | 0 | 0 | 0
53 | 7000020892 | 2400 | 1400 | 30 | Erection Hardware for 765 kV S/Y | 100000186 | 998731 |  | 18 |  | Erection Hardware for 765kV I type layout-Bus Reactor bay as per specification | SET | 1 |  | Included | 0 | 0 | 0
54 | 7000020892 | 2400 | 1400 | 40 | Erection Hardware for 765 kV S/Y | 100000185 | 998731 |  | 18 |  | Erection Hardware for 765kV I type layout-Transformer bay as per specification | SET | 3 |  | Included | 0 | 0 | 0
55 | 7000020892 | 2400 | 1400 | 50 | Erection Hardware for 765 kV S/Y | 100000191 | 998731 |  | 18 |  | Erection Hardware for 765kV I type layout-Line Reactors as per specification | SET | 2 |  | Included | 0 | 0 | 0
56 | 7000020892 | 2400 | 1400 | 60 | Erection Hardware for 765 kV S/Y | 100000184 | 998731 |  | 18 |  | Erection Hardware for 765kV I type layout-Line bay as per specification | SET | 4 |  | Included | 0 | 0 | 0
57 | 7000020892 | 2400 | 1400 | 70 | Erection Hardware for 765 kV S/Y | 100000192 | 998731 |  | 18 |  | Erection Hardware for 765kV I type layout-Bus Work (For one diameters) as per specification | SET | 4 |  | Included | 0 | 0 | 0
58 | 7000020892 | 2410 | 1401 | 10 | 765kV Insulator and Hardware | 100017139 | 998731 |  | 18 |  | 765KV SUSPENSION INSULATOR STRING AND ASSOCIATED HARDWARE FITTINGS WITH DROP CLAMP SUITABLE FOR QUAD CONDUCTOR | EA | 18 |  | Included | 0 | 0 | 0
59 | 7000020892 | 2410 | 1401 | 20 | 765kV Insulator and Hardware | 100017138 | 998731 |  | 18 |  | 765KV SUSPENSION INSULATOR STRING AND ASSOCIATED HARDWARE FITTINGS WITH THROUGH CLAMP SUITABLE FOR QUAD CONDUCTOR | EA | 42 |  | Included | 0 | 0 | 0
60 | 7000020892 | 2410 | 1401 | 30 | 765kV Insulator and Hardware | 100017137 | 998731 |  | 18 |  | 765KV TENSION INSULATOR STRING AND ASSOCIATED HARDWARE FITTINGS WITHOUT TURN BUCKLE SUITABLE FOR HEXA CONDUCTOR | EA | 72 |  | Included | 0 | 0 | 0
61 | 7000020892 | 2410 | 1401 | 40 | 765kV Insulator and Hardware | 100017136 | 998731 |  | 18 |  | 765KV TENSION INSULATOR STRING AND ASSOCIATED HARDWARE FITTINGS WITH TURN BUCKLE SUITABLE FOR HEXA CONDUCTOR | EA | 84 |  | Included | 0 | 0 | 0
62 | 7000020892 | 2420 | 1410 | 10 | Erection Hardware for 420 kV I Type S/Y | 100000338 | 998731 |  | 18 |  | Erection Hardware for 400kV I type layout-Bus Work (For one diameter) as per specification | SET | 9 |  | Included | 0 | 0 | 0
63 | 7000020892 | 2420 | 1410 | 20 | Erection Hardware for 420 kV I Type S/Y | 100000330 | 998731 |  | 18 |  | Erection Hardware for 400kV I type layout-Transformer bay as per specification | SET | 12 |  | Included | 0 | 0 | 0
64 | 7000020892 | 2420 | 1410 | 30 | Erection Hardware for 420 kV I Type S/Y | 100000331 | 998731 |  | 18 |  | Erection Hardware for 400kV I type layout-Bus Reactor bay as per specification as per specification | SET | 1 |  | Included | 0 | 0 | 0
65 | 7000020892 | 2420 | 1410 | 40 | Erection Hardware for 420 kV I Type S/Y | 100000335 | 998731 |  | 18 |  | Erection Hardware for 400kV I type layout-Spare bay of half dia as per specification | SET | 5 |  | Included | 0 | 0 | 0
66 | 7000020892 | 2430 | 1421 | 20 | 420kV Insulator and Hardware | 100017131 | 998731 |  | 18 |  | 400KV SUSPENSION INSULATOR STRING AND ASSOCIATED HARDWARE FITTINGS WITH DROP CLAMP SUITABLE FOR TWIN CONDUCTOR | EA | 6 |  | Included | 0 | 0 | 0
67 | 7000020892 | 2430 | 1421 | 40 | 420kV Insulator and Hardware | 100017133 | 998731 |  | 18 |  | 400KV SUSPENSION INSULATOR STRING AND ASSOCIATED HARDWARE FITTINGS WITH DROP CLAMP SUITABLE FOR QUAD CONDUCTOR | EA | 57 |  | Included | 0 | 0 | 0
68 | 7000020892 | 2430 | 1421 | 70 | 420kV Insulator and Hardware | 100017126 | 998731 |  | 18 |  | 400KV TENSION INSULATOR STRING AND ASSOCIATED HARDWARE FITTINGS WITH TURN BUCKLE SUITABLE FOR QUAD CONDUCTOR | EA | 90 |  | Included | 0 | 0 | 0
69 | 7000020892 | 2430 | 1421 | 80 | 420kV Insulator and Hardware | 100017127 | 998731 |  | 18 |  | 400KV TENSION INSULATOR STRING AND ASSOCIATED HARDWARE FITTINGS WITHOUT TURN BUCKLE SUITABLE FOR QUAD CONDUCTOR | EA | 90 |  | Included | 0 | 0 | 0
70 | 7000020892 | 2440 | 1430 | 10 | Erection Hardware for 220 kV DMT Type S | 100000489 | 998731 |  | 18 |  | Erection Hardware for 220kV layout (Double Main and Transfer Scheme as per SLD)-Bus work (one Bay) as per specification | SET | 30 |  | Included | 0 | 0 | 0
71 | 7000020892 | 2440 | 1430 | 20 | Erection Hardware for 220 kV DMT Type S | 100000485 | 998731 |  | 18 |  | Erection Hardware for 220kV layout (Double Main and Transfer Scheme as per SLD)-Line Bay as per specification | SET | 15 |  | Included | 0 | 0 | 0
72 | 7000020892 | 2440 | 1430 | 30 | Erection Hardware for 220 kV DMT Type S | 100000486 | 998731 |  | 18 |  | Erection Hardware for 220kV layout (Double Main and Transfer Scheme as per SLD)-Transformer Bay as per specification | SET | 9 |  | Included | 0 | 0 | 0
73 | 7000020892 | 2440 | 1430 | 40 | Erection Hardware for 220 kV DMT Type S | 100000488 | 998731 |  | 18 |  | Erection Hardware for 220kV layout (Double Main and Transfer Scheme as per SLD)-Bus Coupler Bay as per specification | SET | 3 |  | Included | 0 | 0 | 0
74 | 7000020892 | 2440 | 1430 | 50 | Erection Hardware for 220 kV DMT Type S | 100000487 | 998731 |  | 18 |  | Erection Hardware for 220kV layout (Double Main and Transfer Scheme as per SLD)-Transfer Bus Coupler Bay as per specification | SET | 3 |  | Included | 0 | 0 | 0
75 | 7000020892 | 2440 | 1430 | 60 | Erection Hardware for 220 kV DMT Type S | 100000495 | 998731 |  | 18 |  | Erection Hardware for 220kV layout (Double Main and Transfer Scheme as per SLD)-Bus section Bay as per specification | SET | 4 |  | Included | 0 | 0 | 0
76 | 7000020892 | 2450 | 1433 | 10 | 220kV Insulator and Hardware | 100017117 | 998731 |  | 18 |  | 220KV TENSION INSULATOR STRING AND ASSOCIATED HARDWARE FITTINGS WITH TURN BUCKLE SUITABLE FOR TWIN CONDUCTOR | EA | 300 |  | Included | 0 | 0 | 0
77 | 7000020892 | 2450 | 1433 | 20 | 220kV Insulator and Hardware | 100017119 | 998731 |  | 18 |  | 220KV TENSION INSULATOR STRING AND ASSOCIATED HARDWARE FITTINGS WITH TURN BUCKLE SUITABLE FOR SINGLE CONDUCTOR | EA | 15 |  | Included | 0 | 0 | 0
78 | 7000020892 | 2450 | 1433 | 30 | 220kV Insulator and Hardware | 100017115 | 998731 |  | 18 |  | 220KV TENSION INSULATOR STRING AND ASSOCIATED HARDWARE FITTINGS WITH TURN BUCKLE SUITABLE FOR QUAD CONDUCTOR | EA | 90 |  | Included | 0 | 0 | 0
79 | 7000020892 | 2450 | 1433 | 40 | 220kV Insulator and Hardware | 100017118 | 998731 |  | 18 |  | 220KV TENSION INSULATOR STRING AND ASSOCIATED HARDWARE FITTINGS WITHOUT TURN BUCKLE SUITABLE FOR TWIN CONDUCTOR | EA | 300 |  | Included | 0 | 0 | 0
80 | 7000020892 | 2450 | 1433 | 60 | 220kV Insulator and Hardware | 100017116 | 998731 |  | 18 |  | 220KV TENSION INSULATOR STRING AND ASSOCIATED HARDWARE FITTINGS WITHOUT TURN BUCKLE SUITABLE FOR QUAD CONDUCTOR | EA | 90 |  | Included | 0 | 0 | 0
81 | 7000020892 | 2450 | 1433 | 70 | 220kV Insulator and Hardware | 100017121 | 998731 |  | 18 |  | 220KV SUSPENSION INSULATOR STRING AND ASSOCIATED HARDWARE FITTINGS WITH THROUGH CLAMP SUITABLE FOR TWIN CONDUCTOR | EA | 150 |  | Included | 0 | 0 | 0
82 | 7000020892 | 2450 | 1433 | 90 | 220kV Insulator and Hardware | 100017122 | 998731 |  | 18 |  | 220KV SUSPENSION INSULATOR STRING AND ASSOCIATED HARDWARE FITTINGS WITH DROP CLAMP SUITABLE FOR TWIN CONDUCTOR | EA | 120 |  | Included | 0 | 0 | 0
83 | 7000020892 | 2450 | 1433 | 110 | 220kV Insulator and Hardware | 100017123 | 998731 |  | 18 |  | 220KV SUSPENSION INSULATOR STRING AND ASSOCIATED HARDWARE FITTINGS WITH DROP CLAMP SUITABLE FOR QUAD CONDUCTOR | EA | 30 |  | Included | 0 | 0 | 0
84 | 7000020892 | 2460 | 1450 | 10 | Erection Hardware for tertiary | 100002036 | 998731 |  | 18 |  | Erection Hardware for the 72.5kV equipment for Tertiary loading as per technical specification | SET | 1 |  | Included | 0 | 0 | 0
85 | 7000020892 | 2460 | 1450 | 20 | Erection Hardware for tertiary | 100002037 | 998731 |  | 18 |  | Erection Hardware for the 33kV equipment for SEB supply as per technical specification | SET | 1 |  | Included | 0 | 0 | 0
86 | 7000020892 | 2470 | 1451 | 10 | Earthmat | 100003103 | 998731 |  | 18 |  | 40 mm MS rod for Main Earthmat | KM | 85 |  | Included | 0 | 0 | 0
87 | 7000020892 | 2480 | 1452 | 10 | CSD | 100000268 | 998736 |  | 18 |  | Controlled Switching Device for 420 kV, 3-ph Circuit Breaker | EA | 8 |  | Included | 0 | 0 | 0
88 | 7000020892 | 2480 | 1452 | 20 | CSD | 100000136 | 998736 |  | 18 |  | Controlled Switching Device for 765 kV, 3-ph Circuit Breaker | EA | 10 |  | Included | 0 | 0 | 0
89 | 7000020892 | 2490 | 1460 | 10 | CRP for 765kV Bays | 100000725 | 998736 |  | 18 |  | 765kV Bus Bar Protection Panel (Duplicate)-(with Automation) | SET | 1 |  | Included | 0 | 0 | 0
90 | 7000020892 | 2490 | 1460 | 20 | CRP for 765kV Bays | 100000724 | 998736 |  | 18 |  | 765kV Reactor Protection Panel (with Automation) | EA | 3 |  | Included | 0 | 0 | 0
91 | 7000020892 | 2490 | 1460 | 30 | CRP for 765kV Bays | 100000723 | 998736 |  | 18 |  | 765kV Transformer Protection Panel (For both HV & MV side)-(with Automation) | EA | 3 |  | Included | 0 | 0 | 0
92 | 7000020892 | 2490 | 1460 | 40 | CRP for 765kV Bays | 100000722 | 998736 |  | 18 |  | 765kV Line Protection Panel (with Automation) | EA | 4 |  | Included | 0 | 0 | 0
93 | 7000020892 | 2490 | 1460 | 50 | CRP for 765kV Bays | 100016780 | 998736 |  | 18 |  | 765kV Circuit Breaker Relay Panel (with Automation) | EA | 14 |  | Included | 0 | 0 | 0
94 | 7000020892 | 2490 | 1460 | 60 | CRP for 765kV Bays | 100001891 | 998736 |  | 18 |  | Time synchronisation equipment | EA | 1 |  | Included | 0 | 0 | 0
95 | 7000020892 | 2500 | 1470 | 10 | CRP for 420kV Bays with SAS | 100016779 | 998736 |  | 18 |  | 400kV Circuit Breaker Relay Panel (with Automation) | EA | 22 |  | Included | 0 | 0 | 0
96 | 7000020892 | 2500 | 1470 | 20 | CRP for 420kV Bays with SAS | 100000731 | 998736 |  | 18 |  | 400kV Transformer Protection Panel (For both HV & MV side)-(with Automation) | EA | 9 |  | Included | 0 | 0 | 0
97 | 7000020892 | 2500 | 1470 | 30 | CRP for 420kV Bays with SAS | 100000732 | 998736 |  | 18 |  | 400kV Reactor Protection Panel (with Automation) | EA | 1 |  | Included | 0 | 0 | 0
98 | 7000020892 | 2500 | 1470 | 40 | CRP for 420kV Bays with SAS | 100000733 | 998736 |  | 18 |  | 400kV Bus Bar Protection Panel (Duplicate)-(with Automation) | SET | 1 |  | Included | 0 | 0 | 0
99 | 7000020892 | 2510 | 1490 | 10 | CRP for 220kV Bays with SAS | 100016778 | 998736 |  | 18 |  | 220kV Circuit Breaker Relay Panel (with Automation) | EA | 34 |  | Included | 0 | 0 | 0
100 | 7000020892 | 2510 | 1490 | 20 | CRP for 220kV Bays with SAS | 100000738 | 998736 |  | 18 |  | 220kV Line Protection Panel (with Automation) | EA | 15 |  | Included | 0 | 0 | 0
101 | 7000020892 | 2510 | 1490 | 30 | CRP for 220kV Bays with SAS | 100000739 | 998736 |  | 18 |  | 220kV Transformer Protection Panel (For both HV & MV side)-(with Automation) | EA | 9 |  | Included | 0 | 0 | 0
102 | 7000020892 | 2510 | 1490 | 40 | CRP for 220kV Bays with SAS | 100000741 | 998736 |  | 18 |  | 220kV Bus Bar Protection Panel (Single)-(with Automation) | SET | 1 |  | Included | 0 | 0 | 0
103 | 7000020892 | 2510 | 1490 | 50 | CRP for 220kV Bays with SAS | 100002605 | 998736 |  | 18 |  | Line Current Differential Relay | SET | 30 |  | Included | 0 | 0 | 0
104 | 7000020892 | 2520 | 1512 | 10 | SAS | 100000772 | 998736 |  | 18 |  | Complete Substation automation System for 220kV bay as per Technical Specification | EA | 34 |  | Included | 0 | 0 | 0
105 | 7000020892 | 2520 | 1512 | 20 | SAS | 100000777 | 998736 |  | 18 |  | Complete Substation automation System for 400kV Tie bay as per Technical Specification | EA | 9 |  | Included | 0 | 0 | 0
106 | 7000020892 | 2520 | 1512 | 30 | SAS | 100000771 | 998736 |  | 18 |  | Complete Substation automation System for 400kV Main bay as per Technical Specification | EA | 18 |  | Included | 0 | 0 | 0
107 | 7000020892 | 2520 | 1512 | 40 | SAS | 100000778 | 998736 |  | 18 |  | Complete Substation automation System for 765kV Switchable Line Reactor Bay as per Technical Specification | EA | 2 |  | Included | 0 | 0 | 0
108 | 7000020892 | 2520 | 1512 | 50 | SAS | 100002068 | 998736 |  | 18 |  | Augmentation of Substation automation system for 765kV Main bay as per Technical Specification | EA | 4 |  | Included | 0 | 0 | 0
109 | 7000020892 | 2520 | 1512 | 60 | SAS | 100000770 | 998736 |  | 18 |  | Complete Substation automation system for 765kV Main bay as per Technical Specification | EA | 8 |  | Included | 0 | 0 | 0
110 | 7000020892 | 2520 | 1512 | 70 | SAS | 100000783 | 998736 |  | 18 |  | Complete Substation automation System for controlling and monitoring of Auxilary System including BCUs as per technicalspecification | SET | 1 |  | Included | 0 | 0 | 0
111 | 7000020892 | 2530 | 1520 | 10 | VMS | 100000869 | 998736 |  | 18 |  | Visual monitoring system for watch & ward | SET | 1 |  | Included | 0 | 0 | 0
112 | 7000020892 | 2540 | 1530 | 10 | PLCC Equipment | 100000892 | 998734 |  | 18 |  | EPAX (24/8) with 24 telephones, Cables etc. | SET | 1 |  | Included | 0 | 0 | 0
113 | 7000020892 | 2540 | 1530 | 20 | PLCC Equipment | 100002048 | 998734 |  | 18 |  | 220kV,1600A,0.5mH ,50kA Line Trap | EA | 30 |  | Included | 0 | 0 | 0
114 | 7000020892 | 2550 | 1540 | 10 | LT SWITCHGEAR | 100000894 | 998736 |  | 18 |  | 415V Main Switchboard | SET | 1 |  | Included | 0 | 0 | 0
115 | 7000020892 | 2550 | 1540 | 20 | LT SWITCHGEAR | 100000895 | 998736 |  | 18 |  | AC Distribution Board (ACDB) | SET | 1 |  | Included | 0 | 0 | 0
116 | 7000020892 | 2550 | 1540 | 30 | LT SWITCHGEAR | 100000897 | 998736 |  | 18 |  | 415V MLDB(along with 2 nos. 300 kVA Lighting transformer) | SET | 1 |  | Included | 0 | 0 | 0
117 | 7000020892 | 2550 | 1540 | 40 | LT SWITCHGEAR | 100000899 | 998736 |  | 18 |  | 415V Emergency LDB(along with 1 no. 100kVA lighting transformer) | SET | 1 |  | Included | 0 | 0 | 0
118 | 7000020892 | 2550 | 1540 | 50 | LT SWITCHGEAR | 100000901 | 998736 |  | 18 |  | 415V Airconditioning DB | SET | 1 |  | Included | 0 | 0 | 0
119 | 7000020892 | 2550 | 1540 | 60 | LT SWITCHGEAR | 100000902 | 998736 |  | 18 |  | 220V DCDB | SET | 2 |  | Included | 0 | 0 | 0
120 | 7000020892 | 2550 | 1540 | 70 | LT SWITCHGEAR | 100000905 | 998736 |  | 18 |  | 48V DCDB | SET | 2 |  | Included | 0 | 0 | 0
121 | 7000020892 | 2550 | 1540 | 80 | LT SWITCHGEAR | 100001098 | 998731 |  | 18 |  | Flat DB type A -DB | EA | 2 |  | Included | 0 | 0 | 0
122 | 7000020892 | 2550 | 1540 | 90 | LT SWITCHGEAR | 100001099 | 998731 |  | 18 |  | Meter DB type-A & Type-B-MB | EA | 1 |  | Included | 0 | 0 | 0
123 | 7000020892 | 2560 | 1550 | 10 | 220V Battery & Charger | 100000915 | 998736 |  | 18 |  | 220V, 1500 Ah Battery | SET | 2 |  | Included | 0 | 0 | 0
124 | 7000020892 | 2560 | 1550 | 20 | 220V Battery & Charger | 100000940 | 998736 |  | 18 |  | 220V, 180A/180A Float Cum Boost BatteryCharger | EA | 2 |  | Included | 0 | 0 | 0
125 | 7000020892 | 2570 | 1570 | 10 | 48V Battery & Charger | 100000931 | 998736 |  | 18 |  | 48V, 1500 Ah Battery | SET | 2 |  | Included | 0 | 0 | 0
126 | 7000020892 | 2570 | 1570 | 20 | 48V Battery & Charger | 100000955 | 998736 |  | 18 |  | 48V, 180A/180A Float Cum Boost BatteryCharger | EA | 2 |  | Included | 0 | 0 | 0
127 | 7000020892 | 2580 | 1575 | 10 | DG SET | 100000956 | 998736 |  | 18 |  | 500 kVA Diesel Generator along with control Panel | EA | 1 |  | Included | 0 | 0 | 0
128 | 7000020892 | 2590 | 1590 | 10 | POWER & CONTROL CABLE | 100002182 | 998736 |  | 18 |  | 1.1kV grade Control Cables (PVCinsulated) along withlugs,glands,straight joints &accessories,etc. | LS | 1 |  | Included | 0 | 0 | 0
129 | 7000020892 | 2590 | 1590 | 20 | POWER & CONTROL CABLE | 100002181 | 998736 |  | 18 |  | 1.1kV grade Power Cables (PVCinsulated)along withlugs,glands,straight joints &accessories,etc. | LS | 1 |  | Included | 0 | 0 | 0
130 | 7000020892 | 2590 | 1590 | 30 | POWER & CONTROL CABLE | 100002180 | 998736 |  | 18 |  | 1.1kV grade Power Cables (XLPEinsulated) along withlugs,glands,straight joints &accessories,etc. | LS | 1 |  | Included | 0 | 0 | 0
131 | 7000020892 | 2590 | 1590 | 40 | POWER & CONTROL CABLE | 100003017 | 998736 |  | 18 |  | 33kV HV Power Cable along with accessories | KM | 1 |  | Included | 0 | 0 | 0
146 | 7000020892 | 2600 | 1600 | 10 | AIR CONDITIONING & VENTILATION SYSTEM | 100001881 | 995463 |  | 18 |  | Air conditioning system for Switchyard Panel Room of 9m length | SET | 7 |  | Included | 0 | 0 | 0
147 | 7000020892 | 2600 | 1600 | 20 | AIR CONDITIONING & VENTILATION SYSTEM | 100001882 | 995463 |  | 18 |  | Air conditioning system for Switchyard Panel Room of 6m length | SET | 9 |  | Included | 0 | 0 | 0
148 | 7000020892 | 2600 | 1600 | 30 | AIR CONDITIONING & VENTILATION SYSTEM | 100000960 | 995463 |  | 18 |  | High wall type split AC unit of 2 TR capacity | EA | 20 |  | Included | 0 | 0 | 0
149 | 7000020892 | 2610 | 1610 | 10 | FIRE FIGHTING SYSTEM | 100000976 | 998736 |  | 18 |  | 6Kg dry chemical powered type Portable Fire extinguisher | EA | 6 |  | Included | 0 | 0 | 0
150 | 7000020892 | 2610 | 1610 | 20 | FIRE FIGHTING SYSTEM | 100000975 | 995461 |  | 18 |  | 4.5 kg CO2 type Portable Fire extinguisher | EA | 30 |  | Included | 0 | 0 | 0
151 | 7000020892 | 2610 | 1610 | 30 | FIRE FIGHTING SYSTEM | 100008260 | 998736 |  | 18 |  | 60 litre foam type Trolley/Wheel mounted Fire extinguisher | EA | 2 |  | Included | 0 | 0 | 0
152 | 7000020892 | 2610 | 1610 | 40 | FIRE FIGHTING SYSTEM | 100000972 | 998736 |  | 18 |  | 9litre water type Portable Fire extinguisher | EA | 4 |  | Included | 0 | 0 | 0
153 | 7000020892 | 2610 | 1610 | 50 | FIRE FIGHTING SYSTEM | 100002062 | 995461 |  | 18 |  | Fire Detection and Alarm System for Switchyard Panel Room of 6 m length | SET | 9 |  | Included | 0 | 0 | 0
154 | 7000020892 | 2610 | 1610 | 60 | FIRE FIGHTING SYSTEM | 100001871 | 995461 |  | 18 |  | Fire Detection and Alarm System for Switchyard Panel Room of 9 m length | SET | 7 |  | Included | 0 | 0 | 0
155 | 7000020892 | 2610 | 1610 | 70 | FIRE FIGHTING SYSTEM | 100000980 | 995461 |  | 18 |  | Fire Detection and Alarm System for Control Room Building(765kV) | SET | 1 |  | Included | 0 | 0 | 0
156 | 7000020892 | 2610 | 1610 | 80 | FIRE FIGHTING SYSTEM | 100001004 | 998736 |  | 18 |  | HVW spray system, Hydrant system and complete U/G & O/G piping and accessories etc. out side the pump house for 125 MVAR, 420kV, 3phase Shunt Reactor | SET | 1 |  | Included | 0 | 0 | 0
157 | 7000020892 | 2610 | 1610 | 90 | FIRE FIGHTING SYSTEM | 100000983 | 998736 |  | 18 |  | HVW spray system, Hydrant system and complete U/G & O/G piping and accessories etc. out side the pump house for 500MVA ,400KV/220/33 kV, 3-phase Autotransformer | SET | 9 |  | Included | 0 | 0 | 0
158 | 7000020892 | 2610 | 1610 | 100 | FIRE FIGHTING SYSTEM | 100000981 | 998736 |  | 18 |  | HVW spray system, Hydrant system and complete U/G & O/G piping and accessories etc. out side the pump house for 500 MVA,(765/v3)/(400/v3)/(33) kV, 1 -phase Autotransformer | SET | 10 |  | Included | 0 | 0 | 0
159 | 7000020892 | 2610 | 1610 | 110 | FIRE FIGHTING SYSTEM | 100016786 | 998736 |  | 18 |  | HVW spray system, Hydrant system and complete U/G & O/G piping and accessories etc. out side the pump house for 765/âˆš3 kV SinglePhase Reactor | SET | 11 |  | Included | 0 | 0 | 0
160 | 7000020892 | 2610 | 1610 | 120 | FIRE FIGHTING SYSTEM | 100000969 | 998736 |  | 18 |  | Hydrant system, complete piping andaccessories etc. outside the Pump Housefor Fire Protection of 765/400/220kV(New) Substation | SET | 1 |  | Included | 0 | 0 | 0
161 | 7000020892 | 2610 | 1610 | 130 | FIRE FIGHTING SYSTEM | 100000966 | 998736 |  | 18 |  | Pumping arrangement for HVW system & hydrant system, complete with all piping, valves, fittings,etc. inside pump house for FireProtection System of 765/400/220kV (New) Substation | SET | 1 |  | Included | 0 | 0 | 0
162 | 7000020892 | 2620 | 1620 | 10 | ILLUMINATION SYSTEM | 100001115 | 998739 |  | 18 |  | Illumination System for switchyard panel room of 9 m length | SET | 7 |  | Included | 0 | 0 | 0
163 | 7000020892 | 2620 | 1620 | 20 | ILLUMINATION SYSTEM | 100001116 | 998739 |  | 18 |  | Illumination System for switchyard panel room of 6 m length | SET | 9 |  | Included | 0 | 0 | 0
164 | 7000020892 | 2620 | 1620 | 40 | ILLUMINATION SYSTEM | 100001118 | 998739 |  | 18 |  | Control room cum administrative building (765kV) illumination including Conduit | LOT | 1 |  | Included | 0 | 0 | 0
165 | 7000020892 | 2620 | 1620 | 50 | ILLUMINATION SYSTEM | 100004935 | 998731 |  | 18 |  | Type D1 Post top lantern pole of 4 meter as per technical specification. | EA | 20 |  | Included | 0 | 0 | 0
166 | 7000020892 | 2620 | 1620 | 60 | ILLUMINATION SYSTEM | 100004934 | 998731 |  | 18 |  | Type L1 Street Lighting Pole of 6 meter as per technical specification. | EA | 100 |  | Included | 0 | 0 | 0
167 | 7000020892 | 2620 | 1620 | 70 | ILLUMINATION SYSTEM | 100004850 | 998731 |  | 18 |  | Lighting Fixture LED Luminaires type SL-L1 as per tech. specifications | EA | 100 |  | Included | 0 | 0 | 0
168 | 7000020892 | 2620 | 1620 | 80 | ILLUMINATION SYSTEM | 100004937 | 998731 |  | 18 |  | Fire Wall Mounted LED Luminarie Type FL-2 (250W) | EA | 200 |  | Included | 0 | 0 | 0
169 | 7000020892 | 2620 | 1620 | 90 | ILLUMINATION SYSTEM | 100004926 | 998731 |  | 18 |  | Lighting Fixture LED Luminaires type FL2 as per tech. specifications | EA | 200 |  | Included | 0 | 0 | 0
170 | 7000020892 | 2620 | 1620 | 100 | ILLUMINATION SYSTEM | 100004852 | 998731 |  | 18 |  | Lighting Fixture LED Luminaires type FL-1 as per tech. specifications | EA | 200 |  | Included | 0 | 0 | 0
171 | 7000020892 | 2620 | 1620 | 110 | ILLUMINATION SYSTEM | 100001885 | 998739 |  | 18 |  | Outdoor Power Receptacle for oilfiltration unit (250A) | EA | 12 |  | Included | 0 | 0 | 0
172 | 7000020892 | 2620 | 1620 | 120 | ILLUMINATION SYSTEM | 100001052 | 998731 |  | 18 |  | 63A, 415V : Interlocked switch socket outdoor Receptacle (type RP) as per technical specifications | EA | 10 |  | Included | 0 | 0 | 0
173 | 7000020892 | 2620 | 1620 | 130 | ILLUMINATION SYSTEM | 100001024 | 998731 |  | 18 |  | Sub Lighting panel (outdoor) type SLP (Switchyard and Street Lighting) | EA | 10 |  | Included | 0 | 0 | 0
174 | 7000020892 | 2620 | 1620 | 140 | ILLUMINATION SYSTEM | 100001023 | 998731 |  | 18 |  | Lighting Panel type DCP as per technical specification | EA | 2 |  | Included | 0 | 0 | 0
175 | 7000020892 | 2620 | 1620 | 150 | ILLUMINATION SYSTEM | 100001022 | 998731 |  | 18 |  | Lighting Panel type ACP-3 as per technical specification | EA | 12 |  | Included | 0 | 0 | 0
176 | 7000020892 | 2620 | 1620 | 160 | ILLUMINATION SYSTEM | 100001021 | 995461 |  | 18 |  | Lighting Panel type ACP-2 as per technical specification | EA | 9 |  | Included | 0 | 0 | 0
177 | 7000020892 | 2620 | 1620 | 170 | ILLUMINATION SYSTEM | 100002750 | 998739 |  | 18 |  | Fire fighting pumphouse building and DG set area illimunation as per Tech. Spec. | SET | 1 |  | Included | 0 | 0 | 0
178 | 7000020892 | 2620 | 1620 | 180 | ILLUMINATION SYSTEM | 100001086 | 998739 |  | 18 |  | Indoor Lighting for 8 cars Parking shed | LS | 1 |  | Included | 0 | 0 | 0
179 | 7000020892 | 2630 | 1630 | 10 | 765 kV Towers | 100008593 | 998731 |  | 18 |  | GANTRY STRUCTURE PER DIAMETER- 765 KV ONE & HALF BREAKER LAYOUT | SET | 4 |  | Included | 0 | 0 | 0
180 | 7000020892 | 2640 | 1640 | 10 | 765 kV Equipment support structures | 100001663 | 995455 |  | 18 |  | Erection of Std 765 kV Support Structure 1-Phase LA including nuts, bolts, all type of washers, packplates, step bolts and gussetplates excluding foundation bolts | EA | 33 |  | Included | 0 | 0 | 0
181 | 7000020892 | 2640 | 1640 | 20 | 765 kV Equipment support structures | 100001662 | 995455 |  | 18 |  | Erection of Std 765 kV Support Structure 3 Phase ISOLATOR including nuts, bolts, all type of washers, packplates, step bolts andgusset plates excluding foundation bolts | EA | 28 |  | Included | 0 | 0 | 0
182 | 7000020892 | 2640 | 1640 | 30 | 765 kV Equipment support structures | 100001661 | 995455 |  | 18 |  | Erection of Std 765 kV Support Structure 1-Phase CVT including nuts, bolts, all type of washers, packplates, step bolts and gussetplates excluding foundation bolts | EA | 18 |  | Included | 0 | 0 | 0
183 | 7000020892 | 2640 | 1640 | 40 | 765 kV Equipment support structures | 100001660 | 995455 |  | 18 |  | Erection of Std 765 kV Support Structure 1-Phase CT including nuts, bolts, all type of washers, packplates, step bolts and gussetplates excluding foundation bolts | EA | 36 |  | Included | 0 | 0 | 0
184 | 7000020892 | 2640 | 1640 | 50 | 765 kV Equipment support structures | 100001659 | 995455 |  | 18 |  | Erection of Std 765 kV Support Structure 1-Phase BPI including nuts, bolts, all type of washers, packplates, step bolts and gussetplates excluding foundation bolts | EA | 90 |  | Included | 0 | 0 | 0
185 | 7000020892 | 2640 | 1640 | 60 | 765 kV Equipment support structures | 100002573 | 995455 |  | 18 |  | Erection of Std 765 kV Support Structure 1 Phase ISOLATOR including nuts, bolts, all type of washers, packplates, step bolts andgusset plates excluding foundation bolts | EA | 54 |  | Included | 0 | 0 | 0
186 | 7000020892 | 2650 | 1650 | 10 | 400 kV TOWERS | 100007634 | 998731 |  | 18 |  | Gantry structure per diameter- 400 kV One & half breaker layout | SET | 9 |  | Included | 0 | 0 | 0
187 | 7000020892 | 2660 | 1660 | 10 | 400kV Equipment support structures | 100001217 | 995455 |  | 18 |  | Erection of Pipe Structure - 400 kV, 1-Phase, BPI, (Excluding Wave Trap), including nuts, bolts, all type of washers,packplates, step bolts and gusset plates excluding foundation bolts | EA | 175 |  | Included | 0 | 0 | 0
188 | 7000020892 | 2660 | 1660 | 20 | 400kV Equipment support structures | 100001218 | 995455 |  | 18 |  | Erection of Pipe Structure - 400 kV, 1-Phase, High BPI, (Excluding Wave Trap), including nuts, bolts, all type of washers,packplates, step bolts and gusset plates excluding foundation bolts | EA | 20 |  | Included | 0 | 0 | 0
189 | 7000020892 | 2660 | 1660 | 30 | 400kV Equipment support structures | 100001212 | 995455 |  | 18 |  | Erection of Pipe Structure - 400 kV 1-Phase CT including nuts, bolts, all type of washers, packplates, step bolts and gusset platesexcluding foundation bolts | EA | 66 |  | Included | 0 | 0 | 0
190 | 7000020892 | 2660 | 1660 | 40 | 400kV Equipment support structures | 100001213 | 995455 |  | 18 |  | Erection of Pipe Structure - 400 kV 1-Phase CVT including nuts, bolts, all type of washers, packplates, step bolts and gusset platesexcluding foundation bolts | EA | 6 |  | Included | 0 | 0 | 0
191 | 7000020892 | 2660 | 1660 | 50 | 400kV Equipment support structures | 100001214 | 995455 |  | 18 |  | Erection of Pipe Structure - 400 kV 3-Phase ISOLATOR including nuts, bolts, all type of washers, packplates, step bolts and gussetplates excluding foundation bolts | EA | 59 |  | Included | 0 | 0 | 0
192 | 7000020892 | 2660 | 1660 | 60 | 400kV Equipment support structures | 100001216 | 995455 |  | 18 |  | Erection of Pipe Structure - 400 kV 1-Phase SA including nuts, bolts, all type of washers, packplates, step bolts and gusset platesexcluding foundation bolts | EA | 30 |  | Included | 0 | 0 | 0
193 | 7000020892 | 2660 | 1660 | 70 | 400kV Equipment support structures | 100002589 | 995455 |  | 18 |  | Erection of Pipe Structure - 400 kV 1 - PH ISOLATOR including nuts, bolts, all type of washers, packplates, step bolts and gussetplates excluding foundation bolts | EA | 18 |  | Included | 0 | 0 | 0
194 | 7000020892 | 2660 | 1660 | 80 | 400kV Equipment support structures | 100004780 | 995455 |  | 18 |  | Erection of Pipe Structure - 400 kV, 1-Phase, High SA, including nuts, bolts, all type of washers, packplates, step bolts andgusset plates excluding foundation bolts | EA | 10 |  | Included | 0 | 0 | 0
195 | 7000020892 | 2670 | 1671 | 10 | 220kV Gantry Structure | 100007638 | 998731 |  | 18 |  | Gantry structure for transfer bus coupler bay- 220 kV Double Main & Transfer Layout | SET | 3 |  | Included | 0 | 0 | 0
196 | 7000020892 | 2670 | 1671 | 20 | 220kV Gantry Structure | 100007637 | 998731 |  | 18 |  | Gantry structure for bus coupler bay- 220 kV Double Main & Transfer Layout | SET | 3 |  | Included | 0 | 0 | 0
197 | 7000020892 | 2670 | 1671 | 30 | 220kV Gantry Structure | 100007636 | 998731 |  | 18 |  | Gantry structure for transformer bay- 220 kV Double Main & Transfer Layout | SET | 9 |  | Included | 0 | 0 | 0
198 | 7000020892 | 2670 | 1671 | 40 | 220kV Gantry Structure | 100007635 | 998731 |  | 18 |  | Gantry structure for line bay- 220 kV Double Main & Transfer Layout | SET | 15 |  | Included | 0 | 0 | 0
199 | 7000020892 | 2680 | 1680 | 10 | 220kV Equipment support structures | 100001226 | 995455 |  | 18 |  | Erection of Pipe Structure - 220 kV 1-Phase High BPI including nuts, bolts, all type of washers, packplates, step bolts and gussetplates excluding foundation bolts | EA | 72 |  | Included | 0 | 0 | 0
200 | 7000020892 | 2680 | 1680 | 20 | 220kV Equipment support structures | 100001225 | 995455 |  | 18 |  | Erection of Pipe Structure - 220 kV 1-Phase BPI including nuts, bolts, all type of washers, packplates, step bolts and gusset platesexcluding foundation bolts | EA | 220 |  | Included | 0 | 0 | 0
201 | 7000020892 | 2680 | 1680 | 30 | 220kV Equipment support structures | 100001220 | 995455 |  | 18 |  | Erection of Pipe Structure - 220 kV 1-Phase CT including nuts, bolts, all type of washers, packplates, step bolts and gusset platesexcluding foundation bolts | EA | 102 |  | Included | 0 | 0 | 0
202 | 7000020892 | 2680 | 1680 | 40 | 220kV Equipment support structures | 100001221 | 995455 |  | 18 |  | Erection of Pipe Structure - 220 kV 1-Phase CVT including nuts, bolts, all type of washers, packplates, step bolts and gusset platesexcluding foundation bolts | EA | 63 |  | Included | 0 | 0 | 0
203 | 7000020892 | 2680 | 1680 | 50 | 220kV Equipment support structures | 100001222 | 995455 |  | 18 |  | Erection of Pipe Structure - 220 kV 3-Phase ISOLATOR including nuts, bolts, all type of washers, packplates, step bolts and gussetplates excluding foundation bolts | EA | 119 |  | Included | 0 | 0 | 0
204 | 7000020892 | 2680 | 1680 | 60 | 220kV Equipment support structures | 100001224 | 995455 |  | 18 |  | Erection of Pipe Structure - 220 kV 1-Phase SA including nuts, bolts, all type of washers, packplates, step bolts and gusset platesexcluding foundation bolts | EA | 72 |  | Included | 0 | 0 | 0
205 | 7000020892 | 2680 | 1680 | 70 | 220kV Equipment support structures | 100003521 | 995455 |  | 18 |  | Erection of Pipe Structure - 220 kV 1 - PH BPI for WT including nuts, bolts, all type of washers, packplates, step bolts and gussetplates excluding foundation bolts | SET | 90 |  | Included | 0 | 0 | 0
206 | 7000020892 | 2690 | 1700 | 10 | 132kV Equipment support structures | 100001233 | 995455 |  | 18 |  | Standard Pipe Structure for 132kV BPI (excluding wave trap) | EA | 4 |  | Included | 0 | 0 | 0
207 | 7000020892 | 2700 | 1701 | 10 | 72.5kV Equipment support structures | 100002262 | 995455 |  | 18 |  | Erection of Std 72.5 kV Support Structure 3-Phase ISOLATOR including nuts, bolts, all type of washers, packplates, step bolts andgusset plates excluding foundation bolts | EA | 1 |  | Included | 0 | 0 | 0
208 | 7000020892 | 2700 | 1701 | 20 | 72.5kV Equipment support structures | 100002261 | 995455 |  | 18 |  | Erection of Std 72.5 kV Support Structure 1-Phase CT including nuts, bolts, all type of washers, packplates, step bolts and gussetplates excluding foundation bolts | EA | 3 |  | Included | 0 | 0 | 0
209 | 7000020892 | 2700 | 1701 | 30 | 72.5kV Equipment support structures | 100004503 | 995455 |  | 18 |  | Erection of Std 132 kV Support Structure PT including nuts, bolts, all type of washers, packplates, step bolts and gusset platesexcluding foundation bolts | EA | 3 |  | Included | 0 | 0 | 0
210 | 7000020892 | 2700 | 1701 | 40 | 72.5kV Equipment support structures | 100002258 | 995455 |  | 18 |  | Erection of Std 72.5 kV Support Structure 1-Phase BPI including nuts, bolts, all type of washers, packplates, step bolts and gussetplates excluding foundation bolts | EA | 6 |  | Included | 0 | 0 | 0
211 | 7000020892 | 2710 | 1730 | 10 | H Pole | 100001672 | 995455 |  | 18 |  | Erection of 33kV ouble Pole Structure including nuts, bolts, all type of washers, packplates, step bolts and gusset plates excludingfoundation bolts | EA | 1 |  | Included | 0 | 0 | 0
212 | 7000020892 | 2820 | 1750 | 10 | Installation of Comm Equip at Kurnoo III | 100002812 | 998734 |  | 18 |  | SDH Equipment (STM-16 MADM upto 5 MSP protected directions)-Base Equipment (Common cards, Cross Connect/control cards, optical basecards, power supply cards, power cabling, other hardware and accessories including sub racks, patch cord, DDF etc fully equipedexcluding optical interface & Tributary cards | EA | 1 |  | Included | 0 | 0 | 0
213 | 7000020892 | 2820 | 1750 | 20 | Installation of Comm Equip at Kurnoo III | 170000374 | 998734 |  | 18 |  | Optical Interface Card (to support minimum 150 kms) for STM-16 | EA | 6 |  | Included | 0 | 0 | 0
214 | 7000020892 | 2820 | 1750 | 30 | Installation of Comm Equip at Kurnoo III | 100003449 | 998734 |  | 18 |  | Optical Interface Card (to support minimum 175 kms) for STM-16 | EA | 2 |  | Included | 0 | 0 | 0
215 | 7000020892 | 2820 | 1750 | 40 | Installation of Comm Equip at Kurnoo III | 100002825 | 998734 |  | 18 |  | Tributary interface- E1 interface (Minimum 16 nos.) | SET | 2 |  | Included | 0 | 0 | 0
216 | 7000020892 | 2820 | 1750 | 50 | Installation of Comm Equip at Kurnoo III | 170000550 | 998336 |  | 18 |  | Ethernet Interface 10/100 Base T with Layer-2 switching (Min 8 Interfaces per card) | EA | 2 |  | Included | 0 | 0 | 0
217 | 7000020892 | 2820 | 1750 | 60 | Installation of Comm Equip at Kurnoo III | 100002829 | 998734 |  | 18 |  | Tributary interface-Gigabit Ethernet Interfaces 10/100 Mbps with Layer -2 Switching (minimum 2 nos.) | SET | 1 |  | Included | 0 | 0 | 0
218 | 7000020892 | 2820 | 1750 | 70 | Installation of Comm Equip at Kurnoo III | 170000375 | 998734 |  | 18 |  | Equipment Cabinets-For SDH Equipments | EA | 1 |  | Included | 0 | 0 | 0
219 | 7000020892 | 2820 | 1750 | 80 | Installation of Comm Equip at Kurnoo III | 170000376 | 998734 |  | 18 |  | NMS-Craft Terminal-Hardware | EA | 1 |  | Included | 0 | 0 | 0
220 | 7000020892 | 2820 | 1750 | 90 | Installation of Comm Equip at Kurnoo III | 170000377 | 998734 |  | 18 |  | NMS-Craft Terminal-Software | EA | 1 |  | Included | 0 | 0 | 0
221 | 7000020892 | 2820 | 1750 | 100 | Installation of Comm Equip at Kurnoo III | 170000551 | 998336 |  | 18 |  | VOIP telephone instrument with one common switch (min. 8 port) | EA | 4 |  | Included | 0 | 0 | 0
222 | 7000020892 | 2990 | 1780 | 10 | Installation of Comm Equip Repeater Loc | 100002812 | 998734 |  | 18 |  | SDH Equipment (STM-16 MADM upto 5 MSP protected directions)-Base Equipment (Common cards, Cross Connect/control cards, optical basecards, power supply cards, power cabling, other hardware and accessories including sub racks, patch cord, DDF etc fully equipedexcluding optical interface & Tributary cards | EA | 1 |  | Included | 0 | 0 | 0
223 | 7000020892 | 2990 | 1780 | 20 | Installation of Comm Equip Repeater Loc | 170000374 | 998734 |  | 18 |  | Optical Interface Card (to support minimum 150 kms) for STM-16 | EA | 2 |  | Included | 0 | 0 | 0
224 | 7000020892 | 2990 | 1780 | 30 | Installation of Comm Equip Repeater Loc | 100003449 | 998734 |  | 18 |  | Optical Interface Card (to support minimum 175 kms) for STM-16 | EA | 2 |  | Included | 0 | 0 | 0
225 | 7000020892 | 2990 | 1780 | 40 | Installation of Comm Equip Repeater Loc | 100002825 | 998734 |  | 18 |  | Tributary interface- E1 interface (Minimum 16 nos.) | SET | 2 |  | Included | 0 | 0 | 0
226 | 7000020892 | 2990 | 1780 | 50 | Installation of Comm Equip Repeater Loc | 170000550 | 998336 |  | 18 |  | Ethernet Interface 10/100 Base T with Layer-2 switching (Min 8 Interfaces per card) | EA | 2 |  | Included | 0 | 0 | 0
227 | 7000020892 | 2990 | 1780 | 60 | Installation of Comm Equip Repeater Loc | 100002829 | 998734 |  | 18 |  | Tributary interface-Gigabit Ethernet Interfaces 10/100 Mbps with Layer -2 Switching (minimum 2 nos.) | SET | 1 |  | Included | 0 | 0 | 0
228 | 7000020892 | 2990 | 1780 | 70 | Installation of Comm Equip Repeater Loc | 170000375 | 998734 |  | 18 |  | Equipment Cabinets-For SDH Equipments | EA | 1 |  | Included | 0 | 0 | 0
229 | 7000020892 | 2990 | 1780 | 80 | Installation of Comm Equip Repeater Loc | 100002861 | 998734 |  | 18 |  | Repeater Shelter System including all shelter items such as Air-Conditioner, DG Sets, Static Voltage Stabliser, DCPS & Battery etcas per Technical Specification of PUF insulated pre-coated Steel Shelter (Inner dimension : 4340 X 2540 X 3000 mm & Outer dimension4500 X 2700 X 3160 mm) | SET | 1 |  | Included | 0 | 0 | 0
230 | 7000020892 | 3040 | 1800 | 10 | PMU & associated items (Kurnool-III PS) | 170000502 | 998713 |  | 18 |  | Service:- Phasor Measurement Unit (PMU) | EA | 4 |  | Included | 0 | 0 | 0
231 | 7000020892 | 3040 | 1800 | 20 | PMU & associated items (Kurnool-III PS) | 170000530 | 998734 |  | 18 |  | WAMS TIME SYSTEM(GPS RECEIVER) | EA | 4 |  | Included | 0 | 0 | 0
232 | 7000020892 | 3040 | 1800 | 30 | PMU & associated items (Kurnool-III PS) | 170000503 | 998713 |  | 18 |  | Installation of Substation Grade Layer-3 LAN Switches as per Technical Specification | EA | 5 |  | Included | 0 | 0 | 0
233 | 7000020892 | 3040 | 1800 | 40 | PMU & associated items (Kurnool-III PS) | 170000504 | 998713 |  | 18 |  | Services:- Armored Fibre Optic Cable and associated termination equipment | LOT | 1 |  | Included | 0 | 0 | 0
234 | 7000020892 | 3040 | 1800 | 50 | PMU & associated items (Kurnool-III PS) | 170000501 | 998734 |  | 18 |  | Integration of PMU with the PDC (Phasor Data Concentrator) of RLDCs and respective SLDCs as required. | LOT | 1 |  | Included | 0 | 0 | 0
235 | 7000020892 | 3080 | 1820 | 10 | FOUNDATION BOLT ERECTION | 100002255 | 995455 |  | 18 |  | Erection of 24mm dia foundation bolts including nuts, checknuts, washers and packplates | EA | 52 |  | Included | 0 | 0 | 0
236 | 7000020892 | 3080 | 1820 | 20 | FOUNDATION BOLT ERECTION | 100001674 | 995455 |  | 18 |  | Erection of 28mm dia foundation bolts including nuts, checknuts, washers and packplates. | EA | 7900 |  | Included | 0 | 0 | 0
237 | 7000020892 | 3080 | 1820 | 30 | FOUNDATION BOLT ERECTION | 100001675 | 995455 |  | 18 |  | Erection of 32mm dia foundation bolts including nuts, checknuts, washers and packplates | EA | 5556 |  | Included | 0 | 0 | 0
238 | 7000020892 | 3090 | 1830 | 10 | CIVIL WORKS | 100004518 | 995433 |  | 18 |  | Excavation in all kind of soil including rock for all leads and lifts, backfilling, disposal of surplus earth within a lead up to2Km as per technical specification. The surplus earth shall be roughly graded . | M3 | 88858 |  | Included | 0 | 0 | 0
239 | 7000020892 | 3090 | 1830 | 20 | CIVIL WORKS | 100011662 | 995433 |  | 18 |  | Excavation in hard rock which require blasting (including chemical blasting and rock excavated using specialized tools) for allfoundation works including stacking, measuring, disposal etc.for all leads and lifts as per technical specification. | M3 | 38082 |  | Included | 0 | 0 | 0
240 | 7000020892 | 3090 | 1830 | 30 | CIVIL WORKS | 100001325 | 995454 |  | 18 |  | Providing and laying of Plain Cement Concrete (PCC) (1:4:8) | M3 | 5648 |  | Included | 0 | 0 | 0
241 | 7000020892 | 3090 | 1830 | 40 | CIVIL WORKS | 100001326 | 995454 |  | 18 |  | Providing and laying of Plain Cement Concrete (PCC) (1:2:4) | M3 | 873 |  | Included | 0 | 0 | 0
242 | 7000020892 | 3090 | 1830 | 50 | CIVIL WORKS | 100001328 | 995454 |  | 18 |  | Providing and laying Plain Cement Concrete 1:5:10 (1 cement : 5 sand : 10 brick aggregate) | M3 | 30000 |  | Included | 0 | 0 | 0
243 | 7000020892 | 3090 | 1830 | 60 | CIVIL WORKS | 100001327 | 995454 |  | 18 |  | Providing and laying of Reinforced Cement Concrete M25 mix including pre cast, shuttering, Grouting of pockets & underpinning butexcluding steel reinforcement | M3 | 31040 |  | Included | 0 | 0 | 0
244 | 7000020892 | 3090 | 1830 | 70 | CIVIL WORKS | 100001329 | 995454 |  | 18 |  | Steel Reinforcement | MT | 2611 |  | Included | 0 | 0 | 0
245 | 7000020892 | 3090 | 1830 | 80 | CIVIL WORKS | 100001331 | 995455 |  | 18 |  | Misc. Structural steel including rails, embedments, edge protection angles, gratings etc. but excluding the reinforcement steel andsteel for lattice and pipe structures. | MT | 742 |  | Included | 0 | 0 | 0
246 | 7000020892 | 3090 | 1830 | 90 | CIVIL WORKS | 100001714 | 995428 |  | 18 |  | Stone spreading in switchyard excluding PCC | M2 | 400000 |  | Included | 0 | 0 | 0
247 | 7000020892 | 3090 | 1830 | 100 | CIVIL WORKS | 100001713 | 995424 |  | 18 |  | Antiweed treatment | M2 | 400000 |  | Included | 0 | 0 | 0
248 | 7000020892 | 3090 | 1830 | 110 | CIVIL WORKS | 100001330 | 995428 |  | 18 |  | Stone filling (40 mm size) for transformer/Reactor foundation | M3 | 560 |  | Included | 0 | 0 | 0
249 | 7000020892 | 3090 | 1830 | 120 | CIVIL WORKS | 100002581 | 995421 |  | 18 |  | Construction of rail cum road as per drawing including all item such as excavation,compactions, rolling watering, WBM etc. butexcluding concrete reinforcement and structural steel-Section having two rails | M2 | 760 |  | Included | 0 | 0 | 0
250 | 7000020892 | 3090 | 1830 | 130 | CIVIL WORKS | 100002580 | 995421 |  | 18 |  | Construction of rail cum road as per drawing including all item such as excavation,compactions, rolling watering, WBM etc. butexcluding concrete reinforcement and structural steel-Section having four rails | M2 | 1660 |  | Included | 0 | 0 | 0
251 | 7000020892 | 3090 | 1830 | 140 | CIVIL WORKS | 100003114 | 995454 |  | 18 |  | External finishing / painting of fire wall (water proofing cement paint) (DSR 13.44.1) | M2 | 7500 |  | Included | 0 | 0 | 0
252 | 7000020892 | 3090 | 1830 | 150 | CIVIL WORKS | 130000761 | 995428 |  | 18 |  | 14.4.2 Providing, laying and fixing following dia RCC pipe NP2 class (light duty) in ground complete with RCC collars, jointingwith cement mortar 1:2 (1 cement : 2 fine sand) including trenching (75 cm deep) and refilling etc as required. : 150 mm dia | M | 350 |  | Included | 0 | 0 | 0
253 | 7000020892 | 3090 | 1830 | 160 | CIVIL WORKS | 130000762 | 995428 |  | 18 |  | 14.4.3 Providing, laying and fixing following dia RCC pipe NP2 class (light duty) in ground complete with RCC collars, jointingwith cement mortar 1:2 (1 cement : 2 fine sand) including trenching (75 cm deep) and refilling etc as required. : 250 mm dia | M | 1250 |  | Included | 0 | 0 | 0
254 | 7000020892 | 3090 | 1830 | 170 | CIVIL WORKS | 100008110 | 995421 |  | 18 |  | 3.75m wide Bitumen road with earthen shoulder including 100 mm dia RCC Hume Pipe @ 100 metre interval as per drawing and TS (as perDSR item no 16.35 and 16.30.1) and including 225 mm thick WBM in three equal layers of 75 mm each as per CPWD specification. | M2 | 33750 |  | Included | 0 | 0 | 0
255 | 7000020892 | 3090 | 1830 | 180 | CIVIL WORKS | 100008611 | 995477 |  | 18 |  | Swtichyard fencing: Providing and fixing fencing of GI barbed wire consisting of galvanized MS tubular posts at 3 m intervals; GIbarded wire shall run horizontally from post to post at a spacing of 300 mm (vertically) and a cross formation in each panel,complete as per technical specification and drawing. | M | 4000 |  | Included | 0 | 0 | 0
256 | 7000020892 | 3090 | 1830 | 190 | CIVIL WORKS | 100001392 | 995455 |  | 18 |  | Switchyard Gate excluding Concrete | EA | 4 |  | Included | 0 | 0 | 0
257 | 7000020892 | 3090 | 1830 | 200 | CIVIL WORKS | 100001735 | 995462 |  | 18 |  | RCC culverts and cable trench crossings including supplying and laying hume pipe 250mm dia of grade (NP-3) excluding concrete as perspecification. | M | 800 |  | Included | 0 | 0 | 0
258 | 7000020892 | 3090 | 1830 | 210 | CIVIL WORKS | 100001737 | 995462 |  | 18 |  | RCC culverts and cable trench crossings including supplying and laying hume pipe 450mm dia of grade (NP-3) excluding concrete as perspecification. | M | 800 |  | Included | 0 | 0 | 0
259 | 7000020892 | 3090 | 1830 | 220 | CIVIL WORKS | 100001409 | 995462 |  | 18 |  | Supplying and erecting dewatering pumps-5 HP | EA | 5 |  | Included | 0 | 0 | 0
260 | 7000020892 | 3090 | 1830 | 230 | CIVIL WORKS | 100007701 | 995462 |  | 18 |  | Supplying and erecting dewatering pumps- 2 HP | EA | 4 |  | Included | 0 | 0 | 0
261 | 7000020892 | 3090 | 1830 | 240 | CIVIL WORKS | 100001761 | 995462 |  | 18 |  | Drains section A-A including culverts but excluding concrete & reinforcement steel | M | 9000 |  | Included | 0 | 0 | 0
262 | 7000020892 | 3090 | 1830 | 250 | CIVIL WORKS | 100001762 | 995462 |  | 18 |  | Drains Section B-B including culverts but excluding concrete & reinforcement steel | M | 4500 |  | Included | 0 | 0 | 0
263 | 7000020892 | 3090 | 1830 | 260 | CIVIL WORKS | 100001763 | 995462 |  | 18 |  | Drains Section C-C including culverts but excluding concrete & reinforcement steel | M | 2700 |  | Included | 0 | 0 | 0
264 | 7000020892 | 3090 | 1830 | 270 | CIVIL WORKS | 100001764 | 995462 |  | 18 |  | Drains Section D-D including culverts but excluding concrete & reinforcement steel | M | 1800 |  | Included | 0 | 0 | 0
265 | 7000020892 | 3090 | 1830 | 280 | CIVIL WORKS | 100001755 | 995424 |  | 18 |  | Providing & Laying of SW pipes for external sewerage system as per technical specification 100mm dia pipe | M | 150 |  | Included | 0 | 0 | 0
266 | 7000020892 | 3090 | 1830 | 290 | CIVIL WORKS | 100001756 | 995424 |  | 18 |  | Providing & Laying of SW pipes for external sewerage system as per technical specification 150mm dia pipe | M | 100 |  | Included | 0 | 0 | 0
267 | 7000020892 | 3090 | 1830 | 300 | CIVIL WORKS | 100001757 | 995424 |  | 18 |  | Providing & Laying of SW pipes for external sewerage system as per technical specification 200mm dia pipe | M | 80 |  | Included | 0 | 0 | 0
268 | 7000020892 | 3090 | 1830 | 310 | CIVIL WORKS | 100008638 | 995421 |  | 18 |  | Supplying and laying CPVC pipe for external water supply system - 75 mm dia pipe | M | 240 |  | Included | 0 | 0 | 0
269 | 7000020892 | 3090 | 1830 | 320 | CIVIL WORKS | 100008639 | 995421 |  | 18 |  | Supplying and laying CPVC pipe for external water supply system - 50 mm dia pipe | M | 150 |  | Included | 0 | 0 | 0
270 | 7000020892 | 3090 | 1830 | 330 | CIVIL WORKS | 100010100 | 995421 |  | 18 |  | Supplying and laying CPVC pipe for external water supply system - 40 mm dia pipe | M | 150 |  | Included | 0 | 0 | 0
271 | 7000020892 | 3090 | 1830 | 340 | CIVIL WORKS | 100010101 | 995421 |  | 18 |  | Supplying and laying CPVC pipe for external water supply system - 25 mm dia pipe | M | 150 |  | Included | 0 | 0 | 0
272 | 7000020892 | 3090 | 1830 | 350 | CIVIL WORKS | 100001740 | 995441 |  | 18 |  | Septic tank and soakpit for CRB | EA | 1 |  | Included | 0 | 0 | 0
273 | 7000020892 | 3090 | 1830 | 360 | CIVIL WORKS | 100003477 | 995454 |  | 18 |  | Rain water harvesting excluding reinforcement and concrete as per drawing | EA | 1 |  | Included | 0 | 0 | 0
274 | 7000020892 | 3090 | 1830 | 370 | CIVIL WORKS | 100001683 | 995414 |  | 18 |  | Control Room Building - Civil Works All civil works as per drawing and specifications complete, including - brickwork, finishing(external and internal), windows etc. However, excavation, PCC, RCC and reinforcement shall be paid separately as per BPS. | M2 | 750 |  | Included | 0 | 0 | 0
275 | 7000020892 | 3090 | 1830 | 380 | CIVIL WORKS | 100003437 | 995454 |  | 18 |  | Switchyard Panel Room - Civil Works. All civil works as per drawing and specifications complete, including - brickwork, finishing(external and internal), windows etc. However, excavation, PCC, RCC and reinforcement shall be paid separately as per BPS. | M2 | 527 |  | Included | 0 | 0 | 0
276 | 7000020892 | 3090 | 1830 | 390 | CIVIL WORKS | 100012380 | 995426 |  | 18 |  | Design, Drawing and execution of Pre-fabricated structure labour Hut including toilet & baths with all materials, labours etccomplete in all respect as per the technical specification and direction of Engineer-in Charge. (Plinth area shall be measured forpayment purpose) | M2 | 840 |  | Included | 0 | 0 | 0
277 | 7000020892 | 3090 | 1830 | 400 | CIVIL WORKS | 100001682 | 995416 |  | 18 |  | FFPH Building - Civil Works All civil works as per drawing and specifications complete, including - brickwork,finishing (externaland internal),windows etc.However, excavation, PCC,RCC and reinforcement shall be paid separately as per BPS | M2 | 101 |  | Included | 0 | 0 | 0
278 | 7000020892 | 3090 | 1830 | 410 | CIVIL WORKS | 100001700 | 995454 |  | 18 |  | All civil works as per drawing and specification but excluding excavation, PCC, RCC, reinforcement but including finishing (internaland external) etc & all civil works complete in all respect - Water Tank for Fire Fighting Pump House | EA | 1 |  | Included | 0 | 0 | 0
279 | 7000020892 | 3090 | 1830 | 420 | CIVIL WORKS | 100001698 | 995454 |  | 18 |  | Car Parking (10 cars) - Civil Works.All civil works as per drawing and specifications complete, including - brickwork, finishing(external and internal), windows etc. However,excavation, PCC, RCC and reinforcement shall be paid separately as per BPS. | M2 | 150 |  | Included | 0 | 0 | 0
280 | 7000020892 | 3090 | 1830 | 430 | CIVIL WORKS | 100002911 | 995432 |  | 18 |  | Earthwork in excavation & filling in all types of soil and soft/disintegrated rock in open areas/nallas/channels, to the requiredslopes, shapes, levels, elevations and profile, including trimming of bottom and slopes of excavation, bailing out rain(dewatering), pumping, removal of slush, preparing embankments/marginal banks, loosening, dressing, spreading material in layers notexceeding 200mm, as per direction of Engineer-in-Charge, water flooding, compacting to achieve 95% consolidation at optimum moisturecontent, finishing etc. all complete, for all leads and lifts within leveling boundary, including disposal of surplus earth andstacking of unsuitable material within a lead of 2.0 Km beyond substation boundary, with all labour, material, tools, tackles andequipment, safeguards and incidentals, Royalty,taxes etc. as necessary, as per drawings, specification and directions of theEngineer-in-Charge. Clearing of jungle is included in this item. (Only excavation/cutting will be measured for payment purpose.) | M3 | 187500 |  | Included | 0 | 0 | 0
281 | 7000020892 | 3090 | 1830 | 440 | CIVIL WORKS | 100002914 | 995432 |  | 18 |  | Earthwork in excavation in Hard rocks in open areas/nallas/ channels, to the required slopes, shapes, levels, elevations andprofile, including trimming of bottom and slopes of excavation and stacking and disposal of rock for a lead up to 2.0 KM beyondleveling boundary and all lifts , with all labour, material, tools, tackles and equipment, safeguards and incidentals,Royalty,taxesetc. as per directions of the Engineer-in-Charge. Serviceable material if available shall be stacked at site as identified byEngineer-in-Charge.(50% void deduction from stack measurement) | M3 | 93750 |  | Included | 0 | 0 | 0
282 | 7000020892 | 3090 | 1830 | 450 | CIVIL WORKS | 100002583 | 995432 |  | 18 |  | Supply of earth (excluding rock & boulders) at site including royalty, carriage and filling in specified areas in layers notexceeding 200mm in depth, compacting under optimum moisture condition to achieve 95% of Proctor density, finishing etc. allcomplete, for all leads & lifts, with all labour, material, tools, tackles, equipments, safeguards & incidentals as necessary as perdrawings, specification and direction of the Engineer- in- Charge. | M3 | 187500 |  | Included | 0 | 0 | 0
283 | 7000020892 | 3090 | 1830 | 460 | CIVIL WORKS | 100038480 | 995433 |  | 18 |  | Supply of earth (excluding rock & boulders) at site including royalty, carriage and filling in specified areas in layers notexceeding 200mm in depth, compacting , finishing etc. all complete, for all leads & lifts, with all labour, material, tools,tackles, equipments, safeguards & incidentals as necessary as per drawings, specification and direction of the Engineer- in- Charge. | M3 | 20000 |  | Included | 0 | 0 | 0
[11 empty] | Total Installation Charges |  |  |  | 0 |  |  | 0
[11 empty] | Total GST as confirmed by Bidder |  |  |  |  | 0
* | In case the bidder leaves the cell for confirmation of the SAC and/or GST rate “blank”, the SAC and corresponding GST rate indicated by the Employer shall be deemed to be the one confirmed by the Bidder.
Date : |  |  | --
Place : | [11 empty] | Printed Name :
Designation :
Click for Sch-4

## Sch-3 Dis (hidden)
Specification No.: CC/NT/W-AIS/DOM/A00/23/00332 |  |  |  |  | Schedule - 3
765KV AIS Substation package - SS108 for Establishment of 765/400/220kV Kurnool-III (New) S/S including 1x125MVAR, 400kV 3-Ph Bus Reactor under ‘Transmission Scheme for Evacuation of power from RE Sources in Kurnool Wind Energy Zone (3000 MW) /Solar Energy Zone (1500 MW) Part A’ | [7 empty] | As per Lum-sum |  | 0%
(SCHEDULE OF RATES AND PRICES : ERECTION CHARGES) | [7 empty] | AS per Percent |  | #REF!
[8 empty] | As per lum-sum on Sch-3 |  | 0%
Bidder’s Name and Address (Sole Bidder) : |  |  |  | To: |  |  |  | As per Percent on Sch-3 |  | #REF!
|  |  |  | Contracts Services, 3rd Floor |  |  |  | Total Discount |  | #REF!
Name : | …….. …….. …….. …….. …….. …….. |  |  | Power Grid Corporation of India Ltd.,
Address : | …….. …….. …….. …….. …….. …….. |  |  | "Saudamini", Plot No.-2
| …….. …….. …….. …….. …….. …….. |  |  | Sector-29, |  |  |  | Multipackage lum-sum |  | 0%
| …….. …….. …….. …….. …….. …….. |  |  | Gurgaon (Haryana) - 122001
[5 empty] | All Prices are in Indian Rupees. |  |  |  | Amount after Discount (Rs.) |  | Dis Alert | Amount after MPD (Rs.)
SI. No. | Description | Unit | Quantity | Unit Erection Charges | Total Erection Charges |  |  |  | Unit Erection Charges | Total Erection Charges |  | Unit Erection Charges | Total Erection Charges
1 | 2 | 3 | 4 | 5 | 6 = 4 x 5 |  |  |  | 5 | 6 = 4 x 5 |  | 5 | 6 = 4 x 5
#REF! | #REF!
#REF! | #REF!
| #REF! | #REF! | #REF! | #REF! | #REF!
| #REF! | #REF! | #REF! | #REF! | #REF!
#REF! | #REF! |  |  |  |  | (a) | Detailed Soil Investigation
| #REF! | #REF! | #REF! | #REF! | #REF! | (b) | All kinds of soil except fissured rock & hard rock
| #REF! | #REF! | #REF! | #REF! | #REF! | (e) | River Crossing Location
| #REF! | #REF! | #REF! | #REF! | #REF! | (f)
#REF! | #REF!
| #REF! | #REF! | #REF! | #REF! | #REF!
| #REF! | #REF! | #REF! | #REF! | #REF!
| #REF! | #REF! | #REF! | #REF! | #REF!
#REF! | #REF!
#REF! | #REF!
| #REF! | #REF! | #REF! | #REF! | #REF!
| #REF! | #REF! | #REF! | #REF! | #REF!
| #REF! | #REF! | #REF! | #REF! | #REF!
| #REF! | #REF! | #REF! | #REF! | #REF!
| #REF! | #REF! | #REF! | #REF! | #REF!
#REF! | #REF!
| #REF! | #REF! | #REF! | #REF! | #REF!
| #REF! | #REF! | #REF! | #REF! | #REF!
#REF! | #REF! | #REF! | #REF! | #REF! | #REF!
#REF! | #REF! | #REF! | #REF! | #REF! | #REF!
#REF! | #REF!
| #REF! | #REF! | #REF! | #REF! | #REF!
#REF! | #REF!
| #REF! | #REF! | #REF! | #REF! | #REF!
| #REF! | #REF! | #REF! | #REF! | #REF!
#REF! | #REF!
| #REF! | #REF! | #REF! | #REF! | #REF!
| #REF! | #REF! | #REF! | #REF! | #REF!
| #REF! | #REF! | #REF! | #REF! | #REF!
| #REF! | #REF! | #REF! | #REF! | #REF!
| #REF! | #REF! | #REF! | #REF! | #REF!
| #REF! | #REF! | #REF! | #REF! | #REF!
#REF!
| #REF! | #REF! | #REF! | #REF! | #REF!
| #REF! | #REF! | #REF! | #REF! | #REF!
| #REF! | #REF! | #REF! | #REF! | #REF!
| #REF! | #REF! | #REF! | #REF! | #REF!
#REF! | #REF!
#REF!
| #REF! | #REF! | #REF! | #REF! | #REF!
#REF! | #REF!
#REF! | #REF! | #REF! | #REF! | #REF! | #REF!
#REF! | #REF!
#REF! | #REF! | #REF! | #REF! | #REF! | #REF!
#REF! | #REF! | #REF! | #REF! | #REF! | #REF!
#REF! | #REF!
| #REF! | #REF! | #REF! | #REF! | #REF!
| Total Erection Price (A+B) |  |  |  | #REF!
Date : | --
Place : |  |  | Printed Name :
Designation :
Click for Sch-4

## Sch-4
Specification No.: CC/NT/W-AIS/DOM/A00/23/00332 | [15 empty] | Schedule - 4
765KV AIS Substation package - SS108 for Establishment of 765/400/220kV Kurnool-III (New) S/S including 1x125MVAR, 400kV 3-Ph Bus Reactor under ‘Transmission Scheme for Evacuation of power from RE Sources in Kurnool Wind Energy Zone (3000 MW) /Solar Energy Zone (1500 MW) Part A’
(SCHEDULE OF RATES AND PRICES )
Bidder’s Name and Address (Sole Bidder) : | [14 empty] | To:
Contracts Services, 3rd Floor
Name : | …….. …….. …….. …….. …….. …….. | [13 empty] | Power Grid Corporation of India Ltd.,
Address : | …….. …….. …….. …….. …….. …….. | [13 empty] | "Saudamini", Plot No.-2
| …….. …….. …….. …….. …….. …….. | [13 empty] | Sector-29,
| …….. …….. …….. …….. …….. …….. | [13 empty] | Gurgaon (Haryana) - 122001
Training Charges for Training to be imparted
SI. No. | PR No | PR Line Item No | Activity Header | PR Activity No | Activity Description | Service Code | SAC (Service Accounting Codes) | Whether SAC in column '8’ is confirmed. If not indicate applicable the SAC * | Rate of GST applicable ( in %) | Whether rate of GST in column ‘4’ is confirmed. If not indicate applicable rate of GST * | Description | Unit | Quantity | Unit Training Charges excluding GST | Total Training Charges excluding GST | Total GST as confirmed by Bidder
1 | 2 | 3 | 4 | 5 | 6 | 7 | 8 | 9 | 10 | 11 | 12 | 13 | 14 | 15 | 16 = 14 x 15 | 17
[17 empty] | Revaluation of J column | Tax Calculation
NOT APPLICABLE | [16 empty] | Revaluation of J column | Tax Calculation
[15 empty] | Included | 0 | 0 | 0
[9 empty] | Total Training Charges | [5 empty] | 0 |  |  | 0
[9 empty] | Total GST as confirmed by Bidder | [6 empty] | 0
Date : | -- | [12 empty] | Printed Name :
Place : | [13 empty] | Designation :
Click for Sch-5

## Sch-4b (hidden)
Specification No.: CC/NT/W-AIS/DOM/A00/23/00332 | [15 empty] | Schedule - 4b
765KV AIS Substation package - SS108 for Establishment of 765/400/220kV Kurnool-III (New) S/S including 1x125MVAR, 400kV 3-Ph Bus Reactor under ‘Transmission Scheme for Evacuation of power from RE Sources in Kurnool Wind Energy Zone (3000 MW) /Solar Energy Zone (1500 MW) Part A’
(SCHEDULE OF RATES AND PRICES )
Bidder’s Name and Address (Sole Bidder) : | [14 empty] | To:
Contracts Services, 3rd Floor
Name : | …….. …….. …….. …….. …….. …….. | [13 empty] | Power Grid Corporation of India Ltd.,
Address : | …….. …….. …….. …….. …….. …….. | [13 empty] | "Saudamini", Plot No.-2
| …….. …….. …….. …….. …….. …….. | [13 empty] | Sector-29,
| …….. …….. …….. …….. …….. …….. | [13 empty] | Gurgaon (Haryana) - 122001
Maintenance Charges during & after Defect Laibility Period
SI. No. | PR No | PR Line Item No | Activity Header | PR Activity No | Activity Description | Service Code | SAC (Service Accounting Codes) | Whether SAC in column '8’ is confirmed. If not indicate applicable the SAC * | Rate of GST applicable ( in %) | Whether rate of GST in column ‘4’ is confirmed. If not indicate applicable rate of GST * | Description | Unit | Quantity | Unit Maintenance Charges excluding GST | Total Maintenance Charges excluding GST | Total GST as confirmed by Bidder
1 | 2 | 3 | 4 | 5 | 6 | 7 | 8 | 9 | 10 | 11 | 12 | 13 | 14 | 15 | 16 = 14 x 15 | 17
| 0 | [15 empty] | Revaluation of P column | Tax Calculation
A. | #REF! | [15 empty] | Revaluation of P column | Tax Calculation
1 | [14 empty] | Included | 0 | 0 | 0
2 | [14 empty] | Included | 0 | 0 | 0
3 | [14 empty] | Included | 0 | 0 | 0
4 | [14 empty] | Included | 0 | 0 | 0
B. | #REF! | [15 empty] | Revaluation of P column | Tax Calculation
1 | [14 empty] | Included | 0 | 0 | 0
2 | [14 empty] | Included | 0 | 0 | 0
3 | [14 empty] | Included | 0 | 0 | 0
4 | [14 empty] | Included | 0 | 0 | 0
[9 empty] | Total Maintenance Charges during and after Defect Liabilty Period | [5 empty] | 0 |  |  | 0
[9 empty] | Total GST as confirmed by Bidder | [6 empty] | 0
Date : | -- | [12 empty] | Printed Name :
Place : | [13 empty] | Designation :
Click for Sch-5

## Sch-5
Specification No.: CC/NT/W-AIS/DOM/A00/23/00332 |  |  |  | Schedule - 5
765KV AIS Substation package - SS108 for Establishment of 765/400/220kV Kurnool-III (New) S/S including 1x125MVAR, 400kV 3-Ph Bus Reactor under ‘Transmission Scheme for Evacuation of power from RE Sources in Kurnool Wind Energy Zone (3000 MW) /Solar Energy Zone (1500 MW) Part A’
(SUMMARY OF TAXES & DUTIES APPLICABLE ON PLANT & EQUIPMENT)
Bidder’s Name and Address (Sole Bidder) : |  |  | To:
Contracts Services, 3rd Floor
Name : | …….. …….. …….. …….. …….. …….. |  | Power Grid Corporation of India Ltd.,
Address : | …….. …….. …….. …….. …….. …….. |  | "Saudamini", Plot No.-2
| …….. …….. …….. …….. …….. …….. |  | Sector-29,
| …….. …….. …….. …….. …….. …….. |  | Gurgaon (Haryana) - 122001
Sl. No. | Item Nos. |  | Total Price (INR) |  | After Discount |  | After MPDiscount
1 | TOTAL GST ON GOODS |  |  |  | Excise Duty | #REF! | Excise Duty | #REF!
| Total GST for Supply of Goods (inter-alia including Type Test Charges) between the Contractor and the Employer (identified in Schedule 1') which are not included in the Ex-works price as per the provision of the Bidding Documents, as applicable. |  | 0
2 | TOTAL GST ON SERVICES |  |  |  | Sales Tax | 0 | Sales Tax | 0
| Total GST on Installation Services (Schedule-3), Training to be imparted in India (Schedule-4) |  | 0 |  | #REF! | 0 | #REF! | 0
| GRAND TOTAL [1+2] |  | 0 |  | Grand Total after Discount | #REF! | Grand Total after MPD | #REF!
Date : | -- | Printed Name :
Place : |  | Designation :
Click for Sch-6

## Sch-5 Dis (hidden)
Specification No.: CC/NT/W-AIS/DOM/A00/23/00332 |  |  |  | Schedule - 5
765KV AIS Substation package - SS108 for Establishment of 765/400/220kV Kurnool-III (New) S/S including 1x125MVAR, 400kV 3-Ph Bus Reactor under ‘Transmission Scheme for Evacuation of power from RE Sources in Kurnool Wind Energy Zone (3000 MW) /Solar Energy Zone (1500 MW) Part A’
SUMMARY OF TAXES & DUTIES APPLICABLE ON GOODS
Bidder’s Name and Address (Sole Bidder) : |  |  | To:
Contracts Services, 3rd Floor
Name : | …….. …….. …….. …….. …….. …….. |  | Power Grid Corporation of India Ltd.,
Address : | …….. …….. …….. …….. …….. …….. |  | "Saudamini", Plot No.-2
| …….. …….. …….. …….. …….. …….. |  | Sector-29,
| …….. …….. …….. …….. …….. …….. |  | Gurgaon (Haryana) - 122001
Sl. No. | Item Nos. |  | Total Price (INR)
1 | TOTAL GST ON GOODS |  | 0
Total GST for Supply of Goods (inter-alia including Type Test Charges) between the Contractor and the Employer (identified in Schedule 1') which are not included in the Ex-works price as per the provision of the Bidding Documents, as applicable.
2 | TOTAL GST ON SERVICES |  | 0
Total GST on Installation Services (Schedule-3), Training to be imparted in India (Schedule-4a) and Maintenance Charges during and after Defect Liabilty Period (Schedule-4b)
| GRAND TOTAL [1+2] |  | 0
Date : | -- | Printed Name :
Place : |  | Designation :
Click for Sch-6

## Sch-6
Specification No.: CC/NT/W-AIS/DOM/A00/23/00332 |  |  | Schedule - 6
765KV AIS Substation package - SS108 for Establishment of 765/400/220kV Kurnool-III (New) S/S including 1x125MVAR, 400kV 3-Ph Bus Reactor under ‘Transmission Scheme for Evacuation of power from RE Sources in Kurnool Wind Energy Zone (3000 MW) /Solar Energy Zone (1500 MW) Part A’
(GRAND SUMMARY)
Bidder’s Name and Address (Sole Bidder) : |  |  | To:
Contracts Services, 3rd Floor
Name : | …….. …….. …….. …….. …….. …….. |  | Power Grid Corporation of India Ltd.,
Address : | …….. …….. …….. …….. …….. …….. |  | "Saudamini", Plot No.-2
| …….. …….. …….. …….. …….. …….. |  | Sector-29,
| …….. …….. …….. …….. …….. …….. |  | Gurgaon (Haryana) - 122001
Sl. No. | Description |  | Total Price (INR)
1 | TOTAL SCHEDULE NO. 1 |  | 0
Ex-works price of Plant and Equipment including Type Test Charges
2 | TOTAL SCHEDULE NO. 2 |  | 0
Local Transportation, In-transit Insurance, loading & unloading
3 | TOTAL SCHEDULE NO. 3 |  | 0
Installation Charges
4 | TOTAL SCHEDULE NO. 4 |  | 0
Training Charges
4b | TOTAL SCHEDULE NO. 4b |  | 0
Maintenance Charges during & after Defect Laibility Period
5 | TOTAL SCHEDULE NO. 5 |  | 0
Taxes and Duties
6 | TOTAL SCHEDULE NO. 7 |  | 0
Type Test Charges [Total of this Schedule is included in Schedule - 1 above.]
| GRAND TOTAL [1+2+3+4+5] |  | 0
Date : | -- | Printed Name :
Place : |  | Designation :
Click for Sch-7

## Sch-6 After Discount
Specification No.: CC/NT/W-AIS/DOM/A00/23/00332 |  |  | Schedule - 6 After Discount
765KV AIS Substation package - SS108 for Establishment of 765/400/220kV Kurnool-III (New) S/S including 1x125MVAR, 400kV 3-Ph Bus Reactor under ‘Transmission Scheme for Evacuation of power from RE Sources in Kurnool Wind Energy Zone (3000 MW) /Solar Energy Zone (1500 MW) Part A’
(GRAND SUMMARY)
Bidder’s Name and Address (Sole Bidder) : |  |  | To:
Contracts Services, 3rd Floor
Name : | …….. …….. …….. …….. …….. …….. |  | Power Grid Corporation of India Ltd.,
Address : | …….. …….. …….. …….. …….. …….. |  | "Saudamini", Plot No.-2
| …….. …….. …….. …….. …….. …….. |  | Sector-29,
| …….. …….. …….. …….. …….. …….. |  | Gurgaon (Haryana) - 122001
Sl. No. | Description |  | Total Price (INR)
1 | TOTAL SCHEDULE NO. 1 |  | 0
Ex-works price of Plant and Equipment including Type Test Charges
2 | TOTAL SCHEDULE NO. 2 |  | 0
Local Transportation, In-transit Insurance, loading & unloading
3 | TOTAL SCHEDULE NO. 3 |  | 0
Installation Charges
4 | TOTAL SCHEDULE NO. 4 |  | 0
Training Charges
4b | TOTAL SCHEDULE NO. 4b |  | 0
Maintenance Charges during & after Defect Laibility Period
5 | TOTAL SCHEDULE NO. 5 |  | 0
Taxes and Duties
6 | TOTAL SCHEDULE NO. 7 |  | 0
Type Test Charges [Total of this Schedule is included in Schedule - 1 above.]
| GRAND TOTAL [1+2+3+4+5] |  | 0
Date : | -- | Printed Name :
Place : |  | Designation :
Click for Sch-7

## Sch-7
Specification No.: CC/NT/W-AIS/DOM/A00/23/00332 | [11 empty] | Schedule 7
765KV AIS Substation package - SS108 for Establishment of 765/400/220kV Kurnool-III (New) S/S including 1x125MVAR, 400kV 3-Ph Bus Reactor under ‘Transmission Scheme for Evacuation of power from RE Sources in Kurnool Wind Energy Zone (3000 MW) /Solar Energy Zone (1500 MW) Part A’ | [15 empty] | As per Lum-sum |  | 0%
(SCHEDULE OF RATES AND PRICES ) | [15 empty] | AS per Percent |  | #REF!
[16 empty] | As per lum-sum on Sch-7 |  | 0%
Bidder’s Name and Address (Sole Bidder) : | [9 empty] | To: | [5 empty] | As per Percent on Sch-7 |  | #REF!
[10 empty] | Contracts Services, 3rd Floor | [5 empty] | Total Discount |  | #REF!
Name : | [7 empty] | …….. …….. …….. …….. …….. …….. |  | Power Grid Corporation of India Ltd.,
Address : | [7 empty] | …….. …….. …….. …….. …….. …….. |  | "Saudamini", Plot No.-2
[8 empty] | …….. …….. …….. …….. …….. …….. |  | Sector-29, | [5 empty] | Multipackage Discount |  | 0%
[8 empty] | …….. …….. …….. …….. …….. …….. |  | Gurgaon (Haryana) - 122001
Type tests on Earthwire, Hardwar Fittings & accessories of conductor & earthwire:
SL. NO. | PR No | Line Item No | Code | HSN Code | Whether HSN in column ‘2’ is confirmed. If not indicate applicable the HSN code * | Rate of GST applicable ( in %) | Whether rate of GST in column ‘4’ is confirmed. If not indicate applicable rate of GST * | Description of Test | Unit | Quantity | Unit Test Charge | Total Test Charges (Rs.) | Total GST as confirmed by Bidder | Revaluation of M column | Tax Calculation |  | Total Test Charges After Discount (Rs.) |  | Dis Alert | Total Test Charges After MPD (Rs.)
1 | 2 | 3 | 4 | 5 | 6 | 7 | 8 | 9 | 10 | 11 | 12 | 13 = 10 x 11 | 14
I
1 | [11 empty] | Included | 0 | 0 | 0
2 | [11 empty] | Included | 0 | 0 | 0
NOT APPLICABLE
[8 empty] | TOTAL TYPE TEST CHARGES |  |  |  | 0
[8 empty] | Total GST as confirmed by Bidder |  |  |  |  | 0
Date : |  |  |  | -- |  |  |  |  | Printed Name :
Place : | [8 empty] | Designation :
Note : |  |  |  | Bidder should indicate the name of test laboratories where type tests are proposed to be conducted
Specification No.: CC/NT/W-AIS/DOM/A00/23/00332
765KV AIS Substation package - SS108 for Establishment of 765/400/220kV Kurnool-III (New) S/S including 1x125MVAR, 400kV 3-Ph Bus Reactor under ‘Transmission Scheme for Evacuation of power from RE Sources in Kurnool Wind Energy Zone (3000 MW) /Solar Energy Zone (1500 MW) Part A’ | [7 empty] | 0 | 0
(SCHEDULE OF RATES AND PRICES ) | [7 empty] | 0 | 0
Bidder’s Name and Address (Sole Bidder) :
[8 empty] | 0 | 0
Name : | [7 empty] | …….. …….. …….. …….. …….. …….. | 0
Address : | [7 empty] | …….. …….. …….. …….. …….. …….. | 0
[8 empty] | …….. …….. …….. …….. …….. …….. | 0
[8 empty] | …….. …….. …….. …….. …….. …….. | 0
SL. NO. | [7 empty] | Description of Test | #REF!
#REF! | [7 empty] | #REF! | #REF!
#REF! | [7 empty] | #REF!
#REF! | [7 empty] | #REF! | #REF!
#REF! | [7 empty] | #REF! | #REF!
[8 empty] | #REF! | #REF!
#REF! | [7 empty] | #REF!
#REF! | [7 empty] | #REF!
#REF! | [7 empty] | #REF!
#REF! | [7 empty] | #REF! | #REF!
#REF! | [7 empty] | #REF! | #REF!
#REF! | [7 empty] | #REF! | #REF!
#REF! | [7 empty] | #REF! | #REF!
[8 empty] | #REF! | #REF!
#REF! | [7 empty] | #REF!
#REF! | [7 empty] | #REF! | #REF!
#REF! | [7 empty] | #REF! | #REF!
#REF! | [7 empty] | #REF! | #REF!
#REF! | [7 empty] | #REF! | #REF!
[8 empty] | #REF! | #REF!
#REF! | [7 empty] | #REF!
#REF! | [7 empty] | #REF! | #REF!
#REF! | [7 empty] | #REF! | #REF!
#REF! | [7 empty] | #REF! | #REF!
[8 empty] | #REF! | #REF!
#REF! | [7 empty] | #REF!
#REF! | [7 empty] | #REF! | #REF!
#REF! | [7 empty] | #REF! | #REF!
#REF! | [7 empty] | #REF! | #REF!
[8 empty] | #REF! | #REF!
#REF! | [7 empty] | #REF!
#REF! | [7 empty] | #REF! | #REF!
#REF! | [7 empty] | #REF! | #REF!
#REF! | [7 empty] | #REF! | #REF!
#REF! | [7 empty] | #REF! | #REF!
[8 empty] | #REF! | #REF!
[8 empty] | #REF! | #REF!
#REF! | [7 empty] | #REF!
#REF! | [7 empty] | #REF!
#REF! | [7 empty] | #REF! | #REF!
#REF! | [7 empty] | #REF! | #REF!
#REF! | [7 empty] | #REF! | #REF!
[8 empty] | #REF! | #REF!
[8 empty] | #REF! | #REF!
#REF! | [7 empty] | #REF!
#REF! | [7 empty] | #REF!
#REF! | [7 empty] | #REF! | #REF!
#REF! | [7 empty] | #REF! | #REF!
#REF! | [7 empty] | #REF! | #REF!
#REF! | [7 empty] | #REF! | #REF!
#REF! | [7 empty] | #REF! | #REF!
[8 empty] | #REF! | #REF!
#REF! | [7 empty] | #REF!
#REF! | [7 empty] | #REF! | #REF!
#REF! | [7 empty] | #REF! | #REF!
#REF! | [7 empty] | #REF! | #REF!
#REF! | [7 empty] | #REF! | #REF!
#REF! | [7 empty] | #REF! | #REF!
#REF! | [7 empty] | #REF! | #REF!
[8 empty] | #REF! | #REF!
#REF! | [7 empty] | #REF!
#REF! | [7 empty] | #REF! | #REF!
#REF! | [7 empty] | #REF! | #REF!
#REF! | [7 empty] | #REF! | #REF!
#REF! | [7 empty] | #REF! | #REF!
#REF! | [7 empty] | #REF! | #REF!
#REF! | [7 empty] | #REF! | #REF!
#REF! | [7 empty] | #REF! | #REF!
#REF! | [7 empty] | #REF! | #REF!
#REF! | [7 empty] | #REF! | #REF!
[8 empty] | #REF! | #REF!
#REF! | [7 empty] | #REF!
#REF! | [7 empty] | #REF! | #REF!
#REF! | [7 empty] | #REF! | #REF!
#REF! | [7 empty] | #REF! | #REF!
[8 empty] | #REF! | #REF!
#REF! | [7 empty] | #REF!
#REF! | [7 empty] | #REF! | #REF!
#REF! | [7 empty] | #REF! | #REF!
#REF! | [7 empty] | #REF! | #REF!
[8 empty] | #REF! | #REF!
#REF! | [7 empty] | #REF!
#REF! | [7 empty] | #REF! | #REF!
#REF! | [7 empty] | #REF! | #REF!
[8 empty] | #REF! | #REF!
#REF! | [7 empty] | #REF!
#REF! | [7 empty] | #REF! | #REF!
#REF! | [7 empty] | #REF! | #REF!
#REF! | [7 empty] | #REF! | #REF!
#REF! | [7 empty] | #REF! | #REF!
#REF! | [7 empty] | #REF! | #REF!
#REF! | [7 empty] | #REF! | #REF!
[8 empty] | #REF! | #REF!
#REF! | [7 empty] | #REF!
#REF! | [7 empty] | #REF! | #REF!
#REF! | [7 empty] | #REF! | #REF!
#REF! | [7 empty] | #REF! | #REF!
#REF! | [7 empty] | #REF! | #REF!
#REF! | [7 empty] | #REF!
#REF! | [7 empty] | #REF! | #REF!
#REF! | [7 empty] | #REF! | #REF!
#REF! | [7 empty] | #REF! | #REF!
#REF! | [7 empty] | #REF! | #REF!
[8 empty] | #REF! | #REF!
[8 empty] | #REF! | #REF!
[8 empty] | #REF! | #REF!
Click for Bid Form 2nd Envelope

## Sch-7 Dis (hidden)
Specification No.: CC/NT/W-AIS/DOM/A00/23/00332
765KV AIS Substation package - SS108 for Establishment of 765/400/220kV Kurnool-III (New) S/S including 1x125MVAR, 400kV 3-Ph Bus Reactor under ‘Transmission Scheme for Evacuation of power from RE Sources in Kurnool Wind Energy Zone (3000 MW) /Solar Energy Zone (1500 MW) Part A’ | [6 empty] | As per Lum-sum |  | 0%
(SCHEDULE OF RATES AND PRICES : TYPE TEST CHARGES) | [6 empty] | AS per Percent |  | #REF!
[7 empty] | As per lum-sum on Sch-7 |  | 0%
Bidder’s Name and Address (Sole Bidder) : |  |  |  | To: |  |  | As per Percent on Sch-7 |  | #REF!
|  |  |  | Contracts Services, 3rd Floor |  |  | Total Discount |  | #REF!
Name : | …….. …….. …….. …….. …….. …….. |  |  | Power Grid Corporation of India Ltd.,
Address : | …….. …….. …….. …….. …….. …….. |  |  | "Saudamini", Plot No.-2
| …….. …….. …….. …….. …….. …….. |  |  | Sector-29, |  |  | Multipackage Discount |  | 0%
| …….. …….. …….. …….. …….. …….. |  |  | Gurgaon (Haryana) - 122001
Type Tests on Earthwire
SL. NO. | Description of Test | Unit | Quantity | Unit Test Charge | Total Test Charges (Rs.) |  |  | Total Test Charges After Discount (Rs.) |  | Dis Alert | Total Test Charges After MPD (Rs.)
I | #REF!
(a) | #REF! | #REF! | #REF! | #REF! | #REF!
(b) | #REF! | #REF! | #REF! | #REF! | #REF!
| Sub-Total (I) |  |  |  | #REF!
| TOTAL TEST CHARGES (I) |  |  |  | #REF!
[7 empty] | Discount Sche-7 | #REF! |  | MPD Sche-7 | #REF!
[7 empty] | Dis Alert | #REF!
Signature :
Date : | -- | Printed Name :
Place : |  | Designation :
Common Seal :
Note : | Bidder should indicate the name of test laboratories where type tests are proposed to be conducted
Specification No.: CC/NT/W-AIS/DOM/A00/23/00332
765KV AIS Substation package - SS108 for Establishment of 765/400/220kV Kurnool-III (New) S/S including 1x125MVAR, 400kV 3-Ph Bus Reactor under ‘Transmission Scheme for Evacuation of power from RE Sources in Kurnool Wind Energy Zone (3000 MW) /Solar Energy Zone (1500 MW) Part A’ | 0 | 0 |  |  |  | 0
(SCHEDULE OF RATES AND PRICES : TYPE TEST CHARGES) | 0 | 0 |  |  |  | 0
Bidder’s Name and Address (Sole Bidder) : | [5 empty] | 0
| 0 | 0 |  |  |  | 0
Name : | …….. …….. …….. …….. …….. …….. | 0 |  |  |  | 0
Address : | …….. …….. …….. …….. …….. …….. | 0 |  |  |  | 0
| …….. …….. …….. …….. …….. …….. | 0 |  |  |  | 0
| …….. …….. …….. …….. …….. …….. | 0 |  |  |  | 0
SL. NO. | Description of Test | 0
#REF! | #REF! | #REF!
#REF! | #REF!
#REF! | #REF! | #REF!
#REF! | #REF! | #REF!
| #REF! | #REF!
#REF! | #REF!
#REF! | #REF!
#REF! | #REF!
#REF! | #REF! | #REF!
#REF! | #REF! | #REF!
#REF! | #REF! | #REF!
#REF! | #REF! | #REF!
| #REF! | #REF!
#REF! | #REF!
#REF! | #REF! | #REF!
#REF! | #REF! | #REF!
#REF! | #REF! | #REF!
#REF! | #REF! | #REF!
| #REF! | #REF!
#REF! | #REF!
#REF! | #REF! | #REF!
#REF! | #REF! | #REF!
#REF! | #REF! | #REF!
| #REF! | #REF!
#REF! | #REF!
#REF! | #REF! | #REF!
#REF! | #REF! | #REF!
#REF! | #REF! | #REF!
| #REF! | #REF!
#REF! | #REF!
#REF! | #REF! | #REF!
#REF! | #REF! | #REF!
#REF! | #REF! | #REF!
#REF! | #REF! | #REF!
| #REF! | #REF!
| #REF! | #REF!
#REF! | #REF!
#REF! | #REF!
#REF! | #REF! | #REF!
#REF! | #REF! | #REF!
#REF! | #REF! | #REF!
| #REF! | #REF!
| #REF! | #REF!
#REF! | #REF!
#REF! | #REF!
#REF! | #REF! | #REF!
#REF! | #REF! | #REF!
#REF! | #REF! | #REF!
#REF! | #REF! | #REF!
#REF! | #REF! | #REF!
| #REF! | #REF!
#REF! | #REF!
#REF! | #REF! | #REF!
#REF! | #REF! | #REF!
#REF! | #REF! | #REF!
#REF! | #REF! | #REF!
#REF! | #REF! | #REF!
#REF! | #REF! | #REF!
| #REF! | #REF!
#REF! | #REF!
#REF! | #REF! | #REF!
#REF! | #REF! | #REF!
#REF! | #REF! | #REF!
#REF! | #REF! | #REF!
#REF! | #REF! | #REF!
#REF! | #REF! | #REF!
#REF! | #REF! | #REF!
#REF! | #REF! | #REF!
#REF! | #REF! | #REF!
| #REF! | #REF!
#REF! | #REF!
#REF! | #REF! | #REF!
#REF! | #REF! | #REF!
#REF! | #REF! | #REF!
| #REF! | #REF!
#REF! | #REF!
#REF! | #REF! | #REF!
#REF! | #REF! | #REF!
#REF! | #REF! | #REF!
| #REF! | #REF!
#REF! | #REF!
#REF! | #REF! | #REF!
#REF! | #REF! | #REF!
| #REF! | #REF!
#REF! | #REF!
#REF! | #REF! | #REF!
#REF! | #REF! | #REF!
#REF! | #REF! | #REF!
#REF! | #REF! | #REF!
#REF! | #REF! | #REF!
#REF! | #REF! | #REF!
| #REF! | #REF!
#REF! | #REF!
#REF! | #REF! | #REF!
#REF! | #REF! | #REF!
#REF! | #REF! | #REF!
#REF! | #REF! | #REF!
#REF! | #REF!
#REF! | #REF! | #REF!
#REF! | #REF! | #REF!
#REF! | #REF! | #REF!
#REF! | #REF! | #REF!
| #REF! | #REF!
| #REF! | #REF!
| #REF! | #REF!
Click for Bid Form 2nd Envelope

## Discount
AAABBAAAABBf
Specification No.: CC/NT/W-AIS/DOM/A00/23/00332 |  |  |  |  | Letter of Discount
LETTER OF DISCOUNT
To:
Contract Services
Power Grid Corporation of India Ltd.,
"Saudamini", Plot No.-2
Sector-29, (near IFFCO Chowk)
Gurgaon (Haryana) - 122001
Subject : |  | 765KV AIS Substation package - SS108 for Establishment of 765/400/220kV Kurnool-III (New) S/S including 1x125MVAR, 400kV 3-Ph Bus Reactor under ‘Transmission Scheme for Evacuation of power from RE Sources in Kurnool Wind Energy Zone (3000 MW) /Solar Energy Zone (1500 MW) Part A’
Dear Sir
With reference to the subject tender, we hereby offer unconditional discount on the prices quoted by us as per details given here below : | [6 empty] | Eq Weightage of Rs/ % | Final Discount Factor
| 1 | Discount on lum-sum basis on total price quoted by us without Taxes & Duties. [The discount shall be proportionately applicable on all the items of all the Schdules i.e. Sch-1 (without type test charges), Sch-2, Sch-3, Sch-4a, Sch-4b & Sch-7] In Rs. |  |  |  | 0 | 0%
| 2 | Discount on percent basis on total price quoted by us without Taxes & Duties. [The discount shall be applicable on all the items of all the Schdules i.e. Sch-1 (without type test charges), Sch-2 , Sch-3, Sch-4a, Sch-4b & Sch-7] In Percent (%) |  |  |  | 0 | 0%
| 3 | Discount on lum-sum basis on the Schedules as given below : [The discount shall be proportionately applicable on all the relevent items of the respective Schdules.] In Rs.
|  | Schedule-1 : Ex works prices |  | In Rs. |  | 0 | 0% | Schedule-1 : Ex-Works Price | 0%
|  | Schedule-2 : Freight & Insurance |  | In Rs. |  | 0 | 0% | Schedule-2 : Freight & Insurance | 0%
|  | Schedule-3 : Erection Charges |  | In Rs. |  | 0 | 0% | Schedule-3 : Erection Charges | 0%
|  | Schedule-4a : Training Charges |  | In Rs. |  | 0 | 0% | Schedule-4a : Training Charges | 0%
|  | Schedule-4b : Maintenance Charges during and after DLP |  | In Rs. |  | 0 | 0% | Schedule-4b : Maintenance Charges | 0%
|  | Schedule-7 : Type Test Charges |  | In Rs. |  | 0 | 0% | Schedule-7 : Type Test Charges | 0%
| 4 | Discount on percent basis on the Schedules as given below : [The discount shall be applicable on all the relevent items of the respective Schdules.] In Percent (%)
|  | Schedule-1 : Ex works prices |  | In Percent (%) |  | 0 | 0%
|  | Schedule-2 : Freight & Insurance |  | In Percent (%) |  | 0 | 0%
|  | Schedule-3 : Erection Charges |  | In Percent (%) |  | 0 | 0%
|  | Schedule-4a : Training Charges |  | In Percent (%) |  | 0 | 0%
|  | Schedule-4b : Maintenance Charges during and after DLP |  | In Percent (%) |  | 0 | 0%
|  | Schedule-7 : Type Test Charges |  | In Percent (%) |  | 0 | 0%
Discount(s) offered at sl. No. 1 to 4 will get displayed and accounted for automatically in the respective items of the Schedules.
| 5 | We hereby offer Multi-package discount as given below:
Multi-Package Discount(s) offered at sl. No. 5 will not get automatically accounted for in the respective items of the Schedules. The same shall be worked out saparately for evaluation.
Please consider this letter of discount as the integral part of our price bid.
Thanking you, we remain,
Yours faithfully,
For and on behalf of …….. …….. …….. …….. …….. ……..
Date : |  | -- | Printed Name :
Place : |  |  | Designation :
Click for Bid Form

## Octroi (hidden)
Details of Octroi
Sl No. | Description of Items | Amount on which Octroi is applicable | Rate of Octroi | Octroi
(1) | (2) | (3) | (4) | (5) =(3) x (4)
1 |  |  |  | 0
2 |  |  |  | 0
3 |  |  |  | 0
4 |  |  |  | 0
5 |  |  |  | 0
6 |  |  |  | 0
7 |  |  |  | 0
8 |  |  |  | 0
9 |  |  |  | 0
10 |  |  |  | 0
| Total |  |  | 0
Back to Sch 5

## Entry Tax (hidden)
Details of Entry Tax
Sl No. | Description of Items | Amount on which Entry Tax is applicable | Rate of Entry Tax | Entry Tax
(1) | (2) | (3) | (4) | (5) =(3) x (4)
1 |  |  |  | 0
2 |  |  |  | 0
3 |  |  |  | 0
4 |  |  |  | 0
5 |  |  |  | 0
6 |  |  |  | 0
7 |  |  |  | 0
8 |  |  |  | 0
9 |  |  |  | 0
10 |  |  |  | 0
| Total |  |  | 0
Back to Sch 5

## Other Taxes & Duties (hidden)
Details of Other Taxes & Duties
Sl No. | Description of Items | Amount on which Other Taxes & Duties are applicable | Description of Taxes & Duties | Rate of Taxes & Duties | Amount of Taxes & Duties
(1) | (2) | (3) | (4) | (5) | (6) =(3) x (4)
1 |  |  |  |  | 0
2 |  |  |  |  | 0
3 |  |  |  |  | 0
4 |  |  |  |  | 0
5 |  |  |  |  | 0
6 |  |  |  |  | 0
7 |  |  |  |  | 0
8 |  |  |  |  | 0
9 |  |  |  |  | 0
10 |  |  |  |  | 0
| Total |  |  |  | 0
Back to Sch 5

## Bid Form 2nd Envelope
Specification No.: CC/NT/W-AIS/DOM/A00/23/00332 |  |  |  | Bid Form 2nd Envelope |  | Sole Bidder |  |  |  | 1 | st |  | 1 | January
[6 empty] | 0 |  |  |  | 2 | nd |  | 2 | February
BID FORM (Second Envelope) | [9 empty] | 3 | rd |  | 3 | March
[10 empty] | 4 | th |  | 4 | April
Bid Proposal Ref. No. | [9 empty] | 5 | th |  | 5 | May
Date : | -- | [8 empty] | 6 | th | #VALUE! | 6 | June
[10 empty] | 7 | th | #VALUE! | 7 | July
To: | [9 empty] | 8 | th | #VALUE! | 8 | August
Contracts Services, 3rd Floor | [9 empty] | 9 | th | #VALUE! | 9 | September
Power Grid Corporation of India Ltd., | [9 empty] | 10 | th |  | 10 | October
"Saudamini", Plot No.-2 | [9 empty] | 11 | th |  | 11 | November
Sector-29, | [9 empty] | 12 | th |  | 12 | December
Gurgaon (Haryana) - 122001 | [9 empty] | 13 | th
[10 empty] | 14 | th
Name of Contract : | 765KV AIS Substation package - SS108 for Establishment of 765/400/220kV Kurnool-III (New) S/S including 1x125MVAR, 400kV 3-Ph Bus Reactor under ‘Transmission Scheme for Evacuation of power from RE Sources in Kurnool Wind Energy Zone (3000 MW) /Solar Energy Zone (1500 MW) Part A’ | [8 empty] | 15 | th
Dear Ladies and/or Gentlemen, | [9 empty] | 16 | th
1 | In continuation of First Envelope of our Bid, we hereby submit the Second Envelope of the Bid, both of which shall be read together and in conjunction with each other, and shall be construed as an integral part of our Bid. Accordingly, we the undersigned, offer to design, manufacture, test, deliver, install and commission (including carrying out Trial Operation, Performance & Guarantee Test as per provision of Technical Specification) under the above-named package in full conformity with the said Bidding Documents for the sum of Rs. 0 (Rs. Zero Only ) or such other sums as may be determined in accordance with the terms and conditions of the Bidding Documents. |  |  |  |  | In continuation of First Envelope of our Bid, we hereby submit the Second Envelope of the Bid, both of which shall be read together and in conjunction with each other, and shall be construed as an integral part of our Bid. Accordingly, we the undersigned, offer to design, manufacture, test, deliver, install and commission (including carrying out Trial Operation, Performance & Guarantee Test as per provision of Technical Specification) under the above-named package in full conformity with the said Bidding Documents for the sum of Rs. | or such other sums as may be determined in accordance with the terms and conditions of the Bidding Documents. | 0 | (Rs. Zero Only ) | 17 | th
| The above amounts are in accordance with the price schedules attached herewith and are made part of this bid. | [8 empty] | 18 | th
2 | Price Schedules | [8 empty] | 19 | th
2.1 | In line with the requirements of the Bidding documents, we enclose herewith the following Price Schedules, duly filled - in as per your proforma: | [8 empty] | 20 | th
| Schedule 1 | Plant and Equipment (Including Mandatory Spare Parts) to be supplied, including Type Test Charges. | [7 empty] | 21 | st
| Schedule 2 | Local Transportation, In-transit Insurance, loading and unloading | [7 empty] | 22 | th
| Schedule 3 | Installation Charges. | [7 empty] | 23 | th
| Schedule 4 | Training charges for training to be imparted. | [7 empty] | 24 | th
| Schedule 4b | Maintenance Charges during & after Defect Laibility Period.
| Schedule 5 | Taxes and Duties not included in Schedule 1 | [7 empty] | 25 | th
| Schedule 6 | Grand Summary [Schedule 1to 5] | [7 empty] | 26 | th
| Schedule 7 | Break-up of Type Test Charges for Type Tests to be conducted | [7 empty] | 27 | th
2.2 | We are aware that the Price Schedules do not generally give a full description of the Work to be performed under each item and we shall be deemed to have read the Technical Specifications and other sections of the Bidding Documents and Drawings to ascertain the full scope of Work included in each item while filling-in the rates and prices. We agree that the entered rates and prices shall be deemed to include for the full scope as aforesaid, including overheads and profit. | [8 empty] | 28 | th
2.3 | We declare that as specified in Clause 11.5, Section –II:ITB, Vol.-I of the Bidding Documents, prices quoted by us in the Price Schedules shall be subject to Price Adjustment during the execution of Contract in accordance with Appendix-2 (Price Adjustment) to the Contract Agreement. | [8 empty] | 29 | th
2.4 | We understand that in the price schedules, where there are errors between the total of the amounts given under the column for the price Breakdown and the amount given under the Total Price, the former shall prevail and the latter will be corrected accordingly. We further understand that where there are discrepancies between amounts stated in figures and amounts stated in words, the amount stated in words shall prevail. Similarly, any discrepancy in the total bid price and that of the summation of Schedule price (price indicated in a Schedule indicating the total of that schedule), the total bid price shall be corrected to reflect the actual summation of the Schedule prices. | [8 empty] | 30 | th
2.5 | We declare that items left blank in the Schedules will be deemed to have been included in other items. The TOTAL for each Schedule and the TOTAL of Grand Summary shall be deemed to be the total price for executing the Facilities and sections thereof in complete accordance with the Contract, whether or not each individual item has been priced. | [8 empty] | 31 | st
3 | We confirm that except as otherwise specifically provided our Bid Prices in this Second Envelope include all taxes, duties, levies and charges as may be assessed on us/our Associate (applicable for Foreign Bidder), our Sub-Contractor/Sub-Vendor or their employees by all municipal, state or national government authorities in connection with the Facilities, in and outside of India.
3.1 | 100% of applicable Taxes and Duties i.e GST which are payable by the Employer under the Contract, shall be reimbursed by the Employer on production of satisfactory documentary evidence by the Contractor in accordance with the provisions of the Bidding Documents.
3.2 | We further understand that notwithstanding 3.0 above, in case of award on us, you shall also bear and pay/reimburse to us, GST applicable on supplies by us to you, imposed on the Plant & Equipment including Mandatory Spare Parts to be incorporated into the Facilities including Type Test charges for Type test to be conducted specified in Schedule No. 1, Installation Services specified in Schedule No. 3, Charges for Training to be imparted specified in Schedule No. 4a and Maintenance Charges during & after Defect Laibility Period specified in Schedule No. 4b of the Price Schedule in this Second Envelope by the Indian Laws.
3.3 | We confirm that we have also registered/we shall also get registered in the GST Network with a GSTIN, in all the states where the project is located and the states from which we shall make our supply of goods.
4 | # (For Joint Venture only) We, the partners of Joint Venture submitting this bid, do agree and confirm that in case of Award of Contract on the Joint Venture, we shall be jointly and severally liable and responsible for the execution of the Contract in accordance with Contract terms and conditions. |  |  |  | 1
5 | We, hereby, declare that only the persons or firms interested in this proposal as principals are named here and that no other persons or firms other than those mentioned herein have any interest in this proposal or in the Contract to be entered into, if the award is made on us, that this proposal is made without any connection with any other person, firm or party likewise submitting a proposal is in all respects for and in good faith, without collusion or fraud.
Thanking you, we remain,
Yours faithfully,
For and on behalf of …….. …….. …….. …….. …….. ……..
Signature :
Date : | -- |  | Printed Name :
Place : |  |  | Designation :
Common Seal :
In case of bid from a Joint Venture, name & designation of representative of JV partner is to be provided and Bid Form is also to be signed by him.
Please provide additional information of the Bidder
Business Address :
Country of Incorporation :
State/Province to be indicated :
Name of Principal Officer :
Address of Principal Officer :
Note: Bidders may note that no prescribed proforma has been enclosed for Attachment 2 : Power of Attorney. Bidders may use their own proforma for furnishing the required information with the bid.
* * *
Back to Cover Page

## Q & C (2) (hidden)
STATEMENT OF QUOTED / CORRECTED PRICES
All Figures are in Rupees
Bidder |  | 0
Sl. No. | Price Component | Quoted Price | Corrected Price
1 | TOTAL SCHEDULE NO. 1:Ex-Works Price of Plant and Equipment including Type Test Charges | 0 |  | 0
2 | TOTAL SCHEDULE NO.2: Local Transportation, Insurance and other Incidental Services. | 0 |  | 0
3 | TOTAL SCHEDULE NO.3: Installation Charges | 0 |  | 0
4 | TOTAL SCHEDULE NO.4: Training Charges | Not Applicable |  | Not Applicable
5 | TOTAL BID PRICE: (Excluding Taxes & Duties) | 0 |  | 0
6 | DISCOUNT | #REF! |  | #REF! | #REF!
7 | NET BID PRICE (Excluding Taxes & Duties) | #REF! |  | #REF!
8 | TAXES & DUTIES PAYABLE ADDITIONALLY
| A) EXCISE DUTY | 0 |  | 0
| B) CENTRAL SALES TAX | 0 |  | 0
| C) VAT | #REF! |  | 0
| D) ENTRY TAX / OCTROI | #REF! |  | 0
E) OTHERS
| F) TOTAL TAXES & DUTIES | #REF! |  | 0
8 | TOTAL BID PRICE (INCLUDING TAXES & DUTIES) | #REF! |  | 0
9 | TOTAL SCHEDULE NO.7: Type Test Charges [Total of this Schedule is included in Schedule-1 above] | 0 |  | 0
I) | Bidder has indicated the following taxes and duties additionally applicable for their bid:
| Excise Duty % as |  |  |  | Excise Duty
| CST % as |  |  |  | CST
| #REF! |  |  |  | VAT | #REF! | #REF!
| #REF! |  |  |  | Entry Tax/ Octroi | #REF! | #REF!
| Others as |  |  |  | Others
II) | With regard to Entry Tax, it may be mentioned that the substations covered under the subject pacakge falls in State of MP, where an entry tax @ 2% of Purchase Price is applicable. In view of the above, the taxes and duties inter-alia including entry tax applicable for the bids are calculated :
a) | Ex-Works Price of Direct Supplies (after discount, if any) |  | Rs. | 0
b) | Excise Duty, as applicable on (a) above at the rate : | 10% | Rs. | 0
c) | Amount on which Sales Tax is applicable | 0 |  | 0
d) | CST, as applicable on (a) + ED (b) above at the rate : | 2% | Rs. | 0
e) | VAT, as applicable on (a) + ED (b) above at the rate : | 1% |  | 0
f) | Others [……………………………………………] |  | Rs.
g) | Purchase Price for Entry Tax (Total Ex-Works+F&I+ED+CST+Others) |  | Rs. | 0
h) | Entry Tax, as applicable on (e) above at the rate : |  | Rs. | 0
765KV AIS Substation package - SS108 for Establishment of 765/400/220kV Kurnool-III (New) S/S including 1x125MVAR, 400kV 3-Ph Bus Reactor under ‘Transmission Scheme for Evacuation of power from RE Sources in Kurnool Wind Energy Zone (3000 MW) /Solar Energy Zone (1500 MW) Part A’ |  | Statement of Quoted / Corrected Prices |  | Page
Spec. No. | Specification No.: CC/NT/W-AIS/DOM/A00/23/00332

## Q & C (hidden)
STATEMENT OF QUOTED / CORRECTED PRICES
All Figures are in Rupees
Bidder |  | …….. …….. …….. …….. …….. ……..
Sl. No. | Price Component | Quoted Price | Corrected Price
1 | TOTAL SCHEDULE NO. 1:Ex-Works Price of Plant and Equipment including Type Test Charges | 0 |  | 0
2 | TOTAL SCHEDULE NO.2: Local Transportation, Insurance and other Incidental Services. | 0 |  | 0
3 | TOTAL SCHEDULE NO.3: Installation Charges | 0 |  | 0
4 | TOTAL SCHEDULE NO.4: Training Charges | Not Applicable |  | Not Applicable
5 | TOTAL BID PRICE: (Excluding Taxes & Duties) | 0 |  | 0
6 | DISCOUNT | #REF! |  | #REF!
7 | NET BID PRICE (Excluding Taxes & Duties) | #REF! |  | #REF!
8 | TAXES & DUTIES PAYABLE ADDITIONALLY
| A) EXCISE DUTY | #REF! |  | 0
| B) CENTRAL SALES TAX /VAT | #REF! |  | #REF!
| C) ENTRY TAX / OCTROI | #REF! |  | #REF!
| D) OTHERS | #REF! |  | 0
| E) TOTAL TAXES & DUTIES | #REF! |  | #REF!
8 | TOTAL BID PRICE (INCLUDING TAXES & DUTIES) | #REF! |  | #REF!
9 | TOTAL SCHEDULE NO.7: Type Test Charges [Total of this Schedule is included in Schedule-1 above] | 0 |  | 0
I) | Bidder has indicated the following taxes and duties additionally applicable for their bid:
a) | Excise Duty |  | Rs. | #REF!
b) | CST /VAT |  | Rs. | #REF!
c) | Entry Tax / Octroi |  | Rs. | #REF!
d) | Others |  | Rs. | #REF!
II) | Bidder has offered following discount(s)
III) | With regard to Entry Tax, it may be mentioned that the substations covered under the subject pacakge falls in State of MP, where an entry tax @ 1% of Purchase Price is applicable. In view of the above, the taxes and duties inter-alia including entry tax applicable for the bids are calculated : |  |  |  | Details of dicounts
a) | Ex-Works Price of Direct Supplies (after discount, if any) |  | Rs. | 0 | Gross LS | #REF! | #REF! | #REF! | Gross % | #REF! | #REF! | #REF!
b) | Excise Duty @ 10.3% of (a) above |  | Rs. | 0 |  |  |  | #REF! |  |  |  | #REF!
c) | CST / VAT @ 2% of Ex-Works of Direct Supplies (a) + ED (b) above |  | Rs. | #REF! | Sch-1 Direct LS | #REF! | #REF! | #REF! | Sch-1 Direct % | #REF! | #REF! | #REF!
d) | Others |  | Rs. |  | Sch-1 BO LS | #REF! | #REF! | #REF! | Sch-1 BO % | #REF! | #REF! | #REF!
e) | Purchase Price for Entry Tax (Total Ex-Works+F&I+ED+CST+Others) |  | Rs. | #REF! | Sch-2 LS | #REF! | #REF! | #REF! | Sch-2 % | #REF! | #REF! | #REF!
f) | Entry Tax @ 1% of (e) above |  | Rs. | #REF! | Sch-3 LS | #REF! | #REF! | #REF! | Sch-3 % | #REF! | #REF! | #REF!
[5 empty] | Sch-7 LS | #REF! | #REF! | #REF! | Sch-7 % | #REF! | #REF! | #REF!
765KV AIS Substation package - SS108 for Establishment of 765/400/220kV Kurnool-III (New) S/S including 1x125MVAR, 400kV 3-Ph Bus Reactor under ‘Transmission Scheme for Evacuation of power from RE Sources in Kurnool Wind Energy Zone (3000 MW) /Solar Energy Zone (1500 MW) Part A’ |  | Statement of Quoted / Corrected Prices |  | Page | Different Manner | #REF!
[5 empty] | Text for Discount | #REF!
#REF!
#REF!

## N to W (hidden)
0
Rs. Zero Only
0
0
0
0
0
0
1 | One
2 | Two
3 | Three
4 | Four
5 | Five
6 | Six
7 | Seven
8 | Eight
9 | Nine
10 | Ten
11 | Eleven
12 | Twelve
13 | Thirteen
14 | Fourteen
15 | Fifteen
16 | Sixteen
17 | Seventeen
18 | Eighteen
19 | Nineteen
20 | Twenty
21 | Twenty One
22 | Twenty Two
23 | Twenty Three
24 | Twenty Four
25 | Twenty Five
26 | Twenty Six
27 | Twenty Seven
28 | Twenty Eight
29 | Twenty Nine
30 | Thirty
31 | Thirty One
32 | Thirty Two
33 | Thirty Three
34 | Thirty Four
35 | Thirty Five
36 | Thirty Six
37 | Thirty Seven
38 | Thirty Eight
39 | Thirty Nine
40 | Forty
41 | Forty One
42 | Forty Two
43 | Forty Three
44 | Forty Four
45 | Forty Five
46 | Forty Six
47 | Forty Seven
48 | Forty Eight
49 | Forty Nine
50 | Fifty
51 | Fifty One
52 | Fifty Two
53 | Fifty Three
54 | Fifty Four
55 | Fifty Five
56 | Fifty Six
57 | Fifty Seven
58 | Fifty Eight
59 | Fifty Nine
60 | Sixty
61 | Sixty One
62 | Sixty Two
63 | Sixty Three
64 | Sixty Four
65 | Sixty Five
66 | Sixty Six
67 | Sixty Seven
68 | Sixty Eight
69 | Sixty Nine
70 | Seventy
71 | Seventy One
72 | Seventy Two
73 | Seventy Three
74 | Seventy Four
75 | Seventy Five
76 | Seventy Six
77 | Seventy Seven
78 | Seventy Eight
79 | Seventy Nine
80 | Eighty
81 | Eighty One
82 | Eighty Two
83 | Eighty Three
84 | Eighty Four
85 | Eighty Five
86 | Eighty Six
87 | Eighty Seven
88 | Eighty Eight
89 | Eighty Nine
90 | Ninety
91 | Ninety One
92 | Ninety Two
93 | Ninety Three
94 | Ninety Four
95 | Ninety Five
96 | Ninety Six
97 | Ninety Seven
98 | Ninety Eight
99 | Ninety Nine
100 | One Hundred