## Basic (hidden)
Package Name | Package ARP-DMS-05A for distribution works in Arunachal Pradesh under Comprehensive Scheme for Strengthening of Transmission & Distribution system in NER & Sikkim: Intra State - Arunachal Pradesh.
Direct
Package Code | ARP-DMS-05A | Bought-out
Specification No. | Specification No.: CC-CS/1073-NER/REW-4244/3/G2

## Cover
Price Schedules | Package ARP-DMS-05A for distribution works in Arunachal Pradesh under Comprehensive Scheme for Strengthening of Transmission & Distribution system in NER & Sikkim: Intra State - Arunachal Pradesh. |  | Substation Package - ARP-DMS-05A
Specification No.: CC-CS/1073-NER/REW-4244/3/G2
| 1 | Fill up only green shaded cells in Sch-1, Sch-2, Sch-3 and Bid Form 2nd Envelope.
| 2 | All the cells in Sch-5, Sch-6 are auto filled, therefore no cell is required to be filled up there.
| 3 | Instructions / error messages, if any, will be displayed automatically after selecting the cell.
| 4 | After filling up all the schedues, save the file, take print out of all the schedules and Bid form and sign & stamp and submit them as hard copy of the 2nd envelope (Price part) of the bid. Also ensure to submit the soft copy of the the same file on CD/ DVD.
पावर ग्रिड कारपोरेशन ऑफ इण्डिया लिमिटेड
(भारत सरकार का उद्यम)
Power Grid Corporation of India Limited
(A Government of India Enterprises)
Click to skip Instructions & Proceed
Click for Detailed General Instructions
General guidelines for filling up the Price Schedules, Sch-1 to Sch-7

## Instructions
General Instruction to the Bidders for filling up this workbook of Price Schedules for Subject Package
I | While filling up the worksheets following may please be observed :
| (i) | Fill up only green shaded cells.
| (ii) | Certain data type entries have been restricted, such as Numeric values or limits of numeric values.
| (iii) | Select only the options provided in pull down menus.
| (iv) | Do not link any cell of this work book with any other work book.
| (v) | Do not use copy & paste or cut & paste options for filling up the data.
| (vi) | Do not reformat any of the cell of the work book.
II | This Workbook consists of following worksheets :
Cover :
Opening page of the workbook.
Names of Bidder :
| ● | Select Sole Bidder or JV (Joint Venture) from the pull down menu. Do not leave this cell blank.
| ● | Select nos. of the JV Partners other than the Lead Partner from drop down menu.
| ● | In case of JV partners more than 2, enter details of 3rd & more partners along with details of 2nd partner.
| ● | Fill up names and address of the Sole Bidder and /or Joint Venture.
| ● | Fill up date in dd-mm-yyyy format from drop down menu.
| ● | Click for Sch-1 given at the right top of the worksheet to go to Sch-1.
Sch-1 (Ex-works Prices) :
| ● | Fill up unit rates for all the items in numeric values greater than 0 (zero). If unit rate is left blank, the corresponding item shall be deemed to be included in the total price.
●
●
| ● | Total amount shall get calculated automatically.
| ● | Type Test charges if applicable shall appear automatically after filling up Sch-7 appropriately.
Sch-2 (Freight & Insurance Charges) :
| ● | Fill up unit rates for all the items in numeric values greater than 0 (zero). If unit rate is left blank, the corresponding item shall be deemed to be included in the total price.
| ● | Total amount shall get calculated automatically.
Sch-3 (Erection Charges) :
| ● | Fill up unit rates for all the items in numeric values greater than 0 (zero). If unit rate is left blank, the corresponding item shall be deemed to be included in the total price.
| ● | Total amount shall get calculated automatically.
Sch-4 (Training Charges) :
| ● | Not applicable, hence no cell is required to be filled up.
Sch-5 (Summary of GST applicable on supply of Goods and Services) :
| ● | Amount of GST shall be calculated automatically.
Sch -6 :
| ● | Summary of all the Schedules without considering discount (mentioned in the work sheet discount) shall be displayed automatically.
| ● | No cell is required to be filled in by the bidder in this worksheet.
Sch-7 (Type Test Charges) :
| ● | Not applicable, hence no cell is required to be filled up.
| ● | Total of this Sch-7 shall automatically appear in Sch-1.
Bid form 2nd Envelope :
| ● | Fill up ref. no. as bidder's ref no. of this letter.
| ● | This letter shall consider the net price as per Sch-6 (After Discount).
| ● | Fill up names & Designation of the representatives of other JV partner(s) if the bidder is JV (Joint Venture) .
| ● | Fill up additional information as required.
* * *
Happy Bidding !
Click to Proceed

## Names of Bidder
Package ARP-DMS-05A for distribution works in Arunachal Pradesh under Comprehensive Scheme for Strengthening of Transmission & Distribution system in NER & Sikkim: Intra State - Arunachal Pradesh.
Specification No.: CC-CS/1073-NER/REW-4244/3/G2 |  |  | Sole Bidder | 1
|  |  | JV (Joint Venture) | 2 or more
Enter following details of the bidder
Specify type of Bidder [Select from drop down menu] |  | 2 | 0
Name of Lead Partner
Address of Lead Partner
Name of other Partner - 1
Address of other Partner - 1
Name of other Partner - 2 (more, if any)
Address of other Partner - 2 (more, if any)
Printed Name
Designation
Date | 31
Place
Click for Sch-1

## Sch-1
Specification No.: CC-CS/1073-NER/REW-4244/3/G2 | [11 empty] | SCHEDULE-1
Package ARP-DMS-05A for distribution works in Arunachal Pradesh under Comprehensive Scheme for Strengthening of Transmission & Distribution system in NER & Sikkim: Intra State - Arunachal Pradesh.
(SCHEDULE OF RATES AND PRICES)
Bidder’s Name and Address (Lead Partner) : | [10 empty] | To:
[11 empty] | Contract Services | [6 empty] | Direct
Name : | [10 empty] | Power Grid Corporation of India Ltd., | [6 empty] | Bought-out
Address : | [10 empty] | "Saudamini", Plot No.-2
Sector-29,
Gurgaon (Haryana) - 122001
Plant and Equipment (including Mandatory Spares Parts) to be supplied , including Type Test Charges for Tests to be conducted:
All Prices are in Indian Rupees.
SI. No. | PR No | PR Line Item No | Activity Description | Material Code | HSN Code | Whether HSN in column ‘6’ is confirmed. If not indicate applicable the HSN code # | Rate of GST applicable ( in %) | Whether rate of GST in column ‘8’ is confirmed. If not indicate applicable rate of GST # | Item Description | Unit | Qty. | Unit Ex-works price (excluding GST) | Total Ex-works price (excluding GST)
1 | 2 | 3 | 4 | 5 | 6 | 7 | 8 | 9 | 10 | 11 | 12 | 13 | 14=12*13
(I) | PKG DMS WORKS: ARP-DMS-05A
1 | 7000014242 | 10 | 33KV Line with Racoon Conductor | 1000030863 | 76141000 |  | 18 |  | ACSR RACOON CONDUCTOR | KM | 854.95 |  | INCLUDED | 0 | 0 |  |  |  | 0%
2 | 7000014242 | 20 | 33KV Line with Racoon Conductor | 1000022827 | 73089070 |  | 18 |  | Galvanised STEEL TUBULAR POLE 540 MPA, SP64, 12 METER | EA | 5194 |  | INCLUDED | 0 | 0 |  |  |  | 5%
3 | 7000014242 | 30 | 33KV Line with Racoon Conductor | 1000044624 | 73089070 |  | 18 |  | GALVANISED STEEL TUBULAR 12 MTS. 540,SP-64 POLE, MADE FROM STEELGRADE E410C | EA | 655 |  | INCLUDED | 0 | 0 |  |  |  | 12%
4 | 7000014242 | 40 | 33KV Line with Racoon Conductor | 1000022825 | 73089070 |  | 18 |  | STEEL TUBULAR POLE 540 MPA, SP76, 14.5 METER | EA | 590 |  | INCLUDED | 0 | 0 |  |  |  | 18%
5 | 7000014242 | 50 | 33KV Line with Racoon Conductor | 1000044623 | 73089070 |  | 18 |  | GALVANISED STEEL TUBULAR 14.5 MTS. 540,SP-76 POLE, MADE FROM STEELGRADE E410C | EA | 66 |  | INCLUDED | 0 | 0 |  |  |  | 28%
6 | 7000014242 | 60 | 33KV Line with Racoon Conductor | 1000022813 | 73089090 |  | 18 |  | Fabrication and Supply of M.S. Galvanised items- Pole Top Bracket,V-Cross arm, Back Clamps for V-Cross arm , D P Channel, D P Channelclamp, Stay clamps angle, Stay clamps side, D P cross bracing &clamps,Guarding arm etc etc. complete as required. | MT | 379.4 |  | INCLUDED | 0 | 0
7 | 7000014242 | 70 | 33KV Line with Racoon Conductor | 1000022819 | 73181500 |  | 18 |  | nuts,bolts,foundation bolts and washer and other accessories forstructures. | MT | 37.935 |  | INCLUDED | 0 | 0
8 | 7000014242 | 80 | 33KV Line with Racoon Conductor | 1000022795 | 85462033 |  | 18 |  | 33 KV PORCELAIN PIN INSULATOR WITH 900 MM CREEPAGE DISTANCE ALONGWITH10 KN PIN, NUT AND WASHERS COMPLETE AS PER TS | SET | 16260 |  | INCLUDED | 0 | 0
9 | 7000014242 | 90 | 33KV Line with Racoon Conductor | 1000022806 | 85462019 |  | 18 |  | INSULATOR HARDWARE & ACCESSORIES ALL COMPLETE ALONG WITH 70 KN B&SDISC INSULATOR ( ONE SET CONSISTING OF 3 NOS DISC INSULATOR) AS PER TS | SET | 4586 |  | INCLUDED | 0 | 0
10 | 7000014242 | 100 | 33KV Line with Racoon Conductor | 1000022807 | 85462019 |  | 18 |  | INSULATOR HARDWARE & ACCESSORIES ALL COMPLETE ALONG WITH 70 KN B&SDISC INSULATOR ( ONE SET CONSISTING OF 4NOS DISC INSULATOR) AS PERTECHNICAL SPECIFICATION. | SET | 1966 |  | INCLUDED | 0 | 0
11 | 7000014242 | 110 | 33KV Line with Racoon Conductor | 1000022824 | 76052990 |  | 18 |  | PREFORMED INSULATOR BINDINGS (SUITABLE FOR ACSR CONDUCTOR) FOR 33 KVPIN INSULATOR | SET | 16260 |  | INCLUDED | 0 | 0
12 | 7000014242 | 120 | 33KV Line with Racoon Conductor | 1000022796 | 73089090 |  | 18 |  | 33 kV Stay set complete including Hardware, Stay wire (7/10 SWG), insulator etc as per TS | SET | 5690 |  | INCLUDED | 0 | 0
13 | 7000014242 | 130 | 33KV Line with Racoon Conductor | 1000022814 | 85462050 |  | 18 |  | GUY STRAIN INSULATORS DESIGNATION 'C' | EA | 11380 |  | INCLUDED | 0 | 0
14 | 7000014242 | 140 | 33KV Line with Racoon Conductor | 1000022805 | 73121020 |  | 18 |  | Stay wire (7/8 SWG) | KG | 50356.95 |  | INCLUDED | 0 | 0
15 | 7000014242 | 150 | 33KV Line with Racoon Conductor | 1000032344 | 72171010 |  | 18 |  | 8SWG GI WIRE FOR PROTECTIVE GUARDING & EARTHING AS PER TS | KG | 86406.14 |  | INCLUDED | 0 | 0
16 | 7000014242 | 160 | 33KV Line with Racoon Conductor | 1000012682 | 73063010 |  | 18 |  | 40mm x 3000 mm long GI Pipe earth electrode for earth pit alongwithclamping arrangement to connect GI Wire as per TS | EA | 1092 |  | INCLUDED | 0 | 0
17 | 7000014242 | 170 | Substation Works | 1000001109 | 85042200 |  | 18 |  | 2.5MVA, 33/11 kV power transformer with Cu winding along with allaccessories and oil | EA | 16 |  | INCLUDED | 0 | 0
18 | 7000014242 | 180 | Substation Works | 1000022797 | 85352122 |  | 18 |  | Supply of 33 kV , 1250 Amp 25kA 3 phaseVaccum Circuit Breaker with structure(combined structure to facilitatemounting of CT's as per apprd drg)andall accessories as per TS | EA | 27 |  | INCLUDED | 0 | 0
19 | 7000014242 | 190 | Substation Works | 1000002094 | 85353090 |  | 18 |  | 36 kV, 630A, 25 KA, 3-Phase DoubleBreak Isolator without E/S | EA | 36 |  | INCLUDED | 0 | 0
20 | 7000014242 | 200 | Substation Works | 1000002095 | 85353090 |  | 18 |  | 36 kV, 630A, 25 KA, 3-Phase DoubleBreak Isolator with one E/S | EA | 11 |  | INCLUDED | 0 | 0
21 | 7000014242 | 210 | Substation Works | 1000000001 | 85359090 |  | 18 |  | Supply of 33 kV, 1 phase , 300-150/1-1 Amp Current transformer (longwithall accessories as per TS | EA | 81 |  | INCLUDED | 0 | 0
22 | 7000014242 | 220 | Substation Works | 1000020373 | 85354010 |  | 18 |  | Supply of 30 kV, 1 phase, 10 KA porcelain housing ZnO LA with allaccessories as per TS | EA | 105 |  | INCLUDED | 0 | 0
23 | 7000014242 | 230 | Substation Works | 1000020375 | 85354010 |  | 18 |  | Supply of 9 kV, 1 phase, 10 KA porcelain housing ZnO LA with allaccessories as per TS | EA | 96 |  | INCLUDED | 0 | 0
24 | 7000014242 | 240 | Substation Works | 1000000269 | 85359090 |  | 18 |  | Supply of 33/?3 kV/110 /?3 Volts, 1 phase PT alongwith all accessoriesas per TS | EA | 81 |  | INCLUDED | 0 | 0
25 | 7000014242 | 250 | Substation Works | 1000044608 | 85462023 |  | 18 |  | 33 KV SOLID CORE BUS POST INSULATORS, FITTINGS AND ACCESSORIES | SET | 49 |  | INCLUDED | 0 | 0
26 | 7000014242 | 260 | Substation Works | 1000044609 | 85462023 |  | 18 |  | 45 KV SOLID CORE BUS POST INSULATORS, FITTINGS AND ACCESSORIES | SET | 5 |  | INCLUDED | 0 | 0
27 | 7000014242 | 270 | Substation Works | 1000028385 | 85042100 |  | 18 |  | 100 KVA, 33/0.433 KV, 3 PH, 50 HZ, ONAN, OUTDOOR STATION TRANSFORMERON DOUBLE POLE STRUCTURE ALONG WITH TRANSFORMER OIL AND ALLACCESSORIES AS PER TS. | EA | 8 |  | INCLUDED | 0 | 0
28 | 7000014242 | 280 | Substation Works | 1000022827 | 73089070 |  | 18 |  | Galvanised STEEL TUBULAR POLE 540 MPA, SP64, 12 METER | EA | 43 |  | INCLUDED | 0 | 0
29 | 7000014242 | 290 | Substation Works | 1000044624 | 73089070 |  | 18 |  | GALVANISED STEEL TUBULAR 12 MTS. 540,SP-64 POLE, MADE FROM STEELGRADE E410C | EA | 5 |  | INCLUDED | 0 | 0
30 | 7000014242 | 300 | Substation Works | 1000015954 | 73082011 |  | 18 |  | Fabrication, galvanising and supply of Lattice Structures (MS Steel),to be designed during detailed engineering, for towers, beams andequipment support structure including pack plates / packwashers andgusset plates excluding fasteners and foundation bolts | MT | 57.13 |  | INCLUDED | 0 | 0
31 | 7000014242 | 310 | Substation Works | 1000044621 | 73089040 |  | 18 |  | GALVANISED FABRICATED STRUCTURE FOR 33 KV BUS & LINE GANTRY- GRADE CSTEEL STRUCTURE AS PER IS 2062 | MT | 6.34 |  | INCLUDED | 0 | 0
32 | 7000014242 | 320 | Substation Works | 1000022813 | 73089090 |  | 18 |  | Fabrication and Supply of M.S. Galvanised items- Pole Top Bracket,V-Cross arm, Back Clamps for V-Cross arm , D P Channel, D P Channelclamp, Stay clamps angle, Stay clamps side, D P cross bracing &clamps,Guarding arm etc etc. complete as required. | MT | 23.04 |  | INCLUDED | 0 | 0
33 | 7000014242 | 330 | Substation Works | 1000044622 | 73089040 |  | 18 |  | GALVANISED FABRICATED STRUCTURE FOR STATION TRANSFORMER, DP STRUCTUREFOR OUTGOING 11 KV FEEDERS, PORECLAIN LA, ISOLATOR, BUS COUPLERISOLATOR & BUS POST INSULATOR- GRADE C STEEL STRUCTURE AS PER IS 2062 | MT | 2.56 |  | INCLUDED | 0 | 0
34 | 7000014242 | 340 | Substation Works | 1000022819 | 73181500 |  | 18 |  | nuts,bolts,foundation bolts and washer and other accessories forstructures. | MT | 8.91 |  | INCLUDED | 0 | 0
35 | 7000014242 | 350 | Substation Works | 1000022807 | 85462019 |  | 18 |  | INSULATOR HARDWARE & ACCESSORIES ALL COMPLETE ALONG WITH 70 KN B&SDISC INSULATOR ( ONE SET CONSISTING OF 4NOS DISC INSULATOR) AS PERTECHNICAL SPECIFICATION. | SET | 141 |  | INCLUDED | 0 | 0
36 | 7000014242 | 360 | Substation Works | 1000030867 | 76141000 |  | 18 |  | ACSR WOLF CONDUCTOR | KM | 1.381 |  | INCLUDED | 0 | 0
37 | 7000014242 | 370 | Substation Works | 1000037509 | 72125090 |  | 18 |  | 75X8 MS FLAT FOR EARTHING | MT | 35.91 |  | INCLUDED | 0 | 0
38 | 7000014242 | 380 | Substation Works | 1000029996 | 72125090 |  | 18 |  | 60X8MM GALVANISED FLAT FOR RAISER | MT | 5.4 |  | INCLUDED | 0 | 0
39 | 7000014242 | 390 | Substation Works | 1000012682 | 73063010 |  | 18 |  | 40mm x 3000 mm long GI Pipe earth electrode for earth pit alongwithclamping arrangement to connect GI Wire as per TS | EA | 200 |  | INCLUDED | 0 | 0
40 | 7000014242 | 400 | Substation Works | 1000004302 | 72159090 |  | 18 |  | 40 mm MS rod for Main Earthmat | M | 1600 |  | INCLUDED | 0 | 0
41 | 7000014242 | 410 | Substation Works | 1000028395 | 72149990 |  | 18 |  | 20 MM DIA., 3000 MM LONG GI ROD AND OTHER ACCESSORIES AS PER TECHNICALSPECIFICATION. | SET | 229 |  | INCLUDED | 0 | 0
42 | 7000014242 | 420 | Substation Works | 1000029986 | 85446090 |  | 18 |  | SUPPLY OF 11 KV, XLPE INSULATED, ARMORED ALUMINIUM CABLE AS PERTS - 3CX120 SQ. MM | M | 1600 |  | INCLUDED | 0 | 0
43 | 7000014242 | 430 | Substation Works | 1000029994 | 85479090 |  | 28 |  | END TERMINATION KIT SUITABLE FOR TERMINATION IN CABLE BOX ON 11KVSIDE OF TRANSFORMER FOR 3CX120 SQ. MM CABLE | SET | 16 |  | INCLUDED | 0 | 0
44 | 7000014242 | 440 | Substation Works | 1000029991 | 85479090 |  | 28 |  | END TERMINATION KIT SUITABLE FOR TERMINATION IN 11 KV INDOOR VCBPANEL FOR 3CX120 SQ. MM CABLE | SET | 32 |  | INCLUDED | 0 | 0
45 | 7000014242 | 450 | Substation Works | 1000029992 | 85479090 |  | 28 |  | OUTDOOR END TERMINATION KIT (REQUIRED AT DOUBLE POLE STRUCTURE ) FOR11 KV 3CX120 SQ. MM. CABLE | SET | 16 |  | INCLUDED | 0 | 0
46 | 7000014242 | 460 | Substation Works | 1000000496 | 85446020 |  | 18 |  | 1.1kV grade 3.5Cx50 sqmm Armoured (PVC) Power Cable | M | 600 |  | INCLUDED | 0 | 0
47 | 7000014242 | 470 | Substation Works | 1000000512 | 85446020 |  | 18 |  | 1.1kV grade 4Cx16 sqmm (PVC) Power Cable | M | 1200 |  | INCLUDED | 0 | 0
48 | 7000014242 | 480 | Substation Works | 1000000476 | 85446020 |  | 18 |  | 1.1kV grade 2Cx10 sqmm Armoured (PVC) Power Cable | M | 480 |  | INCLUDED | 0 | 0
49 | 7000014242 | 490 | Substation Works | 1000000480 | 85446020 |  | 18 |  | 1.1kV grade 2Cx2.5 sqmm Control Cable | M | 1890 |  | INCLUDED | 0 | 0
50 | 7000014242 | 500 | Substation Works | 1000000520 | 85446020 |  | 18 |  | 1.1kV grade 5Cx2.5 sqmm Control Cable | M | 6480 |  | INCLUDED | 0 | 0
51 | 7000014242 | 510 | Substation Works | 1000000446 | 85446020 |  | 18 |  | 1.1kV grade 10Cx2.5 sqmm Control Cable | M | 3240 |  | INCLUDED | 0 | 0
52 | 7000014242 | 520 | Substation Works | 1000000450 | 85446020 |  | 18 |  | 1.1kV grade 12Cx2.5 sqmm Control Cable | M | 800 |  | INCLUDED | 0 | 0
53 | 7000014242 | 530 | Substation Works | 1000028408 | 85371000 |  | 18 |  | 33KV CONTROL & RELAY PANEL ALONGWITH E/F & O/C RELAYS, MIMIC DIAGRAM,VOLTMETER, AMMETER, ANNUNCIATION WINDOWS WITH ANNUNCIATION RELAYS ANDOTHER COMPONENTS ETC AS PER TS FOR CONTROLLING POWER TRANSFORMER 33 KVVCB WITH STATIC TRI-VECTOR ENERGY METER | SET | 16 |  | INCLUDED | 0 | 0
54 | 7000014242 | 540 | Substation Works | 1000028406 | 85371000 |  | 18 |  | 33KV CONTROL & RELAY PANEL ALONGWITH E/F & O/C RELAYS, MIMIC DIAGRAM,VOLTMETER, AMMETER, ANNUNCIATION WINDOWS WITH ANNUNCIATION RELAYS ANDOTHER COMPONENTS ETC AS PER TS FOR CONTROLLING 33 KV FEEDER VCB WITHSTATIC TRI-VECTOR ENERGY METER | SET | 11 |  | INCLUDED | 0 | 0
55 | 7000014242 | 550 | Substation Works | 1000022778 | 85352121 |  | 18 |  | Supply of 11 kV, 630 Amp C&R Cum VCBPanel for incoming 11 kV feeder withPT. | EA | 16 |  | INCLUDED | 0 | 0
56 | 7000014242 | 560 | Substation Works | 1000022776 | 85352121 |  | 18 |  | Supply of 11 kV, 630 Amp C&R Cum VCBPanel for 11 kV Bus Coupler. | EA | 8 |  | INCLUDED | 0 | 0
57 | 7000014242 | 570 | Substation Works | 1000022777 | 85352121 |  | 18 |  | Supply of 11 kV, 630 Amp C&R Cum VCBPanel for Out-Going 11 kV feeder | EA | 16 |  | INCLUDED | 0 | 0
58 | 7000014242 | 580 | Substation Works | 1000000571 | 85073000 |  | 28 |  | 110V, 150AH, Ni-Cd type Battery Set andall other accessories complete. | SET | 9 |  | INCLUDED | 0 | 0
59 | 7000014242 | 590 | Substation Works | 1000000567 | 85044030 |  | 18 |  | 110 V, Float-Cum-Boost Battery Chargerwith full wave, full controlrectification, 50Hz Input Voltage forcharging 110V, 150AH Battery alongwithinbuit DCDB, connectors etc. completeand conection with 110V, 150AH BatterySet and single phase AC input supply. | SET | 9 |  | INCLUDED | 0 | 0
60 | 7000014242 | 600 | Substation Works | 1000004303 | 85371000 |  | 18 |  | 415V AC Distribution Board (ACDB) as per Technical Specification | SET | 9 |  | INCLUDED | 0 | 0
61 | 7000014242 | 610 | Substation Works | 1000028787 | 85371000 |  | 18 |  | BAY MARSHELLING KIOSK COMPLETE AS PER TS | EA | 17 |  | INCLUDED | 0 | 0
62 | 7000014242 | 620 | Substation Works | 1000022818 | 85371000 |  | 18 |  | LIGHTING SYSTEM COMPLETE FOR SWITCHYARD INCLUDING MAINGATE &SUBSTATION BOUNDARY AS PER TS | EA | 8 |  | INCLUDED | 0 | 0
63 | 7000014242 | 630 | Substation Works | 1000022817 | 94054090 |  | 12 |  | LIGHTING SYSTEM COMPLETE FOR CONTROL ROOM BUILDING AS PER TS | EA | 8 |  | INCLUDED | 0 | 0
64 | 7000014242 | 640 | Substation Works | 1000022811 | 76169990 |  | 18 |  | CLAMP & CONNECTORS ETC FOR SUB-STATION HAVING 2 NOS. 33/11 KVTRANSFORMERS, 1 NO. 33 KV LINE | SET | 7 |  | INCLUDED | 0 | 0
65 | 7000014242 | 650 | Substation Works | 1000033204 | 76169990 |  | 18 |  | CLAMP & CONNECTORS ETC FOR SUB-STATION HAVING 2 NOS. 33/11 KVTRANSFORMERS, 3 NOS. 33 KV LINE | SET | 1 |  | INCLUDED | 0 | 0
66 | 7000014242 | 660 | Substation Works | 1000029988 | 76169990 |  | 18 |  | CLAMP & CONNECTORS ETC FOR 1 NEW 33 KV LINE BAY IN EXISTING S/S | LOT | 1 |  | INCLUDED | 0 | 0
67 | 7000014242 | 670 | Substation Works | 1000022798 | 85359030 |  | 18 |  | 33 kV , 400 Amp, 3 phase , verticalmounted AB switch as per TS | EA | 8 |  | INCLUDED | 0 | 0
68 | 7000014242 | 680 | Substation Works | 1000028100 | 85049010 |  | 18 |  | 36 kV, 3-Ph Horn Gap Fuse as per Technical Specification | EA | 8 |  | INCLUDED | 0 | 0
69 | 7000014242 | 690 | Substation Works | 1000022782 | 85359030 |  | 18 |  | 11 kV , 400 Amp,3 phase , verticalmounted AB switch for Outgoing DP asper TS | EA | 16 |  | INCLUDED | 0 | 0
70 | 7000014242 | 700 | Substation Works | 1000012026 | 84241000 |  | 18 |  | 6Kg dry chemical powered type Portable Fire extinguisher | EA | 8 |  | INCLUDED | 0 | 0
71 | 7000014242 | 710 | Substation Works | 1000012022 | 84241000 |  | 18 |  | 4.5 kg CO2 type Portable Fire extinguisher | EA | 8 |  | INCLUDED | 0 | 0
72 | 7000014242 | 720 | Substation Works | 1000027449 | 84241000 |  | 18 |  | 22.5 kg CO2 type Portable Fire Extinguisher | EA | 8 |  | INCLUDED | 0 | 0
73 | 7000014242 | 730 | Substation Works | 1000025035 | 90303950 |  | 18 |  | Digital IR Measurement Test Kit (2KV -10KV) with all necessary accessoriesas per Technical specification. | EA | 8 |  | INCLUDED | 0 | 0
74 | 7000014242 | 740 | Substation Works | 1000024644 | 90303100 |  | 18 |  | Digital Multimeter for testing | EA | 16 |  | INCLUDED | 0 | 0
75 | 7000014242 | 750 | Substation Works | 1000024639 | 90303390 |  | 18 |  | Digital Earth Tester-Battery (Rechargeable) Operated Earth Resistance/Resistivity Tester | EA | 8 |  | INCLUDED | 0 | 0
76 | 7000014242 | 760 | Substation Works | 1000025500 | 73239990 |  | 12 |  | Supply Stainless Steel oil samplingbottles (one liter capacity) as perTechnical specification | EA | 16 |  | INCLUDED | 0 | 0
77 | 7000014242 | 770 | Substation Works | 1000033187 | 85471090 |  | 28 |  | 11 KV DISCHARGE ROD(1 SET OF 3 RODS) | SET | 8 |  | INCLUDED | 0 | 0
78 | 7000014242 | 780 | Substation Works | 1000033199 | 90303900 |  | 18 |  | BATTERY VOLTAGE TESTER | EA | 16 |  | INCLUDED | 0 | 0
79 | 7000014242 | 790 | Substation Works | 1000033192 | 85471090 |  | 28 |  | 33 KV DISCHARGE ROD (1 SET OF 3 RODS) | SET | 8 |  | INCLUDED | 0 | 0
80 | 7000014242 | 800 | Substation Works | 1000044854 | 84212900 |  | 18 |  | SUPPLY OF OIL FILTRATION MACHINE WITH FILTRATION CAPACITY OF 4K LITREPER HOUR | EA | 1 |  | INCLUDED | 0 | 0
81 | 7000014242 | 810 | Highway Crossing | 1000001990 | 85446090 |  | 18 |  | 33 kV 3Cx300 sq.mm aluminium, armoured XLPE cable | M | 1200 |  | INCLUDED | 0 | 0
82 | 7000014242 | 820 | Highway Crossing | 1000008867 | 85446020 |  | 18 |  | 33 kV Outdoor Termination Kit suitable for 33 kV, 3Cx300 sq.mm XLPEcable | SET | 16 |  | INCLUDED | 0 | 0
83 | 7000014242 | 830 | Highway Crossing | 1000022798 | 85359030 |  | 18 |  | 33 kV , 400 Amp, 3 phase , verticalmounted AB switch as per TS | EA | 8 |  | INCLUDED | 0 | 0
84 | 7000014242 | 840 | OPGW Works | 1000030947 | 85447090 |  | 18 |  | 24 FIBRE (DWSM) OPGW FIBRE OPTIC CABLE (WITH CENTRAL FIBRE OPTIC UNITOF STEEL TUBE DESIGN ) | KM | 273 |  | INCLUDED | 0 | 0
85 | 7000014242 | 850 | OPGW Works | 1000020444 | 82057000 |  | 18 |  | Suspension clamp assembly for 24 fibre OPGW | EA | 5440 |  | INCLUDED | 0 | 0
86 | 7000014242 | 860 | OPGW Works | 1000010558 | 82057000 |  | 18 |  | Dead end Tension clamp for 24 fibre OPGW | EA | 16 |  | INCLUDED | 0 | 0
87 | 7000014242 | 870 | OPGW Works | 1000031039 | 82057000 |  | 18 |  | TENSION FITTINGS ASSEMBLY FOR 24F OPGW INCLUDING ALL ACCESSORIES FORJOINT BOX (SPLICING) LOCATION | SET | 137 |  | INCLUDED | 0 | 0
88 | 7000014242 | 880 | OPGW Works | 1000017489 | 82057000 |  | 18 |  | Passing Tension clamp for 24 fibre OPGW | EA | 955 |  | INCLUDED | 0 | 0
89 | 7000014242 | 890 | OPGW Works | 1000031041 | 82057000 |  | 18 |  | TENSION FITTINGS ASSEMBLY ON SUSPENSION TOWER FOR 24F OPGW INCLUDINGALL ACCESSORIES AT JOINT BOX (SPLICING) LOCATION | SET | 20 |  | INCLUDED | 0 | 0
90 | 7000014242 | 900 | OPGW Works | 1000010817 | 82057000 |  | 18 |  | Down Lead clamp Assembly for 24 fibre OPGW | EA | 1530 |  | INCLUDED | 0 | 0
91 | 7000014242 | 910 | OPGW Works | 1000022417 | 82057000 |  | 18 |  | Vibration Damper for 24 fibre OPGW | EA | 50 |  | INCLUDED | 0 | 0
92 | 7000014242 | 920 | OPGW Works | 1000014198 | 85353090 |  | 18 |  | Joint Box for 24 fibre OPGW | EA | 137 |  | INCLUDED | 0 | 0
93 | 7000014242 | 930 | OPGW Works | 1000030834 | 85447090 |  | 18 |  | 24 FIBRE ADSS | KM | 20 |  | INCLUDED | 0 | 0
94 | 7000014242 | 940 | OPGW Works | 1000034328 | 82057000 |  | 18 |  | INSTALLATION HARDWARE SET FOR 24F ARIEL (ADSS) FIBRE OPTIC CABLINGINCLUDING ALL CABLE FITTINGS & ACCESSORIES EXCEPT JOINT BOX. | SET | 20 |  | INCLUDED | 0 | 0
95 | 7000014242 | 950 | OPGW Works | 1000014198 | 85353090 |  | 18 |  | Joint Box for 24 fibre OPGW | EA | 10 |  | INCLUDED | 0 | 0
96 | 7000014242 | 960 | OPGW Works | 1000026276 | 85389000 |  | 18 |  | Fiber optic cable (Unarmoured) | M | 4000 |  | INCLUDED | 0 | 0
97 | 7000014242 | 970 | OPGW Works | 1000023340 | 85444992 |  | 28 |  | Joint box 24Fibre | EA | 3 |  | INCLUDED | 0 | 0
98 | 7000014242 | 980 | OPGW Works | 1000012674 | 73063010 |  | 18 |  | GI Pipe 100mm dia | M | 100 |  | INCLUDED | 0 | 0
99 | 7000014242 | 990 | OPGW Works | 1000023654 | 68109100 |  | 28 |  | RCC Hume pipe (NP3) 100mm (inside) | M | 40 |  | INCLUDED | 0 | 0
100 | 7000014242 | 1000 | OPGW Works | 1000023514 | 39172190 |  | 18 |  | PLB HDPE pipe O.D. 40 mm Including accessories as per technicalSpecification. | M | 4000 |  | INCLUDED | 0 | 0
101 | 7000014242 | 1010 | OPGW Works | 1000023470 | 85372000 |  | 18 |  | OPGW Fibre Optic Distribution Panel (FODP): Indoor Type: 48F | EA | 11 |  | INCLUDED | 0 | 0
102 | 7000014242 | 1020 | OPGW Works | 1000023471 | 85372000 |  | 18 |  | OPGW Fibre Optic Distribution Panel (FODP): Indoor Type: 96F | EA | 2 |  | INCLUDED | 0 | 0
103 | 7000014242 | 1030 | OPGW Works | 1000037545 | 85447090 |  | 18 |  | 24F (DWSM) APPROACH FIBRE OPTIC CABLE | KM | 8 |  | INCLUDED | 0 | 0
104 | 7000014242 | 1040 | OPGW Works | 1000013927 | 39269079 |  | 28 |  | Installation hardware set for above 24 Fibre, Fibre Optic ApproachCable | SET | 8 |  | INCLUDED | 0 | 0
105 | 7000014242 | 1050 | 66KV S/C Line | 1000015274 | 73082011 |  | 18 |  | Fabrication, galvanising & supply of various types of towers & towerparts, tower/leg extensions (complete) excluding step bolt, stubs andbolts & nuts but including hangers, D-Shackles, pack washers etc.-MSSteel for Normal Towers | MT | 10.413 |  | INCLUDED | 0 | 0
106 | 7000014242 | 1060 | 66KV S/C Line | 1000013391 | 73082011 |  | 18 |  | Fabrication, galvanising & supply of various types of towers & towerparts, tower/leg extensions (complete) excluding step bolt, stubs andbolts & nuts but including hangers, D-Shackles, pack washers etc.-HTSteel for Normal Towers | MT | 6 |  | INCLUDED | 0 | 0
107 | 7000014242 | 1070 | 66KV S/C Line | 1000015276 | 73082011 |  | 18 |  | Fabrication, galvanising & supply of stubs with cleats for varioustypes of towers and tower extensions(complete) with packwashers excluding supply of bolts & nuts-MS Steel for Normal Towers | MT | 0.078 |  | INCLUDED | 0 | 0
108 | 7000014242 | 1080 | 66KV S/C Line | 1000013393 | 73082011 |  | 18 |  | Fabrication, galvanising & supply of stubs with cleats for varioustypes of towers and tower extensions(complete) with packwashers excluding supply of bolts & nuts-HT Steel for Normal Towers | MT | 1.113 |  | INCLUDED | 0 | 0
109 | 7000014242 | 1090 | 66KV S/C Line | 1000013472 | 73181500 |  | 18 |  | Supply of Hexagonal Bolts & Nuts for towers including Step Bolts, SpringWashers etc. | MT | 1.423 |  | INCLUDED | 0 | 0
110 | 7000014242 | 1100 | 66KV S/C Line | 1000007847 | 73181500 |  | 18 |  | Supply of Bolts & Nuts for Stubs including Spring Washers etc. | MT | 0.069 |  | INCLUDED | 0 | 0
111 | 7000014242 | 1110 | 66KV S/C Line | 1000010003 | 73082011 |  | 18 |  | Supply of Counterpoise type (120 m length) | EA | 8 |  | INCLUDED | 0 | 0
112 | 7000014242 | 1120 | 66KV S/C Line | 1000032563 | 73082011 |  | 18 |  | DANGER PLATE FOR 66 KV | EA | 8 |  | INCLUDED | 0 | 0
113 | 7000014242 | 1130 | 66KV S/C Line | 1000034828 | 73082011 |  | 18 |  | NUMBER PLATE FOR 66 KV TOWER | EA | 8 |  | INCLUDED | 0 | 0
114 | 7000014242 | 1140 | 66KV S/C Line | 1000017508 | 73082011 |  | 18 |  | Phase Plate (Set of three) | SET | 8 |  | INCLUDED | 0 | 0
115 | 7000014242 | 1150 | 66KV S/C Line | 1000006779 | 73082011 |  | 18 |  | Supply of Anti-Climbing Devices ofBarbed Wire Type | SET | 8 |  | INCLUDED | 0 | 0
116 | 7000014242 | 1160 | 66KV S/C Line | 1000030857 | 76141000 |  | 18 |  | ACSR DOG CONDUCTOR | KM | 5.25 |  | INCLUDED | 0 | 0
117 | 7000014242 | 1170 | 66KV S/C Line | 1000034331 | 85469090 |  | 18 |  | COMPOSITE LONGROD INSULATOR - 66KV - 45KN (LENGTH 1160 MM) | EA | 48 |  | INCLUDED | 0 | 0
118 | 7000014242 | 1180 | 66KV S/C Line | 1000034337 | 73082011 |  | 18 |  | SINGLE TENSION STRING-66KV ACSR DOG CONDUCTOR | EA | 48 |  | INCLUDED | 0 | 0
119 | 7000014242 | 1190 | 66KV S/C Line | 1000015512 | 76169990 |  | 18 |  | Mid Span Compression Joint for Conductor-ACSR Dog | EA | 3 |  | INCLUDED | 0 | 0
120 | 7000014242 | 1200 | 66KV S/C Line | 1000018441 | 76169990 |  | 18 |  | Repair Sleeve for Conductor-ACSR Dog | EA | 1 |  | INCLUDED | 0 | 0
121 | 7000014242 | 1210 | 66KV S/C Line | 1000022429 | 73082011 |  | 18 |  | Vibration Damper for Conductor-ACSR Dog | EA | 48 |  | INCLUDED | 0 | 0
122 | 7000014242 | 1260 | Spare for OPGW works | 1000030947 | 85447090 |  | 18 |  | 24 FIBRE (DWSM) OPGW FIBRE OPTIC CABLE (WITH CENTRAL FIBRE OPTIC UNITOF STEEL TUBE DESIGN ) | KM | 5 |  | INCLUDED | 0 | 0
123 | 7000014242 | 1270 | Spare for OPGW works | 1000020444 | 82057000 |  | 18 |  | Suspension clamp assembly for 24 fibre OPGW | EA | 54 |  | INCLUDED | 0 | 0
124 | 7000014242 | 1280 | Spare for OPGW works | 1000010558 | 82057000 |  | 18 |  | Dead end Tension clamp for 24 fibre OPGW | EA | 1 |  | INCLUDED | 0 | 0
125 | 7000014242 | 1290 | Spare for OPGW works | 1000031039 | 82057000 |  | 18 |  | TENSION FITTINGS ASSEMBLY FOR 24F OPGW INCLUDING ALL ACCESSORIES FORJOINT BOX (SPLICING) LOCATION | SET | 2 |  | INCLUDED | 0 | 0
126 | 7000014242 | 1300 | Spare for OPGW works | 1000017489 | 82057000 |  | 18 |  | Passing Tension clamp for 24 fibre OPGW | EA | 10 |  | INCLUDED | 0 | 0
127 | 7000014242 | 1310 | Spare for OPGW works | 1000031041 | 82057000 |  | 18 |  | TENSION FITTINGS ASSEMBLY ON SUSPENSION TOWER FOR 24F OPGW INCLUDINGALL ACCESSORIES AT JOINT BOX (SPLICING) LOCATION | SET | 1 |  | INCLUDED | 0 | 0
128 | 7000014242 | 1320 | Spare for OPGW works | 1000010817 | 82057000 |  | 18 |  | Down Lead clamp Assembly for 24 fibre OPGW | EA | 16 |  | INCLUDED | 0 | 0
129 | 7000014242 | 1330 | Spare for OPGW works | 1000022417 | 82057000 |  | 18 |  | Vibration Damper for 24 fibre OPGW | EA | 5 |  | INCLUDED | 0 | 0
130 | 7000014242 | 1340 | Spare for OPGW works | 1000014198 | 85353090 |  | 18 |  | Joint Box for 24 fibre OPGW | EA | 2 |  | INCLUDED | 0 | 0
131 | 7000014242 | 1350 | Spare for OPGW works | 1000030834 | 85447090 |  | 18 |  | 24 FIBRE ADSS | KM | 5 |  | INCLUDED | 0 | 0
132 | 7000014242 | 1360 | Spare for OPGW works | 1000034328 | 82057000 |  | 18 |  | INSTALLATION HARDWARE SET FOR 24F ARIEL (ADSS) FIBRE OPTIC CABLINGINCLUDING ALL CABLE FITTINGS & ACCESSORIES EXCEPT JOINT BOX. | SET | 5 |  | INCLUDED | 0 | 0
133 | 7000014242 | 1370 | Spare for OPGW works | 1000014198 | 85353090 |  | 18 |  | Joint Box for 24 fibre OPGW | EA | 2 |  | INCLUDED | 0 | 0
134 | 7000014242 | 1380 | Spare for OPGW works | 1000026276 | 85389000 |  | 18 |  | Fiber optic cable (Unarmoured) | M | 4000 |  | INCLUDED | 0 | 0
135 | 7000014242 | 1390 | Spare for OPGW works | 1000023340 | 85444992 |  | 28 |  | Joint box 24Fibre | EA | 2 |  | INCLUDED | 0 | 0
136 | 7000014242 | 1400 | Spare for OPGW works | 1000037545 | 85447090 |  | 18 |  | 24F (DWSM) APPROACH FIBRE OPTIC CABLE | KM | 2 |  | INCLUDED | 0 | 0
137 | 7000014242 | 1410 | Spare for OPGW works | 1000013927 | 39269079 |  | 28 |  | Installation hardware set for above 24 Fibre, Fibre Optic ApproachCable | SET | 2 |  | INCLUDED | 0 | 0
10: Total Ex-Works Price; 14=12*13: 0 |  | 0 | 1 | 0
[9 empty] | Total Type Test charges as per Schedule-7 |  |  |  | 0
[9 empty] | Total Ex-works Price including Type Test charges |  |  |  | 0
| Note : | # In case the bidder leaves the cell for confirmation of the HSN code and/or GST rate “blank”, the HSN code and corresponding GST rate indicated by the Employer shall be deemed to be the one confirmed by the Bidder.
3.08
| Date : | -- | [8 empty] | Printed Name : | 0
| Place : | 0 | [8 empty] | Designation : | 0
Click for Sch-2

## Sch-2
Specification No.: CC-CS/1073-NER/REW-4244/3/G2 | [8 empty] | Schedule - 2
Package ARP-DMS-05A for distribution works in Arunachal Pradesh under Comprehensive Scheme for Strengthening of Transmission & Distribution system in NER & Sikkim: Intra State - Arunachal Pradesh.
(SCHEDULE OF RATES AND PRICES)
Bidder’s Name and Address (Lead Partner) : | [7 empty] | To:
Contract Services
Name : | [7 empty] | Power Grid Corporation of India Ltd.,
Address : | [7 empty] | "Saudamini", Plot No.-2
Sector-29,
Gurgaon (Haryana) - 122001
Local Transportation, In-transit Insurance, loading and unloading
All Prices are in Indian Rupees.
SI. No. | PR No | PR Line Item No | Activity Description | Material Code | Description | Unit | Quantity | Unit Freight, In-transit Insurance, loading & unloading Charges | Total Freight, In-transit Insurance, loading & unloading Charges
1 | 2 | 3 | 4 | 5 | 6 | 7 | 8 | 9 | 10=8*9
(I) | PKG DMS WORKS: ARP-DMS-05A
1 | 7000014242 | 10 | 33KV Line with Racoon Conductor | 1000030863 | ACSR RACOON CONDUCTOR | KM | 854.95 |  | INCLUDED
2 | 7000014242 | 20 | 33KV Line with Racoon Conductor | 1000022827 | Galvanised STEEL TUBULAR POLE 540 MPA, SP64, 12 METER | EA | 5194 |  | INCLUDED
3 | 7000014242 | 30 | 33KV Line with Racoon Conductor | 1000044624 | GALVANISED STEEL TUBULAR 12 MTS. 540,SP-64 POLE, MADE FROM STEELGRADE E410C | EA | 655 |  | INCLUDED
4 | 7000014242 | 40 | 33KV Line with Racoon Conductor | 1000022825 | STEEL TUBULAR POLE 540 MPA, SP76, 14.5 METER | EA | 590 |  | INCLUDED
5 | 7000014242 | 50 | 33KV Line with Racoon Conductor | 1000044623 | GALVANISED STEEL TUBULAR 14.5 MTS. 540,SP-76 POLE, MADE FROM STEELGRADE E410C | EA | 66 |  | INCLUDED
6 | 7000014242 | 60 | 33KV Line with Racoon Conductor | 1000022813 | Fabrication and Supply of M.S. Galvanised items- Pole Top Bracket,V-Cross arm, Back Clamps for V-Cross arm , D P Channel, D P Channelclamp, Stay clamps angle, Stay clamps side, D P cross bracing &clamps,Guarding arm etc etc. complete as required. | MT | 379.4 |  | INCLUDED
7 | 7000014242 | 70 | 33KV Line with Racoon Conductor | 1000022819 | nuts,bolts,foundation bolts and washer and other accessories forstructures. | MT | 37.935 |  | INCLUDED
8 | 7000014242 | 80 | 33KV Line with Racoon Conductor | 1000022795 | 33 KV PORCELAIN PIN INSULATOR WITH 900 MM CREEPAGE DISTANCE ALONGWITH10 KN PIN, NUT AND WASHERS COMPLETE AS PER TS | SET | 16260 |  | INCLUDED
9 | 7000014242 | 90 | 33KV Line with Racoon Conductor | 1000022806 | INSULATOR HARDWARE & ACCESSORIES ALL COMPLETE ALONG WITH 70 KN B&SDISC INSULATOR ( ONE SET CONSISTING OF 3 NOS DISC INSULATOR) AS PER TS | SET | 4586 |  | INCLUDED
10 | 7000014242 | 100 | 33KV Line with Racoon Conductor | 1000022807 | INSULATOR HARDWARE & ACCESSORIES ALL COMPLETE ALONG WITH 70 KN B&SDISC INSULATOR ( ONE SET CONSISTING OF 4NOS DISC INSULATOR) AS PERTECHNICAL SPECIFICATION. | SET | 1966 |  | INCLUDED
11 | 7000014242 | 110 | 33KV Line with Racoon Conductor | 1000022824 | PREFORMED INSULATOR BINDINGS (SUITABLE FOR ACSR CONDUCTOR) FOR 33 KVPIN INSULATOR | SET | 16260 |  | INCLUDED
12 | 7000014242 | 120 | 33KV Line with Racoon Conductor | 1000022796 | 33 kV Stay set complete including Hardware, Stay wire (7/10 SWG), insulator etc as per TS | SET | 5690 |  | INCLUDED
13 | 7000014242 | 130 | 33KV Line with Racoon Conductor | 1000022814 | GUY STRAIN INSULATORS DESIGNATION 'C' | EA | 11380 |  | INCLUDED
14 | 7000014242 | 140 | 33KV Line with Racoon Conductor | 1000022805 | Stay wire (7/8 SWG) | KG | 50356.95 |  | INCLUDED
15 | 7000014242 | 150 | 33KV Line with Racoon Conductor | 1000032344 | 8SWG GI WIRE FOR PROTECTIVE GUARDING & EARTHING AS PER TS | KG | 86406.14 |  | INCLUDED
16 | 7000014242 | 160 | 33KV Line with Racoon Conductor | 1000012682 | 40mm x 3000 mm long GI Pipe earth electrode for earth pit alongwithclamping arrangement to connect GI Wire as per TS | EA | 1092 |  | INCLUDED
17 | 7000014242 | 170 | Substation Works | 1000001109 | 2.5MVA, 33/11 kV power transformer with Cu winding along with allaccessories and oil | EA | 16 |  | INCLUDED
18 | 7000014242 | 180 | Substation Works | 1000022797 | Supply of 33 kV , 1250 Amp 25kA 3 phaseVaccum Circuit Breaker with structure(combined structure to facilitatemounting of CT's as per apprd drg)andall accessories as per TS | EA | 27 |  | INCLUDED
19 | 7000014242 | 190 | Substation Works | 1000002094 | 36 kV, 630A, 25 KA, 3-Phase DoubleBreak Isolator without E/S | EA | 36 |  | INCLUDED
20 | 7000014242 | 200 | Substation Works | 1000002095 | 36 kV, 630A, 25 KA, 3-Phase DoubleBreak Isolator with one E/S | EA | 11 |  | INCLUDED
21 | 7000014242 | 210 | Substation Works | 1000000001 | Supply of 33 kV, 1 phase , 300-150/1-1 Amp Current transformer (longwithall accessories as per TS | EA | 81 |  | INCLUDED
22 | 7000014242 | 220 | Substation Works | 1000020373 | Supply of 30 kV, 1 phase, 10 KA porcelain housing ZnO LA with allaccessories as per TS | EA | 105 |  | INCLUDED
23 | 7000014242 | 230 | Substation Works | 1000020375 | Supply of 9 kV, 1 phase, 10 KA porcelain housing ZnO LA with allaccessories as per TS | EA | 96 |  | INCLUDED
24 | 7000014242 | 240 | Substation Works | 1000000269 | Supply of 33/?3 kV/110 /?3 Volts, 1 phase PT alongwith all accessoriesas per TS | EA | 81 |  | INCLUDED
25 | 7000014242 | 250 | Substation Works | 1000044608 | 33 KV SOLID CORE BUS POST INSULATORS, FITTINGS AND ACCESSORIES | SET | 49 |  | INCLUDED
26 | 7000014242 | 260 | Substation Works | 1000044609 | 45 KV SOLID CORE BUS POST INSULATORS, FITTINGS AND ACCESSORIES | SET | 5 |  | INCLUDED
27 | 7000014242 | 270 | Substation Works | 1000028385 | 100 KVA, 33/0.433 KV, 3 PH, 50 HZ, ONAN, OUTDOOR STATION TRANSFORMERON DOUBLE POLE STRUCTURE ALONG WITH TRANSFORMER OIL AND ALLACCESSORIES AS PER TS. | EA | 8 |  | INCLUDED
28 | 7000014242 | 280 | Substation Works | 1000022827 | Galvanised STEEL TUBULAR POLE 540 MPA, SP64, 12 METER | EA | 43 |  | INCLUDED
29 | 7000014242 | 290 | Substation Works | 1000044624 | GALVANISED STEEL TUBULAR 12 MTS. 540,SP-64 POLE, MADE FROM STEELGRADE E410C | EA | 5 |  | INCLUDED
30 | 7000014242 | 300 | Substation Works | 1000015954 | Fabrication, galvanising and supply of Lattice Structures (MS Steel),to be designed during detailed engineering, for towers, beams andequipment support structure including pack plates / packwashers andgusset plates excluding fasteners and foundation bolts | MT | 57.13 |  | INCLUDED
31 | 7000014242 | 310 | Substation Works | 1000044621 | GALVANISED FABRICATED STRUCTURE FOR 33 KV BUS & LINE GANTRY- GRADE CSTEEL STRUCTURE AS PER IS 2062 | MT | 6.34 |  | INCLUDED
32 | 7000014242 | 320 | Substation Works | 1000022813 | Fabrication and Supply of M.S. Galvanised items- Pole Top Bracket,V-Cross arm, Back Clamps for V-Cross arm , D P Channel, D P Channelclamp, Stay clamps angle, Stay clamps side, D P cross bracing &clamps,Guarding arm etc etc. complete as required. | MT | 23.04 |  | INCLUDED
33 | 7000014242 | 330 | Substation Works | 1000044622 | GALVANISED FABRICATED STRUCTURE FOR STATION TRANSFORMER, DP STRUCTUREFOR OUTGOING 11 KV FEEDERS, PORECLAIN LA, ISOLATOR, BUS COUPLERISOLATOR & BUS POST INSULATOR- GRADE C STEEL STRUCTURE AS PER IS 2062 | MT | 2.56 |  | INCLUDED
34 | 7000014242 | 340 | Substation Works | 1000022819 | nuts,bolts,foundation bolts and washer and other accessories forstructures. | MT | 8.91 |  | INCLUDED
35 | 7000014242 | 350 | Substation Works | 1000022807 | INSULATOR HARDWARE & ACCESSORIES ALL COMPLETE ALONG WITH 70 KN B&SDISC INSULATOR ( ONE SET CONSISTING OF 4NOS DISC INSULATOR) AS PERTECHNICAL SPECIFICATION. | SET | 141 |  | INCLUDED
36 | 7000014242 | 360 | Substation Works | 1000030867 | ACSR WOLF CONDUCTOR | KM | 1.381 |  | INCLUDED
37 | 7000014242 | 370 | Substation Works | 1000037509 | 75X8 MS FLAT FOR EARTHING | MT | 35.91 |  | INCLUDED
38 | 7000014242 | 380 | Substation Works | 1000029996 | 60X8MM GALVANISED FLAT FOR RAISER | MT | 5.4 |  | INCLUDED
39 | 7000014242 | 390 | Substation Works | 1000012682 | 40mm x 3000 mm long GI Pipe earth electrode for earth pit alongwithclamping arrangement to connect GI Wire as per TS | EA | 200 |  | INCLUDED
40 | 7000014242 | 400 | Substation Works | 1000004302 | 40 mm MS rod for Main Earthmat | M | 1600 |  | INCLUDED
41 | 7000014242 | 410 | Substation Works | 1000028395 | 20 MM DIA., 3000 MM LONG GI ROD AND OTHER ACCESSORIES AS PER TECHNICALSPECIFICATION. | SET | 229 |  | INCLUDED
42 | 7000014242 | 420 | Substation Works | 1000029986 | SUPPLY OF 11 KV, XLPE INSULATED, ARMORED ALUMINIUM CABLE AS PERTS - 3CX120 SQ. MM | M | 1600 |  | INCLUDED
43 | 7000014242 | 430 | Substation Works | 1000029994 | END TERMINATION KIT SUITABLE FOR TERMINATION IN CABLE BOX ON 11KVSIDE OF TRANSFORMER FOR 3CX120 SQ. MM CABLE | SET | 16 |  | INCLUDED
44 | 7000014242 | 440 | Substation Works | 1000029991 | END TERMINATION KIT SUITABLE FOR TERMINATION IN 11 KV INDOOR VCBPANEL FOR 3CX120 SQ. MM CABLE | SET | 32 |  | INCLUDED
45 | 7000014242 | 450 | Substation Works | 1000029992 | OUTDOOR END TERMINATION KIT (REQUIRED AT DOUBLE POLE STRUCTURE ) FOR11 KV 3CX120 SQ. MM. CABLE | SET | 16 |  | INCLUDED
46 | 7000014242 | 460 | Substation Works | 1000000496 | 1.1kV grade 3.5Cx50 sqmm Armoured (PVC) Power Cable | M | 600 |  | INCLUDED
47 | 7000014242 | 470 | Substation Works | 1000000512 | 1.1kV grade 4Cx16 sqmm (PVC) Power Cable | M | 1200 |  | INCLUDED
48 | 7000014242 | 480 | Substation Works | 1000000476 | 1.1kV grade 2Cx10 sqmm Armoured (PVC) Power Cable | M | 480 |  | INCLUDED
49 | 7000014242 | 490 | Substation Works | 1000000480 | 1.1kV grade 2Cx2.5 sqmm Control Cable | M | 1890 |  | INCLUDED
50 | 7000014242 | 500 | Substation Works | 1000000520 | 1.1kV grade 5Cx2.5 sqmm Control Cable | M | 6480 |  | INCLUDED
51 | 7000014242 | 510 | Substation Works | 1000000446 | 1.1kV grade 10Cx2.5 sqmm Control Cable | M | 3240 |  | INCLUDED
52 | 7000014242 | 520 | Substation Works | 1000000450 | 1.1kV grade 12Cx2.5 sqmm Control Cable | M | 800 |  | INCLUDED
53 | 7000014242 | 530 | Substation Works | 1000028408 | 33KV CONTROL & RELAY PANEL ALONGWITH E/F & O/C RELAYS, MIMIC DIAGRAM,VOLTMETER, AMMETER, ANNUNCIATION WINDOWS WITH ANNUNCIATION RELAYS ANDOTHER COMPONENTS ETC AS PER TS FOR CONTROLLING POWER TRANSFORMER 33 KVVCB WITH STATIC TRI-VECTOR ENERGY METER | SET | 16 |  | INCLUDED
54 | 7000014242 | 540 | Substation Works | 1000028406 | 33KV CONTROL & RELAY PANEL ALONGWITH E/F & O/C RELAYS, MIMIC DIAGRAM,VOLTMETER, AMMETER, ANNUNCIATION WINDOWS WITH ANNUNCIATION RELAYS ANDOTHER COMPONENTS ETC AS PER TS FOR CONTROLLING 33 KV FEEDER VCB WITHSTATIC TRI-VECTOR ENERGY METER | SET | 11 |  | INCLUDED
55 | 7000014242 | 550 | Substation Works | 1000022778 | Supply of 11 kV, 630 Amp C&R Cum VCBPanel for incoming 11 kV feeder withPT. | EA | 16 |  | INCLUDED
56 | 7000014242 | 560 | Substation Works | 1000022776 | Supply of 11 kV, 630 Amp C&R Cum VCBPanel for 11 kV Bus Coupler. | EA | 8 |  | INCLUDED
57 | 7000014242 | 570 | Substation Works | 1000022777 | Supply of 11 kV, 630 Amp C&R Cum VCBPanel for Out-Going 11 kV feeder | EA | 16 |  | INCLUDED
58 | 7000014242 | 580 | Substation Works | 1000000571 | 110V, 150AH, Ni-Cd type Battery Set andall other accessories complete. | SET | 9 |  | INCLUDED
59 | 7000014242 | 590 | Substation Works | 1000000567 | 110 V, Float-Cum-Boost Battery Chargerwith full wave, full controlrectification, 50Hz Input Voltage forcharging 110V, 150AH Battery alongwithinbuit DCDB, connectors etc. completeand conection with 110V, 150AH BatterySet and single phase AC input supply. | SET | 9 |  | INCLUDED
60 | 7000014242 | 600 | Substation Works | 1000004303 | 415V AC Distribution Board (ACDB) as per Technical Specification | SET | 9 |  | INCLUDED
61 | 7000014242 | 610 | Substation Works | 1000028787 | BAY MARSHELLING KIOSK COMPLETE AS PER TS | EA | 17 |  | INCLUDED
62 | 7000014242 | 620 | Substation Works | 1000022818 | LIGHTING SYSTEM COMPLETE FOR SWITCHYARD INCLUDING MAINGATE &SUBSTATION BOUNDARY AS PER TS | EA | 8 |  | INCLUDED
63 | 7000014242 | 630 | Substation Works | 1000022817 | LIGHTING SYSTEM COMPLETE FOR CONTROL ROOM BUILDING AS PER TS | EA | 8 |  | INCLUDED
64 | 7000014242 | 640 | Substation Works | 1000022811 | CLAMP & CONNECTORS ETC FOR SUB-STATION HAVING 2 NOS. 33/11 KVTRANSFORMERS, 1 NO. 33 KV LINE | SET | 7 |  | INCLUDED
65 | 7000014242 | 650 | Substation Works | 1000033204 | CLAMP & CONNECTORS ETC FOR SUB-STATION HAVING 2 NOS. 33/11 KVTRANSFORMERS, 3 NOS. 33 KV LINE | SET | 1 |  | INCLUDED
66 | 7000014242 | 660 | Substation Works | 1000029988 | CLAMP & CONNECTORS ETC FOR 1 NEW 33 KV LINE BAY IN EXISTING S/S | LOT | 1 |  | INCLUDED
67 | 7000014242 | 670 | Substation Works | 1000022798 | 33 kV , 400 Amp, 3 phase , verticalmounted AB switch as per TS | EA | 8 |  | INCLUDED
68 | 7000014242 | 680 | Substation Works | 1000028100 | 36 kV, 3-Ph Horn Gap Fuse as per Technical Specification | EA | 8 |  | INCLUDED
69 | 7000014242 | 690 | Substation Works | 1000022782 | 11 kV , 400 Amp,3 phase , verticalmounted AB switch for Outgoing DP asper TS | EA | 16 |  | INCLUDED
70 | 7000014242 | 700 | Substation Works | 1000012026 | 6Kg dry chemical powered type Portable Fire extinguisher | EA | 8 |  | INCLUDED
71 | 7000014242 | 710 | Substation Works | 1000012022 | 4.5 kg CO2 type Portable Fire extinguisher | EA | 8 |  | INCLUDED
72 | 7000014242 | 720 | Substation Works | 1000027449 | 22.5 kg CO2 type Portable Fire Extinguisher | EA | 8 |  | INCLUDED
73 | 7000014242 | 730 | Substation Works | 1000025035 | Digital IR Measurement Test Kit (2KV -10KV) with all necessary accessoriesas per Technical specification. | EA | 8 |  | INCLUDED
74 | 7000014242 | 740 | Substation Works | 1000024644 | Digital Multimeter for testing | EA | 16 |  | INCLUDED
75 | 7000014242 | 750 | Substation Works | 1000024639 | Digital Earth Tester-Battery (Rechargeable) Operated Earth Resistance/Resistivity Tester | EA | 8 |  | INCLUDED
76 | 7000014242 | 760 | Substation Works | 1000025500 | Supply Stainless Steel oil samplingbottles (one liter capacity) as perTechnical specification | EA | 16 |  | INCLUDED
77 | 7000014242 | 770 | Substation Works | 1000033187 | 11 KV DISCHARGE ROD(1 SET OF 3 RODS) | SET | 8 |  | INCLUDED
78 | 7000014242 | 780 | Substation Works | 1000033199 | BATTERY VOLTAGE TESTER | EA | 16 |  | INCLUDED
79 | 7000014242 | 790 | Substation Works | 1000033192 | 33 KV DISCHARGE ROD (1 SET OF 3 RODS) | SET | 8 |  | INCLUDED
80 | 7000014242 | 800 | Substation Works | 1000044854 | SUPPLY OF OIL FILTRATION MACHINE WITH FILTRATION CAPACITY OF 4K LITREPER HOUR | EA | 1 |  | INCLUDED
81 | 7000014242 | 810 | Highway Crossing | 1000001990 | 33 kV 3Cx300 sq.mm aluminium, armoured XLPE cable | M | 1200 |  | INCLUDED
82 | 7000014242 | 820 | Highway Crossing | 1000008867 | 33 kV Outdoor Termination Kit suitable for 33 kV, 3Cx300 sq.mm XLPEcable | SET | 16 |  | INCLUDED
83 | 7000014242 | 830 | Highway Crossing | 1000022798 | 33 kV , 400 Amp, 3 phase , verticalmounted AB switch as per TS | EA | 8 |  | INCLUDED
84 | 7000014242 | 840 | OPGW Works | 1000030947 | 24 FIBRE (DWSM) OPGW FIBRE OPTIC CABLE (WITH CENTRAL FIBRE OPTIC UNITOF STEEL TUBE DESIGN ) | KM | 273 |  | INCLUDED
85 | 7000014242 | 850 | OPGW Works | 1000020444 | Suspension clamp assembly for 24 fibre OPGW | EA | 5440 |  | INCLUDED
86 | 7000014242 | 860 | OPGW Works | 1000010558 | Dead end Tension clamp for 24 fibre OPGW | EA | 16 |  | INCLUDED
87 | 7000014242 | 870 | OPGW Works | 1000031039 | TENSION FITTINGS ASSEMBLY FOR 24F OPGW INCLUDING ALL ACCESSORIES FORJOINT BOX (SPLICING) LOCATION | SET | 137 |  | INCLUDED
88 | 7000014242 | 880 | OPGW Works | 1000017489 | Passing Tension clamp for 24 fibre OPGW | EA | 955 |  | INCLUDED
89 | 7000014242 | 890 | OPGW Works | 1000031041 | TENSION FITTINGS ASSEMBLY ON SUSPENSION TOWER FOR 24F OPGW INCLUDINGALL ACCESSORIES AT JOINT BOX (SPLICING) LOCATION | SET | 20 |  | INCLUDED
90 | 7000014242 | 900 | OPGW Works | 1000010817 | Down Lead clamp Assembly for 24 fibre OPGW | EA | 1530 |  | INCLUDED
91 | 7000014242 | 910 | OPGW Works | 1000022417 | Vibration Damper for 24 fibre OPGW | EA | 50 |  | INCLUDED
92 | 7000014242 | 920 | OPGW Works | 1000014198 | Joint Box for 24 fibre OPGW | EA | 137 |  | INCLUDED
93 | 7000014242 | 930 | OPGW Works | 1000030834 | 24 FIBRE ADSS | KM | 20 |  | INCLUDED
94 | 7000014242 | 940 | OPGW Works | 1000034328 | INSTALLATION HARDWARE SET FOR 24F ARIEL (ADSS) FIBRE OPTIC CABLINGINCLUDING ALL CABLE FITTINGS & ACCESSORIES EXCEPT JOINT BOX. | SET | 20 |  | INCLUDED
95 | 7000014242 | 950 | OPGW Works | 1000014198 | Joint Box for 24 fibre OPGW | EA | 10 |  | INCLUDED
96 | 7000014242 | 960 | OPGW Works | 1000026276 | Fiber optic cable (Unarmoured) | M | 4000 |  | INCLUDED
97 | 7000014242 | 970 | OPGW Works | 1000023340 | Joint box 24Fibre | EA | 3 |  | INCLUDED
98 | 7000014242 | 980 | OPGW Works | 1000012674 | GI Pipe 100mm dia | M | 100 |  | INCLUDED
99 | 7000014242 | 990 | OPGW Works | 1000023654 | RCC Hume pipe (NP3) 100mm (inside) | M | 40 |  | INCLUDED
100 | 7000014242 | 1000 | OPGW Works | 1000023514 | PLB HDPE pipe O.D. 40 mm Including accessories as per technicalSpecification. | M | 4000 |  | INCLUDED
101 | 7000014242 | 1010 | OPGW Works | 1000023470 | OPGW Fibre Optic Distribution Panel (FODP): Indoor Type: 48F | EA | 11 |  | INCLUDED
102 | 7000014242 | 1020 | OPGW Works | 1000023471 | OPGW Fibre Optic Distribution Panel (FODP): Indoor Type: 96F | EA | 2 |  | INCLUDED
103 | 7000014242 | 1030 | OPGW Works | 1000037545 | 24F (DWSM) APPROACH FIBRE OPTIC CABLE | KM | 8 |  | INCLUDED
104 | 7000014242 | 1040 | OPGW Works | 1000013927 | Installation hardware set for above 24 Fibre, Fibre Optic ApproachCable | SET | 8 |  | INCLUDED
105 | 7000014242 | 1050 | 66KV S/C Line | 1000015274 | Fabrication, galvanising & supply of various types of towers & towerparts, tower/leg extensions (complete) excluding step bolt, stubs andbolts & nuts but including hangers, D-Shackles, pack washers etc.-MSSteel for Normal Towers | MT | 10.413 |  | INCLUDED
106 | 7000014242 | 1060 | 66KV S/C Line | 1000013391 | Fabrication, galvanising & supply of various types of towers & towerparts, tower/leg extensions (complete) excluding step bolt, stubs andbolts & nuts but including hangers, D-Shackles, pack washers etc.-HTSteel for Normal Towers | MT | 6 |  | INCLUDED
107 | 7000014242 | 1070 | 66KV S/C Line | 1000015276 | Fabrication, galvanising & supply of stubs with cleats for varioustypes of towers and tower extensions(complete) with packwashers excluding supply of bolts & nuts-MS Steel for Normal Towers | MT | 0.078 |  | INCLUDED
108 | 7000014242 | 1080 | 66KV S/C Line | 1000013393 | Fabrication, galvanising & supply of stubs with cleats for varioustypes of towers and tower extensions(complete) with packwashers excluding supply of bolts & nuts-HT Steel for Normal Towers | MT | 1.113 |  | INCLUDED
109 | 7000014242 | 1090 | 66KV S/C Line | 1000013472 | Supply of Hexagonal Bolts & Nuts for towers including Step Bolts, SpringWashers etc. | MT | 1.423 |  | INCLUDED
110 | 7000014242 | 1100 | 66KV S/C Line | 1000007847 | Supply of Bolts & Nuts for Stubs including Spring Washers etc. | MT | 0.069 |  | INCLUDED
111 | 7000014242 | 1110 | 66KV S/C Line | 1000010003 | Supply of Counterpoise type (120 m length) | EA | 8 |  | INCLUDED
112 | 7000014242 | 1120 | 66KV S/C Line | 1000032563 | DANGER PLATE FOR 66 KV | EA | 8 |  | INCLUDED
113 | 7000014242 | 1130 | 66KV S/C Line | 1000034828 | NUMBER PLATE FOR 66 KV TOWER | EA | 8 |  | INCLUDED
114 | 7000014242 | 1140 | 66KV S/C Line | 1000017508 | Phase Plate (Set of three) | SET | 8 |  | INCLUDED
115 | 7000014242 | 1150 | 66KV S/C Line | 1000006779 | Supply of Anti-Climbing Devices ofBarbed Wire Type | SET | 8 |  | INCLUDED
116 | 7000014242 | 1160 | 66KV S/C Line | 1000030857 | ACSR DOG CONDUCTOR | KM | 5.25 |  | INCLUDED
117 | 7000014242 | 1170 | 66KV S/C Line | 1000034331 | COMPOSITE LONGROD INSULATOR - 66KV - 45KN (LENGTH 1160 MM) | EA | 48 |  | INCLUDED
118 | 7000014242 | 1180 | 66KV S/C Line | 1000034337 | SINGLE TENSION STRING-66KV ACSR DOG CONDUCTOR | EA | 48 |  | INCLUDED
119 | 7000014242 | 1190 | 66KV S/C Line | 1000015512 | Mid Span Compression Joint for Conductor-ACSR Dog | EA | 3 |  | INCLUDED
120 | 7000014242 | 1200 | 66KV S/C Line | 1000018441 | Repair Sleeve for Conductor-ACSR Dog | EA | 1 |  | INCLUDED
121 | 7000014242 | 1210 | 66KV S/C Line | 1000022429 | Vibration Damper for Conductor-ACSR Dog | EA | 48 |  | INCLUDED
122 | 7000014242 | 1260 | Spare for OPGW works | 1000030947 | 24 FIBRE (DWSM) OPGW FIBRE OPTIC CABLE (WITH CENTRAL FIBRE OPTIC UNITOF STEEL TUBE DESIGN ) | KM | 5 |  | INCLUDED
123 | 7000014242 | 1270 | Spare for OPGW works | 1000020444 | Suspension clamp assembly for 24 fibre OPGW | EA | 54 |  | INCLUDED
124 | 7000014242 | 1280 | Spare for OPGW works | 1000010558 | Dead end Tension clamp for 24 fibre OPGW | EA | 1 |  | INCLUDED
125 | 7000014242 | 1290 | Spare for OPGW works | 1000031039 | TENSION FITTINGS ASSEMBLY FOR 24F OPGW INCLUDING ALL ACCESSORIES FORJOINT BOX (SPLICING) LOCATION | SET | 2 |  | INCLUDED
126 | 7000014242 | 1300 | Spare for OPGW works | 1000017489 | Passing Tension clamp for 24 fibre OPGW | EA | 10 |  | INCLUDED
127 | 7000014242 | 1310 | Spare for OPGW works | 1000031041 | TENSION FITTINGS ASSEMBLY ON SUSPENSION TOWER FOR 24F OPGW INCLUDINGALL ACCESSORIES AT JOINT BOX (SPLICING) LOCATION | SET | 1 |  | INCLUDED
128 | 7000014242 | 1320 | Spare for OPGW works | 1000010817 | Down Lead clamp Assembly for 24 fibre OPGW | EA | 16 |  | INCLUDED
129 | 7000014242 | 1330 | Spare for OPGW works | 1000022417 | Vibration Damper for 24 fibre OPGW | EA | 5 |  | INCLUDED
130 | 7000014242 | 1340 | Spare for OPGW works | 1000014198 | Joint Box for 24 fibre OPGW | EA | 2 |  | INCLUDED
131 | 7000014242 | 1350 | Spare for OPGW works | 1000030834 | 24 FIBRE ADSS | KM | 5 |  | INCLUDED
132 | 7000014242 | 1360 | Spare for OPGW works | 1000034328 | INSTALLATION HARDWARE SET FOR 24F ARIEL (ADSS) FIBRE OPTIC CABLINGINCLUDING ALL CABLE FITTINGS & ACCESSORIES EXCEPT JOINT BOX. | SET | 5 |  | INCLUDED
133 | 7000014242 | 1370 | Spare for OPGW works | 1000014198 | Joint Box for 24 fibre OPGW | EA | 2 |  | INCLUDED
134 | 7000014242 | 1380 | Spare for OPGW works | 1000026276 | Fiber optic cable (Unarmoured) | M | 4000 |  | INCLUDED
135 | 7000014242 | 1390 | Spare for OPGW works | 1000023340 | Joint box 24Fibre | EA | 2 |  | INCLUDED
136 | 7000014242 | 1400 | Spare for OPGW works | 1000037545 | 24F (DWSM) APPROACH FIBRE OPTIC CABLE | KM | 2 |  | INCLUDED
137 | 7000014242 | 1410 | Spare for OPGW works | 1000013927 | Installation hardware set for above 24 Fibre, Fibre Optic ApproachCable | SET | 2 |  | INCLUDED
[5 empty] | Total of Schedule-2 |  |  |  | 0
| Note : | Bidders to note that the item description under various schedules are through unique material ID for respective items under SAP ERP System and therefore, identical item description appears in schedule-1(Ex-works) & schedule-2(F&I). However, the prices to be quoted in Price Schedule-2(F&I) shall be towards Local Transportation, Insurance and other Incidental Services only in line with clause ITB 11.4(b).
| Date : | -- |  |  |  |  | Printed Name : | 0
| Place : | 0 |  |  |  |  | Designation : | 0

## Sch-3
Specification No.: CC-CS/1073-NER/REW-4244/3/G2 | [14 empty] | Schedule - 3
Package ARP-DMS-05A for distribution works in Arunachal Pradesh under Comprehensive Scheme for Strengthening of Transmission & Distribution system in NER & Sikkim: Intra State - Arunachal Pradesh. | [18 empty] | As per Lum-sum |  | 0%
(SCHEDULE OF RATES AND PRICES ) | [18 empty] | AS per Percent |  | #REF!
[19 empty] | As per lum-sum on Sch-3 |  | 0%
Bidder’s Name and Address (Lead Partner) : | [13 empty] | To: |  |  |  |  | As per Percent on Sch-3 |  | #REF!
[14 empty] | Contract Services |  |  |  |  | Total Discount |  | #REF!
Name : | [13 empty] | Power Grid Corporation of India Ltd.,
Address : | [13 empty] | "Saudamini", Plot No.-2
[14 empty] | Sector-29, |  |  |  |  | Multipackage lum-sum |  | 0%
Gurgaon (Haryana) - 122001
Installation Charges : | [14 empty] | All Prices are in Indian Rupees. |  |  |  |  | Amount after Discount (Rs.) |  | Dis Alert | Amount after MPD (Rs.)
SI. No. | PR No | PR Line Item No | Activity Header | PR Activity No | Activity Description | Service Code | SAC (Service Accounting Codes) | Whether SAC in column ‘8’ is confirmed. If not indicate applicable the SAC # | Rate of GST applicable ( in %) | Whether rate of GST in column ‘10’ is confirmed. If not indicate applicable rate of GST # | Description | Unit | Quantity | Unit Charges | Total Charges |  |  |  |  | Unit Erection Charges | Total Erection Charges |  | Unit Erection Charges | Total Erection Charges
1 | 2 | 3 | 4 | 5 | 6 | 7 | 8 | 9 | 10 | 11 | 12 | 13 | 14 | 15 | 16=14*15 |  |  |  |  | 5 | 6 = 4 x 5 |  | 5 | 6 = 4 x 5
I | PKG DMS WORKS: ARP-DMS-05A
1 | 7000014242 | 1220 | 270 | 10 | Substation works | 150000001 | 998736 |  | 18 |  | Installation, testing & commissioning of 2.5 MVA, 33/11 kV transformer along with all accessories complete as per TS | SET | 16 |  | INCLUDED | 0 | 0 | [8 empty] | 0%
2 | 7000014242 | 1220 | 270 | 20 | Substation works | 150000005 | 998736 |  | 18 |  | Erection with structure, testing & commissioning of new 33 kV , 1250 Amp VCBs | EA | 27 |  | INCLUDED | 0 | 0 | [8 empty] | 5%
3 | 7000014242 | 1220 | 270 | 30 | Substation works | 150000007 | 998736 |  | 18 |  | Erection alongwith structure , testing & commissioning of new 33 kV , 630 Amp DBCR Isolator with earth switch | EA | 11 |  | INCLUDED | 0 | 0 | [8 empty] | 12%
4 | 7000014242 | 1220 | 270 | 40 | Substation works | 150000009 | 998736 |  | 18 |  | Erection alongwith structure , testing & commissioning of new 33 kV , 630 Amp DBCR Isolator without earth switch | EA | 36 |  | INCLUDED | 0 | 0 | [8 empty] | 18%
5 | 7000014242 | 1220 | 270 | 50 | Substation works | 150000010 | 998736 |  | 18 |  | Installation of 33 kV, 1 phase,300-150/1-1 Amp new Current Transformerincluding testing & commissioning (Tobe installed on combined VCB structure) | EA | 81 |  | INCLUDED | 0 | 0 | [8 empty] | 28%
6 | 7000014242 | 1220 | 270 | 60 | Substation works | 150000012 | 998736 |  | 18 |  | Erection alongwith structure 33 kV, 1 phase, 10 KA new porcelain LA including testing & commissioning | EA | 48 |  | INCLUDED | 0 | 0
7 | 7000014242 | 1220 | 270 | 70 | Substation works | 150000015 | 998736 |  | 18 |  | Installation of 33 kV, 1 phase, 10 KA porcelain LA on line gantry including testing & commissioning for 33 kV line | EA | 33 |  | INCLUDED | 0 | 0
8 | 7000014242 | 1220 | 270 | 80 | Substation works | 150000014 | 998736 |  | 18 |  | Erection alongwith structure 11 kV, 1 phase, 10 KA new porcelain LA including testing & commissioning | EA | 48 |  | INCLUDED | 0 | 0
9 | 7000014242 | 1220 | 270 | 90 | Substation works | 150000016 | 998736 |  | 18 |  | Installation [33/Sqrt(3)] kV/[110 /sqrt(3)] Volts, 1 phase PT including testing & commissioning (To be mounted on Bus Gantry) | EA | 48 |  | INCLUDED | 0 | 0
10 | 7000014242 | 1220 | 270 | 100 | Substation works | 150000115 | 998736 |  | 18 |  | Installation [33/Sqrt(3)] kV/[110 /sqrt(3)] Volts, 1 phase PT alongwith structure including testing & commissioning | EA | 33 |  | INCLUDED | 0 | 0
11 | 7000014242 | 1220 | 270 | 110 | Substation works | 150000019 | 998736 |  | 18 |  | Erection alongwith structure 33 kV post insulators assembly comprises 2 nos. of insulators along with all fittings and accessories | EA | 49 |  | INCLUDED | 0 | 0
12 | 7000014242 | 1220 | 270 | 120 | Substation works | 100006923 | 995468 |  | 18 |  | Erection alongwith structure 45 kV post insulators along with allfittings and accessories . | SET | 5 |  | INCLUDED | 0 | 0
13 | 7000014242 | 1220 | 270 | 130 | Substation works | 150000020 | 998736 |  | 18 |  | Erection, testing & commissioning of100 kVA, 33/0.415 kV, 3 ph, 50 Hz,ONAN, Outdoor Station Transformer ondouble pole steel tubular poleincluding PCC (1:2:4) foundation withfor pole,erection poles and all steelfabricated structures, installationof transformer and all accessories vizAB switch, HG fuse,LA etc complete inall respect | EA | 8 |  | INCLUDED | 0 | 0
14 | 7000014242 | 1220 | 270 | 140 | Substation works | 150000021 | 995455 |  | 18 |  | Erection of 33 kV bus gantry (consisting of 2 towers & 1 beam) as per approved drawing. This also includes the erection of onespike per gantry for lightning protection and its earthing | EA | 27 |  | INCLUDED | 0 | 0
15 | 7000014242 | 1220 | 270 | 150 | Substation works | 150000023 | 995455 |  | 18 |  | Erection of 33 kV line gantry (consisting of 2 towers & 1 beam) as per approved drawing. This also includes the erection of onespike per gantry for lightning protection and its earthing | EA | 8 |  | INCLUDED | 0 | 0
16 | 7000014242 | 1220 | 270 | 160 | Substation works | 150000161 | 995455 |  | 18 |  | Erection of 33 kV line gantry (consisting of 4 towers & 3 beams) as per approved drawing. This also includes the erection of onespike per gantry for lightning protection and its earthing | EA | 1 |  | INCLUDED | 0 | 0
17 | 7000014242 | 1220 | 270 | 170 | Substation works | 150000027 | 995468 |  | 18 |  | Stringing of 33 kV Bus bar, Line bay & transformer bay, as required, including all droppers, jumpers and inter connection withall outdoor equipments using ACSR wolf conductor & insulator with hardware, clamps, connector etc complete in all respect | M | 1381.05 |  | INCLUDED | 0 | 0
18 | 7000014242 | 1220 | 270 | 180 | Substation works | 150000028 | 998739 |  | 18 |  | Laying of earth mat in switch yard using 75 x 8 mm MS flat as per approved drawing | MT | 35.91 |  | INCLUDED | 0 | 0
19 | 7000014242 | 1220 | 270 | 190 | Substation works | 150000173 | 998739 |  | 18 |  | Earthing structures/equipment in switch yard using 60 x 8 mm galvanize MS flat for raiser as per approved drawing | MT | 5.4 |  | INCLUDED | 0 | 0
20 | 7000014242 | 1220 | 270 | 200 | Substation works | 150000030 | 998739 |  | 18 |  | Earthing - using 40 mm dia 3000mm long pipe earth electrodes with test links, RCC pits, CI cover hinged to CI frame, Charcoal, Salt(Alternatively Calcium Bentonite clay & black soil as per TS) and other accessories required for connection with earth mat (including supply of all materials required for treated earth pit except supply items like 40 mm dia GI pipe with fixing arrangement) | SET | 200 |  | INCLUDED | 0 | 0
21 | 7000014242 | 1220 | 270 | 210 | Substation works | 150000031 | 998739 |  | 18 |  | Earthing - using 20mm dia, 3000mm long GI Rod as earth electrodes and other accessories etc. ( Untreated) to be buried below groundand other accessories required for connection with earth mat ( including supply of all materials required for untreated earth pitexcept supply items like 20 mm dia GI rod with fixing arrangement) | SET | 229 |  | INCLUDED | 0 | 0
22 | 7000014242 | 1220 | 270 | 220 | Substation works | 150000032 | 998739 |  | 18 |  | DRILLING OF HOLE IN ALL KINDS OF SOIL/BOULDER/ROCK UPTO 50 MTR DEPTH BELOW GROUND LEVEL AT 4 LOCATIONS FOR INSTALLATION OF 40 MM DIAMS ROD USING ANY SUITABLE METHOD AS PER IS STANDARD. THIS INCLUDES SUPPLY OF ALL MATERIALS (EXCLUDING 40 MM DIA MS ROD),EQUIPMENTS, LABOURS, TOOLS ETC REQUIRED FOR BORING AND PROTECTING THE SOIL FROM FALLING BACK INTO THE PIT DURING THE PROCESS ALLCOMPLETE AS PER TECHNICAL SPECIFICATION. THIS INCLUDES INSTALLATION OF 40 MM DIA ROD IN THE PIT AND BACK FILLING THE SAME WITHSOIL FREE FROM FOREIGN MATERIAL. | M | 1600 |  | INCLUDED | 0 | 0
23 | 7000014242 | 1220 | 270 | 230 | Substation works | 150000033 | 998739 |  | 18 |  | MOBILISATION /TRANSPORTATION CHARGES OF PLANT & MACHINERY,TOOLS & TACKLES,MEN & MATERIALS ETC. | LS | 8 |  | INCLUDED | 0 | 0
24 | 7000014242 | 1220 | 270 | 240 | Substation works | 150000034 | 998739 |  | 18 |  | LAYING OF 11 KV HT, XLPE CABLE IN GROUND INCLUDING TERMINATION IN CABLE BOX ON POWER TRANSFORMER ,INDOOR 11KV VCB PANEL AND 11KVOUTDOOR DP STRUCTURE- 3 CORE X 120 MM2 SINGLE RUN | M | 1600 |  | INCLUDED | 0 | 0
25 | 7000014242 | 1220 | 270 | 250 | Substation works | 150000036 | 998739 |  | 18 |  | Erection of double pole structure usingsteel tubular pole including PCC(1:2:4) foundation for pole, erectionpoles and all steel fabricatedstructures along with allaccessories, viz LA, AB switch etccomplete in all respect for 11kVoutgoing feeder. | EA | 16 |  | INCLUDED | 0 | 0
26 | 7000014242 | 1220 | 270 | 260 | Substation works | 150000037 | 998739 |  | 18 |  | LAYING OF 1.1 KV GRADE PVC INSULATED, ARMORED 4C X 16 MM2 ALUMINUM CABLE INCLUDING ITS TERMINATION ALONG WITH SUPPLY &INSTALLATION OF ALL ACCESSORIES LIKE DOUBLE COMPRESSION TYPE CABLE GLANDS, FERULES, LUGGING ETC. AS PER APPROVED CABLE SCHEDULE. | M | 1200 |  | INCLUDED | 0 | 0
27 | 7000014242 | 1220 | 270 | 270 | Substation works | 150000038 | 998739 |  | 18 |  | LAYING OF 1.1 KV GRADE PVC INSULATED, ARMORED 3.5CX50 MM2 ALUMINUM CABLE INCLUDING ITS TERMINATION ALONG WITH SUPPLY &INSTALLATION OF ALL ACCESSORIES LIKE DOUBLE COMPRESSION TYPE CABLE GLANDS, FERULES, LUGGING ETC. AS PER APPROVED CABLE SCHEDULE. | M | 600 |  | INCLUDED | 0 | 0
28 | 7000014242 | 1220 | 270 | 280 | Substation works | 150000039 | 998739 |  | 18 |  | LAYING OF 1.1 KV GRADE PVC INSULATED, ARMORED 2C X 10 MM2 COPPER CABLE INCLUDING ITS TERMINATION ALONG WITH SUPPLY & INSTALLATIONOF ALL ACCESSORIES LIKE DOUBLE COMPRESSION TYPE CABLE GLANDS, FERULES, LUGGING ETC. AS PER APPROVED CABLE SCHEDULE. | M | 480 |  | INCLUDED | 0 | 0
29 | 7000014242 | 1220 | 270 | 290 | Substation works | 150000040 | 998739 |  | 18 |  | LAYING OF 1.1 KV GRADE PVC INSULATED, ARMORED 2C X 2.5 MM2 COPPER CABLE INCLUDING ITS TERMINATION ALONG WITH SUPPLY &INSTALLATION OF ALL ACCESSORIES LIKE DOUBLE COMPRESSION TYPE CABLE GLANDS, FERULES, LUGGING ETC. AS PER APPROVED CABLE SCHEDULE. | M | 1890 |  | INCLUDED | 0 | 0
30 | 7000014242 | 1220 | 270 | 300 | Substation works | 150000041 | 998739 |  | 18 |  | LAYING OF 1.1 KV GRADE PVC INSULATED, ARMORED 5C X 2.5 MM2 COPPER CABLE INCLUDING ITS TERMINATION ALONG WITH SUPPLY &INSTALLATION OF ALL ACCESSORIES LIKE DOUBLE COMPRESSION TYPE CABLE GLANDS, FERULES, LUGGING ETC. AS PER APPROVED CABLE SCHEDULE. | M | 6480 |  | INCLUDED | 0 | 0
31 | 7000014242 | 1220 | 270 | 310 | Substation works | 150000042 | 998739 |  | 18 |  | LAYING OF 1.1 KV GRADE PVC INSULATED, ARMORED 10C X 2.5 MM2 COPPER CABLE INCLUDING ITS TERMINATION ALONG WITH SUPPLY &INSTALLATION OF ALL ACCESSORIES LIKE DOUBLE COMPRESSION TYPE CABLE GLANDS, FERULES, LUGGING ETC. AS PER APPROVED CABLE SCHEDULE. | M | 3240 |  | INCLUDED | 0 | 0
32 | 7000014242 | 1220 | 270 | 320 | Substation works | 150000043 | 998739 |  | 18 |  | LAYING OF 1.1 KV GRADE PVC INSULATED, ARMORED 12C X 2.5 MM2 COPPER CABLE INCLUDING ITS TERMINATION ALONG WITH SUPPLY &INSTALLATION OF ALL ACCESSORIES LIKE DOUBLE COMPRESSION TYPE CABLE GLANDS, FERULES, LUGGING ETC. AS PER APPROVED CABLE SCHEDULE. | M | 800 |  | INCLUDED | 0 | 0
33 | 7000014242 | 1220 | 270 | 330 | Substation works | 150000044 | 998736 |  | 18 |  | Installation (including foundation, as per approved drawing, alongwith supply of all foundation material), testing & commissioningof 33 kV C&R panel for Power trf. | EA | 16 |  | INCLUDED | 0 | 0
34 | 7000014242 | 1220 | 270 | 340 | Substation works | 150000045 | 998736 |  | 18 |  | Installation (including foundation, as per approved drawing, alongwith supply of all foundation material), testing & commissioningof 33 kV C&R panel for 33 kV line | EA | 11 |  | INCLUDED | 0 | 0
35 | 7000014242 | 1220 | 270 | 350 | Substation works | 150000046 | 998736 |  | 18 |  | INSTALLATION (INCLUDING FOUNDATION, AS PER APPROVED DRAWING, ALONG WITH SUPPLY OF ALL FOUNDATION MATERIAL) , TESTING &COMMISSIONING OF NEW 11 KV, 630 AMP C&R CUM VCB INCOMER FEEDER PANELS AS PER APPROVED DRAWING. THIS INCLUDES ALL INTER-PANELCONNECTIONS (ALL MATERIAL EXCEPT CABLE REQUIRED FOR THIS PURPOSE WILL BE INCLUDED IN THIS ITEM.) | EA | 16 |  | INCLUDED | 0 | 0
36 | 7000014242 | 1220 | 270 | 360 | Substation works | 150000047 | 998736 |  | 18 |  | INSTALLATION (INCLUDING FOUNDATION, AS PER APPROVED DRAWING, ALONG WITH SUPPLY OF ALL FOUNDATION MATERIAL) , TESTING &COMMISSIONING OF NEW 11 KV, 630 AMP C&R CUM VCB BUS COUPLER PANELS AS PER APPROVED DRAWING. THIS INCLUDES ALL INTER-PANELCONNECTIONS (ALL MATERIAL EXCEPT CABLE REQUIRED FOR THIS PURPOSE WILL BE INCLUDED IN THIS ITEM.) | EA | 8 |  | INCLUDED | 0 | 0
37 | 7000014242 | 1220 | 270 | 370 | Substation works | 150000048 | 998736 |  | 18 |  | INSTALLATION (INCLUDING FOUNDATION, AS PER APPROVED DRAWING, ALONG WITH SUPPLY OF ALL FOUNDATION MATERIAL) , TESTING &COMMISSIONING OF NEW 11 KV, 630 AMP C&R CUM VCB OUT GOING FEEDER PANELS AS PER APPROVED DRAWING. THIS INCLUDES ALL INTER-PANELCONNECTIONS (ALL MATERIAL EXCEPT CABLE REQUIRED FOR THIS PURPOSE WILL BE INCLUDED IN THIS ITEM.) | EA | 16 |  | INCLUDED | 0 | 0
38 | 7000014242 | 1220 | 270 | 380 | Substation works | 150000049 | 998736 |  | 18 |  | Installation, testing & commissioningof 110V, 150 AH, Ni-Cd type Battery Setalongwith supply & installation ofaccessories | SET | 9 |  | INCLUDED | 0 | 0
39 | 7000014242 | 1220 | 270 | 390 | Substation works | 150000050 | 998736 |  | 18 |  | Installation, testing & commissioningof 110V, Float-Cum-Boost BatteryCharger & in-built DCDB alongwithsupply & installation of allaccessories to complete the DC powersystem ( with 110V, 150 AH Battery)as per TS. | EA | 9 |  | INCLUDED | 0 | 0
40 | 7000014242 | 1220 | 270 | 400 | Substation works | 150000051 | 998739 |  | 18 |  | Installation of (floor/wall mounted including supply of all material required for installation), testing & commissioning of 415Volts AC Distribution board/panel alongwith supply & installation of all accessories to complete auxiliary AC power supply systemas per TS. | EA | 9 |  | INCLUDED | 0 | 0
41 | 7000014242 | 1220 | 270 | 410 | Substation works | 150000052 | 998739 |  | 18 |  | Installation of Bay Marshalling Kiosk (including foundation, as per approved drawing, along with supply of all foundationmaterial) , testing & commissioning complete with cabling as per TS | EA | 17 |  | INCLUDED | 0 | 0
42 | 7000014242 | 1220 | 270 | 420 | Substation works | 150000053 | 998739 |  | 18 |  | Installation of all fittings & fixtures as per approved layout complete with cabling, switch boards etc for switchyard LightingSystem , main-gate & substation boundary as per TS | SET | 8 |  | INCLUDED | 0 | 0
43 | 7000014242 | 1220 | 270 | 430 | Substation works | 150000054 | 998739 |  | 18 |  | Installation of all fittings & fixtures as per approved layout complete with cabling, switch boards etc for control room buildinglightng as per TS | SET | 8 |  | INCLUDED | 0 | 0
44 | 7000014242 | 1220 | 270 | 440 | Substation works | 100001324 | 995433 |  | 18 |  | Excavation in all types of soil and rock including backfilling disposal etc. for all leads and lifts | M3 | 11501 |  | INCLUDED | 0 | 0
45 | 7000014242 | 1220 | 270 | 450 | Substation works | 100001325 | 995454 |  | 18 |  | Providing and laying of Plain Cement Concrete (PCC) (1:4:8) | M3 | 531 |  | INCLUDED | 0 | 0
46 | 7000014242 | 1220 | 270 | 460 | Substation works | 100001326 | 995454 |  | 18 |  | Providing and laying of Plain Cement Concrete (PCC) (1:2:4) | M3 | 57.33 |  | INCLUDED | 0 | 0
47 | 7000014242 | 1220 | 270 | 470 | Substation works | 100001754 | 995454 |  | 18 |  | Providing and laying of Reinforced Cement Concrete 1:1.5:3 including pre cast, shuttering, Grouting of pockets & underpinning butexcluding steel reinforcement | M3 | 1905 |  | INCLUDED | 0 | 0
48 | 7000014242 | 1220 | 270 | 480 | Substation works | 100001327 | 995454 |  | 18 |  | Providing and laying of Reinforced Cement Concrete M25 mix including pre cast, shuttering, Grouting of pockets & underpinning butexcluding steel reinforcement | M3 | 477 |  | INCLUDED | 0 | 0
49 | 7000014242 | 1220 | 270 | 490 | Substation works | 100001329 | 995454 |  | 18 |  | Steel Reinforcement | MT | 154 |  | INCLUDED | 0 | 0
50 | 7000014242 | 1220 | 270 | 500 | Substation works | 100001331 | 995455 |  | 18 |  | Misc. Structural steel including rails, embedments, edge protection angles, gratings etc. but excluding the reinforcement steel andsteel for lattice and pipe structures. | MT | 5.05 |  | INCLUDED | 0 | 0
51 | 7000014242 | 1220 | 270 | 510 | Substation works | 100003114 | 995454 |  | 18 |  | External finishing / painting of fire wall (water proofing cement paint) (DSR 13.44.1) | M2 | 414 |  | INCLUDED | 0 | 0
52 | 7000014242 | 1220 | 270 | 520 | Substation works | 100015232 | 995441 |  | 18 |  | Construction of Septic tank ( Inside dimensions are 2.3 X 1.1 X 1.80 Mtr) and soak pit of 2.5 Mtr Diameter and 3.00 Mtr. High forCRB as per approved drawing and technical specifications | EA | 8 |  | INCLUDED | 0 | 0
53 | 7000014242 | 1220 | 270 | 530 | Substation works | 100007101 | 995414 |  | 18 |  | Design, engineering and construction of New Control Room Building including indoor cable trench - All civil works as per drawing andspecifications complete, including - brickwork, finishing(external and internal), windows , structural steel etc. However,excavation, PCC,RCC and reinforcement shall be paid separately as per BPS. . | M2 | 1280 |  | INCLUDED | 0 | 0
54 | 7000014242 | 1220 | 270 | 540 | Substation works | 100007102 | 995414 |  | 18 |  | Design, engineering and Modification of Existing Control Room Building including indoor cable trench - All civil works as perdrawing and specifications complete, including - brickwork, finishing(external and internal), windows , structural steel etc.However, excavation, PCC,RCC and reinforcement shall be paid separately as per BPS. . | M2 | 40 |  | INCLUDED | 0 | 0
55 | 7000014242 | 1220 | 270 | 550 | Substation works | 150000055 | 995432 |  | 18 |  | Soil Investigation & Contour Survey of Substation area (New Sub-station) | EA | 8 |  | INCLUDED | 0 | 0
56 | 7000014242 | 1220 | 270 | 560 | Substation works | 100007091 | 995454 |  | 18 |  | Gravel filling in switchyard area excluding road, trenches etc. Including Antiweed Treatment after neatly levelled and compactedtheground (All completed as per TS) . | M3 | 760 |  | INCLUDED | 0 | 0
57 | 7000014242 | 1220 | 270 | 570 | Substation works | 150000174 | 995454 |  | 18 |  | Construction of Boundary Wall ( including supply of all material) with fixing of MS angle & Barbed Wire fencing all along theboundary wall including supply and fixing of main gate - complete with painting etc all as per approved drawing & TS (Measurementfor this purpose will include length of gate along boundary wall) | M | 1440 |  | INCLUDED | 0 | 0
58 | 7000014242 | 1220 | 270 | 580 | Substation works | 150000061 | 995477 |  | 18 |  | CONSTRUCTION (INCLUDING SUPPLY OF ALL MATERIAL) ERECTION OF SECURITY FENCING WITH TOE WALL ALONGWITH ONE SWITCHYARD GATE AS PERAPPROVED DRAWINGS & TS. | M | 440 |  | INCLUDED | 0 | 0
59 | 7000014242 | 1220 | 270 | 590 | Substation works | 100007092 | 995462 |  | 18 |  | Construction of Drainage System in the Substation premises all complete as approved Drawing and Specification. Cross section ofdrainshould be at least 450 X 600 MM. . | M | 1376 |  | INCLUDED | 0 | 0
60 | 7000014242 | 1220 | 270 | 600 | Substation works | 150000175 | 995421 |  | 18 |  | Construction of 3.75 meter wide RCC Approach Road (including supply of all material) all complete as per approved drawing & TS. | M | 800 |  | INCLUDED | 0 | 0
61 | 7000014242 | 1220 | 270 | 610 | Substation works | 100007093 | 995454 |  | 18 |  | Construction (including supply of all material) of Cable Trench along with pre-cast RCC Trench Cover, RCC base and wall whereverrequired all complete as approved Drawing & TS outside the control roombuilding. - 0.5 Meter wide Trench. . | M | 240 |  | INCLUDED | 0 | 0
62 | 7000014242 | 1220 | 270 | 620 | Substation works | 100007094 | 995454 |  | 18 |  | Construction (including supply of all material) of Cable Trench along with pre-cast RCC Trench Cover, RCC base and wall whereverrequired all complete as approved Drawing & TS outside the control roombuilding. - 0.75 Mtrs wide Trench. . | M | 280 |  | INCLUDED | 0 | 0
63 | 7000014242 | 1220 | 270 | 630 | Substation works | 100007095 | 995454 |  | 18 |  | Construction (including supply of all material) for extension of trench in existing control room required for installation of new C&R panels as per approved drawing - 0.5 Mtrs wide Trench . This item will be executed if no trench is available in control roomforplacing new panels . | M | 16 |  | INCLUDED | 0 | 0
64 | 7000014242 | 1220 | 270 | 640 | Substation works | 100007096 | 995454 |  | 18 |  | Construction (including supply of all material) for extension of trench in existing control room required for installation of new C&R panels as per approved drawing - 0.75 Mtrs wide Trench . . | M | 12 |  | INCLUDED | 0 | 0
65 | 7000014242 | 1220 | 270 | 650 | Substation works | 150000067 | 998739 |  | 18 |  | Sinking of Tubewell and installation of motor operated submersible pump of suitable capacity and reputed make (All items to besupplied by the contractor. Make of motor/pump to be approved by POWERGRID) | EA | 8 |  | INCLUDED | 0 | 0
66 | 7000014242 | 1220 | 270 | 660 | Substation works | 150000068 | 995429 |  | 18 |  | Dismantling of existing security fencing & depositing the dismatled material to the designated store of DISCOM including itloading, un-loading & transportation | M | 56 |  | INCLUDED | 0 | 0
67 | 7000014242 | 1220 | 270 | 670 | Substation works | 100006920 | 995456 |  | 18 |  | Random rubble masonry with hard stone in foundation and plinth including levelling up with cement concrete 1:6:12 (1 cement : 6coarse sand : 12 graded stone aggregate 20 mm nominal size) uptoplinth level with : Cement mortar 1:6 (1 cement : 6 coarse sand) . | M3 | 1600 |  | INCLUDED | 0 | 0
68 | 7000014242 | 1220 | 270 | 680 | Substation works | 100006921 | 995456 |  | 18 |  | Random rubble masonry with hard stone in superstructure above plinth level and upto floor five level, including leveling up withcement concrete 1:6:12 (1 cement : 6 coarse sand : 12 graded stone aggregate 20 mm nominal size) at window sills, ceiling level andthe like.:Cement mortar 1:6 (1 cement : 6 coarse sand) . | M3 | 1200 |  | INCLUDED | 0 | 0
69 | 7000014242 | 1220 | 270 | 690 | Substation works | 100015233 | 995428 |  | 18 |  | Providing and fixing in weep holes of retaining walls unplasticised Rigid PVC rain water pipes conforming to IS : 13592 Type A,including jointing with seal ring conforming to IS : 5382, leaving 10 mm gap for thermal expansion, (i) Single socketed pipes.:110mm diameter. | RM | 400 |  | INCLUDED | 0 | 0
70 | 7000014242 | 1220 | 270 | 700 | Substation works | 100007097 | 995454 |  | 18 |  | Dry stone pitching 22.5 cm thick including supply of stones and preparing surface complete including construction of 600 mm high and230 mm wide cement concrete (1:3:6) (1 cement : 3 coarse sand (zone-III) : 6 graded stone aggregate 20 mm nominal size) toe wall atthe lowest portion of stone pitching area etc. completed as per theinstruction of Engineer-In-Charge. . | M2 | 800 |  | INCLUDED | 0 | 0
71 | 7000014242 | 1220 | 270 | 710 | Substation works | 100007098 | 995454 |  | 18 |  | Earthwork in excavation and filling in PSS site, all types of soil in open areas/ nallas/ channels, to the required slopes, shapes,levels, elevations and profile, including trimming of bottom and slopes of excavation, bailing out rain (dewatering), pumping,removal of slush, preparing embankments/ marginal banks, loosening, dressing, spreading material in layers not exceeding 200mm, asper directions of Engineer-in-charge, water flooding, compacting to achieve 95 percent consolidation at optimum moisture content,finishing etc. all complete, for all leads within the leveling boundary and all lifts, with all labour, material, tools, tackles andequipment, safeguards and incidentals, as necessary, as per drawings, specification anddirections of Engineer-in-Charge. . | M3 | 8000 |  | INCLUDED | 0 | 0
72 | 7000014242 | 1220 | 270 | 720 | Substation works | 100007099 | 995454 |  | 18 |  | Earthwork in excavation in PSS site, all types of soil in open areas/ nallas/ channels, to the required slopes, shapes, levels,elevations and profile, and disposal of excess excavated earth upto a lead of2.0 KM or as directed by Engineer-in-charge. All kinds of soil . | M3 | 8000 |  | INCLUDED | 0 | 0
73 | 7000014242 | 1220 | 270 | 730 | Substation works | 100007100 | 995454 |  | 18 |  | Earth work in PSS site with ordinary soil (vide classification of soil item - A) obtained from borrow pits free from logs, stumps,roots, rubbish or any other ingredients likely to deteriorate or affect the stability of the site surface including breaking theclods maximum to 60 mm. cube, placing the earth in layers not exceeding 225 mm in loose thickness, rough dressing including cost ofcutting and removing shrubs, roots falling in borrow area all complete as per approved design, as per technical specification. (Mode of Measurement:Sectional measurement after required compaction.) . | M3 | 2400 |  | INCLUDED | 0 | 0
74 | 7000014242 | 1230 | 280 | 10 | 33KV Line with Racoon conductor | 150000069 | 998344 |  | 18 |  | Route survey and pole spotting of 33 KV line as perTS. | KM | 273 |  | INCLUDED | 0 | 0
75 | 7000014242 | 1230 | 280 | 20 | 33KV Line with Racoon conductor | 150000070 | 998739 |  | 18 |  | Erection of 12 mts. long steel tubular including concrete foundation as per approved drawing & TS. This includes supply offoundation material | EA | 5849 |  | INCLUDED | 0 | 0
76 | 7000014242 | 1230 | 280 | 30 | 33KV Line with Racoon conductor | 150000152 | 998739 |  | 18 |  | Erection of 14.5 mts. long steel tubular pole(540 SP76) including concrete foundation as per approved drawing & TS. This includessupply of foundation material | EA | 656 |  | INCLUDED | 0 | 0
77 | 7000014242 | 1230 | 280 | 40 | 33KV Line with Racoon conductor | 150000071 | 995468 |  | 18 |  | Stringing of 3- ph 3-wire 33 kV S/C linewith ACSR Racoon conductor includinginstallation of all fabricatedmaterial, insulators, hardwarefittings, guarding along the line (inbusy area and at various crossings),continous earth wire along the line &jumpering etc. as per TS. This shallalso include supply and installation ofmid span joints, repair sleeves PGclamps, danger plate & anti-climbingdevice. Danger plate & anti-climbingdevice will be installed on allDouble/three/four Pole structuresand poles on both side of variouscrossings. Cost of the Danger plate &anti-climbing device is to be includedin this item. The stringing of one runof Optical Ground Wire (OPGW ) fibreoptic cable including all associatedhardware fittings, its splicing,installation of joint box etc isalso included in this item. | KM | 271.25 |  | INCLUDED | 0 | 0
78 | 7000014242 | 1230 | 280 | 60 | 33KV Line with Racoon conductor | 150000072 | 995455 |  | 18 |  | 33 kV Stay Set complete in all respect as per TS | SET | 5690 |  | INCLUDED | 0 | 0
79 | 7000014242 | 1230 | 280 | 70 | 33KV Line with Racoon conductor | 150000073 | 998739 |  | 18 |  | Earthing of pole using 40 mm dia 3000 mm long pipe as earth electrodes in the pit treated with Charcoal & Salt as per TS. Thisincludes supply of all materials required for completion of job except supply of 40 mm dia GI pipe which is included in supplyportion. | SET | 1092 |  | INCLUDED | 0 | 0
80 | 7000014242 | 1230 | 280 | 80 | 33KV Line with Racoon conductor | 150000074 | 995455 |  | 18 |  | Erection 33 kV railway / road crossing complete in all respect as per TS. This also includes supply of 2 nos. GI Pipes of 1.5times the dia of cable required for two seperate ducts as per TS. | EA | 4 |  | INCLUDED | 0 | 0
81 | 7000014242 | 1240 | 290 | 10 | OGW Works | 170000540 | 998336 |  | 18 |  | Installation of 24F (DWSM) Aerial (ADSS) Fibre Optic Cable including all hardware fittings & accessories except joint box. | KM | 20 |  | INCLUDED | 0 | 0
82 | 7000014242 | 1240 | 290 | 20 | OGW Works | 170000265 | 998716 |  | 18 |  | Installation of Joint box above ground (Including Splicing & Testing) : 24 fibres | EA | 10 |  | INCLUDED | 0 | 0
83 | 7000014242 | 1240 | 290 | 30 | OGW Works | 100003249 | 998336 |  | 18 |  | Laying of 24 fibres UndergrounD Optical Fibre Cable | KM | 4 |  | INCLUDED | 0 | 0
84 | 7000014242 | 1240 | 290 | 40 | OGW Works | 170000261 | 998716 |  | 18 |  | Installation of Joint box in underground (Including Splicing & Testing) : 24 fibres | EA | 3 |  | INCLUDED | 0 | 0
85 | 7000014242 | 1240 | 290 | 50 | OGW Works | 100003362 | 995462 |  | 18 |  | GI Pipe 100mm ( Nominal Bore) | M | 100 |  | INCLUDED | 0 | 0
86 | 7000014242 | 1240 | 290 | 60 | OGW Works | 170000252 | 998716 |  | 18 |  | RCC Hume Pipe (Full) : 100mm internal dia (for single duct) : Installation | M | 40 |  | INCLUDED | 0 | 0
87 | 7000014242 | 1240 | 290 | 70 | OGW Works | 100003247 | 998336 |  | 18 |  | Laying of PLB HDPE pipe in Open Trench for Fibre Optic Cable | KM | 4 |  | INCLUDED | 0 | 0
88 | 7000014242 | 1240 | 290 | 80 | OGW Works | 100002713 | 998336 |  | 18 |  | Survey & documentation for under ground fibre optic cabling | KM | 4 |  | INCLUDED | 0 | 0
89 | 7000014242 | 1240 | 290 | 90 | OGW Works | 100002714 | 998336 |  | 18 |  | Excavation & Backfilling for under ground fibre optic cabling treches | KM | 4 |  | INCLUDED | 0 | 0
90 | 7000014242 | 1240 | 290 | 100 | OGW Works | 170000248 | 998716 |  | 18 |  | Warning Tape: Installation | M | 4000 |  | INCLUDED | 0 | 0
91 | 7000014242 | 1240 | 290 | 110 | OGW Works | 170000240 | 998716 |  | 18 |  | Installation of PLB HDPE Pipe by Trenchless Digging : For Single duct : 0-10 Mtrs [span]( Manual /Hand Augering) | M | 200 |  | INCLUDED | 0 | 0
92 | 7000014242 | 1240 | 290 | 120 | OGW Works | 170000241 | 998716 |  | 18 |  | Installation of PLB HDPE Pipe by Trenchless Digging : For Single duct : 10-30 Mtrs [span]( Impact Moling) | M | 200 |  | INCLUDED | 0 | 0
93 | 7000014242 | 1240 | 290 | 130 | OGW Works | 170000242 | 998716 |  | 18 |  | Installation of PLB HDPE Pipe by Trenchless Digging : For Single duct : More than 30 Mtrs [span] (HDD) | M | 200 |  | INCLUDED | 0 | 0
94 | 7000014242 | 1240 | 290 | 140 | OGW Works | 170000270 | 998716 |  | 18 |  | RCC Manholes : For Joint locations as per technical specification | EA | 2 |  | INCLUDED | 0 | 0
95 | 7000014242 | 1240 | 290 | 150 | OGW Works | 170000271 | 998716 |  | 18 |  | RCC Manholes : For providing Service loops as per technical specification | EA | 2 |  | INCLUDED | 0 | 0
96 | 7000014242 | 1240 | 290 | 160 | OGW Works | 170000272 | 998716 |  | 18 |  | Brick walled Manholes : For Joint locations as per technical specification | EA | 1 |  | INCLUDED | 0 | 0
97 | 7000014242 | 1240 | 290 | 170 | OGW Works | 170000273 | 998716 |  | 18 |  | Brick walled Manholes : For providing Service loops as per technical specification | EA | 1 |  | INCLUDED | 0 | 0
98 | 7000014242 | 1240 | 290 | 180 | OGW Works | 170000275 | 998716 |  | 18 |  | Installation of PLB HDPE Pipe on wall in building premises [including routing of OFC through it] | M | 50 |  | INCLUDED | 0 | 0
99 | 7000014242 | 1240 | 290 | 190 | OGW Works | 170000281 | 998716 |  | 18 |  | Reinstatement of excavated area/damages | M2 | 50 |  | INCLUDED | 0 | 0
100 | 7000014242 | 1240 | 290 | 200 | OGW Works | 170000355 | 998336 |  | 18 |  | Fibre Optic Distribution Panel (FODP): Indoor Type: FC Coupling and mounted on ETSI 19 INCH rack or slimline rack: Type 1 (48Fibre) | EA | 11 |  | INCLUDED | 0 | 0
101 | 7000014242 | 1240 | 290 | 210 | OGW Works | 170000356 | 998336 |  | 18 |  | Fibre Optic Distribution Panel (FODP): Indoor Type: FC Coupling and mounted on ETSI 19" rack or slimline rack: Type 2 (96 Fibre) | EA | 2 |  | INCLUDED | 0 | 0
102 | 7000014242 | 1240 | 290 | 220 | OGW Works | 100002882 | 998336 |  | 18 |  | Fibre Optic Approach cabling: Including installation hardware like ties/clips/cleats, conduits, ducts, supports, fittings,accessories etc.: 24 Fibre | KM | 8 |  | INCLUDED | 0 | 0
103 | 7000014242 | 1240 | 290 | 240 | OGW Works | 100003445 | 998336 |  | 18 |  | Survey of Transmission Line (for live line Installation of OPGW) | KM | 20 |  | INCLUDED | 0 | 0
104 | 7000014242 | 1250 | 300 | 10 | 66KV S/C Line | 100001244 | 998342 |  | 18 |  | Detailed soil investigation: All kinds of soils except fissured rock and hard rock | EA | 1 |  | INCLUDED | 0 | 0
105 | 7000014242 | 1250 | 300 | 20 | 66KV S/C Line | 100001245 | 998342 |  | 18 |  | Detailed soil investigation: Fissured Rock | EA | 1 |  | INCLUDED | 0 | 0
106 | 7000014242 | 1250 | 300 | 30 | 66KV S/C Line | 100001248 | 995455 |  | 18 |  | Erection of various types of towers, tower extensions (complete), bolts & nuts, hangers, d-shackles, step bolts, pack washers etc.including tack welding & supply & application of zinc rich paint : Normal towers | MT | 17.83 |  | INCLUDED | 0 | 0
107 | 7000014242 | 1250 | 300 | 40 | 66KV S/C Line | 100001252 | 995432 |  | 18 |  | Benching: All kinds of soils except fissured rock,hard rock and sandy soil | M3 | 266.67 |  | INCLUDED | 0 | 0
108 | 7000014242 | 1250 | 300 | 50 | 66KV S/C Line | 100001253 | 995432 |  | 18 |  | Benching: Fissured Rock | M3 | 213.33 |  | INCLUDED | 0 | 0
109 | 7000014242 | 1250 | 300 | 60 | 66KV S/C Line | 100001255 | 995433 |  | 18 |  | Excavation : Dry Soil | M3 | 75.33 |  | INCLUDED | 0 | 0
110 | 7000014242 | 1250 | 300 | 70 | 66KV S/C Line | 100001257 | 995433 |  | 18 |  | Excavation: Dry Fissured Rock | M3 | 97 |  | INCLUDED | 0 | 0
111 | 7000014242 | 1250 | 300 | 80 | 66KV S/C Line | 100001258 | 995433 |  | 18 |  | Excavation: Wet Fissured Rock | M3 | 43 |  | INCLUDED | 0 | 0
112 | 7000014242 | 1250 | 300 | 90 | 66KV S/C Line | 100001260 | 995454 |  | 18 |  | Concreting (including all associated works related to foundation not covered in excavation and reinforcemt steel works : concreting(1:1.5:3) | M3 | 35.67 |  | INCLUDED | 0 | 0
113 | 7000014242 | 1250 | 300 | 100 | 66KV S/C Line | 100001261 | 995454 |  | 18 |  | Concreting (including all associated works related to foundation not covered in excavation and reinforcemt steel works : LeanConcrete (1:3:6) | M3 | 4.67 |  | INCLUDED | 0 | 0
114 | 7000014242 | 1250 | 300 | 110 | 66KV S/C Line | 100001262 | 995454 |  | 18 |  | Reinforcement Steel : Supply and placement | MT | 2.47 |  | INCLUDED | 0 | 0
115 | 7000014242 | 1250 | 300 | 120 | 66KV S/C Line | 100001263 | 995455 |  | 18 |  | Installation of stub including bolts and nuts : For Normal Towers | MT | 1.26 |  | INCLUDED | 0 | 0
116 | 7000014242 | 1250 | 300 | 130 | 66KV S/C Line | 100001270 | 995468 |  | 18 |  | Installation of earthing of towers: Counterpoise type (120 m length) | EA | 8 |  | INCLUDED | 0 | 0
117 | 7000014242 | 1250 | 300 | 140 | 66KV S/C Line | 100001274 | 995444 |  | 18 |  | Installation of tower accessories : Danger Plate | EA | 8 |  | INCLUDED | 0 | 0
118 | 7000014242 | 1250 | 300 | 150 | 66KV S/C Line | 100001275 | 995444 |  | 18 |  | Installation of tower accessories: Number Plate | EA | 8 |  | INCLUDED | 0 | 0
119 | 7000014242 | 1250 | 300 | 160 | 66KV S/C Line | 100001276 | 995444 |  | 18 |  | Installation of tower accessories: Phase Plate (Set of three) | SET | 8 |  | INCLUDED | 0 | 0
120 | 7000014242 | 1250 | 300 | 170 | 66KV S/C Line | 100001277 | 995444 |  | 18 |  | Installation of tower accessories: Anti-Climbing Devices | EA | 8 |  | INCLUDED | 0 | 0
121 | 7000014242 | 1250 | 300 | 180 | 66KV S/C Line | 100004415 | 995468 |  | 18 |  | Installation of insulator strings complete with arcing horns and necessary hardware, installing and stringing of ACSR Dog conductorincluding fixing of conductor accessories, installing and stringing of OPGW including fixing of OPGW accessories for the 66kV S/Cline | KM | 1.75 |  | INCLUDED | 0 | 0
12: Total of Schedule-3; 16=14*15: 0 |  | 0 | 1 | 0 | [5 empty] | 0
| # | In case the bidder leaves the cell for confirmation of the SAC and/or GST rate “blank”, the SAC and corresponding GST rate indicated by the Employer shall be deemed to be the one confirmed by the Bidder.
| Date : | -- | [9 empty] | Printed Name : |  | 0
| Place : | 0 | [9 empty] | Designation : |  | 0
`
0

## Sch-4
Specification No.: CC-CS/1073-NER/REW-4244/3/G2 | [11 empty] | Schedule - 4
Package ARP-DMS-05A for distribution works in Arunachal Pradesh under Comprehensive Scheme for Strengthening of Transmission & Distribution system in NER & Sikkim: Intra State - Arunachal Pradesh.
(SCHEDULE OF RATES AND PRICES )
Bidder’s Name and Address (Lead Partner) : | [10 empty] | To:
Contract Services
Name : | [10 empty] | Power Grid Corporation of India Ltd.,
Address : | [10 empty] | "Saudamini", Plot No.-2
Sector-29,
Gurgaon (Haryana) - 122001
Training Charges :
SI. No. | PR No | Line Item No | Activity Header | PR Activity No | Activity Description | Service Code | SAC (Service Accounting Codes) | Rate of GST applicable ( in %) | Description | Unit | Quantity | Unit Charges | Total Charges
1 | 2 | 3 | 4 | 5 | 6 | 7 | 8 | 9 | 10 | 11 | 12 | 13 | 14=12*13
NOT APPLICABLE
[5 empty] | Total for Training Charges [Total Schedule 4] | [7 empty] | 0
| Date : | -- | [8 empty] | Printed Name : | 0
| Place : | 0 | [8 empty] | Designation : | 0

## Sch-5
Specification No.: CC-CS/1073-NER/REW-4244/3/G2 |  |  |  | Schedule - 5
Package ARP-DMS-05A for distribution works in Arunachal Pradesh under Comprehensive Scheme for Strengthening of Transmission & Distribution system in NER & Sikkim: Intra State - Arunachal Pradesh.
(SUMMARY OF TAXES & DUTIES )
Bidder’s Name and Address (Lead Partner) : |  |  | To:
Contract Services
Name : |  |  | Power Grid Corporation of India Ltd.,
Address : |  |  | "Saudamini", Plot No.-2
Sector-29,
Gurgaon (Haryana) - 122001
Sl. No. | Item Nos. |  | Total Price (INR)
1 | TOTAL GST on Goods |  | 0
Total GST for Supply of Goods (inter-alia including Type Test Charges) between the Contractor and the Employer (identified in Schedule 1') which are not included in the Ex-works price as per the provision of the Bidding Documents, as applicable.
2 | TOTAL GST on Services |  | 0
Total GST on Installation Services (indentified in Schedule-3) and Training to be imparted in India (identified in Schedule-4) which are not included in the Installation and Training charges as per the provision of the Bidding Documents, as applicable
| GRAND TOTAL [1+2] |  | 0
Date : | -- | Printed Name : | 0
Place : | 0 | Designation : | 0
Click for Sch-6

## Sch-5 after discount (hidden)
Specification No.: CC-CS/1073-NER/REW-4244/3/G2 |  |  |  | Schedule - 5
Package ARP-DMS-05A for distribution works in Arunachal Pradesh under Comprehensive Scheme for Strengthening of Transmission & Distribution system in NER & Sikkim: Intra State - Arunachal Pradesh.
(SUMMARY OF TAXES & DUTIES )
Bidder’s Name and Address (Lead Partner) : |  |  | To:
Contract Services
Name : |  |  | Power Grid Corporation of India Ltd.,
Address : |  |  | "Saudamini", Plot No.-2
Sector-29,
Gurgaon (Haryana) - 122001
Sl. No. | Item Nos. |  | Total Price (INR)
1 | TOTAL GST on Goods |  | 0
Total GST for Supply of Goods (inter-alia including Type Test Charges) between the Contractor and the Employer (identified in Schedule 1') which are not included in the Ex-works price as per the provision of the Bidding Documents, as applicable.
2 | TOTAL GST on Services |  | 0
Total GST on Installation Services (indentified in Schedule-3) and Training to be imparted in India (identified in Schedule-4) which are not included in the Installation and Training charges as per the provision of the Bidding Documents, as applicable
| GRAND TOTAL [1+2] |  | 0
Date : | -- | Printed Name : | 0
Place : | 0 | Designation : | 0
Click for Sch-6

## Sch-6
Specification No.: CC-CS/1073-NER/REW-4244/3/G2 |  |  | Schedule - 6
Package ARP-DMS-05A for distribution works in Arunachal Pradesh under Comprehensive Scheme for Strengthening of Transmission & Distribution system in NER & Sikkim: Intra State - Arunachal Pradesh.
(GRAND SUMMARY)
Bidder’s Name and Address (Lead Partner) : |  |  | To:
Contract Services
Name : |  |  | Power Grid Corporation of India Ltd.,
Address : |  |  | "Saudamini", Plot No.-2
Sector-29,
Gurgaon (Haryana) - 122001
Sl. No. | Description |  | Total Price (INR)
1 | TOTAL SCHEDULE NO. 1 |  | 0
Ex-works price of Plant and Equipment including Type Test Charges
2 | TOTAL SCHEDULE NO. 2 |  | 0
Local Transportation, In-transit Insurance, loading and unloading
3 | TOTAL SCHEDULE NO. 3 |  | 0
Installation Charges
4 | TOTAL SCHEDULE NO. 4 - (NOT APPLICABLE) |  | 0
Training Charges
5 | TOTAL SCHEDULE NO. 5 |  | 0
Taxes and Duties
6 | TOTAL SCHEDULE NO. 7 - (NOT APPLICABLE) |  | 0
Type Test Charges [Total of this Schedule is included in Schedule - 1 above.]
| GRAND TOTAL [1+2+3+4+5] |  | 0
Date : | -- | Printed Name : | 0
Place : | 0 | Designation : | 0
Click for Sch-7

## Sch-6 After Discount
Specification No.: CC-CS/1073-NER/REW-4244/3/G2 |  |  | Schedule - 6 After Discount
Package ARP-DMS-05A for distribution works in Arunachal Pradesh under Comprehensive Scheme for Strengthening of Transmission & Distribution system in NER & Sikkim: Intra State - Arunachal Pradesh.
(GRAND SUMMARY)
Bidder’s Name and Address (Lead Partner) : |  |  | To:
Contract Services
Name : |  |  | Power Grid Corporation of India Ltd.,
Address : |  |  | "Saudamini", Plot No.-2
Sector-29,
Gurgaon (Haryana) - 122001
Sl. No. | Description |  | Total Price (INR)
1 | TOTAL SCHEDULE NO. 1 |  | 0
Ex-works price of Plant and Equipment including Type Test Charges
2 | TOTAL SCHEDULE NO. 2 |  | 0
Local Transportation, In-transit Insurance, loading and unloading
3 | TOTAL SCHEDULE NO. 3 |  | 0
Installation Charges
4 | TOTAL SCHEDULE NO. 4 - (NOT APPLICABLE) |  | 0
Training Charges
5 | TOTAL SCHEDULE NO. 5 |  | 0
Taxes and Duties
6 | TOTAL SCHEDULE NO. 7 - (NOT APPLICABLE) |  | 0
Type Test Charges [Total of this Schedule is included in Schedule - 1 above.]
| GRAND TOTAL [1+2+3+4+5] |  | 0
Date : | -- | Printed Name : | 0
Place : | 0 | Designation : | 0

## Sch-7
Specification No.: CC-CS/1073-NER/REW-4244/3/G2 | [12 empty] | Schedule 7
Package ARP-DMS-05A for distribution works in Arunachal Pradesh under Comprehensive Scheme for Strengthening of Transmission & Distribution system in NER & Sikkim: Intra State - Arunachal Pradesh. | [18 empty] | As per Lum-sum |  | 0%
(SCHEDULE OF RATES AND PRICES ) | [18 empty] | AS per Percent |  | #REF!
[19 empty] | As per lum-sum on Sch-7 |  | 0%
Bidder’s Name and Address (Lead Partner) : | [9 empty] | To: | [8 empty] | As per Percent on Sch-7 |  | #REF!
[10 empty] | Contract Services | [8 empty] | Total Discount |  | #REF!
Name : | [9 empty] | Power Grid Corporation of India Ltd.,
Address : | [9 empty] | "Saudamini", Plot No.-2
[10 empty] | Sector-29, | [8 empty] | Multipackage Discount |  | 0%
Gurgaon (Haryana) - 122001
Type Test Charges for Type Tests to be conducted:
Sl. No. | PR No | Line Item No | Activity Description | Code | HSN Code | Whether HSN in column ‘ 2 ’ is confirmed. If not indicate applicable the HSN code * | Rate of GST applicable ( in %) | Whether rate of GST in column ‘4’ is confirmed. If not indicate applicable rate of GST * | Description of Test | Unit | Quantity | Unit Charges | Total for Type Test charges |  |  |  |  | 0% |  | Total Test Charges After Discount (Rs.) |  | Dis Alert | Total Test Charges After MPD (Rs.)
1 | 2 | 3 | 4 | 5 | 6 | 7 | 8 | 9 | 10 | 11 | 12 | 13 | 14=12x13 |  |  |  |  | 5%
12%
1: I; 2: Extn.of Kanpur S/s incl series Reactor |  |  |  |  | 18%
1 | 7000009657 | 310 |  | 9000000434 | 998346 |  | 18 |  | TYPE TEST ON AIR CORE REACTOR | LOT | 1 |  | INCLUDED | 0 | 0 |  |  | 28%
II | Extn.of Bhiwani S/s incl Series reactor
2 | 7000009657 | 800 |  | 9000000434 | 998346 |  | 18 |  | TYPE TEST ON AIR CORE REACTOR | LOT | 1 |  | INCLUDED | 0 | 0
NOT APPLICABLE
9: TOTAL TYPE TEST CHARGES; 14=12x13: 0 |  | 0 | 1 | 0
| Date : | -- | [5 empty] | Printed Name : | 0
| Place : | 0 | [5 empty] | Designation : | 0
| Note : | Bidder should indicate the name of test laboratories where type tests are proposed to be conducted
Specification No.: CC-CS/1073-NER/REW-4244/3/G2
Package ARP-DMS-05A for distribution works in Arunachal Pradesh under Comprehensive Scheme for Strengthening of Transmission & Distribution system in NER & Sikkim: Intra State - Arunachal Pradesh. | [5 empty] | 0 | 0
(SCHEDULE OF RATES AND PRICES ) | [5 empty] | 0 | 0
Bidder’s Name and Address (Lead Partner) :
[6 empty] | 0 | 0
Name : | [6 empty] | 0
Address : | [6 empty] | 0
0
0
Sl. No. | [5 empty] | Whether HSN in column ‘ 2 ’ is confirmed. If not indicate applicable the HSN code * | #REF!
#REF! | [5 empty] | #REF! | #REF!
#REF! | [5 empty] | #REF!
#REF! | [5 empty] | #REF! | #REF!
#REF! | [5 empty] | #REF! | #REF!
[6 empty] | #REF! | #REF!
#REF! | [5 empty] | #REF!
#REF! | [5 empty] | #REF!
#REF! | [5 empty] | #REF!
#REF! | [5 empty] | #REF! | #REF!
#REF! | [5 empty] | #REF! | #REF!
#REF! | [5 empty] | #REF! | #REF!
#REF! | [5 empty] | #REF! | #REF!
[6 empty] | #REF! | #REF!
#REF! | [5 empty] | #REF!
#REF! | [5 empty] | #REF! | #REF!
#REF! | [5 empty] | #REF! | #REF!
#REF! | [5 empty] | #REF! | #REF!
#REF! | [5 empty] | #REF! | #REF!
[6 empty] | #REF! | #REF!
#REF! | [5 empty] | #REF!
#REF! | [5 empty] | #REF! | #REF!
#REF! | [5 empty] | #REF! | #REF!
#REF! | [5 empty] | #REF! | #REF!
[6 empty] | #REF! | #REF!
#REF! | [5 empty] | #REF!
#REF! | [5 empty] | #REF! | #REF!
#REF! | [5 empty] | #REF! | #REF!
#REF! | [5 empty] | #REF! | #REF!
[6 empty] | #REF! | #REF!
#REF! | [5 empty] | #REF!
#REF! | [5 empty] | #REF! | #REF!
#REF! | [5 empty] | #REF! | #REF!
#REF! | [5 empty] | #REF! | #REF!
#REF! | [5 empty] | #REF! | #REF!
[6 empty] | #REF! | #REF!
[6 empty] | #REF! | #REF!
#REF! | [5 empty] | #REF!
#REF! | [5 empty] | #REF!
#REF! | [5 empty] | #REF! | #REF!
#REF! | [5 empty] | #REF! | #REF!
#REF! | [5 empty] | #REF! | #REF!
[6 empty] | #REF! | #REF!
[6 empty] | #REF! | #REF!
#REF! | [5 empty] | #REF!
#REF! | [5 empty] | #REF!
#REF! | [5 empty] | #REF! | #REF!
#REF! | [5 empty] | #REF! | #REF!
#REF! | [5 empty] | #REF! | #REF!
#REF! | [5 empty] | #REF! | #REF!
#REF! | [5 empty] | #REF! | #REF!
[6 empty] | #REF! | #REF!
#REF! | [5 empty] | #REF!
#REF! | [5 empty] | #REF! | #REF!
#REF! | [5 empty] | #REF! | #REF!
#REF! | [5 empty] | #REF! | #REF!
#REF! | [5 empty] | #REF! | #REF!
#REF! | [5 empty] | #REF! | #REF!
#REF! | [5 empty] | #REF! | #REF!
[6 empty] | #REF! | #REF!
#REF! | [5 empty] | #REF!
#REF! | [5 empty] | #REF! | #REF!
#REF! | [5 empty] | #REF! | #REF!
#REF! | [5 empty] | #REF! | #REF!
#REF! | [5 empty] | #REF! | #REF!
#REF! | [5 empty] | #REF! | #REF!
#REF! | [5 empty] | #REF! | #REF!
#REF! | [5 empty] | #REF! | #REF!
#REF! | [5 empty] | #REF! | #REF!
#REF! | [5 empty] | #REF! | #REF!
[6 empty] | #REF! | #REF!
#REF! | [5 empty] | #REF!
#REF! | [5 empty] | #REF! | #REF!
#REF! | [5 empty] | #REF! | #REF!
#REF! | [5 empty] | #REF! | #REF!
[6 empty] | #REF! | #REF!
#REF! | [5 empty] | #REF!
#REF! | [5 empty] | #REF! | #REF!
#REF! | [5 empty] | #REF! | #REF!
#REF! | [5 empty] | #REF! | #REF!
[6 empty] | #REF! | #REF!
#REF! | [5 empty] | #REF!
#REF! | [5 empty] | #REF! | #REF!
#REF! | [5 empty] | #REF! | #REF!
[6 empty] | #REF! | #REF!
#REF! | [5 empty] | #REF!
#REF! | [5 empty] | #REF! | #REF!
#REF! | [5 empty] | #REF! | #REF!
#REF! | [5 empty] | #REF! | #REF!
#REF! | [5 empty] | #REF! | #REF!
#REF! | [5 empty] | #REF! | #REF!
#REF! | [5 empty] | #REF! | #REF!
[6 empty] | #REF! | #REF!
#REF! | [5 empty] | #REF!
#REF! | [5 empty] | #REF! | #REF!
#REF! | [5 empty] | #REF! | #REF!
#REF! | [5 empty] | #REF! | #REF!
#REF! | [5 empty] | #REF! | #REF!
#REF! | [5 empty] | #REF!
#REF! | [5 empty] | #REF! | #REF!
#REF! | [5 empty] | #REF! | #REF!
#REF! | [5 empty] | #REF! | #REF!
#REF! | [5 empty] | #REF! | #REF!
[6 empty] | #REF! | #REF!
[6 empty] | #REF! | #REF!
[6 empty] | #REF! | #REF!

## Discount
This letter of discount is optional. Bidder may / may not offer any discount.
Specification No.: CC-CS/1073-NER/REW-4244/3/G2 |  |  |  |  | Letter of Discount | [6 empty] | Schedule 1 | 0
[12 empty] | Schedule 2 | 0
LETTER OF DISCOUNT | [11 empty] | Schedule 3 | 0
To: | [5 empty] | Schedule 7 | 0 | 1 |  |  |  | Schedule 4
Contract Services | [5 empty] | Schedule 1 | 0 | 1 |  |  |  | Schedule 7
Power Grid Corporation of India Ltd., | [5 empty] | Schedule 2 | 0 | 1 |  |  |  | Total | 0
"Saudamini", Plot No.-2 | [5 empty] | Schedule 3 | 0 | 1
Sector-29, (near IFFCO Chowk) | [5 empty] | Total Bid Price | 0 | 1
Gurgaon (Haryana) - 122001
Subject : |  | Package ARP-DMS-05A for distribution works in Arunachal Pradesh under Comprehensive Scheme for Strengthening of Transmission & Distribution system in NER & Sikkim: Intra State - Arunachal Pradesh.
Dear Sir
With reference to the subject tender, we hereby offer unconditional discount on the prices quoted by us as per details given here below : | [5 empty] | Sch 1 | Sch 2 | Sch 3 | Sch 7 | Final Discount Factor |  | Sch-1 | Sch-2 | Sch-3 | Sch-4 | Sch-7
| 1 | Discount on lum-sum basis on total price quoted by us without Taxes & Duties. [The discount shall be proportionately applicable on all the items of all the Schdules i.e. Sch-1 (without type test charges), Sch-2, Sch-3, Sch-4 & Sch-7] In Rs. |  |  |  | 0 | 0 | 0 | 0 |  |  | #DIV/0! | #DIV/0! | #DIV/0! | #DIV/0! | #DIV/0!
| 2 | Discount on percent basis on total price quoted by us without Taxes & Duties. [The discount shall be proportionately applicable on all the items of all the Schdules i.e. Sch-1 (without type test charges), Sch-2 , Sch-3, Sch-4 & Sch-7] In Percent (%) |  |  |  | 0 | 0 | 0 | 0 |  |  | 0 | 0 | 0 | 0 | 0
| 3 | Discount on lum-sum basis on the Schedules as given below : [The discount shall be proportionately applicable on all the relevent items of the respective Schdules.] In Rs.
|  | Schedule-1 : Ex works prices |  | In Rs. |  | 0 |  |  |  | Schedule-1 : (Direct Only) | 0% | 0 | X | X | X | X
|  | Schedule-2 : Freight & Insurance |  | In Rs. |  |  | 0 |  |  | Schedule-2 : Freight & Insurance | 0% | X | 0 | X | X | X
|  | Schedule-3 : Erection Charges |  | In Rs. |  |  |  | 0 |  | Schedule-3 : Erection Charges | 0% | X | X | 0 | X | X
|  | Schedule-4 : Training Charges | (NOT APPLICABLE) | In Rs. |  |  |  |  | 0 |  |  | X | X | X | 0 | X
|  | Schedule-7 : Type Test Charges | (NOT APPLICABLE) | In Rs. | [5 empty] | Schedule-6 : Type Test Charges | 0% | X | X | X | X | 0
| 4 | Discount on percent basis on the Schedules as given below : [The discount shall be proportionately applicable on all the relevent items of the respective Schdules.] In Percent (%)
|  | Schedule-1 : Ex works prices |  | In Percent (%) |  | 0 | [5 empty] | 0 | X | X | X | X
|  | Schedule-2 : Freight & Insurance |  | In Percent (%) |  |  | 0 |  |  |  |  | X | 0 | X | X | X
|  | Schedule-3 : Erection Charges |  | In Percent (%) |  |  |  | 0 |  |  |  | X | X | 0 | X | X
|  | Schedule-4 : Training Charges | (NOT APPLICABLE) | In Percent (%) |  |  |  |  | 0 |  |  | X | X | X | 0 | X
|  | Schedule-7 : Type Test Charges | (NOT APPLICABLE) | In Percent (%) | [7 empty] | X | X | X | X | 0
|  | Discount(s) offered at sl. No. 1 to 4 will get displayed and accounted for automatically in the respective items of the Schedules. |  |  |  | 0 | 0 | 0 | 0
| 5 | We hereby offer Multi-package discount as given below:
Multi-Package Discount(s) offered at sl. No. 5 will not get automatically accounted for in the respective items of the Schedules. The same shall be worked out saparately for evaluation.
Please consider this letter of discount as the integral part of our price bid. | [5 empty] | 0 | 0 | 0 | 0
Thanking you, we remain, | [5 empty] | 1 | 1 | 1 | 1 |  |  | #DIV/0! | #DIV/0! | #DIV/0! | #DIV/0! | #DIV/0!
[6 empty] | 0 | 0 | 0 | 0 |  |  | #DIV/0! | #DIV/0! | #DIV/0! | #DIV/0! | #DIV/0!
Yours faithfully,
For and on behalf of
Date : |  | -- | Printed Name : | 0
Place : |  | 0 | Designation : | 0
Click for Bid Form
Click for Bid Form

## Octroi (hidden)
Details of Octroi
Sl No. | Description of Items | Amount on which Octroi is applicable | Rate of Octroi | Octroi
(1) | (2) | (3) | (4) | (5) =(3) x (4)
1 |  |  |  | 0
2 |  |  |  | 0
3 |  |  |  | 0
4 |  |  |  | 0
5 |  |  |  | 0
6 |  |  |  | 0
7 |  |  |  | 0
8 |  |  |  | 0
9 |  |  |  | 0
10 |  |  |  | 0
| Total |  |  | 0
Back to Sch 5

## Entry Tax (hidden)
Details of Entry Tax
Sl No. | Description of Items | Amount on which Entry Tax is applicable | Rate of Entry Tax | Entry Tax
(1) | (2) | (3) | (4) | (5) =(3) x (4)
1 |  |  |  | 0
2 |  |  |  | 0
3 |  |  |  | 0
4 |  |  |  | 0
5 |  |  |  | 0
6 |  |  |  | 0
7 |  |  |  | 0
8 |  |  |  | 0
9 |  |  |  | 0
10 |  |  |  | 0
| Total |  |  | 0
Back to Sch 5

## Other Taxes & Duties (hidden)
Details of Other Taxes & Duties
Sl No. | Description of Items | Amount on which Other Taxes & Duties are applicable | Description of Taxes & Duties | Rate of Taxes & Duties | Amount of Taxes & Duties
(1) | (2) | (3) | (4) | (5) | (6) =(3) x (4)
1 |  |  |  |  | 0
2 |  |  |  |  | 0
3 |  |  |  |  | 0
4 |  |  |  |  | 0
5 |  |  |  |  | 0
6 |  |  |  |  | 0
7 |  |  |  |  | 0
8 |  |  |  |  | 0
9 |  |  |  |  | 0
10 |  |  |  |  | 0
| Total |  |  |  | 0
Back to Sch 5

## Bid Form 2nd Envelope
Specification No.: CC-CS/1073-NER/REW-4244/3/G2 |  |  |  |  | Bid Form 2nd Envelope |  |  | Sole Bidder |  |  |  | 1 | st |  | 1 | January
[8 empty] | 0 |  |  |  | 2 | nd |  | 2 | February
BID FORM (Second Envelope) | [11 empty] | 3 | rd |  | 3 | March
[12 empty] | 4 | th |  | 4 | April
Bid Proposal Ref. No. | [11 empty] | 5 | th |  | 5 | May
Date : | -- | [10 empty] | 6 | th | #VALUE! | 6 | June
[12 empty] | 7 | th | #VALUE! | 7 | July
To: | [11 empty] | 8 | th | #VALUE! | 8 | August
[12 empty] | 9 | th | #VALUE! | 9 | September
Power Grid Corporation of India Ltd., | [11 empty] | 10 | th |  | 10 | October
"Saudamini", Plot No.-2 | [11 empty] | 11 | th |  | 11 | November
Sector-29, | [11 empty] | 12 | th |  | 12 | December
Gurgaon (Haryana) - 122001 | [11 empty] | 13 | th
[12 empty] | 14 | th
Name of Contract : |  | Package ARP-DMS-05A for distribution works in Arunachal Pradesh under Comprehensive Scheme for Strengthening of Transmission & Distribution system in NER & Sikkim: Intra State - Arunachal Pradesh. | [9 empty] | 15 | th
Dear Ladies and/or Gentlemen, | [11 empty] | 16 | th
1 | In continuation of First Envelope of our Bid, we hereby submit the Second Envelope of the Bid, both of which shall be read together and in conjunction with each other, and shall be construed as an integral part of our Bid. Accordingly, we the undersigned, offer to design, manufacture, test, deliver, install and commission (including carrying out Trial Operation, Performance & Guarantee Test as per provision of Technical Specification) under the above-named package in full conformity with the said Bidding Documents for the sum of Rs. 0 (Rs. Zero Only ) or such other sums as may be determined in accordance with the terms and conditions of the Bidding Documents. | [6 empty] | In continuation of First Envelope of our Bid, we hereby submit the Second Envelope of the Bid, both of which shall be read together and in conjunction with each other, and shall be construed as an integral part of our Bid. Accordingly, we the undersigned, offer to design, manufacture, test, deliver, install and commission (including carrying out Trial Operation, Performance & Guarantee Test as per provision of Technical Specification) under the above-named package in full conformity with the said Bidding Documents for the sum of Rs. | or such other sums as may be determined in accordance with the terms and conditions of the Bidding Documents. | 0 | (Rs. Zero Only ) | 17 | th
| The above amounts are in accordance with the price schedules attached herewith and are made part of this bid. | [10 empty] | 18 | th
2 | Price Schedules | [10 empty] | 19 | th
2.1 | In line with the requirements of the Bidding documents, we enclose herewith the following Price Schedules, duly filled - in as per your proforma: | [10 empty] | 20 | th
| Schedule 1 |  | Plant and Equipment (Including Mandatory Spare Parts) to be supplied, including Type Test Charges. | [8 empty] | 21 | st
| Schedule 2 |  | Local Transportation, In-transit Insurance, loading and unloading. | [8 empty] | 22 | th
| Schedule 3 |  | Installation Charges. |  |  |  | Sole Bidder |  |  |  |  | 23 | th
| Schedule 4 |  | Training charges for training to be imparted. | [8 empty] | 24 | th
| Schedule 5 |  | Taxes and Duties | [8 empty] | 25 | th
| Schedule 6 |  | Grand Summary [Schedule 1to 6] | [8 empty] | 26 | th
| Schedule 7 |  | Break-up of Type Test Charges for Type Tests to be conducted | [8 empty] | 27 | th
2.2 | We are aware that the Price Schedules do not generally give a full description of the Work to be performed under each item and we shall be deemed to have read the Technical Specifications and other sections of the Bidding Documents and Drawings to ascertain the full scope of Work included in each item while filling-in the rates and prices. We agree that the entered rates and prices shall be deemed to include for the full scope as aforesaid, including overheads and profit. | [10 empty] | 28 | th
2.3 | We declare that as specified in Clause 11.5, Section –II:ITB, Vol.-I of the Bidding Documents, prices quoted by us in the Price Schedules shall be subject to Price Adjustment during the execution of Contract in accordance with Appendix-2 (Price Adjustment) to the Contract Agreement. | [10 empty] | 29 | th
2.4 | We understand that in the price schedules, where there are errors between the total of the amounts given under the column for the price Breakdown and the amount given under the Total Price, the former shall prevail and the latter will be corrected accordingly. We further understand that where there are discrepancies between amounts stated in figures and amounts stated in words, the amount stated in words shall prevail. Similarly, any discrepancy in the total bid price and that of the summation of Schedule price (price indicated in a Schedule indicating the total of that schedule), the total bid price shall be corrected to reflect the actual summation of the Schedule prices. | [10 empty] | 30 | th
2.5 | We declare that items left blank in the Schedules will be deemed to have been included in other items. The TOTAL for each Schedule and the TOTAL of Grand Summary shall be deemed to be the total price for executing the Facilities and sections thereof in complete accordance with the Contract, whether or not each individual item has been priced. | [10 empty] | 31 | st
3 | We confirm that except as otherwise specifically provided our Bid Prices in this Second Envelope include all taxes, duties, levies and charges as may be assessed on us/our Associate (applicable for Foreign Bidder), our Sub-Contractor/Sub-Vendor or their employees by all municipal, state or national government authorities in connection with the Facilities, in and outside of India.
3.1 | 100% of applicable Taxes and Duties i.e GST, which are payable by the Employer under the Contract, shall be reimbursed by the Employer on production of satisfactory documentary evidence by the Contractor in accordance with the provisions of the Bidding Documents.
3.2 | We further understand that notwithstanding 3.0 above, in case of award on us, you shall also bear and pay/reimburse to us, GST applicable on supplies by us to you, imposed on the Plant & Equipment including Mandatory Spare Parts to be incorporated into the Facilities including Type Test charges for Type test to be conducted in India specified in Schedule No. 1, Installation Services specified in Schedule No. 3 and Charges for Training to be imparted in India specified in Schedule No. 4 of the Price Schedule in this Second Envelope, by the Indian Laws.
3.4 | We confirm that we have also registered/we shall also get registered in the GST Network with a GSTIN , in all the states where the project is located and the states from which we shall make our supply of goods.
4 | # (For Joint Venture only) We, the partners of Joint Venture submitting this bid, do agree and confirm that in case of Award of Contract on the Joint Venture, we shall be jointly and severally liable and responsible for the execution of the Contract in accordance with Contract terms and conditions. |  |  |  |  | 2
5 | We, hereby, declare that only the persons or firms interested in this proposal as principals are named here and that no other persons or firms other than those mentioned herein have any interest in this proposal or in the Contract to be entered into, if the award is made on us, that this proposal is made without any connection with any other person, firm or party likewise submitting a proposal is in all respects for and in good faith, without collusion or fraud.
Thanking you, we remain,
Yours faithfully,
For and on behalf of
Signature :
Date : | -- |  |  | Printed Name : | 0
Place : | 0 |  |  | Designation : | 0
Common Seal :
Please provide additional information of the Bidder
Business Address :
Country of Incorporation :
State/Province to be indicated :
Name of Principal Officer :
Address of Principal Officer :
Note: Bidders may note that no prescribed proforma has been enclosed for Attachment 2 : Power of Attorney. Bidders may use their own proforma for furnishing the required information with the bid.
* * *
Back to Cover Page

## Contracts-Template (hidden)
Exworks
| Total Ex-Works Price Direct |  |  |  |  | 0
| Total Ex-Works Price Bought Out |  |  |  |  | 0
| Total Ex-Works Price |  |  |  |  | 0
| Total Type Test charges as per Schedule-7 |  |  |  |  | #REF!
| Total Ex-works Price including Type Test charges |  |  |  |  | #REF!
Note : | Specify amount of Excise Duty, Sales Tax/'VAT and other taxes payable on the transaction between the Contractor and the Employer and octroi/entry tax as applicable for destination site/state on all items of supply including bought-out finished items (to be identified in the Contract), which shall be dispatched directly from the sub-vendor’s works to the Employer’s site (sale-in-transit), separately in Schedule-5. Excise Duty, Sales tax and other levies for all the bought-out items are to be included in the EXW Price (Col. No. 5) only and not to be indicated in Schedule-5.
^ | If the item(s) quoted/considered as "Bought-out" in the bid are manufactured at Bidder's works and confirmed to be supplied under “Direct transaction” by the bidder, then the taxes and duties on such items shall be paid/reimbursed by POWERGRID in line with the provisions of Bidding Documents. For this purpose, at the time of award, the Ex-works price (exclusive of taxes & duties) shall be arrived at from the quoted Ex-works price (inclusive of taxes ad duties) by excluding taxes and duties applicable on such items, as on date of Bid opening, in case of supplies from manufacturer proposed in the bid. During contract execution, the taxes and duties on such items shall be paid/reimbursed at actuals, limited to the rates prevailing on date of Bid opening.
Date : | --
Place : |  |  | Printed Name : |  | --
Designation :
FandI
| Total F&I Price |  |  |  |  | (=SUM(I16:I27))
Date : | (='Sch-1'!B43)
Place : | (='Sch-1'!B44) |  | Printed Name : | (='Sch-1'!E44)
|  |  | Designation : | (='Sch-1'!E45)
service
| Total Installaiton Charges | [5 empty] | #REF!
Date : | (='Sch-1'!B43)
Place : | (='Sch-1'!B44) |  | Printed Name : | (='Sch-1'!E44)
|  |  | Designation : | (='Sch-1'!E45)
Training
Date : | (=IF('Sch-1'!B43=0,"", 'Sch-1'!B43)) |  | (="Printed Name : " & IF('Sch-1'!E44=0,"",'Sch-1'!E44))
Place : | (=IF('Sch-1'!B44=0,"", 'Sch-1'!B44)) |  | (="Designation : " & IF('Sch-1'!E45=0,"",'Sch-1'!E45))
Type test
| TOTAL TYPE TEST CHARGES |  |  |  |  | (=SUM(I17:I18))
Date : | (='Sch-1'!B43) | (="Printed Name : " & 'Sch-1'!E44)
Place : | (='Sch-1'!B44) | (="Designation : " & 'Sch-1'!E45)
Note : | Bidder should indicate the name of test laboratories where type tests are proposed to be conducted
Direct
Bought-out

## N to W (hidden)
0
Rs. Zero Only
0
0
0
0
0
0
1 | One
2 | Two
3 | Three
4 | Four
5 | Five
6 | Six
7 | Seven
8 | Eight
9 | Nine
10 | Ten
11 | Eleven
12 | Twelve
13 | Thirteen
14 | Fourteen
15 | Fifteen
16 | Sixteen
17 | Seventeen
18 | Eighteen
19 | Nineteen
20 | Twenty
21 | Twenty One
22 | Twenty Two
23 | Twenty Three
24 | Twenty Four
25 | Twenty Five
26 | Twenty Six
27 | Twenty Seven
28 | Twenty Eight
29 | Twenty Nine
30 | Thirty
31 | Thirty One
32 | Thirty Two
33 | Thirty Three
34 | Thirty Four
35 | Thirty Five
36 | Thirty Six
37 | Thirty Seven
38 | Thirty Eight
39 | Thirty Nine
40 | Forty
41 | Forty One
42 | Forty Two
43 | Forty Three
44 | Forty Four
45 | Forty Five
46 | Forty Six
47 | Forty Seven
48 | Forty Eight
49 | Forty Nine
50 | Fifty
51 | Fifty One
52 | Fifty Two
53 | Fifty Three
54 | Fifty Four
55 | Fifty Five
56 | Fifty Six
57 | Fifty Seven
58 | Fifty Eight
59 | Fifty Nine
60 | Sixty
61 | Sixty One
62 | Sixty Two
63 | Sixty Three
64 | Sixty Four
65 | Sixty Five
66 | Sixty Six
67 | Sixty Seven
68 | Sixty Eight
69 | Sixty Nine
70 | Seventy
71 | Seventy One
72 | Seventy Two
73 | Seventy Three
74 | Seventy Four
75 | Seventy Five
76 | Seventy Six
77 | Seventy Seven
78 | Seventy Eight
79 | Seventy Nine
80 | Eighty
81 | Eighty One
82 | Eighty Two
83 | Eighty Three
84 | Eighty Four
85 | Eighty Five
86 | Eighty Six
87 | Eighty Seven
88 | Eighty Eight
89 | Eighty Nine
90 | Ninety
91 | Ninety One
92 | Ninety Two
93 | Ninety Three
94 | Ninety Four
95 | Ninety Five
96 | Ninety Six
97 | Ninety Seven
98 | Ninety Eight
99 | Ninety Nine
100 | One Hundred