## Basic (hidden)
Package Name: | Package: Wi-Fi Deployment in Switchyard & Control Room of POWERGRID Substations
Spec no. | CC/NT/W-TELE/DOM/A10/24/09318

## Cover
ORIGINAL
Price Schedules | Package: Wi-Fi Deployment in Switchyard & Control Room of POWERGRID Substations |  | Package: Wi-Fi
CC/NT/W-TELE/DOM/A10/24/09318
| 1 | Fill up only green shaded cells in Sch-1, Sch-2, Sch-3, Sch-4a, Sch-4b, Sch-5, Sch-7 and Bid Form 2nd Envelope.
| 2 | All the cells in Sch-5 & Sch-6 are auto filled, therefore no cell is required to be filled up there.
| 3 | Instructions / error messages, if any, will be displayed automatically after selecting the cell.
| 4 | After filling up all the schedues, save the file, take print out of all the schedules and Bid form and sign & stamp and submit them as hard copy of the 2nd envelope (Price part) of the bid. Also ensure to submit the soft copy of the the same file on CD/ DVD.
Click to skip Instructions & Proceed
Click for Detailed General Instructions
General guidelines for filling up the Price Schedules, Sch-1 to Sch-7

## Instructions
General Instruction to the Bidders for filling up this workbook of Price Schedules
I | While filling up the worksheets following may please be observed :
| (i) | Fill up only green shaded cells.
| (ii) | Certain data type entries have been restricted, such as Numeric values or limits of numeric values.
| (iii) | Select only the options provided in pull down menus.
| (iv) | Do not link any cell of this work book with any other work book.
| (v) | Do not use copy & paste or cut & paste options for filling up the data.
| (vi) | Do not reformat any of the cell of the work book.
II | This Workbook consists of following worksheets :
Cover :
Opening page of the workbook.
Names of Bidder :
| ● | Select Sole Bidder from the pull down menu. Do not leave this cell blank.
| ● | Fill up names and address of the Sole Bidder.
| ● | Fill up date in dd-mmm-yyyy format from drop down menu.
| ● | Click for Sch-1 given at the right top of the worksheet to go to Sch-1.
Sch-1 (Ex-works Prices) :
| ● | Fill up unit rates for all the items in numeric values greater than 0 (zero). If unit rate is left blank, the corresponding item shall be deemed to be included in the total price.
| ● | Corresponding cell for mode of transaction shall be come enable only after filling up the unit rate, therefore first fill up the unit rate and then mode of transaction for the corresponding item.
| ● | Total amount shall get calculated automatically.
| ● | Type Test charges shall appear automatically after filling up Sch-7 appropriately.
Sch-2 (Freight & Insurance Charges) :
| ● | Fill up unit rates for all the items in numeric values greater than 0 (zero). If unit rate is left blank, the corresponding item shall be deemed to be included in the total price.
| ● | Total amount shall get calculated automatically.
| ● | Total amount shall get calculated automatically.
Sch-3 (Erection Charges) :
| ● | Fill up unit rates for all the items in numeric values greater than 0 (zero). If unit rate is left blank, the corresponding item shall be deemed to be included in the total price.
| ● | Total amount shall get calculated automatically.
Sch-4a (Training Charges) :
| ● | Fill up unit rates for all the items in numeric values greater than 0 (zero). If unit rate is left blank, the corresponding item shall be deemed to be included in the total price.
| ● | Total amount shall get calculated automatically.
Sch-4b (Maintenance Charges during and after Defect Liability Period) :
| ● | Fill up unit rates for all the items in numeric values greater than 0 (zero). If unit rate is left blank, the corresponding item shall be deemed to be included in the total price.
| ● | Total amount shall get calculated automatically.
Sch-5 (Summary of Taxes and Duties applicable on the Goods) :
| ● | No cell is required to be filled in by the bidder in this worksheet.
Sch -6 :
| ● | Summary of all the Schedules without considering discount (mentioned in the work sheet discount) shall be displayed automatically.
| ● | No cell is required to be filled in by the bidder in this worksheet.
Sch-7 (Type Test Charges) :
| ● | Fill up the rates & location where type tests are proposed.
| ● | Total of this Sch-7 shall automatically appear in Sch-1.
Bid from 2nd Envelope :
| ● | Fill up ref. no. as bidder's ref no. of this letter.
| ● | This letter shall consider the net price as per Sch-6 (After Discount).
| ● | Fill up additional information as required.
* * *
Happy Bidding !
Click to Proceed

## Names of Bidder
Package: Wi-Fi Deployment in Switchyard & Control Room of POWERGRID Substations
CC/NT/W-TELE/DOM/A10/24/09318 |  |  | Sole Bidder | 1
|  |  | JV (Joint Venture) | 2 or More
Enter following details of the bidder
Specify type of Bidder [Select from drop down menu] | Sole Bidder |  | 0
1
Name of Sole Bidder
Address of Sole Bidder
Name of other Partner
Address of other Partner
Name of other Partner - 2 (more, if any)
Address of other Partner - 2 (more, if any)
Printed Name
Designation
email ID of Bid Signatory
Mobile No. of Bid Signatory
Tel No. of Bid Signatory
Fax No. of Bid Signatory
Date |  | 31
Place
Click for Sch-1

## Sch-1
CC/NT/W-TELE/DOM/A10/24/09318 | [12 empty] | Schedule - 1 | [5 empty] | Direct Total | 0 | Sole Bidder | `
[19 empty] | BO Total | #REF! | 0
Package: Wi-Fi Deployment in Switchyard & Control Room of POWERGRID Substations
(SCHEDULE OF RATES AND PRICES)
Bidder’s Name and Address (Sole Bidder) : | [11 empty] | To:
Contracts Services, 3rd Floor
Name : | [11 empty] | Power Grid Corporation of India Ltd., | [8 empty] | #REF!
Address : | [11 empty] | "Saudamini", Plot No.-2
Sector-29,
Gurugram (Haryana) - 122001
Plant and Equipment (including Mandatory Spares Parts) to be supplied, including Type Test Charges for Tests to be conducted | [19 empty] | Direct
[12 empty] | All Prices are in Indian Rupees. | [7 empty] | Bought-Out
Sr. No. | PR No | PR Line Item No | Activity Description | Material Code | HSN Code | Whether HSN in column ‘ 6 ’ is confirmed. If not indicate applicable the HSN code * | Rate of GST applicable ( in %) | Whether rate of GST in column ‘4’ is confirmed. If not indicate applicable rate of GST * | Item Description | Unit | Qty. | Unit Ex-works price (excluding GST) | Total Ex-works price (excluding GST) | GST Tax as confirmed by Bidder
1 | 2 | 3 | 4 | 5 | 6 | 7 | 8 | 9 | 10 | 11 | 12 | 13 | 14= 12 x 13 | 15
I | Wi-Fi Deployment in SR1 L4 | [18 empty] | Direct
1 | 7000027974 | 2900 | ACCESS POINT-OUTDOOR | 1000074896 | 85176290 |  | 18% |  | Access Point Outdoor with mounting Kit as per TS | EA | 86 |  | Included | 0 | 0 | 0 | 0 | 0
2 | 7000027974 | 2920 | ACCESS POINT-INDOOR | 1000074895 | 85176290 |  | 18% |  | Access Point Indoor with mounting Kit as per TS | EA | 10 |  | Included | 0 | 0 | 0 | 0 | 0
3 | 7000027974 | 2930 | POE INDUSTRIAL SWITCH | 1000074918 | 85176290 |  | 18% |  | POE INDUSTRIAL SWITCH 8X1G ELECTRICAL PORTS MINUMUM 2X1G WITH 1G SFP10KM SINGLE MODE LC TYPE | EA | 25 |  | Included | 0 | 0 | 0 | 0 | 0
4 | 7000027974 | 2910 | LAYER 3 SWITCH-SUB STATION-INDOOR | 1000074909 | 85176290 |  | 18% |  | LAYER 3(L3) SWITCH INDOOR AS PER TS WITH AC SUPPLY AT SUBSTATION | EA | 5 |  | Included | 0 | 0 | 0 | 0 | 0
5 | 7000027974 | 2940 | 1G SFP-L3 SWITCH OF SUB STATION | 1000074889 | 85176290 |  | 18% |  | 1G SFP 10KM SINGLE MODE LC FOR L3 SWITCH AT SUBSTATION (SAME MAKE OFSWITCH OEM) | EA | 29 |  | Included | 0 | 0 | 0 | 0 | 0
6 | 7000027974 | 2950 | UPS 2KVA WITH 30MINS BACKUP | 1000074927 | 85044090 |  | 18% |  | UPS 2 kVA with 30mins backup | EA | 2 |  | Included | 0 | 0 | 0 | 0 | 0
7 | 7000027974 | 2960 | ARMOURED 1 CORE COPPER POWER CABLE | 1000074897 | 85176290 |  | 18% |  | ARMOURED SINGLE CORE 2.5 SQ.MM. COPPER POWER CABLE FOR EARTHING OFRACK | M | 80 |  | Included | 0 | 0 | 0 | 0 | 0
8 | 7000027974 | 2970 | ARMOURED 3 CORE COPPER POWER CABLE | 1000074898 | 85176290 |  | 18% |  | ARMOURED 3 CORE 2.5 SQ.MM. COPPER POWER CABLE | M | 400 |  | Included | 0 | 0 | 0 | 0 | 0
9 | 7000027974 | 2980 | 24 F CORE UNDERGROUND OFC | 1000074892 | 85447090 |  | 18% |  | 24 F CORE UNDERGROUND OFC | M | 11000 |  | Included | 0 | 0 | 0 | 0 | 0
10 | 7000027974 | 2990 | 6 F CORE UNDERGROUND OFC | 1000074893 | 85447090 |  | 18% |  | 6F CORE UNDERGROUND OFC | M | 7900 |  | Included | 0 | 0 | 0 | 0 | 0
11 | 7000027974 | 3000 | HDPE DUCT 40MM | 1000074906 | 39174000 |  | 18% |  | HDPE DUCT 40MM | M | 9900 |  | Included | 0 | 0 | 0 | 0 | 0
12 | 7000027974 | 3010 | HDPE DUCT 32MM | 1000074905 | 39174000 |  | 18% |  | HDPE DUCT 32MM | M | 7110 |  | Included | 0 | 0 | 0 | 0 | 0
13 | 7000027974 | 3020 | PATCH CORD 1M LENGTH SM | 1000074916 | 85447090 |  | 18% |  | LC/PC - LC/PC PATCH CORD 1M LENGTH SM | EA | 80 |  | Included | 0 | 0 | 0 | 0 | 0
14 | 7000027974 | 3030 | PATCH CORD 3M LENGTH SM | 1000074917 | 85447090 |  | 18% |  | LC/PC - LC/PC PATCH CORD 3M LENGTH SM | EA | 58 |  | Included | 0 | 0 | 0 | 0 | 0
15 | 7000027974 | 3040 | CAT 6/6A SFTP OUTDOOR | 1000074899 | 85447090 |  | 18% |  | CAT 6/6A SFTP OUTDOOR | M | 3440 |  | Included | 0 | 0 | 0 | 0 | 0
16 | 7000027974 | 3050 | CAT 6/6A UTP INDOOR | 1000074900 | 85447090 |  | 18% |  | CAT 6/6A UTP INDOOR | M | 400 |  | Included | 0 | 0 | 0 | 0 | 0
17 | 7000027974 | 3060 | LIU 24 F RACK MOUNTED LC | 1000074910 | 84733099 |  | 18% |  | LIU (LIGHT INTERFACE UNIT) 24 F RACK MOUNTED LC | EA | 10 |  | Included | 0 | 0 | 0 | 0 | 0
18 | 7000027974 | 3070 | LIU 6 F RACK MOUNTED LC | 1000074911 | 84733099 |  | 18% |  | LIU (LIGHT INTERFACE UNIT) 6 F RACK MOUNTED LC | EA | 30 |  | Included | 0 | 0 | 0 | 0 | 0
19 | 7000027974 | 3080 | RACK 42 U INDOOR WITH DEPTH 600MM | 1000074921 | 84733099 |  | 18% |  | RACK 42 U INDOOR 600X600X2000MM (WXDXH) | EA | 2 |  | Included | 0 | 0 | 0 | 0 | 0
20 | 7000027974 | 3090 | 6 U OUTDOOR RACK | 1000074894 | 84733099 |  | 18% |  | Rack 6 U Outdoor as per TS | EA | 25 |  | Included | 0 | 0 | 0 | 0 | 0
21 | 7000027974 | 3100 | MANHOLE | 1000074912 | 73259999 |  | 0% |  | MANHOLE | EA | 14 |  | Included | 0 | 0 | 0 | 0 | 0
22 | 7000027974 | 3110 | JOINT BOX/ CLOSURE(4 WAY) | 1000074907 | 85176290 |  | 18% |  | JOINT BOX/ CLOSURE (4 WAY) | EA | 14 |  | Included | 0 | 0 | 0 | 0 | 0
23 | 7000027974 | 3120 | PVC CONDUIT(32MM) | 1000074919 | 39172390 |  | 18% |  | PVC CONDUIT (32MM) | M | 1920 |  | Included | 0 | 0 | 0 | 0 | 0
24 | 7000027974 | 3130 | RJ45 CONNECTOR | 1000074922 | 85176290 |  | 18% |  | RJ45 CONNECTOR | EA | 192 |  | Included | 0 | 0 | 0 | 0 | 0
25 | 7000027974 | 3140 | MISC. MATERIAL-WI-FI SETUP | 1000074913 | 85447090 |  | 18% |  | INSTALLATION MATERIAL SUCH AS PATCH PANEL AT CENTRAL LOCATION,CLAMPING MATERIAL ETC. FOR SUCESSFUL COMMISSIONING OF THE PROJECT | LS | 1 |  | Included | 0 | 0 | 0 | 0 | 0
II | Wi-Fi Deployment in SR2 L4 | [18 empty] | Direct
1 | 7000027974 | 3150 | ACCESS POINT-OUTDOOR | 1000074896 | 85176290 |  | 18% |  | Access Point Outdoor with mounting Kit as per TS | EA | 235 |  | Included | 0 | 0 | 0 | 0 | 0
2 | 7000027974 | 3160 | ACCESS POINT-INDOOR | 1000074895 | 85176290 |  | 18% |  | Access Point Indoor with mounting Kit as per TS | EA | 10 |  | Included | 0 | 0 | 0 | 0 | 0
3 | 7000027974 | 3170 | POE INDUSTRIAL SWITCH | 1000074918 | 85176290 |  | 18% |  | POE INDUSTRIAL SWITCH 8X1G ELECTRICAL PORTS MINUMUM 2X1G WITH 1G SFP10KM SINGLE MODE LC TYPE | EA | 53 |  | Included | 0 | 0 | 0 | 0 | 0
4 | 7000027974 | 3180 | LAYER 3 SWITCH-SUB STATION-INDOOR | 1000074909 | 85176290 |  | 18% |  | LAYER 3(L3) SWITCH INDOOR AS PER TS WITH AC SUPPLY AT SUBSTATION | EA | 5 |  | Included | 0 | 0 | 0 | 0 | 0
5 | 7000027974 | 3190 | 1G SFP-L3 SWITCH OF SUB STATION | 1000074889 | 85176290 |  | 18% |  | 1G SFP 10KM SINGLE MODE LC FOR L3 SWITCH AT SUBSTATION (SAME MAKE OFSWITCH OEM) | EA | 41 |  | Included | 0 | 0 | 0 | 0 | 0
6 | 7000027974 | 3200 | UPS 2KVA WITH 30MINS BACKUP | 1000074927 | 85044090 |  | 18% |  | UPS 2 kVA with 30mins backup | EA | 3 |  | Included | 0 | 0 | 0 | 0 | 0
7 | 7000027974 | 3210 | ARMOURED 1 CORE COPPER POWER CABLE | 1000074897 | 85176290 |  | 18% |  | ARMOURED SINGLE CORE 2.5 SQ.MM. COPPER POWER CABLE FOR EARTHING OFRACK | M | 192 |  | Included | 0 | 0 | 0 | 0 | 0
8 | 7000027974 | 3220 | ARMOURED 3 CORE COPPER POWER CABLE | 1000074898 | 85176290 |  | 18% |  | ARMOURED 3 CORE 2.5 SQ.MM. COPPER POWER CABLE | M | 960 |  | Included | 0 | 0 | 0 | 0 | 0
9 | 7000027974 | 3230 | 24 F CORE UNDERGROUND OFC | 1000074892 | 85447090 |  | 18% |  | 24 F CORE UNDERGROUND OFC | M | 16550 |  | Included | 0 | 0 | 0 | 0 | 0
10 | 7000027974 | 3240 | 6 F CORE UNDERGROUND OFC | 1000074893 | 85447090 |  | 18% |  | 6F CORE UNDERGROUND OFC | M | 14816 |  | Included | 0 | 0 | 0 | 0 | 0
11 | 7000027974 | 3250 | HDPE DUCT 40MM | 1000074906 | 39174000 |  | 18% |  | HDPE DUCT 40MM | M | 14895 |  | Included | 0 | 0 | 0 | 0 | 0
12 | 7000027974 | 3260 | HDPE DUCT 32MM | 1000074905 | 39174000 |  | 18% |  | HDPE DUCT 32MM | M | 13334 |  | Included | 0 | 0 | 0 | 0 | 0
13 | 7000027974 | 3270 | PATCH CORD 1M LENGTH SM | 1000074916 | 85447090 |  | 18% |  | LC/PC - LC/PC PATCH CORD 1M LENGTH SM | EA | 192 |  | Included | 0 | 0 | 0 | 0 | 0
14 | 7000027974 | 3280 | PATCH CORD 3M LENGTH SM | 1000074917 | 85447090 |  | 18% |  | LC/PC - LC/PC PATCH CORD 3M LENGTH SM | EA | 82 |  | Included | 0 | 0 | 0 | 0 | 0
15 | 7000027974 | 3290 | CAT 6/6A SFTP OUTDOOR | 1000074899 | 85447090 |  | 18% |  | CAT 6/6A SFTP OUTDOOR | M | 9400 |  | Included | 0 | 0 | 0 | 0 | 0
16 | 7000027974 | 3300 | CAT 6/6A UTP INDOOR | 1000074900 | 85447090 |  | 18% |  | CAT 6/6A UTP INDOOR | M | 400 |  | Included | 0 | 0 | 0 | 0 | 0
17 | 7000027974 | 3310 | LIU 24 F RACK MOUNTED LC | 1000074910 | 84733099 |  | 18% |  | LIU (LIGHT INTERFACE UNIT) 24 F RACK MOUNTED LC | EA | 10 |  | Included | 0 | 0 | 0 | 0 | 0
18 | 7000027974 | 3320 | LIU 6 F RACK MOUNTED LC | 1000074911 | 84733099 |  | 18% |  | LIU (LIGHT INTERFACE UNIT) 6 F RACK MOUNTED LC | EA | 58 |  | Included | 0 | 0 | 0 | 0 | 0
19 | 7000027974 | 3330 | RACK 42 U INDOOR WITH DEPTH 600MM | 1000074921 | 84733099 |  | 18% |  | RACK 42 U INDOOR 600X600X2000MM (WXDXH) | EA | 4 |  | Included | 0 | 0 | 0 | 0 | 0
20 | 7000027974 | 3340 | 6 U OUTDOOR RACK | 1000074894 | 84733099 |  | 18% |  | Rack 6 U Outdoor as per TS | EA | 53 |  | Included | 0 | 0 | 0 | 0 | 0
21 | 7000027974 | 3350 | MANHOLE | 1000074912 | 73259999 |  | 0% |  | MANHOLE | EA | 26 |  | Included | 0 | 0 | 0 | 0 | 0
22 | 7000027974 | 3360 | JOINT BOX/ CLOSURE(4 WAY) | 1000074907 | 85176290 |  | 18% |  | JOINT BOX/ CLOSURE (4 WAY) | EA | 26 |  | Included | 0 | 0 | 0 | 0 | 0
23 | 7000027974 | 3370 | PVC CONDUIT(32MM) | 1000074919 | 39172390 |  | 18% |  | PVC CONDUIT (32MM) | M | 4900 |  | Included | 0 | 0 | 0 | 0 | 0
24 | 7000027974 | 3380 | RJ45 CONNECTOR | 1000074922 | 85176290 |  | 18% |  | RJ45 CONNECTOR | EA | 490 |  | Included | 0 | 0 | 0 | 0 | 0
25 | 7000027974 | 3390 | MISC. MATERIAL-WI-FI SETUP | 1000074913 | 85447090 |  | 18% |  | INSTALLATION MATERIAL SUCH AS PATCH PANEL AT CENTRAL LOCATION,CLAMPING MATERIAL ETC. FOR SUCESSFUL COMMISSIONING OF THE PROJECT | LS | 1 |  | Included | 0 | 0 | 0 | 0 | 0
III | Wi-Fi Deployment in ER1 L4 | [18 empty] | Direct
1 | 7000027974 | 3400 | ACCESS POINT-OUTDOOR | 1000074896 | 85176290 |  | 18% |  | Access Point Outdoor with mounting Kit as per TS | EA | 169 |  | Included | 0 | 0 | 0 | 0 | 0
2 | 7000027974 | 3410 | ACCESS POINT-INDOOR | 1000074895 | 85176290 |  | 18% |  | Access Point Indoor with mounting Kit as per TS | EA | 10 |  | Included | 0 | 0 | 0 | 0 | 0
3 | 7000027974 | 3420 | POE INDUSTRIAL SWITCH | 1000074918 | 85176290 |  | 18% |  | POE INDUSTRIAL SWITCH 8X1G ELECTRICAL PORTS MINUMUM 2X1G WITH 1G SFP10KM SINGLE MODE LC TYPE | EA | 41 |  | Included | 0 | 0 | 0 | 0 | 0
4 | 7000027974 | 3430 | LAYER 3 SWITCH-SUB STATION-INDOOR | 1000074909 | 85176290 |  | 18% |  | LAYER 3(L3) SWITCH INDOOR AS PER TS WITH AC SUPPLY AT SUBSTATION | EA | 5 |  | Included | 0 | 0 | 0 | 0 | 0
5 | 7000027974 | 3440 | 1G SFP-L3 SWITCH OF SUB STATION | 1000074889 | 85176290 |  | 18% |  | 1G SFP 10KM SINGLE MODE LC FOR L3 SWITCH AT SUBSTATION (SAME MAKE OFSWITCH OEM) | EA | 37 |  | Included | 0 | 0 | 0 | 0 | 0
6 | 7000027974 | 3450 | UPS 2KVA WITH 30MINS BACKUP | 1000074927 | 85044090 |  | 18% |  | UPS 2 kVA with 30mins backup | EA | 2 |  | Included | 0 | 0 | 0 | 0 | 0
7 | 7000027974 | 3460 | ARMOURED 1 CORE COPPER POWER CABLE | 1000074897 | 85176290 |  | 18% |  | ARMOURED SINGLE CORE 2.5 SQ.MM. COPPER POWER CABLE FOR EARTHING OFRACK | M | 144 |  | Included | 0 | 0 | 0 | 0 | 0
8 | 7000027974 | 3470 | ARMOURED 3 CORE COPPER POWER CABLE | 1000074898 | 85176290 |  | 18% |  | ARMOURED 3 CORE 2.5 SQ.MM. COPPER POWER CABLE | M | 720 |  | Included | 0 | 0 | 0 | 0 | 0
9 | 7000027974 | 3480 | 24 F CORE UNDERGROUND OFC | 1000074892 | 85447090 |  | 18% |  | 24 F CORE UNDERGROUND OFC | M | 12780 |  | Included | 0 | 0 | 0 | 0 | 0
10 | 7000027974 | 3490 | 6 F CORE UNDERGROUND OFC | 1000074893 | 85447090 |  | 18% |  | 6F CORE UNDERGROUND OFC | M | 14970 |  | Included | 0 | 0 | 0 | 0 | 0
11 | 7000027974 | 3500 | HDPE DUCT 40MM | 1000074906 | 39174000 |  | 18% |  | HDPE DUCT 40MM | M | 11502 |  | Included | 0 | 0 | 0 | 0 | 0
12 | 7000027974 | 3510 | HDPE DUCT 32MM | 1000074905 | 39174000 |  | 18% |  | HDPE DUCT 32MM | M | 13473 |  | Included | 0 | 0 | 0 | 0 | 0
13 | 7000027974 | 3520 | PATCH CORD 1M LENGTH SM | 1000074916 | 85447090 |  | 18% |  | LC/PC - LC/PC PATCH CORD 1M LENGTH SM | EA | 144 |  | Included | 0 | 0 | 0 | 0 | 0
14 | 7000027974 | 3530 | PATCH CORD 3M LENGTH SM | 1000074917 | 85447090 |  | 18% |  | LC/PC - LC/PC PATCH CORD 3M LENGTH SM | EA | 74 |  | Included | 0 | 0 | 0 | 0 | 0
15 | 7000027974 | 3540 | CAT 6/6A SFTP OUTDOOR | 1000074899 | 85447090 |  | 18% |  | CAT 6/6A SFTP OUTDOOR | M | 6760 |  | Included | 0 | 0 | 0 | 0 | 0
16 | 7000027974 | 3550 | CAT 6/6A UTP INDOOR | 1000074900 | 85447090 |  | 18% |  | CAT 6/6A UTP INDOOR | M | 400 |  | Included | 0 | 0 | 0 | 0 | 0
17 | 7000027974 | 3560 | LIU 24 F RACK MOUNTED LC | 1000074910 | 84733099 |  | 18% |  | LIU (LIGHT INTERFACE UNIT) 24 F RACK MOUNTED LC | EA | 10 |  | Included | 0 | 0 | 0 | 0 | 0
18 | 7000027974 | 3570 | LIU 6 F RACK MOUNTED LC | 1000074911 | 84733099 |  | 18% |  | LIU (LIGHT INTERFACE UNIT) 6 F RACK MOUNTED LC | EA | 46 |  | Included | 0 | 0 | 0 | 0 | 0
19 | 7000027974 | 3580 | RACK 42 U INDOOR WITH DEPTH 600MM | 1000074921 | 84733099 |  | 18% |  | RACK 42 U INDOOR 600X600X2000MM (WXDXH) | EA | 3 |  | Included | 0 | 0 | 0 | 0 | 0
20 | 7000027974 | 3590 | 6 U OUTDOOR RACK | 1000074894 | 84733099 |  | 18% |  | Rack 6 U Outdoor as per TS | EA | 41 |  | Included | 0 | 0 | 0 | 0 | 0
21 | 7000027974 | 3600 | MANHOLE | 1000074912 | 73259999 |  | 0% |  | MANHOLE | EA | 22 |  | Included | 0 | 0 | 0 | 0 | 0
22 | 7000027974 | 3610 | JOINT BOX/ CLOSURE(4 WAY) | 1000074907 | 85176290 |  | 18% |  | JOINT BOX/ CLOSURE (4 WAY) | EA | 22 |  | Included | 0 | 0 | 0 | 0 | 0
23 | 7000027974 | 3620 | PVC CONDUIT(32MM) | 1000074919 | 39172390 |  | 18% |  | PVC CONDUIT (32MM) | M | 3580 |  | Included | 0 | 0 | 0 | 0 | 0
24 | 7000027974 | 3630 | RJ45 CONNECTOR | 1000074922 | 85176290 |  | 18% |  | RJ45 CONNECTOR | EA | 358 |  | Included | 0 | 0 | 0 | 0 | 0
25 | 7000027974 | 3640 | MISC. MATERIAL-WI-FI SETUP | 1000074913 | 85447090 |  | 18% |  | INSTALLATION MATERIAL SUCH AS PATCH PANEL AT CENTRAL LOCATION,CLAMPING MATERIAL ETC. FOR SUCESSFUL COMMISSIONING OF THE PROJECT | LS | 1 |  | Included | 0 | 0 | 0 | 0 | 0
IV | Wi-Fi Deployment in ER2 L4 | [18 empty] | Direct
1 | 7000027974 | 3650 | ACCESS POINT-OUTDOOR | 1000074896 | 85176290 |  | 18% |  | Access Point Outdoor with mounting Kit as per TS | EA | 341 |  | Included | 0 | 0 | 0 | 0 | 0
2 | 7000027974 | 3660 | ACCESS POINT-INDOOR | 1000074895 | 85176290 |  | 18% |  | Access Point Indoor with mounting Kit as per TS | EA | 20 |  | Included | 0 | 0 | 0 | 0 | 0
3 | 7000027974 | 3670 | POE INDUSTRIAL SWITCH | 1000074918 | 85176290 |  | 18% |  | POE INDUSTRIAL SWITCH 8X1G ELECTRICAL PORTS MINUMUM 2X1G WITH 1G SFP10KM SINGLE MODE LC TYPE | EA | 82 |  | Included | 0 | 0 | 0 | 0 | 0
4 | 7000027974 | 3680 | LAYER 3 SWITCH-SUB STATION-INDOOR | 1000074909 | 85176290 |  | 18% |  | LAYER 3(L3) SWITCH INDOOR AS PER TS WITH AC SUPPLY AT SUBSTATION | EA | 10 |  | Included | 0 | 0 | 0 | 0 | 0
5 | 7000027974 | 3690 | 1G SFP-L3 SWITCH OF SUB STATION | 1000074889 | 85176290 |  | 18% |  | 1G SFP 10KM SINGLE MODE LC FOR L3 SWITCH AT SUBSTATION (SAME MAKE OFSWITCH OEM) | EA | 72 |  | Included | 0 | 0 | 0 | 0 | 0
6 | 7000027974 | 3700 | UPS 2KVA WITH 30MINS BACKUP | 1000074927 | 85044090 |  | 18% |  | UPS 2 kVA with 30mins backup | EA | 5 |  | Included | 0 | 0 | 0 | 0 | 0
7 | 7000027974 | 3710 | ARMOURED 1 CORE COPPER POWER CABLE | 1000074897 | 85176290 |  | 18% |  | ARMOURED SINGLE CORE 2.5 SQ.MM. COPPER POWER CABLE FOR EARTHING OFRACK | M | 288 |  | Included | 0 | 0 | 0 | 0 | 0
8 | 7000027974 | 3720 | ARMOURED 3 CORE COPPER POWER CABLE | 1000074898 | 85176290 |  | 18% |  | ARMOURED 3 CORE 2.5 SQ.MM. COPPER POWER CABLE | M | 1440 |  | Included | 0 | 0 | 0 | 0 | 0
9 | 7000027974 | 3730 | 24 F CORE UNDERGROUND OFC | 1000074892 | 85447090 |  | 18% |  | 24 F CORE UNDERGROUND OFC | M | 29640 |  | Included | 0 | 0 | 0 | 0 | 0
10 | 7000027974 | 3740 | 6 F CORE UNDERGROUND OFC | 1000074893 | 85447090 |  | 18% |  | 6F CORE UNDERGROUND OFC | M | 30512 |  | Included | 0 | 0 | 0 | 0 | 0
11 | 7000027974 | 3750 | HDPE DUCT 40MM | 1000074906 | 39174000 |  | 18% |  | HDPE DUCT 40MM | M | 26676 |  | Included | 0 | 0 | 0 | 0 | 0
12 | 7000027974 | 3760 | HDPE DUCT 32MM | 1000074905 | 39174000 |  | 18% |  | HDPE DUCT 32MM | M | 27461 |  | Included | 0 | 0 | 0 | 0 | 0
13 | 7000027974 | 3770 | PATCH CORD 1M LENGTH SM | 1000074916 | 85447090 |  | 18% |  | LC/PC - LC/PC PATCH CORD 1M LENGTH SM | EA | 288 |  | Included | 0 | 0 | 0 | 0 | 0
14 | 7000027974 | 3780 | LC/PC - LC/PC PATCH CORD 3M LENGTH SM | 1000074917 | 85447090 |  | 18% |  | LC/PC - LC/PC PATCH CORD 3M LENGTH SM | EA | 144 |  | Included | 0 | 0 | 0 | 0 | 0
15 | 7000027974 | 3790 | CAT 6/6A SFTP OUTDOOR | 1000074899 | 85447090 |  | 18% |  | CAT 6/6A SFTP OUTDOOR | M | 13640 |  | Included | 0 | 0 | 0 | 0 | 0
16 | 7000027974 | 3800 | CAT 6/6A UTP INDOOR | 1000074900 | 85447090 |  | 18% |  | CAT 6/6A UTP INDOOR | M | 800 |  | Included | 0 | 0 | 0 | 0 | 0
17 | 7000027974 | 3810 | LIU 24 F RACK MOUNTED LC | 1000074910 | 84733099 |  | 18% |  | LIU (LIGHT INTERFACE UNIT) 24 F RACK MOUNTED LC | EA | 20 |  | Included | 0 | 0 | 0 | 0 | 0
18 | 7000027974 | 3820 | LIU 6 F RACK MOUNTED LC | 1000074911 | 84733099 |  | 18% |  | LIU (LIGHT INTERFACE UNIT) 6 F RACK MOUNTED LC | EA | 92 |  | Included | 0 | 0 | 0 | 0 | 0
19 | 7000027974 | 3830 | RACK 42 U INDOOR WITH DEPTH 600MM | 1000074921 | 84733099 |  | 18% |  | RACK 42 U INDOOR 600X600X2000MM (WXDXH) | EA | 9 |  | Included | 0 | 0 | 0 | 0 | 0
20 | 7000027974 | 3840 | 6 U OUTDOOR RACK | 1000074894 | 84733099 |  | 18% |  | Rack 6 U Outdoor as per TS | EA | 82 |  | Included | 0 | 0 | 0 | 0 | 0
21 | 7000027974 | 3850 | MANHOLE | 1000074912 | 73259999 |  | 0% |  | MANHOLE | EA | 42 |  | Included | 0 | 0 | 0 | 0 | 0
22 | 7000027974 | 3860 | JOINT BOX/ CLOSURE(4 WAY) | 1000074907 | 85176290 |  | 18% |  | JOINT BOX/ CLOSURE (4 WAY) | EA | 42 |  | Included | 0 | 0 | 0 | 0 | 0
23 | 7000027974 | 3870 | PVC CONDUIT(32MM) | 1000074919 | 39172390 |  | 18% |  | PVC CONDUIT (32MM) | M | 7220 |  | Included | 0 | 0 | 0 | 0 | 0
24 | 7000027974 | 3880 | RJ45 CONNECTOR | 1000074922 | 85176290 |  | 18% |  | RJ45 CONNECTOR | EA | 722 |  | Included | 0 | 0 | 0 | 0 | 0
25 | 7000027974 | 3890 | MISC. MATERIAL-WI-FI SETUP | 1000074913 | 85447090 |  | 18% |  | INSTALLATION MATERIAL SUCH AS PATCH PANEL AT CENTRAL LOCATION,CLAMPING MATERIAL ETC. FOR SUCESSFUL COMMISSIONING OF THE PROJECT | LS | 1 |  | Included | 0 | 0 | 0 | 0 | 0
V | Wi-Fi Deployment in WR1 L4 | [18 empty] | Direct
1 | 7000027974 | 3900 | ACCESS POINT-OUTDOOR | 1000074896 | 85176290 |  | 18% |  | Access Point Outdoor with mounting Kit as per TS | EA | 240 |  | Included | 0 | 0 | 0 | 0 | 0
2 | 7000027974 | 3910 | ACCESS POINT-INDOOR | 1000074895 | 85176290 |  | 18% |  | Access Point Indoor with mounting Kit as per TS | EA | 10 |  | Included | 0 | 0 | 0 | 0 | 0
3 | 7000027974 | 3920 | POE INDUSTRIAL SWITCH | 1000074918 | 85176290 |  | 18% |  | POE INDUSTRIAL SWITCH 8X1G ELECTRICAL PORTS MINUMUM 2X1G WITH 1G SFP10KM SINGLE MODE LC TYPE | EA | 55 |  | Included | 0 | 0 | 0 | 0 | 0
4 | 7000027974 | 3930 | LAYER 3 SWITCH-SUB STATION-INDOOR | 1000074909 | 85176290 |  | 18% |  | LAYER 3(L3) SWITCH INDOOR AS PER TS WITH AC SUPPLY AT SUBSTATION | EA | 5 |  | Included | 0 | 0 | 0 | 0 | 0
5 | 7000027974 | 3940 | 1G SFP-L3 SWITCH OF SUB STATION | 1000074889 | 85176290 |  | 18% |  | 1G SFP 10KM SINGLE MODE LC FOR L3 SWITCH AT SUBSTATION (SAME MAKE OFSWITCH OEM) | EA | 45 |  | Included | 0 | 0 | 0 | 0 | 0
6 | 7000027974 | 3950 | UPS 2KVA WITH 30MINS BACKUP | 1000074927 | 85044090 |  | 18% |  | UPS 2 kVA with 30mins backup | EA | 4 |  | Included | 0 | 0 | 0 | 0 | 0
7 | 7000027974 | 3960 | ARMOURED 1 CORE COPPER POWER CABLE | 1000074897 | 85176290 |  | 18% |  | ARMOURED SINGLE CORE 2.5 SQ.MM. COPPER POWER CABLE FOR EARTHING OFRACK | M | 200 |  | Included | 0 | 0 | 0 | 0 | 0
8 | 7000027974 | 3970 | ARMOURED 3 CORE COPPER POWER CABLE | 1000074898 | 85176290 |  | 18% |  | ARMOURED 3 CORE 2.5 SQ.MM. COPPER POWER CABLE | M | 1000 |  | Included | 0 | 0 | 0 | 0 | 0
9 | 7000027974 | 3980 | 24 F CORE UNDERGROUND OFC | 1000074892 | 85447090 |  | 18% |  | 24 F CORE UNDERGROUND OFC | M | 16630 |  | Included | 0 | 0 | 0 | 0 | 0
10 | 7000027974 | 3990 | 6 F CORE UNDERGROUND OFC | 1000074893 | 85447090 |  | 18% |  | 6F CORE UNDERGROUND OFC | M | 18560 |  | Included | 0 | 0 | 0 | 0 | 0
11 | 7000027974 | 4000 | HDPE DUCT 40MM | 1000074906 | 39174000 |  | 18% |  | HDPE DUCT 40MM | M | 14967 |  | Included | 0 | 0 | 0 | 0 | 0
12 | 7000027974 | 4010 | HDPE DUCT 32MM | 1000074905 | 39174000 |  | 18% |  | HDPE DUCT 32MM | M | 16704 |  | Included | 0 | 0 | 0 | 0 | 0
13 | 7000027974 | 4020 | PATCH CORD 1M LENGTH SM | 1000074916 | 85447090 |  | 18% |  | LC/PC - LC/PC PATCH CORD 1M LENGTH SM | EA | 200 |  | Included | 0 | 0 | 0 | 0 | 0
14 | 7000027974 | 4030 | PATCH CORD 3M LENGTH SM | 1000074917 | 85447090 |  | 18% |  | LC/PC - LC/PC PATCH CORD 3M LENGTH SM | EA | 90 |  | Included | 0 | 0 | 0 | 0 | 0
15 | 7000027974 | 4040 | CAT 6/6A SFTP OUTDOOR | 1000074899 | 85447090 |  | 18% |  | CAT 6/6A SFTP OUTDOOR | M | 9600 |  | Included | 0 | 0 | 0 | 0 | 0
16 | 7000027974 | 4050 | CAT 6/6A UTP INDOOR | 1000074900 | 85447090 |  | 18% |  | CAT 6/6A UTP INDOOR | M | 400 |  | Included | 0 | 0 | 0 | 0 | 0
17 | 7000027974 | 4060 | LIU 24 F RACK MOUNTED LC | 1000074910 | 84733099 |  | 18% |  | LIU (LIGHT INTERFACE UNIT) 24 F RACK MOUNTED LC | EA | 10 |  | Included | 0 | 0 | 0 | 0 | 0
18 | 7000027974 | 4070 | LIU 6 F RACK MOUNTED LC | 1000074911 | 84733099 |  | 18% |  | LIU (LIGHT INTERFACE UNIT) 6 F RACK MOUNTED LC | EA | 60 |  | Included | 0 | 0 | 0 | 0 | 0
19 | 7000027974 | 4080 | RACK 42 U INDOOR WITH DEPTH 600MM | 1000074921 | 84733099 |  | 18% |  | RACK 42 U INDOOR 600X600X2000MM (WXDXH) | EA | 4 |  | Included | 0 | 0 | 0 | 0 | 0
20 | 7000027974 | 4090 | 6 U OUTDOOR RACK | 1000074894 | 84733099 |  | 18% |  | Rack 6 U Outdoor as per TS | EA | 55 |  | Included | 0 | 0 | 0 | 0 | 0
21 | 7000027974 | 4100 | MANHOLE | 1000074912 | 73259999 |  | 0% |  | MANHOLE | EA | 30 |  | Included | 0 | 0 | 0 | 0 | 0
22 | 7000027974 | 4110 | JOINT BOX/ CLOSURE(4 WAY) | 1000074907 | 85176290 |  | 18% |  | JOINT BOX/ CLOSURE (4 WAY) | EA | 30 |  | Included | 0 | 0 | 0 | 0 | 0
23 | 7000027974 | 4120 | PVC CONDUIT(32MM) | 1000074919 | 39172390 |  | 18% |  | PVC CONDUIT (32MM) | M | 5000 |  | Included | 0 | 0 | 0 | 0 | 0
24 | 7000027974 | 4130 | RJ45 CONNECTOR | 1000074922 | 85176290 |  | 18% |  | RJ45 CONNECTOR | EA | 500 |  | Included | 0 | 0 | 0 | 0 | 0
25 | 7000027974 | 4140 | MISC. MATERIAL-WI-FI SETUP | 1000074913 | 85447090 |  | 18% |  | INSTALLATION MATERIAL SUCH AS PATCH PANEL AT CENTRAL LOCATION,CLAMPING MATERIAL ETC. FOR SUCESSFUL COMMISSIONING OF THE PROJECT | LS | 1 |  | Included | 0 | 0 | 0 | 0 | 0
VI | Wi-Fi Deployment in WR2 L4 | [18 empty] | Direct
1 | 7000027974 | 4150 | ACCESS POINT-OUTDOOR | 1000074896 | 85176290 |  | 18% |  | Access Point Outdoor with mounting Kit as per TS | EA | 208 |  | Included | 0 | 0 | 0 | 0 | 0
2 | 7000027974 | 4160 | ACCESS POINT-INDOOR | 1000074895 | 85176290 |  | 18% |  | Access Point Indoor with mounting Kit as per TS | EA | 10 |  | Included | 0 | 0 | 0 | 0 | 0
3 | 7000027974 | 4170 | POE INDUSTRIAL SWITCH | 1000074918 | 85176290 |  | 18% |  | POE INDUSTRIAL SWITCH 8X1G ELECTRICAL PORTS MINUMUM 2X1G WITH 1G SFP10KM SINGLE MODE LC TYPE | EA | 47 |  | Included | 0 | 0 | 0 | 0 | 0
4 | 7000027974 | 4180 | LAYER 3 SWITCH-SUB STATION-INDOOR | 1000074909 | 85176290 |  | 18% |  | LAYER 3(L3) SWITCH INDOOR AS PER TS WITH AC SUPPLY AT SUBSTATION | EA | 5 |  | Included | 0 | 0 | 0 | 0 | 0
5 | 7000027974 | 4190 | 1G SFP-L3 SWITCH OF SUB STATION | 1000074889 | 85176290 |  | 18% |  | 1G SFP 10KM SINGLE MODE LC FOR L3 SWITCH AT SUBSTATION (SAME MAKE OFSWITCH OEM) | EA | 39 |  | Included | 0 | 0 | 0 | 0 | 0
6 | 7000027974 | 4200 | UPS 2KVA WITH 30MINS BACKUP | 1000074927 | 85044090 |  | 18% |  | UPS 2 kVA with 30mins backup | EA | 3 |  | Included | 0 | 0 | 0 | 0 | 0
7 | 7000027974 | 4210 | ARMOURED 1 CORE COPPER POWER CABLE | 1000074897 | 85176290 |  | 18% |  | ARMOURED SINGLE CORE 2.5 SQ.MM. COPPER POWER CABLE FOR EARTHING OFRACK | M | 168 |  | Included | 0 | 0 | 0 | 0 | 0
8 | 7000027974 | 4220 | ARMOURED 3 CORE COPPER POWER CABLE | 1000074898 | 85176290 |  | 18% |  | ARMOURED 3 CORE 2.5 SQ.MM. COPPER POWER CABLE | M | 840 |  | Included | 0 | 0 | 0 | 0 | 0
9 | 7000027974 | 4230 | 24 F CORE UNDERGROUND OFC | 1000074892 | 85447090 |  | 18% |  | 24 F CORE UNDERGROUND OFC | M | 11240 |  | Included | 0 | 0 | 0 | 0 | 0
10 | 7000027974 | 4240 | 6 F CORE UNDERGROUND OFC | 1000074893 | 85447090 |  | 18% |  | 6F CORE UNDERGROUND OFC | M | 13885 |  | Included | 0 | 0 | 0 | 0 | 0
11 | 7000027974 | 4250 | HDPE DUCT 40MM | 1000074906 | 39174000 |  | 18% |  | HDPE DUCT 40MM | M | 10116 |  | Included | 0 | 0 | 0 | 0 | 0
12 | 7000027974 | 4260 | HDPE DUCT 32MM | 1000074905 | 39174000 |  | 18% |  | HDPE DUCT 32MM | M | 12497 |  | Included | 0 | 0 | 0 | 0 | 0
13 | 7000027974 | 4270 | PATCH CORD 1M LENGTH SM | 1000074916 | 85447090 |  | 18% |  | LC/PC - LC/PC PATCH CORD 1M LENGTH SM | EA | 168 |  | Included | 0 | 0 | 0 | 0 | 0
14 | 7000027974 | 4280 | PATCH CORD 3M LENGTH SM | 1000074917 | 85447090 |  | 18% |  | LC/PC - LC/PC PATCH CORD 3M LENGTH SM | EA | 78 |  | Included | 0 | 0 | 0 | 0 | 0
15 | 7000027974 | 4290 | CAT 6/6A SFTP OUTDOOR | 1000074899 | 85447090 |  | 18% |  | CAT 6/6A SFTP OUTDOOR | M | 8320 |  | Included | 0 | 0 | 0 | 0 | 0
16 | 7000027974 | 4300 | CAT 6/6A UTP INDOOR | 1000074900 | 85447090 |  | 18% |  | CAT 6/6A UTP INDOOR | M | 400 |  | Included | 0 | 0 | 0 | 0 | 0
17 | 7000027974 | 4310 | LIU 24 F RACK MOUNTED LC | 1000074910 | 84733099 |  | 18% |  | LIU (LIGHT INTERFACE UNIT) 24 F RACK MOUNTED LC | EA | 10 |  | Included | 0 | 0 | 0 | 0 | 0
18 | 7000027974 | 4320 | LIU 6 F RACK MOUNTED LC | 1000074911 | 84733099 |  | 18% |  | LIU (LIGHT INTERFACE UNIT) 6 F RACK MOUNTED LC | EA | 52 |  | Included | 0 | 0 | 0 | 0 | 0
19 | 7000027974 | 4330 | RACK 42 U INDOOR WITH DEPTH 600MM | 1000074921 | 84733099 |  | 18% |  | RACK 42 U INDOOR 600X600X2000MM (WXDXH) | EA | 2 |  | Included | 0 | 0 | 0 | 0 | 0
20 | 7000027974 | 4340 | 6 U OUTDOOR RACK | 1000074894 | 84733099 |  | 18% |  | Rack 6 U Outdoor as per TS | EA | 47 |  | Included | 0 | 0 | 0 | 0 | 0
21 | 7000027974 | 4350 | MANHOLE | 1000074912 | 73259999 |  | 0% |  | MANHOLE | EA | 24 |  | Included | 0 | 0 | 0 | 0 | 0
22 | 7000027974 | 4360 | JOINT BOX/ CLOSURE(4 WAY) | 1000074907 | 85176290 |  | 18% |  | JOINT BOX/ CLOSURE (4 WAY) | EA | 24 |  | Included | 0 | 0 | 0 | 0 | 0
23 | 7000027974 | 4370 | PVC CONDUIT(32MM) | 1000074919 | 39172390 |  | 18% |  | PVC CONDUIT (32MM) | M | 4360 |  | Included | 0 | 0 | 0 | 0 | 0
24 | 7000027974 | 4380 | RJ45 CONNECTOR | 1000074922 | 85176290 |  | 18% |  | RJ45 CONNECTOR | EA | 436 |  | Included | 0 | 0 | 0 | 0 | 0
25 | 7000027974 | 4390 | MISC. MATERIAL-WI-FI SETUP | 1000074913 | 85447090 |  | 18% |  | INSTALLATION MATERIAL SUCH AS PATCH PANEL AT CENTRAL LOCATION,CLAMPING MATERIAL ETC. FOR SUCESSFUL COMMISSIONING OF THE PROJECT | LS | 1 |  | Included | 0 | 0 | 0 | 0 | 0
VII | Wi-Fi Deployment in NER L4 | [18 empty] | Direct
1 | 7000027974 | 4400 | ACCESS POINT-OUTDOOR | 1000074896 | 85176290 |  | 18% |  | Access Point Outdoor with mounting Kit as per TS | EA | 118 |  | Included | 0 | 0 | 0 | 0 | 0
2 | 7000027974 | 4410 | ACCESS POINT-INDOOR | 1000074895 | 85176290 |  | 18% |  | Access Point Indoor with mounting Kit as per TS | EA | 10 |  | Included | 0 | 0 | 0 | 0 | 0
3 | 7000027974 | 4420 | POE INDUSTRIAL SWITCH | 1000074918 | 85176290 |  | 18% |  | POE INDUSTRIAL SWITCH 8X1G ELECTRICAL PORTS MINUMUM 2X1G WITH 1G SFP10KM SINGLE MODE LC TYPE | EA | 31 |  | Included | 0 | 0 | 0 | 0 | 0
4 | 7000027974 | 4430 | LAYER 3 SWITCH-SUB STATION-INDOOR | 1000074909 | 85176290 |  | 18% |  | LAYER 3(L3) SWITCH INDOOR AS PER TS WITH AC SUPPLY AT SUBSTATION | EA | 5 |  | Included | 0 | 0 | 0 | 0 | 0
5 | 7000027974 | 4440 | 1G SFP-L3 SWITCH OF SUB STATION | 1000074889 | 85176290 |  | 18% |  | 1G SFP 10KM SINGLE MODE LC FOR L3 SWITCH AT SUBSTATION (SAME MAKE OFSWITCH OEM) | EA | 31 |  | Included | 0 | 0 | 0 | 0 | 0
6 | 7000027974 | 4450 | UPS 2KVA WITH 30MINS BACKUP | 1000074927 | 85044090 |  | 18% |  | UPS 2 kVA with 30mins backup | EA | 2 |  | Included | 0 | 0 | 0 | 0 | 0
7 | 7000027974 | 4460 | ARMOURED 1 CORE COPPER POWER CABLE | 1000074897 | 85176290 |  | 18% |  | ARMOURED SINGLE CORE 2.5 SQ.MM. COPPER POWER CABLE FOR EARTHING OFRACK | M | 104 |  | Included | 0 | 0 | 0 | 0 | 0
8 | 7000027974 | 4470 | ARMOURED 3 CORE COPPER POWER CABLE | 1000074898 | 85176290 |  | 18% |  | ARMOURED 3 CORE 2.5 SQ.MM. COPPER POWER CABLE | M | 520 |  | Included | 0 | 0 | 0 | 0 | 0
9 | 7000027974 | 4480 | 24 F CORE UNDERGROUND OFC | 1000074892 | 85447090 |  | 18% |  | 24 F CORE UNDERGROUND OFC | M | 10572 |  | Included | 0 | 0 | 0 | 0 | 0
10 | 7000027974 | 4490 | 6 F CORE UNDERGROUND OFC | 1000074893 | 85447090 |  | 18% |  | 6F CORE UNDERGROUND OFC | M | 4720 |  | Included | 0 | 0 | 0 | 0 | 0
11 | 7000027974 | 4500 | HDPE DUCT 40MM | 1000074906 | 39174000 |  | 18% |  | HDPE DUCT 40MM | M | 9515 |  | Included | 0 | 0 | 0 | 0 | 0
12 | 7000027974 | 4510 | HDPE DUCT 32MM | 1000074905 | 39174000 |  | 18% |  | HDPE DUCT 32MM | M | 4248 |  | Included | 0 | 0 | 0 | 0 | 0
13 | 7000027974 | 4520 | PATCH CORD 1M LENGTH SM | 1000074916 | 85447090 |  | 18% |  | LC/PC - LC/PC PATCH CORD 1M LENGTH SM | EA | 104 |  | Included | 0 | 0 | 0 | 0 | 0
14 | 7000027974 | 4530 | PATCH CORD 3M LENGTH SM | 1000074917 | 85447090 |  | 18% |  | LC/PC - LC/PC PATCH CORD 3M LENGTH SM | EA | 62 |  | Included | 0 | 0 | 0 | 0 | 0
15 | 7000027974 | 4540 | CAT 6/6A SFTP OUTDOOR | 1000074899 | 85447090 |  | 18% |  | CAT 6/6A SFTP OUTDOOR | M | 4720 |  | Included | 0 | 0 | 0 | 0 | 0
16 | 7000027974 | 4550 | CAT 6/6A UTP INDOOR | 1000074900 | 85447090 |  | 18% |  | CAT 6/6A UTP INDOOR | M | 400 |  | Included | 0 | 0 | 0 | 0 | 0
17 | 7000027974 | 4560 | LIU 24 F RACK MOUNTED LC | 1000074910 | 84733099 |  | 18% |  | LIU (LIGHT INTERFACE UNIT) 24 F RACK MOUNTED LC | EA | 10 |  | Included | 0 | 0 | 0 | 0 | 0
18 | 7000027974 | 4570 | LIU 6 F RACK MOUNTED LC | 1000074911 | 84733099 |  | 18% |  | LIU (LIGHT INTERFACE UNIT) 6 F RACK MOUNTED LC | EA | 36 |  | Included | 0 | 0 | 0 | 0 | 0
19 | 7000027974 | 4580 | RACK 42 U INDOOR WITH DEPTH 600MM | 1000074921 | 84733099 |  | 18% |  | RACK 42 U INDOOR 600X600X2000MM (WXDXH) | EA | 4 |  | Included | 0 | 0 | 0 | 0 | 0
20 | 7000027974 | 4590 | 6 U OUTDOOR RACK | 1000074894 | 84733099 |  | 18% |  | Rack 6 U Outdoor as per TS | EA | 31 |  | Included | 0 | 0 | 0 | 0 | 0
21 | 7000027974 | 4600 | MANHOLE | 1000074912 | 73259999 |  | 0% |  | MANHOLE | EA | 16 |  | Included | 0 | 0 | 0 | 0 | 0
22 | 7000027974 | 4610 | JOINT BOX/ CLOSURE(4 WAY) | 1000074907 | 85176290 |  | 18% |  | JOINT BOX/ CLOSURE (4 WAY) | EA | 16 |  | Included | 0 | 0 | 0 | 0 | 0
23 | 7000027974 | 4620 | PVC CONDUIT(32MM) | 1000074919 | 39172390 |  | 18% |  | PVC CONDUIT (32MM) | M | 2560 |  | Included | 0 | 0 | 0 | 0 | 0
24 | 7000027974 | 4630 | RJ45 CONNECTOR | 1000074922 | 85176290 |  | 18% |  | RJ45 CONNECTOR | EA | 256 |  | Included | 0 | 0 | 0 | 0 | 0
25 | 7000027974 | 4640 | MISC. MATERIAL-WI-FI SETUP | 1000074913 | 85447090 |  | 18% |  | INSTALLATION MATERIAL SUCH AS PATCH PANEL AT CENTRAL LOCATION,CLAMPING MATERIAL ETC. FOR SUCESSFUL COMMISSIONING OF THE PROJECT | LS | 1 |  | Included | 0 | 0 | 0 | 0 | 0
VIII | Wi-Fi Deployment in NR1 L4 | [18 empty] | Direct
1 | 7000027974 | 4650 | 10G SFP+ SINGLE MODE LC-L3 SWITCH | 1000074887 | 85176290 |  | 18% |  | 10G SFP+ 10Km Single Mode LC for L3 Switch @ Central Location ( Same asmake of Switch OEM) | EA | 12 |  | Included | 0 | 0 | 0 | 0 | 0
2 | 7000027974 | 4660 | 10G SFP+ SINGLE MODE LC-FIREWALL | 1000074888 | 85176290 |  | 18% |  | 10G SFP+ 10Km Single Mode LC for Firewall | EA | 6 |  | Included | 0 | 0 | 0 | 0 | 0
3 | 7000027974 | 4670 | 1G SFP SINGLE MODE LC-L3 SWITCH | 1000074890 | 85176290 |  | 18% |  | 1G SFP 10Km Single Mode LC for @ Central Location ( Same as make ofSwitch OEM) | EA | 4 |  | Included | 0 | 0 | 0 | 0 | 0
4 | 7000027974 | 4680 | 1G SFP SINGLE MODE LC-FIREWALL | 1000074891 | 85176290 |  | 18% |  | 1G SFP 10Km Single Mode LC for Firewall | EA | 4 |  | Included | 0 | 0 | 0 | 0 | 0
5 | 7000027974 | 4690 | LAYER 3 SWITCH IN HIGH AVAILABILITY | 1000074908 | 85176290 |  | 18% |  | LAYER 3 SWITCH AS PER TS IN HIGH AVAILABILITY 1+1 (HA) AT CENTRALLOCATION | SET | 1 |  | Included | 0 | 0 | 0 | 0 | 0
6 | 7000027974 | 4700 | NOC DISTRIBUTION L2 SWITCH | 1000074914 | 85176290 |  | 18% |  | NOC Distribution L2 Switch with 8x1G Electrical + 2x1G Optical withSFP's(1G SFP 10Km Single Mode LC) | EA | 2 |  | Included | 0 | 0 | 0 | 0 | 0
7 | 7000027974 | 4710 | NOC WORKSTATIONS | 1000074915 | 85176290 |  | 18% |  | NOC(NETWORK OPERATION CENTRE) WORKSTATIONS WITH ANTIVIRUS,WINDOWS 11AND ABOVE WITH MS OFFICE | EA | 4 |  | Included | 0 | 0 | 0 | 0 | 0
8 | 7000027974 | 4720 | SERVER HARDWARE IN HA 1+1 | 1000074923 | 84715000 |  | 18% |  | SERVER HARDWARE IN HA 1+1 TO HOST APPLICATIONS SUCH ASWLC,NAC,NMS,DHCP,LDAP/AD,SYSLOG AS PER TS. | SET | 1 |  | Included | 0 | 0 | 0 | 0 | 0
9 | 7000027974 | 4730 | STORAGE WITH CONTROLLER 1+1 | 1000074924 | 84717020 |  | 18% |  | STORAGE(NL-SAS) WITH CONTROLLER 1+1 WITHOUT DISK DRIVE WITH MINIMUMSUPPORT CAPACITY 200TB FROM DAY 1 | SET | 1 |  | Included | 0 | 0 | 0 | 0 | 0
10 | 7000027974 | 4740 | SYSLOG SERVER IN HA 1+1 VM BASED | 1000074925 | 84715000 |  | 18% |  | SYSLOG SERVER IN HA 1+1 VM BASED | SET | 1 |  | Included | 0 | 0 | 0 | 0 | 0
11 | 7000027974 | 4750 | USER DATA BASE IN HA 1+1 VM BASED | 1000074928 | 84715000 |  | 18% |  | USER DATA BASE (LDAP/AD) IN HA 1+1 VM BASED | SET | 1 |  | Included | 0 | 0 | 0 | 0 | 0
12 | 7000027974 | 4760 | WLC IN HA 1+1 VM BASED | 1000074929 | 85176290 |  | 18% |  | WLC (WIRELESS LAN CONTROLLER) IN HA 1+1 VM BASED | SET | 1 |  | Included | 0 | 0 | 0 | 0 | 0
13 | 7000027974 | 4770 | NAC WITH AAA IN HA 1+1 VM BASED | 1000074930 | 85176290 |  | 18% |  | SUPPLY OF NAC (NETWORK ACCESS CONTROL) WITH AAA(AUTHENTICATION,AUTHORIZATION AND ACCOUNTING) IN HA 1+1 VM BASED | SET | 1 |  | Included | 0 | 0 | 0 | 0 | 0
14 | 7000027974 | 4780 | NAC LICENSE-25 CONCURRENT USERS/SET | 1000074931 | 85176290 |  | 18% |  | LICENSE FOR CONCURRENT USERS IN MULTIPLES OF 25 USER PER SET | SET | 7 |  | Included | 0 | 0 | 0 | 0 | 0
15 | 7000027974 | 4790 | NMS IN HA 1+1 VM BASED | 1000074932 | 85176290 |  | 18% |  | NMS(NETWORK MANAGEMENT SYSTEM) IN HA 1+1 VM BASED | SET | 1 |  | Included | 0 | 0 | 0 | 0 | 0
16 | 7000027974 | 4800 | FIREWALL IN HA AS PER TS | 1000074903 | 85176290 |  | 18% |  | FIREWALL IN HA AS PER TS | SET | 1 |  | Included | 0 | 0 | 0 | 0 | 0
17 | 7000027974 | 4810 | DHCP IN HA 1+1 VM BASED | 1000074901 | 84715000 |  | 18% |  | DHCP(DYNAMIC HOST CONFIGURATION PROTOCOL) IN HA 1+1 VM BASED | SET | 1 |  | Included | 0 | 0 | 0 | 0 | 0
18 | 7000027974 | 4820 | EXPANSION ENCLOUSRE-STORAGE | 1000074902 | 84713010 |  | 18% |  | EXPANSION ENCLOUSRE FOR STORAGE | SET | 1 |  | Included | 0 | 0 | 0 | 0 | 0
19 | 7000027974 | 4830 | HARD DISK OF 10 TB-STORAGE | 1000074904 | 84713010 |  | 18% |  | HARD DISK OF 10 TB FOR STORAGE | EA | 5 |  | Included | 0 | 0 | 0 | 0 | 0
20 | 7000027974 | 4840 | UPS 10KVA WITH 30MINS BACKUP | 1000074926 | 85044090 |  | 18% |  | UPS 10 kVA with 30mins backup | EA | 2 |  | Included | 0 | 0 | 0 | 0 | 0
21 | 7000027974 | 4850 | RACK 42 U INDOOR WITH DEPTH 1200MM | 1000074920 | 84733099 |  | 18% |  | RACK 42 U INDOOR 800X1200X2000MM (WXDXH) | EA | 2 |  | Included | 0 | 0 | 0 | 0 | 0
22 | 7000027974 | 4860 | RACK 42 U INDOOR WITH DEPTH 600MM | 1000074921 | 84733099 |  | 18% |  | RACK 42 U INDOOR 600X600X2000MM (WXDXH) | EA | 6 |  | Included | 0 | 0 | 0 | 0 | 0
23 | 7000027974 | 4870 | 6 U OUTDOOR RACK | 1000074894 | 84733099 |  | 18% |  | Rack 6 U Outdoor as per TS | EA | 139 |  | Included | 0 | 0 | 0 | 0 | 0
24 | 7000027974 | 4880 | LIU 6 F RACK MOUNTED LC | 1000074911 | 84733099 |  | 18% |  | LIU (LIGHT INTERFACE UNIT) 6 F RACK MOUNTED LC | EA | 149 |  | Included | 0 | 0 | 0 | 0 | 0
25 | 7000027974 | 4890 | LIU 24 F RACK MOUNTED LC | 1000074910 | 84733099 |  | 18% |  | LIU (LIGHT INTERFACE UNIT) 24 F RACK MOUNTED LC | EA | 20 |  | Included | 0 | 0 | 0 | 0 | 0
26 | 7000027974 | 4900 | ACCESS POINT-OUTDOOR | 1000074896 | 85176290 |  | 18% |  | Access Point Outdoor with mounting Kit as per TS | EA | 630 |  | Included | 0 | 0 | 0 | 0 | 0
27 | 7000027974 | 4910 | ACCESS POINT-INDOOR | 1000074895 | 85176290 |  | 18% |  | Access Point Indoor with mounting Kit as per TS | EA | 20 |  | Included | 0 | 0 | 0 | 0 | 0
28 | 7000027974 | 4920 | POE INDUSTRIAL SWITCH | 1000074918 | 85176290 |  | 18% |  | POE INDUSTRIAL SWITCH 8X1G ELECTRICAL PORTS MINUMUM 2X1G WITH 1G SFP10KM SINGLE MODE LC TYPE | EA | 139 |  | Included | 0 | 0 | 0 | 0 | 0
29 | 7000027974 | 4930 | LAYER 3 SWITCH-SUB STATION-INDOOR | 1000074909 | 85176290 |  | 18% |  | LAYER 3(L3) SWITCH INDOOR AS PER TS WITH AC SUPPLY AT SUBSTATION | EA | 10 |  | Included | 0 | 0 | 0 | 0 | 0
30 | 7000027974 | 4940 | 1G SFP-L3 SWITCH OF SUB STATION | 1000074889 | 85176290 |  | 18% |  | 1G SFP 10KM SINGLE MODE LC FOR L3 SWITCH AT SUBSTATION (SAME MAKE OFSWITCH OEM) | EA | 106 |  | Included | 0 | 0 | 0 | 0 | 0
31 | 7000027974 | 4950 | UPS 2KVA WITH 30MINS BACKUP | 1000074927 | 85044090 |  | 18% |  | UPS 2 kVA with 30mins backup | EA | 7 |  | Included | 0 | 0 | 0 | 0 | 0
32 | 7000027974 | 4960 | ARMOURED 1 CORE COPPER POWER CABLE | 1000074897 | 85176290 |  | 18% |  | ARMOURED SINGLE CORE 2.5 SQ.MM. COPPER POWER CABLE FOR EARTHING OFRACK | M | 516 |  | Included | 0 | 0 | 0 | 0 | 0
33 | 7000027974 | 4970 | ARMOURED 3 CORE COPPER POWER CABLE | 1000074898 | 85176290 |  | 18% |  | ARMOURED 3 CORE 2.5 SQ.MM. COPPER POWER CABLE | M | 2580 |  | Included | 0 | 0 | 0 | 0 | 0
34 | 7000027974 | 4980 | 24 F CORE UNDERGROUND OFC | 1000074892 | 85447090 |  | 18% |  | 24 F CORE UNDERGROUND OFC | M | 32000 |  | Included | 0 | 0 | 0 | 0 | 0
35 | 7000027974 | 4990 | 6 F CORE UNDERGROUND OFC | 1000074893 | 85447090 |  | 18% |  | 6F CORE UNDERGROUND OFC | M | 32902 |  | Included | 0 | 0 | 0 | 0 | 0
36 | 7000027974 | 5000 | HDPE DUCT 40MM | 1000074906 | 39174000 |  | 18% |  | HDPE DUCT 40MM | M | 28800 |  | Included | 0 | 0 | 0 | 0 | 0
37 | 7000027974 | 5010 | HDPE DUCT 32MM | 1000074905 | 39174000 |  | 18% |  | HDPE DUCT 32MM | M | 29612 |  | Included | 0 | 0 | 0 | 0 | 0
38 | 7000027974 | 5020 | PATCH CORD 1M LENGTH SM | 1000074916 | 85447090 |  | 18% |  | LC/PC - LC/PC PATCH CORD 1M LENGTH SM | EA | 516 |  | Included | 0 | 0 | 0 | 0 | 0
39 | 7000027974 | 5030 | PATCH CORD 3M LENGTH SM | 1000074917 | 85447090 |  | 18% |  | LC/PC - LC/PC PATCH CORD 3M LENGTH SM | EA | 212 |  | Included | 0 | 0 | 0 | 0 | 0
40 | 7000027974 | 5040 | CAT 6/6A SFTP OUTDOOR | 1000074899 | 85447090 |  | 18% |  | CAT 6/6A SFTP OUTDOOR | M | 25200 |  | Included | 0 | 0 | 0 | 0 | 0
41 | 7000027974 | 5050 | CAT 6/6A UTP INDOOR | 1000074900 | 85447090 |  | 18% |  | CAT 6/6A UTP INDOOR | M | 800 |  | Included | 0 | 0 | 0 | 0 | 0
42 | 7000027974 | 5060 | MANHOLE | 1000074912 | 73259999 |  | 0% |  | MANHOLE | EA | 76 |  | Included | 0 | 0 | 0 | 0 | 0
43 | 7000027974 | 5070 | JOINT BOX/ CLOSURE(4 WAY) | 1000074907 | 85176290 |  | 18% |  | JOINT BOX/ CLOSURE (4 WAY) | EA | 76 |  | Included | 0 | 0 | 0 | 0 | 0
44 | 7000027974 | 5080 | PVC CONDUIT(32MM) | 1000074919 | 39172390 |  | 18% |  | PVC CONDUIT (32MM) | M | 13000 |  | Included | 0 | 0 | 0 | 0 | 0
45 | 7000027974 | 5090 | RJ45 CONNECTOR | 1000074922 | 85176290 |  | 18% |  | RJ45 CONNECTOR | EA | 1366 |  | Included | 0 | 0 | 0 | 0 | 0
46 | 7000027974 | 5100 | MISC. MATERIAL-WI-FI SETUP | 1000074913 | 85447090 |  | 18% |  | INSTALLATION MATERIAL SUCH AS PATCH PANEL AT CENTRAL LOCATION,CLAMPING MATERIAL ETC. FOR SUCESSFUL COMMISSIONING OF THE PROJECT | LS | 1 |  | Included | 0 | 0 | 0 | 0 | 0
IX | Wi-Fi Deployment in NR2 L4 | [18 empty] | Direct
1 | 7000027974 | 5110 | ACCESS POINT-OUTDOOR | 1000074896 | 85176290 |  | 18% |  | Access Point Outdoor with mounting Kit as per TS | EA | 136 |  | Included | 0 | 0 | 0 | 0 | 0
2 | 7000027974 | 5120 | ACCESS POINT-INDOOR | 1000074895 | 85176290 |  | 18% |  | Access Point Indoor with mounting Kit as per TS | EA | 10 |  | Included | 0 | 0 | 0 | 0 | 0
3 | 7000027974 | 5130 | POE INDUSTRIAL SWITCH | 1000074918 | 85176290 |  | 18% |  | POE INDUSTRIAL SWITCH 8X1G ELECTRICAL PORTS MINUMUM 2X1G WITH 1G SFP10KM SINGLE MODE LC TYPE | EA | 34 |  | Included | 0 | 0 | 0 | 0 | 0
4 | 7000027974 | 5140 | LAYER 3 SWITCH-SUB STATION-INDOOR | 1000074909 | 85176290 |  | 18% |  | LAYER 3(L3) SWITCH INDOOR AS PER TS WITH AC SUPPLY AT SUBSTATION | EA | 5 |  | Included | 0 | 0 | 0 | 0 | 0
5 | 7000027974 | 5150 | 1G SFP-L3 SWITCH OF SUB STATION | 1000074889 | 85176290 |  | 18% |  | 1G SFP 10KM SINGLE MODE LC FOR L3 SWITCH AT SUBSTATION (SAME MAKE OFSWITCH OEM) | EA | 33 |  | Included | 0 | 0 | 0 | 0 | 0
6 | 7000027974 | 5160 | UPS 2KVA WITH 30MINS BACKUP | 1000074927 | 85044090 |  | 18% |  | UPS 2 kVA with 30mins backup | EA | 1 |  | Included | 0 | 0 | 0 | 0 | 0
7 | 7000027974 | 5170 | ARMOURED 1 CORE COPPER POWER CABLE | 1000074897 | 85176290 |  | 18% |  | ARMOURED SINGLE CORE 2.5 SQ.MM. COPPER POWER CABLE FOR EARTHING OFRACK | M | 116 |  | Included | 0 | 0 | 0 | 0 | 0
8 | 7000027974 | 5180 | ARMOURED 3 CORE COPPER POWER CABLE | 1000074898 | 85176290 |  | 18% |  | ARMOURED 3 CORE 2.5 SQ.MM. COPPER POWER CABLE | M | 580 |  | Included | 0 | 0 | 0 | 0 | 0
9 | 7000027974 | 5190 | 24 F CORE UNDERGROUND OFC | 1000074892 | 85447090 |  | 18% |  | 24 F CORE UNDERGROUND OFC | M | 12325 |  | Included | 0 | 0 | 0 | 0 | 0
10 | 7000027974 | 5200 | 6 F CORE UNDERGROUND OFC | 1000074893 | 85447090 |  | 18% |  | 6F CORE UNDERGROUND OFC | M | 13926 |  | Included | 0 | 0 | 0 | 0 | 0
11 | 7000027974 | 5210 | HDPE DUCT 40MM | 1000074906 | 39174000 |  | 18% |  | HDPE DUCT 40MM | M | 11092 |  | Included | 0 | 0 | 0 | 0 | 0
12 | 7000027974 | 5220 | HDPE DUCT 32MM | 1000074905 | 39174000 |  | 18% |  | HDPE DUCT 32MM | M | 12533 |  | Included | 0 | 0 | 0 | 0 | 0
13 | 7000027974 | 5230 | PATCH CORD 1M LENGTH SM | 1000074916 | 85447090 |  | 18% |  | LC/PC - LC/PC PATCH CORD 1M LENGTH SM | EA | 116 |  | Included | 0 | 0 | 0 | 0 | 0
14 | 7000027974 | 5240 | PATCH CORD 3M LENGTH SM | 1000074917 | 85447090 |  | 18% |  | LC/PC - LC/PC PATCH CORD 3M LENGTH SM | EA | 66 |  | Included | 0 | 0 | 0 | 0 | 0
15 | 7000027974 | 5250 | CAT 6/6A SFTP OUTDOOR | 1000074899 | 85447090 |  | 18% |  | CAT 6/6A SFTP OUTDOOR | M | 5440 |  | Included | 0 | 0 | 0 | 0 | 0
16 | 7000027974 | 5260 | CAT 6/6A UTP INDOOR | 1000074900 | 85447090 |  | 18% |  | CAT 6/6A UTP INDOOR | M | 400 |  | Included | 0 | 0 | 0 | 0 | 0
17 | 7000027974 | 5270 | LIU 24 F RACK MOUNTED LC | 1000074910 | 84733099 |  | 18% |  | LIU (LIGHT INTERFACE UNIT) 24 F RACK MOUNTED LC | EA | 10 |  | Included | 0 | 0 | 0 | 0 | 0
18 | 7000027974 | 5280 | LIU 6 F RACK MOUNTED LC | 1000074911 | 84733099 |  | 18% |  | LIU (LIGHT INTERFACE UNIT) 6 F RACK MOUNTED LC | EA | 39 |  | Included | 0 | 0 | 0 | 0 | 0
19 | 7000027974 | 5290 | RACK 42 U INDOOR WITH DEPTH 600MM | 1000074921 | 84733099 |  | 18% |  | RACK 42 U INDOOR 600X600X2000MM (WXDXH) | EA | 3 |  | Included | 0 | 0 | 0 | 0 | 0
20 | 7000027974 | 5300 | 6 U OUTDOOR RACK | 1000074894 | 84733099 |  | 18% |  | Rack 6 U Outdoor as per TS | EA | 34 |  | Included | 0 | 0 | 0 | 0 | 0
21 | 7000027974 | 5310 | MANHOLE | 1000074912 | 73259999 |  | 0% |  | MANHOLE | EA | 18 |  | Included | 0 | 0 | 0 | 0 | 0
22 | 7000027974 | 5320 | JOINT BOX/ CLOSURE(4 WAY) | 1000074907 | 85176290 |  | 18% |  | JOINT BOX/ CLOSURE (4 WAY) | EA | 18 |  | Included | 0 | 0 | 0 | 0 | 0
23 | 7000027974 | 5330 | PVC CONDUIT(32MM) | 1000074919 | 39172390 |  | 18% |  | PVC CONDUIT (32MM) | M | 2920 |  | Included | 0 | 0 | 0 | 0 | 0
24 | 7000027974 | 5340 | RJ45 CONNECTOR | 1000074922 | 85176290 |  | 18% |  | RJ45 CONNECTOR | EA | 292 |  | Included | 0 | 0 | 0 | 0 | 0
25 | 7000027974 | 5350 | MISC. MATERIAL-WI-FI SETUP | 1000074913 | 85447090 |  | 18% |  | INSTALLATION MATERIAL SUCH AS PATCH PANEL AT CENTRAL LOCATION,CLAMPING MATERIAL ETC. FOR SUCESSFUL COMMISSIONING OF THE PROJECT | LS | 1 |  | Included | 0 | 0 | 0 | 0 | 0
X | Wi-Fi Deployment in NR3 L4 | [18 empty] | Direct
1 | 7000027974 | 5360 | ACCESS POINT-OUTDOOR | 1000074896 | 85176290 |  | 18% |  | Access Point Outdoor with mounting Kit as per TS | EA | 234 |  | Included | 0 | 0 | 0 | 0 | 0
2 | 7000027974 | 5370 | ACCESS POINT-INDOOR | 1000074895 | 85176290 |  | 18% |  | Access Point Indoor with mounting Kit as per TS | EA | 10 |  | Included | 0 | 0 | 0 | 0 | 0
3 | 7000027974 | 5380 | POE INDUSTRIAL SWITCH | 1000074918 | 85176290 |  | 18% |  | POE INDUSTRIAL SWITCH 8X1G ELECTRICAL PORTS MINUMUM 2X1G WITH 1G SFP10KM SINGLE MODE LC TYPE | EA | 53 |  | Included | 0 | 0 | 0 | 0 | 0
4 | 7000027974 | 5390 | LAYER 3 SWITCH-SUB STATION-INDOOR | 1000074909 | 85176290 |  | 18% |  | LAYER 3(L3) SWITCH INDOOR AS PER TS WITH AC SUPPLY AT SUBSTATION | EA | 5 |  | Included | 0 | 0 | 0 | 0 | 0
5 | 7000027974 | 5400 | 1G SFP-L3 SWITCH OF SUB STATION | 1000074889 | 85176290 |  | 18% |  | 1G SFP 10KM SINGLE MODE LC FOR L3 SWITCH AT SUBSTATION (SAME MAKE OFSWITCH OEM) | EA | 45 |  | Included | 0 | 0 | 0 | 0 | 0
6 | 7000027974 | 5410 | UPS 2KVA WITH 30MINS BACKUP | 1000074927 | 85044090 |  | 18% |  | UPS 2 kVA with 30mins backup | EA | 2 |  | Included | 0 | 0 | 0 | 0 | 0
7 | 7000027974 | 5420 | ARMOURED 1 CORE COPPER POWER CABLE | 1000074897 | 85176290 |  | 18% |  | ARMOURED SINGLE CORE 2.5 SQ.MM. COPPER POWER CABLE FOR EARTHING OFRACK | M | 192 |  | Included | 0 | 0 | 0 | 0 | 0
8 | 7000027974 | 5430 | ARMOURED 3 CORE 2.5 SQ.MM. COPPER POWER | 1000074898 | 85176290 |  | 18% |  | ARMOURED 3 CORE 2.5 SQ.MM. COPPER POWER CABLE | M | 960 |  | Included | 0 | 0 | 0 | 0 | 0
9 | 7000027974 | 5440 | 24 F CORE UNDERGROUND OFC | 1000074892 | 85447090 |  | 18% |  | 24 F CORE UNDERGROUND OFC | M | 14548 |  | Included | 0 | 0 | 0 | 0 | 0
10 | 7000027974 | 5450 | 6 F CORE UNDERGROUND OFC | 1000074893 | 85447090 |  | 18% |  | 6F CORE UNDERGROUND OFC | M | 12500 |  | Included | 0 | 0 | 0 | 0 | 0
11 | 7000027974 | 5460 | HDPE DUCT 40MM | 1000074906 | 39174000 |  | 18% |  | HDPE DUCT 40MM | M | 13094 |  | Included | 0 | 0 | 0 | 0 | 0
12 | 7000027974 | 5470 | HDPE DUCT 32MM | 1000074905 | 39174000 |  | 18% |  | HDPE DUCT 32MM | M | 11250 |  | Included | 0 | 0 | 0 | 0 | 0
13 | 7000027974 | 5480 | PATCH CORD 1M LENGTH SM | 1000074916 | 85447090 |  | 18% |  | LC/PC - LC/PC PATCH CORD 1M LENGTH SM | EA | 192 |  | Included | 0 | 0 | 0 | 0 | 0
14 | 7000027974 | 5490 | PATCH CORD 3M LENGTH SM | 1000074917 | 85447090 |  | 18% |  | LC/PC - LC/PC PATCH CORD 3M LENGTH SM | EA | 90 |  | Included | 0 | 0 | 0 | 0 | 0
15 | 7000027974 | 5500 | CAT 6/6A SFTP OUTDOOR | 1000074899 | 85447090 |  | 18% |  | CAT 6/6A SFTP OUTDOOR | M | 9360 |  | Included | 0 | 0 | 0 | 0 | 0
16 | 7000027974 | 5510 | CAT 6/6A UTP INDOOR | 1000074900 | 85447090 |  | 18% |  | CAT 6/6A UTP INDOOR | M | 400 |  | Included | 0 | 0 | 0 | 0 | 0
17 | 7000027974 | 5520 | LIU 24 F RACK MOUNTED LC | 1000074910 | 84733099 |  | 18% |  | LIU (LIGHT INTERFACE UNIT) 24 F RACK MOUNTED LC | EA | 10 |  | Included | 0 | 0 | 0 | 0 | 0
18 | 7000027974 | 5530 | LIU 6 F RACK MOUNTED LC | 1000074911 | 84733099 |  | 18% |  | LIU (LIGHT INTERFACE UNIT) 6 F RACK MOUNTED LC | EA | 58 |  | Included | 0 | 0 | 0 | 0 | 0
19 | 7000027974 | 5540 | RACK 42 U INDOOR WITH DEPTH 600MM | 1000074921 | 84733099 |  | 18% |  | RACK 42 U INDOOR 600X600X2000MM (WXDXH) | EA | 2 |  | Included | 0 | 0 | 0 | 0 | 0
20 | 7000027974 | 5550 | 6 U OUTDOOR RACK | 1000074894 | 84733099 |  | 18% |  | Rack 6 U Outdoor as per TS | EA | 53 |  | Included | 0 | 0 | 0 | 0 | 0
21 | 7000027974 | 5560 | MANHOLE | 1000074912 | 73259999 |  | 0% |  | MANHOLE | EA | 30 |  | Included | 0 | 0 | 0 | 0 | 0
22 | 7000027974 | 5570 | JOINT BOX/ CLOSURE(4 WAY) | 1000074907 | 85176290 |  | 18% |  | JOINT BOX/ CLOSURE (4 WAY) | EA | 30 |  | Included | 0 | 0 | 0 | 0 | 0
23 | 7000027974 | 5580 | PVC CONDUIT(32MM) | 1000074919 | 39172390 |  | 18% |  | PVC CONDUIT (32MM) | M | 4880 |  | Included | 0 | 0 | 0 | 0 | 0
24 | 7000027974 | 5590 | RJ45 CONNECTOR | 1000074922 | 85176290 |  | 18% |  | RJ45 CONNECTOR | EA | 488 |  | Included | 0 | 0 | 0 | 0 | 0
25 | 7000027974 | 5600 | MISC. MATERIAL-WI-FI SETUP | 1000074913 | 85447090 |  | 18% |  | INSTALLATION MATERIAL SUCH AS PATCH PANEL AT CENTRAL LOCATION,CLAMPING MATERIAL ETC. FOR SUCESSFUL COMMISSIONING OF THE PROJECT | LS | 1 |  | Included | 0 | 0 | 0 | 0 | 0
[7 empty] | Total Ex-works Price | [5 empty] | 0 |  | 0 |  |  | 0
[7 empty] | Total Type Test charges as per Schedule-7 | [5 empty] | 0
[7 empty] | Total Ex-works Price including Type Test charges | [5 empty] | 0
[7 empty] | Total GST Tax as confirmed by Bidder | [5 empty] | 0
Note : | Specify amount of GST on the transaction between the Contractor and the Employer.
* | In case the bidder leaves the cell for confirmation of the HSN code and/or GST rate “blank”, the HSN code and corresponding GST rate indicated by the Employer shall be deemed to be the one confirmed by the Bidder.
Date : | --
Place : | [10 empty] | Printed Name :
Designation :
Click for Sch-2

## Sch-2
CC/NT/W-TELE/DOM/A10/24/09318 | [8 empty] | Schedule - 2
Package: Wi-Fi Deployment in Switchyard & Control Room of POWERGRID Substations
(SCHEDULE OF RATES AND PRICES)
Bidder’s Name and Address (Sole Bidder) : | [7 empty] | To:
Contracts Services, 3rd Floor
Name : | [7 empty] | Power Grid Corporation of India Ltd.,
Address : | [7 empty] | "Saudamini", Plot No.-2
Sector-29,
Gurugram (Haryana) - 122001
Local Transportation, In-transit insurance, loading and unloading
All Prices are in Indian Rupees.
Sr. No. | PR No. | PR Line Item No | Activity Description | Material Code | Description | Unit | Quantity | Unit Freight, In-transit Insurance, loading & unloading Charges | Total Freight, In-transit Insurance, loading & unloading Charges
1 | 2 | 3 | 4 | 5 | 4 | 5 | 6 | 7 | 8= 6 x 7
I | Wi-Fi Deployment in SR1 L4
1 | 7000027974 | 2900 | ACCESS POINT-OUTDOOR | 1000074896 | Access Point Outdoor with mounting Kit as per TS | EA | 86 |  | Included | 0
2 | 7000027974 | 2920 | ACCESS POINT-INDOOR | 1000074895 | Access Point Indoor with mounting Kit as per TS | EA | 10 |  | Included | 0
3 | 7000027974 | 2930 | POE INDUSTRIAL SWITCH | 1000074918 | POE INDUSTRIAL SWITCH 8X1G ELECTRICAL PORTS MINUMUM 2X1G WITH 1G SFP10KM SINGLE MODE LC TYPE | EA | 25 |  | Included
4 | 7000027974 | 2910 | LAYER 3 SWITCH-SUB STATION-INDOOR | 1000074909 | LAYER 3(L3) SWITCH INDOOR AS PER TS WITH AC SUPPLY AT SUBSTATION | EA | 5 |  | Included
5 | 7000027974 | 2940 | 1G SFP-L3 SWITCH OF SUB STATION | 1000074889 | 1G SFP 10KM SINGLE MODE LC FOR L3 SWITCH AT SUBSTATION (SAME MAKE OFSWITCH OEM) | EA | 29 |  | Included
6 | 7000027974 | 2950 | UPS 2KVA WITH 30MINS BACKUP | 1000074927 | UPS 2 kVA with 30mins backup | EA | 2 |  | Included
7 | 7000027974 | 2960 | ARMOURED 1 CORE COPPER POWER CABLE | 1000074897 | ARMOURED SINGLE CORE 2.5 SQ.MM. COPPER POWER CABLE FOR EARTHING OFRACK | M | 80 |  | Included
8 | 7000027974 | 2970 | ARMOURED 3 CORE COPPER POWER CABLE | 1000074898 | ARMOURED 3 CORE 2.5 SQ.MM. COPPER POWER CABLE | M | 400 |  | Included
9 | 7000027974 | 2980 | 24 F CORE UNDERGROUND OFC | 1000074892 | 24 F CORE UNDERGROUND OFC | M | 11000 |  | Included
10 | 7000027974 | 2990 | 6 F CORE UNDERGROUND OFC | 1000074893 | 6F CORE UNDERGROUND OFC | M | 7900 |  | Included
11 | 7000027974 | 3000 | HDPE DUCT 40MM | 1000074906 | HDPE DUCT 40MM | M | 9900 |  | Included
12 | 7000027974 | 3010 | HDPE DUCT 32MM | 1000074905 | HDPE DUCT 32MM | M | 7110 |  | Included
13 | 7000027974 | 3020 | PATCH CORD 1M LENGTH SM | 1000074916 | LC/PC - LC/PC PATCH CORD 1M LENGTH SM | EA | 80 |  | Included
14 | 7000027974 | 3030 | PATCH CORD 3M LENGTH SM | 1000074917 | LC/PC - LC/PC PATCH CORD 3M LENGTH SM | EA | 58 |  | Included
15 | 7000027974 | 3040 | CAT 6/6A SFTP OUTDOOR | 1000074899 | CAT 6/6A SFTP OUTDOOR | M | 3440 |  | Included
16 | 7000027974 | 3050 | CAT 6/6A UTP INDOOR | 1000074900 | CAT 6/6A UTP INDOOR | M | 400 |  | Included
17 | 7000027974 | 3060 | LIU 24 F RACK MOUNTED LC | 1000074910 | LIU (LIGHT INTERFACE UNIT) 24 F RACK MOUNTED LC | EA | 10 |  | Included
18 | 7000027974 | 3070 | LIU 6 F RACK MOUNTED LC | 1000074911 | LIU (LIGHT INTERFACE UNIT) 6 F RACK MOUNTED LC | EA | 30 |  | Included
19 | 7000027974 | 3080 | RACK 42 U INDOOR WITH DEPTH 600MM | 1000074921 | RACK 42 U INDOOR 600X600X2000MM (WXDXH) | EA | 2 |  | Included
20 | 7000027974 | 3090 | 6 U OUTDOOR RACK | 1000074894 | Rack 6 U Outdoor as per TS | EA | 25 |  | Included
21 | 7000027974 | 3100 | MANHOLE | 1000074912 | MANHOLE | EA | 14 |  | Included
22 | 7000027974 | 3110 | JOINT BOX/ CLOSURE(4 WAY) | 1000074907 | JOINT BOX/ CLOSURE (4 WAY) | EA | 14 |  | Included
23 | 7000027974 | 3120 | PVC CONDUIT(32MM) | 1000074919 | PVC CONDUIT (32MM) | M | 1920 |  | Included
24 | 7000027974 | 3130 | RJ45 CONNECTOR | 1000074922 | RJ45 CONNECTOR | EA | 192 |  | Included
25 | 7000027974 | 3140 | MISC. MATERIAL-WI-FI SETUP | 1000074913 | INSTALLATION MATERIAL SUCH AS PATCH PANEL AT CENTRAL LOCATION,CLAMPING MATERIAL ETC. FOR SUCESSFUL COMMISSIONING OF THE PROJECT | LS | 1 |  | Included
II | Wi-Fi Deployment in SR2 L4
1 | 7000027974 | 3150 | ACCESS POINT-OUTDOOR | 1000074896 | Access Point Outdoor with mounting Kit as per TS | EA | 235 |  | Included
2 | 7000027974 | 3160 | ACCESS POINT-INDOOR | 1000074895 | Access Point Indoor with mounting Kit as per TS | EA | 10 |  | Included
3 | 7000027974 | 3170 | POE INDUSTRIAL SWITCH | 1000074918 | POE INDUSTRIAL SWITCH 8X1G ELECTRICAL PORTS MINUMUM 2X1G WITH 1G SFP10KM SINGLE MODE LC TYPE | EA | 53 |  | Included
4 | 7000027974 | 3180 | LAYER 3 SWITCH-SUB STATION-INDOOR | 1000074909 | LAYER 3(L3) SWITCH INDOOR AS PER TS WITH AC SUPPLY AT SUBSTATION | EA | 5 |  | Included
5 | 7000027974 | 3190 | 1G SFP-L3 SWITCH OF SUB STATION | 1000074889 | 1G SFP 10KM SINGLE MODE LC FOR L3 SWITCH AT SUBSTATION (SAME MAKE OFSWITCH OEM) | EA | 41 |  | Included
6 | 7000027974 | 3200 | UPS 2KVA WITH 30MINS BACKUP | 1000074927 | UPS 2 kVA with 30mins backup | EA | 3 |  | Included
7 | 7000027974 | 3210 | ARMOURED 1 CORE COPPER POWER CABLE | 1000074897 | ARMOURED SINGLE CORE 2.5 SQ.MM. COPPER POWER CABLE FOR EARTHING OFRACK | M | 192 |  | Included
8 | 7000027974 | 3220 | ARMOURED 3 CORE COPPER POWER CABLE | 1000074898 | ARMOURED 3 CORE 2.5 SQ.MM. COPPER POWER CABLE | M | 960 |  | Included
9 | 7000027974 | 3230 | 24 F CORE UNDERGROUND OFC | 1000074892 | 24 F CORE UNDERGROUND OFC | M | 16550 |  | Included
10 | 7000027974 | 3240 | 6 F CORE UNDERGROUND OFC | 1000074893 | 6F CORE UNDERGROUND OFC | M | 14816 |  | Included
11 | 7000027974 | 3250 | HDPE DUCT 40MM | 1000074906 | HDPE DUCT 40MM | M | 14895 |  | Included
12 | 7000027974 | 3260 | HDPE DUCT 32MM | 1000074905 | HDPE DUCT 32MM | M | 13334 |  | Included
13 | 7000027974 | 3270 | PATCH CORD 1M LENGTH SM | 1000074916 | LC/PC - LC/PC PATCH CORD 1M LENGTH SM | EA | 192 |  | Included
14 | 7000027974 | 3280 | PATCH CORD 3M LENGTH SM | 1000074917 | LC/PC - LC/PC PATCH CORD 3M LENGTH SM | EA | 82 |  | Included
15 | 7000027974 | 3290 | CAT 6/6A SFTP OUTDOOR | 1000074899 | CAT 6/6A SFTP OUTDOOR | M | 9400 |  | Included
16 | 7000027974 | 3300 | CAT 6/6A UTP INDOOR | 1000074900 | CAT 6/6A UTP INDOOR | M | 400 |  | Included
17 | 7000027974 | 3310 | LIU 24 F RACK MOUNTED LC | 1000074910 | LIU (LIGHT INTERFACE UNIT) 24 F RACK MOUNTED LC | EA | 10 |  | Included
18 | 7000027974 | 3320 | LIU 6 F RACK MOUNTED LC | 1000074911 | LIU (LIGHT INTERFACE UNIT) 6 F RACK MOUNTED LC | EA | 58 |  | Included | 0
19 | 7000027974 | 3330 | RACK 42 U INDOOR WITH DEPTH 600MM | 1000074921 | RACK 42 U INDOOR 600X600X2000MM (WXDXH) | EA | 4 |  | Included | 0
20 | 7000027974 | 3340 | 6 U OUTDOOR RACK | 1000074894 | Rack 6 U Outdoor as per TS | EA | 53 |  | Included | 0
21 | 7000027974 | 3350 | MANHOLE | 1000074912 | MANHOLE | EA | 26 |  | Included | 0
22 | 7000027974 | 3360 | JOINT BOX/ CLOSURE(4 WAY) | 1000074907 | JOINT BOX/ CLOSURE (4 WAY) | EA | 26 |  | Included | 0
23 | 7000027974 | 3370 | PVC CONDUIT(32MM) | 1000074919 | PVC CONDUIT (32MM) | M | 4900 |  | Included | 0
24 | 7000027974 | 3380 | RJ45 CONNECTOR | 1000074922 | RJ45 CONNECTOR | EA | 490 |  | Included | 0
25 | 7000027974 | 3390 | MISC. MATERIAL-WI-FI SETUP | 1000074913 | INSTALLATION MATERIAL SUCH AS PATCH PANEL AT CENTRAL LOCATION,CLAMPING MATERIAL ETC. FOR SUCESSFUL COMMISSIONING OF THE PROJECT | LS | 1 |  | Included | 0
III | Wi-Fi Deployment in ER1 L4
1 | 7000027974 | 3400 | ACCESS POINT-OUTDOOR | 1000074896 | Access Point Outdoor with mounting Kit as per TS | EA | 169 |  | Included | 0
2 | 7000027974 | 3410 | ACCESS POINT-INDOOR | 1000074895 | Access Point Indoor with mounting Kit as per TS | EA | 10 |  | Included | 0
3 | 7000027974 | 3420 | POE INDUSTRIAL SWITCH | 1000074918 | POE INDUSTRIAL SWITCH 8X1G ELECTRICAL PORTS MINUMUM 2X1G WITH 1G SFP10KM SINGLE MODE LC TYPE | EA | 41 |  | Included
4 | 7000027974 | 3430 | LAYER 3 SWITCH-SUB STATION-INDOOR | 1000074909 | LAYER 3(L3) SWITCH INDOOR AS PER TS WITH AC SUPPLY AT SUBSTATION | EA | 5 |  | Included
5 | 7000027974 | 3440 | 1G SFP-L3 SWITCH OF SUB STATION | 1000074889 | 1G SFP 10KM SINGLE MODE LC FOR L3 SWITCH AT SUBSTATION (SAME MAKE OFSWITCH OEM) | EA | 37 |  | Included
6 | 7000027974 | 3450 | UPS 2KVA WITH 30MINS BACKUP | 1000074927 | UPS 2 kVA with 30mins backup | EA | 2 |  | Included
7 | 7000027974 | 3460 | ARMOURED 1 CORE COPPER POWER CABLE | 1000074897 | ARMOURED SINGLE CORE 2.5 SQ.MM. COPPER POWER CABLE FOR EARTHING OFRACK | M | 144 |  | Included
8 | 7000027974 | 3470 | ARMOURED 3 CORE COPPER POWER CABLE | 1000074898 | ARMOURED 3 CORE 2.5 SQ.MM. COPPER POWER CABLE | M | 720 |  | Included
9 | 7000027974 | 3480 | 24 F CORE UNDERGROUND OFC | 1000074892 | 24 F CORE UNDERGROUND OFC | M | 12780 |  | Included
10 | 7000027974 | 3490 | 6 F CORE UNDERGROUND OFC | 1000074893 | 6F CORE UNDERGROUND OFC | M | 14970 |  | Included
11 | 7000027974 | 3500 | HDPE DUCT 40MM | 1000074906 | HDPE DUCT 40MM | M | 11502 |  | Included
12 | 7000027974 | 3510 | HDPE DUCT 32MM | 1000074905 | HDPE DUCT 32MM | M | 13473 |  | Included
13 | 7000027974 | 3520 | PATCH CORD 1M LENGTH SM | 1000074916 | LC/PC - LC/PC PATCH CORD 1M LENGTH SM | EA | 144 |  | Included
14 | 7000027974 | 3530 | PATCH CORD 3M LENGTH SM | 1000074917 | LC/PC - LC/PC PATCH CORD 3M LENGTH SM | EA | 74 |  | Included
15 | 7000027974 | 3540 | CAT 6/6A SFTP OUTDOOR | 1000074899 | CAT 6/6A SFTP OUTDOOR | M | 6760 |  | Included
16 | 7000027974 | 3550 | CAT 6/6A UTP INDOOR | 1000074900 | CAT 6/6A UTP INDOOR | M | 400 |  | Included
17 | 7000027974 | 3560 | LIU 24 F RACK MOUNTED LC | 1000074910 | LIU (LIGHT INTERFACE UNIT) 24 F RACK MOUNTED LC | EA | 10 |  | Included
18 | 7000027974 | 3570 | LIU 6 F RACK MOUNTED LC | 1000074911 | LIU (LIGHT INTERFACE UNIT) 6 F RACK MOUNTED LC | EA | 46 |  | Included
19 | 7000027974 | 3580 | RACK 42 U INDOOR WITH DEPTH 600MM | 1000074921 | RACK 42 U INDOOR 600X600X2000MM (WXDXH) | EA | 3 |  | Included
20 | 7000027974 | 3590 | 6 U OUTDOOR RACK | 1000074894 | Rack 6 U Outdoor as per TS | EA | 41 |  | Included
21 | 7000027974 | 3600 | MANHOLE | 1000074912 | MANHOLE | EA | 22 |  | Included
22 | 7000027974 | 3610 | JOINT BOX/ CLOSURE(4 WAY) | 1000074907 | JOINT BOX/ CLOSURE (4 WAY) | EA | 22 |  | Included
23 | 7000027974 | 3620 | PVC CONDUIT(32MM) | 1000074919 | PVC CONDUIT (32MM) | M | 3580 |  | Included
24 | 7000027974 | 3630 | RJ45 CONNECTOR | 1000074922 | RJ45 CONNECTOR | EA | 358 |  | Included
25 | 7000027974 | 3640 | MISC. MATERIAL-WI-FI SETUP | 1000074913 | INSTALLATION MATERIAL SUCH AS PATCH PANEL AT CENTRAL LOCATION,CLAMPING MATERIAL ETC. FOR SUCESSFUL COMMISSIONING OF THE PROJECT | LS | 1 |  | Included
IV | Wi-Fi Deployment in ER2 L4
1 | 7000027974 | 3650 | ACCESS POINT-OUTDOOR | 1000074896 | Access Point Outdoor with mounting Kit as per TS | EA | 341 |  | Included
2 | 7000027974 | 3660 | ACCESS POINT-INDOOR | 1000074895 | Access Point Indoor with mounting Kit as per TS | EA | 20 |  | Included
3 | 7000027974 | 3670 | POE INDUSTRIAL SWITCH | 1000074918 | POE INDUSTRIAL SWITCH 8X1G ELECTRICAL PORTS MINUMUM 2X1G WITH 1G SFP10KM SINGLE MODE LC TYPE | EA | 82 |  | Included
4 | 7000027974 | 3680 | LAYER 3 SWITCH-SUB STATION-INDOOR | 1000074909 | LAYER 3(L3) SWITCH INDOOR AS PER TS WITH AC SUPPLY AT SUBSTATION | EA | 10 |  | Included
5 | 7000027974 | 3690 | 1G SFP-L3 SWITCH OF SUB STATION | 1000074889 | 1G SFP 10KM SINGLE MODE LC FOR L3 SWITCH AT SUBSTATION (SAME MAKE OFSWITCH OEM) | EA | 72 |  | Included
6 | 7000027974 | 3700 | UPS 2KVA WITH 30MINS BACKUP | 1000074927 | UPS 2 kVA with 30mins backup | EA | 5 |  | Included
7 | 7000027974 | 3710 | ARMOURED 1 CORE COPPER POWER CABLE | 1000074897 | ARMOURED SINGLE CORE 2.5 SQ.MM. COPPER POWER CABLE FOR EARTHING OFRACK | M | 288 |  | Included
8 | 7000027974 | 3720 | ARMOURED 3 CORE COPPER POWER CABLE | 1000074898 | ARMOURED 3 CORE 2.5 SQ.MM. COPPER POWER CABLE | M | 1440 |  | Included
9 | 7000027974 | 3730 | 24 F CORE UNDERGROUND OFC | 1000074892 | 24 F CORE UNDERGROUND OFC | M | 29640 |  | Included
10 | 7000027974 | 3740 | 6 F CORE UNDERGROUND OFC | 1000074893 | 6F CORE UNDERGROUND OFC | M | 30512 |  | Included
11 | 7000027974 | 3750 | HDPE DUCT 40MM | 1000074906 | HDPE DUCT 40MM | M | 26676 |  | Included
12 | 7000027974 | 3760 | HDPE DUCT 32MM | 1000074905 | HDPE DUCT 32MM | M | 27461 |  | Included
13 | 7000027974 | 3770 | PATCH CORD 1M LENGTH SM | 1000074916 | LC/PC - LC/PC PATCH CORD 1M LENGTH SM | EA | 288 |  | Included
14 | 7000027974 | 3780 | LC/PC - LC/PC PATCH CORD 3M LENGTH SM | 1000074917 | LC/PC - LC/PC PATCH CORD 3M LENGTH SM | EA | 144 |  | Included
15 | 7000027974 | 3790 | CAT 6/6A SFTP OUTDOOR | 1000074899 | CAT 6/6A SFTP OUTDOOR | M | 13640 |  | Included
16 | 7000027974 | 3800 | CAT 6/6A UTP INDOOR | 1000074900 | CAT 6/6A UTP INDOOR | M | 800 |  | Included
17 | 7000027974 | 3810 | LIU 24 F RACK MOUNTED LC | 1000074910 | LIU (LIGHT INTERFACE UNIT) 24 F RACK MOUNTED LC | EA | 20 |  | Included
18 | 7000027974 | 3820 | LIU 6 F RACK MOUNTED LC | 1000074911 | LIU (LIGHT INTERFACE UNIT) 6 F RACK MOUNTED LC | EA | 92 |  | Included | 0
19 | 7000027974 | 3830 | RACK 42 U INDOOR WITH DEPTH 600MM | 1000074921 | RACK 42 U INDOOR 600X600X2000MM (WXDXH) | EA | 9 |  | Included | 0
20 | 7000027974 | 3840 | 6 U OUTDOOR RACK | 1000074894 | Rack 6 U Outdoor as per TS | EA | 82 |  | Included | 0
21 | 7000027974 | 3850 | MANHOLE | 1000074912 | MANHOLE | EA | 42 |  | Included | 0
22 | 7000027974 | 3860 | JOINT BOX/ CLOSURE(4 WAY) | 1000074907 | JOINT BOX/ CLOSURE (4 WAY) | EA | 42 |  | Included | 0
23 | 7000027974 | 3870 | PVC CONDUIT(32MM) | 1000074919 | PVC CONDUIT (32MM) | M | 7220 |  | Included | 0
24 | 7000027974 | 3880 | RJ45 CONNECTOR | 1000074922 | RJ45 CONNECTOR | EA | 722 |  | Included | 0
25 | 7000027974 | 3890 | MISC. MATERIAL-WI-FI SETUP | 1000074913 | INSTALLATION MATERIAL SUCH AS PATCH PANEL AT CENTRAL LOCATION,CLAMPING MATERIAL ETC. FOR SUCESSFUL COMMISSIONING OF THE PROJECT | LS | 1 |  | Included
V | Wi-Fi Deployment in WR1 L4
1 | 7000027974 | 3900 | ACCESS POINT-OUTDOOR | 1000074896 | Access Point Outdoor with mounting Kit as per TS | EA | 240 |  | Included
2 | 7000027974 | 3910 | ACCESS POINT-INDOOR | 1000074895 | Access Point Indoor with mounting Kit as per TS | EA | 10 |  | Included
3 | 7000027974 | 3920 | POE INDUSTRIAL SWITCH | 1000074918 | POE INDUSTRIAL SWITCH 8X1G ELECTRICAL PORTS MINUMUM 2X1G WITH 1G SFP10KM SINGLE MODE LC TYPE | EA | 55 |  | Included
4 | 7000027974 | 3930 | LAYER 3 SWITCH-SUB STATION-INDOOR | 1000074909 | LAYER 3(L3) SWITCH INDOOR AS PER TS WITH AC SUPPLY AT SUBSTATION | EA | 5 |  | Included
5 | 7000027974 | 3940 | 1G SFP-L3 SWITCH OF SUB STATION | 1000074889 | 1G SFP 10KM SINGLE MODE LC FOR L3 SWITCH AT SUBSTATION (SAME MAKE OFSWITCH OEM) | EA | 45 |  | Included
6 | 7000027974 | 3950 | UPS 2KVA WITH 30MINS BACKUP | 1000074927 | UPS 2 kVA with 30mins backup | EA | 4 |  | Included
7 | 7000027974 | 3960 | ARMOURED 1 CORE COPPER POWER CABLE | 1000074897 | ARMOURED SINGLE CORE 2.5 SQ.MM. COPPER POWER CABLE FOR EARTHING OFRACK | M | 200 |  | Included
8 | 7000027974 | 3970 | ARMOURED 3 CORE COPPER POWER CABLE | 1000074898 | ARMOURED 3 CORE 2.5 SQ.MM. COPPER POWER CABLE | M | 1000 |  | Included
9 | 7000027974 | 3980 | 24 F CORE UNDERGROUND OFC | 1000074892 | 24 F CORE UNDERGROUND OFC | M | 16630 |  | Included
10 | 7000027974 | 3990 | 6 F CORE UNDERGROUND OFC | 1000074893 | 6F CORE UNDERGROUND OFC | M | 18560 |  | Included
11 | 7000027974 | 4000 | HDPE DUCT 40MM | 1000074906 | HDPE DUCT 40MM | M | 14967 |  | Included
12 | 7000027974 | 4010 | HDPE DUCT 32MM | 1000074905 | HDPE DUCT 32MM | M | 16704 |  | Included
13 | 7000027974 | 4020 | PATCH CORD 1M LENGTH SM | 1000074916 | LC/PC - LC/PC PATCH CORD 1M LENGTH SM | EA | 200 |  | Included
14 | 7000027974 | 4030 | PATCH CORD 3M LENGTH SM | 1000074917 | LC/PC - LC/PC PATCH CORD 3M LENGTH SM | EA | 90 |  | Included
15 | 7000027974 | 4040 | CAT 6/6A SFTP OUTDOOR | 1000074899 | CAT 6/6A SFTP OUTDOOR | M | 9600 |  | Included
16 | 7000027974 | 4050 | CAT 6/6A UTP INDOOR | 1000074900 | CAT 6/6A UTP INDOOR | M | 400 |  | Included
17 | 7000027974 | 4060 | LIU 24 F RACK MOUNTED LC | 1000074910 | LIU (LIGHT INTERFACE UNIT) 24 F RACK MOUNTED LC | EA | 10 |  | Included
18 | 7000027974 | 4070 | LIU 6 F RACK MOUNTED LC | 1000074911 | LIU (LIGHT INTERFACE UNIT) 6 F RACK MOUNTED LC | EA | 60 |  | Included
19 | 7000027974 | 4080 | RACK 42 U INDOOR WITH DEPTH 600MM | 1000074921 | RACK 42 U INDOOR 600X600X2000MM (WXDXH) | EA | 4 |  | Included
20 | 7000027974 | 4090 | 6 U OUTDOOR RACK | 1000074894 | Rack 6 U Outdoor as per TS | EA | 55 |  | Included
21 | 7000027974 | 4100 | MANHOLE | 1000074912 | MANHOLE | EA | 30 |  | Included
22 | 7000027974 | 4110 | JOINT BOX/ CLOSURE(4 WAY) | 1000074907 | JOINT BOX/ CLOSURE (4 WAY) | EA | 30 |  | Included
23 | 7000027974 | 4120 | PVC CONDUIT(32MM) | 1000074919 | PVC CONDUIT (32MM) | M | 5000 |  | Included
24 | 7000027974 | 4130 | RJ45 CONNECTOR | 1000074922 | RJ45 CONNECTOR | EA | 500 |  | Included
25 | 7000027974 | 4140 | MISC. MATERIAL-WI-FI SETUP | 1000074913 | INSTALLATION MATERIAL SUCH AS PATCH PANEL AT CENTRAL LOCATION,CLAMPING MATERIAL ETC. FOR SUCESSFUL COMMISSIONING OF THE PROJECT | LS | 1 |  | Included
VI | Wi-Fi Deployment in WR2 L4
1 | 7000027974 | 4150 | ACCESS POINT-OUTDOOR | 1000074896 | Access Point Outdoor with mounting Kit as per TS | EA | 208 |  | Included
2 | 7000027974 | 4160 | ACCESS POINT-INDOOR | 1000074895 | Access Point Indoor with mounting Kit as per TS | EA | 10 |  | Included
3 | 7000027974 | 4170 | POE INDUSTRIAL SWITCH | 1000074918 | POE INDUSTRIAL SWITCH 8X1G ELECTRICAL PORTS MINUMUM 2X1G WITH 1G SFP10KM SINGLE MODE LC TYPE | EA | 47 |  | Included
4 | 7000027974 | 4180 | LAYER 3 SWITCH-SUB STATION-INDOOR | 1000074909 | LAYER 3(L3) SWITCH INDOOR AS PER TS WITH AC SUPPLY AT SUBSTATION | EA | 5 |  | Included
5 | 7000027974 | 4190 | 1G SFP-L3 SWITCH OF SUB STATION | 1000074889 | 1G SFP 10KM SINGLE MODE LC FOR L3 SWITCH AT SUBSTATION (SAME MAKE OFSWITCH OEM) | EA | 39 |  | Included
6 | 7000027974 | 4200 | UPS 2KVA WITH 30MINS BACKUP | 1000074927 | UPS 2 kVA with 30mins backup | EA | 3 |  | Included
7 | 7000027974 | 4210 | ARMOURED 1 CORE COPPER POWER CABLE | 1000074897 | ARMOURED SINGLE CORE 2.5 SQ.MM. COPPER POWER CABLE FOR EARTHING OFRACK | M | 168 |  | Included
8 | 7000027974 | 4220 | ARMOURED 3 CORE COPPER POWER CABLE | 1000074898 | ARMOURED 3 CORE 2.5 SQ.MM. COPPER POWER CABLE | M | 840 |  | Included
9 | 7000027974 | 4230 | 24 F CORE UNDERGROUND OFC | 1000074892 | 24 F CORE UNDERGROUND OFC | M | 11240 |  | Included
10 | 7000027974 | 4240 | 6 F CORE UNDERGROUND OFC | 1000074893 | 6F CORE UNDERGROUND OFC | M | 13885 |  | Included
11 | 7000027974 | 4250 | HDPE DUCT 40MM | 1000074906 | HDPE DUCT 40MM | M | 10116 |  | Included
12 | 7000027974 | 4260 | HDPE DUCT 32MM | 1000074905 | HDPE DUCT 32MM | M | 12497 |  | Included
13 | 7000027974 | 4270 | PATCH CORD 1M LENGTH SM | 1000074916 | LC/PC - LC/PC PATCH CORD 1M LENGTH SM | EA | 168 |  | Included
14 | 7000027974 | 4280 | PATCH CORD 3M LENGTH SM | 1000074917 | LC/PC - LC/PC PATCH CORD 3M LENGTH SM | EA | 78 |  | Included
15 | 7000027974 | 4290 | CAT 6/6A SFTP OUTDOOR | 1000074899 | CAT 6/6A SFTP OUTDOOR | M | 8320 |  | Included | 0
16 | 7000027974 | 4300 | CAT 6/6A UTP INDOOR | 1000074900 | CAT 6/6A UTP INDOOR | M | 400 |  | Included | 0
17 | 7000027974 | 4310 | LIU 24 F RACK MOUNTED LC | 1000074910 | LIU (LIGHT INTERFACE UNIT) 24 F RACK MOUNTED LC | EA | 10 |  | Included | 0
18 | 7000027974 | 4320 | LIU 6 F RACK MOUNTED LC | 1000074911 | LIU (LIGHT INTERFACE UNIT) 6 F RACK MOUNTED LC | EA | 52 |  | Included | 0
19 | 7000027974 | 4330 | RACK 42 U INDOOR WITH DEPTH 600MM | 1000074921 | RACK 42 U INDOOR 600X600X2000MM (WXDXH) | EA | 2 |  | Included | 0
20 | 7000027974 | 4340 | 6 U OUTDOOR RACK | 1000074894 | Rack 6 U Outdoor as per TS | EA | 47 |  | Included | 0
21 | 7000027974 | 4350 | MANHOLE | 1000074912 | MANHOLE | EA | 24 |  | Included | 0
22 | 7000027974 | 4360 | JOINT BOX/ CLOSURE(4 WAY) | 1000074907 | JOINT BOX/ CLOSURE (4 WAY) | EA | 24 |  | Included | 0
23 | 7000027974 | 4370 | PVC CONDUIT(32MM) | 1000074919 | PVC CONDUIT (32MM) | M | 4360 |  | Included | 0
24 | 7000027974 | 4380 | RJ45 CONNECTOR | 1000074922 | RJ45 CONNECTOR | EA | 436 |  | Included | 0
25 | 7000027974 | 4390 | MISC. MATERIAL-WI-FI SETUP | 1000074913 | INSTALLATION MATERIAL SUCH AS PATCH PANEL AT CENTRAL LOCATION,CLAMPING MATERIAL ETC. FOR SUCESSFUL COMMISSIONING OF THE PROJECT | LS | 1 |  | Included
VII | Wi-Fi Deployment in NER L4
1 | 7000027974 | 4400 | ACCESS POINT-OUTDOOR | 1000074896 | Access Point Outdoor with mounting Kit as per TS | EA | 118 |  | Included
2 | 7000027974 | 4410 | ACCESS POINT-INDOOR | 1000074895 | Access Point Indoor with mounting Kit as per TS | EA | 10 |  | Included
3 | 7000027974 | 4420 | POE INDUSTRIAL SWITCH | 1000074918 | POE INDUSTRIAL SWITCH 8X1G ELECTRICAL PORTS MINUMUM 2X1G WITH 1G SFP10KM SINGLE MODE LC TYPE | EA | 31 |  | Included
4 | 7000027974 | 4430 | LAYER 3 SWITCH-SUB STATION-INDOOR | 1000074909 | LAYER 3(L3) SWITCH INDOOR AS PER TS WITH AC SUPPLY AT SUBSTATION | EA | 5 |  | Included
5 | 7000027974 | 4440 | 1G SFP-L3 SWITCH OF SUB STATION | 1000074889 | 1G SFP 10KM SINGLE MODE LC FOR L3 SWITCH AT SUBSTATION (SAME MAKE OFSWITCH OEM) | EA | 31 |  | Included
6 | 7000027974 | 4450 | UPS 2KVA WITH 30MINS BACKUP | 1000074927 | UPS 2 kVA with 30mins backup | EA | 2 |  | Included
7 | 7000027974 | 4460 | ARMOURED 1 CORE COPPER POWER CABLE | 1000074897 | ARMOURED SINGLE CORE 2.5 SQ.MM. COPPER POWER CABLE FOR EARTHING OFRACK | M | 104 |  | Included
8 | 7000027974 | 4470 | ARMOURED 3 CORE COPPER POWER CABLE | 1000074898 | ARMOURED 3 CORE 2.5 SQ.MM. COPPER POWER CABLE | M | 520 |  | Included
9 | 7000027974 | 4480 | 24 F CORE UNDERGROUND OFC | 1000074892 | 24 F CORE UNDERGROUND OFC | M | 10572 |  | Included
10 | 7000027974 | 4490 | 6 F CORE UNDERGROUND OFC | 1000074893 | 6F CORE UNDERGROUND OFC | M | 4720 |  | Included
11 | 7000027974 | 4500 | HDPE DUCT 40MM | 1000074906 | HDPE DUCT 40MM | M | 9515 |  | Included
12 | 7000027974 | 4510 | HDPE DUCT 32MM | 1000074905 | HDPE DUCT 32MM | M | 4248 |  | Included
13 | 7000027974 | 4520 | PATCH CORD 1M LENGTH SM | 1000074916 | LC/PC - LC/PC PATCH CORD 1M LENGTH SM | EA | 104 |  | Included
14 | 7000027974 | 4530 | PATCH CORD 3M LENGTH SM | 1000074917 | LC/PC - LC/PC PATCH CORD 3M LENGTH SM | EA | 62 |  | Included
15 | 7000027974 | 4540 | CAT 6/6A SFTP OUTDOOR | 1000074899 | CAT 6/6A SFTP OUTDOOR | M | 4720 |  | Included
16 | 7000027974 | 4550 | CAT 6/6A UTP INDOOR | 1000074900 | CAT 6/6A UTP INDOOR | M | 400 |  | Included
17 | 7000027974 | 4560 | LIU 24 F RACK MOUNTED LC | 1000074910 | LIU (LIGHT INTERFACE UNIT) 24 F RACK MOUNTED LC | EA | 10 |  | Included
18 | 7000027974 | 4570 | LIU 6 F RACK MOUNTED LC | 1000074911 | LIU (LIGHT INTERFACE UNIT) 6 F RACK MOUNTED LC | EA | 36 |  | Included
19 | 7000027974 | 4580 | RACK 42 U INDOOR WITH DEPTH 600MM | 1000074921 | RACK 42 U INDOOR 600X600X2000MM (WXDXH) | EA | 4 |  | Included
20 | 7000027974 | 4590 | 6 U OUTDOOR RACK | 1000074894 | Rack 6 U Outdoor as per TS | EA | 31 |  | Included
21 | 7000027974 | 4600 | MANHOLE | 1000074912 | MANHOLE | EA | 16 |  | Included
22 | 7000027974 | 4610 | JOINT BOX/ CLOSURE(4 WAY) | 1000074907 | JOINT BOX/ CLOSURE (4 WAY) | EA | 16 |  | Included
23 | 7000027974 | 4620 | PVC CONDUIT(32MM) | 1000074919 | PVC CONDUIT (32MM) | M | 2560 |  | Included
24 | 7000027974 | 4630 | RJ45 CONNECTOR | 1000074922 | RJ45 CONNECTOR | EA | 256 |  | Included
25 | 7000027974 | 4640 | MISC. MATERIAL-WI-FI SETUP | 1000074913 | INSTALLATION MATERIAL SUCH AS PATCH PANEL AT CENTRAL LOCATION,CLAMPING MATERIAL ETC. FOR SUCESSFUL COMMISSIONING OF THE PROJECT | LS | 1 |  | Included
VIII | Wi-Fi Deployment in NR1 L4
1 | 7000027974 | 4650 | 10G SFP+ SINGLE MODE LC-L3 SWITCH | 1000074887 | 10G SFP+ 10Km Single Mode LC for L3 Switch @ Central Location ( Same asmake of Switch OEM) | EA | 12 |  | Included
2 | 7000027974 | 4660 | 10G SFP+ SINGLE MODE LC-FIREWALL | 1000074888 | 10G SFP+ 10Km Single Mode LC for Firewall | EA | 6 |  | Included
3 | 7000027974 | 4670 | 1G SFP SINGLE MODE LC-L3 SWITCH | 1000074890 | 1G SFP 10Km Single Mode LC for @ Central Location ( Same as make ofSwitch OEM) | EA | 4 |  | Included
4 | 7000027974 | 4680 | 1G SFP SINGLE MODE LC-FIREWALL | 1000074891 | 1G SFP 10Km Single Mode LC for Firewall | EA | 4 |  | Included
5 | 7000027974 | 4690 | LAYER 3 SWITCH IN HIGH AVAILABILITY | 1000074908 | LAYER 3 SWITCH AS PER TS IN HIGH AVAILABILITY 1+1 (HA) AT CENTRALLOCATION | SET | 1 |  | Included
6 | 7000027974 | 4700 | NOC DISTRIBUTION L2 SWITCH | 1000074914 | NOC Distribution L2 Switch with 8x1G Electrical + 2x1G Optical withSFP's(1G SFP 10Km Single Mode LC) | EA | 2 |  | Included
7 | 7000027974 | 4710 | NOC WORKSTATIONS | 1000074915 | NOC(NETWORK OPERATION CENTRE) WORKSTATIONS WITH ANTIVIRUS,WINDOWS 11AND ABOVE WITH MS OFFICE | EA | 4 |  | Included | 0
8 | 7000027974 | 4720 | SERVER HARDWARE IN HA 1+1 | 1000074923 | SERVER HARDWARE IN HA 1+1 TO HOST APPLICATIONS SUCH ASWLC,NAC,NMS,DHCP,LDAP/AD,SYSLOG AS PER TS. | SET | 1 |  | Included
9 | 7000027974 | 4730 | STORAGE WITH CONTROLLER 1+1 | 1000074924 | STORAGE(NL-SAS) WITH CONTROLLER 1+1 WITHOUT DISK DRIVE WITH MINIMUMSUPPORT CAPACITY 200TB FROM DAY 1 | SET | 1 |  | Included
10 | 7000027974 | 4740 | SYSLOG SERVER IN HA 1+1 VM BASED | 1000074925 | SYSLOG SERVER IN HA 1+1 VM BASED | SET | 1 |  | Included
11 | 7000027974 | 4750 | USER DATA BASE IN HA 1+1 VM BASED | 1000074928 | USER DATA BASE (LDAP/AD) IN HA 1+1 VM BASED | SET | 1 |  | Included
12 | 7000027974 | 4760 | WLC IN HA 1+1 VM BASED | 1000074929 | WLC (WIRELESS LAN CONTROLLER) IN HA 1+1 VM BASED | SET | 1 |  | Included
13 | 7000027974 | 4770 | NAC WITH AAA IN HA 1+1 VM BASED | 1000074930 | SUPPLY OF NAC (NETWORK ACCESS CONTROL) WITH AAA(AUTHENTICATION,AUTHORIZATION AND ACCOUNTING) IN HA 1+1 VM BASED | SET | 1 |  | Included
14 | 7000027974 | 4780 | NAC LICENSE-25 CONCURRENT USERS/SET | 1000074931 | LICENSE FOR CONCURRENT USERS IN MULTIPLES OF 25 USER PER SET | SET | 7 |  | Included
15 | 7000027974 | 4790 | NMS IN HA 1+1 VM BASED | 1000074932 | NMS(NETWORK MANAGEMENT SYSTEM) IN HA 1+1 VM BASED | SET | 1 |  | Included
16 | 7000027974 | 4800 | FIREWALL IN HA AS PER TS | 1000074903 | FIREWALL IN HA AS PER TS | SET | 1 |  | Included
17 | 7000027974 | 4810 | DHCP IN HA 1+1 VM BASED | 1000074901 | DHCP(DYNAMIC HOST CONFIGURATION PROTOCOL) IN HA 1+1 VM BASED | SET | 1 |  | Included
18 | 7000027974 | 4820 | EXPANSION ENCLOUSRE-STORAGE | 1000074902 | EXPANSION ENCLOUSRE FOR STORAGE | SET | 1 |  | Included
19 | 7000027974 | 4830 | HARD DISK OF 10 TB-STORAGE | 1000074904 | HARD DISK OF 10 TB FOR STORAGE | EA | 5 |  | Included
20 | 7000027974 | 4840 | UPS 10KVA WITH 30MINS BACKUP | 1000074926 | UPS 10 kVA with 30mins backup | EA | 2 |  | Included
21 | 7000027974 | 4850 | RACK 42 U INDOOR WITH DEPTH 1200MM | 1000074920 | RACK 42 U INDOOR 800X1200X2000MM (WXDXH) | EA | 2 |  | Included
22 | 7000027974 | 4860 | RACK 42 U INDOOR WITH DEPTH 600MM | 1000074921 | RACK 42 U INDOOR 600X600X2000MM (WXDXH) | EA | 6 |  | Included
23 | 7000027974 | 4870 | 6 U OUTDOOR RACK | 1000074894 | Rack 6 U Outdoor as per TS | EA | 139 |  | Included
24 | 7000027974 | 4880 | LIU 6 F RACK MOUNTED LC | 1000074911 | LIU (LIGHT INTERFACE UNIT) 6 F RACK MOUNTED LC | EA | 149 |  | Included
25 | 7000027974 | 4890 | LIU 24 F RACK MOUNTED LC | 1000074910 | LIU (LIGHT INTERFACE UNIT) 24 F RACK MOUNTED LC | EA | 20 |  | Included
26 | 7000027974 | 4900 | ACCESS POINT-OUTDOOR | 1000074896 | Access Point Outdoor with mounting Kit as per TS | EA | 630 |  | Included
27 | 7000027974 | 4910 | ACCESS POINT-INDOOR | 1000074895 | Access Point Indoor with mounting Kit as per TS | EA | 20 |  | Included
28 | 7000027974 | 4920 | POE INDUSTRIAL SWITCH | 1000074918 | POE INDUSTRIAL SWITCH 8X1G ELECTRICAL PORTS MINUMUM 2X1G WITH 1G SFP10KM SINGLE MODE LC TYPE | EA | 139 |  | Included
29 | 7000027974 | 4930 | LAYER 3 SWITCH-SUB STATION-INDOOR | 1000074909 | LAYER 3(L3) SWITCH INDOOR AS PER TS WITH AC SUPPLY AT SUBSTATION | EA | 10 |  | Included
30 | 7000027974 | 4940 | 1G SFP-L3 SWITCH OF SUB STATION | 1000074889 | 1G SFP 10KM SINGLE MODE LC FOR L3 SWITCH AT SUBSTATION (SAME MAKE OFSWITCH OEM) | EA | 106 |  | Included
31 | 7000027974 | 4950 | UPS 2KVA WITH 30MINS BACKUP | 1000074927 | UPS 2 kVA with 30mins backup | EA | 7 |  | Included
32 | 7000027974 | 4960 | ARMOURED 1 CORE COPPER POWER CABLE | 1000074897 | ARMOURED SINGLE CORE 2.5 SQ.MM. COPPER POWER CABLE FOR EARTHING OFRACK | M | 516 |  | Included
33 | 7000027974 | 4970 | ARMOURED 3 CORE COPPER POWER CABLE | 1000074898 | ARMOURED 3 CORE 2.5 SQ.MM. COPPER POWER CABLE | M | 2580 |  | Included
34 | 7000027974 | 4980 | 24 F CORE UNDERGROUND OFC | 1000074892 | 24 F CORE UNDERGROUND OFC | M | 32000 |  | Included
35 | 7000027974 | 4990 | 6 F CORE UNDERGROUND OFC | 1000074893 | 6F CORE UNDERGROUND OFC | M | 32902 |  | Included
36 | 7000027974 | 5000 | HDPE DUCT 40MM | 1000074906 | HDPE DUCT 40MM | M | 28800 |  | Included
37 | 7000027974 | 5010 | HDPE DUCT 32MM | 1000074905 | HDPE DUCT 32MM | M | 29612 |  | Included
38 | 7000027974 | 5020 | PATCH CORD 1M LENGTH SM | 1000074916 | LC/PC - LC/PC PATCH CORD 1M LENGTH SM | EA | 516 |  | Included
39 | 7000027974 | 5030 | PATCH CORD 3M LENGTH SM | 1000074917 | LC/PC - LC/PC PATCH CORD 3M LENGTH SM | EA | 212 |  | Included
40 | 7000027974 | 5040 | CAT 6/6A SFTP OUTDOOR | 1000074899 | CAT 6/6A SFTP OUTDOOR | M | 25200 |  | Included
41 | 7000027974 | 5050 | CAT 6/6A UTP INDOOR | 1000074900 | CAT 6/6A UTP INDOOR | M | 800 |  | Included
42 | 7000027974 | 5060 | MANHOLE | 1000074912 | MANHOLE | EA | 76 |  | Included
43 | 7000027974 | 5070 | JOINT BOX/ CLOSURE(4 WAY) | 1000074907 | JOINT BOX/ CLOSURE (4 WAY) | EA | 76 |  | Included
44 | 7000027974 | 5080 | PVC CONDUIT(32MM) | 1000074919 | PVC CONDUIT (32MM) | M | 13000 |  | Included
45 | 7000027974 | 5090 | RJ45 CONNECTOR | 1000074922 | RJ45 CONNECTOR | EA | 1366 |  | Included
46 | 7000027974 | 5100 | MISC. MATERIAL-WI-FI SETUP | 1000074913 | INSTALLATION MATERIAL SUCH AS PATCH PANEL AT CENTRAL LOCATION,CLAMPING MATERIAL ETC. FOR SUCESSFUL COMMISSIONING OF THE PROJECT | LS | 1 |  | Included
IX | Wi-Fi Deployment in NR2 L4
1 | 7000027974 | 5110 | ACCESS POINT-OUTDOOR | 1000074896 | Access Point Outdoor with mounting Kit as per TS | EA | 136 |  | Included
2 | 7000027974 | 5120 | ACCESS POINT-INDOOR | 1000074895 | Access Point Indoor with mounting Kit as per TS | EA | 10 |  | Included | 0
3 | 7000027974 | 5130 | POE INDUSTRIAL SWITCH | 1000074918 | POE INDUSTRIAL SWITCH 8X1G ELECTRICAL PORTS MINUMUM 2X1G WITH 1G SFP10KM SINGLE MODE LC TYPE | EA | 34 |  | Included | 0
4 | 7000027974 | 5140 | LAYER 3 SWITCH-SUB STATION-INDOOR | 1000074909 | LAYER 3(L3) SWITCH INDOOR AS PER TS WITH AC SUPPLY AT SUBSTATION | EA | 5 |  | Included | 0
5 | 7000027974 | 5150 | 1G SFP-L3 SWITCH OF SUB STATION | 1000074889 | 1G SFP 10KM SINGLE MODE LC FOR L3 SWITCH AT SUBSTATION (SAME MAKE OFSWITCH OEM) | EA | 33 |  | Included | 0
6 | 7000027974 | 5160 | UPS 2KVA WITH 30MINS BACKUP | 1000074927 | UPS 2 kVA with 30mins backup | EA | 1 |  | Included | 0
7 | 7000027974 | 5170 | ARMOURED 1 CORE COPPER POWER CABLE | 1000074897 | ARMOURED SINGLE CORE 2.5 SQ.MM. COPPER POWER CABLE FOR EARTHING OFRACK | M | 116 |  | Included | 0
8 | 7000027974 | 5180 | ARMOURED 3 CORE COPPER POWER CABLE | 1000074898 | ARMOURED 3 CORE 2.5 SQ.MM. COPPER POWER CABLE | M | 580 |  | Included | 0
9 | 7000027974 | 5190 | 24 F CORE UNDERGROUND OFC | 1000074892 | 24 F CORE UNDERGROUND OFC | M | 12325 |  | Included | 0
10 | 7000027974 | 5200 | 6 F CORE UNDERGROUND OFC | 1000074893 | 6F CORE UNDERGROUND OFC | M | 13926 |  | Included | 0
11 | 7000027974 | 5210 | HDPE DUCT 40MM | 1000074906 | HDPE DUCT 40MM | M | 11092 |  | Included | 0
12 | 7000027974 | 5220 | HDPE DUCT 32MM | 1000074905 | HDPE DUCT 32MM | M | 12533 |  | Included
13 | 7000027974 | 5230 | PATCH CORD 1M LENGTH SM | 1000074916 | LC/PC - LC/PC PATCH CORD 1M LENGTH SM | EA | 116 |  | Included
14 | 7000027974 | 5240 | PATCH CORD 3M LENGTH SM | 1000074917 | LC/PC - LC/PC PATCH CORD 3M LENGTH SM | EA | 66 |  | Included
15 | 7000027974 | 5250 | CAT 6/6A SFTP OUTDOOR | 1000074899 | CAT 6/6A SFTP OUTDOOR | M | 5440 |  | Included
16 | 7000027974 | 5260 | CAT 6/6A UTP INDOOR | 1000074900 | CAT 6/6A UTP INDOOR | M | 400 |  | Included
17 | 7000027974 | 5270 | LIU 24 F RACK MOUNTED LC | 1000074910 | LIU (LIGHT INTERFACE UNIT) 24 F RACK MOUNTED LC | EA | 10 |  | Included
18 | 7000027974 | 5280 | LIU 6 F RACK MOUNTED LC | 1000074911 | LIU (LIGHT INTERFACE UNIT) 6 F RACK MOUNTED LC | EA | 39 |  | Included
19 | 7000027974 | 5290 | RACK 42 U INDOOR WITH DEPTH 600MM | 1000074921 | RACK 42 U INDOOR 600X600X2000MM (WXDXH) | EA | 3 |  | Included
20 | 7000027974 | 5300 | 6 U OUTDOOR RACK | 1000074894 | Rack 6 U Outdoor as per TS | EA | 34 |  | Included
21 | 7000027974 | 5310 | MANHOLE | 1000074912 | MANHOLE | EA | 18 |  | Included
22 | 7000027974 | 5320 | JOINT BOX/ CLOSURE(4 WAY) | 1000074907 | JOINT BOX/ CLOSURE (4 WAY) | EA | 18 |  | Included
23 | 7000027974 | 5330 | PVC CONDUIT(32MM) | 1000074919 | PVC CONDUIT (32MM) | M | 2920 |  | Included
24 | 7000027974 | 5340 | RJ45 CONNECTOR | 1000074922 | RJ45 CONNECTOR | EA | 292 |  | Included
25 | 7000027974 | 5350 | MISC. MATERIAL-WI-FI SETUP | 1000074913 | INSTALLATION MATERIAL SUCH AS PATCH PANEL AT CENTRAL LOCATION,CLAMPING MATERIAL ETC. FOR SUCESSFUL COMMISSIONING OF THE PROJECT | LS | 1 |  | Included
X | Wi-Fi Deployment in NR3 L4
1 | 7000027974 | 5360 | ACCESS POINT-OUTDOOR | 1000074896 | Access Point Outdoor with mounting Kit as per TS | EA | 234 |  | Included
2 | 7000027974 | 5370 | ACCESS POINT-INDOOR | 1000074895 | Access Point Indoor with mounting Kit as per TS | EA | 10 |  | Included
3 | 7000027974 | 5380 | POE INDUSTRIAL SWITCH | 1000074918 | POE INDUSTRIAL SWITCH 8X1G ELECTRICAL PORTS MINUMUM 2X1G WITH 1G SFP10KM SINGLE MODE LC TYPE | EA | 53 |  | Included
4 | 7000027974 | 5390 | LAYER 3 SWITCH-SUB STATION-INDOOR | 1000074909 | LAYER 3(L3) SWITCH INDOOR AS PER TS WITH AC SUPPLY AT SUBSTATION | EA | 5 |  | Included
5 | 7000027974 | 5400 | 1G SFP-L3 SWITCH OF SUB STATION | 1000074889 | 1G SFP 10KM SINGLE MODE LC FOR L3 SWITCH AT SUBSTATION (SAME MAKE OFSWITCH OEM) | EA | 45 |  | Included
6 | 7000027974 | 5410 | UPS 2KVA WITH 30MINS BACKUP | 1000074927 | UPS 2 kVA with 30mins backup | EA | 2 |  | Included
7 | 7000027974 | 5420 | ARMOURED 1 CORE COPPER POWER CABLE | 1000074897 | ARMOURED SINGLE CORE 2.5 SQ.MM. COPPER POWER CABLE FOR EARTHING OFRACK | M | 192 |  | Included
8 | 7000027974 | 5430 | ARMOURED 3 CORE 2.5 SQ.MM. COPPER POWER | 1000074898 | ARMOURED 3 CORE 2.5 SQ.MM. COPPER POWER CABLE | M | 960 |  | Included
9 | 7000027974 | 5440 | 24 F CORE UNDERGROUND OFC | 1000074892 | 24 F CORE UNDERGROUND OFC | M | 14548 |  | Included
10 | 7000027974 | 5450 | 6 F CORE UNDERGROUND OFC | 1000074893 | 6F CORE UNDERGROUND OFC | M | 12500 |  | Included
11 | 7000027974 | 5460 | HDPE DUCT 40MM | 1000074906 | HDPE DUCT 40MM | M | 13094 |  | Included
12 | 7000027974 | 5470 | HDPE DUCT 32MM | 1000074905 | HDPE DUCT 32MM | M | 11250 |  | Included
13 | 7000027974 | 5480 | PATCH CORD 1M LENGTH SM | 1000074916 | LC/PC - LC/PC PATCH CORD 1M LENGTH SM | EA | 192 |  | Included
14 | 7000027974 | 5490 | PATCH CORD 3M LENGTH SM | 1000074917 | LC/PC - LC/PC PATCH CORD 3M LENGTH SM | EA | 90 |  | Included
15 | 7000027974 | 5500 | CAT 6/6A SFTP OUTDOOR | 1000074899 | CAT 6/6A SFTP OUTDOOR | M | 9360 |  | Included
16 | 7000027974 | 5510 | CAT 6/6A UTP INDOOR | 1000074900 | CAT 6/6A UTP INDOOR | M | 400 |  | Included
17 | 7000027974 | 5520 | LIU 24 F RACK MOUNTED LC | 1000074910 | LIU (LIGHT INTERFACE UNIT) 24 F RACK MOUNTED LC | EA | 10 |  | Included
18 | 7000027974 | 5530 | LIU 6 F RACK MOUNTED LC | 1000074911 | LIU (LIGHT INTERFACE UNIT) 6 F RACK MOUNTED LC | EA | 58 |  | Included
19 | 7000027974 | 5540 | RACK 42 U INDOOR WITH DEPTH 600MM | 1000074921 | RACK 42 U INDOOR 600X600X2000MM (WXDXH) | EA | 2 |  | Included
20 | 7000027974 | 5550 | 6 U OUTDOOR RACK | 1000074894 | Rack 6 U Outdoor as per TS | EA | 53 |  | Included
21 | 7000027974 | 5560 | MANHOLE | 1000074912 | MANHOLE | EA | 30 |  | Included
22 | 7000027974 | 5570 | JOINT BOX/ CLOSURE(4 WAY) | 1000074907 | JOINT BOX/ CLOSURE (4 WAY) | EA | 30 |  | Included
23 | 7000027974 | 5580 | PVC CONDUIT(32MM) | 1000074919 | PVC CONDUIT (32MM) | M | 4880 |  | Included
24 | 7000027974 | 5590 | RJ45 CONNECTOR | 1000074922 | RJ45 CONNECTOR | EA | 488 |  | Included
25 | 7000027974 | 5600 | MISC. MATERIAL-WI-FI SETUP | 1000074913 | INSTALLATION MATERIAL SUCH AS PATCH PANEL AT CENTRAL LOCATION,CLAMPING MATERIAL ETC. FOR SUCESSFUL COMMISSIONING OF THE PROJECT | LS | 1 |  | Included
[5 empty] | Total F&I Price |  |  |  | 0 | 0
# | Bidders to note that the item description under various schedules are through unique material ID for respective items under SAP ERP System and therefore, identical item description appears in schedule-1(Ex-works) & schedule-2(F&I). However, the prices to be quoted in Price Schedule-2(F&I) shall be towards Local Transportation, Insurance and other Incidental Services only in line with clause ITB 11.4(b).
Date: | --
Place: | [6 empty] | Printed Name :
Designation :
Click for Sch-3

## Sch-3
CC/NT/W-TELE/DOM/A10/24/09318 | [14 empty] | Schedule - 3
Package: Wi-Fi Deployment in Switchyard & Control Room of POWERGRID Substations | [19 empty] | As per Lum-sum |  | 0%
(SCHEDULE OF RATES AND PRICES ) | [19 empty] | AS per Percent |  | #REF!
[20 empty] | As per lum-sum on Sch-3 |  | 0%
Bidder’s Name and Address (Sole Bidder) : | [11 empty] | To: | [7 empty] | As per Percent on Sch-3 |  | #REF!
[12 empty] | Contracts Services, 3rd Floor | [7 empty] | Total Discount |  | #REF!
Name : | [11 empty] | Power Grid Corporation of India Ltd.,
Address : | [11 empty] | "Saudamini", Plot No.-2
[12 empty] | Sector-29, | [7 empty] | Multipackage lum-sum |  | #REF!
Gurugram (Haryana) - 122001
Installation Charges : | [20 empty] | Amount after Discount (Rs.) |  | Dis Alert | Amount after MPD (Rs.)
All Prices are in Indian Rupees.
Sr. No. | PR No | PR Line Item No | Activity Header | PR Activity No | Activity Description | Service Code | SAC (Service Accounting Codes) | Whether SAC in column '8’ is confirmed. If not indicate applicable the SAC * | Rate of GST applicable ( in %) | Whether rate of GST in column ‘4’ is confirmed. If not indicate applicable rate of GST * | Description | Unit | Quantity | Unit Erection Charges | Total Erection Charges | Total GST as confirmed by Bidder |  |  |  |  | Unit Erection Charges | Total Erection Charges |  | Unit Erection Charges | Total Erection Charges
1 | 2 | 3 | 4 | 5 | 6 | 7 | 8 | 9 | 10 | 11 | 12 | 13 | 14 | 15 | 16 = 14 x 15 | 17 |  |  |  |  | 5 | 6 = 4 x 5 |  | 5 | 6 = 4 x 5
I | Wi-Fi Deployment in SR1 L4 | [19 empty] | Amount after Discount (Rs.) |  | Dis Alert | Amount after MPD (Rs.)
1 | 7000027974 | 2150 | 10 | 10 | SURVEY-EACH LOCATION | 170005005 | 998344 |  | 18% |  | Survey for each location | EA | 5 |  | Included | 0 | 0 | 0 | 0
2 | 7000027974 | 2160 | 20 | 10 | I&C ACCESS POINT-OUTDOOR | 170005025 | 998713 |  | 18% |  | Access Point Outdoor with mounting Kit as per TS | EA | 86 |  | Included | 0 | 0 | 0 | 0
3 | 7000027974 | 2170 | 30 | 10 | I&C ACCESS POINT-INDOOR | 170005026 | 998713 |  | 18% |  | Access Point Indoor with mounting Kit as per TS | EA | 10 |  | Included | 0 | 0 | 0 | 0
4 | 7000027974 | 2180 | 40 | 10 | I&C POE INDUSTRIAL SWITCH | 170005027 | 998713 |  | 18% |  | PoE Industrial Switch 8x1G Electrical Ports minumum 2x1G with 1G SFP 10Km Single Mode LC type | EA | 25 |  | Included | 0 | 0 | 0 | 0
5 | 7000027974 | 2190 | 50 | 10 | I&C LAYER 3 SWITCH INDOOR AS PER TS | 170005028 | 998713 |  | 18% |  | Layer 3(L3) Switch Indoor as per TS with AC Supply at Substation | EA | 5 |  | Included | 0 | 0 | 0 | 0
6 | 7000027974 | 2200 | 60 | 10 | I&C 1G SFP-L3 SWITCH OF SUB STATION | 170005029 | 998713 |  | 18% |  | 1G SFP 10Km Single Mode LC for L3 Switch at Substation (Same make of Switch OEM) | EA | 29 |  | Included | 0 | 0 | 0 | 0
7 | 7000027974 | 2210 | 70 | 10 | I&C UPS 2KVA WITH 30MINS BACKUP | 170005031 | 998713 |  | 18% |  | UPS 2 kVA with 30mins backup | EA | 2 |  | Included | 0 | 0 | 0 | 0
8 | 7000027974 | 2220 | 80 | 10 | I&C ARMOURED 1 CORE COPPER POWER CABLE | 170005032 | 998713 |  | 18% |  | Armoured Single Core 2.5 Sq.mm. Copper Power Cable for Earthing of Rack | M | 80 |  | Included | 0 | 0 | 0 | 0
9 | 7000027974 | 2230 | 90 | 10 | I&C ARMOURED 3 CORE COPPER POWER CABLE | 170005033 | 998713 |  | 18% |  | Armoured 3 Core 2.5 Sq.mm. Copper Power Cable | M | 400 |  | Included | 0 | 0 | 0 | 0
10 | 7000027974 | 2240 | 100 | 10 | I&C 24 F CORE UNDERGROUND OFC | 170005034 | 998713 |  | 18% |  | 24 F Core UnderGround OFC | M | 11000 |  | Included | 0 | 0 | 0 | 0
11 | 7000027974 | 2250 | 110 | 10 | I&C 6 F CORE UNDERGROUND OFC | 170005035 | 998713 |  | 18% |  | 6F Core UnderGround OFC | M | 7900 |  | Included | 0 | 0 | 0 | 0
12 | 7000027974 | 2260 | 120 | 10 | I&C HDPE DUCT 40MM | 170005036 | 998713 |  | 18% |  | HDPE Duct 40mm | M | 9900 |  | Included | 0 | 0 | 0 | 0
13 | 7000027974 | 2270 | 130 | 10 | I&C HDPE DUCT 32MM | 170005037 | 998713 |  | 18% |  | HDPE Duct 32mm | M | 7110 |  | Included | 0 | 0 | 0 | 0
14 | 7000027974 | 2280 | 140 | 10 | I&C PATCH CORD 1M LENGTH SM | 170005038 | 998713 |  | 18% |  | LC/PC - LC/PC Patch Cord 1m Length SM | EA | 80 |  | Included | 0 | 0 | 0 | 0
15 | 7000027974 | 2290 | 150 | 10 | I&C PATCH CORD 3M LENGTH SM | 170005039 | 998713 |  | 18% |  | LC/PC - LC/PC Patch Cord 3m Length SM | EA | 58 |  | Included | 0 | 0 | 0 | 0
16 | 7000027974 | 2300 | 160 | 10 | I&C CAT 6/6A SFTP OUTDOOR | 170005040 | 998713 |  | 18% |  | CAT 6/6A SFTP Outdoor | M | 3440 |  | Included | 0 | 0 | 0 | 0
17 | 7000027974 | 2310 | 170 | 10 | I&C CAT 6/6A UTP INDOOR | 170005041 | 998713 |  | 18% |  | CAT 6/6A UTP Indoor | M | 400 |  | Included | 0 | 0 | 0 | 0
18 | 7000027974 | 2320 | 180 | 10 | I&C LIU 24 F RACK MOUNTED LC | 170005042 | 998713 |  | 18% |  | LIU (Light Interface Unit) 24 F Rack Mounted LC | EA | 10 |  | Included | 0 | 0 | 0 | 0
19 | 7000027974 | 2330 | 190 | 10 | I&C LIU 6 F RACK MOUNTED LC | 170005043 | 998713 |  | 18% |  | LIU (Light Interface Unit) 6 F Rack Mounted LC | EA | 30 |  | Included | 0 | 0 | 0 | 0
20 | 7000027974 | 2340 | 200 | 10 | I&C RACK 42 U INDOOR WITH DEPTH 600MM | 170005045 | 998713 |  | 18% |  | Rack 42 U Indoor 600x600x2000mm (WxDxH) | EA | 2 |  | Included | 0 | 0 | 0 | 0
21 | 7000027974 | 2350 | 210 | 10 | I&C 6 U OUTDOOR RACK | 170005046 | 998713 |  | 18% |  | Rack 6 U Outdoor as per TS | EA | 25 |  | Included | 0 | 0 | 0 | 0
22 | 7000027974 | 2360 | 220 | 10 | I&C MANHOLE | 170005047 | 998713 |  | 18% |  | Manhole | EA | 14 |  | Included | 0 | 0 | 0 | 0
23 | 7000027974 | 2370 | 230 | 10 | I&C JOINT BOX/ CLOSURE(4 WAY) | 170005048 | 998713 |  | 18% |  | Joint Box/ Closure (4 Way) | EA | 14 |  | Included | 0 | 0 | 0 | 0
24 | 7000027974 | 2380 | 240 | 10 | I&C PVC CONDUIT(32MM) | 170005049 | 998713 |  | 18% |  | PVC Conduit (32mm) | M | 1920 |  | Included | 0 | 0 | 0 | 0
25 | 7000027974 | 2390 | 250 | 10 | I&C RJ45 CONNECTOR | 170005050 | 998713 |  | 18% |  | RJ45 Connector | EA | 192 |  | Included | 0 | 0 | 0 | 0
II | Wi-Fi Deployment in SR2 L4 | [19 empty] | Amount after Discount (Rs.) |  | Dis Alert | Amount after MPD (Rs.)
1 | 7000027974 | 2400 | 10 | 10 | SURVEY-EACH LOCATION | 170005005 | 998344 |  | 18% |  | Survey for each location | EA | 5 |  | Included | 0 | 0 | 0 | 0
2 | 7000027974 | 2410 | 20 | 10 | I&C ACCESS POINT-OUTDOOR | 170005025 | 998713 |  | 18% |  | Access Point Outdoor with mounting Kit as per TS | EA | 235 |  | Included | 0 | 0 | 0 | 0
3 | 7000027974 | 2420 | 30 | 10 | I&C ACCESS POINT-INDOOR | 170005026 | 998713 |  | 18% |  | Access Point Indoor with mounting Kit as per TS | EA | 10 |  | Included | 0 | 0 | 0 | 0
4 | 7000027974 | 2430 | 40 | 10 | I&C POE INDUSTRIAL SWITCH | 170005027 | 998713 |  | 18% |  | PoE Industrial Switch 8x1G Electrical Ports minumum 2x1G with 1G SFP 10Km Single Mode LC type | EA | 53 |  | Included | 0 | 0 | 0 | 0
5 | 7000027974 | 2440 | 50 | 10 | I&C LAYER 3 SWITCH INDOOR AS PER TS | 170005028 | 998713 |  | 18% |  | Layer 3(L3) Switch Indoor as per TS with AC Supply at Substation | EA | 5 |  | Included | 0 | 0 | 0 | 0
6 | 7000027974 | 2450 | 60 | 10 | I&C 1G SFP-L3 SWITCH OF SUB STATION | 170005029 | 998713 |  | 18% |  | 1G SFP 10Km Single Mode LC for L3 Switch at Substation (Same make of Switch OEM) | EA | 41 |  | Included | 0 | 0 | 0 | 0
7 | 7000027974 | 2460 | 70 | 10 | I&C UPS 2KVA WITH 30MINS BACKUP | 170005031 | 998713 |  | 18% |  | UPS 2 kVA with 30mins backup | EA | 3 |  | Included | 0 | 0 | 0 | 0
8 | 7000027974 | 2470 | 80 | 10 | I&C ARMOURED 1 CORE COPPER POWER CABLE | 170005032 | 998713 |  | 18% |  | Armoured Single Core 2.5 Sq.mm. Copper Power Cable for Earthing of Rack | M | 192 |  | Included | 0 | 0 | 0 | 0
9 | 7000027974 | 2480 | 90 | 10 | I&C ARMOURED 3 CORE COPPER POWER CABLE | 170005033 | 998713 |  | 18% |  | Armoured 3 Core 2.5 Sq.mm. Copper Power Cable | M | 960 |  | Included | 0 | 0 | 0 | 0
10 | 7000027974 | 2490 | 100 | 10 | I&C 24 F CORE UNDERGROUND OFC | 170005034 | 998713 |  | 18% |  | 24 F Core UnderGround OFC | M | 16550 |  | Included | 0 | 0 | 0 | 0
11 | 7000027974 | 2500 | 110 | 10 | I&C 6 F CORE UNDERGROUND OFC | 170005035 | 998713 |  | 18% |  | 6F Core UnderGround OFC | M | 14816 |  | Included | 0 | 0 | 0 | 0
12 | 7000027974 | 2510 | 120 | 10 | I&C HDPE DUCT 40MM | 170005036 | 998713 |  | 18% |  | HDPE Duct 40mm | M | 14895 |  | Included | 0 | 0 | 0 | 0
13 | 7000027974 | 2520 | 130 | 10 | I&C HDPE DUCT 32MM | 170005037 | 998713 |  | 18% |  | HDPE Duct 32mm | M | 13334 |  | Included | 0 | 0 | 0 | 0
14 | 7000027974 | 2530 | 140 | 10 | I&C PATCH CORD 1M LENGTH SM | 170005038 | 998713 |  | 18% |  | LC/PC - LC/PC Patch Cord 1m Length SM | EA | 192 |  | Included | 0 | 0 | 0 | 0
15 | 7000027974 | 2540 | 150 | 10 | I&C PATCH CORD 3M LENGTH SM | 170005039 | 998713 |  | 18% |  | LC/PC - LC/PC Patch Cord 3m Length SM | EA | 82 |  | Included | 0 | 0 | 0 | 0
16 | 7000027974 | 2550 | 160 | 10 | I&C CAT 6/6A SFTP OUTDOOR | 170005040 | 998713 |  | 18% |  | CAT 6/6A SFTP Outdoor | M | 9400 |  | Included | 0 | 0 | 0 | 0
17 | 7000027974 | 2560 | 170 | 10 | I&C CAT 6/6A UTP INDOOR | 170005041 | 998713 |  | 18% |  | CAT 6/6A UTP Indoor | M | 400 |  | Included | 0 | 0 | 0 | 0
18 | 7000027974 | 2570 | 180 | 10 | I&C LIU 24 F RACK MOUNTED LC | 170005042 | 998713 |  | 18% |  | LIU (Light Interface Unit) 24 F Rack Mounted LC | EA | 10 |  | Included | 0 | 0 | 0 | 0
19 | 7000027974 | 2580 | 190 | 10 | I&C LIU 6 F RACK MOUNTED LC | 170005043 | 998713 |  | 18% |  | LIU (Light Interface Unit) 6 F Rack Mounted LC | EA | 58 |  | Included | 0 | 0 | 0 | 0
20 | 7000027974 | 2590 | 200 | 10 | I&C RACK 42 U INDOOR WITH DEPTH 600MM | 170005045 | 998713 |  | 18% |  | Rack 42 U Indoor 600x600x2000mm (WxDxH) | EA | 4 |  | Included | 0 | 0 | 0 | 0
21 | 7000027974 | 2600 | 210 | 10 | I&C 6 U OUTDOOR RACK | 170005046 | 998713 |  | 18% |  | Rack 6 U Outdoor as per TS | EA | 53 |  | Included | 0 | 0 | 0 | 0
22 | 7000027974 | 2610 | 220 | 10 | I&C MANHOLE | 170005047 | 998713 |  | 18% |  | Manhole | EA | 26 |  | Included | 0 | 0 | 0 | 0
23 | 7000027974 | 2620 | 230 | 10 | I&C JOINT BOX/ CLOSURE(4 WAY) | 170005048 | 998713 |  | 18% |  | Joint Box/ Closure (4 Way) | EA | 26 |  | Included | 0 | 0 | 0 | 0
24 | 7000027974 | 2630 | 240 | 10 | I&C PVC CONDUIT(32MM) | 170005049 | 998713 |  | 18% |  | PVC Conduit (32mm) | M | 4900 |  | Included | 0 | 0 | 0 | 0
25 | 7000027974 | 2640 | 250 | 10 | I&C RJ45 CONNECTOR | 170005050 | 998713 |  | 18% |  | RJ45 Connector | EA | 490 |  | Included | 0 | 0 | 0 | 0
III | Wi-Fi Deployment in ER1 L4 | [19 empty] | Amount after Discount (Rs.) |  | Dis Alert | Amount after MPD (Rs.)
1 | 7000027974 | 1150 | 10 | 10 | SURVEY-EACH LOCATION | 170005005 | 998344 |  | 18% |  | Survey for each location | EA | 5 |  | Included | 0 | 0 | 0 | 0
2 | 7000027974 | 1160 | 20 | 10 | I&C ACCESS POINT-OUTDOOR | 170005025 | 998713 |  | 18% |  | Access Point Outdoor with mounting Kit as per TS | EA | 169 |  | Included | 0 | 0 | 0 | 0
3 | 7000027974 | 1170 | 30 | 10 | I&C ACCESS POINT-INDOOR | 170005026 | 998713 |  | 18% |  | Access Point Indoor with mounting Kit as per TS | EA | 10 |  | Included | 0 | 0 | 0 | 0
4 | 7000027974 | 1180 | 40 | 10 | I&C POE INDUSTRIAL SWITCH | 170005027 | 998713 |  | 18% |  | PoE Industrial Switch 8x1G Electrical Ports minumum 2x1G with 1G SFP 10Km Single Mode LC type | EA | 41 |  | Included | 0 | 0 | 0 | 0
5 | 7000027974 | 1190 | 50 | 10 | I&C LAYER 3 SWITCH INDOOR AS PER TS | 170005028 | 998713 |  | 18% |  | Layer 3(L3) Switch Indoor as per TS with AC Supply at Substation | EA | 5 |  | Included | 0 | 0 | 0 | 0
6 | 7000027974 | 1200 | 60 | 10 | I&C 1G SFP-L3 SWITCH OF SUB STATION | 170005029 | 998713 |  | 18% |  | 1G SFP 10Km Single Mode LC for L3 Switch at Substation (Same make of Switch OEM) | EA | 37 |  | Included | 0 | 0 | 0 | 0
7 | 7000027974 | 1210 | 70 | 10 | I&C UPS 2KVA WITH 30MINS BACKUP | 170005031 | 998713 |  | 18% |  | UPS 2 kVA with 30mins backup | EA | 2 |  | Included | 0 | 0 | 0 | 0
8 | 7000027974 | 1220 | 80 | 10 | I&C ARMOURED 1 CORE COPPER POWER CABLE | 170005032 | 998713 |  | 18% |  | Armoured Single Core 2.5 Sq.mm. Copper Power Cable for Earthing of Rack | M | 144 |  | Included | 0 | 0 | 0 | 0
9 | 7000027974 | 1230 | 90 | 10 | I&C ARMOURED 3 CORE COPPER POWER CABLE | 170005033 | 998713 |  | 18% |  | Armoured 3 Core 2.5 Sq.mm. Copper Power Cable | M | 720 |  | Included | 0 | 0 | 0 | 0
10 | 7000027974 | 1240 | 100 | 10 | I&C 24 F CORE UNDERGROUND OFC | 170005034 | 998713 |  | 18% |  | 24 F Core UnderGround OFC | M | 12780 |  | Included | 0 | 0 | 0 | 0
11 | 7000027974 | 1250 | 110 | 10 | I&C 6 F CORE UNDERGROUND OFC | 170005035 | 998713 |  | 18% |  | 6F Core UnderGround OFC | M | 14970 |  | Included | 0 | 0 | 0 | 0
12 | 7000027974 | 1260 | 120 | 10 | I&C HDPE DUCT 40MM | 170005036 | 998713 |  | 18% |  | HDPE Duct 40mm | M | 11502 |  | Included | 0 | 0 | 0 | 0
13 | 7000027974 | 1270 | 130 | 10 | I&C HDPE DUCT 32MM | 170005037 | 998713 |  | 18% |  | HDPE Duct 32mm | M | 13473 |  | Included | 0 | 0 | 0 | 0
14 | 7000027974 | 1280 | 140 | 10 | I&C PATCH CORD 1M LENGTH SM | 170005038 | 998713 |  | 18% |  | LC/PC - LC/PC Patch Cord 1m Length SM | EA | 144 |  | Included | 0 | 0 | 0 | 0
15 | 7000027974 | 1290 | 150 | 10 | I&C PATCH CORD 3M LENGTH SM | 170005039 | 998713 |  | 18% |  | LC/PC - LC/PC Patch Cord 3m Length SM | EA | 74 |  | Included | 0 | 0 | 0 | 0
16 | 7000027974 | 1300 | 160 | 10 | I&C CAT 6/6A SFTP OUTDOOR | 170005040 | 998713 |  | 18% |  | CAT 6/6A SFTP Outdoor | M | 6760 |  | Included | 0 | 0 | 0 | 0
17 | 7000027974 | 1310 | 170 | 10 | I&C CAT 6/6A UTP INDOOR | 170005041 | 998713 |  | 18% |  | CAT 6/6A UTP Indoor | M | 400 |  | Included | 0 | 0 | 0 | 0
18 | 7000027974 | 1320 | 180 | 10 | I&C LIU 24 F RACK MOUNTED LC | 170005042 | 998713 |  | 18% |  | LIU (Light Interface Unit) 24 F Rack Mounted LC | EA | 10 |  | Included | 0 | 0 | 0 | 0
19 | 7000027974 | 1330 | 190 | 10 | I&C LIU 6 F RACK MOUNTED LC | 170005043 | 998713 |  | 18% |  | LIU (Light Interface Unit) 6 F Rack Mounted LC | EA | 46 |  | Included | 0 | 0 | 0 | 0
20 | 7000027974 | 1340 | 200 | 10 | I&C RACK 42 U INDOOR WITH DEPTH 600MM | 170005045 | 998713 |  | 18% |  | Rack 42 U Indoor 600x600x2000mm (WxDxH) | EA | 3 |  | Included | 0 | 0 | 0 | 0
21 | 7000027974 | 1350 | 210 | 10 | I&C 6 U OUTDOOR RACK | 170005046 | 998713 |  | 18% |  | Rack 6 U Outdoor as per TS | EA | 41 |  | Included | 0 | 0 | 0 | 0
22 | 7000027974 | 1360 | 220 | 10 | I&C MANHOLE | 170005047 | 998713 |  | 18% |  | Manhole | EA | 22 |  | Included | 0 | 0 | 0 | 0
23 | 7000027974 | 1370 | 230 | 10 | I&C JOINT BOX/ CLOSURE(4 WAY) | 170005048 | 998713 |  | 18% |  | Joint Box/ Closure (4 Way) | EA | 22 |  | Included | 0 | 0 | 0 | 0
24 | 7000027974 | 1380 | 240 | 10 | I&C PVC CONDUIT(32MM) | 170005049 | 998713 |  | 18% |  | PVC Conduit (32mm) | M | 3580 |  | Included | 0 | 0 | 0 | 0
25 | 7000027974 | 1390 | 250 | 10 | I&C RJ45 CONNECTOR | 170005050 | 998713 |  | 18% |  | RJ45 Connector | EA | 358 |  | Included | 0 | 0 | 0 | 0
IV | Wi-Fi Deployment in ER2 L4 | [19 empty] | Amount after Discount (Rs.) |  | Dis Alert | Amount after MPD (Rs.)
1 | 7000027974 | 1400 | 10 | 10 | SURVEY-EACH LOCATION | 170005005 | 998344 |  | 18% |  | Survey for each location | EA | 10 |  | Included | 0 | 0 | 0 | 0
2 | 7000027974 | 1410 | 20 | 10 | I&C ACCESS POINT-OUTDOOR | 170005025 | 998713 |  | 18% |  | Access Point Outdoor with mounting Kit as per TS | EA | 341 |  | Included | 0 | 0 | 0 | 0
3 | 7000027974 | 1420 | 30 | 10 | I&C ACCESS POINT-INDOOR | 170005026 | 998713 |  | 18% |  | Access Point Indoor with mounting Kit as per TS | EA | 20 |  | Included | 0 | 0 | 0 | 0
4 | 7000027974 | 1430 | 40 | 10 | I&C POE INDUSTRIAL SWITCH | 170005027 | 998713 |  | 18% |  | PoE Industrial Switch 8x1G Electrical Ports minumum 2x1G with 1G SFP 10Km Single Mode LC type | EA | 82 |  | Included | 0 | 0 | 0 | 0
5 | 7000027974 | 1440 | 50 | 10 | I&C LAYER 3 SWITCH INDOOR AS PER TS | 170005028 | 998713 |  | 18% |  | Layer 3(L3) Switch Indoor as per TS with AC Supply at Substation | EA | 10 |  | Included | 0 | 0 | 0 | 0
6 | 7000027974 | 1450 | 60 | 10 | I&C 1G SFP-L3 SWITCH OF SUB STATION | 170005029 | 998713 |  | 18% |  | 1G SFP 10Km Single Mode LC for L3 Switch at Substation (Same make of Switch OEM) | EA | 72 |  | Included | 0 | 0 | 0 | 0
7 | 7000027974 | 1460 | 70 | 10 | I&C UPS 2KVA WITH 30MINS BACKUP | 170005031 | 998713 |  | 18% |  | UPS 2 kVA with 30mins backup | EA | 5 |  | Included | 0 | 0 | 0 | 0
8 | 7000027974 | 1470 | 80 | 10 | I&C ARMOURED 1 CORE COPPER POWER CABLE | 170005032 | 998713 |  | 18% |  | Armoured Single Core 2.5 Sq.mm. Copper Power Cable for Earthing of Rack | M | 288 |  | Included | 0 | 0 | 0 | 0
9 | 7000027974 | 1480 | 90 | 10 | I&C ARMOURED 3 CORE COPPER POWER CABLE | 170005033 | 998713 |  | 18% |  | Armoured 3 Core 2.5 Sq.mm. Copper Power Cable | M | 1440 |  | Included | 0 | 0 | 0 | 0
10 | 7000027974 | 1490 | 100 | 10 | I&C 24 F CORE UNDERGROUND OFC | 170005034 | 998713 |  | 18% |  | 24 F Core UnderGround OFC | M | 29640 |  | Included | 0 | 0 | 0 | 0
11 | 7000027974 | 1500 | 110 | 10 | I&C 6 F CORE UNDERGROUND OFC | 170005035 | 998713 |  | 18% |  | 6F Core UnderGround OFC | M | 30512 |  | Included | 0 | 0 | 0 | 0
12 | 7000027974 | 1510 | 120 | 10 | I&C HDPE DUCT 40MM | 170005036 | 998713 |  | 18% |  | HDPE Duct 40mm | M | 26676 |  | Included | 0 | 0 | 0 | 0
13 | 7000027974 | 1520 | 130 | 10 | I&C HDPE DUCT 32MM | 170005037 | 998713 |  | 18% |  | HDPE Duct 32mm | M | 27461 |  | Included | 0 | 0 | 0 | 0
14 | 7000027974 | 1530 | 140 | 10 | I&C PATCH CORD 1M LENGTH SM | 170005038 | 998713 |  | 18% |  | LC/PC - LC/PC Patch Cord 1m Length SM | EA | 288 |  | Included | 0 | 0 | 0 | 0
15 | 7000027974 | 1540 | 150 | 10 | I&C PATCH CORD 3M LENGTH SM | 170005039 | 998713 |  | 18% |  | LC/PC - LC/PC Patch Cord 3m Length SM | EA | 144 |  | Included | 0 | 0 | 0 | 0
16 | 7000027974 | 1550 | 160 | 10 | I&C CAT 6/6A SFTP OUTDOOR | 170005040 | 998713 |  | 18% |  | CAT 6/6A SFTP Outdoor | M | 13640 |  | Included | 0 | 0 | 0 | 0
17 | 7000027974 | 1560 | 170 | 10 | I&C CAT 6/6A UTP INDOOR | 170005041 | 998713 |  | 18% |  | CAT 6/6A UTP Indoor | M | 800 |  | Included | 0 | 0 | 0 | 0
18 | 7000027974 | 1570 | 180 | 10 | I&C LIU 24 F RACK MOUNTED LC | 170005042 | 998713 |  | 18% |  | LIU (Light Interface Unit) 24 F Rack Mounted LC | EA | 20 |  | Included | 0 | 0 | 0 | 0
19 | 7000027974 | 1580 | 190 | 10 | I&C LIU 6 F RACK MOUNTED LC | 170005043 | 998713 |  | 18% |  | LIU (Light Interface Unit) 6 F Rack Mounted LC | EA | 92 |  | Included | 0 | 0 | 0 | 0
20 | 7000027974 | 1590 | 200 | 10 | I&C RACK 42 U INDOOR WITH DEPTH 600MM | 170005045 | 998713 |  | 18% |  | Rack 42 U Indoor 600x600x2000mm (WxDxH) | EA | 9 |  | Included | 0 | 0 | 0 | 0
21 | 7000027974 | 1600 | 210 | 10 | I&C 6 U OUTDOOR RACK | 170005046 | 998713 |  | 18% |  | Rack 6 U Outdoor as per TS | EA | 82 |  | Included | 0 | 0 | 0 | 0
22 | 7000027974 | 1610 | 220 | 10 | I&C MANHOLE | 170005047 | 998713 |  | 18% |  | Manhole | EA | 42 |  | Included | 0 | 0 | 0 | 0
23 | 7000027974 | 1620 | 230 | 10 | I&C JOINT BOX/ CLOSURE(4 WAY) | 170005048 | 998713 |  | 18% |  | Joint Box/ Closure (4 Way) | EA | 42 |  | Included | 0 | 0 | 0 | 0
24 | 7000027974 | 1630 | 240 | 10 | I&C PVC CONDUIT(32MM) | 170005049 | 998713 |  | 18% |  | PVC Conduit (32mm) | M | 7220 |  | Included | 0 | 0 | 0 | 0
25 | 7000027974 | 1640 | 250 | 10 | I&C RJ45 CONNECTOR | 170005050 | 998713 |  | 18% |  | RJ45 Connector | EA | 722 |  | Included | 0 | 0 | 0 | 0
V | Wi-Fi Deployment in WR1 L4 | [19 empty] | Amount after Discount (Rs.) |  | Dis Alert | Amount after MPD (Rs.)
1 | 7000027974 | 1650 | 10 | 10 | SURVEY-EACH LOCATION | 170005005 | 998344 |  | 18% |  | Survey for each location | EA | 5 |  | Included | 0 | 0 | 0 | 0
2 | 7000027974 | 1660 | 20 | 10 | I&C ACCESS POINT-OUTDOOR | 170005025 | 998713 |  | 18% |  | Access Point Outdoor with mounting Kit as per TS | EA | 240 |  | Included | 0 | 0 | 0 | 0
3 | 7000027974 | 1670 | 30 | 10 | I&C ACCESS POINT-INDOOR | 170005026 | 998713 |  | 18% |  | Access Point Indoor with mounting Kit as per TS | EA | 10 |  | Included | 0 | 0 | 0 | 0
4 | 7000027974 | 1680 | 40 | 10 | I&C POE INDUSTRIAL SWITCH | 170005027 | 998713 |  | 18% |  | PoE Industrial Switch 8x1G Electrical Ports minumum 2x1G with 1G SFP 10Km Single Mode LC type | EA | 55 |  | Included | 0 | 0 | 0 | 0
5 | 7000027974 | 1690 | 50 | 10 | I&C LAYER 3 SWITCH INDOOR AS PER TS | 170005028 | 998713 |  | 18% |  | Layer 3(L3) Switch Indoor as per TS with AC Supply at Substation | EA | 5 |  | Included | 0 | 0 | 0 | 0
6 | 7000027974 | 1700 | 60 | 10 | I&C 1G SFP-L3 SWITCH OF SUB STATION | 170005029 | 998713 |  | 18% |  | 1G SFP 10Km Single Mode LC for L3 Switch at Substation (Same make of Switch OEM) | EA | 45 |  | Included | 0 | 0 | 0 | 0
7 | 7000027974 | 1710 | 70 | 10 | I&C UPS 2KVA WITH 30MINS BACKUP | 170005031 | 998713 |  | 18% |  | UPS 2 kVA with 30mins backup | EA | 4 |  | Included | 0 | 0 | 0 | 0
8 | 7000027974 | 1720 | 80 | 10 | I&C ARMOURED 1 CORE COPPER POWER CABLE | 170005032 | 998713 |  | 18% |  | Armoured Single Core 2.5 Sq.mm. Copper Power Cable for Earthing of Rack | M | 200 |  | Included | 0 | 0 | 0 | 0
9 | 7000027974 | 1730 | 90 | 10 | I&C ARMOURED 3 CORE COPPER POWER CABLE | 170005033 | 998713 |  | 18% |  | Armoured 3 Core 2.5 Sq.mm. Copper Power Cable | M | 1000 |  | Included | 0 | 0 | 0 | 0
10 | 7000027974 | 1740 | 100 | 10 | I&C 24 F CORE UNDERGROUND OFC | 170005034 | 998713 |  | 18% |  | 24 F Core UnderGround OFC | M | 16630 |  | Included | 0 | 0 | 0 | 0
11 | 7000027974 | 1750 | 110 | 10 | I&C 6 F CORE UNDERGROUND OFC | 170005035 | 998713 |  | 18% |  | 6F Core UnderGround OFC | M | 18560 |  | Included | 0 | 0 | 0 | 0
12 | 7000027974 | 1760 | 120 | 10 | I&C HDPE DUCT 40MM | 170005036 | 998713 |  | 18% |  | HDPE Duct 40mm | M | 14967 |  | Included | 0 | 0 | 0 | 0
13 | 7000027974 | 1770 | 130 | 10 | I&C HDPE DUCT 32MM | 170005037 | 998713 |  | 18% |  | HDPE Duct 32mm | M | 16704 |  | Included | 0 | 0 | 0 | 0
14 | 7000027974 | 1780 | 140 | 10 | I&C PATCH CORD 1M LENGTH SM | 170005038 | 998713 |  | 18% |  | LC/PC - LC/PC Patch Cord 1m Length SM | EA | 200 |  | Included | 0 | 0 | 0 | 0
15 | 7000027974 | 1790 | 150 | 10 | I&C PATCH CORD 3M LENGTH SM | 170005039 | 998713 |  | 18% |  | LC/PC - LC/PC Patch Cord 3m Length SM | EA | 90 |  | Included | 0 | 0 | 0 | 0
16 | 7000027974 | 1800 | 160 | 10 | I&C CAT 6/6A SFTP OUTDOOR | 170005040 | 998713 |  | 18% |  | CAT 6/6A SFTP Outdoor | M | 9600 |  | Included | 0 | 0 | 0 | 0
17 | 7000027974 | 1810 | 170 | 10 | I&C CAT 6/6A UTP INDOOR | 170005041 | 998713 |  | 18% |  | CAT 6/6A UTP Indoor | M | 400 |  | Included | 0 | 0 | 0 | 0
18 | 7000027974 | 1820 | 180 | 10 | I&C LIU 24 F RACK MOUNTED LC | 170005042 | 998713 |  | 18% |  | LIU (Light Interface Unit) 24 F Rack Mounted LC | EA | 10 |  | Included | 0 | 0 | 0 | 0
19 | 7000027974 | 1830 | 190 | 10 | I&C LIU 6 F RACK MOUNTED LC | 170005043 | 998713 |  | 18% |  | LIU (Light Interface Unit) 6 F Rack Mounted LC | EA | 60 |  | Included | 0 | 0 | 0 | 0
20 | 7000027974 | 1840 | 200 | 10 | I&C RACK 42 U INDOOR WITH DEPTH 600MM | 170005045 | 998713 |  | 18% |  | Rack 42 U Indoor 600x600x2000mm (WxDxH) | EA | 4 |  | Included | 0 | 0 | 0 | 0
21 | 7000027974 | 1850 | 210 | 10 | I&C 6 U OUTDOOR RACK | 170005046 | 998713 |  | 18% |  | Rack 6 U Outdoor as per TS | EA | 55 |  | Included | 0 | 0 | 0 | 0
22 | 7000027974 | 1860 | 220 | 10 | I&C MANHOLE | 170005047 | 998713 |  | 18% |  | Manhole | EA | 30 |  | Included | 0 | 0 | 0 | 0
23 | 7000027974 | 1870 | 230 | 10 | I&C JOINT BOX/ CLOSURE(4 WAY) | 170005048 | 998713 |  | 18% |  | Joint Box/ Closure (4 Way) | EA | 30 |  | Included | 0 | 0 | 0 | 0
24 | 7000027974 | 1880 | 240 | 10 | I&C PVC CONDUIT(32MM) | 170005049 | 998713 |  | 18% |  | PVC Conduit (32mm) | M | 5000 |  | Included | 0 | 0 | 0 | 0
25 | 7000027974 | 1890 | 250 | 10 | I&C RJ45 CONNECTOR | 170005050 | 998713 |  | 18% |  | RJ45 Connector | EA | 500 |  | Included | 0 | 0 | 0 | 0
VI | Wi-Fi Deployment in WR2 L4 | [19 empty] | Amount after Discount (Rs.) |  | Dis Alert | Amount after MPD (Rs.)
1 | 7000027974 | 1900 | 10 | 10 | SURVEY-EACH LOCATION | 170005005 | 998344 |  | 18% |  | Survey for each location | EA | 5 |  | Included | 0 | 0 | 0 | 0
2 | 7000027974 | 1910 | 20 | 10 | I&C ACCESS POINT-OUTDOOR | 170005025 | 998713 |  | 18% |  | Access Point Outdoor with mounting Kit as per TS | EA | 208 |  | Included | 0 | 0 | 0 | 0
3 | 7000027974 | 1920 | 30 | 10 | I&C ACCESS POINT-INDOOR | 170005026 | 998713 |  | 18% |  | Access Point Indoor with mounting Kit as per TS | EA | 10 |  | Included | 0 | 0 | 0 | 0
4 | 7000027974 | 1930 | 40 | 10 | I&C POE INDUSTRIAL SWITCH | 170005027 | 998713 |  | 18% |  | PoE Industrial Switch 8x1G Electrical Ports minumum 2x1G with 1G SFP 10Km Single Mode LC type | EA | 47 |  | Included | 0 | 0 | 0 | 0
5 | 7000027974 | 1940 | 50 | 10 | I&C LAYER 3 SWITCH INDOOR AS PER TS | 170005028 | 998713 |  | 18% |  | Layer 3(L3) Switch Indoor as per TS with AC Supply at Substation | EA | 5 |  | Included | 0 | 0 | 0 | 0
6 | 7000027974 | 1950 | 60 | 10 | I&C 1G SFP-L3 SWITCH OF SUB STATION | 170005029 | 998713 |  | 18% |  | 1G SFP 10Km Single Mode LC for L3 Switch at Substation (Same make of Switch OEM) | EA | 39 |  | Included | 0 | 0 | 0 | 0
7 | 7000027974 | 1960 | 70 | 10 | I&C UPS 2KVA WITH 30MINS BACKUP | 170005031 | 998713 |  | 18% |  | UPS 2 kVA with 30mins backup | EA | 3 |  | Included | 0 | 0 | 0 | 0
8 | 7000027974 | 1970 | 80 | 10 | I&C ARMOURED 1 CORE COPPER POWER CABLE | 170005032 | 998713 |  | 18% |  | Armoured Single Core 2.5 Sq.mm. Copper Power Cable for Earthing of Rack | M | 168 |  | Included | 0 | 0 | 0 | 0
9 | 7000027974 | 1980 | 90 | 10 | I&C ARMOURED 3 CORE COPPER POWER CABLE | 170005033 | 998713 |  | 18% |  | Armoured 3 Core 2.5 Sq.mm. Copper Power Cable | M | 840 |  | Included | 0 | 0 | 0 | 0
10 | 7000027974 | 1990 | 100 | 10 | I&C 24 F CORE UNDERGROUND OFC | 170005034 | 998713 |  | 18% |  | 24 F Core UnderGround OFC | M | 11240 |  | Included | 0 | 0 | 0 | 0
11 | 7000027974 | 2000 | 110 | 10 | I&C 6 F CORE UNDERGROUND OFC | 170005035 | 998713 |  | 18% |  | 6F Core UnderGround OFC | M | 13885 |  | Included | 0 | 0 | 0 | 0
12 | 7000027974 | 2010 | 120 | 10 | I&C HDPE DUCT 40MM | 170005036 | 998713 |  | 18% |  | HDPE Duct 40mm | M | 10116 |  | Included | 0 | 0 | 0 | 0
13 | 7000027974 | 2020 | 130 | 10 | I&C HDPE DUCT 32MM | 170005037 | 998713 |  | 18% |  | HDPE Duct 32mm | M | 12497 |  | Included | 0 | 0 | 0 | 0
14 | 7000027974 | 2030 | 140 | 10 | I&C PATCH CORD 1M LENGTH SM | 170005038 | 998713 |  | 18% |  | LC/PC - LC/PC Patch Cord 1m Length SM | EA | 168 |  | Included | 0 | 0 | 0 | 0
15 | 7000027974 | 2040 | 150 | 10 | I&C PATCH CORD 3M LENGTH SM | 170005039 | 998713 |  | 18% |  | LC/PC - LC/PC Patch Cord 3m Length SM | EA | 78 |  | Included | 0 | 0 | 0 | 0
16 | 7000027974 | 2050 | 160 | 10 | I&C CAT 6/6A SFTP OUTDOOR | 170005040 | 998713 |  | 18% |  | CAT 6/6A SFTP Outdoor | M | 8320 |  | Included | 0 | 0 | 0 | 0
17 | 7000027974 | 2060 | 170 | 10 | I&C CAT 6/6A UTP INDOOR | 170005041 | 998713 |  | 18% |  | CAT 6/6A UTP Indoor | M | 400 |  | Included | 0 | 0 | 0 | 0
18 | 7000027974 | 2070 | 180 | 10 | I&C LIU 24 F RACK MOUNTED LC | 170005042 | 998713 |  | 18% |  | LIU (Light Interface Unit) 24 F Rack Mounted LC | EA | 10 |  | Included | 0 | 0 | 0 | 0
19 | 7000027974 | 2080 | 190 | 10 | I&C LIU 6 F RACK MOUNTED LC | 170005043 | 998713 |  | 18% |  | LIU (Light Interface Unit) 6 F Rack Mounted LC | EA | 52 |  | Included | 0 | 0 | 0 | 0
20 | 7000027974 | 2090 | 200 | 10 | I&C RACK 42 U INDOOR WITH DEPTH 600MM | 170005045 | 998713 |  | 18% |  | Rack 42 U Indoor 600x600x2000mm (WxDxH) | EA | 2 |  | Included | 0 | 0 | 0 | 0
21 | 7000027974 | 2100 | 210 | 10 | I&C 6 U OUTDOOR RACK | 170005046 | 998713 |  | 18% |  | Rack 6 U Outdoor as per TS | EA | 47 |  | Included | 0 | 0 | 0 | 0
22 | 7000027974 | 2110 | 220 | 10 | I&C MANHOLE | 170005047 | 998713 |  | 18% |  | Manhole | EA | 24 |  | Included | 0 | 0 | 0 | 0
23 | 7000027974 | 2120 | 230 | 10 | I&C JOINT BOX/ CLOSURE(4 WAY) | 170005048 | 998713 |  | 18% |  | Joint Box/ Closure (4 Way) | EA | 24 |  | Included | 0 | 0 | 0 | 0
24 | 7000027974 | 2130 | 240 | 10 | I&C PVC CONDUIT(32MM) | 170005049 | 998713 |  | 18% |  | PVC Conduit (32mm) | M | 4360 |  | Included | 0 | 0 | 0 | 0
25 | 7000027974 | 2140 | 250 | 10 | I&C RJ45 CONNECTOR | 170005050 | 998713 |  | 18% |  | RJ45 Connector | EA | 436 |  | Included | 0 | 0 | 0 | 0
VII | Wi-Fi Deployment in NER L4 | [19 empty] | Amount after Discount (Rs.) |  | Dis Alert | Amount after MPD (Rs.)
1 | 7000027974 | 2650 | 10 | 10 | SURVEY-EACH LOCATION | 170005005 | 998344 |  | 18% |  | Survey for each location | EA | 5 |  | Included | 0 | 0 | 0 | 0
2 | 7000027974 | 2660 | 20 | 10 | I&C ACCESS POINT-OUTDOOR | 170005025 | 998713 |  | 18% |  | Access Point Outdoor with mounting Kit as per TS | EA | 118 |  | Included | 0 | 0 | 0 | 0
3 | 7000027974 | 2670 | 30 | 10 | I&C ACCESS POINT-INDOOR | 170005026 | 998713 |  | 18% |  | Access Point Indoor with mounting Kit as per TS | EA | 10 |  | Included | 0 | 0 | 0 | 0
4 | 7000027974 | 2680 | 40 | 10 | I&C POE INDUSTRIAL SWITCH | 170005027 | 998713 |  | 18% |  | PoE Industrial Switch 8x1G Electrical Ports minumum 2x1G with 1G SFP 10Km Single Mode LC type | EA | 31 |  | Included | 0 | 0 | 0 | 0
5 | 7000027974 | 2690 | 50 | 10 | I&C LAYER 3 SWITCH INDOOR AS PER TS | 170005028 | 998713 |  | 18% |  | Layer 3(L3) Switch Indoor as per TS with AC Supply at Substation | EA | 5 |  | Included | 0 | 0 | 0 | 0
6 | 7000027974 | 2700 | 60 | 10 | I&C 1G SFP-L3 SWITCH OF SUB STATION | 170005029 | 998713 |  | 18% |  | 1G SFP 10Km Single Mode LC for L3 Switch at Substation (Same make of Switch OEM) | EA | 31 |  | Included | 0 | 0 | 0 | 0
7 | 7000027974 | 2710 | 70 | 10 | I&C UPS 2KVA WITH 30MINS BACKUP | 170005031 | 998713 |  | 18% |  | UPS 2 kVA with 30mins backup | EA | 2 |  | Included | 0 | 0 | 0 | 0
8 | 7000027974 | 2720 | 80 | 10 | I&C ARMOURED 1 CORE COPPER POWER CABLE | 170005032 | 998713 |  | 18% |  | Armoured Single Core 2.5 Sq.mm. Copper Power Cable for Earthing of Rack | M | 104 |  | Included | 0 | 0 | 0 | 0
9 | 7000027974 | 2730 | 90 | 10 | I&C ARMOURED 3 CORE COPPER POWER CABLE | 170005033 | 998713 |  | 18% |  | Armoured 3 Core 2.5 Sq.mm. Copper Power Cable | M | 520 |  | Included | 0 | 0 | 0 | 0
10 | 7000027974 | 2740 | 100 | 10 | I&C 24 F CORE UNDERGROUND OFC | 170005034 | 998713 |  | 18% |  | 24 F Core UnderGround OFC | M | 10572 |  | Included | 0 | 0 | 0 | 0
11 | 7000027974 | 2750 | 110 | 10 | I&C 6 F CORE UNDERGROUND OFC | 170005035 | 998713 |  | 18% |  | 6F Core UnderGround OFC | M | 4720 |  | Included | 0 | 0 | 0 | 0
12 | 7000027974 | 2760 | 120 | 10 | I&C HDPE DUCT 40MM | 170005036 | 998713 |  | 18% |  | HDPE Duct 40mm | M | 9515 |  | Included | 0 | 0 | 0 | 0
13 | 7000027974 | 2770 | 130 | 10 | I&C HDPE DUCT 32MM | 170005037 | 998713 |  | 18% |  | HDPE Duct 32mm | M | 4248 |  | Included | 0 | 0 | 0 | 0
14 | 7000027974 | 2780 | 140 | 10 | I&C PATCH CORD 1M LENGTH SM | 170005038 | 998713 |  | 18% |  | LC/PC - LC/PC Patch Cord 1m Length SM | EA | 104 |  | Included | 0 | 0 | 0 | 0
15 | 7000027974 | 2790 | 150 | 10 | I&C PATCH CORD 3M LENGTH SM | 170005039 | 998713 |  | 18% |  | LC/PC - LC/PC Patch Cord 3m Length SM | EA | 62 |  | Included | 0 | 0 | 0 | 0
16 | 7000027974 | 2800 | 160 | 10 | I&C CAT 6/6A SFTP OUTDOOR | 170005040 | 998713 |  | 18% |  | CAT 6/6A SFTP Outdoor | M | 4720 |  | Included | 0 | 0 | 0 | 0
17 | 7000027974 | 2810 | 170 | 10 | I&C CAT 6/6A UTP INDOOR | 170005041 | 998713 |  | 18% |  | CAT 6/6A UTP Indoor | M | 400 |  | Included | 0 | 0 | 0 | 0
18 | 7000027974 | 2820 | 180 | 10 | I&C LIU 24 F RACK MOUNTED LC | 170005042 | 998713 |  | 18% |  | LIU (Light Interface Unit) 24 F Rack Mounted LC | EA | 10 |  | Included | 0 | 0 | 0 | 0
19 | 7000027974 | 2830 | 190 | 10 | I&C LIU 6 F RACK MOUNTED LC | 170005043 | 998713 |  | 18% |  | LIU (Light Interface Unit) 6 F Rack Mounted LC | EA | 36 |  | Included | 0 | 0 | 0 | 0
20 | 7000027974 | 2840 | 200 | 10 | I&C RACK 42 U INDOOR WITH DEPTH 600MM | 170005045 | 998713 |  | 18% |  | Rack 42 U Indoor 600x600x2000mm (WxDxH) | EA | 4 |  | Included | 0 | 0 | 0 | 0
21 | 7000027974 | 2850 | 210 | 10 | I&C 6 U OUTDOOR RACK | 170005046 | 998713 |  | 18% |  | Rack 6 U Outdoor as per TS | EA | 31 |  | Included | 0 | 0 | 0 | 0
22 | 7000027974 | 2860 | 220 | 10 | I&C MANHOLE | 170005047 | 998713 |  | 18% |  | Manhole | EA | 16 |  | Included | 0 | 0 | 0 | 0
23 | 7000027974 | 2870 | 230 | 10 | I&C JOINT BOX/ CLOSURE(4 WAY) | 170005048 | 998713 |  | 18% |  | Joint Box/ Closure (4 Way) | EA | 16 |  | Included | 0 | 0 | 0 | 0
24 | 7000027974 | 2880 | 240 | 10 | I&C PVC CONDUIT(32MM) | 170005049 | 998713 |  | 18% |  | PVC Conduit (32mm) | M | 2560 |  | Included | 0 | 0 | 0 | 0
25 | 7000027974 | 2890 | 250 | 10 | I&C RJ45 CONNECTOR | 170005050 | 998713 |  | 18% |  | RJ45 Connector | EA | 256 |  | Included | 0 | 0 | 0 | 0
VIII | Wi-Fi Deployment in NR1 L4 | [19 empty] | Amount after Discount (Rs.) |  | Dis Alert | Amount after MPD (Rs.)
1 | 7000027974 | 40 | 40 | 10 | SURVEY-EACH LOCATION | 170005005 | 998344 |  | 18% |  | Survey for each location | EA | 11 |  | Included | 0 | 0 | 0 | 0
2 | 7000027974 | 50 | 50 | 10 | I&C LAYER 3 SWITCH IN HIGH AVAILABILITY | 170005006 | 998713 |  | 18% |  | Layer 3 Switch as per TS in High Availability 1+1 (HA) at Central Location | SET | 1 |  | Included | 0 | 0 | 0 | 0
3 | 7000027974 | 60 | 60 | 10 | I&C 10G SFP+ SINGLE MODE LC-L3 SWITCH | 170005007 | 998713 |  | 18% |  | 10G SFP+ 10Km Single Mode LC for L3 Switch @ Central Location ( Same as make of Switch OEM) | EA | 12 |  | Included | 0 | 0 | 0 | 0
4 | 7000027974 | 80 | 70 | 10 | I&C 1G SFP SINGLE MODE LC-L3 SWITCH | 170005008 | 998713 |  | 18% |  | 1G SFP 10Km Single Mode LC for @ Central Location ( Same as make of Switch OEM) | EA | 4 |  | Included | 0 | 0 | 0 | 0
5 | 7000027974 | 90 | 80 | 10 | I&C WLC IN HA 1+1 VM BASED | 170005009 | 998713 |  | 18% |  | WLC (Wireless LAN Controller) in HA 1+1 VM Based | SET | 1 |  | Included | 0 | 0 | 0 | 0
6 | 7000027974 | 110 | 90 | 10 | I&C 10G SFP+ SINGLE MODE LC-FIREWALL | 170005011 | 998713 |  | 18% |  | 10G SFP+ 10Km Single Mode LC for Firewall | EA | 6 |  | Included | 0 | 0 | 0 | 0
7 | 7000027974 | 120 | 100 | 10 | I&C 1G SFP SINGLE MODE LC-FIREWALL | 170005012 | 998713 |  | 18% |  | 1G SFP 10Km Single Mode LC for Firewall | EA | 4 |  | Included | 0 | 0 | 0 | 0
8 | 7000027974 | 130 | 110 | 10 | I&C NAC WITH AAA IN HA 1+1 VM BASED | 170005013 | 998713 |  | 18% |  | Supply of NAC (Network Access Control) with AAA(Authentication, Authorization and Accounting) in HA 1+1 VM Based | SET | 1 |  | Included | 0 | 0 | 0 | 0
9 | 7000027974 | 140 | 120 | 10 | I&C FIREWALL IN HA AS PER TS | 170005010 | 998713 |  | 18% |  | Firewall in HA as per TS | SET | 1 |  | Included | 0 | 0 | 0 | 0
10 | 7000027974 | 150 | 130 | 10 | I&C OF NAC LICENSE-CONCURRENT USERS | 170005014 | 998713 |  | 18% |  | License for Concurrent users in multiples of 25 user per set | SET | 7 |  | Included | 0 | 0 | 0 | 0
11 | 7000027974 | 170 | 140 | 10 | I&C NMS IN HA 1+1 VM BASED | 170005015 | 998713 |  | 18% |  | NMS(Network Management System) in HA 1+1 VM Based | SET | 1 |  | Included | 0 | 0 | 0 | 0
12 | 7000027974 | 180 | 150 | 10 | I&C NOC WORKSTATIONS | 170005016 | 998713 |  | 18% |  | NOC(Network Operation Centre) Workstations with Antivirus,Windows 11 and above with MS Office | EA | 4 |  | Included | 0 | 0 | 0 | 0
13 | 7000027974 | 190 | 160 | 10 | I&C NOC DISTRIBUTION L2 SWITCH | 170005017 | 998713 |  | 18% |  | NOC Distribution L2 Switch with 8x1G Electrical + 2x1G Optical with SFP's(1G SFP 10Km Single Mode LC) | EA | 2 |  | Included | 0 | 0 | 0 | 0
14 | 7000027974 | 200 | 170 | 10 | I&C DHCP IN HA 1+1 VM BASED | 170005018 | 998713 |  | 18% |  | DHCP(Dynamic Host Configuration Protocol) in HA 1+1 VM Based | SET | 1 |  | Included | 0 | 0 | 0 | 0
15 | 7000027974 | 210 | 180 | 10 | I&C USER DATA BASE IN HA 1+1 VM BASED | 170005019 | 998713 |  | 18% |  | User Data Base (LDAP/AD) in HA 1+1 VM Based | SET | 1 |  | Included | 0 | 0 | 0 | 0
16 | 7000027974 | 220 | 190 | 10 | I&C SYSLOG SERVER IN HA 1+1 VM BASED | 170005020 | 998713 |  | 18% |  | Syslog Server in HA 1+1 VM Based | SET | 1 |  | Included | 0 | 0 | 0 | 0
17 | 7000027974 | 230 | 200 | 10 | I&C SERVER HARDWARE IN HA 1+1 | 170005021 | 998713 |  | 18% |  | Server Hardware in HA 1+1 to host Applications such as WLC,NAC,NMS,DHCP,LDAP/AD,Syslog as per TS. | SET | 1 |  | Included | 0 | 0 | 0 | 0
18 | 7000027974 | 250 | 210 | 10 | I&C EXPANSION ENCLOUSRE-STORAGE | 170005023 | 998713 |  | 18% |  | Expansion Enclousre for Storage | SET | 1 |  | Included | 0 | 0 | 0 | 0
19 | 7000027974 | 260 | 220 | 10 | I&C HARD DISK OF 10 TB-STORAGE | 170005024 | 998713 |  | 18% |  | Hard Disk of 10 TB for Storage | EA | 5 |  | Included | 0 | 0 | 0 | 0
20 | 7000027974 | 270 | 230 | 10 | I&C ACCESS POINT-OUTDOOR | 170005025 | 998713 |  | 18% |  | Access Point Outdoor with mounting Kit as per TS | EA | 630 |  | Included | 0 | 0 | 0 | 0
21 | 7000027974 | 280 | 240 | 10 | I&C ACCESS POINT-INDOOR | 170005026 | 998713 |  | 18% |  | Access Point Indoor with mounting Kit as per TS | EA | 20 |  | Included | 0 | 0 | 0 | 0
22 | 7000027974 | 310 | 250 | 10 | I&C POE INDUSTRIAL SWITCH | 170005027 | 998713 |  | 18% |  | PoE Industrial Switch 8x1G Electrical Ports minumum 2x1G with 1G SFP 10Km Single Mode LC type | EA | 139 |  | Included | 0 | 0 | 0 | 0
23 | 7000027974 | 320 | 260 | 10 | I&C LAYER 3 SWITCH INDOOR AS PER TS | 170005028 | 998713 |  | 18% |  | Layer 3(L3) Switch Indoor as per TS with AC Supply at Substation | EA | 10 |  | Included | 0 | 0 | 0 | 0
24 | 7000027974 | 330 | 270 | 10 | I&C 1G SFP-L3 SWITCH OF SUB STATION | 170005029 | 998713 |  | 18% |  | 1G SFP 10Km Single Mode LC for L3 Switch at Substation (Same make of Switch OEM) | EA | 106 |  | Included | 0 | 0 | 0 | 0
25 | 7000027974 | 340 | 280 | 10 | I&C UPS 10KVA WITH 30MINS BACKUP | 170005030 | 998713 |  | 18% |  | UPS 10 kVA with 30mins backup | EA | 2 |  | Included | 0 | 0 | 0 | 0
26 | 7000027974 | 350 | 290 | 10 | I&C UPS 2KVA WITH 30MINS BACKUP | 170005031 | 998713 |  | 18% |  | UPS 2 kVA with 30mins backup | EA | 7 |  | Included | 0 | 0 | 0 | 0
27 | 7000027974 | 360 | 300 | 10 | I&C ARMOURED 1 CORE COPPER POWER CABLE | 170005032 | 998713 |  | 18% |  | Armoured Single Core 2.5 Sq.mm. Copper Power Cable for Earthing of Rack | M | 516 |  | Included | 0 | 0 | 0 | 0
28 | 7000027974 | 370 | 310 | 10 | I&C ARMOURED 3 CORE COPPER POWER CABLE | 170005033 | 998713 |  | 18% |  | Armoured 3 Core 2.5 Sq.mm. Copper Power Cable | M | 2580 |  | Included | 0 | 0 | 0 | 0
29 | 7000027974 | 380 | 320 | 10 | I&C 24 F CORE UNDERGROUND OFC | 170005034 | 998713 |  | 18% |  | 24 F Core UnderGround OFC | M | 32000 |  | Included | 0 | 0 | 0 | 0
30 | 7000027974 | 390 | 330 | 10 | I&C 6 F CORE UNDERGROUND OFC | 170005035 | 998713 |  | 18% |  | 6F Core UnderGround OFC | M | 32902 |  | Included | 0 | 0 | 0 | 0
31 | 7000027974 | 410 | 340 | 10 | I&C HDPE DUCT 40MM | 170005036 | 998713 |  | 18% |  | HDPE Duct 40mm | M | 28800 |  | Included | 0 | 0 | 0 | 0
32 | 7000027974 | 430 | 350 | 10 | I&C HDPE DUCT 32MM | 170005037 | 998713 |  | 18% |  | HDPE Duct 32mm | M | 29612 |  | Included | 0 | 0 | 0 | 0
33 | 7000027974 | 440 | 360 | 10 | I&C PATCH CORD 1M LENGTH SM | 170005038 | 998713 |  | 18% |  | LC/PC - LC/PC Patch Cord 1m Length SM | EA | 516 |  | Included | 0 | 0 | 0 | 0
34 | 7000027974 | 460 | 380 | 10 | I&C CAT 6/6A SFTP OUTDOOR | 170005040 | 998713 |  | 18% |  | CAT 6/6A SFTP Outdoor | M | 25200 |  | Included | 0 | 0 | 0 | 0
35 | 7000027974 | 470 | 390 | 10 | I&C CAT 6/6A UTP INDOOR | 170005041 | 998713 |  | 18% |  | CAT 6/6A UTP Indoor | M | 800 |  | Included | 0 | 0 | 0 | 0
36 | 7000027974 | 480 | 400 | 10 | I&C PATCH CORD 3M LENGTH SM | 170005039 | 998713 |  | 18% |  | LC/PC - LC/PC Patch Cord 3m Length SM | EA | 212 |  | Included | 0 | 0 | 0 | 0
37 | 7000027974 | 490 | 410 | 10 | I&C LIU 24 F RACK MOUNTED LC | 170005042 | 998713 |  | 18% |  | LIU (Light Interface Unit) 24 F Rack Mounted LC | EA | 20 |  | Included | 0 | 0 | 0 | 0
38 | 7000027974 | 500 | 420 | 10 | I&C LIU 6 F RACK MOUNTED LC | 170005043 | 998713 |  | 18% |  | LIU (Light Interface Unit) 6 F Rack Mounted LC | EA | 149 |  | Included | 0 | 0 | 0 | 0
39 | 7000027974 | 510 | 430 | 10 | I&C RACK 42 U INDOOR WITH DEPTH 1200MM | 170005044 | 998713 |  | 18% |  | Rack 42 U Indoor 800x1200x2000mm (WxDxH) | EA | 2 |  | Included | 0 | 0 | 0 | 0
40 | 7000027974 | 520 | 440 | 10 | I&C RACK 42 U INDOOR WITH DEPTH 600MM | 170005045 | 998713 |  | 18% |  | Rack 42 U Indoor 600x600x2000mm (WxDxH) | EA | 6 |  | Included | 0 | 0 | 0 | 0
41 | 7000027974 | 540 | 460 | 10 | I&C MANHOLE | 170005047 | 998713 |  | 18% |  | Manhole | EA | 76 |  | Included | 0 | 0 | 0 | 0
42 | 7000027974 | 550 | 470 | 10 | I&C JOINT BOX/ CLOSURE(4 WAY) | 170005048 | 998713 |  | 18% |  | Joint Box/ Closure (4 Way) | EA | 76 |  | Included | 0 | 0 | 0 | 0
43 | 7000027974 | 560 | 480 | 10 | I&C PVC CONDUIT(32MM) | 170005049 | 998713 |  | 18% |  | PVC Conduit (32mm) | M | 13000 |  | Included | 0 | 0 | 0 | 0
44 | 7000027974 | 570 | 490 | 10 | I&C RJ45 CONNECTOR | 170005050 | 998713 |  | 18% |  | RJ45 Connector | EA | 1366 |  | Included | 0 | 0 | 0 | 0
45 | 7000027974 | 600 | 520 | 10 | I&C STORAGE WITH CONTROLLER 1+1 | 170005022 | 998713 |  | 18% |  | Storage(NL-SAS) with Controller 1+1 without disk drive with minimum support capacity 200TB from Day 1 | SET | 1 |  | Included | 0 | 0 | 0 | 0
46 | 7000027974 | 880 | 530 | 10 | I&C 6 U OUTDOOR RACK | 170005046 | 998713 |  | 18% |  | Rack 6 U Outdoor as per TS | EA | 139 |  | Included | 0 | 0 | 0 | 0
IX | Wi-Fi Deployment in NR2 L4 | [19 empty] | Amount after Discount (Rs.) |  | Dis Alert | Amount after MPD (Rs.)
1 | 7000027974 | 610 | 10 | 10 | SURVEY-EACH LOCATION | 170005005 | 998344 |  | 18% |  | Survey for each location | EA | 5 |  | Included | 0 | 0 | 0 | 0
2 | 7000027974 | 620 | 20 | 10 | I&C ACCESS POINT-OUTDOOR | 170005025 | 998713 |  | 18% |  | Access Point Outdoor with mounting Kit as per TS | EA | 136 |  | Included | 0 | 0 | 0 | 0
3 | 7000027974 | 630 | 30 | 10 | I&C ACCESS POINT-INDOOR | 170005026 | 998713 |  | 18% |  | Access Point Indoor with mounting Kit as per TS | EA | 10 |  | Included | 0 | 0 | 0 | 0
4 | 7000027974 | 640 | 40 | 10 | I&C POE INDUSTRIAL SWITCH | 170005027 | 998713 |  | 18% |  | PoE Industrial Switch 8x1G Electrical Ports minumum 2x1G with 1G SFP 10Km Single Mode LC type | EA | 34 |  | Included | 0 | 0 | 0 | 0
5 | 7000027974 | 650 | 50 | 10 | I&C LAYER 3 SWITCH INDOOR AS PER TS | 170005028 | 998713 |  | 18% |  | Layer 3(L3) Switch Indoor as per TS with AC Supply at Substation | EA | 5 |  | Included | 0 | 0 | 0 | 0
6 | 7000027974 | 660 | 60 | 10 | I&C 1G SFP-L3 SWITCH OF SUB STATION | 170005029 | 998713 |  | 18% |  | 1G SFP 10Km Single Mode LC for L3 Switch at Substation (Same make of Switch OEM) | EA | 33 |  | Included | 0 | 0 | 0 | 0
7 | 7000027974 | 680 | 70 | 10 | I&C UPS 2KVA WITH 30MINS BACKUP | 170005031 | 998713 |  | 18% |  | UPS 2 kVA with 30mins backup | EA | 1 |  | Included | 0 | 0 | 0 | 0
8 | 7000027974 | 690 | 80 | 10 | I&C ARMOURED 1 CORE COPPER POWER CABLE | 170005032 | 998713 |  | 18% |  | Armoured Single Core 2.5 Sq.mm. Copper Power Cable for Earthing of Rack | M | 116 |  | Included | 0 | 0 | 0 | 0
9 | 7000027974 | 700 | 90 | 10 | I&C ARMOURED 3 CORE COPPER POWER CABLE | 170005033 | 998713 |  | 18% |  | Armoured 3 Core 2.5 Sq.mm. Copper Power Cable | M | 580 |  | Included | 0 | 0 | 0 | 0
10 | 7000027974 | 710 | 100 | 10 | I&C 24 F CORE UNDERGROUND OFC | 170005034 | 998713 |  | 18% |  | 24 F Core UnderGround OFC | M | 12325 |  | Included | 0 | 0 | 0 | 0
11 | 7000027974 | 720 | 110 | 10 | I&C 6 F CORE UNDERGROUND OFC | 170005035 | 998713 |  | 18% |  | 6F Core UnderGround OFC | M | 13926 |  | Included | 0 | 0 | 0 | 0
12 | 7000027974 | 730 | 120 | 10 | I&C HDPE DUCT 40MM | 170005036 | 998713 |  | 18% |  | HDPE Duct 40mm | M | 11092 |  | Included | 0 | 0 | 0 | 0
13 | 7000027974 | 740 | 130 | 10 | I&C HDPE DUCT 32MM | 170005037 | 998713 |  | 18% |  | HDPE Duct 32mm | M | 12533 |  | Included | 0 | 0 | 0 | 0
14 | 7000027974 | 750 | 140 | 10 | I&C PATCH CORD 1M LENGTH SM | 170005038 | 998713 |  | 18% |  | LC/PC - LC/PC Patch Cord 1m Length SM | EA | 116 |  | Included | 0 | 0 | 0 | 0
15 | 7000027974 | 760 | 150 | 10 | I&C PATCH CORD 3M LENGTH SM | 170005039 | 998713 |  | 18% |  | LC/PC - LC/PC Patch Cord 3m Length SM | EA | 66 |  | Included | 0 | 0 | 0 | 0
16 | 7000027974 | 770 | 160 | 10 | I&C CAT 6/6A SFTP OUTDOOR | 170005040 | 998713 |  | 18% |  | CAT 6/6A SFTP Outdoor | M | 5440 |  | Included | 0 | 0 | 0 | 0
17 | 7000027974 | 780 | 170 | 10 | I&C CAT 6/6A UTP INDOOR | 170005041 | 998713 |  | 18% |  | CAT 6/6A UTP Indoor | M | 400 |  | Included | 0 | 0 | 0 | 0
18 | 7000027974 | 790 | 180 | 10 | I&C LIU 24 F RACK MOUNTED LC | 170005042 | 998713 |  | 18% |  | LIU (Light Interface Unit) 24 F Rack Mounted LC | EA | 10 |  | Included | 0 | 0 | 0 | 0
19 | 7000027974 | 800 | 190 | 10 | I&C LIU 6 F RACK MOUNTED LC | 170005043 | 998713 |  | 18% |  | LIU (Light Interface Unit) 6 F Rack Mounted LC | EA | 39 |  | Included | 0 | 0 | 0 | 0
20 | 7000027974 | 810 | 200 | 10 | I&C RACK 42 U INDOOR WITH DEPTH 600MM | 170005045 | 998713 |  | 18% |  | Rack 42 U Indoor 600x600x2000mm (WxDxH) | EA | 3 |  | Included | 0 | 0 | 0 | 0
21 | 7000027974 | 840 | 220 | 10 | I&C MANHOLE | 170005047 | 998713 |  | 18% |  | Manhole | EA | 18 |  | Included | 0 | 0 | 0 | 0
22 | 7000027974 | 850 | 230 | 10 | I&C JOINT BOX/ CLOSURE(4 WAY) | 170005048 | 998713 |  | 18% |  | Joint Box/ Closure (4 Way) | EA | 18 |  | Included | 0 | 0 | 0 | 0
23 | 7000027974 | 860 | 240 | 10 | I&C PVC CONDUIT(32MM) | 170005049 | 998713 |  | 18% |  | PVC Conduit (32mm) | M | 2920 |  | Included | 0 | 0 | 0 | 0
24 | 7000027974 | 870 | 250 | 10 | I&C RJ45 CONNECTOR | 170005050 | 998713 |  | 18% |  | RJ45 Connector | EA | 292 |  | Included | 0 | 0 | 0 | 0
25 | 7000027974 | 890 | 260 | 10 | I&C 6 U OUTDOOR RACK | 170005046 | 998713 |  | 18% |  | Rack 6 U Outdoor as per TS | EA | 34 |  | Included | 0 | 0 | 0 | 0
X | Wi-Fi Deployment in NR3 L4 | [19 empty] | Amount after Discount (Rs.) |  | Dis Alert | Amount after MPD (Rs.)
1 | 7000027974 | 900 | 10 | 10 | SURVEY-EACH LOCATION | 170005005 | 998344 |  | 18% |  | Survey for each location | EA | 5 |  | Included | 0 | 0 | 0 | 0
2 | 7000027974 | 910 | 20 | 10 | I&C ACCESS POINT-OUTDOOR | 170005025 | 998713 |  | 18% |  | Access Point Outdoor with mounting Kit as per TS | EA | 234 |  | Included | 0 | 0 | 0 | 0
3 | 7000027974 | 920 | 30 | 10 | I&C ACCESS POINT-INDOOR | 170005026 | 998713 |  | 18% |  | Access Point Indoor with mounting Kit as per TS | EA | 10 |  | Included | 0 | 0 | 0 | 0
4 | 7000027974 | 930 | 40 | 10 | I&C POE INDUSTRIAL SWITCH | 170005027 | 998713 |  | 18% |  | PoE Industrial Switch 8x1G Electrical Ports minumum 2x1G with 1G SFP 10Km Single Mode LC type | EA | 53 |  | Included | 0 | 0 | 0 | 0
5 | 7000027974 | 940 | 50 | 10 | I&C LAYER 3 SWITCH INDOOR AS PER TS | 170005028 | 998713 |  | 18% |  | Layer 3(L3) Switch Indoor as per TS with AC Supply at Substation | EA | 5 |  | Included | 0 | 0 | 0 | 0
6 | 7000027974 | 950 | 60 | 10 | I&C 1G SFP-L3 SWITCH OF SUB STATION | 170005029 | 998713 |  | 18% |  | 1G SFP 10Km Single Mode LC for L3 Switch at Substation (Same make of Switch OEM) | EA | 45 |  | Included | 0 | 0 | 0 | 0
7 | 7000027974 | 960 | 70 | 10 | I&C UPS 2KVA WITH 30MINS BACKUP | 170005031 | 998713 |  | 18% |  | UPS 2 kVA with 30mins backup | EA | 2 |  | Included | 0 | 0 | 0 | 0
8 | 7000027974 | 970 | 80 | 10 | I&C ARMOURED 1 CORE COPPER POWER CABLE | 170005032 | 998713 |  | 18% |  | Armoured Single Core 2.5 Sq.mm. Copper Power Cable for Earthing of Rack | M | 192 |  | Included | 0 | 0 | 0 | 0
9 | 7000027974 | 980 | 90 | 10 | I&C ARMOURED 3 CORE COPPER POWER CABLE | 170005033 | 998713 |  | 18% |  | Armoured 3 Core 2.5 Sq.mm. Copper Power Cable | M | 960 |  | Included | 0 | 0 | 0 | 0
10 | 7000027974 | 990 | 100 | 10 | I&C 24 F CORE UNDERGROUND OFC | 170005034 | 998713 |  | 18% |  | 24 F Core UnderGround OFC | M | 14548 |  | Included | 0 | 0 | 0 | 0
11 | 7000027974 | 1000 | 110 | 10 | I&C 6 F CORE UNDERGROUND OFC | 170005035 | 998713 |  | 18% |  | 6F Core UnderGround OFC | M | 12500 |  | Included | 0 | 0 | 0 | 0
12 | 7000027974 | 1010 | 120 | 10 | I&C HDPE DUCT 40MM | 170005036 | 998713 |  | 18% |  | HDPE Duct 40mm | M | 13094 |  | Included | 0 | 0 | 0 | 0
13 | 7000027974 | 1020 | 130 | 10 | I&C HDPE DUCT 32MM | 170005037 | 998713 |  | 18% |  | HDPE Duct 32mm | M | 11250 |  | Included | 0 | 0 | 0 | 0
14 | 7000027974 | 1030 | 140 | 10 | I&C PATCH CORD 1M LENGTH SM | 170005038 | 998713 |  | 18% |  | LC/PC - LC/PC Patch Cord 1m Length SM | EA | 192 |  | Included | 0 | 0 | 0 | 0
15 | 7000027974 | 1040 | 150 | 10 | I&C PATCH CORD 3M LENGTH SM | 170005039 | 998713 |  | 18% |  | LC/PC - LC/PC Patch Cord 3m Length SM | EA | 90 |  | Included | 0 | 0 | 0 | 0
16 | 7000027974 | 1050 | 160 | 10 | I&C CAT 6/6A SFTP OUTDOOR | 170005040 | 998713 |  | 18% |  | CAT 6/6A SFTP Outdoor | M | 9360 |  | Included | 0 | 0 | 0 | 0
17 | 7000027974 | 1060 | 170 | 10 | I&C CAT 6/6A UTP INDOOR | 170005041 | 998713 |  | 18% |  | CAT 6/6A UTP Indoor | M | 400 |  | Included | 0 | 0 | 0 | 0
18 | 7000027974 | 1070 | 180 | 10 | I&C LIU 24 F RACK MOUNTED LC | 170005042 | 998713 |  | 18% |  | LIU (Light Interface Unit) 24 F Rack Mounted LC | EA | 10 |  | Included | 0 | 0 | 0 | 0
19 | 7000027974 | 1080 | 190 | 10 | I&C LIU 6 F RACK MOUNTED LC | 170005043 | 998713 |  | 18% |  | LIU (Light Interface Unit) 6 F Rack Mounted LC | EA | 58 |  | Included | 0 | 0 | 0 | 0
20 | 7000027974 | 1090 | 200 | 10 | I&C RACK 42 U INDOOR WITH DEPTH 600MM | 170005045 | 998713 |  | 18% |  | Rack 42 U Indoor 600x600x2000mm (WxDxH) | EA | 2 |  | Included | 0 | 0 | 0 | 0
21 | 7000027974 | 1100 | 210 | 10 | I&C 6 U OUTDOOR RACK | 170005046 | 998713 |  | 18% |  | Rack 6 U Outdoor as per TS | EA | 53 |  | Included | 0 | 0 | 0 | 0
22 | 7000027974 | 1110 | 220 | 10 | I&C MANHOLE | 170005047 | 998713 |  | 18% |  | Manhole | EA | 30 |  | Included | 0 | 0 | 0 | 0
23 | 7000027974 | 1120 | 230 | 10 | I&C JOINT BOX/ CLOSURE(4 WAY) | 170005048 | 998713 |  | 18% |  | Joint Box/ Closure (4 Way) | EA | 30 |  | Included | 0 | 0 | 0 | 0
24 | 7000027974 | 1130 | 240 | 10 | I&C PVC CONDUIT(32MM) | 170005049 | 998713 |  | 18% |  | PVC Conduit (32mm) | M | 4880 |  | Included | 0 | 0 | 0 | 0
25 | 7000027974 | 1140 | 250 | 10 | I&C RJ45 CONNECTOR | 170005050 | 998713 |  | 18% |  | RJ45 Connector | EA | 488 |  | Included | 0 | 0 | 0 | 0
[11 empty] | Total Installation Charges |  |  |  | 0 |  |  | 0 | 0
[11 empty] | Total GST as confirmed by Bidder |  |  |  |  | 0 |  |  | 0
* | In case the bidder leaves the cell for confirmation of the SAC and/or GST rate “blank”, the SAC and corresponding GST rate indicated by the Employer shall be deemed to be the one confirmed by the Bidder.
Date : |  |  | --
Place : | [11 empty] | Printed Name :
Designation :
Click for Sch-4

## Sch-4a
CC/NT/W-TELE/DOM/A10/24/09318 | [15 empty] | Schedule - 4a
Package: Wi-Fi Deployment in Switchyard & Control Room of POWERGRID Substations
(SCHEDULE OF RATES AND PRICES )
Bidder’s Name and Address (Sole Bidder) : | [14 empty] | To:
Contracts Services, 3rd Floor
Name : | [14 empty] | Power Grid Corporation of India Ltd.,
Address : | [14 empty] | "Saudamini", Plot No.-2
Sector-29,
Gurugram (Haryana) - 122001
Training Charges for Training to be imparted
All Prices are in Indian Rupees.
Sr. No. | PR No | PR Line Item No | Activity Header | PR Activity No | Activity Description | Service Code | SAC (Service Accounting Codes) | Whether SAC in column '8’ is confirmed. If not indicate applicable the SAC * | Rate of GST applicable ( in %) | Whether rate of GST in column ‘4’ is confirmed. If not indicate applicable rate of GST * | Description | Unit | Quantity | Unit Training Charges excluding GST | Total Training Charges excluding GST | Total GST as confirmed by Bidder
1 | 2 | 3 | 4 | 5 | 6 | 7 | 8 | 9 | 10 | 11 | 12 | 13 | 14 | 15 | 16 = 14 x 15 | 17
1 | 7000027974 | 590 | 510 | 10 | TRAINING | 170004800 | 999293 |  | 18% |  | Training | MND | 40 |  | Included | 0 | 0 | 0 | 0
[9 empty] | Total Training Charges | [5 empty] | 0 |  |  | 0 | 0
[9 empty] | Total GST as confirmed by Bidder | [6 empty] | 0 |  |  | 0
* | In case the bidder leaves the cell for confirmation of the SAC and/or GST rate “blank”, the SAC and corresponding GST rate indicated by the Employer shall be deemed to be the one confirmed by the Bidder.
Date : | -- | [11 empty] | Printed name
Place : | [12 empty] | Designation
Click for Sch-5

## Sch-4b
CC/NT/W-TELE/DOM/A10/24/09318 | [15 empty] | Schedule - 4b
Package: Wi-Fi Deployment in Switchyard & Control Room of POWERGRID Substations
(SCHEDULE OF RATES AND PRICES )
Bidder’s Name and Address (Sole Bidder) : | [14 empty] | To:
Contracts Services, 3rd Floor
Name : | [14 empty] | Power Grid Corporation of India Ltd.,
Address : | [14 empty] | "Saudamini", Plot No.-2
Sector-29,
Gurugram (Haryana) - 122001
Maintenance Charges during & after Defect Liability Period
Sr. No. | PR No | PR Line Item No | Activity Header | PR Activity No | Activity Description | Service Code | SAC (Service Accounting Codes) | Whether SAC in column '8’ is confirmed. If not indicate applicable the SAC * | Rate of GST applicable ( in %) | Whether rate of GST in column ‘4’ is confirmed. If not indicate applicable rate of GST * | Description | Unit | Quantity | Unit Maintenance Charges excluding GST | Total Maintenance Charges excluding GST | Total GST as confirmed by Bidder
1 | 2 | 3 | 4 | 5 | 6 | 7 | 8 | 9 | 10 | 11 | 12 | 13 | 14 | 15 | 16 = 14 x 15 | 17
1 | 7000027974 | 10 | 10 | 10 | SERVICES-ANNUAL MAINTENANCE CONTRACT | 170005002 | 998313 |  | 18% |  | AMC Services for Entire Scope of Contract | YR | 4 |  | Included | 0 | 0 | 0
2 | 7000027974 | 20 | 20 | 10 | MANPOWER 24X7(FOR SHIFT OPERATIONS) | 170005003 | 998313 |  | 18% |  | Manpower: 24x7 (For shift operations) | MNM | 60 |  | Included | 0 | 0 | 0
3 | 7000027974 | 30 | 30 | 10 | MAN POWER:GENERAL SHIFT | 170005004 | 998313 |  | 18% |  | Manpower:General Shift | MNM | 60 |  | Included | 0 | 0 | 0
4 | 7000027974 | 580 | 500 | 10 | SERVICES-WARRANTY/DLP | 170005051 | 998719 |  | 18% |  | Warranty Services for Entire Scope of Contract | YR | 1 |  | Included | 0 | 0 | 0
[9 empty] | Total Maintenance Charges during and after Defect Liabilty Period | [5 empty] | 0 |  |  | 0
[9 empty] | Total GST as confirmed by Bidder | [6 empty] | 0
* | In case the bidder leaves the cell for confirmation of the SAC and/or GST rate “blank”, the SAC and corresponding GST rate indicated by the Employer shall be deemed to be the one confirmed by the Bidder.
Date : | -- | [11 empty] | Printed name
Place : | [12 empty] | Designation
Click for Sch-5

## Sch-5 Dis (hidden)
Specification No: 5002001865/OTHERS/DOM/A00-CC CS -1 |  |  |  | Schedule - 5
Package – I: Unified Network Management System (U-NMS) for Central Sector & State Sector Communication in Eastern Region (ER) under Establishment of State-of-the-Art Unified Centralized Network Management System (U-NMS) for ISTS and State Utility Communication Network in Eastern Region (ER).
SUMMARY OF TAXES & DUTIES APPLICABLE ON GOODS
Bidder’s Name and Address (Sole Bidder) : |  |  | To:
Contracts Services, 3rd Floor
Name : |  |  | Power Grid Corporation of India Ltd.,
Address : |  |  | "Saudamini", Plot No.-2
Sector-29,
Gurugram (Haryana) - 122001
Sl. No. | Item Nos. |  | Total Price (INR)
1 | TOTAL GST ON GOODS |  | 0
Total GST for Supply of Goods (inter-alia including Type Test Charges) between the Contractor and the Employer (identified in Schedule 1') which are not included in the Ex-works price as per the provision of the Bidding Documents, as applicable.
2 | TOTAL GST ON SERVICES |  | 0
Total GST on Installation Services (Schedule-3), Training to be imparted in India (Schedule-4a) and Maintenance Charges during and after Defect Liabilty Period (Schedule-4b)
| GRAND TOTAL [1+2] |  | 0
Date : | -- | Printed Name :
Place : |  | Designation :
Click for Sch-6

## Sch-5
CC/NT/W-TELE/DOM/A10/24/09318 |  |  |  | Schedule - 5
Package: Wi-Fi Deployment in Switchyard & Control Room of POWERGRID Substations
(SUMMARY OF TAXES & DUTIES APPLICABLE ON PLANT & EQUIPMENT)
Bidder’s Name and Address (Sole Bidder) : |  |  | To:
Contracts Services, 3rd Floor
Name : |  |  | Power Grid Corporation of India Ltd.,
Address : |  |  | "Saudamini", Plot No.-2
Sector-29,
Gurugram (Haryana) - 122001
Sl. No. | Item Nos. |  | Total Price (INR) |  | After Discount |  | After MPDiscount
1 | TOTAL GST ON GOODS |  |  |  | Excise Duty | #REF! | Excise Duty | #REF!
| Total GST for Supply of Goods (inter-alia including Type Test Charges) between the Contractor and the Employer (identified in Schedule 1') which are not included in the Ex-works price as per the provision of the Bidding Documents, as applicable. |  | 0
2 | TOTAL GST ON SERVICES |  |  |  | Sales Tax | 0 | Sales Tax | 0
| Total GST on Installation Services (Schedule-3), Training to be imparted in India (Schedule-4a) and Maintenance Charges during and after Defect Liabilty Period (Schedule-4b) |  | 0 |  | #REF! | #REF! | #REF! | #REF!
| GRAND TOTAL [1+2] |  | 0 |  | Grand Total after Discount | #REF! | Grand Total after MPD | #REF!
Date : | -- | Printed Name :
Place : |  | Designation :
Click for Sch-6

## Sch-6
CC/NT/W-TELE/DOM/A10/24/09318 |  |  | Schedule - 6
Package: Wi-Fi Deployment in Switchyard & Control Room of POWERGRID Substations
(GRAND SUMMARY)
Bidder’s Name and Address (Sole Bidder) : |  |  | To:
Contracts Services, 3rd Floor
Name : |  |  | Power Grid Corporation of India Ltd.,
Address : |  |  | "Saudamini", Plot No.-2
Sector-29,
Gurugram (Haryana) - 122001
Sl. No. | Description |  | Total Price (INR)
1 | TOTAL SCHEDULE NO. 1 |  | 0
Ex-works price of Plant and Equipment including Type Test Charges
2 | TOTAL SCHEDULE NO. 2 |  | 0
Local Transportation, In-transit Insurance, loading & unloading
3 | TOTAL SCHEDULE NO. 3 |  | 0
Installation Charges
4a | TOTAL SCHEDULE NO. 4a |  | 0
Training Charges
4b | TOTAL SCHEDULE NO. 4b |  | 0
Maintenance Charges during & after Defect Liability Period
5 | TOTAL SCHEDULE NO. 5 |  | 0
Taxes and Duties
6 | TOTAL SCHEDULE NO. 7 |  | 0
Type Test Charges [Total of this Schedule is included in Schedule - 1 above.]
| GRAND TOTAL [1+2+3+4+5] |  | 0
Date : | -- | Printed Name :
Place : |  | Designation :
Click for Sch-7

## Sch-6 After Discount
CC/NT/W-TELE/DOM/A10/24/09318 |  |  | Schedule - 6 After Discount
Package: Wi-Fi Deployment in Switchyard & Control Room of POWERGRID Substations
(GRAND SUMMARY)
Bidder’s Name and Address (Sole Bidder) : |  |  | To:
Contracts Services, 3rd Floor
Name : |  |  | Power Grid Corporation of India Ltd.,
Address : |  |  | "Saudamini", Plot No.-2
Sector-29,
Gurugram (Haryana) - 122001
Sl. No. | Description |  | Total Price (INR)
1 | TOTAL SCHEDULE NO. 1 |  | 0
Ex-works price of Plant and Equipment including Type Test Charges
2 | TOTAL SCHEDULE NO. 2 |  | 0
Local Transportation, In-transit Insurance, loading & unloading
3 | TOTAL SCHEDULE NO. 3 |  | 0
Installation Charges
4a | TOTAL SCHEDULE NO. 4a |  | 0
Training Charges
4b | TOTAL SCHEDULE NO. 4b |  | 0
Maintenance Charges during & after Defect Liability Period
5 | TOTAL SCHEDULE NO. 5 |  | 0
Taxes and Duties
6 | TOTAL SCHEDULE NO. 7 |  | 0
Type Test Charges [Total of this Schedule is included in Schedule - 1 above.]
| GRAND TOTAL [1+2+3+4+5] |  | 0
Date : | -- | Printed Name :
Place : |  | Designation :
Click for Sch-7

## Sch-7
CC/NT/W-TELE/DOM/A10/24/09318 | [11 empty] | Schedule 7
Package: Wi-Fi Deployment in Switchyard & Control Room of POWERGRID Substations | [15 empty] | As per Lum-sum |  | 0%
(SCHEDULE OF RATES AND PRICES ) | [15 empty] | AS per Percent |  | #REF!
[16 empty] | As per lum-sum on Sch-7 |  | 0%
Bidder’s Name and Address (Sole Bidder) : | [9 empty] | To: | [5 empty] | As per Percent on Sch-7 |  | #REF!
[10 empty] | Contracts Services, 3rd Floor | [5 empty] | Total Discount |  | #REF!
Name : | [9 empty] | Power Grid Corporation of India Ltd.,
Address : | [9 empty] | "Saudamini", Plot No.-2
[10 empty] | Sector-29, | [5 empty] | Multipackage Discount |  | #REF!
Gurugram (Haryana) - 122001
Type tests Charges:
SL. NO. | PR No | Line Item No | Code | HSN Code | Whether HSN in column ‘2’ is confirmed. If not indicate applicable the HSN code * | Rate of GST applicable ( in %) | Whether rate of GST in column ‘4’ is confirmed. If not indicate applicable rate of GST * | Description of Test | Unit | Quantity | Unit Test Charge | Total Test Charges (Rs.) | Total GST as confirmed by Bidder | Revaluation of M column | Tax Calculation |  | Total Test Charges After Discount (Rs.) |  | Dis Alert | Total Test Charges After MPD (Rs.)
1 | 2 | 3 | 4 | 5 | 6 | 7 | 8 | 9 | 10 | 11 | 12 | 13 = 10 x 11 | 14
1 | [11 empty] | Included | 0 | 0 | 0
2 | [11 empty] | Included | 0 | 0 | 0
NOT APPLICABLE
[8 empty] | TOTAL TYPE TEST CHARGES |  |  |  | 0
[8 empty] | Total GST as confirmed by Bidder |  |  |  |  | 0
* | In case the bidder leaves the cell for confirmation of the HSN code and/or GST rate “blank”, the HSN code and corresponding GST rate indicated by the Employer shall be deemed to be the one confirmed by the Bidder.
Date : | -- | [7 empty] | Printed Name :
Place : | [8 empty] | Designation :
Note : | Bidder should indicate the name of test laboratories where type tests are proposed to be conducted
CC/NT/W-TELE/DOM/A10/24/09318
Package: Wi-Fi Deployment in Switchyard & Control Room of POWERGRID Substations | [7 empty] | 0 | 0
(SCHEDULE OF RATES AND PRICES ) | [7 empty] | 0 | 0
Bidder’s Name and Address (Sole Bidder) :
[8 empty] | 0 | 0
Name : | [8 empty] | 0
Address : | [8 empty] | 0
0
0
SL. NO. | [7 empty] | Description of Test | #REF!
#REF! | [7 empty] | #REF! | #REF!
#REF! | [7 empty] | #REF!
#REF! | [7 empty] | #REF! | #REF!
#REF! | [7 empty] | #REF! | #REF!
[8 empty] | #REF! | #REF!
#REF! | [7 empty] | #REF!
#REF! | [7 empty] | #REF!
#REF! | [7 empty] | #REF!
#REF! | [7 empty] | #REF! | #REF!
#REF! | [7 empty] | #REF! | #REF!
#REF! | [7 empty] | #REF! | #REF!
#REF! | [7 empty] | #REF! | #REF!
[8 empty] | #REF! | #REF!
#REF! | [7 empty] | #REF!
#REF! | [7 empty] | #REF! | #REF!
#REF! | [7 empty] | #REF! | #REF!
#REF! | [7 empty] | #REF! | #REF!
#REF! | [7 empty] | #REF! | #REF!
[8 empty] | #REF! | #REF!
#REF! | [7 empty] | #REF!
#REF! | [7 empty] | #REF! | #REF!
#REF! | [7 empty] | #REF! | #REF!
#REF! | [7 empty] | #REF! | #REF!
[8 empty] | #REF! | #REF!
#REF! | [7 empty] | #REF!
#REF! | [7 empty] | #REF! | #REF!
#REF! | [7 empty] | #REF! | #REF!
#REF! | [7 empty] | #REF! | #REF!
[8 empty] | #REF! | #REF!
#REF! | [7 empty] | #REF!
#REF! | [7 empty] | #REF! | #REF!
#REF! | [7 empty] | #REF! | #REF!
#REF! | [7 empty] | #REF! | #REF!
#REF! | [7 empty] | #REF! | #REF!
[8 empty] | #REF! | #REF!
[8 empty] | #REF! | #REF!
#REF! | [7 empty] | #REF!
#REF! | [7 empty] | #REF!
#REF! | [7 empty] | #REF! | #REF!
#REF! | [7 empty] | #REF! | #REF!
#REF! | [7 empty] | #REF! | #REF!
[8 empty] | #REF! | #REF!
[8 empty] | #REF! | #REF!
#REF! | [7 empty] | #REF!
#REF! | [7 empty] | #REF!
#REF! | [7 empty] | #REF! | #REF!
#REF! | [7 empty] | #REF! | #REF!
#REF! | [7 empty] | #REF! | #REF!
#REF! | [7 empty] | #REF! | #REF!
#REF! | [7 empty] | #REF! | #REF!
[8 empty] | #REF! | #REF!
#REF! | [7 empty] | #REF!
#REF! | [7 empty] | #REF! | #REF!
#REF! | [7 empty] | #REF! | #REF!
#REF! | [7 empty] | #REF! | #REF!
#REF! | [7 empty] | #REF! | #REF!
#REF! | [7 empty] | #REF! | #REF!
#REF! | [7 empty] | #REF! | #REF!
[8 empty] | #REF! | #REF!
#REF! | [7 empty] | #REF!
#REF! | [7 empty] | #REF! | #REF!
#REF! | [7 empty] | #REF! | #REF!
#REF! | [7 empty] | #REF! | #REF!
#REF! | [7 empty] | #REF! | #REF!
#REF! | [7 empty] | #REF! | #REF!
#REF! | [7 empty] | #REF! | #REF!
#REF! | [7 empty] | #REF! | #REF!
#REF! | [7 empty] | #REF! | #REF!
#REF! | [7 empty] | #REF! | #REF!
[8 empty] | #REF! | #REF!
#REF! | [7 empty] | #REF!
#REF! | [7 empty] | #REF! | #REF!
#REF! | [7 empty] | #REF! | #REF!
#REF! | [7 empty] | #REF! | #REF!
[8 empty] | #REF! | #REF!
#REF! | [7 empty] | #REF!
#REF! | [7 empty] | #REF! | #REF!
#REF! | [7 empty] | #REF! | #REF!
#REF! | [7 empty] | #REF! | #REF!
[8 empty] | #REF! | #REF!
#REF! | [7 empty] | #REF!
#REF! | [7 empty] | #REF! | #REF!
#REF! | [7 empty] | #REF! | #REF!
[8 empty] | #REF! | #REF!
#REF! | [7 empty] | #REF!
#REF! | [7 empty] | #REF! | #REF!
#REF! | [7 empty] | #REF! | #REF!
#REF! | [7 empty] | #REF! | #REF!
#REF! | [7 empty] | #REF! | #REF!
#REF! | [7 empty] | #REF! | #REF!
#REF! | [7 empty] | #REF! | #REF!
[8 empty] | #REF! | #REF!
#REF! | [7 empty] | #REF!
#REF! | [7 empty] | #REF! | #REF!
#REF! | [7 empty] | #REF! | #REF!
#REF! | [7 empty] | #REF! | #REF!
#REF! | [7 empty] | #REF! | #REF!
#REF! | [7 empty] | #REF!
#REF! | [7 empty] | #REF! | #REF!
#REF! | [7 empty] | #REF! | #REF!
#REF! | [7 empty] | #REF! | #REF!
#REF! | [7 empty] | #REF! | #REF!
[8 empty] | #REF! | #REF!
[8 empty] | #REF! | #REF!
[8 empty] | #REF! | #REF!
Click for Bid Form 2nd Envelope

## Discount
This letter of discount is optional. Bidder may / may not offer any discount.
CC/NT/W-TELE/DOM/A10/24/09318 |  |  |  |  | Letter of Discount
LETTER OF DISCOUNT
To:
Contract Services
Power Grid Corporation of India Ltd.,
"Saudamini", Plot No.-2
Sector-29, (near IFFCO Chowk)
Gurgaon (Haryana) - 122001
Subject : |  | Package: Wi-Fi Deployment in Switchyard & Control Room of POWERGRID Substations
Dear Sir
With reference to the subject tender, we hereby offer unconditional discount on the prices quoted by us as per details given here below : | [6 empty] | Eq Weightage of Rs/ % | Final Discount Factor
| 1 | Discount on lum-sum basis on total price quoted by us without Taxes & Duties. [The discount shall be proportionately applicable on all the items of all the Schdules i.e. Sch-1 (without type test charges), Sch-2, Sch-3, Sch-4a, Sch-4b & Sch-7] In Rs. |  |  |  | 0 | 0%
| 2 | Discount on percent basis on total price quoted by us without Taxes & Duties. [The discount shall be applicable on all the items of all the Schdules i.e. Sch-1 (without type test charges), Sch-2, Sch-3, Sch-4a, Sch-4b & Sch-7] In Percent (%) |  |  |  | 0 | 0%
| 3 | Discount on lum-sum basis on the Schedules as given below : [The discount shall be proportionately applicable on all the relevent items of the respective Schdules.] In Rs.
|  | Schedule-1 : Ex works prices |  | In Rs. |  | 0 | 0% | Schedule-1 : Ex-Works Price | 0%
|  | Schedule-2 : Freight & Insurance |  | In Rs. |  | 0 | 0% | Schedule-2 : Freight & Insurance | 0%
|  | Schedule-3 : Erection Charges |  | In Rs. |  | 0 | 0% | Schedule-3 : Erection Charges | 0%
|  | Schedule-4a : Training Charges |  | In Rs. |  | 0 | 0% | Schedule-4a : Training Charges | 0%
|  | Schedule-4b : Maintenance Charges during and after DLP |  | In Rs. |  | 0 | 0% | Schedule-4b : Maintenance Charges | 0%
|  | Schedule-7 : Type Test Charges |  | In Rs. |  | 0 | 0% | Schedule-7 : Type Test Charges | 0%
| 4 | Discount on percent basis on the Schedules as given below : [The discount shall be applicable on all the relevent items of the respective Schdules.] In Percent (%)
|  | Schedule-1 : Ex works prices |  | In Percent (%) |  | 0 | 0%
|  | Schedule-2 : Freight & Insurance |  | In Percent (%) |  | 0 | 0%
|  | Schedule-3 : Erection Charges |  | In Percent (%) |  | 0 | 0%
|  | Schedule-4a : Training Charges |  | In Percent (%) |  | 0 | 0%
|  | Schedule-4b : Maintenance Charges during and after DLP |  | In Percent (%) |  | 0 | 0%
|  | Schedule-7 : Type Test Charges |  | In Percent (%) |  | 0 | 0%
Discount(s) offered at sl. No. 1 to 4 will get displayed and accounted for automatically in the respective items of the Schedules.
| 5 | We hereby offer Multi-package discount as given below:
Multi-Package Discount(s) offered at sl. No. 5 will not get automatically accounted for in the respective items of the Schedules. The same shall be worked out saparately for evaluation.
Please consider this letter of discount as the integral part of our price bid.
Thanking you, we remain,
Yours faithfully,
For and on behalf of
Date : |  | -- | Printed Name :
Place : |  |  | Designation :
Click for Bid Form

## Bid Form 2nd Envelope
CC/NT/W-TELE/DOM/A10/24/09318 |  |  |  |  | Bid Form 2nd Envelope |  | Sole Bidder |  |  | 1 | st |  | 1 | January
[7 empty] | 0 |  |  | 2 | nd |  | 2 | February
BID FORM (Second Envelope) | [9 empty] | 3 | rd |  | 3 | March
[10 empty] | 4 | th |  | 4 | April
Bid Proposal Ref. No. | [9 empty] | 5 | th |  | 5 | May
Date : | [9 empty] | 6 | th | 0 | 6 | June
[10 empty] | 7 | th | 1 | 7 | July
To: | [9 empty] | 8 | th | January | 8 | August
Contracts Services, 3rd Floor | [9 empty] | 9 | th | 1900 | 9 | September
Power Grid Corporation of India Ltd., | [9 empty] | 10 | th |  | 10 | October
"Saudamini", Plot No.-2 | [9 empty] | 11 | th |  | 11 | November
Sector-29, | [9 empty] | 12 | th |  | 12 | December
Gurugram (Haryana) - 122001 | [9 empty] | 13 | th
[10 empty] | 14 | th
Name of Contract : |  | Package: Wi-Fi Deployment in Switchyard & Control Room of POWERGRID Substations | [7 empty] | 15 | th
Dear Ladies and/or Gentlemen, | [9 empty] | 16 | th
1 | In continuation of First Envelope of our Bid, we hereby submit the Second Envelope of the Bid, both of which shall be read together and in conjunction with each other, and shall be construed as an integral part of our Bid. Accordingly, we the undersigned, offer to design, manufacture, test, deliver, install and commission (including carrying out Trial Operation, Performance & Guarantee Test as per provision of Technical Specification) under the above-named package in full conformity with the said Bidding Documents for the sum of Rs. 0 or such other sums as may be determined in accordance with the terms and conditions of the Bidding Documents.(*To be read in conjuction with ITB 11.3) | [5 empty] | In continuation of First Envelope of our Bid, we hereby submit the Second Envelope of the Bid, both of which shall be read together and in conjunction with each other, and shall be construed as an integral part of our Bid. Accordingly, we the undersigned, offer to design, manufacture, test, deliver, install and commission (including carrying out Trial Operation, Performance & Guarantee Test as per provision of Technical Specification) under the above-named package in full conformity with the said Bidding Documents for the sum of Rs. | or such other sums as may be determined in accordance with the terms and conditions of the Bidding Documents. | 0 | 17 | th
| The above amounts are in accordance with the price schedules attached herewith and are made part of this bid. |  |  |  |  | (*To be read in conjuction with ITB 11.3) |  |  |  | 18 | th
2 | Price Schedules | [8 empty] | 19 | th
2.1 | In line with the requirements of the Bidding documents, we enclose herewith the following Price Schedules, duly filled - in as per your proforma: | [8 empty] | 20 | th
| Schedule 1 |  | Plant and Equipment (Including Mandatory Spare Parts) to be supplied, including Type Test Charges. | [6 empty] | 21 | st
| Schedule 2 |  | Local Transportation, In-transit Insurance, loading and unloading | [6 empty] | 22 | th
| Schedule 3 |  | Installation Charges. | [6 empty] | 23 | th
| Schedule 4a |  | Training charges for training to be imparted. | [6 empty] | 24 | th
| Schedule 4b |  | Maintenance Charges during & after Defect Liability Period.
| Schedule 5 |  | Taxes and Duties not included in Schedule 1 to 4 | [6 empty] | 25 | th
| Schedule 6 |  | Grand Summary [Schedule 1to 5] | [6 empty] | 26 | th
| Schedule 7 |  | Break-up of Type Test Charges for Type Tests to be conducted (NOT APPLICABLE) | [6 empty] | 27 | th
2.2 | We are aware that the Price Schedules do not generally give a full description of the Work to be performed under each item and we shall be deemed to have read the Technical Specifications and other sections of the Bidding Documents and Drawings to ascertain the full scope of Work included in each item while filling-in the rates and prices. We agree that the entered rates and prices shall be deemed to include for the full scope as aforesaid, including overheads and profit. | [8 empty] | 28 | th
2.3 | We declare that as specified in Clause 11.5, Section –II:ITB, Vol.-I of the Bidding Documents, prices quoted by us in the Price Schedules shall be on Firm basis during the entire currency of Contract and shall not be subject to price variation, what-so-ever during the contract execution. | [8 empty] | 29 | th
2.4 | We understand that in the price schedules, where there are errors between the total of the amounts given under the column for the price Breakdown and the amount given under the Total Price, the former shall prevail and the latter will be corrected accordingly. We further understand that where there are discrepancies between amounts stated in figures and amounts stated in words, the amount stated in words shall prevail. Similarly, any discrepancy in the total bid price and that of the summation of Schedule price (price indicated in a Schedule indicating the total of that schedule), the total bid price shall be corrected to reflect the actual summation of the Schedule prices. | [8 empty] | 30 | th
2.5 | We declare that items left blank in the Schedules will be deemed to have been included in other items. The TOTAL for each Schedule and the TOTAL of Grand Summary shall be deemed to be the total price for executing the Facilities and sections thereof in complete accordance with the Contract, whether or not each individual item has been priced. | [8 empty] | 31 | st
3 | We confirm that except as otherwise specifically provided our Bid Prices in this Second Envelope include all taxes, duties, levies and charges as may be assessed on us/our Associate (applicable for Foreign Bidder), our Sub-Contractor/Sub-Vendor or their employees by all municipal, state or national government authorities in connection with the Facilities, in and outside of India.
3.1 | 100% of applicable Taxes and Duties i.e GST which are payable by the Employer under the Contract, shall be reimbursed by the Employer on production of satisfactory documentary evidence by the Contractor in accordance with the provisions of the Bidding Documents.
3.2 | We further understand that notwithstanding 3.0 above, in case of award on us, you shall also bear and pay/reimburse to us, GST applicable on supplies by us to you, imposed on the Plant & Equipment including Mandatory Spare Parts to be incorporated into the Facilities including Type Test charges for Type test to be conducted specified in Schedule No. 1, Installation Services specified in Schedule No. 3, Charges for Training to be imparted specified in Schedule No. 4a and Maintenance Charges during & after Defect Laibility Period specified in Schedule No. 4b of the Price Schedule in this Second Envelope by the Indian Laws.
3.3 | We confirm that we have also registered/we shall also get registered in the GST Network with a GSTIN, in all the states where the project is located and the states from which we shall make our supply of goods.
4 | # (For Joint Venture only) We, the partners of Joint Venture submitting this bid, do agree and confirm that in case of Award of Contract on the Joint Venture, we shall be jointly and severally liable and responsible for the execution of the Contract in accordance with Contract terms and conditions.
5 | We, hereby, declare that only the persons or firms interested in this proposal as principals are named here and that no other persons or firms other than those mentioned herein have any interest in this proposal or in the Contract to be entered into, if the award is made on us, that this proposal is made without any connection with any other person, firm or party likewise submitting a proposal is in all respects for and in good faith, without collusion or fraud.
Thanking you, we remain,
Yours faithfully,
For and on behalf of
Signature :
Date : | --
Place : |  |  |  | Designation :
Common Seal :
Please provide additional information of the Bidder
Business Address :
Country of Incorporation :
State/Province to be indicated :
Name of Principal Officer :
Address of Principal Officer :
Note: Bidders may note that no prescribed proforma has been enclosed for Attachment 2 : Power of Attorney. Bidders may use their own proforma for furnishing the required information with the bid.
* * *
Back to Cover Page