## Basic (hidden)
Package Name | 400kV AIS Substation Extn Package : SS- 141 for a. Implementation of 2 Nos. of 220kV line bays at 765/400/220kV Bikaner-III PS for Interconnection of 500MW REGS of M/s NTPC Renewable Energy Ltd. b. Augmentation of transformation capacity at 400/220kV Bhadla-II PS (Section-1) in Rajasthan by 1x500MVA, 400/220kV ICT(6th) to cater to the N-1 contingency requirements c. Augmentation of transformation capacity at 400/220kV Hisar (PG) in Haryana by 1x500MVA, 400/220kV ICT(4th).
Package Code | 400kV AIS Substation Extn Package : SS- 141
Specification No. | Specification No.: CC/NT/W-AIS/DOM/A06/24/14173
ORIGINAL

## Cover
Price Schedules | 400kV AIS Substation Extn Package : SS- 141 for a. Implementation of 2 Nos. of 220kV line bays at 765/400/220kV Bikaner-III PS for Interconnection of 500MW REGS of M/s NTPC Renewable Energy Ltd. b. Augmentation of transformation capacity at 400/220kV Bhadla-II PS (Section-1) in Rajasthan by 1x500MVA, 400/220kV ICT(6th) to cater to the N-1 contingency requirements c. Augmentation of transformation capacity at 400/220kV Hisar (PG) in Haryana by 1x500MVA, 400/220kV ICT(4th). |  | 400kV AIS Substation Extn Package : SS- 141
Specification No.: CC/NT/W-AIS/DOM/A06/24/14173
| 1 | Fill up only green shaded cells in Sch-1, Sch-2, Sch-3, Sch-4, Sch-7 and Bid Form 2nd Envelope.
| 2 | All the cells in Sch-5 & Sch-6 are auto filled, therefore no cell is required to be filled up there.
| 3 | Instructions / error messages, if any, will be displayed automatically after selecting the cell.
| 4 | After filling up all the schedues, save the file, take print out of all the schedules and Bid form and sign & stamp and submit them as hard copy of the 2nd envelope (Price part) of the bid. Also ensure to submit the soft copy of the the same file on CD/ DVD.
Click to skip Instructions & Proceed
Click for Detailed General Instructions
General guidelines for filling up the Price Schedules, Sch-1 to Sch-7

## Instructions (hidden)
General Instruction to the Bidders for filling up this workbook of Price Schedules
I | While filling up the worksheets following may please be observed :
| (i) | Fill up only green shaded cells.
| (ii) | Certain data type entries have been restricted, such as Numeric values or limits of numeric values.
| (iii) | Select only the options provided in pull down menus.
| (iv) | Do not link any cell of this work book with any other work book.
| (v) | Do not use copy & paste or cut & paste options for filling up the data.
| (vi) | Do not reformat any of the cell of the work book.
II | This Workbook consists of following worksheets :
Cover :
Opening page of the workbook.
Names of Bidder :
| ● | Select Sole Bidder or JV (Joint Venture) from the pull down menu. Do not leave this cell blank.
| ● | Select nos. of the JV Partners other than the Lead Partner from drop down menu.
| ● | In case of JV partners more than 2, enter details of 3rd & more partners along with details of 2nd partner.
| ● | Fill up names and address of the Sole Bidder and /or Joint Venture.
| ● | Fill up date in dd-mmm-yyyy format from drop down menu.
| ● | Click for Sch-1 given at the right top of the worksheet to go to Sch-1.
Sch-1 (Ex-works Prices) :
| ● | Fill up unit rates for all the items in numeric values greater than 0 (zero). If unit rate is left blank, the corresponding item shall be deemed to be included in the total price.
| ● | Corresponding cell for mode of transaction shall be come enable only after filling up the unit rate, therefore first fill up the unit rate and then mode of transaction for the corresponding item.
| ● | Select either Direct or Bought-out from the drop down menu. Do not leave the cell blank the same shall be deemed to be Bought-out if the cell is left blank.
| ● | Total amount shall get calculated automatically.
| ● | Type Test charges shall appear automatically after filling up Sch-7 appropriately.
Sch-2 (Freight & Insurance Charges) :
| ● | Fill up unit rates for all the items in numeric values greater than 0 (zero). If unit rate is left blank, the corresponding item shall be deemed to be included in the total price.
| ● | Total amount shall get calculated automatically.
Sch-3 (Erection Charges) :
| ● | Fill up unit rates for all the items in numeric values greater than 0 (zero). If unit rate is left blank, the corresponding item shall be deemed to be included in the total price.
| ● | Total amount shall get calculated automatically.
Sch-4 (Training Charges) :
| ● | Not applicable, hence no cell is required to be filled up.
Sch-4b (Maintenance Charges during and after Defect Liability Period) :
| ● | Not applicable, hence no cell is required to be filled up.
Sch-5 (Summary of Taxes and Duties applicable on the Goods) :
| ● | No cell is required to be filled in by the bidder in this worksheet.
Sch -6 :
| ● | Summary of all the Schedules without considering discount (mentioned in the work sheet discount) shall be displayed automatically.
| ● | No cell is required to be filled in by the bidder in this worksheet.
Sch-7 (Type Test Charges) :
| ● | Fill up the rates & location where type tests are proposed.
| ● | Total of this Sch-7 shall automatically appear in Sch-1.
Bid from 2nd Envelope :
| ● | Fill up ref. no. as bidder's ref no. of this letter.
| ● | This letter shall consider the net price as per Sch-6 (After Discount).
| ● | Fill up names & Designation of the representatives of other JV partner(s) if the bidder is JV (Joint Venture) .
| ● | Fill up additional information as required.
* * *
Happy Bidding !
Click to Proceed

## Names of Bidder
400kV AIS Substation Extn Package : SS- 141 for a. Implementation of 2 Nos. of 220kV line bays at 765/400/220kV Bikaner-III PS for Interconnection of 500MW REGS of M/s NTPC Renewable Energy Ltd. b. Augmentation of transformation capacity at 400/220kV Bhadla-II PS (Section-1) in Rajasthan by 1x500MVA, 400/220kV ICT(6th) to cater to the N-1 contingency requirements c. Augmentation of transformation capacity at 400/220kV Hisar (PG) in Haryana by 1x500MVA, 400/220kV ICT(4th).
Specification No.: CC/NT/W-AIS/DOM/A06/24/14173 |  |  |  |  | Sole Bidder | 1 |  | Sole Bidder | 1
[5 empty] | Joint Venture | 2 or More |  | JV (Joint Venture) | 2 or More
Enter following details of the bidder
Specify type of Bidder [Select from drop down menu] | Sole Bidder |  | Sole Bidder | 1 | 0 | Sole Bidder | 1 | 0
1
0
Name of Sole Bidder
Address of Sole Bidder
Name of other Partner
Address of other Partner
…….. …….. …….. …….. …….. ……..
…….. …….. …….. …….. …….. ……..
Name of other Partner - 2 (more, if any) | …….. …….. …….. …….. …….. ……..
Address of other Partner - 2 (more, if any) | …….. …….. …….. …….. …….. ……..
…….. …….. …….. …….. …….. ……..
…….. …….. …….. …….. …….. ……..
Printed Name
Designation
email ID of Bid Signatory
Mobile No. of Bid Signatory
Tel No. of Bid Signatory
Fax No. of Bid Signatory
Date |  | 31
Place
Click for Sch-1

## Sch-1
Specification No.: CC/NT/W-AIS/DOM/A06/24/14173 | [12 empty] | Schedule - 1 | Schedule - 1 |  |  | Direct Total | 0 | Sole Bidder | `
[17 empty] | BO Total | #REF! | 0
400kV AIS Substation Extn Package : SS- 141 for a. Implementation of 2 Nos. of 220kV line bays at 765/400/220kV Bikaner-III PS for Interconnection of 500MW REGS of M/s NTPC Renewable Energy Ltd. b. Augmentation of transformation capacity at 400/220kV Bhadla-II PS (Section-1) in Rajasthan by 1x500MVA, 400/220kV ICT(6th) to cater to the N-1 contingency requirements c. Augmentation of transformation capacity at 400/220kV Hisar (PG) in Haryana by 1x500MVA, 400/220kV ICT(4th).
(SCHEDULE OF RATES AND PRICES)
Bidder’s Name and Address (Sole Bidder) : | [11 empty] | To:
Contracts Services, 3rd Floor
Name : | [11 empty] | Power Grid Corporation of India Ltd., | [6 empty] | &
Address : | [11 empty] | "Saudamini", Plot No.-2
Sector-29,
Gurgaon (Haryana) - 122001
PLANT AND EQUIPMENT (INCLUDING MANDATORY SPARES PARTS) TO BE SUPPLIED, INCLUDING TYPE TEST CHARGES FOR TESTS TO BE CONDUCTED | [17 empty] | Direct
[10 empty] | All Prices are in Indian Rupees. | [7 empty] | Bought-Out
SI. No. | PR No | PR Line Item No | Activity Description | Material Code | HSN Code | Whether HSN in column ‘ 6 ’ is confirmed. If not indicate applicable the HSN code * | Rate of GST applicable (in %) | Whether rate of GST in column ‘4’ is confirmed. If not indicate applicable rate of GST * | Item Description | Unit | Qty. | Unit Ex-works price (excluding GST) | Total Ex-works price (excluding GST) | GST Tax as confirmed by Bidder
1 | 2 | 3 | 4 | 5 | 6 | 7 | 8 | 9 | 10 | 11 | 12 | 13 | 14= 12 x 13 | 15
I | 2 nos of 220kV line bays at Bikaner-III | [13 empty] | Revaluation of J column | Tax Calculation
1 | 1 | 0 | 245kV, 50kA AIS EQUIPMENT | 1000001683 | 85352912 |  | 18 |  | 245kV, 1600A, 50KA Circuit Breaker(3-Phase) with support structure | EA | 2 |  | Included | 0 | 0 | 0
2 | 2 | 0 | 245kV, 50kA AIS EQUIPMENT | 1000001688 | 85353090 |  | 18 |  | 245kV, 1600A, 50 KA, 3-phase DoubleBreak Isolator with one E/S | EA | 2 |  | Included | 0 | 0 | 0
3 | 3 | 0 | 245kV, 50kA AIS EQUIPMENT | 1000001689 | 85353090 |  | 18 |  | 245kV, 1600A, 50 KA, 3-phase DoubleBreak Isolator with two E/S | EA | 2 |  | Included | 0 | 0 | 0
4 | 4 | 0 | 245kV, 50kA AIS EQUIPMENT | 1000032777 | 85353090 |  | 18 |  | 245KV, 1600 A, 50KA, 3-PHASE, DOUBLE BREAK TANDEM ISOLATOR WITHOUT E/S | EA | 4 |  | Included | 0 | 0 | 0
5 | 5 | 0 | 245kV, 50kA AIS EQUIPMENT | 1000001684 | 85359090 |  | 18 |  | 245 kV, 1600A, 50KA, 1-Phase CurrentTransformer with 120% extended currentrating | EA | 6 |  | Included | 0 | 0 | 0
6 | 6 | 0 | 245kV, 50kA AIS EQUIPMENT | 1000001772 | 85359090 |  | 18 |  | 245 kV, 4400pf Capacitive Voltage Transformer (1- Phase) | EA | 6 |  | Included | 0 | 0 | 0
7 | 7 | 0 | 245kV, 50kA AIS EQUIPMENT | 1000020417 | 85354010 |  | 18 |  | 216kV Surge Arrester (1-phase) | EA | 6 |  | Included | 0 | 0 | 0
8 | 8 | 0 | 245kV, 50kA AIS EQUIPMENT | 1000001695 | 85462040 |  | 18 |  | 245 kV, 1 phase Bus Post Insulator (except for Line Traps) | EA | 24 |  | Included | 0 | 0 | 0
9 | 9 | 0 | Erection Hardware for 220kV | 1000011261 | 72169990 |  | 18 |  | Erection Hardware for 220kV layout (Double Main and TransferScheme)-Line Bay as per technical specification | SET | 2 |  | Included | 0 | 0 | 0
10 | 10 | 0 | Erection Hardware for 220kV | 1000011256 | 72169990 |  | 18 |  | Erection Hardware for 220kV layout (Double Main and TransferScheme)-Bus work (two Bay) as per technical specification | SET | 1 |  | Included | 0 | 0 | 0
11 | 11 | 0 | Earthmat | 1000032055 | 72159090 |  | 18 |  | 40 MM MS ROD FOR MAIN EARTHMAT | KM | 2 |  | Included | 0 | 0 | 0
12 | 12 | 0 | CRP for 220kV Bays with SAS | 1000055443 | 85371000 |  | 18 |  | 220KV CIRCUIT BREAKER RELAY PANEL (WITH AUTOMATION) | EA | 2 |  | Included | 0 | 0 | 0
13 | 13 | 0 | CRP for 220kV Bays with SAS | 1000001330 | 85371000 |  | 18 |  | 220kV Line Protection Panel (with Automation) | EA | 2 |  | Included | 0 | 0 | 0
14 | 14 | 0 | CRP for 220kV Bays with SAS | 1000001167 | 85371000 |  | 18 |  | Augmentation of existing 220kV bus bar protection scheme.(No. of baysas per specification)-(with Automation) | SET | 1 |  | Included | 0 | 0 | 0
15 | 15 | 0 | SAS-AUG | 1000001333 | 85371000 |  | 18 |  | Augmentation of Substation automation System for 220kV bay as perTechnical Specification | EA | 2 |  | Included | 0 | 0 | 0
16 | 16 | 0 | VMS | 1000030433 | 85287390 |  | 18 |  | COLOR IP CAMERA, WITH PAN, TILT AND ZOOM FACILITIES, ALONGWITH ALLREQUIRED ITEMS, ACCESSORIES, LINE INTERFACE UNITS, FIBER PATCH CORDS,POWER SUPPLY UNITS, JUNCTION BOXES, CABLES, FIBER OPTIC CABLES, ETC.,AND INCLUDING INTEGRATION IN EXISTING HARDWARE AND SOFTWARE FORAUGMENTATION OF VISUAL MONITORING SYSTEM AS PER TECHNICALSPECIFICATION. | SET | 1 |  | Included | 0 | 0 | 0
17 | 17 | 0 | PLCC Equipment | 1000001568 | 85176210 |  | 18 |  | 220kV,1600A,0.5mH ,50kA Line Trap | EA | 4 |  | Included | 0 | 0 | 0
18 | 18 | 0 | PLCC Equipment | 1000001694 | 85462040 |  | 18 |  | 245 kV ,1 phase Bus Post Insulators for Line Traps | EA | 12 |  | Included | 0 | 0 | 0
19 | 19 | 0 | POWER & CONTROL CABLE | 1000000442 | 85446020 |  | 18 |  | 1.1kV grade Control Cables (PVCinsulated) along withlugs,glands,straight joints &accessories,etc. | LS | 1 |  | Included | 0 | 0 | 0
20 | 20 | 0 | POWER & CONTROL CABLE | 1000000443 | 85446020 |  | 18 |  | 1.1kV grade Power Cables (PVCinsulated)along withlugs,glands,straight joints &accessories,etc. | LS | 1 |  | Included | 0 | 0 | 0
21 | 30 | 0 | AIR CONDITIONING & VENTILATION SYSTEM | 1000006284 | 84151090 |  | 28 |  | Air conditioning system for Switchyard Panel Room of 6m length | SET | 1 |  | Included | 0 | 0 | 0
22 | 31 | 0 | FIRE FIGHTING SYSTEM | 1000012018 | 85311020 |  | 18 |  | Fire Detection and Alarm System for Switchyard Panel Room of 6 mlength | SET | 1 |  | Included | 0 | 0 | 0
23 | 32 | 0 | FIRE FIGHTING SYSTEM | 1000012022 | 84241000 |  | 18 |  | 4.5 kg CO2 type Portable Fire extinguisher | EA | 1 |  | Included | 0 | 0 | 0
24 | 33 | 0 | ILLUMINATION SYSTEM | 1000038387 | 94051090 |  | 18 |  | LED FLOOD LIGHT LUMINARIESTYPE FL-1 (150W) AS PER TECHNICALSPECIFICATION | EA | 10 |  | Included | 0 | 0 | 0
25 | 34 | 0 | ILLUMINATION SYSTEM | 1000038325 | 94059900 |  | 18 |  | LIGHTING FIXTURE LED LUMINAIRES TYPE FL2 AS PER TECH. SPECIFICATIONS | EA | 20 |  | Included | 0 | 0 | 0
26 | 35 | 0 | ILLUMINATION SYSTEM | 1000013795 | 94059900 |  | 18 |  | Illumination System for switchyard panel room of 6 m length | LS | 1 |  | Included | 0 | 0 | 0
27 | 36 | 0 | ILLUMINATION SYSTEM | 1000014547 | 85371000 |  | 18 |  | Lighting Panel type ACP-2 as per technical specification | EA | 2 |  | Included | 0 | 0 | 0
28 | 37 | 0 | ILLUMINATION SYSTEM | 1000020262 | 85371000 |  | 18 |  | Sub Lighting panel (outdoor) type SLP (Switchyard and Street Lighting) | EA | 4 |  | Included | 0 | 0 | 0
29 | 38 | 0 | Mandatory Spare LOT | 1000025935 | 85389000 |  | 18 |  | Spare-245kV Circuit Breaker | SET | 1 |  | Included | 0 | 0 | 0
30 | 39 | 0 | Mandatory Spare LOT | 1000025936 | 85353090 |  | 18 |  | Spare-245kV Isolator | SET | 1 |  | Included | 0 | 0 | 0
31 | 40 | 0 | Mandatory Spare LOT | 1000025933 | 85389000 |  | 18 |  | Spare-245kV CT | SET | 1 |  | Included | 0 | 0 | 0
32 | 41 | 0 | Mandatory Spare LOT | 1000025934 | 85359090 |  | 18 |  | Spare-245kV CVT | SET | 1 |  | Included | 0 | 0 | 0
33 | 42 | 0 | Mandatory Spare LOT | 1000019912 | 85371000 |  | 18 |  | Relay & protection Panels (with automation) | LS | 1 |  | Included | 0 | 0 | 0
34 | 43 | 0 | Mandatory Spare LOT | 1000019927 | 85389000 |  | 18 |  | Spares-Substation Automation System | LS | 1 |  | Included | 0 | 0 | 0
35 | 44 | 0 | Mandatory Spare LOT | 1000025930 | 85354010 |  | 18 |  | Spare-216kV Surge Arrester | SET | 1 |  | Included | 0 | 0 | 0
36 | 70 | 0 | 220kV Tower and Equipment structures MT | 1000015954 | 73082011 |  | 18 |  | Fabrication, galvanising and supply of Lattice Structures (MS Steel),to be designed during detailed engineering, for towers, beams andequipment support structure including pack plates / packwashers andgusset plates excluding fasteners and foundation bolts | MT | 55 |  | Included | 0 | 0 | 0
37 | 71 | 0 | 220kV Tower and Equipment structures MT | 1000011713 | 73082011 |  | 18 |  | Fabrication, galvanising and supply of fasteners ( nuts, bolts andwashers ) including step bolts for lattice and pipe structures to bedesigned during detailed engineering | MT | 4 |  | Included | 0 | 0 | 0
38 | 72 | 0 | 220kV Tower and Equipment structures MT | 1000012373 | 73082011 |  | 18 |  | Fabrication, galvanising and supply of foundation bolts including nuts,checknut and washers for lattice and pipe structures to be designedduring detailed engineering | MT | 6 |  | Included | 0 | 0 | 0
39 | 73 | 0 | Supply Telecom BOQ | 1000031367 | 85176260 |  | 18 |  | SDH EQUIPMENT (STM-16 MADM UPTO 5 MSP PROTECTED DIRECTIONS)-BASEEQUIPMENT (COMMON CARDS, CROSS CONNECT/CONTROL CARDS, OPTICAL BASECARDS, POWER SUPPLY CARDS, POWER CABLING, OTHER HARDWARE ANDACCESSORIES INCLUDING SUB RACKS, PATCH CORD, DDF ETC FULLY EQUIPEDEXCLUDING OPTICAL INTERFACE & TRIBUTARY CARDS | EA | 1 |  | Included | 0 | 0 | 0
40 | 74 | 0 | Supply Telecom BOQ | 1000018706 | 85176990 |  | 18 |  | S16.1 SFP | EA | 4 |  | Included | 0 | 0 | 0
41 | 75 | 0 | Supply Telecom BOQ | 1000031374 | 85176290 |  | 18 |  | TRIBUTARY INTERFACE- E1 INTERFACE (MINIMUM 16 NOS.) | SET | 2 |  | Included | 0 | 0 | 0
42 | 76 | 0 | Supply Telecom BOQ | 1000034950 | 85176990 |  | 18 |  | ETHERNET INTERFACE 10/100 BASE T WITH LAYER-2 SWITCHING (MIN 8INTERFACES PER CARD) | EA | 2 |  | Included | 0 | 0 | 0
43 | 77 | 0 | Supply Telecom BOQ | 1000031381 | 85176290 |  | 18 |  | TRIBUTARY INTERFACE-GIGABIT ETHERNET INTERFACES 10/100 MBPS WITH LAYER-2 SWITCHING (MINIMUM 2 NOS.) | SET | 1 |  | Included | 0 | 0 | 0
44 | 78 | 0 | Supply Telecom BOQ | 1000026228 | 85176290 |  | 18 |  | Equipment Cabinets For SDH | EA | 1 |  | Included | 0 | 0 | 0
45 | 79 | 0 | Supply Telecom BOQ | 1000037545 | 85447090 |  | 18 |  | 24F (DWSM) APPROACH FIBRE OPTIC CABLE | KM | 0.5 |  | Included | 0 | 0 | 0
46 | 80 | 0 | Supply Telecom BOQ | 1000066614 | 73069011 |  | 18 |  | GI PIPE INSTALLATION HARDWARE FOR APPROACH CABLING | KM | 0.5 |  | Included | 0 | 0 | 0
47 | 81 | 0 | Supply Telecom BOQ | 1000066612 | 73071900 |  | 18 |  | GI ELBOW INSTALLATION HARDWARE FOR APPROAH CABLING | EA | 50 |  | Included | 0 | 0 | 0
48 | 82 | 0 | Supply Telecom BOQ | 1000066613 | 83071000 |  | 18 |  | GI FLEXIBLE CONDUIT INSTALLATION HARDWARE FOR APPROAH CABLING | EA | 30 |  | Included | 0 | 0 | 0
49 | 83 | 0 | Supply Telecom BOQ | 1000023471 | 85372000 |  | 18 |  | OPGW Fibre Optic Distribution Panel (FODP): Indoor Type: 96F | EA | 1 |  | Included | 0 | 0 | 0
50 | 84 | 0 | Spares Telecom BOQ | 1000031369 | 85176260 |  | 18 |  | SDH EQUIPMENT (STM-16 MADM UPTO 5 MSP PROTECTED DIRECTIONS)-COMMONCARDS, CROSS-CONNECT/CONTROL CARDS, OPTICAL BASE CARD, POWER SUPPLYCARDS, POWER CABLING, OTHER HARDWARE & ACCESSORIES (EACH). | SET | 1 |  | Included | 0 | 0 | 0
51 | 85 | 0 | Spares Telecom BOQ | 1000018706 | 85176990 |  | 18 |  | S16.1 SFP | EA | 1 |  | Included | 0 | 0 | 0
52 | 86 | 0 | Spares Telecom BOQ | 1000031374 | 85176290 |  | 18 |  | TRIBUTARY INTERFACE- E1 INTERFACE (MINIMUM 16 NOS.) | SET | 1 |  | Included | 0 | 0 | 0
53 | 87 | 0 | Spares Telecom BOQ | 1000034950 | 85176990 |  | 18 |  | ETHERNET INTERFACE 10/100 BASE T WITH LAYER-2 SWITCHING (MIN 8INTERFACES PER CARD) | EA | 1 |  | Included | 0 | 0 | 0
54 | 88 | 0 | Spares Telecom BOQ | 1000031381 | 85176290 |  | 18 |  | TRIBUTARY INTERFACE-GIGABIT ETHERNET INTERFACES 10/100 MBPS WITH LAYER-2 SWITCHING (MINIMUM 2 NOS.) | SET | 1 |  | Included | 0 | 0 | 0
55 | 89 | 0 | Spares Telecom BOQ | 1000031398 | 85171890 |  | 18 |  | PRE CONNECTORIZED OPTICAL FIBER PATCH CORDS(10 MTRS) â€“ PACK OF SIXPATCH CORDS | SET | 1 |  | Included | 0 | 0 | 0
56 | 90 | 0 | Spares Telecom BOQ | 1000037545 | 85447090 |  | 18 |  | 24F (DWSM) APPROACH FIBRE OPTIC CABLE | KM | 0.5 |  | Included | 0 | 0 | 0
57 | 91 | 0 | Spares Telecom BOQ | 1000066614 | 73069011 |  | 18 |  | GI PIPE INSTALLATION HARDWARE FOR APPROACH CABLING | KM | 0.035 |  | Included | 0 | 0 | 0
58 | 92 | 0 | Spares Telecom BOQ | 1000066612 | 73071900 |  | 18 |  | GI ELBOW INSTALLATION HARDWARE FOR APPROAH CABLING | EA | 4 |  | Included | 0 | 0 | 0
59 | 93 | 0 | Spares Telecom BOQ | 1000066613 | 83071000 |  | 18 |  | GI FLEXIBLE CONDUIT INSTALLATION HARDWARE FOR APPROAH CABLING | EA | 3 |  | Included | 0 | 0 | 0
60 | 94 | 0 | PMU BOQ for 220kV Lines at Bikaner-III | 1000017518 | 85364900 |  | 18 |  | PMU with GPS Clock (clock can be either internal or external) | EA | 2 |  | Included | 0 | 0 | 0
61 | 95 | 0 | PMU BOQ for 220kV Lines at Bikaner-III | 1000022512 | 90311000 |  | 18 |  | WAMS Hardware - Time System (GPS receiver) | EA | 2 |  | Included | 0 | 0 | 0
62 | 96 | 0 | PMU BOQ for 220kV Lines at Bikaner-III | 1000071061 | 85176290 |  | 18 |  | SUBSTATION GRADE LAYER 2 LAN SWITCH | EA | 2 |  | Included | 0 | 0 | 0
63 | 97 | 0 | PMU BOQ for 220kV Lines at Bikaner-III | 1000071062 | 85176290 |  | 18 |  | SUBSTATION GRADE LAYER 3 LAN SWITCH | EA | 1 |  | Included | 0 | 0 | 0
64 | 98 | 0 | PMU BOQ for 220kV Lines at Bikaner-III | 1000022487 | 85447090 |  | 18 |  | WAMS Miscellaneous - Armored Fibre Optic Cable and associatedtermination (e.g. L2 Switch) for connecting PMU panels located indifferent control room of a station | EA | 1 |  | Included | 0 | 0 | 0
65 | 99 | 0 | PMU BOQ for 220kV Lines at Bikaner-III | 1000030641 | 85389000 |  | 18 |  | LIU - FO PATCH PANEL-12 PORT | EA | 3 |  | Included | 0 | 0 | 0
II | 1x500 MVA, 400kV ICT (6th) at Bhadla-II
66 | 100 | 0 | 420kV, 63kA AIS EQUIPMENT | 1000004501 | 85352913 |  | 18 |  | 420kV, 3150A, 63kA Circuit Breaker (3-Phase) without closing resistorand with Support Structure | EA | 2 |  | Included | 0 | 0 | 0
67 | 101 | 0 | 420kV, 63kA AIS EQUIPMENT | 1000004498 | 85353090 |  | 18 |  | 420kV, 3150A, 63KA, Isolator (3-phase)(Double Break) with one E/S | EA | 6 |  | Included | 0 | 0 | 0
68 | 102 | 0 | 420kV, 63kA AIS EQUIPMENT | 1000004463 | 85359090 |  | 18 |  | 420 kV, 3000A, 63KA, 1-Phase CurrentTransformer with 120% extended currentrating | EA | 6 |  | Included | 0 | 0 | 0
69 | 103 | 0 | 420kV, 63kA AIS EQUIPMENT | 1000004401 | 85462040 |  | 18 |  | 420 kV, 1 phase Bus Post Insulator (except for Line Traps) | EA | 7 |  | Included | 0 | 0 | 0
70 | 104 | 0 | 420kV, 63kA AIS EQUIPMENT | 1000020419 | 85354010 |  | 18 |  | 336kV Surge Arrester (1-phase) | EA | 3 |  | Included | 0 | 0 | 0
71 | 105 | 0 | 420kV, 63kA AIS EQUIPMENT | 1000009713 | 85389000 |  | 18 |  | Controlled Switching Device for 420 kV, 3-ph Circuit Breaker | EA | 2 |  | Included | 0 | 0 | 0
72 | 106 | 0 | 245kV, 50kA AIS EQUIPMENT | 1000001683 | 85352912 |  | 18 |  | 245kV, 1600A, 50KA Circuit Breaker(3-Phase) with support structure | EA | 1 |  | Included | 0 | 0 | 0
73 | 107 | 0 | 245kV, 50kA AIS EQUIPMENT | 1000001684 | 85359090 |  | 18 |  | 245 kV, 1600A, 50KA, 1-Phase CurrentTransformer with 120% extended currentrating | EA | 3 |  | Included | 0 | 0 | 0
74 | 108 | 0 | 245kV, 50kA AIS EQUIPMENT | 1000001688 | 85353090 |  | 18 |  | 245kV, 1600A, 50 KA, 3-phase DoubleBreak Isolator with one E/S | EA | 1 |  | Included | 0 | 0 | 0
75 | 109 | 0 | 245kV, 50kA AIS EQUIPMENT | 1000001689 | 85353090 |  | 18 |  | 245kV, 1600A, 50 KA, 3-phase DoubleBreak Isolator with two E/S | EA | 1 |  | Included | 0 | 0 | 0
76 | 110 | 0 | 245kV, 50kA AIS EQUIPMENT | 1000032777 | 85353090 |  | 18 |  | 245KV, 1600 A, 50KA, 3-PHASE, DOUBLE BREAK TANDEM ISOLATOR WITHOUT E/S | EA | 2 |  | Included | 0 | 0 | 0
77 | 111 | 0 | 245kV, 50kA AIS EQUIPMENT | 1000020417 | 85354010 |  | 18 |  | 216kV Surge Arrester (1-phase) | EA | 3 |  | Included | 0 | 0 | 0
78 | 112 | 0 | 245kV, 50kA AIS EQUIPMENT | 1000001695 | 85462040 |  | 18 |  | 245 kV, 1 phase Bus Post Insulator (except for Line Traps) | EA | 35 |  | Included | 0 | 0 | 0
79 | 113 | 0 | 220kV EHV Cable & Associated Equipments | 1000028468 | 85446020 |  | 18 |  | 220 KV OUTDOOR TERMINATION KIT SUITABLE FOR 220 KV XLPECABLE | SET | 8 |  | Included | 0 | 0 | 0
80 | 114 | 0 | 220kV EHV Cable & Associated Equipments | 1000032030 | 85446090 |  | 18 |  | 220KV HV POWER CABLE ALONG WITH ACCESSORIES | KM | 1 |  | Included | 0 | 0 | 0
81 | 115 | 0 | Erection Hardware for 420kV I Type S/Y | 1000011327 | 72169990 |  | 18 |  | Erection Hardware for 400kV I type layout-Transformer bay as pertechnical specification | SET | 1 |  | Included | 0 | 0 | 0
82 | 116 | 0 | Erection Hardware for 420kV I Type S/Y | 1000011326 | 72169990 |  | 18 |  | Erection Hardware for 400kV I type layout-Spare bay of half dia as pertechnical specification | SET | 1 |  | Included | 0 | 0 | 0
83 | 117 | 0 | Erection Hardware for 220kV DMT Type S/Y | 1000011264 | 72169990 |  | 18 |  | Erection Hardware for 220kV layout (Double Main and TransferScheme)-Transformer Bay as per technical specification | SET | 1 |  | Included | 0 | 0 | 0
84 | 118 | 0 | Erection Hardware for 220kV DMT Type S/Y | 1000011256 | 72169990 |  | 18 |  | Erection Hardware for 220kV layout (Double Main and TransferScheme)-Bus work (two Bay) as per technical specification | SET | 1 |  | Included | 0 | 0 | 0
85 | 119 | 0 | Earthmat | 1000032055 | 72159090 |  | 18 |  | 40 MM MS ROD FOR MAIN EARTHMAT | KM | 1 |  | Included | 0 | 0 | 0
86 | 120 | 0 | CRP for 420kV Bays with SAS | 1000002165 | 85371000 |  | 18 |  | 400kV Circuit Breaker Relay Panel with Auto Reclose (with Automation) | EA | 1 |  | Included | 0 | 0 | 0
87 | 121 | 0 | CRP for 420kV Bays with SAS | 1000002163 | 85371000 |  | 18 |  | 400kV Circuit Breaker Relay Panel without Auto Reclose (withAutomation) | EA | 1 |  | Included | 0 | 0 | 0
88 | 122 | 0 | CRP for 420kV Bays with SAS | 1000004274 | 85371000 |  | 18 |  | 400kV Transformer Protection Panel (For both HV & MV side)-(withAutomation) | EA | 1 |  | Included | 0 | 0 | 0
89 | 123 | 0 | CRP for 420kV Bays with SAS | 1000002146 | 85371000 |  | 18 |  | Augmentation of existing 400kV bus bar protection scheme.(No. of baysas per specification)-(with Automation) | SET | 1 |  | Included | 0 | 0 | 0
90 | 124 | 0 | CRP for 220kV Bays with SAS | 1000001167 | 85371000 |  | 18 |  | Augmentation of existing 220kV bus bar protection scheme.(No. of baysas per specification)-(with Automation) | SET | 1 |  | Included | 0 | 0 | 0
91 | 125 | 0 | CRP for 220kV Bays with SAS | 1000001168 | 85371000 |  | 18 |  | 220kV Circuit Breaker Relay Panel without Auto Reclose (withAutomation) | EA | 1 |  | Included | 0 | 0 | 0
92 | 126 | 0 | SAS-AUG | 1000003409 | 85371000 |  | 18 |  | Augmentation of Substation automation System for 400kV Main bay as perTechnical Specification | EA | 1 |  | Included | 0 | 0 | 0
93 | 127 | 0 | SAS-AUG | 1000003411 | 85371000 |  | 18 |  | Augmentation of Substation automation System for 400kV Tie bay as perTechnical Specification | EA | 1 |  | Included | 0 | 0 | 0
94 | 128 | 0 | SAS-AUG | 1000001333 | 85371000 |  | 18 |  | Augmentation of Substation automation System for 220kV bay as perTechnical Specification | EA | 1 |  | Included | 0 | 0 | 0
95 | 129 | 0 | VMS | 1000030433 | 85287390 |  | 18 |  | COLOR IP CAMERA, WITH PAN, TILT AND ZOOM FACILITIES, ALONGWITH ALLREQUIRED ITEMS, ACCESSORIES, LINE INTERFACE UNITS, FIBER PATCH CORDS,POWER SUPPLY UNITS, JUNCTION BOXES, CABLES, FIBER OPTIC CABLES, ETC.,AND INCLUDING INTEGRATION IN EXISTING HARDWARE AND SOFTWARE FORAUGMENTATION OF VISUAL MONITORING SYSTEM AS PER TECHNICALSPECIFICATION. | SET | 1 |  | Included | 0 | 0 | 0
96 | 130 | 0 | POWER & CONTROL CABLE | 1000000442 | 85446020 |  | 18 |  | 1.1kV grade Control Cables (PVCinsulated) along withlugs,glands,straight joints &accessories,etc. | LS | 1 |  | Included | 0 | 0 | 0
97 | 131 | 0 | POWER & CONTROL CABLE | 1000000443 | 85446020 |  | 18 |  | 1.1kV grade Power Cables (PVCinsulated)along withlugs,glands,straight joints &accessories,etc. | LS | 1 |  | Included | 0 | 0 | 0
98 | 132 | 0 | POWER & CONTROL CABLE | 1000000444 | 85446090 |  | 18 |  | 1.1kV grade Power Cables (XLPEinsulated) along withlugs,glands,straight joints &accessories,etc. | LS | 1 |  | Included | 0 | 0 | 0
99 | 144 | 0 | AIR CONDITIONING & VENTILATION SYSTEM | 1000006284 | 84151090 |  | 28 |  | Air conditioning system for Switchyard Panel Room of 6m length | SET | 2 |  | Included | 0 | 0 | 0
100 | 145 | 0 | FIRE FIGHTING SYSTEM | 1000012069 | 84248990 |  | 18 |  | HVW spray system, Hydrant system and complete U/G & O/G piping andaccessories etc. out side the pump house for 500MVA , 400KV/220/33kV, 3-phase Autotransformer | SET | 1 |  | Included | 0 | 0 | 0
101 | 146 | 0 | FIRE FIGHTING SYSTEM | 1000012018 | 85311020 |  | 18 |  | Fire Detection and Alarm System for Switchyard Panel Room of 6 mlength | SET | 2 |  | Included | 0 | 0 | 0
102 | 147 | 0 | FIRE FIGHTING SYSTEM | 1000012022 | 84241000 |  | 18 |  | 4.5 kg CO2 type Portable Fire extinguisher | EA | 2 |  | Included | 0 | 0 | 0
103 | 148 | 0 | ILLUMINATION SYSTEM | 1000013795 | 94059900 |  | 18 |  | Illumination System for switchyard panel room of 6 m length | LS | 2 |  | Included | 0 | 0 | 0
104 | 149 | 0 | ILLUMINATION SYSTEM | 1000038385 | 94059900 |  | 18 |  | FIRE WALL MOUNTED LED LUMINARIE TYPE FL-2 (250W) | EA | 2 |  | Included | 0 | 0 | 0
105 | 150 | 0 | ILLUMINATION SYSTEM | 1000038325 | 94059900 |  | 18 |  | LIGHTING FIXTURE LED LUMINAIRES TYPE FL2 AS PER TECH. SPECIFICATIONS | EA | 10 |  | Included | 0 | 0 | 0
106 | 151 | 0 | ILLUMINATION SYSTEM | 1000038387 | 94051090 |  | 18 |  | LED FLOOD LIGHT LUMINARIESTYPE FL-1 (150W) AS PER TECHNICALSPECIFICATION | EA | 20 |  | Included | 0 | 0 | 0
107 | 152 | 0 | ILLUMINATION SYSTEM | 1000001894 | 94059900 |  | 18 |  | Outdoor Power Receptacle for oilfiltration unit (250A) | EA | 1 |  | Included | 0 | 0 | 0
108 | 153 | 0 | ILLUMINATION SYSTEM | 1000004952 | 94059900 |  | 18 |  | 63A, 415V : Interlocked switch socket outdoor Receptacle (type RP) asper technical specifications | EA | 2 |  | Included | 0 | 0 | 0
109 | 154 | 0 | ILLUMINATION SYSTEM | 1000014547 | 85371000 |  | 18 |  | Lighting Panel type ACP-2 as per technical specification | EA | 1 |  | Included | 0 | 0 | 0
110 | 155 | 0 | Mandatory Spare LOT | 1000019918 | 85359090 |  | 18 |  | Spares for 420kV Circuit Breaker | LS | 1 |  | Included | 0 | 0 | 0
111 | 156 | 0 | Mandatory Spare LOT | 1000019919 | 85353090 |  | 18 |  | Spares for 420kV Double break Isolator | LS | 1 |  | Included | 0 | 0 | 0
112 | 157 | 0 | Mandatory Spare LOT | 1000024186 | 85354010 |  | 18 |  | SPARES FOR 336KV SURGE ARRESTER | LS | 1 |  | Included | 0 | 0 | 0
113 | 158 | 0 | Mandatory Spare LOT | 1000025941 | 85389000 |  | 18 |  | Spare-420kV CT 1 | SET | 1 |  | Included | 0 | 0 | 0
114 | 159 | 0 | Mandatory Spare LOT | 1000025935 | 85389000 |  | 18 |  | Spare-245kV Circuit Breaker | SET | 1 |  | Included | 0 | 0 | 0
115 | 160 | 0 | Mandatory Spare LOT | 1000025936 | 85353090 |  | 18 |  | Spare-245kV Isolator | SET | 1 |  | Included | 0 | 0 | 0
116 | 161 | 0 | Mandatory Spare LOT | 1000025930 | 85354010 |  | 18 |  | Spare-216kV Surge Arrester | SET | 1 |  | Included | 0 | 0 | 0
117 | 162 | 0 | Mandatory Spare LOT | 1000025933 | 85389000 |  | 18 |  | Spare-245kV CT | SET | 1 |  | Included | 0 | 0 | 0
118 | 163 | 0 | Mandatory Spare LOT | 1000019912 | 85371000 |  | 18 |  | Relay & protection Panels (with automation) | LS | 1 |  | Included | 0 | 0 | 0
119 | 164 | 0 | Mandatory Spare LOT | 1000019927 | 85389000 |  | 18 |  | Spares-Substation Automation System | LS | 1 |  | Included | 0 | 0 | 0
120 | 165 | 0 | Mandatory Spare LOT | 1000019925 | 84819090 |  | 18 |  | Spares for Fire Protection System | LS | 1 |  | Included | 0 | 0 | 0
121 | 210 | 0 | Tower and Equipment Structures | 1000015954 | 73082011 |  | 18 |  | Fabrication, galvanising and supply of Lattice Structures (MS Steel),to be designed during detailed engineering, for towers, beams andequipment support structure including pack plates / packwashers andgusset plates excluding fasteners and foundation bolts | MT | 77 |  | Included | 0 | 0 | 0
122 | 211 | 0 | Tower and Equipment Structures | 1000011713 | 73082011 |  | 18 |  | Fabrication, galvanising and supply of fasteners ( nuts, bolts andwashers ) including step bolts for lattice and pipe structures to bedesigned during detailed engineering | MT | 7 |  | Included | 0 | 0 | 0
123 | 212 | 0 | Tower and Equipment Structures | 1000012373 | 73082011 |  | 18 |  | Fabrication, galvanising and supply of foundation bolts including nuts,checknut and washers for lattice and pipe structures to be designedduring detailed engineering | MT | 8 |  | Included | 0 | 0 | 0
124 | 213 | 0 | PMUs for 6th ICT at Bhadla-II | 1000017518 | 85364900 |  | 18 |  | PMU with GPS Clock (clock can be either internal or external) | EA | 2 |  | Included | 0 | 0 | 0
125 | 214 | 0 | PMUs for 6th ICT at Bhadla-II | 1000022512 | 90311000 |  | 18 |  | WAMS Hardware - Time System (GPS receiver) | EA | 2 |  | Included | 0 | 0 | 0
126 | 215 | 0 | PMUs for 6th ICT at Bhadla-II | 1000071061 | 85176290 |  | 18 |  | SUBSTATION GRADE LAYER 2 LAN SWITCH | EA | 2 |  | Included | 0 | 0 | 0
127 | 216 | 0 | PMUs for 6th ICT at Bhadla-II | 1000071062 | 85176290 |  | 18 |  | SUBSTATION GRADE LAYER 3 LAN SWITCH | EA | 1 |  | Included | 0 | 0 | 0
128 | 217 | 0 | PMUs for 6th ICT at Bhadla-II | 1000022487 | 85447090 |  | 18 |  | WAMS Miscellaneous - Armored Fibre Optic Cable and associatedtermination (e.g. L2 Switch) for connecting PMU panels located indifferent control room of a station | EA | 1 |  | Included | 0 | 0 | 0
129 | 218 | 0 | PMUs for 6th ICT at Bhadla-II | 1000030641 | 85389000 |  | 18 |  | LIU - FO PATCH PANEL-12 PORT | EA | 3 |  | Included | 0 | 0 | 0
III | 1x500MVA, 400kV ICT (4th) at Hisar
130 | 219 | 0 | 420kV, 63kA AIS EQUIPMENT | 1000004501 | 85352913 |  | 18 |  | 420kV, 3150A, 63kA Circuit Breaker (3-Phase) without closing resistorand with Support Structure | EA | 2 |  | Included | 0 | 0 | 0
131 | 220 | 0 | 420kV, 63kA AIS EQUIPMENT | 1000004463 | 85359090 |  | 18 |  | 420 kV, 3000A, 63KA, 1-Phase CurrentTransformer with 120% extended currentrating | EA | 6 |  | Included | 0 | 0 | 0
132 | 221 | 0 | 420kV, 63kA AIS EQUIPMENT | 1000004498 | 85353090 |  | 18 |  | 420kV, 3150A, 63KA, Isolator (3-phase)(Double Break) with one E/S | EA | 6 |  | Included | 0 | 0 | 0
133 | 222 | 0 | 420kV, 63kA AIS EQUIPMENT | 1000020419 | 85354010 |  | 18 |  | 336kV Surge Arrester (1-phase) | EA | 3 |  | Included | 0 | 0 | 0
134 | 223 | 0 | 420kV, 63kA AIS EQUIPMENT | 1000004401 | 85462040 |  | 18 |  | 420 kV, 1 phase Bus Post Insulator (except for Line Traps) | EA | 7 |  | Included | 0 | 0 | 0
135 | 224 | 0 | 420kV, 63kA AIS EQUIPMENT | 1000009713 | 85389000 |  | 18 |  | Controlled Switching Device for 420 kV, 3-ph Circuit Breaker | EA | 2 |  | Included | 0 | 0 | 0
136 | 225 | 0 | 245kV, 50kA AIS EQUIPMENT | 1000001683 | 85352912 |  | 18 |  | 245kV, 1600A, 50KA Circuit Breaker(3-Phase) with support structure | EA | 1 |  | Included | 0 | 0 | 0
137 | 226 | 0 | 245kV, 50kA AIS EQUIPMENT | 1000001684 | 85359090 |  | 18 |  | 245 kV, 1600A, 50KA, 1-Phase CurrentTransformer with 120% extended currentrating | EA | 3 |  | Included | 0 | 0 | 0
138 | 227 | 0 | 245kV, 50kA AIS EQUIPMENT | 1000001688 | 85353090 |  | 18 |  | 245kV, 1600A, 50 KA, 3-phase DoubleBreak Isolator with one E/S | EA | 1 |  | Included | 0 | 0 | 0
139 | 228 | 0 | 245kV, 50kA AIS EQUIPMENT | 1000001689 | 85353090 |  | 18 |  | 245kV, 1600A, 50 KA, 3-phase DoubleBreak Isolator with two E/S | EA | 1 |  | Included | 0 | 0 | 0
140 | 229 | 0 | 245kV, 50kA AIS EQUIPMENT | 1000032777 | 85353090 |  | 18 |  | 245KV, 1600 A, 50KA, 3-PHASE, DOUBLE BREAK TANDEM ISOLATOR WITHOUT E/S | EA | 2 |  | Included | 0 | 0 | 0
141 | 230 | 0 | 245kV, 50kA AIS EQUIPMENT | 1000020417 | 85354010 |  | 18 |  | 216kV Surge Arrester (1-phase) | EA | 3 |  | Included | 0 | 0 | 0
142 | 231 | 0 | 245kV, 50kA AIS EQUIPMENT | 1000001695 | 85462040 |  | 18 |  | 245 kV, 1 phase Bus Post Insulator (except for Line Traps) | EA | 13 |  | Included | 0 | 0 | 0
143 | 232 | 0 | CRP for 420kV Bays | 1000006843 | 85371000 |  | 18 |  | Augmentation of existing 400kV bus bar protection scheme | SET | 1 |  | Included | 0 | 0 | 0
144 | 233 | 0 | CRP for 420kV Bays | 1000002164 | 85371000 |  | 18 |  | 400kV Circuit Breaker Relay Panel without Auto Reclose | EA | 1 |  | Included | 0 | 0 | 0
145 | 234 | 0 | CRP for 420kV Bays | 1000004273 | 85371000 |  | 18 |  | 400kV Transformer Protection Panel (For both HV & MV side) | EA | 1 |  | Included | 0 | 0 | 0
146 | 235 | 0 | CRP for 420kV Bays | 1000009638 | 85371000 |  | 18 |  | Control panel for 400kV Diameter (For One-half Breaker Scheme) | EA | 1 |  | Included | 0 | 0 | 0
147 | 236 | 0 | CRP for 420kV Bays | 1000032389 | 85371000 |  | 18 |  | BAY CONTROL UNIT INCLUDING INTERFACE ACCESSORIES INTEGRATION WITHNTAMC AS PER TECHNICAL SPECIFICATION. | EA | 2 |  | Included | 0 | 0 | 0
148 | 237 | 0 | CRP for 420kV Bays | 1000002166 | 85371000 |  | 18 |  | 400kV Circuit Breaker Relay Panel with Auto Reclose | EA | 1 |  | Included | 0 | 0 | 0
149 | 238 | 0 | CRP for 220kV Bays | 1000001169 | 85371000 |  | 18 |  | 220kV Circuit Breaker Relay Panel without Auto Reclose | EA | 1 |  | Included | 0 | 0 | 0
150 | 239 | 0 | CRP for 220kV Bays | 1000006842 | 85371000 |  | 18 |  | Augmentation of existing 220kV bus bar protection scheme | SET | 1 |  | Included | 0 | 0 | 0
151 | 240 | 0 | CRP for 220kV Bays | 1000019772 | 85371000 |  | 18 |  | Simplex Control Panel for 220kV (Bus Scheme as per SLD) one halfbreaker scheme | EA | 1 |  | Included | 0 | 0 | 0
152 | 241 | 0 | CRP for 220kV Bays | 1000032389 | 85371000 |  | 18 |  | BAY CONTROL UNIT INCLUDING INTERFACE ACCESSORIES INTEGRATION WITHNTAMC AS PER TECHNICAL SPECIFICATION. | EA | 1 |  | Included | 0 | 0 | 0
153 | 242 | 0 | Erection Hardware for 420kV | 1000011327 | 72169990 |  | 18 |  | Erection Hardware for 400kV I type layout-Transformer bay as pertechnical specification | SET | 1 |  | Included | 0 | 0 | 0
154 | 243 | 0 | Erection Hardware for 420kV | 1000011326 | 72169990 |  | 18 |  | Erection Hardware for 400kV I type layout-Spare bay of half dia as pertechnical specification | SET | 1 |  | Included | 0 | 0 | 0
155 | 244 | 0 | Erection Hardware for 220kV DMT Type S/Y | 1000011264 | 72169990 |  | 18 |  | Erection Hardware for 220kV layout (Double Main and TransferScheme)-Transformer Bay as per technical specification | SET | 1 |  | Included | 0 | 0 | 0
156 | 245 | 0 | Erection Hardware for 220kV DMT Type S/Y | 1000011256 | 72169990 |  | 18 |  | Erection Hardware for 220kV layout (Double Main and TransferScheme)-Bus work (two Bay) as per technical specification | SET | 1 |  | Included | 0 | 0 | 0
157 | 246 | 0 | LT transformer erection hardware | 1000011212 | 72169990 |  | 18 |  | Erection Hardware for the 11kV equipment for SEB supply as pertechnical specification | SET | 1 |  | Included | 0 | 0 | 0
158 | 247 | 0 | LT transformer 11/0.433 kV | 1000000606 | 85353090 |  | 18 |  | 11kV, 400A, 25 KA Isolator (3 phase)with one E/S | EA | 1 |  | Included | 0 | 0 | 0
159 | 248 | 0 | LT transformer 11/0.433 kV | 1000000731 | 85049010 |  | 18 |  | 12 kV, 1-phase Horn Gap Fuse | EA | 3 |  | Included | 0 | 0 | 0
160 | 249 | 0 | LT transformer 11/0.433 kV | 1000020422 | 85354010 |  | 18 |  | 9kV Surge Arrester (1-Phase) | EA | 3 |  | Included | 0 | 0 | 0
161 | 250 | 0 | LT transformer 11/0.433 kV | 1000032894 | 73082011 |  | 18 |  | FABRICATION, GALVANISING AND SUPPLY OF 11KV STD DOUBLE POLE STRUCTUREINCLUDING NUTS, BOLTS, ALL TYPE OF WASHERS, PACKPLATES, STEP BOLTS ANDGUSSET PLATES EXCLUDING FOUNDATION BOLTS | EA | 1 |  | Included | 0 | 0 | 0
162 | 251 | 0 | FIRE FIGHTING SYSTEM | 1000012069 | 84248990 |  | 18 |  | HVW spray system, Hydrant system and complete U/G & O/G piping andaccessories etc. out side the pump house for 500MVA , 400KV/220/33kV, 3-phase Autotransformer | SET | 1 |  | Included | 0 | 0 | 0
163 | 252 | 0 | ILLUMINATION SYSTEM | 1000038385 | 94059900 |  | 18 |  | FIRE WALL MOUNTED LED LUMINARIE TYPE FL-2 (250W) | EA | 2 |  | Included | 0 | 0 | 0
164 | 253 | 0 | ILLUMINATION SYSTEM | 1000038325 | 94059900 |  | 18 |  | LIGHTING FIXTURE LED LUMINAIRES TYPE FL2 AS PER TECH. SPECIFICATIONS | EA | 10 |  | Included | 0 | 0 | 0
165 | 254 | 0 | ILLUMINATION SYSTEM | 1000038387 | 94051090 |  | 18 |  | LED FLOOD LIGHT LUMINARIESTYPE FL-1 (150W) AS PER TECHNICALSPECIFICATION | EA | 20 |  | Included | 0 | 0 | 0
166 | 255 | 0 | ILLUMINATION SYSTEM | 1000001894 | 94059900 |  | 18 |  | Outdoor Power Receptacle for oilfiltration unit (250A) | EA | 1 |  | Included | 0 | 0 | 0
167 | 256 | 0 | ILLUMINATION SYSTEM | 1000004952 | 94059900 |  | 18 |  | 63A, 415V : Interlocked switch socket outdoor Receptacle (type RP) asper technical specifications | EA | 2 |  | Included | 0 | 0 | 0
168 | 257 | 0 | ILLUMINATION SYSTEM | 1000014547 | 85371000 |  | 18 |  | Lighting Panel type ACP-2 as per technical specification | EA | 1 |  | Included | 0 | 0 | 0
169 | 258 | 0 | Earthmat | 1000032055 | 72159090 |  | 18 |  | 40 MM MS ROD FOR MAIN EARTHMAT | KM | 1 |  | Included | 0 | 0 | 0
170 | 259 | 0 | VMS | 1000030433 | 85287390 |  | 18 |  | COLOR IP CAMERA, WITH PAN, TILT AND ZOOM FACILITIES, ALONGWITH ALLREQUIRED ITEMS, ACCESSORIES, LINE INTERFACE UNITS, FIBER PATCH CORDS,POWER SUPPLY UNITS, JUNCTION BOXES, CABLES, FIBER OPTIC CABLES, ETC.,AND INCLUDING INTEGRATION IN EXISTING HARDWARE AND SOFTWARE FORAUGMENTATION OF VISUAL MONITORING SYSTEM AS PER TECHNICALSPECIFICATION. | SET | 1 |  | Included | 0 | 0 | 0
171 | 260 | 0 | POWER & CONTROL CABLE | 1000000442 | 85446020 |  | 18 |  | 1.1kV grade Control Cables (PVCinsulated) along withlugs,glands,straight joints &accessories,etc. | LS | 1 |  | Included | 0 | 0 | 0
172 | 261 | 0 | POWER & CONTROL CABLE | 1000000443 | 85446020 |  | 18 |  | 1.1kV grade Power Cables (PVCinsulated)along withlugs,glands,straight joints &accessories,etc. | LS | 1 |  | Included | 0 | 0 | 0
173 | 262 | 0 | POWER & CONTROL CABLE | 1000000444 | 85446090 |  | 18 |  | 1.1kV grade Power Cables (XLPEinsulated) along withlugs,glands,straight joints &accessories,etc. | LS | 1 |  | Included | 0 | 0 | 0
174 | 263 | 0 | POWER & CONTROL CABLE | 1000032008 | 85446090 |  | 18 |  | 11KV HV POWER CABLE ALONG WITH ACCESSORIES | KM | 0.5 |  | Included | 0 | 0 | 0
175 | 276 | 0 | Mandatory Spare LOT | 1000019918 | 85359090 |  | 18 |  | Spares for 420kV Circuit Breaker | LS | 1 |  | Included | 0 | 0 | 0
176 | 277 | 0 | Mandatory Spare LOT | 1000019919 | 85353090 |  | 18 |  | Spares for 420kV Double break Isolator | LS | 1 |  | Included | 0 | 0 | 0
177 | 278 | 0 | Mandatory Spare LOT | 1000024186 | 85354010 |  | 18 |  | SPARES FOR 336KV SURGE ARRESTER | LS | 1 |  | Included | 0 | 0 | 0
178 | 279 | 0 | Mandatory Spare LOT | 1000025941 | 85389000 |  | 18 |  | Spare-420kV CT 1 | SET | 1 |  | Included | 0 | 0 | 0
179 | 280 | 0 | Mandatory Spare LOT | 1000025935 | 85389000 |  | 18 |  | Spare-245kV Circuit Breaker | SET | 1 |  | Included | 0 | 0 | 0
180 | 281 | 0 | Mandatory Spare LOT | 1000025936 | 85353090 |  | 18 |  | Spare-245kV Isolator | SET | 1 |  | Included | 0 | 0 | 0
181 | 282 | 0 | Mandatory Spare LOT | 1000025930 | 85354010 |  | 18 |  | Spare-216kV Surge Arrester | SET | 1 |  | Included | 0 | 0 | 0
182 | 283 | 0 | Mandatory Spare LOT | 1000025933 | 85389000 |  | 18 |  | Spare-245kV CT | SET | 1 |  | Included | 0 | 0 | 0
183 | 284 | 0 | Mandatory Spare LOT | 1000019912 | 85371000 |  | 18 |  | Relay & protection Panels (with automation) | LS | 1 |  | Included | 0 | 0 | 0
184 | 285 | 0 | Mandatory Spare LOT | 1000019927 | 85389000 |  | 18 |  | Spares-Substation Automation System | LS | 1 |  | Included | 0 | 0 | 0
185 | 328 | 0 | Tower and Equipment Structures | 1000015954 | 73082011 |  | 18 |  | Fabrication, galvanising and supply of Lattice Structures (MS Steel),to be designed during detailed engineering, for towers, beams andequipment support structure including pack plates / packwashers andgusset plates excluding fasteners and foundation bolts | MT | 65 |  | Included | 0 | 0 | 0
186 | 329 | 0 | Tower and Equipment Structures | 1000011713 | 73082011 |  | 18 |  | Fabrication, galvanising and supply of fasteners ( nuts, bolts andwashers ) including step bolts for lattice and pipe structures to bedesigned during detailed engineering | MT | 6 |  | Included | 0 | 0 | 0
187 | 330 | 0 | Tower and Equipment Structures | 1000012373 | 73082011 |  | 18 |  | Fabrication, galvanising and supply of foundation bolts including nuts,checknut and washers for lattice and pipe structures to be designedduring detailed engineering | MT | 8 |  | Included | 0 | 0 | 0
188 | 331 | 0 | PMUs for 4th ICT at Hissar SS | 1000017518 | 85364900 |  | 18 |  | PMU with GPS Clock (clock can be either internal or external) | EA | 2 |  | Included | 0 | 0 | 0
189 | 332 | 0 | PMUs for 4th ICT at Hissar SS | 1000022512 | 90311000 |  | 18 |  | WAMS Hardware - Time System (GPS receiver) | EA | 2 |  | Included | 0 | 0 | 0
190 | 333 | 0 | PMUs for 4th ICT at Hissar SS | 1000071061 | 85176290 |  | 18 |  | SUBSTATION GRADE LAYER 2 LAN SWITCH | EA | 2 |  | Included | 0 | 0 | 0
191 | 334 | 0 | PMUs for 4th ICT at Hissar SS | 1000071062 | 85176290 |  | 18 |  | SUBSTATION GRADE LAYER 3 LAN SWITCH | EA | 1 |  | Included | 0 | 0 | 0
192 | 335 | 0 | PMUs for 4th ICT at Hissar SS | 1000022487 | 85447090 |  | 18 |  | WAMS Miscellaneous - Armored Fibre Optic Cable and associatedtermination (e.g. L2 Switch) for connecting PMU panels located indifferent control room of a station | EA | 1 |  | Included | 0 | 0 | 0
193 | 336 | 0 | PMUs for 4th ICT at Hissar SS | 1000030641 | 85389000 |  | 18 |  | LIU - FO PATCH PANEL-12 PORT | EA | 3 |  | Included | 0 | 0 | 0
[14 empty] | 0 | 0 | 0
[7 empty] | Total Ex-works Price | [5 empty] | 0 | 0
[7 empty] | Total Type Test charges as per Schedule-7 | [5 empty] | 0
[7 empty] | Total Ex-works Price including Type Test charges | [5 empty] | 0
[7 empty] | Total GST Tax as confirmed by Bidder | [5 empty] | 0
Note : | Specify amount of GST on the transaction between the Contractor and the Employer.
* | In case the bidder leaves the cell for confirmation of the HSN code and/or GST rate “blank”, the HSN code and corresponding GST rate indicated by the Employer shall be deemed to be the one confirmed by the Bidder.
Date: | -- | [7 empty] | Printed Name :
Place: | [8 empty] | Designation :
Click for Sch-2

## Sch-1 dis (hidden)
Specification No.: CC/NT/W-AIS/DOM/A06/24/14173 | [5 empty] | Schedule - 1 |  |  |  | Direct Total | 0 | Sole Bidder | `
[10 empty] | BO Total | #REF! | 0
400kV AIS Substation Extn Package : SS- 141 for a. Implementation of 2 Nos. of 220kV line bays at 765/400/220kV Bikaner-III PS for Interconnection of 500MW REGS of M/s NTPC Renewable Energy Ltd. b. Augmentation of transformation capacity at 400/220kV Bhadla-II PS (Section-1) in Rajasthan by 1x500MVA, 400/220kV ICT(6th) to cater to the N-1 contingency requirements c. Augmentation of transformation capacity at 400/220kV Hisar (PG) in Haryana by 1x500MVA, 400/220kV ICT(4th).
(SCHEDULE OF RATES AND PRICES : EX-WORKS PRICES)
Bidder’s Name and Address (Sole Bidder) : |  |  |  | To:
Contract Services
Name : |  |  |  | Power Grid Corporation of India Ltd., | [7 empty] | &
Address : |  |  |  | "Saudamini", Plot No.-2
Sector-29,
Gurgaon (Haryana) - 122001
Plant and Equipment (including Mandatory Spares Parts) to be supplied, including Type Test Charges for Tests to be conducted. | [10 empty] | Direct
[6 empty] | All Prices are in Indian Rupees. |  |  |  |  | Bought-Out
SI. No. | Item Description | Unit | Qty. | Unit Ex-works price | Total Ex-works price | Mode of Transaction (Direct / Bought-out)
1 | 2 | 3 | 4 | 5 | 6 = 4 x 5 | 7
0 | 0
#REF! | #REF!
0 | 0
#REF! | #REF! | #REF! | #REF! | #REF! | #REF! | #REF!
#REF! | #REF! | #REF! | #REF! | #REF! | #REF! | #REF!
#REF! | #REF!
#REF! | #REF! | #REF! | #REF! | #REF! | #REF! | #REF!
#REF! | #REF! | #REF! | #REF! | #REF! | #REF! | #REF!
#REF! | #REF!
#REF! | #REF! | #REF! | #REF! | #REF! | #REF! | #REF!
#REF! | #REF! | #REF! | #REF! | #REF! | #REF! | #REF!
#REF! | #REF!
#REF! | #REF!
#REF! | #REF! | #REF! | #REF! | #REF! | #REF! | #REF!
#REF! | #REF! | #REF! | #REF! | #REF! | #REF! | #REF!
#REF! | #REF!
#REF! | #REF! | #REF! | #REF! | #REF! | #REF! | #REF!
#REF! | #REF! | #REF! | #REF! | #REF! | #REF! | #REF!
#REF! | #REF! | #REF! | #REF! | #REF! | #REF! | #REF!
#REF! | #REF! | #REF! | #REF! | #REF! | #REF! | #REF!
#REF! | #REF! | #REF! | #REF! | #REF! | #REF! | #REF!
#REF! | #REF! | #REF! | #REF! | #REF! | #REF! | #REF!
#REF! | #REF!
#REF! | #REF! | #REF! | #REF! | #REF! | #REF! | #REF!
#REF! | #REF!
#REF! | #REF! | #REF! | #REF! | #REF! | #REF! | #REF!
#REF! | #REF! | #REF! | #REF! | #REF! | #REF! | #REF!
#REF! | #REF! | #REF! | #REF! | #REF! | #REF! | #REF!
#REF! | #REF! | #REF! | #REF! | #REF! | #REF! | #REF!
#REF! | #REF!
#REF! | #REF! | #REF! | #REF! | #REF! | #REF! | #REF!
#REF! | #REF! | #REF! | #REF! | #REF! | #REF! | #REF!
#REF! | #REF! | #REF! | #REF! | #REF! | #REF! | #REF!
#REF! | #REF!
#REF! | #REF! | #REF! | #REF! | #REF! | #REF! | #REF!
#REF! | #REF! | #REF! | #REF! | #REF! | #REF! | #REF!
#REF! | #REF! | #REF! | #REF! | #REF! | #REF! | #REF!
#REF! | #REF! | #REF! | #REF! | #REF! | #REF! | #REF!
#REF! | #REF! | #REF! | #REF! | #REF! | #REF! | #REF!
#REF! | #REF!
| #REF! | #REF! | #REF! | #REF! | #REF! | #REF!
#REF!
| #REF! | #REF! | #REF! | #REF! | #REF! | #REF!
| #REF! | #REF! | #REF! | #REF! | #REF! | #REF!
| Total Ex-Works Price Direct |  |  |  | 0 | Direct
| Total Ex-Works Price Bought Out |  |  |  | 0
| Total Ex-Works Price |  |  |  | 0
| Total Type Test charges as per Schedule-7 |  |  |  | #REF! |  |  | #REF! |  | #REF!
| Total Ex-works Price including Type Test charges |  |  |  | #REF! |  |  | #REF! |  | #REF!
[7 empty] | Discount Sch-1 | #REF! | MPD Sch-1 | #REF!
[7 empty] | Dis Alert | #REF!
Note : | Specify amount of Excise Duty, Sales Tax/'VAT and other taxes payable on the transaction between the Contractor and the Employer and octroi/entry tax as applicable for destination site/state on all items of supply including bought-out finished items (to be identified in the Contract), which shall be dispatched directly from the sub-vendor’s works to the Employer’s site (sale-in-transit), separately in Schedule-5. Excise Duty, Sales tax and other levies for all the bought-out items are to be included in the EXW Price (Col. No. 5) only and not to be indicated in Schedule-5.
Date : | --
Place : |  |  | Printed Name :
Designation :
Click for Sch-2

## Sch-2
Specification No.: CC/NT/W-AIS/DOM/A06/24/14173 | [8 empty] | Schedule - 2
400kV AIS Substation Extn Package : SS- 141 for a. Implementation of 2 Nos. of 220kV line bays at 765/400/220kV Bikaner-III PS for Interconnection of 500MW REGS of M/s NTPC Renewable Energy Ltd. b. Augmentation of transformation capacity at 400/220kV Bhadla-II PS (Section-1) in Rajasthan by 1x500MVA, 400/220kV ICT(6th) to cater to the N-1 contingency requirements c. Augmentation of transformation capacity at 400/220kV Hisar (PG) in Haryana by 1x500MVA, 400/220kV ICT(4th).
(SCHEDULE OF RATES AND PRICES)
Bidder’s Name and Address (Sole Bidder) : | [7 empty] | To:
Contracts Services, 3rd Floor
Name : | [7 empty] | Power Grid Corporation of India Ltd.,
Address : | [7 empty] | "Saudamini", Plot No.-2
Sector-29,
Gurgaon (Haryana) - 122001
LOCAL TRANSPORTATION, IN-TRANSIT INSURANCE, LOADING AND UNLOADING
All Prices are in Indian Rupees.
SI. No. | PR No | PR Line Item No | Activity Description | Material Code | Description | Unit | Quantity | Unit Freight, In-transit Insurance, loading & unloading Charges | Total Freight, In-transit Insurance, loading & unloading Charges
1 | 2 | 3 | 4 | 5 | 4 | 5 | 6 | 7 | 8= 6 x 7
I | 2 nos of 220kV line bays at Bikaner-III
1 |  |  | 245kV, 50kA AIS EQUIPMENT | 1000001683 | 245kV, 1600A, 50KA Circuit Breaker(3-Phase) with support structure | EA | 2 |  | Included
2 |  |  | 245kV, 50kA AIS EQUIPMENT | 1000001688 | 245kV, 1600A, 50 KA, 3-phase DoubleBreak Isolator with one E/S | EA | 2 |  | Included
3 |  |  | 245kV, 50kA AIS EQUIPMENT | 1000001689 | 245kV, 1600A, 50 KA, 3-phase DoubleBreak Isolator with two E/S | EA | 2 |  | Included
4 |  |  | 245kV, 50kA AIS EQUIPMENT | 1000032777 | 245KV, 1600 A, 50KA, 3-PHASE, DOUBLE BREAK TANDEM ISOLATOR WITHOUT E/S | EA | 4 |  | Included
5 |  |  | 245kV, 50kA AIS EQUIPMENT | 1000001684 | 245 kV, 1600A, 50KA, 1-Phase CurrentTransformer with 120% extended currentrating | EA | 6 |  | Included
6 |  |  | 245kV, 50kA AIS EQUIPMENT | 1000001772 | 245 kV, 4400pf Capacitive Voltage Transformer (1- Phase) | EA | 6 |  | Included
7 |  |  | 245kV, 50kA AIS EQUIPMENT | 1000020417 | 216kV Surge Arrester (1-phase) | EA | 6 |  | Included
8 |  |  | 245kV, 50kA AIS EQUIPMENT | 1000001695 | 245 kV, 1 phase Bus Post Insulator (except for Line Traps) | EA | 24 |  | Included
9 |  |  | Erection Hardware for 220kV | 1000011261 | Erection Hardware for 220kV layout (Double Main and TransferScheme)-Line Bay as per technical specification | SET | 2 |  | Included
10 |  |  | Erection Hardware for 220kV | 1000011256 | Erection Hardware for 220kV layout (Double Main and TransferScheme)-Bus work (two Bay) as per technical specification | SET | 1 |  | Included
11 |  |  | Earthmat | 1000032055 | 40 MM MS ROD FOR MAIN EARTHMAT | KM | 2 |  | Included
12 |  |  | CRP for 220kV Bays with SAS | 1000055443 | 220KV CIRCUIT BREAKER RELAY PANEL (WITH AUTOMATION) | EA | 2 |  | Included
13 |  |  | CRP for 220kV Bays with SAS | 1000001330 | 220kV Line Protection Panel (with Automation) | EA | 2 |  | Included
14 |  |  | CRP for 220kV Bays with SAS | 1000001167 | Augmentation of existing 220kV bus bar protection scheme.(No. of baysas per specification)-(with Automation) | SET | 1 |  | Included
15 |  |  | SAS-AUG | 1000001333 | Augmentation of Substation automation System for 220kV bay as perTechnical Specification | EA | 2 |  | Included
16 |  |  | VMS | 1000030433 | COLOR IP CAMERA, WITH PAN, TILT AND ZOOM FACILITIES, ALONGWITH ALLREQUIRED ITEMS, ACCESSORIES, LINE INTERFACE UNITS, FIBER PATCH CORDS,POWER SUPPLY UNITS, JUNCTION BOXES, CABLES, FIBER OPTIC CABLES, ETC.,AND INCLUDING INTEGRATION IN EXISTING HARDWARE AND SOFTWARE FORAUGMENTATION OF VISUAL MONITORING SYSTEM AS PER TECHNICALSPECIFICATION. | SET | 1 |  | Included
17 |  |  | PLCC Equipment | 1000001568 | 220kV,1600A,0.5mH ,50kA Line Trap | EA | 4 |  | Included
18 |  |  | PLCC Equipment | 1000001694 | 245 kV ,1 phase Bus Post Insulators for Line Traps | EA | 12 |  | Included
19 |  |  | POWER & CONTROL CABLE | 1000000442 | 1.1kV grade Control Cables (PVCinsulated) along withlugs,glands,straight joints &accessories,etc. | LS | 1 |  | Included
20 |  |  | POWER & CONTROL CABLE | 1000000443 | 1.1kV grade Power Cables (PVCinsulated)along withlugs,glands,straight joints &accessories,etc. | LS | 1 |  | Included
21 |  |  | AIR CONDITIONING & VENTILATION SYSTEM | 1000006284 | Air conditioning system for Switchyard Panel Room of 6m length | SET | 1 |  | Included
22 |  |  | FIRE FIGHTING SYSTEM | 1000012018 | Fire Detection and Alarm System for Switchyard Panel Room of 6 mlength | SET | 1 |  | Included
23 |  |  | FIRE FIGHTING SYSTEM | 1000012022 | 4.5 kg CO2 type Portable Fire extinguisher | EA | 1 |  | Included
24 |  |  | ILLUMINATION SYSTEM | 1000038387 | LED FLOOD LIGHT LUMINARIESTYPE FL-1 (150W) AS PER TECHNICALSPECIFICATION | EA | 10 |  | Included
25 |  |  | ILLUMINATION SYSTEM | 1000038325 | LIGHTING FIXTURE LED LUMINAIRES TYPE FL2 AS PER TECH. SPECIFICATIONS | EA | 20 |  | Included
26 |  |  | ILLUMINATION SYSTEM | 1000013795 | Illumination System for switchyard panel room of 6 m length | LS | 1 |  | Included
27 |  |  | ILLUMINATION SYSTEM | 1000014547 | Lighting Panel type ACP-2 as per technical specification | EA | 2 |  | Included
28 |  |  | ILLUMINATION SYSTEM | 1000020262 | Sub Lighting panel (outdoor) type SLP (Switchyard and Street Lighting) | EA | 4 |  | Included
29 |  |  | Mandatory Spare LOT | 1000025935 | Spare-245kV Circuit Breaker | SET | 1 |  | Included
30 |  |  | Mandatory Spare LOT | 1000025936 | Spare-245kV Isolator | SET | 1 |  | Included
31 |  |  | Mandatory Spare LOT | 1000025933 | Spare-245kV CT | SET | 1 |  | Included
32 |  |  | Mandatory Spare LOT | 1000025934 | Spare-245kV CVT | SET | 1 |  | Included
33 |  |  | Mandatory Spare LOT | 1000019912 | Relay & protection Panels (with automation) | LS | 1 |  | Included
34 |  |  | Mandatory Spare LOT | 1000019927 | Spares-Substation Automation System | LS | 1 |  | Included
35 |  |  | Mandatory Spare LOT | 1000025930 | Spare-216kV Surge Arrester | SET | 1 |  | Included
36 |  |  | 220kV Tower and Equipment structures MT | 1000015954 | Fabrication, galvanising and supply of Lattice Structures (MS Steel),to be designed during detailed engineering, for towers, beams andequipment support structure including pack plates / packwashers andgusset plates excluding fasteners and foundation bolts | MT | 55 |  | Included
37 |  |  | 220kV Tower and Equipment structures MT | 1000011713 | Fabrication, galvanising and supply of fasteners ( nuts, bolts andwashers ) including step bolts for lattice and pipe structures to bedesigned during detailed engineering | MT | 4 |  | Included
38 |  |  | 220kV Tower and Equipment structures MT | 1000012373 | Fabrication, galvanising and supply of foundation bolts including nuts,checknut and washers for lattice and pipe structures to be designedduring detailed engineering | MT | 6 |  | Included
39 |  |  | Supply Telecom BOQ | 1000031367 | SDH EQUIPMENT (STM-16 MADM UPTO 5 MSP PROTECTED DIRECTIONS)-BASEEQUIPMENT (COMMON CARDS, CROSS CONNECT/CONTROL CARDS, OPTICAL BASECARDS, POWER SUPPLY CARDS, POWER CABLING, OTHER HARDWARE ANDACCESSORIES INCLUDING SUB RACKS, PATCH CORD, DDF ETC FULLY EQUIPEDEXCLUDING OPTICAL INTERFACE & TRIBUTARY CARDS | EA | 1 |  | Included
40 |  |  | Supply Telecom BOQ | 1000018706 | S16.1 SFP | EA | 4 |  | Included
41 |  |  | Supply Telecom BOQ | 1000031374 | TRIBUTARY INTERFACE- E1 INTERFACE (MINIMUM 16 NOS.) | SET | 2 |  | Included
42 |  |  | Supply Telecom BOQ | 1000034950 | ETHERNET INTERFACE 10/100 BASE T WITH LAYER-2 SWITCHING (MIN 8INTERFACES PER CARD) | EA | 2 |  | Included
43 |  |  | Supply Telecom BOQ | 1000031381 | TRIBUTARY INTERFACE-GIGABIT ETHERNET INTERFACES 10/100 MBPS WITH LAYER-2 SWITCHING (MINIMUM 2 NOS.) | SET | 1 |  | Included
44 |  |  | Supply Telecom BOQ | 1000026228 | Equipment Cabinets For SDH | EA | 1 |  | Included
45 |  |  | Supply Telecom BOQ | 1000037545 | 24F (DWSM) APPROACH FIBRE OPTIC CABLE | KM | 0.5 |  | Included
46 |  |  | Supply Telecom BOQ | 1000066614 | GI PIPE INSTALLATION HARDWARE FOR APPROACH CABLING | KM | 0.5 |  | Included
47 |  |  | Supply Telecom BOQ | 1000066612 | GI ELBOW INSTALLATION HARDWARE FOR APPROAH CABLING | EA | 50 |  | Included
48 |  |  | Supply Telecom BOQ | 1000066613 | GI FLEXIBLE CONDUIT INSTALLATION HARDWARE FOR APPROAH CABLING | EA | 30 |  | Included
49 |  |  | Supply Telecom BOQ | 1000023471 | OPGW Fibre Optic Distribution Panel (FODP): Indoor Type: 96F | EA | 1 |  | Included
50 |  |  | Spares Telecom BOQ | 1000031369 | SDH EQUIPMENT (STM-16 MADM UPTO 5 MSP PROTECTED DIRECTIONS)-COMMONCARDS, CROSS-CONNECT/CONTROL CARDS, OPTICAL BASE CARD, POWER SUPPLYCARDS, POWER CABLING, OTHER HARDWARE & ACCESSORIES (EACH). | SET | 1 |  | Included
51 |  |  | Spares Telecom BOQ | 1000018706 | S16.1 SFP | EA | 1 |  | Included
52 |  |  | Spares Telecom BOQ | 1000031374 | TRIBUTARY INTERFACE- E1 INTERFACE (MINIMUM 16 NOS.) | SET | 1 |  | Included
53 |  |  | Spares Telecom BOQ | 1000034950 | ETHERNET INTERFACE 10/100 BASE T WITH LAYER-2 SWITCHING (MIN 8INTERFACES PER CARD) | EA | 1 |  | Included
54 |  |  | Spares Telecom BOQ | 1000031381 | TRIBUTARY INTERFACE-GIGABIT ETHERNET INTERFACES 10/100 MBPS WITH LAYER-2 SWITCHING (MINIMUM 2 NOS.) | SET | 1 |  | Included
55 |  |  | Spares Telecom BOQ | 1000031398 | PRE CONNECTORIZED OPTICAL FIBER PATCH CORDS(10 MTRS) â€“ PACK OF SIXPATCH CORDS | SET | 1 |  | Included
56 |  |  | Spares Telecom BOQ | 1000037545 | 24F (DWSM) APPROACH FIBRE OPTIC CABLE | KM | 0.5 |  | Included
57 |  |  | Spares Telecom BOQ | 1000066614 | GI PIPE INSTALLATION HARDWARE FOR APPROACH CABLING | KM | 0.035 |  | Included
58 |  |  | Spares Telecom BOQ | 1000066612 | GI ELBOW INSTALLATION HARDWARE FOR APPROAH CABLING | EA | 4 |  | Included
59 |  |  | Spares Telecom BOQ | 1000066613 | GI FLEXIBLE CONDUIT INSTALLATION HARDWARE FOR APPROAH CABLING | EA | 3 |  | Included
60 |  |  | PMU BOQ for 220kV Lines at Bikaner-III | 1000017518 | PMU with GPS Clock (clock can be either internal or external) | EA | 2 |  | Included
61 |  |  | PMU BOQ for 220kV Lines at Bikaner-III | 1000022512 | WAMS Hardware - Time System (GPS receiver) | EA | 2 |  | Included
62 |  |  | PMU BOQ for 220kV Lines at Bikaner-III | 1000071061 | SUBSTATION GRADE LAYER 2 LAN SWITCH | EA | 2 |  | Included
63 |  |  | PMU BOQ for 220kV Lines at Bikaner-III | 1000071062 | SUBSTATION GRADE LAYER 3 LAN SWITCH | EA | 1 |  | Included
64 |  |  | PMU BOQ for 220kV Lines at Bikaner-III | 1000022487 | WAMS Miscellaneous - Armored Fibre Optic Cable and associatedtermination (e.g. L2 Switch) for connecting PMU panels located indifferent control room of a station | EA | 1 |  | Included
65 |  |  | PMU BOQ for 220kV Lines at Bikaner-III | 1000030641 | LIU - FO PATCH PANEL-12 PORT | EA | 3 |  | Included
II | 1x500 MVA, 400kV ICT (6th) at Bhadla-II
66 |  |  | 420kV, 63kA AIS EQUIPMENT | 1000004501 | 420kV, 3150A, 63kA Circuit Breaker (3-Phase) without closing resistorand with Support Structure | EA | 2 |  | Included
67 |  |  | 420kV, 63kA AIS EQUIPMENT | 1000004498 | 420kV, 3150A, 63KA, Isolator (3-phase)(Double Break) with one E/S | EA | 6 |  | Included
68 |  |  | 420kV, 63kA AIS EQUIPMENT | 1000004463 | 420 kV, 3000A, 63KA, 1-Phase CurrentTransformer with 120% extended currentrating | EA | 6 |  | Included
69 |  |  | 420kV, 63kA AIS EQUIPMENT | 1000004401 | 420 kV, 1 phase Bus Post Insulator (except for Line Traps) | EA | 7 |  | Included
70 |  |  | 420kV, 63kA AIS EQUIPMENT | 1000020419 | 336kV Surge Arrester (1-phase) | EA | 3 |  | Included
71 |  |  | 420kV, 63kA AIS EQUIPMENT | 1000009713 | Controlled Switching Device for 420 kV, 3-ph Circuit Breaker | EA | 2 |  | Included
72 |  |  | 245kV, 50kA AIS EQUIPMENT | 1000001683 | 245kV, 1600A, 50KA Circuit Breaker(3-Phase) with support structure | EA | 1 |  | Included
73 |  |  | 245kV, 50kA AIS EQUIPMENT | 1000001684 | 245 kV, 1600A, 50KA, 1-Phase CurrentTransformer with 120% extended currentrating | EA | 3 |  | Included
74 |  |  | 245kV, 50kA AIS EQUIPMENT | 1000001688 | 245kV, 1600A, 50 KA, 3-phase DoubleBreak Isolator with one E/S | EA | 1 |  | Included
75 |  |  | 245kV, 50kA AIS EQUIPMENT | 1000001689 | 245kV, 1600A, 50 KA, 3-phase DoubleBreak Isolator with two E/S | EA | 1 |  | Included
76 |  |  | 245kV, 50kA AIS EQUIPMENT | 1000032777 | 245KV, 1600 A, 50KA, 3-PHASE, DOUBLE BREAK TANDEM ISOLATOR WITHOUT E/S | EA | 2 |  | Included
77 |  |  | 245kV, 50kA AIS EQUIPMENT | 1000020417 | 216kV Surge Arrester (1-phase) | EA | 3 |  | Included
78 |  |  | 245kV, 50kA AIS EQUIPMENT | 1000001695 | 245 kV, 1 phase Bus Post Insulator (except for Line Traps) | EA | 35 |  | Included
79 |  |  | 220kV EHV Cable & Associated Equipments | 1000028468 | 220 KV OUTDOOR TERMINATION KIT SUITABLE FOR 220 KV XLPECABLE | SET | 8 |  | Included
80 |  |  | 220kV EHV Cable & Associated Equipments | 1000032030 | 220KV HV POWER CABLE ALONG WITH ACCESSORIES | KM | 1 |  | Included
81 |  |  | Erection Hardware for 420kV I Type S/Y | 1000011327 | Erection Hardware for 400kV I type layout-Transformer bay as pertechnical specification | SET | 1 |  | Included
82 |  |  | Erection Hardware for 420kV I Type S/Y | 1000011326 | Erection Hardware for 400kV I type layout-Spare bay of half dia as pertechnical specification | SET | 1 |  | Included
83 |  |  | Erection Hardware for 220kV DMT Type S/Y | 1000011264 | Erection Hardware for 220kV layout (Double Main and TransferScheme)-Transformer Bay as per technical specification | SET | 1 |  | Included
84 |  |  | Erection Hardware for 220kV DMT Type S/Y | 1000011256 | Erection Hardware for 220kV layout (Double Main and TransferScheme)-Bus work (two Bay) as per technical specification | SET | 1 |  | Included
85 |  |  | Earthmat | 1000032055 | 40 MM MS ROD FOR MAIN EARTHMAT | KM | 1 |  | Included
86 |  |  | CRP for 420kV Bays with SAS | 1000002165 | 400kV Circuit Breaker Relay Panel with Auto Reclose (with Automation) | EA | 1 |  | Included
87 |  |  | CRP for 420kV Bays with SAS | 1000002163 | 400kV Circuit Breaker Relay Panel without Auto Reclose (withAutomation) | EA | 1 |  | Included
88 |  |  | CRP for 420kV Bays with SAS | 1000004274 | 400kV Transformer Protection Panel (For both HV & MV side)-(withAutomation) | EA | 1 |  | Included
89 |  |  | CRP for 420kV Bays with SAS | 1000002146 | Augmentation of existing 400kV bus bar protection scheme.(No. of baysas per specification)-(with Automation) | SET | 1 |  | Included
90 |  |  | CRP for 220kV Bays with SAS | 1000001167 | Augmentation of existing 220kV bus bar protection scheme.(No. of baysas per specification)-(with Automation) | SET | 1 |  | Included
91 |  |  | CRP for 220kV Bays with SAS | 1000001168 | 220kV Circuit Breaker Relay Panel without Auto Reclose (withAutomation) | EA | 1 |  | Included
92 |  |  | SAS-AUG | 1000003409 | Augmentation of Substation automation System for 400kV Main bay as perTechnical Specification | EA | 1 |  | Included
93 |  |  | SAS-AUG | 1000003411 | Augmentation of Substation automation System for 400kV Tie bay as perTechnical Specification | EA | 1 |  | Included
94 |  |  | SAS-AUG | 1000001333 | Augmentation of Substation automation System for 220kV bay as perTechnical Specification | EA | 1 |  | Included
95 |  |  | VMS | 1000030433 | COLOR IP CAMERA, WITH PAN, TILT AND ZOOM FACILITIES, ALONGWITH ALLREQUIRED ITEMS, ACCESSORIES, LINE INTERFACE UNITS, FIBER PATCH CORDS,POWER SUPPLY UNITS, JUNCTION BOXES, CABLES, FIBER OPTIC CABLES, ETC.,AND INCLUDING INTEGRATION IN EXISTING HARDWARE AND SOFTWARE FORAUGMENTATION OF VISUAL MONITORING SYSTEM AS PER TECHNICALSPECIFICATION. | SET | 1 |  | Included
96 |  |  | POWER & CONTROL CABLE | 1000000442 | 1.1kV grade Control Cables (PVCinsulated) along withlugs,glands,straight joints &accessories,etc. | LS | 1 |  | Included
97 |  |  | POWER & CONTROL CABLE | 1000000443 | 1.1kV grade Power Cables (PVCinsulated)along withlugs,glands,straight joints &accessories,etc. | LS | 1 |  | Included
98 |  |  | POWER & CONTROL CABLE | 1000000444 | 1.1kV grade Power Cables (XLPEinsulated) along withlugs,glands,straight joints &accessories,etc. | LS | 1 |  | Included
99 |  |  | AIR CONDITIONING & VENTILATION SYSTEM | 1000006284 | Air conditioning system for Switchyard Panel Room of 6m length | SET | 2 |  | Included
100 |  |  | FIRE FIGHTING SYSTEM | 1000012069 | HVW spray system, Hydrant system and complete U/G & O/G piping andaccessories etc. out side the pump house for 500MVA , 400KV/220/33kV, 3-phase Autotransformer | SET | 1 |  | Included
101 |  |  | FIRE FIGHTING SYSTEM | 1000012018 | Fire Detection and Alarm System for Switchyard Panel Room of 6 mlength | SET | 2 |  | Included
102 |  |  | FIRE FIGHTING SYSTEM | 1000012022 | 4.5 kg CO2 type Portable Fire extinguisher | EA | 2 |  | Included
103 |  |  | ILLUMINATION SYSTEM | 1000013795 | Illumination System for switchyard panel room of 6 m length | LS | 2 |  | Included
104 |  |  | ILLUMINATION SYSTEM | 1000038385 | FIRE WALL MOUNTED LED LUMINARIE TYPE FL-2 (250W) | EA | 2 |  | Included
105 |  |  | ILLUMINATION SYSTEM | 1000038325 | LIGHTING FIXTURE LED LUMINAIRES TYPE FL2 AS PER TECH. SPECIFICATIONS | EA | 10 |  | Included
106 |  |  | ILLUMINATION SYSTEM | 1000038387 | LED FLOOD LIGHT LUMINARIESTYPE FL-1 (150W) AS PER TECHNICALSPECIFICATION | EA | 20 |  | Included
107 |  |  | ILLUMINATION SYSTEM | 1000001894 | Outdoor Power Receptacle for oilfiltration unit (250A) | EA | 1 |  | Included
108 |  |  | ILLUMINATION SYSTEM | 1000004952 | 63A, 415V : Interlocked switch socket outdoor Receptacle (type RP) asper technical specifications | EA | 2 |  | Included
109 |  |  | ILLUMINATION SYSTEM | 1000014547 | Lighting Panel type ACP-2 as per technical specification | EA | 1 |  | Included
110 |  |  | Mandatory Spare LOT | 1000019918 | Spares for 420kV Circuit Breaker | LS | 1 |  | Included
111 |  |  | Mandatory Spare LOT | 1000019919 | Spares for 420kV Double break Isolator | LS | 1 |  | Included
112 |  |  | Mandatory Spare LOT | 1000024186 | SPARES FOR 336KV SURGE ARRESTER | LS | 1 |  | Included
113 |  |  | Mandatory Spare LOT | 1000025941 | Spare-420kV CT 1 | SET | 1 |  | Included
114 |  |  | Mandatory Spare LOT | 1000025935 | Spare-245kV Circuit Breaker | SET | 1 |  | Included
115 |  |  | Mandatory Spare LOT | 1000025936 | Spare-245kV Isolator | SET | 1 |  | Included
116 |  |  | Mandatory Spare LOT | 1000025930 | Spare-216kV Surge Arrester | SET | 1 |  | Included
117 |  |  | Mandatory Spare LOT | 1000025933 | Spare-245kV CT | SET | 1 |  | Included
118 |  |  | Mandatory Spare LOT | 1000019912 | Relay & protection Panels (with automation) | LS | 1 |  | Included
119 |  |  | Mandatory Spare LOT | 1000019927 | Spares-Substation Automation System | LS | 1 |  | Included
120 |  |  | Mandatory Spare LOT | 1000019925 | Spares for Fire Protection System | LS | 1 |  | Included
121 |  |  | Tower and Equipment Structures | 1000015954 | Fabrication, galvanising and supply of Lattice Structures (MS Steel),to be designed during detailed engineering, for towers, beams andequipment support structure including pack plates / packwashers andgusset plates excluding fasteners and foundation bolts | MT | 77 |  | Included
122 |  |  | Tower and Equipment Structures | 1000011713 | Fabrication, galvanising and supply of fasteners ( nuts, bolts andwashers ) including step bolts for lattice and pipe structures to bedesigned during detailed engineering | MT | 7 |  | Included
123 |  |  | Tower and Equipment Structures | 1000012373 | Fabrication, galvanising and supply of foundation bolts including nuts,checknut and washers for lattice and pipe structures to be designedduring detailed engineering | MT | 8 |  | Included
124 |  |  | PMUs for 6th ICT at Bhadla-II | 1000017518 | PMU with GPS Clock (clock can be either internal or external) | EA | 2 |  | Included
125 |  |  | PMUs for 6th ICT at Bhadla-II | 1000022512 | WAMS Hardware - Time System (GPS receiver) | EA | 2 |  | Included
126 |  |  | PMUs for 6th ICT at Bhadla-II | 1000071061 | SUBSTATION GRADE LAYER 2 LAN SWITCH | EA | 2 |  | Included
127 |  |  | PMUs for 6th ICT at Bhadla-II | 1000071062 | SUBSTATION GRADE LAYER 3 LAN SWITCH | EA | 1 |  | Included
128 |  |  | PMUs for 6th ICT at Bhadla-II | 1000022487 | WAMS Miscellaneous - Armored Fibre Optic Cable and associatedtermination (e.g. L2 Switch) for connecting PMU panels located indifferent control room of a station | EA | 1 |  | Included
129 |  |  | PMUs for 6th ICT at Bhadla-II | 1000030641 | LIU - FO PATCH PANEL-12 PORT | EA | 3 |  | Included
III | 1x500MVA, 400kV ICT (4th) at Hisar
130 |  |  | 420kV, 63kA AIS EQUIPMENT | 1000004501 | 420kV, 3150A, 63kA Circuit Breaker (3-Phase) without closing resistorand with Support Structure | EA | 2 |  | Included
131 |  |  | 420kV, 63kA AIS EQUIPMENT | 1000004463 | 420 kV, 3000A, 63KA, 1-Phase CurrentTransformer with 120% extended currentrating | EA | 6 |  | Included
132 |  |  | 420kV, 63kA AIS EQUIPMENT | 1000004498 | 420kV, 3150A, 63KA, Isolator (3-phase)(Double Break) with one E/S | EA | 6 |  | Included
133 |  |  | 420kV, 63kA AIS EQUIPMENT | 1000020419 | 336kV Surge Arrester (1-phase) | EA | 3 |  | Included
134 |  |  | 420kV, 63kA AIS EQUIPMENT | 1000004401 | 420 kV, 1 phase Bus Post Insulator (except for Line Traps) | EA | 7 |  | Included
135 |  |  | 420kV, 63kA AIS EQUIPMENT | 1000009713 | Controlled Switching Device for 420 kV, 3-ph Circuit Breaker | EA | 2 |  | Included
136 |  |  | 245kV, 50kA AIS EQUIPMENT | 1000001683 | 245kV, 1600A, 50KA Circuit Breaker(3-Phase) with support structure | EA | 1 |  | Included
137 |  |  | 245kV, 50kA AIS EQUIPMENT | 1000001684 | 245 kV, 1600A, 50KA, 1-Phase CurrentTransformer with 120% extended currentrating | EA | 3 |  | Included
138 |  |  | 245kV, 50kA AIS EQUIPMENT | 1000001688 | 245kV, 1600A, 50 KA, 3-phase DoubleBreak Isolator with one E/S | EA | 1 |  | Included
139 |  |  | 245kV, 50kA AIS EQUIPMENT | 1000001689 | 245kV, 1600A, 50 KA, 3-phase DoubleBreak Isolator with two E/S | EA | 1 |  | Included
140 |  |  | 245kV, 50kA AIS EQUIPMENT | 1000032777 | 245KV, 1600 A, 50KA, 3-PHASE, DOUBLE BREAK TANDEM ISOLATOR WITHOUT E/S | EA | 2 |  | Included
141 |  |  | 245kV, 50kA AIS EQUIPMENT | 1000020417 | 216kV Surge Arrester (1-phase) | EA | 3 |  | Included
142 |  |  | 245kV, 50kA AIS EQUIPMENT | 1000001695 | 245 kV, 1 phase Bus Post Insulator (except for Line Traps) | EA | 13 |  | Included
143 |  |  | CRP for 420kV Bays | 1000006843 | Augmentation of existing 400kV bus bar protection scheme | SET | 1 |  | Included
144 |  |  | CRP for 420kV Bays | 1000002164 | 400kV Circuit Breaker Relay Panel without Auto Reclose | EA | 1 |  | Included
145 |  |  | CRP for 420kV Bays | 1000004273 | 400kV Transformer Protection Panel (For both HV & MV side) | EA | 1 |  | Included
146 |  |  | CRP for 420kV Bays | 1000009638 | Control panel for 400kV Diameter (For One-half Breaker Scheme) | EA | 1 |  | Included
147 |  |  | CRP for 420kV Bays | 1000032389 | BAY CONTROL UNIT INCLUDING INTERFACE ACCESSORIES INTEGRATION WITHNTAMC AS PER TECHNICAL SPECIFICATION. | EA | 2 |  | Included
148 |  |  | CRP for 420kV Bays | 1000002166 | 400kV Circuit Breaker Relay Panel with Auto Reclose | EA | 1 |  | Included
149 |  |  | CRP for 220kV Bays | 1000001169 | 220kV Circuit Breaker Relay Panel without Auto Reclose | EA | 1 |  | Included
150 |  |  | CRP for 220kV Bays | 1000006842 | Augmentation of existing 220kV bus bar protection scheme | SET | 1 |  | Included
151 |  |  | CRP for 220kV Bays | 1000019772 | Simplex Control Panel for 220kV (Bus Scheme as per SLD) one halfbreaker scheme | EA | 1 |  | Included
152 |  |  | CRP for 220kV Bays | 1000032389 | BAY CONTROL UNIT INCLUDING INTERFACE ACCESSORIES INTEGRATION WITHNTAMC AS PER TECHNICAL SPECIFICATION. | EA | 1 |  | Included
153 |  |  | Erection Hardware for 420kV | 1000011327 | Erection Hardware for 400kV I type layout-Transformer bay as pertechnical specification | SET | 1 |  | Included
154 |  |  | Erection Hardware for 420kV | 1000011326 | Erection Hardware for 400kV I type layout-Spare bay of half dia as pertechnical specification | SET | 1 |  | Included
155 |  |  | Erection Hardware for 220kV DMT Type S/Y | 1000011264 | Erection Hardware for 220kV layout (Double Main and TransferScheme)-Transformer Bay as per technical specification | SET | 1 |  | Included
156 |  |  | Erection Hardware for 220kV DMT Type S/Y | 1000011256 | Erection Hardware for 220kV layout (Double Main and TransferScheme)-Bus work (two Bay) as per technical specification | SET | 1 |  | Included
157 |  |  | LT transformer erection hardware | 1000011212 | Erection Hardware for the 11kV equipment for SEB supply as pertechnical specification | SET | 1 |  | Included
158 |  |  | LT transformer 11/0.433 kV | 1000000606 | 11kV, 400A, 25 KA Isolator (3 phase)with one E/S | EA | 1 |  | Included
159 |  |  | LT transformer 11/0.433 kV | 1000000731 | 12 kV, 1-phase Horn Gap Fuse | EA | 3 |  | Included
160 |  |  | LT transformer 11/0.433 kV | 1000020422 | 9kV Surge Arrester (1-Phase) | EA | 3 |  | Included
161 |  |  | LT transformer 11/0.433 kV | 1000032894 | FABRICATION, GALVANISING AND SUPPLY OF 11KV STD DOUBLE POLE STRUCTUREINCLUDING NUTS, BOLTS, ALL TYPE OF WASHERS, PACKPLATES, STEP BOLTS ANDGUSSET PLATES EXCLUDING FOUNDATION BOLTS | EA | 1 |  | Included
162 |  |  | FIRE FIGHTING SYSTEM | 1000012069 | HVW spray system, Hydrant system and complete U/G & O/G piping andaccessories etc. out side the pump house for 500MVA , 400KV/220/33kV, 3-phase Autotransformer | SET | 1 |  | Included
163 |  |  | ILLUMINATION SYSTEM | 1000038385 | FIRE WALL MOUNTED LED LUMINARIE TYPE FL-2 (250W) | EA | 2 |  | Included
164 |  |  | ILLUMINATION SYSTEM | 1000038325 | LIGHTING FIXTURE LED LUMINAIRES TYPE FL2 AS PER TECH. SPECIFICATIONS | EA | 10 |  | Included
165 |  |  | ILLUMINATION SYSTEM | 1000038387 | LED FLOOD LIGHT LUMINARIESTYPE FL-1 (150W) AS PER TECHNICALSPECIFICATION | EA | 20 |  | Included
166 |  |  | ILLUMINATION SYSTEM | 1000001894 | Outdoor Power Receptacle for oilfiltration unit (250A) | EA | 1 |  | Included
167 |  |  | ILLUMINATION SYSTEM | 1000004952 | 63A, 415V : Interlocked switch socket outdoor Receptacle (type RP) asper technical specifications | EA | 2 |  | Included
168 |  |  | ILLUMINATION SYSTEM | 1000014547 | Lighting Panel type ACP-2 as per technical specification | EA | 1 |  | Included
169 |  |  | Earthmat | 1000032055 | 40 MM MS ROD FOR MAIN EARTHMAT | KM | 1 |  | Included
170 |  |  | VMS | 1000030433 | COLOR IP CAMERA, WITH PAN, TILT AND ZOOM FACILITIES, ALONGWITH ALLREQUIRED ITEMS, ACCESSORIES, LINE INTERFACE UNITS, FIBER PATCH CORDS,POWER SUPPLY UNITS, JUNCTION BOXES, CABLES, FIBER OPTIC CABLES, ETC.,AND INCLUDING INTEGRATION IN EXISTING HARDWARE AND SOFTWARE FORAUGMENTATION OF VISUAL MONITORING SYSTEM AS PER TECHNICALSPECIFICATION. | SET | 1 |  | Included
171 |  |  | POWER & CONTROL CABLE | 1000000442 | 1.1kV grade Control Cables (PVCinsulated) along withlugs,glands,straight joints &accessories,etc. | LS | 1 |  | Included
172 |  |  | POWER & CONTROL CABLE | 1000000443 | 1.1kV grade Power Cables (PVCinsulated)along withlugs,glands,straight joints &accessories,etc. | LS | 1 |  | Included
173 |  |  | POWER & CONTROL CABLE | 1000000444 | 1.1kV grade Power Cables (XLPEinsulated) along withlugs,glands,straight joints &accessories,etc. | LS | 1 |  | Included
174 |  |  | POWER & CONTROL CABLE | 1000032008 | 11KV HV POWER CABLE ALONG WITH ACCESSORIES | KM | 0.5 |  | Included
175 |  |  | Mandatory Spare LOT | 1000019918 | Spares for 420kV Circuit Breaker | LS | 1 |  | Included
176 |  |  | Mandatory Spare LOT | 1000019919 | Spares for 420kV Double break Isolator | LS | 1 |  | Included
177 |  |  | Mandatory Spare LOT | 1000024186 | SPARES FOR 336KV SURGE ARRESTER | LS | 1 |  | Included
178 |  |  | Mandatory Spare LOT | 1000025941 | Spare-420kV CT 1 | SET | 1 |  | Included
179 |  |  | Mandatory Spare LOT | 1000025935 | Spare-245kV Circuit Breaker | SET | 1 |  | Included
180 |  |  | Mandatory Spare LOT | 1000025936 | Spare-245kV Isolator | SET | 1 |  | Included
181 |  |  | Mandatory Spare LOT | 1000025930 | Spare-216kV Surge Arrester | SET | 1 |  | Included
182 |  |  | Mandatory Spare LOT | 1000025933 | Spare-245kV CT | SET | 1 |  | Included
183 |  |  | Mandatory Spare LOT | 1000019912 | Relay & protection Panels (with automation) | LS | 1 |  | Included
184 |  |  | Mandatory Spare LOT | 1000019927 | Spares-Substation Automation System | LS | 1 |  | Included
185 |  |  | Tower and Equipment Structures | 1000015954 | Fabrication, galvanising and supply of Lattice Structures (MS Steel),to be designed during detailed engineering, for towers, beams andequipment support structure including pack plates / packwashers andgusset plates excluding fasteners and foundation bolts | MT | 65 |  | Included
186 |  |  | Tower and Equipment Structures | 1000011713 | Fabrication, galvanising and supply of fasteners ( nuts, bolts andwashers ) including step bolts for lattice and pipe structures to bedesigned during detailed engineering | MT | 6 |  | Included
187 |  |  | Tower and Equipment Structures | 1000012373 | Fabrication, galvanising and supply of foundation bolts including nuts,checknut and washers for lattice and pipe structures to be designedduring detailed engineering | MT | 8 |  | Included
188 |  |  | PMUs for 4th ICT at Hissar SS | 1000017518 | PMU with GPS Clock (clock can be either internal or external) | EA | 2 |  | Included
189 |  |  | PMUs for 4th ICT at Hissar SS | 1000022512 | WAMS Hardware - Time System (GPS receiver) | EA | 2 |  | Included
190 |  |  | PMUs for 4th ICT at Hissar SS | 1000071061 | SUBSTATION GRADE LAYER 2 LAN SWITCH | EA | 2 |  | Included
191 |  |  | PMUs for 4th ICT at Hissar SS | 1000071062 | SUBSTATION GRADE LAYER 3 LAN SWITCH | EA | 1 |  | Included
192 |  |  | PMUs for 4th ICT at Hissar SS | 1000022487 | WAMS Miscellaneous - Armored Fibre Optic Cable and associatedtermination (e.g. L2 Switch) for connecting PMU panels located indifferent control room of a station | EA | 1 |  | Included
193 |  |  | PMUs for 4th ICT at Hissar SS | 1000030641 | LIU - FO PATCH PANEL-12 PORT | EA | 3 |  | Included
0 | [8 empty] | Included
[5 empty] | Total F&I Price |  |  |  | 0
#
Bidders to note that the item description under various schedules are through unique material ID for respective items under SAP ERP System and therefore, identical item description appears in schedule-1(Ex-works) & schedule-2(F&I). However, the prices to be quoted in Price Schedule-2(F&I) shall be towards Local Transportation, Insurance and other Incidental Services only in line with clause ITB 11.4(b).
Date: | -- | [5 empty] | Printed Name :
Place: | [6 empty] | Designation :
Click for Sch-3

## Sch-2 Dis (hidden)
Specification No.: CC/NT/W-AIS/DOM/A06/24/14173 |  |  |  |  | Schedule - 2 Dis
400kV AIS Substation Extn Package : SS- 141 for a. Implementation of 2 Nos. of 220kV line bays at 765/400/220kV Bikaner-III PS for Interconnection of 500MW REGS of M/s NTPC Renewable Energy Ltd. b. Augmentation of transformation capacity at 400/220kV Bhadla-II PS (Section-1) in Rajasthan by 1x500MVA, 400/220kV ICT(6th) to cater to the N-1 contingency requirements c. Augmentation of transformation capacity at 400/220kV Hisar (PG) in Haryana by 1x500MVA, 400/220kV ICT(4th). | [5 empty] | As per Lum-sum |  | 0
(SCHEDULE OF RATES AND PRICES : FREIGHT & INSURANCE CHARGES) | [5 empty] | AS per Percent |  | #REF!
[6 empty] | As per lum-sum on Sch-2 |  | 0%
Bidder’s Name and Address (Sole Bidder) : |  |  |  | To: |  | As per Percent on Sch-2 |  | #REF!
|  |  |  | Contracts Services, 3rd Floor |  | Total Discount |  | #REF!
Name : |  |  |  | Power Grid Corporation of India Ltd.,
Address : |  |  |  | "Saudamini", Plot No.-2
|  |  |  | Sector-29, |  | Multipackage Discount |  | 0%
Gurgaon (Haryana) - 122001
[5 empty] | All Prices are in Indian Rupees. |  | Amount after Discount (Rs.) |  | Dis Alert | Amount after MPD (Rs.)
SI. No. | Description | Unit | Quantity | Unit Freight & Insurance Charges | Total Freight & Insurance Charges |  | Unit Freight & Insurance Charges | Total Freight & Insurance Charges |  | Unit Freight & Insurance Charges | Total Freight & Insurance Charges
1 | 2 | 3 | 4 | 5 | 6 = 4 x 5 |  | 5 | 6 = 4 x 5 |  | 5 | 6 = 4 x 5
#REF! | #REF!
#REF! | #REF! | #REF! | #REF! | #REF! | #REF!
#REF! | #REF! | #REF! | #REF! | #REF! | #REF!
#REF! | #REF!
#REF! | #REF! | #REF! | #REF! | #REF! | #REF!
#REF! | #REF! | #REF! | #REF! | #REF! | #REF!
#REF! | #REF!
#REF! | #REF! | #REF! | #REF! | #REF! | #REF!
#REF! | #REF! | #REF! | #REF! | #REF! | #REF!
#REF! | #REF! | #REF! | #REF! | #REF! | #REF!
#REF! | #REF! | #REF! | #REF! | #REF! | #REF!
#REF! | #REF! | #REF! | #REF! | #REF! | #REF!
#REF! | #REF! | #REF! | #REF! | #REF! | #REF!
#REF! | #REF!
#REF! | #REF! | #REF! | #REF! | #REF! | #REF!
#REF! | #REF!
#REF! | #REF! | #REF! | #REF! | #REF! | #REF!
#REF! | #REF! | #REF! | #REF! | #REF! | #REF!
#REF! | #REF! | #REF! | #REF! | #REF! | #REF!
#REF! | #REF! | #REF! | #REF! | #REF! | #REF!
#REF! | #REF!
#REF! | #REF! | #REF! | #REF! | #REF! | #REF!
#REF! | #REF! | #REF! | #REF! | #REF! | #REF!
#REF! | #REF! | #REF! | #REF! | #REF! | #REF!
#REF! | #REF! | #REF! | #REF! | #REF! | #REF!
#REF! | #REF! | #REF! | #REF! | #REF! | #REF!
#REF! | #REF! | #REF! | #REF! | #REF! | #REF!
#REF! | #REF! | #REF! | #REF! | #REF! | #REF!
#REF! | #REF! | #REF! | #REF! | #REF! | #REF!
#REF! | #REF!
| #REF! | #REF! | #REF! | #REF! | #REF!
#REF! | #REF! | #REF! | #REF! | #REF! | #REF!
#REF! | #REF! | #REF! | #REF! | #REF! | #REF!
| Total F&I Price |  |  |  | #REF!
Date : | --
Place : |  |  | Printed Name :
|  |  | Designation : | 0
Click for Sch-3

## Sch-3
Specification No.: CC/NT/W-AIS/DOM/A06/24/14173 | [14 empty] | Schedule - 3
400kV AIS Substation Extn Package : SS- 141 for a. Implementation of 2 Nos. of 220kV line bays at 765/400/220kV Bikaner-III PS for Interconnection of 500MW REGS of M/s NTPC Renewable Energy Ltd. b. Augmentation of transformation capacity at 400/220kV Bhadla-II PS (Section-1) in Rajasthan by 1x500MVA, 400/220kV ICT(6th) to cater to the N-1 contingency requirements c. Augmentation of transformation capacity at 400/220kV Hisar (PG) in Haryana by 1x500MVA, 400/220kV ICT(4th). | [18 empty] | As per Lum-sum |  | 0%
(SCHEDULE OF RATES AND PRICES ) | [18 empty] | AS per Percent |  | #REF!
[19 empty] | As per lum-sum on Sch-3 |  | 0%
Bidder’s Name and Address (Sole Bidder) : | [11 empty] | To: | [6 empty] | As per Percent on Sch-3 |  | #REF!
[12 empty] | Contracts Services, 3rd Floor | [6 empty] | Total Discount |  | #REF!
Name : | [11 empty] | Power Grid Corporation of India Ltd.,
Address : | [11 empty] | "Saudamini", Plot No.-2
[12 empty] | Sector-29, | [6 empty] | Multipackage lum-sum |  | 0%
Gurgaon (Haryana) - 122001
[7 empty] | INSTALLATION CHARGES | [12 empty] | Amount after Discount (Rs.) |  | Dis Alert | Amount after MPD (Rs.)
All Prices are in Indian Rupees.
SI. No. | PR No | PR Line Item No | Activity Header | PR Activity No | Activity Description | Service Code | SAC (Service Accounting Codes) | Whether SAC in column '8’ is confirmed. If not indicate applicable the SAC * | Rate of GST applicable ( in %) | Whether rate of GST in column ‘4’ is confirmed. If not indicate applicable rate of GST * | Description | Unit | Quantity | Unit Erection Charges | Total Erection Charges | Total GST as confirmed by Bidder |  |  |  | Unit Erection Charges | Total Erection Charges |  | Unit Erection Charges | Total Erection Charges
1 | 2 | 3 | 4 | 5 | 6 | 7 | 8 | 9 | 10 | 11 | 12 | 13 | 14 | 15 | 16 = 14 x 15 | 17 |  |  |  | 5 | 6 = 4 x 5 |  | 5 | 6 = 4 x 5
I | 2 nos of 220kV line bays at Bikaner-III | [15 empty] | Revaluation of J column | Tax Calculation
1 |  |  | 20 | 10 | Service Telecom BOQ | 100002812 | 998734 |  | 18 |  | SDH Equipment (STM-16 MADM upto 5 MSP protected directions)-Base Equipment (Common cards, Cross Connect/control cards, optical basecards, power supply cards, power cabling, other hardware and accessories including sub racks, patch cord, DDF etc fully equipedexcluding optical interface & Tributary cards | EA | 1 |  | Included | 0 | 0 | 0
2 |  |  | 20 | 20 | Service Telecom BOQ | 170000433 | 998734 |  | 18 |  | Optical Interface Cards/SFP# -S16.1 for SDH Equipment-STM-16 | EA | 4 |  | Included | 0 | 0 | 0
3 |  |  | 20 | 30 | Service Telecom BOQ | 100002825 | 998734 |  | 18 |  | Tributary interface- E1 interface (Minimum 16 nos.) | SET | 2 |  | Included | 0 | 0 | 0
4 |  |  | 20 | 40 | Service Telecom BOQ | 170000550 | 998336 |  | 18 |  | Ethernet Interface 10/100 Base T with Layer-2 switching (Min 8 Interfaces per card) | EA | 2 |  | Included | 0 | 0 | 0
5 |  |  | 20 | 50 | Service Telecom BOQ | 100002829 | 998734 |  | 18 |  | Tributary interface-Gigabit Ethernet Interfaces 10/100 Mbps with Layer -2 Switching (minimum 2 nos.) | SET | 1 |  | Included | 0 | 0 | 0
6 |  |  | 20 | 60 | Service Telecom BOQ | 170000375 | 998734 |  | 18 |  | Equipment Cabinets-For SDH Equipments | EA | 1 |  | Included | 0 | 0 | 0
7 |  |  | 20 | 70 | Service Telecom BOQ | 170004394 | 998336 |  | 18 |  | Fibre Optic Approach cabling: Including installation hardware like GI pipe, elbow, conduits, accessories etc.: 24 Fibre | KM | 1 |  | Included | 0 | 0 | 0
8 |  |  | 20 | 80 | Service Telecom BOQ | 170000356 | 998336 |  | 18 |  | Fibre Optic Distribution Panel (FODP): Indoor Type: FC Coupling and mounted on ETSI 19" rack or slimline rack: Type 2 (96 Fibre) | EA | 1 |  | Included | 0 | 0 | 0
9 |  |  | 50 | 10 | PMU BOQ for 220kV Lines at Bikaner-III | 170000502 | 998713 |  | 18 |  | Service:- Phasor Measurement Unit (PMU) | EA | 2 |  | Included | 0 | 0 | 0
10 |  |  | 50 | 20 | PMU BOQ for 220kV Lines at Bikaner-III | 170000530 | 998734 |  | 18 |  | WAMS TIME SYSTEM(GPS RECEIVER) | EA | 2 |  | Included | 0 | 0 | 0
11 |  |  | 50 | 30 | PMU BOQ for 220kV Lines at Bikaner-III | 170004701 | 998734 |  | 18 |  | SUBSTATION GRADE Layer 2 LAN SWITCH | EA | 2 |  | Included | 0 | 0 | 0
12 |  |  | 50 | 40 | PMU BOQ for 220kV Lines at Bikaner-III | 170004700 | 998734 |  | 18 |  | SUBSTATION GRADE Layer 3 LAN SWITCH | EA | 1 |  | Included | 0 | 0 | 0
13 |  |  | 50 | 50 | PMU BOQ for 220kV Lines at Bikaner-III | 170000504 | 998713 |  | 18 |  | Services:- Armored Fibre Optic Cable and associated termination equipment | LOT | 1 |  | Included | 0 | 0 | 0
14 |  |  | 50 | 60 | PMU BOQ for 220kV Lines at Bikaner-III | 170003449 | 998316 |  | 18 |  | SUPPLY, INSTALLATION, TESTING AND COMMISSIONING OF LIU-FO PATCH PANEL-12 PORT | EA | 3 |  | Included | 0 | 0 | 0
15 |  |  | 50 | 70 | PMU BOQ for 220kV Lines at Bikaner-III | 170000501 | 998734 |  | 18 |  | Integration of PMU with the PDC (Phasor Data Concentrator) of RLDCs and respective SLDCs as required. | LOT | 1 |  | Included | 0 | 0 | 0
16 |  |  | 10 | 10 | Civil Works. | 100004518 | 995433 |  | 18 |  | Excavation in all kind of soil including rock for all leads and lifts, backfilling, disposal of surplus earth within a lead up to2Km as per technical specification. The surplus earth shall be roughly graded . | M3 | 1459 |  | Included | 0 | 0 | 0
17 |  |  | 10 | 20 | Civil Works. | 100011662 | 995433 |  | 18 |  | Excavation in hard rock which require blasting (including chemical blasting and rock excavated using specialized tools) for allfoundation works including stacking, measuring, disposal etc.for all leads and lifts as per technical specification. | M3 | 162 |  | Included | 0 | 0 | 0
18 |  |  | 10 | 30 | Civil Works. | 100001326 | 995454 |  | 18 |  | Providing and laying of Plain Cement Concrete (PCC) (1:2:4) | M3 | 8 |  | Included | 0 | 0 | 0
19 |  |  | 10 | 40 | Civil Works. | 100001325 | 995454 |  | 18 |  | Providing and laying of Plain Cement Concrete (PCC) (1:4:8) | M3 | 30 |  | Included | 0 | 0 | 0
20 |  |  | 10 | 50 | Civil Works. | 100001327 | 995454 |  | 18 |  | Providing and laying of Reinforced Cement Concrete M25 mix including pre cast, shuttering, Grouting of pockets & underpinning butexcluding steel reinforcement | M3 | 278 |  | Included | 0 | 0 | 0
21 |  |  | 10 | 60 | Civil Works. | 100001329 | 995454 |  | 18 |  | Steel Reinforcement | MT | 24 |  | Included | 0 | 0 | 0
22 |  |  | 10 | 70 | Civil Works. | 100001331 | 995455 |  | 18 |  | Misc. Structural steel including rails, embedments, edge protection angles, gratings etc. but excluding the reinforcement steel andsteel for lattice and pipe structures. | MT | 1 |  | Included | 0 | 0 | 0
23 |  |  | 10 | 80 | Civil Works. | 100001714 | 995428 |  | 18 |  | Stone spreading in switchyard excluding PCC | M2 | 2363 |  | Included | 0 | 0 | 0
24 |  |  | 10 | 90 | Civil Works. | 100001713 | 995424 |  | 18 |  | Antiweed treatment | M2 | 2363 |  | Included | 0 | 0 | 0
25 |  |  | 10 | 100 | Civil Works. | 100048595 | 995423 |  | 18 |  | Providing & laying non-woven Geo-synthetics fabric of minimum 200 GSM in separration layer between sub garde and stone spreading inswitchyard as per Technical Specification and direction of Engineer-in-Charge. | M2 | 2363 |  | Included | 0 | 0 | 0
26 |  |  | 10 | 110 | Civil Works. | 100020960 | 995461 |  | 18 |  | RCC culvert crossings including supplying and laying hume pipe 250mm dia of grade (NP-3) excluding concrete as per specification. | M | 20 |  | Included | 0 | 0 | 0
27 |  |  | 10 | 120 | Civil Works. | 100020961 | 995461 |  | 18 |  | RCC culvert crossings including supplying and laying hume pipe 300mm dia of grade (NP-3) excluding concrete as per specification. | M | 40 |  | Included | 0 | 0 | 0
28 |  |  | 10 | 130 | Civil Works. | 100020962 | 995461 |  | 18 |  | RCC culvert crossings including supplying and laying hume pipe 450mm dia of grade (NP-3) excluding concrete as per specification. | M | 20 |  | Included | 0 | 0 | 0
29 |  |  | 10 | 140 | Civil Works. | 100003437 | 995454 |  | 18 |  | Switchyard Panel Room - Civil Works. All civil works as per drawing and specifications complete, including - brickwork, finishing(external and internal), windows etc. However, excavation, PCC, RCC and reinforcement shall be paid separately as per BPS. | M2 | 30 |  | Included | 0 | 0 | 0
30 |  |  | 10 | 150 | Civil Works. | 100016667 | 995451 |  | 18 |  | Cable Trench including all types of crossings, all metallic works and sump pit including concrete and reinforcement steel Section2A-2A | M | 200 |  | Included | 0 | 0 | 0
31 |  |  | 10 | 160 | Civil Works. | 100001478 | 995454 |  | 18 |  | Cable Trench including all types of crossings, all metallic works and sump pit including concrte and reinforcement steel Section 2-2 | M | 200 |  | Included | 0 | 0 | 0
32 |  |  | 10 | 170 | Civil Works. | 100001479 | 995454 |  | 18 |  | Cable Trench including all types of crossings, all metallic works and sump pit including concrte and reinforcement steel Section 3-3 | M | 200 |  | Included | 0 | 0 | 0
33 |  |  | 10 | 180 | Civil Works. | 100001480 | 995454 |  | 18 |  | Cable Trench including all types of crossings, all metallic works and sump pit including concrte and reinforcement steel Section 4-4 | M | 100 |  | Included | 0 | 0 | 0
34 |  |  | 10 | 190 | Civil Works. | 100008110 | 995421 |  | 18 |  | 3.75m wide Bitumen road with earthen shoulder including 100 mm dia RCC Hume Pipe @ 100 metre interval as per drawing and TS (as perDSR item no 16.35 and 16.30.1) and including 225 mm thick WBM in three equal layers of 75 mm each as per CPWD specification. | M2 | 375 |  | Included | 0 | 0 | 0
35 |  |  | 10 | 200 | Civil Works. | 100015791 | 995454 |  | 18 |  | All civil works for Drains construction of Section A-A including crossings if any as per technical specification and tender drawingscomplete in all respect with all labour and materials. | M | 50 |  | Included | 0 | 0 | 0
36 |  |  | 10 | 210 | Civil Works. | 100015792 | 995454 |  | 18 |  | All civil works for Drains construction of Section B-B including crossings if any as per technical specification and tender drawingscomplete in all respect with all labour and materials. | M | 50 |  | Included | 0 | 0 | 0
37 |  |  | 10 | 220 | Civil Works. | 100015793 | 995454 |  | 18 |  | All civil works for Drains construction of Section C-C including crossings if any as per technical specification and tender drawingscomplete in all respect with all labour and materials. | M | 50 |  | Included | 0 | 0 | 0
38 |  |  | 10 | 230 | Civil Works. | 100015794 | 995454 |  | 18 |  | All civil works for Drains construction of Section D-D including crossings if any as per technical specification and tender drawingscomplete in all respect with all labour and materials. | M | 50 |  | Included | 0 | 0 | 0
39 |  |  | 10 | 240 | Civil Works. | 100007097 | 995454 |  | 18 |  | Dry stone pitching 22.5 cm thick including supply of stones and preparing surface complete including construction of 600 mm high and230 mm wide cement concrete (1:3:6) (1 cement : 3 coarse sand (zone-III) : 6 graded stone aggregate 20 mm nominal size) toe wall atthe lowest portion of stone pitching area etc. completed as per theinstruction of Engineer-In-Charge. . | M2 | 300 |  | Included | 0 | 0 | 0
40 |  |  | 10 | 250 | Civil Works. | 100002911 | 995432 |  | 18 |  | Earthwork in excavation & filling in all types of soil and soft/disintegrated rock in open areas/nallas/channels, to the requiredslopes, shapes, levels, elevations and profile, including trimming of bottom and slopes of excavation, bailing out rain(dewatering), pumping, removal of slush, preparing embankments/marginal banks, loosening, dressing, spreading material in layers notexceeding 200mm, as per direction of Engineer-in-Charge, water flooding, compacting to achieve 95% consolidation at optimum moisturecontent, finishing etc. all complete, for all leads and lifts within leveling boundary, including disposal of surplus earth andstacking of unsuitable material within a lead of 2.0 Km beyond substation boundary, with all labour, material, tools, tackles andequipment, safeguards and incidentals, Royalty,taxes etc. as necessary, as per drawings, specification and directions of theEngineer-in-Charge. Clearing of jungle is included in this item. (Only excavation/cutting will be measured for payment purpose.) | M3 | 1417.5 |  | Included | 0 | 0 | 0
41 |  |  | 10 | 260 | Civil Works. | 100002583 | 995432 |  | 18 |  | Supply of earth (excluding rock & boulders) at site including royalty, carriage and filling in specified areas in layers notexceeding 200mm in depth, compacting under optimum moisture condition to achieve 95% of Proctor density, finishing etc. allcomplete, for all leads & lifts, with all labour, material, tools, tackles, equipments, safeguards & incidentals as necessary as perdrawings, specification and direction of the Engineer- in- Charge. | M3 | 1575 |  | Included | 0 | 0 | 0
42 |  |  | 10 | 270 | Civil Works. | 100002914 | 995432 |  | 18 |  | Earthwork in excavation in Hard rocks in open areas/nallas/ channels, to the required slopes, shapes, levels, elevations andprofile, including trimming of bottom and slopes of excavation and stacking and disposal of rock for a lead up to 2.0 KM beyondleveling boundary and all lifts , with all labour, material, tools, tackles and equipment, safeguards and incidentals,Royalty,taxesetc. as per directions of the Engineer-in-Charge. Serviceable material if available shall be stacked at site as identified byEngineer-in-Charge.(50% void deduction from stack measurement) | M3 | 141.75 |  | Included | 0 | 0 | 0
43 |  |  | 10 | 280 | Civil Works. | 100001721 | 995428 |  | 18 |  | Supplying, filling and compacting stone boulders mixed with sand under foundations, roads, cable trenches, drains etc in layers notexceeding 250mm thickness including ramming, watering compacting | M3 | 22 |  | Included | 0 | 0 | 0
44 |  |  | 160 | 10 | 245kV, 50kA AIS EQUIPMENT | 100003634 | 998736 |  | 18 |  | 245 kV 1600A, 50KA Circuit Breakers (3-Phase) with support | EA | 2 |  | Included | 0 | 0 | 0
45 |  |  | 160 | 20 | 245kV, 50kA AIS EQUIPMENT | 100002014 | 998736 |  | 18 |  | 245kV, 1600A, 50 KA, 3-phase DoubleBreak Isolator with one E/S | EA | 2 |  | Included | 0 | 0 | 0
46 |  |  | 160 | 30 | 245kV, 50kA AIS EQUIPMENT | 100002013 | 998736 |  | 18 |  | 245kV, 1600A, 50 KA, 3-phase DoubleBreak Isolator with two E/S | EA | 2 |  | Included | 0 | 0 | 0
47 |  |  | 160 | 40 | 245kV, 50kA AIS EQUIPMENT | 100002016 | 998736 |  | 18 |  | 245kV, 1600A, 50 KA, 3-phase DoubleBreak Tandem Isolator without E/S | EA | 4 |  | Included | 0 | 0 | 0
48 |  |  | 160 | 50 | 245kV, 50kA AIS EQUIPMENT | 100001989 | 998736 |  | 18 |  | 245 kV, 1600A, 50KA, 1-Phase CurrentTransformer with 120% extended currentrating | EA | 6 |  | Included | 0 | 0 | 0
49 |  |  | 160 | 60 | 245kV, 50kA AIS EQUIPMENT | 100000448 | 998736 |  | 18 |  | 245 kV, 4400pf Capacitive Voltage Transformer (1- Phase) | EA | 6 |  | Included | 0 | 0 | 0
50 |  |  | 160 | 70 | 245kV, 50kA AIS EQUIPMENT | 100000484 | 998736 |  | 18 |  | 216kV Surge Arrester (1-phase) | EA | 6 |  | Included | 0 | 0 | 0
51 |  |  | 160 | 80 | 245kV, 50kA AIS EQUIPMENT | 100001907 | 998736 |  | 18 |  | 245 kV,1 phase Bus Post Insulator (except for Line Traps) | EA | 24 |  | Included | 0 | 0 | 0
52 |  |  | 170 | 10 | Erection Hardware for 220kV DMT | 100000485 | 998731 |  | 18 |  | Erection Hardware for 220kV layout (Double Main and Transfer Scheme as per SLD)-Line Bay as per specification | SET | 2 |  | Included | 0 | 0 | 0
53 |  |  | 170 | 20 | Erection Hardware for 220kV DMT | 100000490 | 998731 |  | 18 |  | Erection Hardware for 220kV layout (Double Main and Transfer Scheme as per SLD)-Bus work (two Bay) as per specification | SET | 1 |  | Included | 0 | 0 | 0
54 |  |  | 190 | 10 | Earthmat | 100003103 | 998731 |  | 18 |  | 40 mm MS rod for Main Earthmat | KM | 2 |  | Included | 0 | 0 | 0
55 |  |  | 200 | 10 | CRP for 220kV Bays with SAS | 100016778 | 998736 |  | 18 |  | 220kV Circuit Breaker Relay Panel (with Automation) | EA | 2 |  | Included | 0 | 0 | 0
56 |  |  | 200 | 20 | CRP for 220kV Bays with SAS | 100000738 | 998736 |  | 18 |  | 220kV Line Protection Panel (with Automation) | EA | 2 |  | Included | 0 | 0 | 0
57 |  |  | 200 | 30 | CRP for 220kV Bays with SAS | 100000743 | 998736 |  | 18 |  | Augmentation of existing 220kV bus bar protection scheme.(No. of bays as per specification)-(with Automation) | SET | 1 |  | Included | 0 | 0 | 0
58 |  |  | 210 | 10 | SAS-AUG | 100002070 | 998736 |  | 18 |  | Augmentation of Substation automation System for 220kV bay as per Technical Specification | EA | 2 |  | Included | 0 | 0 | 0
59 |  |  | 220 | 10 | VMS | 100002500 | 998731 |  | 18 |  | Color IP camera, with PAN, TILT and ZOOM facilities, alongwith all required Items, Accessories, Line Interface units, Fiber patchcords, Power supply units, Junction Boxes, Cables, Fiber Optic Cables, etc., and including Integration in existing Hardware andSoftware for Augmentation of Visual Monitoring System as per technical specification. | SET | 1 |  | Included | 0 | 0 | 0
60 |  |  | 230 | 10 | PLCC Equipment | 100002048 | 998734 |  | 18 |  | 220kV,1600A,0.5mH ,50kA Line Trap | EA | 4 |  | Included | 0 | 0 | 0
61 |  |  | 230 | 20 | PLCC Equipment | 100000884 | 998734 |  | 18 |  | 245 kV ,1 phase Bus Post Insulators for Line Traps | EA | 12 |  | Included | 0 | 0 | 0
62 |  |  | 240 | 10 | POWER & CONTROL CABLE | 100002182 | 998736 |  | 18 |  | 1.1kV grade Control Cables (PVCinsulated) along withlugs,glands,straight joints &accessories,etc. | LS | 1 |  | Included | 0 | 0 | 0
63 |  |  | 240 | 20 | POWER & CONTROL CABLE | 100002181 | 998736 |  | 18 |  | 1.1kV grade Power Cables (PVCinsulated)along withlugs,glands,straight joints &accessories,etc. | LS | 1 |  | Included | 0 | 0 | 0
64 |  |  | 260 | 10 | AIR CONDITIONING & VENTILATION SYSTEM | 100001882 | 995463 |  | 18 |  | Air conditioning system for Switchyard Panel Room of 6m length | SET | 1 |  | Included | 0 | 0 | 0
65 |  |  | 270 | 10 | FIRE FIGHTING SYSTEM | 100002062 | 995461 |  | 18 |  | Fire Detection and Alarm System for Switchyard Panel Room of 6 m length | SET | 1 |  | Included | 0 | 0 | 0
66 |  |  | 270 | 20 | FIRE FIGHTING SYSTEM | 100000975 | 995461 |  | 18 |  | 4.5 kg CO2 type Portable Fire extinguisher | EA | 1 |  | Included | 0 | 0 | 0
67 |  |  | 280 | 10 | ILLUMINATION SYSTEM | 100004852 | 998731 |  | 18 |  | Lighting Fixture LED Luminaires type FL-1 as per tech. specifications | EA | 10 |  | Included | 0 | 0 | 0
68 |  |  | 280 | 20 | ILLUMINATION SYSTEM | 100004926 | 998731 |  | 18 |  | Lighting Fixture LED Luminaires type FL2 as per tech. specifications | EA | 20 |  | Included | 0 | 0 | 0
69 |  |  | 280 | 30 | ILLUMINATION SYSTEM | 100001116 | 998739 |  | 18 |  | Illumination System for switchyard panel room of 6 m length | SET | 1 |  | Included | 0 | 0 | 0
70 |  |  | 280 | 40 | ILLUMINATION SYSTEM | 100001024 | 998731 |  | 18 |  | Sub Lighting panel (outdoor) type SLP (Switchyard and Street Lighting) | EA | 4 |  | Included | 0 | 0 | 0
71 |  |  | 280 | 50 | ILLUMINATION SYSTEM | 100001021 | 995461 |  | 18 |  | Lighting Panel type ACP-2 as per technical specification | EA | 2 |  | Included | 0 | 0 | 0
72 |  |  | 290 | 10 | 220kV Tower and Equipment structures MT | 100001210 | 995455 |  | 18 |  | Erection of Lattice Structures (MS Steel), to be designed during detailed engineering, for towers, beams and equipment supportstructure including pack plates / packwashers and gusset plates excluding fasteners and foundation bolts | MT | 55 |  | Included | 0 | 0 | 0
73 |  |  | 290 | 20 | 220kV Tower and Equipment structures MT | 100001680 | 995455 |  | 18 |  | Erection of fasteners ( nuts, bolts and washers ) including step bolts for lattice and pipe structures to be designed duringdetailed engineering | MT | 4 |  | Included | 0 | 0 | 0
74 |  |  | 290 | 30 | 220kV Tower and Equipment structures MT | 100001681 | 995455 |  | 18 |  | Erection of foundation bolts including nuts, checknut and washers for lattice and pipe structures to be designed during detailedengineering | MT | 6 |  | Included | 0 | 0 | 0
II | 1x500MVA, 400kV ICT (4th) at Hisar
75 |  |  | 190 | 20 | 420kV, 63kA AIS EQUIPMENT | 100000267 | 998736 |  | 18 |  | 420kV, 3150A, 63kA Circuit Breaker(3-Phase) without closing resistor(with support structure) | EA | 2 |  | Included | 0 | 0 | 0
76 |  |  | 190 | 30 | 420kV, 63kA AIS EQUIPMENT | 100000274 | 998736 |  | 18 |  | 420 kV, 3000A, 63KA, 1-Phase CurrentTransformer with 120% extended currentrating | EA | 6 |  | Included | 0 | 0 | 0
77 |  |  | 190 | 40 | 420kV, 63kA AIS EQUIPMENT | 100000287 | 998736 |  | 18 |  | 420kV, 3150A, 63KA, Isolator (3-phase)(Double Break) with one E/S | EA | 6 |  | Included | 0 | 0 | 0
78 |  |  | 190 | 50 | 420kV, 63kA AIS EQUIPMENT | 100000328 | 998736 |  | 18 |  | 336kV Surge Arrester (1-phase) | EA | 3 |  | Included | 0 | 0 | 0
79 |  |  | 190 | 60 | 420kV, 63kA AIS EQUIPMENT | 100005443 | 998734 |  | 18 |  | 420KV, 1-PHASE BUS POST INSULATORS | EA | 7 |  | Included | 0 | 0 | 0
80 |  |  | 190 | 70 | 420kV, 63kA AIS EQUIPMENT | 100000268 | 998736 |  | 18 |  | Controlled Switching Device for 420 kV, 3-ph Circuit Breaker | EA | 2 |  | Included | 0 | 0 | 0
81 |  |  | 200 | 10 | 245kV, 50kA AIS EQUIPMENT | 100003634 | 998736 |  | 18 |  | 245 kV 1600A, 50KA Circuit Breakers (3-Phase) with support | EA | 1 |  | Included | 0 | 0 | 0
82 |  |  | 200 | 20 | 245kV, 50kA AIS EQUIPMENT | 100001989 | 998736 |  | 18 |  | 245 kV, 1600A, 50KA, 1-Phase CurrentTransformer with 120% extended currentrating | EA | 3 |  | Included | 0 | 0 | 0
83 |  |  | 200 | 30 | 245kV, 50kA AIS EQUIPMENT | 100002014 | 998736 |  | 18 |  | 245kV, 1600A, 50 KA, 3-phase DoubleBreak Isolator with one E/S | EA | 1 |  | Included | 0 | 0 | 0
84 |  |  | 200 | 40 | 245kV, 50kA AIS EQUIPMENT | 100002013 | 998736 |  | 18 |  | 245kV, 1600A, 50 KA, 3-phase DoubleBreak Isolator with two E/S | EA | 1 |  | Included | 0 | 0 | 0
85 |  |  | 200 | 50 | 245kV, 50kA AIS EQUIPMENT | 100002016 | 998736 |  | 18 |  | 245kV, 1600A, 50 KA, 3-phase DoubleBreak Tandem Isolator without E/S | EA | 2 |  | Included | 0 | 0 | 0
86 |  |  | 200 | 60 | 245kV, 50kA AIS EQUIPMENT | 100000484 | 998736 |  | 18 |  | 216kV Surge Arrester (1-phase) | EA | 3 |  | Included | 0 | 0 | 0
87 |  |  | 200 | 70 | 245kV, 50kA AIS EQUIPMENT | 100001907 | 998736 |  | 18 |  | 245 kV,1 phase Bus Post Insulator (except for Line Traps) | EA | 13 |  | Included | 0 | 0 | 0
88 |  |  | 210 | 10 | Erection Hardware for 420kV I Type S/Y | 100000330 | 998731 |  | 18 |  | Erection Hardware for 400kV I type layout-Transformer bay as per specification | SET | 1 |  | Included | 0 | 0 | 0
89 |  |  | 210 | 20 | Erection Hardware for 420kV I Type S/Y | 100000335 | 998731 |  | 18 |  | Erection Hardware for 400kV I type layout-Spare bay of half dia as per specification | SET | 1 |  | Included | 0 | 0 | 0
90 |  |  | 230 | 10 | Erection Hardware for 220kV DMT Type S/Y | 100000486 | 998731 |  | 18 |  | Erection Hardware for 220kV layout (Double Main and Transfer Scheme as per SLD)-Transformer Bay as per specification | SET | 1 |  | Included | 0 | 0 | 0
91 |  |  | 230 | 30 | Erection Hardware for 220kV DMT Type S/Y | 100000490 | 998731 |  | 18 |  | Erection Hardware for 220kV layout (Double Main and Transfer Scheme as per SLD)-Bus work (two Bay) as per specification | SET | 1 |  | Included | 0 | 0 | 0
92 |  |  | 250 | 10 | Earthmat | 100003103 | 998731 |  | 18 |  | 40 mm MS rod for Main Earthmat | KM | 1 |  | Included | 0 | 0 | 0
93 |  |  | 252 | 60 | LT transformer erection hardware | 100004724 | 998731 |  | 18 |  | ERECTION H/W- AUX LT TRANSFORMER | SET | 1 |  | Included | 0 | 0 | 0
94 |  |  | 255 | 10 | LT transformer | 100003266 | 995429 |  | 18 |  | Shifting of LT transformer and its associated Cable connector | LS | 1 |  | Included | 0 | 0 | 0
95 |  |  | 255 | 70 | LT transformer | 100003523 | 995455 |  | 18 |  | Erection of 11kV Double Pole Structure including nuts, bolts, all type of washers, packplates, step bolts and gusset platesexcluding foundation bolts | EA | 1 |  | Included | 0 | 0 | 0
96 |  |  | 255 | 80 | LT transformer | 100000713 | 998736 |  | 18 |  | 9kV Surge Arrester (1-Phase) | EA | 3 |  | Included | 0 | 0 | 0
97 |  |  | 255 | 90 | LT transformer | 100017088 | 998736 |  | 18 |  | INSTALLATION OF HORN GAP FUSE 11 KV | NO | 3 |  | Included | 0 | 0 | 0
98 |  |  | 255 | 100 | LT transformer | 100001936 | 998736 |  | 18 |  | 11kV, 400A, 25 KA Isolator (3 phase)with one E/S | EA | 1 |  | Included | 0 | 0 | 0
99 |  |  | 260 | 10 | CRP for 420kV Bays | 100000790 | 998736 |  | 18 |  | 400kV Circuit Breaker Relay Panel without Auto Reclose | EA | 1 |  | Included | 0 | 0 | 0
100 |  |  | 260 | 20 | CRP for 420kV Bays | 100000793 | 998736 |  | 18 |  | 400kV Transformer Protection Panel (For both HV & MV side) | EA | 1 |  | Included | 0 | 0 | 0
101 |  |  | 260 | 80 | CRP for 420kV Bays | 100000796 | 998736 |  | 18 |  | Augmentation of existing 400kV bus bar protection scheme | SET | 1 |  | Included | 0 | 0 | 0
102 |  |  | 260 | 110 | CRP for 420kV Bays | 100000784 | 998736 |  | 18 |  | Control panel for 400kV Diameter (For One-half Breaker Scheme) | EA | 1 |  | Included | 0 | 0 | 0
103 |  |  | 260 | 30 | CRP for 420kV Bays | 100000789 | 998736 |  | 18 |  | 400kV Circuit Breaker Relay Panel with Auto Reclose | EA | 1 |  | Included | 0 | 0 | 0
104 |  |  | 260 | 130 | CRP for 420kV Bays | 100003228 | 998736 |  | 18 |  | Bay Control Unit including interface accessories integration with NTAMC as per technical specification. | EA | 2 |  | Included | 0 | 0 | 0
105 |  |  | 270 | 30 | CRP for 220kV Bays | 100000803 | 998736 |  | 18 |  | 220kV Circuit Breaker Relay Panel without Auto Reclose | EA | 1 |  | Included | 0 | 0 | 0
106 |  |  | 270 | 40 | CRP for 220kV Bays | 100000808 | 998736 |  | 18 |  | Augmentation of existing 220kV bus bar protection scheme | SET | 1 |  | Included | 0 | 0 | 0
107 |  |  | 270 | 80 | CRP for 220kV Bays | 100000799 | 998736 |  | 18 |  | Simplex Control Panel for 220kV (Bus Scheme as per SLD) one bay | EA | 1 |  | Included | 0 | 0 | 0
108 |  |  | 270 | 90 | CRP for 220kV Bays | 100003228 | 998736 |  | 18 |  | Bay Control Unit including interface accessories integration with NTAMC as per technical specification. | EA | 1 |  | Included | 0 | 0 | 0
109 |  |  | 290 | 10 | VMS | 100002500 | 998731 |  | 18 |  | Color IP camera, with PAN, TILT and ZOOM facilities, alongwith all required Items, Accessories, Line Interface units, Fiber patchcords, Power supply units, Junction Boxes, Cables, Fiber Optic Cables, etc., and including Integration in existing Hardware andSoftware for Augmentation of Visual Monitoring System as per technical specification. | SET | 1 |  | Included | 0 | 0 | 0
110 |  |  | 300 | 10 | POWER & CONTROL CABLE | 100002180 | 998736 |  | 18 |  | 1.1kV grade Power Cables (XLPEinsulated) along withlugs,glands,straight joints &accessories,etc. | LS | 1 |  | Included | 0 | 0 | 0
111 |  |  | 300 | 20 | POWER & CONTROL CABLE | 100002181 | 998736 |  | 18 |  | 1.1kV grade Power Cables (PVCinsulated)along withlugs,glands,straight joints &accessories,etc. | LS | 1 |  | Included | 0 | 0 | 0
112 |  |  | 300 | 30 | POWER & CONTROL CABLE | 100002182 | 998736 |  | 18 |  | 1.1kV grade Control Cables (PVCinsulated) along withlugs,glands,straight joints &accessories,etc. | LS | 1 |  | Included | 0 | 0 | 0
113 |  |  | 300 | 40 | POWER & CONTROL CABLE | 100003007 | 998736 |  | 18 |  | 11kV HV Power Cable along with accessories | KM | 0.5 |  | Included | 0 | 0 | 0
114 |  |  | 330 | 20 | ILLUMINATION SYSTEM | 100004937 | 998731 |  | 18 |  | Fire Wall Mounted LED Luminarie Type FL-2 (250W) | EA | 2 |  | Included | 0 | 0 | 0
115 |  |  | 330 | 30 | ILLUMINATION SYSTEM | 100004926 | 998731 |  | 18 |  | Lighting Fixture LED Luminaires type FL2 as per tech. specifications | EA | 10 |  | Included | 0 | 0 | 0
116 |  |  | 330 | 40 | ILLUMINATION SYSTEM | 100004852 | 998731 |  | 18 |  | Lighting Fixture LED Luminaires type FL-1 as per tech. specifications | EA | 20 |  | Included | 0 | 0 | 0
117 |  |  | 330 | 50 | ILLUMINATION SYSTEM | 100001885 | 998739 |  | 18 |  | Outdoor Power Receptacle for oilfiltration unit (250A) | EA | 1 |  | Included | 0 | 0 | 0
118 |  |  | 330 | 60 | ILLUMINATION SYSTEM | 100001052 | 998731 |  | 18 |  | 63A, 415V : Interlocked switch socket outdoor Receptacle (type RP) as per technical specifications | EA | 2 |  | Included | 0 | 0 | 0
119 |  |  | 330 | 70 | ILLUMINATION SYSTEM | 100001021 | 995461 |  | 18 |  | Lighting Panel type ACP-2 as per technical specification | EA | 1 |  | Included | 0 | 0 | 0
120 |  |  | 340 | 10 | FIRE FIGHTING SYSTEM | 100000983 | 998736 |  | 18 |  | HVW spray system, Hydrant system and complete U/G & O/G piping and accessories etc. out side the pump house for 500MVA ,400KV/220/33 kV, 3-phase Autotransformer | SET | 1 |  | Included | 0 | 0 | 0
121 |  |  | 350 | 10 | Tower and Equipment Structures | 100001210 | 995455 |  | 18 |  | Erection of Lattice Structures (MS Steel), to be designed during detailed engineering, for towers, beams and equipment supportstructure including pack plates / packwashers and gusset plates excluding fasteners and foundation bolts | MT | 65 |  | Included | 0 | 0 | 0
122 |  |  | 350 | 20 | Tower and Equipment Structures | 100001680 | 995455 |  | 18 |  | Erection of fasteners ( nuts, bolts and washers ) including step bolts for lattice and pipe structures to be designed duringdetailed engineering | MT | 6 |  | Included | 0 | 0 | 0
123 |  |  | 350 | 30 | Tower and Equipment Structures | 100001681 | 995455 |  | 18 |  | Erection of foundation bolts including nuts, checknut and washers for lattice and pipe structures to be designed during detailedengineering | MT | 8 |  | Included | 0 | 0 | 0
124 |  |  | 10 | 10 | Civil Works. | 100004518 | 995433 |  | 18 |  | Excavation in all kind of soil including rock for all leads and lifts, backfilling, disposal of surplus earth within a lead up to2Km as per technical specification. The surplus earth shall be roughly graded . | M3 | 2553 |  | Included | 0 | 0 | 0
125 |  |  | 10 | 20 | Civil Works. | 100011662 | 995433 |  | 18 |  | Excavation in hard rock which require blasting (including chemical blasting and rock excavated using specialized tools) for allfoundation works including stacking, measuring, disposal etc.for all leads and lifts as per technical specification. | M3 | 284 |  | Included | 0 | 0 | 0
126 |  |  | 10 | 30 | Civil Works. | 100001326 | 995454 |  | 18 |  | Providing and laying of Plain Cement Concrete (PCC) (1:2:4) | M3 | 25 |  | Included | 0 | 0 | 0
127 |  |  | 10 | 40 | Civil Works. | 100001325 | 995454 |  | 18 |  | Providing and laying of Plain Cement Concrete (PCC) (1:4:8) | M3 | 107 |  | Included | 0 | 0 | 0
128 |  |  | 10 | 50 | Civil Works. | 100001327 | 995454 |  | 18 |  | Providing and laying of Reinforced Cement Concrete M25 mix including pre cast, shuttering, Grouting of pockets & underpinning butexcluding steel reinforcement | M3 | 796 |  | Included | 0 | 0 | 0
129 |  |  | 10 | 60 | Civil Works. | 100001329 | 995454 |  | 18 |  | Steel Reinforcement | MT | 60 |  | Included | 0 | 0 | 0
130 |  |  | 10 | 70 | Civil Works. | 100001331 | 995455 |  | 18 |  | Misc. Structural steel including rails, embedments, edge protection angles, gratings etc. but excluding the reinforcement steel andsteel for lattice and pipe structures. | MT | 27 |  | Included | 0 | 0 | 0
131 |  |  | 10 | 80 | Civil Works. | 100001457 | 995421 |  | 18 |  | Construction of rail cum road as per drawing including all item such as excavation,compactions, rolling watering, WBM etc. butexcluding concrete reinforcement and structural steel-Section having four rails for auto transformer. | M2 | 98 |  | Included | 0 | 0 | 0
132 |  |  | 10 | 90 | Civil Works. | 100001330 | 995428 |  | 18 |  | Stone filling (40 mm size) for transformer/Reactor foundation | M3 | 21 |  | Included | 0 | 0 | 0
133 |  |  | 10 | 100 | Civil Works. | 100003114 | 995454 |  | 18 |  | External finishing / painting of fire wall (water proofing cement paint) (DSR 13.44.1) | M2 | 480 |  | Included | 0 | 0 | 0
134 |  |  | 10 | 110 | Civil Works. | 100001714 | 995428 |  | 18 |  | Stone spreading in switchyard excluding PCC | M2 | 3400 |  | Included | 0 | 0 | 0
135 |  |  | 10 | 120 | Civil Works. | 100001713 | 995424 |  | 18 |  | Antiweed treatment | M2 | 3900 |  | Included | 0 | 0 | 0
136 |  |  | 10 | 130 | Civil Works. | 100001712 | 995428 |  | 18 |  | Removing,cleaning and washing of existing stones and respreading of stones in switchyard excluding PCC | M2 | 500 |  | Included | 0 | 0 | 0
137 |  |  | 10 | 140 | Civil Works. | 100048595 | 995423 |  | 18 |  | Providing & laying non-woven Geo-synthetics fabric of minimum 200 GSM in separration layer between sub garde and stone spreading inswitchyard as per Technical Specification and direction of Engineer-in-Charge. | M2 | 3900 |  | Included | 0 | 0 | 0
138 |  |  | 10 | 150 | Civil Works. | 100020960 | 995461 |  | 18 |  | RCC culvert crossings including supplying and laying hume pipe 250mm dia of grade (NP-3) excluding concrete as per specification. | M | 20 |  | Included | 0 | 0 | 0
139 |  |  | 10 | 160 | Civil Works. | 100020961 | 995461 |  | 18 |  | RCC culvert crossings including supplying and laying hume pipe 300mm dia of grade (NP-3) excluding concrete as per specification. | M | 40 |  | Included | 0 | 0 | 0
140 |  |  | 10 | 170 | Civil Works. | 100020962 | 995461 |  | 18 |  | RCC culvert crossings including supplying and laying hume pipe 450mm dia of grade (NP-3) excluding concrete as per specification. | M | 20 |  | Included | 0 | 0 | 0
141 |  |  | 10 | 180 | Civil Works. | 100016667 | 995451 |  | 18 |  | Cable Trench including all types of crossings, all metallic works and sump pit including concrete and reinforcement steel Section2A-2A | M | 100 |  | Included | 0 | 0 | 0
142 |  |  | 10 | 190 | Civil Works. | 100001478 | 995454 |  | 18 |  | Cable Trench including all types of crossings, all metallic works and sump pit including concrte and reinforcement steel Section 2-2 | M | 300 |  | Included | 0 | 0 | 0
143 |  |  | 10 | 200 | Civil Works. | 100001479 | 995454 |  | 18 |  | Cable Trench including all types of crossings, all metallic works and sump pit including concrte and reinforcement steel Section 3-3 | M | 300 |  | Included | 0 | 0 | 0
144 |  |  | 10 | 210 | Civil Works. | 100001480 | 995454 |  | 18 |  | Cable Trench including all types of crossings, all metallic works and sump pit including concrte and reinforcement steel Section 4-4 | M | 100 |  | Included | 0 | 0 | 0
145 |  |  | 10 | 220 | Civil Works. | 100008110 | 995421 |  | 18 |  | 3.75m wide Bitumen road with earthen shoulder including 100 mm dia RCC Hume Pipe @ 100 metre interval as per drawing and TS (as perDSR item no 16.35 and 16.30.1) and including 225 mm thick WBM in three equal layers of 75 mm each as per CPWD specification. | M2 | 1125 |  | Included | 0 | 0 | 0
146 |  |  | 10 | 230 | Civil Works. | 100015791 | 995454 |  | 18 |  | All civil works for Drains construction of Section A-A including crossings if any as per technical specification and tender drawingscomplete in all respect with all labour and materials. | M | 150 |  | Included | 0 | 0 | 0
147 |  |  | 10 | 240 | Civil Works. | 100015792 | 995454 |  | 18 |  | All civil works for Drains construction of Section B-B including crossings if any as per technical specification and tender drawingscomplete in all respect with all labour and materials. | M | 150 |  | Included | 0 | 0 | 0
148 |  |  | 10 | 250 | Civil Works. | 100015793 | 995454 |  | 18 |  | All civil works for Drains construction of Section C-C including crossings if any as per technical specification and tender drawingscomplete in all respect with all labour and materials. | M | 150 |  | Included | 0 | 0 | 0
149 |  |  | 10 | 260 | Civil Works. | 100015794 | 995454 |  | 18 |  | All civil works for Drains construction of Section D-D including crossings if any as per technical specification and tender drawingscomplete in all respect with all labour and materials. | M | 150 |  | Included | 0 | 0 | 0
150 |  |  | 10 | 270 | Civil Works. | 100007097 | 995454 |  | 18 |  | Dry stone pitching 22.5 cm thick including supply of stones and preparing surface complete including construction of 600 mm high and230 mm wide cement concrete (1:3:6) (1 cement : 3 coarse sand (zone-III) : 6 graded stone aggregate 20 mm nominal size) toe wall atthe lowest portion of stone pitching area etc. completed as per theinstruction of Engineer-In-Charge. . | M2 | 300 |  | Included | 0 | 0 | 0
151 |  |  | 10 | 280 | Civil Works. | 100002911 | 995432 |  | 18 |  | Earthwork in excavation & filling in all types of soil and soft/disintegrated rock in open areas/nallas/channels, to the requiredslopes, shapes, levels, elevations and profile, including trimming of bottom and slopes of excavation, bailing out rain(dewatering), pumping, removal of slush, preparing embankments/marginal banks, loosening, dressing, spreading material in layers notexceeding 200mm, as per direction of Engineer-in-Charge, water flooding, compacting to achieve 95% consolidation at optimum moisturecontent, finishing etc. all complete, for all leads and lifts within leveling boundary, including disposal of surplus earth andstacking of unsuitable material within a lead of 2.0 Km beyond substation boundary, with all labour, material, tools, tackles andequipment, safeguards and incidentals, Royalty,taxes etc. as necessary, as per drawings, specification and directions of theEngineer-in-Charge. Clearing of jungle is included in this item. (Only excavation/cutting will be measured for payment purpose.) | M3 | 540 |  | Included | 0 | 0 | 0
152 |  |  | 10 | 290 | Civil Works. | 100002583 | 995432 |  | 18 |  | Supply of earth (excluding rock & boulders) at site including royalty, carriage and filling in specified areas in layers notexceeding 200mm in depth, compacting under optimum moisture condition to achieve 95% of Proctor density, finishing etc. allcomplete, for all leads & lifts, with all labour, material, tools, tackles, equipments, safeguards & incidentals as necessary as perdrawings, specification and direction of the Engineer- in- Charge. | M3 | 600 |  | Included | 0 | 0 | 0
153 |  |  | 10 | 300 | Civil Works. | 100002914 | 995432 |  | 18 |  | Earthwork in excavation in Hard rocks in open areas/nallas/ channels, to the required slopes, shapes, levels, elevations andprofile, including trimming of bottom and slopes of excavation and stacking and disposal of rock for a lead up to 2.0 KM beyondleveling boundary and all lifts , with all labour, material, tools, tackles and equipment, safeguards and incidentals,Royalty,taxesetc. as per directions of the Engineer-in-Charge. Serviceable material if available shall be stacked at site as identified byEngineer-in-Charge.(50% void deduction from stack measurement) | M3 | 54 |  | Included | 0 | 0 | 0
154 |  |  | 10 | 310 | Civil Works. | 100001721 | 995428 |  | 18 |  | Supplying, filling and compacting stone boulders mixed with sand under foundations, roads, cable trenches, drains etc in layers notexceeding 250mm thickness including ramming, watering compacting | M3 | 268 |  | Included | 0 | 0 | 0
155 |  |  | 10 | 320 | Civil Works. | 100004505 | 995429 |  | 18 |  | Dismantling & Re-erection of existing fence including providing, adding and welding additional length of pipe or angle as perexisting fence including repainting with red oxide/synthetic enamel paint and brick work etc complete matching with existing fence.Nothing extra shall be paid in this account. All type of concrete shall be measured and paid under relavent item. | M | 200 |  | Included | 0 | 0 | 0
156 |  |  | 10 | 330 | Civil Works. | 100001454 | 995429 |  | 18 |  | Demolishing RCC work including stacking of steel bars and disposal of unserviceable material. | M3 | 75 |  | Included | 0 | 0 | 0
157 |  |  | 10 | 340 | Civil Works. | 100007701 | 995462 |  | 18 |  | Supplying and erecting dewatering pumps- 2 HP | EA | 1 |  | Included | 0 | 0 | 0
158 |  |  | 20 | 10 | PMUs for 4th ICT at Hissar SS | 170000502 | 998713 |  | 18 |  | Service:- Phasor Measurement Unit (PMU) | EA | 2 |  | Included | 0 | 0 | 0
159 |  |  | 20 | 20 | PMUs for 4th ICT at Hissar SS | 170000530 | 998734 |  | 18 |  | WAMS TIME SYSTEM(GPS RECEIVER) | EA | 2 |  | Included | 0 | 0 | 0
160 |  |  | 20 | 30 | PMUs for 4th ICT at Hissar SS | 170004701 | 998734 |  | 18 |  | SUBSTATION GRADE Layer 2 LAN SWITCH | EA | 2 |  | Included | 0 | 0 | 0
161 |  |  | 20 | 40 | PMUs for 4th ICT at Hissar SS | 170004700 | 998734 |  | 18 |  | SUBSTATION GRADE Layer 3 LAN SWITCH | EA | 1 |  | Included | 0 | 0 | 0
162 |  |  | 20 | 50 | PMUs for 4th ICT at Hissar SS | 170000504 | 998713 |  | 18 |  | Services:- Armored Fibre Optic Cable and associated termination equipment | LOT | 1 |  | Included | 0 | 0 | 0
163 |  |  | 20 | 60 | PMUs for 4th ICT at Hissar SS | 170003449 | 998316 |  | 18 |  | SUPPLY, INSTALLATION, TESTING AND COMMISSIONING OF LIU-FO PATCH PANEL-12 PORT | EA | 3 |  | Included | 0 | 0 | 0
164 |  |  | 20 | 70 | PMUs for 4th ICT at Hissar SS | 170000501 | 998734 |  | 18 |  | Integration of PMU with the PDC (Phasor Data Concentrator) of RLDCs and respective SLDCs as required. | LOT | 1 |  | Included | 0 | 0 | 0
III | 1x500 MVA, 400kV ICT (6th) at Bhadla-II
165 |  |  | 190 | 10 | 420kV, 63kA AIS EQUIPMENT | 100000267 | 998736 |  | 18 |  | 420kV, 3150A, 63kA Circuit Breaker(3-Phase) without closing resistor(with support structure) | EA | 2 |  | Included | 0 | 0 | 0
166 |  |  | 190 | 30 | 420kV, 63kA AIS EQUIPMENT | 100000274 | 998736 |  | 18 |  | 420 kV, 3000A, 63KA, 1-Phase CurrentTransformer with 120% extended currentrating | EA | 6 |  | Included | 0 | 0 | 0
167 |  |  | 190 | 20 | 420kV, 63kA AIS EQUIPMENT | 100000287 | 998736 |  | 18 |  | 420kV, 3150A, 63KA, Isolator (3-phase)(Double Break) with one E/S | EA | 6 |  | Included | 0 | 0 | 0
168 |  |  | 190 | 50 | 420kV, 63kA AIS EQUIPMENT | 100000328 | 998736 |  | 18 |  | 336kV Surge Arrester (1-phase) | EA | 3 |  | Included | 0 | 0 | 0
169 |  |  | 190 | 40 | 420kV, 63kA AIS EQUIPMENT | 100005443 | 998734 |  | 18 |  | 420KV, 1-PHASE BUS POST INSULATORS | EA | 7 |  | Included | 0 | 0 | 0
170 |  |  | 190 | 70 | 420kV, 63kA AIS EQUIPMENT | 100000268 | 998736 |  | 18 |  | Controlled Switching Device for 420 kV, 3-ph Circuit Breaker | EA | 2 |  | Included | 0 | 0 | 0
171 |  |  | 200 | 10 | 245kV, 50kA AIS EQUIPMENT | 100003634 | 998736 |  | 18 |  | 245 kV 1600A, 50KA Circuit Breakers (3-Phase) with support | EA | 1 |  | Included | 0 | 0 | 0
172 |  |  | 200 | 20 | 245kV, 50kA AIS EQUIPMENT | 100001989 | 998736 |  | 18 |  | 245 kV, 1600A, 50KA, 1-Phase CurrentTransformer with 120% extended currentrating | EA | 3 |  | Included | 0 | 0 | 0
173 |  |  | 200 | 30 | 245kV, 50kA AIS EQUIPMENT | 100002014 | 998736 |  | 18 |  | 245kV, 1600A, 50 KA, 3-phase DoubleBreak Isolator with one E/S | EA | 1 |  | Included | 0 | 0 | 0
174 |  |  | 200 | 40 | 245kV, 50kA AIS EQUIPMENT | 100002013 | 998736 |  | 18 |  | 245kV, 1600A, 50 KA, 3-phase DoubleBreak Isolator with two E/S | EA | 1 |  | Included | 0 | 0 | 0
175 |  |  | 200 | 50 | 245kV, 50kA AIS EQUIPMENT | 100002016 | 998736 |  | 18 |  | 245kV, 1600A, 50 KA, 3-phase DoubleBreak Tandem Isolator without E/S | EA | 2 |  | Included | 0 | 0 | 0
176 |  |  | 200 | 60 | 245kV, 50kA AIS EQUIPMENT | 100000484 | 998736 |  | 18 |  | 216kV Surge Arrester (1-phase) | EA | 3 |  | Included | 0 | 0 | 0
177 |  |  | 200 | 70 | 245kV, 50kA AIS EQUIPMENT | 100001907 | 998736 |  | 18 |  | 245 kV,1 phase Bus Post Insulator (except for Line Traps) | EA | 35 |  | Included | 0 | 0 | 0
178 |  |  | 205 | 10 | 220kV EHV Cable & Associated Equipments | 100003359 | 998736 |  | 18 |  | 220 KV Cable end termination(s) (AIS TYPE) at substation as per technical specification | EA | 8 |  | Included | 0 | 0 | 0
179 |  |  | 205 | 20 | 220kV EHV Cable & Associated Equipments | 100003013 | 998736 |  | 18 |  | 220kV HV Power Cable along with accessories | KM | 1 |  | Included | 0 | 0 | 0
180 |  |  | 205 | 30 | 220kV EHV Cable & Associated Equipments | 100003969 | 995423 |  | 18 |  | Construction of buried cable trench along with excavation, PCC, back filling, restoration and construction of jointing bays (asper requirement) etc. as per technical specification | KM | 0.8 |  | Included | 0 | 0 | 0
181 |  |  | 210 | 10 | Erection Hardware for 420kV I Type S/Y | 100000330 | 998731 |  | 18 |  | Erection Hardware for 400kV I type layout-Transformer bay as per specification | SET | 1 |  | Included | 0 | 0 | 0
182 |  |  | 210 | 20 | Erection Hardware for 420kV I Type S/Y | 100000335 | 998731 |  | 18 |  | Erection Hardware for 400kV I type layout-Spare bay of half dia as per specification | SET | 1 |  | Included | 0 | 0 | 0
183 |  |  | 230 | 10 | Erection Hardware for 220kV DMT Type S/Y | 100000486 | 998731 |  | 18 |  | Erection Hardware for 220kV layout (Double Main and Transfer Scheme as per SLD)-Transformer Bay as per specification | SET | 1 |  | Included | 0 | 0 | 0
184 |  |  | 230 | 30 | Erection Hardware for 220kV DMT Type S/Y | 100000490 | 998731 |  | 18 |  | Erection Hardware for 220kV layout (Double Main and Transfer Scheme as per SLD)-Bus work (two Bay) as per specification | SET | 1 |  | Included | 0 | 0 | 0
185 |  |  | 250 | 10 | Earthmat | 100003103 | 998731 |  | 18 |  | 40 mm MS rod for Main Earthmat | KM | 1 |  | Included | 0 | 0 | 0
186 |  |  | 260 | 10 | CRP for 420kV Bays with SAS | 100000728 | 998736 |  | 18 |  | 400kV Circuit Breaker Relay Panel with Auto Reclose (with Automation) | EA | 1 |  | Included | 0 | 0 | 0
187 |  |  | 260 | 20 | CRP for 420kV Bays with SAS | 100000731 | 998736 |  | 18 |  | 400kV Transformer Protection Panel (For both HV & MV side)-(with Automation) | EA | 1 |  | Included | 0 | 0 | 0
188 |  |  | 260 | 30 | CRP for 420kV Bays with SAS | 100000735 | 998736 |  | 18 |  | Augmentation of existing 400kV bus bar protection scheme.(No. of bays as per specification)-(with Automation) | SET | 1 |  | Included | 0 | 0 | 0
189 |  |  | 260 | 40 | CRP for 420kV Bays with SAS | 100000729 | 998736 |  | 18 |  | 400kV Circuit Breaker Relay Panel without Auto Reclose (with Automation) | EA | 1 |  | Included | 0 | 0 | 0
190 |  |  | 270 | 20 | CRP for 220kV Bays with SAS | 100000743 | 998736 |  | 18 |  | Augmentation of existing 220kV bus bar protection scheme.(No. of bays as per specification)-(with Automation) | SET | 1 |  | Included | 0 | 0 | 0
191 |  |  | 270 | 30 | CRP for 220kV Bays with SAS | 100000737 | 998736 |  | 18 |  | 220kV Circuit Breaker Relay Panel without Auto Reclose (with Automation) | EA | 1 |  | Included | 0 | 0 | 0
192 |  |  | 280 | 10 | SAS-AUG | 100002069 | 998736 |  | 18 |  | Augmentation of Substation automation System for 400kV Main bay as per Technical Specification | EA | 1 |  | Included | 0 | 0 | 0
193 |  |  | 280 | 20 | SAS-AUG | 100002075 | 998736 |  | 18 |  | Augmentation of Substation automation System for 400kV Tie bay as per Technical Specification | EA | 1 |  | Included | 0 | 0 | 0
194 |  |  | 280 | 30 | SAS-AUG | 100002070 | 998736 |  | 18 |  | Augmentation of Substation automation System for 220kV bay as per Technical Specification | EA | 1 |  | Included | 0 | 0 | 0
195 |  |  | 290 | 10 | VMS | 100002500 | 998731 |  | 18 |  | Color IP camera, with PAN, TILT and ZOOM facilities, alongwith all required Items, Accessories, Line Interface units, Fiber patchcords, Power supply units, Junction Boxes, Cables, Fiber Optic Cables, etc., and including Integration in existing Hardware andSoftware for Augmentation of Visual Monitoring System as per technical specification. | SET | 1 |  | Included | 0 | 0 | 0
196 |  |  | 300 | 10 | POWER & CONTROL CABLE | 100002180 | 998736 |  | 18 |  | 1.1kV grade Power Cables (XLPEinsulated) along withlugs,glands,straight joints &accessories,etc. | LS | 1 |  | Included | 0 | 0 | 0
197 |  |  | 300 | 20 | POWER & CONTROL CABLE | 100002181 | 998736 |  | 18 |  | 1.1kV grade Power Cables (PVCinsulated)along withlugs,glands,straight joints &accessories,etc. | LS | 1 |  | Included | 0 | 0 | 0
198 |  |  | 300 | 30 | POWER & CONTROL CABLE | 100002182 | 998736 |  | 18 |  | 1.1kV grade Control Cables (PVCinsulated) along withlugs,glands,straight joints &accessories,etc. | LS | 1 |  | Included | 0 | 0 | 0
199 |  |  | 320 | 10 | AIR CONDITIONING & VENTILATION SYSTEM | 100001882 | 995463 |  | 18 |  | Air conditioning system for Switchyard Panel Room of 6m length | SET | 2 |  | Included | 0 | 0 | 0
200 |  |  | 330 | 10 | ILLUMINATION SYSTEM | 100001116 | 998739 |  | 18 |  | Illumination System for switchyard panel room of 6 m length | SET | 2 |  | Included | 0 | 0 | 0
201 |  |  | 330 | 20 | ILLUMINATION SYSTEM | 100004937 | 998731 |  | 18 |  | Fire Wall Mounted LED Luminarie Type FL-2 (250W) | EA | 2 |  | Included | 0 | 0 | 0
202 |  |  | 330 | 30 | ILLUMINATION SYSTEM | 100004926 | 998731 |  | 18 |  | Lighting Fixture LED Luminaires type FL2 as per tech. specifications | EA | 10 |  | Included | 0 | 0 | 0
203 |  |  | 330 | 40 | ILLUMINATION SYSTEM | 100004852 | 998731 |  | 18 |  | Lighting Fixture LED Luminaires type FL-1 as per tech. specifications | EA | 20 |  | Included | 0 | 0 | 0
204 |  |  | 330 | 50 | ILLUMINATION SYSTEM | 100001885 | 998739 |  | 18 |  | Outdoor Power Receptacle for oilfiltration unit (250A) | EA | 1 |  | Included | 0 | 0 | 0
205 |  |  | 330 | 60 | ILLUMINATION SYSTEM | 100001052 | 998731 |  | 18 |  | 63A, 415V : Interlocked switch socket outdoor Receptacle (type RP) as per technical specifications | EA | 2 |  | Included | 0 | 0 | 0
206 |  |  | 330 | 70 | ILLUMINATION SYSTEM | 100001021 | 995461 |  | 18 |  | Lighting Panel type ACP-2 as per technical specification | EA | 1 |  | Included | 0 | 0 | 0
207 |  |  | 340 | 10 | FIRE FIGHTING SYSTEM | 100000983 | 998736 |  | 18 |  | HVW spray system, Hydrant system and complete U/G & O/G piping and accessories etc. out side the pump house for 500MVA ,400KV/220/33 kV, 3-phase Autotransformer | SET | 1 |  | Included | 0 | 0 | 0
208 |  |  | 340 | 20 | FIRE FIGHTING SYSTEM | 100002062 | 995461 |  | 18 |  | Fire Detection and Alarm System for Switchyard Panel Room of 6 m length | SET | 2 |  | Included | 0 | 0 | 0
209 |  |  | 340 | 30 | FIRE FIGHTING SYSTEM | 100000975 | 995461 |  | 18 |  | 4.5 kg CO2 type Portable Fire extinguisher | EA | 2 |  | Included | 0 | 0 | 0
210 |  |  | 370 | 10 | Tower and Equipment Structures | 100001210 | 995455 |  | 18 |  | Erection of Lattice Structures (MS Steel), to be designed during detailed engineering, for towers, beams and equipment supportstructure including pack plates / packwashers and gusset plates excluding fasteners and foundation bolts | MT | 77 |  | Included | 0 | 0 | 0
211 |  |  | 370 | 20 | Tower and Equipment Structures | 100001680 | 995455 |  | 18 |  | Erection of fasteners ( nuts, bolts and washers ) including step bolts for lattice and pipe structures to be designed duringdetailed engineering | MT | 7 |  | Included | 0 | 0 | 0
212 |  |  | 370 | 30 | Tower and Equipment Structures | 100001681 | 995455 |  | 18 |  | Erection of foundation bolts including nuts, checknut and washers for lattice and pipe structures to be designed during detailedengineering | MT | 8 |  | Included | 0 | 0 | 0
213 |  |  | 10 | 10 | Civil Works. | 100004518 | 995433 |  | 18 |  | Excavation in all kind of soil including rock for all leads and lifts, backfilling, disposal of surplus earth within a lead up to2Km as per technical specification. The surplus earth shall be roughly graded . | M3 | 2900 |  | Included | 0 | 0 | 0
214 |  |  | 10 | 20 | Civil Works. | 100011662 | 995433 |  | 18 |  | Excavation in hard rock which require blasting (including chemical blasting and rock excavated using specialized tools) for allfoundation works including stacking, measuring, disposal etc.for all leads and lifts as per technical specification. | M3 | 322 |  | Included | 0 | 0 | 0
215 |  |  | 10 | 30 | Civil Works. | 100001326 | 995454 |  | 18 |  | Providing and laying of Plain Cement Concrete (PCC) (1:2:4) | M3 | 12 |  | Included | 0 | 0 | 0
216 |  |  | 10 | 40 | Civil Works. | 100001325 | 995454 |  | 18 |  | Providing and laying of Plain Cement Concrete (PCC) (1:4:8) | M3 | 133 |  | Included | 0 | 0 | 0
217 |  |  | 10 | 50 | Civil Works. | 100001327 | 995454 |  | 18 |  | Providing and laying of Reinforced Cement Concrete M25 mix including pre cast, shuttering, Grouting of pockets & underpinning butexcluding steel reinforcement | M3 | 834 |  | Included | 0 | 0 | 0
218 |  |  | 10 | 60 | Civil Works. | 100001329 | 995454 |  | 18 |  | Steel Reinforcement | MT | 59 |  | Included | 0 | 0 | 0
219 |  |  | 10 | 70 | Civil Works. | 100001331 | 995455 |  | 18 |  | Misc. Structural steel including rails, embedments, edge protection angles, gratings etc. but excluding the reinforcement steel andsteel for lattice and pipe structures. | MT | 29 |  | Included | 0 | 0 | 0
220 |  |  | 10 | 80 | Civil Works. | 100001457 | 995421 |  | 18 |  | Construction of rail cum road as per drawing including all item such as excavation,compactions, rolling watering, WBM etc. butexcluding concrete reinforcement and structural steel-Section having four rails for auto transformer. | M2 | 98 |  | Included | 0 | 0 | 0
221 |  |  | 10 | 90 | Civil Works. | 100001330 | 995428 |  | 18 |  | Stone filling (40 mm size) for transformer/Reactor foundation | M3 | 21 |  | Included | 0 | 0 | 0
222 |  |  | 10 | 100 | Civil Works. | 100001714 | 995428 |  | 18 |  | Stone spreading in switchyard excluding PCC | M2 | 8100 |  | Included | 0 | 0 | 0
223 |  |  | 10 | 110 | Civil Works. | 100001713 | 995424 |  | 18 |  | Antiweed treatment | M2 | 9315 |  | Included | 0 | 0 | 0
224 |  |  | 10 | 120 | Civil Works. | 100001712 | 995428 |  | 18 |  | Removing,cleaning and washing of existing stones and respreading of stones in switchyard excluding PCC | M2 | 1215 |  | Included | 0 | 0 | 0
225 |  |  | 10 | 130 | Civil Works. | 100048595 | 995423 |  | 18 |  | Providing & laying non-woven Geo-synthetics fabric of minimum 200 GSM in separration layer between sub garde and stone spreading inswitchyard as per Technical Specification and direction of Engineer-in-Charge. | M2 | 9315 |  | Included | 0 | 0 | 0
226 |  |  | 10 | 140 | Civil Works. | 100020960 | 995461 |  | 18 |  | RCC culvert crossings including supplying and laying hume pipe 250mm dia of grade (NP-3) excluding concrete as per specification. | M | 20 |  | Included | 0 | 0 | 0
227 |  |  | 10 | 150 | Civil Works. | 100020961 | 995461 |  | 18 |  | RCC culvert crossings including supplying and laying hume pipe 300mm dia of grade (NP-3) excluding concrete as per specification. | M | 40 |  | Included | 0 | 0 | 0
228 |  |  | 10 | 160 | Civil Works. | 100020962 | 995461 |  | 18 |  | RCC culvert crossings including supplying and laying hume pipe 450mm dia of grade (NP-3) excluding concrete as per specification. | M | 20 |  | Included | 0 | 0 | 0
229 |  |  | 10 | 170 | Civil Works. | 100003437 | 995454 |  | 18 |  | Switchyard Panel Room - Civil Works. All civil works as per drawing and specifications complete, including - brickwork, finishing(external and internal), windows etc. However, excavation, PCC, RCC and reinforcement shall be paid separately as per BPS. | M2 | 60 |  | Included | 0 | 0 | 0
230 |  |  | 10 | 180 | Civil Works. | 100016667 | 995451 |  | 18 |  | Cable Trench including all types of crossings, all metallic works and sump pit including concrete and reinforcement steel Section2A-2A | M | 100 |  | Included | 0 | 0 | 0
231 |  |  | 10 | 190 | Civil Works. | 100001478 | 995454 |  | 18 |  | Cable Trench including all types of crossings, all metallic works and sump pit including concrte and reinforcement steel Section 2-2 | M | 200 |  | Included | 0 | 0 | 0
232 |  |  | 10 | 200 | Civil Works. | 100001479 | 995454 |  | 18 |  | Cable Trench including all types of crossings, all metallic works and sump pit including concrte and reinforcement steel Section 3-3 | M | 200 |  | Included | 0 | 0 | 0
233 |  |  | 10 | 210 | Civil Works. | 100001480 | 995454 |  | 18 |  | Cable Trench including all types of crossings, all metallic works and sump pit including concrte and reinforcement steel Section 4-4 | M | 100 |  | Included | 0 | 0 | 0
234 |  |  | 10 | 220 | Civil Works. | 100008110 | 995421 |  | 18 |  | 3.75m wide Bitumen road with earthen shoulder including 100 mm dia RCC Hume Pipe @ 100 metre interval as per drawing and TS (as perDSR item no 16.35 and 16.30.1) and including 225 mm thick WBM in three equal layers of 75 mm each as per CPWD specification. | M2 | 750 |  | Included | 0 | 0 | 0
235 |  |  | 10 | 230 | Civil Works. | 100015791 | 995454 |  | 18 |  | All civil works for Drains construction of Section A-A including crossings if any as per technical specification and tender drawingscomplete in all respect with all labour and materials. | M | 100 |  | Included | 0 | 0 | 0
236 |  |  | 10 | 240 | Civil Works. | 100015792 | 995454 |  | 18 |  | All civil works for Drains construction of Section B-B including crossings if any as per technical specification and tender drawingscomplete in all respect with all labour and materials. | M | 100 |  | Included | 0 | 0 | 0
237 |  |  | 10 | 250 | Civil Works. | 100015793 | 995454 |  | 18 |  | All civil works for Drains construction of Section C-C including crossings if any as per technical specification and tender drawingscomplete in all respect with all labour and materials. | M | 100 |  | Included | 0 | 0 | 0
238 |  |  | 10 | 260 | Civil Works. | 100015794 | 995454 |  | 18 |  | All civil works for Drains construction of Section D-D including crossings if any as per technical specification and tender drawingscomplete in all respect with all labour and materials. | M | 100 |  | Included | 0 | 0 | 0
239 |  |  | 10 | 270 | Civil Works. | 100007097 | 995454 |  | 18 |  | Dry stone pitching 22.5 cm thick including supply of stones and preparing surface complete including construction of 600 mm high and230 mm wide cement concrete (1:3:6) (1 cement : 3 coarse sand (zone-III) : 6 graded stone aggregate 20 mm nominal size) toe wall atthe lowest portion of stone pitching area etc. completed as per theinstruction of Engineer-In-Charge. . | M2 | 300 |  | Included | 0 | 0 | 0
240 |  |  | 10 | 280 | Civil Works. | 100002911 | 995432 |  | 18 |  | Earthwork in excavation & filling in all types of soil and soft/disintegrated rock in open areas/nallas/channels, to the requiredslopes, shapes, levels, elevations and profile, including trimming of bottom and slopes of excavation, bailing out rain(dewatering), pumping, removal of slush, preparing embankments/marginal banks, loosening, dressing, spreading material in layers notexceeding 200mm, as per direction of Engineer-in-Charge, water flooding, compacting to achieve 95% consolidation at optimum moisturecontent, finishing etc. all complete, for all leads and lifts within leveling boundary, including disposal of surplus earth andstacking of unsuitable material within a lead of 2.0 Km beyond substation boundary, with all labour, material, tools, tackles andequipment, safeguards and incidentals, Royalty,taxes etc. as necessary, as per drawings, specification and directions of theEngineer-in-Charge. Clearing of jungle is included in this item. (Only excavation/cutting will be measured for payment purpose.) | M3 | 2700 |  | Included | 0 | 0 | 0
241 |  |  | 10 | 290 | Civil Works. | 100002583 | 995432 |  | 18 |  | Supply of earth (excluding rock & boulders) at site including royalty, carriage and filling in specified areas in layers notexceeding 200mm in depth, compacting under optimum moisture condition to achieve 95% of Proctor density, finishing etc. allcomplete, for all leads & lifts, with all labour, material, tools, tackles, equipments, safeguards & incidentals as necessary as perdrawings, specification and direction of the Engineer- in- Charge. | M3 | 3000 |  | Included | 0 | 0 | 0
242 |  |  | 10 | 300 | Civil Works. | 100002914 | 995432 |  | 18 |  | Earthwork in excavation in Hard rocks in open areas/nallas/ channels, to the required slopes, shapes, levels, elevations andprofile, including trimming of bottom and slopes of excavation and stacking and disposal of rock for a lead up to 2.0 KM beyondleveling boundary and all lifts , with all labour, material, tools, tackles and equipment, safeguards and incidentals,Royalty,taxesetc. as per directions of the Engineer-in-Charge. Serviceable material if available shall be stacked at site as identified byEngineer-in-Charge.(50% void deduction from stack measurement) | M3 | 270 |  | Included | 0 | 0 | 0
243 |  |  | 10 | 310 | Civil Works. | 100001721 | 995428 |  | 18 |  | Supplying, filling and compacting stone boulders mixed with sand under foundations, roads, cable trenches, drains etc in layers notexceeding 250mm thickness including ramming, watering compacting | M3 | 313 |  | Included | 0 | 0 | 0
244 |  |  | 10 | 320 | Civil Works. | 100001454 | 995429 |  | 18 |  | Demolishing RCC work including stacking of steel bars and disposal of unserviceable material. | M3 | 50 |  | Included | 0 | 0 | 0
245 |  |  | 10 | 330 | Civil Works. | 100007701 | 995462 |  | 18 |  | Supplying and erecting dewatering pumps- 2 HP | EA | 1 |  | Included | 0 | 0 | 0
246 |  |  | 20 | 10 | PMUs for 6th ICT at Bhadla-II | 170000502 | 998713 |  | 18 |  | Service:- Phasor Measurement Unit (PMU) | EA | 2 |  | Included | 0 | 0 | 0
247 |  |  | 20 | 20 | PMUs for 6th ICT at Bhadla-II | 170000530 | 998734 |  | 18 |  | WAMS TIME SYSTEM(GPS RECEIVER) | EA | 2 |  | Included | 0 | 0 | 0
248 |  |  | 20 | 30 | PMUs for 6th ICT at Bhadla-II | 170004701 | 998734 |  | 18 |  | SUBSTATION GRADE Layer 2 LAN SWITCH | EA | 2 |  | Included | 0 | 0 | 0
249 |  |  | 20 | 40 | PMUs for 6th ICT at Bhadla-II | 170004700 | 998734 |  | 18 |  | SUBSTATION GRADE Layer 3 LAN SWITCH | EA | 1 |  | Included | 0 | 0 | 0
250 |  |  | 20 | 50 | PMUs for 6th ICT at Bhadla-II | 170000504 | 998713 |  | 18 |  | Services:- Armored Fibre Optic Cable and associated termination equipment | LOT | 1 |  | Included | 0 | 0 | 0
251 |  |  | 20 | 60 | PMUs for 6th ICT at Bhadla-II | 170003449 | 998316 |  | 18 |  | SUPPLY, INSTALLATION, TESTING AND COMMISSIONING OF LIU-FO PATCH PANEL-12 PORT | EA | 3 |  | Included | 0 | 0 | 0
252 |  |  | 20 | 70 | PMUs for 6th ICT at Bhadla-II | 170000501 | 998734 |  | 18 |  | Integration of PMU with the PDC (Phasor Data Concentrator) of RLDCs and respective SLDCs as required. | LOT | 1 |  | Included | 0 | 0 | 0
[11 empty] | Total Installation Charges |  |  |  | 0 |  |  | 0
[11 empty] | Total GST as confirmed by Bidder |  |  |  |  | 0
* | In case the bidder leaves the cell for confirmation of the SAC and/or GST rate “blank”, the SAC and corresponding GST rate indicated by the Employer shall be deemed to be the one confirmed by the Bidder.
Date : |  |  | -- | [8 empty] | Printed Name:
Place : | [11 empty] | Designation :
Click for Sch-4

## Sch-3 Dis (hidden)
Specification No.: CC/NT/W-AIS/DOM/A06/24/14173 |  |  |  |  | Schedule - 3
400kV AIS Substation Extn Package : SS- 141 for a. Implementation of 2 Nos. of 220kV line bays at 765/400/220kV Bikaner-III PS for Interconnection of 500MW REGS of M/s NTPC Renewable Energy Ltd. b. Augmentation of transformation capacity at 400/220kV Bhadla-II PS (Section-1) in Rajasthan by 1x500MVA, 400/220kV ICT(6th) to cater to the N-1 contingency requirements c. Augmentation of transformation capacity at 400/220kV Hisar (PG) in Haryana by 1x500MVA, 400/220kV ICT(4th). | [7 empty] | As per Lum-sum |  | 0%
(SCHEDULE OF RATES AND PRICES : ERECTION CHARGES) | [7 empty] | AS per Percent |  | #REF!
[8 empty] | As per lum-sum on Sch-3 |  | 0%
Bidder’s Name and Address (Sole Bidder) : |  |  |  | To: |  |  |  | As per Percent on Sch-3 |  | #REF!
|  |  |  | Contracts Services, 3rd Floor |  |  |  | Total Discount |  | #REF!
Name : |  |  |  | Power Grid Corporation of India Ltd.,
Address : |  |  |  | "Saudamini", Plot No.-2
|  |  |  | Sector-29, |  |  |  | Multipackage lum-sum |  | 0%
Gurgaon (Haryana) - 122001
[5 empty] | All Prices are in Indian Rupees. |  |  |  | Amount after Discount (Rs.) |  | Dis Alert | Amount after MPD (Rs.)
SI. No. | Description | Unit | Quantity | Unit Erection Charges | Total Erection Charges |  |  |  | Unit Erection Charges | Total Erection Charges |  | Unit Erection Charges | Total Erection Charges
1 | 2 | 3 | 4 | 5 | 6 = 4 x 5 |  |  |  | 5 | 6 = 4 x 5 |  | 5 | 6 = 4 x 5
#REF! | #REF!
#REF! | #REF!
| #REF! | #REF! | #REF! | #REF! | #REF!
| #REF! | #REF! | #REF! | #REF! | #REF!
#REF! | #REF! |  |  |  |  | (a) | Detailed Soil Investigation
| #REF! | #REF! | #REF! | #REF! | #REF! | (b) | All kinds of soil except fissured rock & hard rock
| #REF! | #REF! | #REF! | #REF! | #REF! | (e) | River Crossing Location
| #REF! | #REF! | #REF! | #REF! | #REF! | (f)
#REF! | #REF!
| #REF! | #REF! | #REF! | #REF! | #REF!
| #REF! | #REF! | #REF! | #REF! | #REF!
| #REF! | #REF! | #REF! | #REF! | #REF!
#REF! | #REF!
#REF! | #REF!
| #REF! | #REF! | #REF! | #REF! | #REF!
| #REF! | #REF! | #REF! | #REF! | #REF!
| #REF! | #REF! | #REF! | #REF! | #REF!
| #REF! | #REF! | #REF! | #REF! | #REF!
| #REF! | #REF! | #REF! | #REF! | #REF!
#REF! | #REF!
| #REF! | #REF! | #REF! | #REF! | #REF!
| #REF! | #REF! | #REF! | #REF! | #REF!
#REF! | #REF! | #REF! | #REF! | #REF! | #REF!
#REF! | #REF! | #REF! | #REF! | #REF! | #REF!
#REF! | #REF!
| #REF! | #REF! | #REF! | #REF! | #REF!
#REF! | #REF!
| #REF! | #REF! | #REF! | #REF! | #REF!
| #REF! | #REF! | #REF! | #REF! | #REF!
#REF! | #REF!
| #REF! | #REF! | #REF! | #REF! | #REF!
| #REF! | #REF! | #REF! | #REF! | #REF!
| #REF! | #REF! | #REF! | #REF! | #REF!
| #REF! | #REF! | #REF! | #REF! | #REF!
| #REF! | #REF! | #REF! | #REF! | #REF!
| #REF! | #REF! | #REF! | #REF! | #REF!
#REF!
| #REF! | #REF! | #REF! | #REF! | #REF!
| #REF! | #REF! | #REF! | #REF! | #REF!
| #REF! | #REF! | #REF! | #REF! | #REF!
| #REF! | #REF! | #REF! | #REF! | #REF!
#REF! | #REF!
#REF!
| #REF! | #REF! | #REF! | #REF! | #REF!
#REF! | #REF!
#REF! | #REF! | #REF! | #REF! | #REF! | #REF!
#REF! | #REF!
#REF! | #REF! | #REF! | #REF! | #REF! | #REF!
#REF! | #REF! | #REF! | #REF! | #REF! | #REF!
#REF! | #REF!
| #REF! | #REF! | #REF! | #REF! | #REF!
| Total Erection Price (A+B) |  |  |  | #REF!
Date : | --
Place : |  |  | Printed Name :
|  |  | Designation : | 0
Click for Sch-4

## Sch-4
Specification No.: CC/NT/W-AIS/DOM/A06/24/14173 | [15 empty] | Schedule - 4
400kV AIS Substation Extn Package : SS- 141 for a. Implementation of 2 Nos. of 220kV line bays at 765/400/220kV Bikaner-III PS for Interconnection of 500MW REGS of M/s NTPC Renewable Energy Ltd. b. Augmentation of transformation capacity at 400/220kV Bhadla-II PS (Section-1) in Rajasthan by 1x500MVA, 400/220kV ICT(6th) to cater to the N-1 contingency requirements c. Augmentation of transformation capacity at 400/220kV Hisar (PG) in Haryana by 1x500MVA, 400/220kV ICT(4th).
(SCHEDULE OF RATES AND PRICES )
Bidder’s Name and Address (Sole Bidder) : | [14 empty] | To:
Contracts Services, 3rd Floor
Name : | [14 empty] | Power Grid Corporation of India Ltd.,
Address : | [14 empty] | "Saudamini", Plot No.-2
Sector-29,
Gurgaon (Haryana) - 122001
Training Charges for Training to be imparted
SI. No. | PR No | PR Line Item No | Activity Header | PR Activity No | Activity Description | Service Code | SAC (Service Accounting Codes) | Whether SAC in column '8’ is confirmed. If not indicate applicable the SAC * | Rate of GST applicable ( in %) | Whether rate of GST in column ‘4’ is confirmed. If not indicate applicable rate of GST * | Description | Unit | Quantity | Unit Training Charges excluding GST | Total Training Charges excluding GST | Total GST as confirmed by Bidder
1 | 2 | 3 | 4 | 5 | 6 | 7 | 8 | 9 | 10 | 11 | 12 | 13 | 14 | 15 | 16 = 14 x 15 | 17
[17 empty] | Revaluation of J column | Tax Calculation
NOT APPLICABLE | [16 empty] | Revaluation of J column | Tax Calculation
[15 empty] | Included | 0 | 0 | 0
[9 empty] | Total Training Charges | [5 empty] | 0 |  |  | 0
[9 empty] | Total GST as confirmed by Bidder | [6 empty] | 0
Date : | -- |  |  |  | Date: | -- | [7 empty] | Printed Name :
Place : |  |  |  |  | Place: | [8 empty] | Designation :
Click for Sch-5

## Sch-4b (hidden)
Specification No.: CC/NT/W-AIS/DOM/A06/24/14173 | [15 empty] | Schedule - 4b
400kV AIS Substation Extn Package : SS- 141 for a. Implementation of 2 Nos. of 220kV line bays at 765/400/220kV Bikaner-III PS for Interconnection of 500MW REGS of M/s NTPC Renewable Energy Ltd. b. Augmentation of transformation capacity at 400/220kV Bhadla-II PS (Section-1) in Rajasthan by 1x500MVA, 400/220kV ICT(6th) to cater to the N-1 contingency requirements c. Augmentation of transformation capacity at 400/220kV Hisar (PG) in Haryana by 1x500MVA, 400/220kV ICT(4th).
(SCHEDULE OF RATES AND PRICES )
Bidder’s Name and Address (Sole Bidder) : | [14 empty] | To:
Contracts Services, 3rd Floor
Name : | [14 empty] | Power Grid Corporation of India Ltd.,
Address : | [14 empty] | "Saudamini", Plot No.-2
Sector-29,
Gurgaon (Haryana) - 122001
Maintenance Charges during & after Defect Laibility Period
SI. No. | PR No | PR Line Item No | Activity Header | PR Activity No | Activity Description | Service Code | SAC (Service Accounting Codes) | Whether SAC in column '8’ is confirmed. If not indicate applicable the SAC * | Rate of GST applicable ( in %) | Whether rate of GST in column ‘4’ is confirmed. If not indicate applicable rate of GST * | Description | Unit | Quantity | Unit Maintenance Charges excluding GST | Total Maintenance Charges excluding GST | Total GST as confirmed by Bidder
1 | 2 | 3 | 4 | 5 | 6 | 7 | 8 | 9 | 10 | 11 | 12 | 13 | 14 | 15 | 16 = 14 x 15 | 17
| 0 | [15 empty] | Revaluation of P column | Tax Calculation
A. | #REF! | [15 empty] | Revaluation of P column | Tax Calculation
1 | [14 empty] | Included | 0 | 0 | 0
2 | [14 empty] | Included | 0 | 0 | 0
3 | [14 empty] | Included | 0 | 0 | 0
4 | [14 empty] | Included | 0 | 0 | 0
B. | #REF! | [15 empty] | Revaluation of P column | Tax Calculation
1 | [14 empty] | Included | 0 | 0 | 0
2 | [14 empty] | Included | 0 | 0 | 0
3 | [14 empty] | Included | 0 | 0 | 0
4 | [14 empty] | Included | 0 | 0 | 0
[9 empty] | Total Maintenance Charges during and after Defect Liabilty Period | [5 empty] | 0 |  |  | 0
[9 empty] | Total GST as confirmed by Bidder | [6 empty] | 0
Date : | -- | [12 empty] | Printed Name :
Place : | [13 empty] | Designation :
Click for Sch-5

## Sch-5
Specification No.: CC/NT/W-AIS/DOM/A06/24/14173 |  |  |  | Schedule - 5
400kV AIS Substation Extn Package : SS- 141 for a. Implementation of 2 Nos. of 220kV line bays at 765/400/220kV Bikaner-III PS for Interconnection of 500MW REGS of M/s NTPC Renewable Energy Ltd. b. Augmentation of transformation capacity at 400/220kV Bhadla-II PS (Section-1) in Rajasthan by 1x500MVA, 400/220kV ICT(6th) to cater to the N-1 contingency requirements c. Augmentation of transformation capacity at 400/220kV Hisar (PG) in Haryana by 1x500MVA, 400/220kV ICT(4th).
(SUMMARY OF TAXES & DUTIES APPLICABLE ON PLANT & EQUIPMENT)
Bidder’s Name and Address (Sole Bidder) : |  |  | To:
Contracts Services, 3rd Floor
Name : |  |  | Power Grid Corporation of India Ltd.,
Address : |  |  | "Saudamini", Plot No.-2
Sector-29,
Gurgaon (Haryana) - 122001
Sl. No. | Item Nos. |  | Total Price (INR) |  | After Discount |  | After MPDiscount
1 | TOTAL GST ON GOODS |  |  |  | Excise Duty | #REF! | Excise Duty | #REF!
| Total GST for Supply of Goods (inter-alia including Type Test Charges) between the Contractor and the Employer (identified in Schedule 1') which are not included in the Ex-works price as per the provision of the Bidding Documents, as applicable. |  | 0
2 | TOTAL GST ON SERVICES |  |  |  | Sales Tax | 0 | Sales Tax | 0
| Total GST on Installation Services (Schedule-3), Training to be imparted in India (Schedule-4) |  | 0 |  | #REF! | 0 | #REF! | 0
| GRAND TOTAL [1+2] |  | 0 |  | Grand Total after Discount | #REF! | Grand Total after MPD | #REF!
Date: | -- | Printed Name :
Place: |  | Designation :
Click for Sch-6

## Sch-5 Dis (hidden)
Specification No.: CC/NT/W-AIS/DOM/A06/24/14173 |  |  |  | Schedule - 5
400kV AIS Substation Extn Package : SS- 141 for a. Implementation of 2 Nos. of 220kV line bays at 765/400/220kV Bikaner-III PS for Interconnection of 500MW REGS of M/s NTPC Renewable Energy Ltd. b. Augmentation of transformation capacity at 400/220kV Bhadla-II PS (Section-1) in Rajasthan by 1x500MVA, 400/220kV ICT(6th) to cater to the N-1 contingency requirements c. Augmentation of transformation capacity at 400/220kV Hisar (PG) in Haryana by 1x500MVA, 400/220kV ICT(4th).
SUMMARY OF TAXES & DUTIES APPLICABLE ON GOODS
Bidder’s Name and Address (Sole Bidder) : |  |  | To:
Contracts Services, 3rd Floor
Name : |  |  | Power Grid Corporation of India Ltd.,
Address : |  |  | "Saudamini", Plot No.-2
Sector-29,
Gurgaon (Haryana) - 122001
Sl. No. | Item Nos. |  | Total Price (INR)
1 | TOTAL GST ON GOODS |  | 0
Total GST for Supply of Goods (inter-alia including Type Test Charges) between the Contractor and the Employer (identified in Schedule 1') which are not included in the Ex-works price as per the provision of the Bidding Documents, as applicable.
2 | TOTAL GST ON SERVICES |  | 0
Total GST on Installation Services (Schedule-3), Training to be imparted in India (Schedule-4a) and Maintenance Charges during and after Defect Liabilty Period (Schedule-4b)
| GRAND TOTAL [1+2] |  | 0
Date : | -- | Printed Name :
Place : |  | Designation :
Click for Sch-6

## Sch-6
Specification No.: CC/NT/W-AIS/DOM/A06/24/14173 |  |  | Schedule - 6
400kV AIS Substation Extn Package : SS- 141 for a. Implementation of 2 Nos. of 220kV line bays at 765/400/220kV Bikaner-III PS for Interconnection of 500MW REGS of M/s NTPC Renewable Energy Ltd. b. Augmentation of transformation capacity at 400/220kV Bhadla-II PS (Section-1) in Rajasthan by 1x500MVA, 400/220kV ICT(6th) to cater to the N-1 contingency requirements c. Augmentation of transformation capacity at 400/220kV Hisar (PG) in Haryana by 1x500MVA, 400/220kV ICT(4th).
(GRAND SUMMARY)
Bidder’s Name and Address (Sole Bidder) : |  |  | To:
Contracts Services, 3rd Floor
Name : |  |  | Power Grid Corporation of India Ltd.,
Address : |  |  | "Saudamini", Plot No.-2
Sector-29,
Gurgaon (Haryana) - 122001
Sl. No. | Description |  | Total Price (INR)
1 | TOTAL SCHEDULE NO. 1 |  | 0
Ex-works price of Plant and Equipment including Type Test Charges
2 | TOTAL SCHEDULE NO. 2 |  | 0
Local Transportation, In-transit Insurance, loading & unloading
3 | TOTAL SCHEDULE NO. 3 |  | 0
Installation Charges
4 | TOTAL SCHEDULE NO. 4 |  | 0
Training Charges
4b | TOTAL SCHEDULE NO. 4b |  | 0
Maintenance Charges during & after Defect Laibility Period
5 | TOTAL SCHEDULE NO. 5 |  | 0
Taxes and Duties
6 | TOTAL SCHEDULE NO. 7 |  | 0
Type Test Charges [Total of this Schedule is included in Schedule - 1 above.]
| GRAND TOTAL [1+2+3+4+5] |  | 0
Date : | -- | Printed Name :
Place : |  | Designation :
Click for Sch-7

## Sch-6 After Discount
Specification No.: CC/NT/W-AIS/DOM/A06/24/14173 |  |  | Schedule - 6 After Discount
400kV AIS Substation Extn Package : SS- 141 for a. Implementation of 2 Nos. of 220kV line bays at 765/400/220kV Bikaner-III PS for Interconnection of 500MW REGS of M/s NTPC Renewable Energy Ltd. b. Augmentation of transformation capacity at 400/220kV Bhadla-II PS (Section-1) in Rajasthan by 1x500MVA, 400/220kV ICT(6th) to cater to the N-1 contingency requirements c. Augmentation of transformation capacity at 400/220kV Hisar (PG) in Haryana by 1x500MVA, 400/220kV ICT(4th).
(GRAND SUMMARY)
Bidder’s Name and Address (Sole Bidder) : |  |  | To:
Contracts Services, 3rd Floor
Name : |  |  | Power Grid Corporation of India Ltd.,
Address : |  |  | "Saudamini", Plot No.-2
Sector-29,
Gurgaon (Haryana) - 122001
Sl. No. | Description |  | Total Price (INR)
1 | TOTAL SCHEDULE NO. 1 |  | 0
Ex-works price of Plant and Equipment including Type Test Charges
2 | TOTAL SCHEDULE NO. 2 |  | 0
Local Transportation, In-transit Insurance, loading & unloading
3 | TOTAL SCHEDULE NO. 3 |  | 0
Installation Charges
4 | TOTAL SCHEDULE NO. 4 |  | 0
Training Charges
4b | TOTAL SCHEDULE NO. 4b |  | 0
Maintenance Charges during & after Defect Laibility Period
5 | TOTAL SCHEDULE NO. 5 |  | 0
Taxes and Duties
6 | TOTAL SCHEDULE NO. 7 |  | 0
Type Test Charges [Total of this Schedule is included in Schedule - 1 above.]
| GRAND TOTAL [1+2+3+4+5] |  | 0
Date : | -- | Printed Name :
Place : |  | Designation :
Click for Sch-7

## Sch-7
Specification No.: CC/NT/W-AIS/DOM/A06/24/14173 | [11 empty] | Schedule 7
400kV AIS Substation Extn Package : SS- 141 for a. Implementation of 2 Nos. of 220kV line bays at 765/400/220kV Bikaner-III PS for Interconnection of 500MW REGS of M/s NTPC Renewable Energy Ltd. b. Augmentation of transformation capacity at 400/220kV Bhadla-II PS (Section-1) in Rajasthan by 1x500MVA, 400/220kV ICT(6th) to cater to the N-1 contingency requirements c. Augmentation of transformation capacity at 400/220kV Hisar (PG) in Haryana by 1x500MVA, 400/220kV ICT(4th). | [15 empty] | As per Lum-sum |  | 0%
(SCHEDULE OF RATES AND PRICES ) | [15 empty] | AS per Percent |  | #REF!
[16 empty] | As per lum-sum on Sch-7 |  | 0%
Bidder’s Name and Address (Sole Bidder) : | [9 empty] | To: | [5 empty] | As per Percent on Sch-7 |  | #REF!
[10 empty] | Contracts Services, 3rd Floor | [5 empty] | Total Discount |  | #REF!
Name : | [9 empty] | Power Grid Corporation of India Ltd.,
Address : | [9 empty] | "Saudamini", Plot No.-2
[10 empty] | Sector-29, | [5 empty] | Multipackage Discount |  | 0%
Gurgaon (Haryana) - 122001
Type tests on Earthwire, Hardwar Fittings & accessories of conductor & earthwire:
SL. NO. | PR No | Line Item No | Code | HSN Code | Whether HSN in column ‘2’ is confirmed. If not indicate applicable the HSN code * | Rate of GST applicable ( in %) | Whether rate of GST in column ‘4’ is confirmed. If not indicate applicable rate of GST * | Description of Test | Unit | Quantity | Unit Test Charge | Total Test Charges (Rs.) | Total GST as confirmed by Bidder | Revaluation of M column | Tax Calculation |  | Total Test Charges After Discount (Rs.) |  | Dis Alert | Total Test Charges After MPD (Rs.)
1 | 2 | 3 | 4 | 5 | 6 | 7 | 8 | 9 | 10 | 11 | 12 | 13 = 10 x 11 | 14
I
1 | [11 empty] | Included | 0 | 0 | 0
2 | [11 empty] | Included | 0 | 0 | 0
NOT APPLICABLE
[8 empty] | TOTAL TYPE TEST CHARGES |  |  |  | 0
[8 empty] | Total GST as confirmed by Bidder |  |  |  |  | 0
Date : | -- |  |  | -- |  |  |  |  | Printed Name :
Place : | [8 empty] | Designation :
Note : |  |  |  | Bidder should indicate the name of test laboratories where type tests are proposed to be conducted
Specification No.: CC/NT/W-AIS/DOM/A06/24/14173
400kV AIS Substation Extn Package : SS- 141 for a. Implementation of 2 Nos. of 220kV line bays at 765/400/220kV Bikaner-III PS for Interconnection of 500MW REGS of M/s NTPC Renewable Energy Ltd. b. Augmentation of transformation capacity at 400/220kV Bhadla-II PS (Section-1) in Rajasthan by 1x500MVA, 400/220kV ICT(6th) to cater to the N-1 contingency requirements c. Augmentation of transformation capacity at 400/220kV Hisar (PG) in Haryana by 1x500MVA, 400/220kV ICT(4th). | [7 empty] | 0 | 0
(SCHEDULE OF RATES AND PRICES ) | [7 empty] | 0 | 0
Bidder’s Name and Address (Sole Bidder) :
[8 empty] | 0 | 0
Name : | [8 empty] | 0
Address : | [8 empty] | 0
0
0
SL. NO. | [7 empty] | Description of Test | #REF!
#REF! | [7 empty] | #REF! | #REF!
#REF! | [7 empty] | #REF!
#REF! | [7 empty] | #REF! | #REF!
#REF! | [7 empty] | #REF! | #REF!
[8 empty] | #REF! | #REF!
#REF! | [7 empty] | #REF!
#REF! | [7 empty] | #REF!
#REF! | [7 empty] | #REF!
#REF! | [7 empty] | #REF! | #REF!
#REF! | [7 empty] | #REF! | #REF!
#REF! | [7 empty] | #REF! | #REF!
#REF! | [7 empty] | #REF! | #REF!
[8 empty] | #REF! | #REF!
#REF! | [7 empty] | #REF!
#REF! | [7 empty] | #REF! | #REF!
#REF! | [7 empty] | #REF! | #REF!
#REF! | [7 empty] | #REF! | #REF!
#REF! | [7 empty] | #REF! | #REF!
[8 empty] | #REF! | #REF!
#REF! | [7 empty] | #REF!
#REF! | [7 empty] | #REF! | #REF!
#REF! | [7 empty] | #REF! | #REF!
#REF! | [7 empty] | #REF! | #REF!
[8 empty] | #REF! | #REF!
#REF! | [7 empty] | #REF!
#REF! | [7 empty] | #REF! | #REF!
#REF! | [7 empty] | #REF! | #REF!
#REF! | [7 empty] | #REF! | #REF!
[8 empty] | #REF! | #REF!
#REF! | [7 empty] | #REF!
#REF! | [7 empty] | #REF! | #REF!
#REF! | [7 empty] | #REF! | #REF!
#REF! | [7 empty] | #REF! | #REF!
#REF! | [7 empty] | #REF! | #REF!
[8 empty] | #REF! | #REF!
[8 empty] | #REF! | #REF!
#REF! | [7 empty] | #REF!
#REF! | [7 empty] | #REF!
#REF! | [7 empty] | #REF! | #REF!
#REF! | [7 empty] | #REF! | #REF!
#REF! | [7 empty] | #REF! | #REF!
[8 empty] | #REF! | #REF!
[8 empty] | #REF! | #REF!
#REF! | [7 empty] | #REF!
#REF! | [7 empty] | #REF!
#REF! | [7 empty] | #REF! | #REF!
#REF! | [7 empty] | #REF! | #REF!
#REF! | [7 empty] | #REF! | #REF!
#REF! | [7 empty] | #REF! | #REF!
#REF! | [7 empty] | #REF! | #REF!
[8 empty] | #REF! | #REF!
#REF! | [7 empty] | #REF!
#REF! | [7 empty] | #REF! | #REF!
#REF! | [7 empty] | #REF! | #REF!
#REF! | [7 empty] | #REF! | #REF!
#REF! | [7 empty] | #REF! | #REF!
#REF! | [7 empty] | #REF! | #REF!
#REF! | [7 empty] | #REF! | #REF!
[8 empty] | #REF! | #REF!
#REF! | [7 empty] | #REF!
#REF! | [7 empty] | #REF! | #REF!
#REF! | [7 empty] | #REF! | #REF!
#REF! | [7 empty] | #REF! | #REF!
#REF! | [7 empty] | #REF! | #REF!
#REF! | [7 empty] | #REF! | #REF!
#REF! | [7 empty] | #REF! | #REF!
#REF! | [7 empty] | #REF! | #REF!
#REF! | [7 empty] | #REF! | #REF!
#REF! | [7 empty] | #REF! | #REF!
[8 empty] | #REF! | #REF!
#REF! | [7 empty] | #REF!
#REF! | [7 empty] | #REF! | #REF!
#REF! | [7 empty] | #REF! | #REF!
#REF! | [7 empty] | #REF! | #REF!
[8 empty] | #REF! | #REF!
#REF! | [7 empty] | #REF!
#REF! | [7 empty] | #REF! | #REF!
#REF! | [7 empty] | #REF! | #REF!
#REF! | [7 empty] | #REF! | #REF!
[8 empty] | #REF! | #REF!
#REF! | [7 empty] | #REF!
#REF! | [7 empty] | #REF! | #REF!
#REF! | [7 empty] | #REF! | #REF!
[8 empty] | #REF! | #REF!
#REF! | [7 empty] | #REF!
#REF! | [7 empty] | #REF! | #REF!
#REF! | [7 empty] | #REF! | #REF!
#REF! | [7 empty] | #REF! | #REF!
#REF! | [7 empty] | #REF! | #REF!
#REF! | [7 empty] | #REF! | #REF!
#REF! | [7 empty] | #REF! | #REF!
[8 empty] | #REF! | #REF!
#REF! | [7 empty] | #REF!
#REF! | [7 empty] | #REF! | #REF!
#REF! | [7 empty] | #REF! | #REF!
#REF! | [7 empty] | #REF! | #REF!
#REF! | [7 empty] | #REF! | #REF!
#REF! | [7 empty] | #REF!
#REF! | [7 empty] | #REF! | #REF!
#REF! | [7 empty] | #REF! | #REF!
#REF! | [7 empty] | #REF! | #REF!
#REF! | [7 empty] | #REF! | #REF!
[8 empty] | #REF! | #REF!
[8 empty] | #REF! | #REF!
[8 empty] | #REF! | #REF!
Click for Bid Form 2nd Envelope

## Sch-7 Dis (hidden)
Specification No.: CC/NT/W-AIS/DOM/A06/24/14173
400kV AIS Substation Extn Package : SS- 141 for a. Implementation of 2 Nos. of 220kV line bays at 765/400/220kV Bikaner-III PS for Interconnection of 500MW REGS of M/s NTPC Renewable Energy Ltd. b. Augmentation of transformation capacity at 400/220kV Bhadla-II PS (Section-1) in Rajasthan by 1x500MVA, 400/220kV ICT(6th) to cater to the N-1 contingency requirements c. Augmentation of transformation capacity at 400/220kV Hisar (PG) in Haryana by 1x500MVA, 400/220kV ICT(4th). | [6 empty] | As per Lum-sum |  | 0%
(SCHEDULE OF RATES AND PRICES : TYPE TEST CHARGES) | [6 empty] | AS per Percent |  | #REF!
[7 empty] | As per lum-sum on Sch-7 |  | 0%
Bidder’s Name and Address (Sole Bidder) : |  |  |  | To: |  |  | As per Percent on Sch-7 |  | #REF!
|  |  |  | Contracts Services, 3rd Floor |  |  | Total Discount |  | #REF!
Name : |  |  |  | Power Grid Corporation of India Ltd.,
Address : |  |  |  | "Saudamini", Plot No.-2
|  |  |  | Sector-29, |  |  | Multipackage Discount |  | 0%
Gurgaon (Haryana) - 122001
Type Tests on Earthwire
SL. NO. | Description of Test | Unit | Quantity | Unit Test Charge | Total Test Charges (Rs.) |  |  | Total Test Charges After Discount (Rs.) |  | Dis Alert | Total Test Charges After MPD (Rs.)
I | #REF!
(a) | #REF! | #REF! | #REF! | #REF! | #REF!
(b) | #REF! | #REF! | #REF! | #REF! | #REF!
| Sub-Total (I) |  |  |  | #REF!
| TOTAL TEST CHARGES (I) |  |  |  | #REF!
[7 empty] | Discount Sche-7 | #REF! |  | MPD Sche-7 | #REF!
[7 empty] | Dis Alert | #REF!
Signature :
Date : | -- | Printed Name :
Place : |  | Designation :
Common Seal :
Note : | Bidder should indicate the name of test laboratories where type tests are proposed to be conducted
Specification No.: CC/NT/W-AIS/DOM/A06/24/14173
400kV AIS Substation Extn Package : SS- 141 for a. Implementation of 2 Nos. of 220kV line bays at 765/400/220kV Bikaner-III PS for Interconnection of 500MW REGS of M/s NTPC Renewable Energy Ltd. b. Augmentation of transformation capacity at 400/220kV Bhadla-II PS (Section-1) in Rajasthan by 1x500MVA, 400/220kV ICT(6th) to cater to the N-1 contingency requirements c. Augmentation of transformation capacity at 400/220kV Hisar (PG) in Haryana by 1x500MVA, 400/220kV ICT(4th). | 0 | 0 |  |  |  | 0
(SCHEDULE OF RATES AND PRICES : TYPE TEST CHARGES) | 0 | 0 |  |  |  | 0
Bidder’s Name and Address (Sole Bidder) : | [5 empty] | 0
| 0 | 0 |  |  |  | 0
Name : |  | 0 |  |  |  | 0
Address : |  | 0 |  |  |  | 0
|  | 0 |  |  |  | 0
|  | 0 |  |  |  | 0
SL. NO. | Description of Test | 0
#REF! | #REF! | #REF!
#REF! | #REF!
#REF! | #REF! | #REF!
#REF! | #REF! | #REF!
| #REF! | #REF!
#REF! | #REF!
#REF! | #REF!
#REF! | #REF!
#REF! | #REF! | #REF!
#REF! | #REF! | #REF!
#REF! | #REF! | #REF!
#REF! | #REF! | #REF!
| #REF! | #REF!
#REF! | #REF!
#REF! | #REF! | #REF!
#REF! | #REF! | #REF!
#REF! | #REF! | #REF!
#REF! | #REF! | #REF!
| #REF! | #REF!
#REF! | #REF!
#REF! | #REF! | #REF!
#REF! | #REF! | #REF!
#REF! | #REF! | #REF!
| #REF! | #REF!
#REF! | #REF!
#REF! | #REF! | #REF!
#REF! | #REF! | #REF!
#REF! | #REF! | #REF!
| #REF! | #REF!
#REF! | #REF!
#REF! | #REF! | #REF!
#REF! | #REF! | #REF!
#REF! | #REF! | #REF!
#REF! | #REF! | #REF!
| #REF! | #REF!
| #REF! | #REF!
#REF! | #REF!
#REF! | #REF!
#REF! | #REF! | #REF!
#REF! | #REF! | #REF!
#REF! | #REF! | #REF!
| #REF! | #REF!
| #REF! | #REF!
#REF! | #REF!
#REF! | #REF!
#REF! | #REF! | #REF!
#REF! | #REF! | #REF!
#REF! | #REF! | #REF!
#REF! | #REF! | #REF!
#REF! | #REF! | #REF!
| #REF! | #REF!
#REF! | #REF!
#REF! | #REF! | #REF!
#REF! | #REF! | #REF!
#REF! | #REF! | #REF!
#REF! | #REF! | #REF!
#REF! | #REF! | #REF!
#REF! | #REF! | #REF!
| #REF! | #REF!
#REF! | #REF!
#REF! | #REF! | #REF!
#REF! | #REF! | #REF!
#REF! | #REF! | #REF!
#REF! | #REF! | #REF!
#REF! | #REF! | #REF!
#REF! | #REF! | #REF!
#REF! | #REF! | #REF!
#REF! | #REF! | #REF!
#REF! | #REF! | #REF!
| #REF! | #REF!
#REF! | #REF!
#REF! | #REF! | #REF!
#REF! | #REF! | #REF!
#REF! | #REF! | #REF!
| #REF! | #REF!
#REF! | #REF!
#REF! | #REF! | #REF!
#REF! | #REF! | #REF!
#REF! | #REF! | #REF!
| #REF! | #REF!
#REF! | #REF!
#REF! | #REF! | #REF!
#REF! | #REF! | #REF!
| #REF! | #REF!
#REF! | #REF!
#REF! | #REF! | #REF!
#REF! | #REF! | #REF!
#REF! | #REF! | #REF!
#REF! | #REF! | #REF!
#REF! | #REF! | #REF!
#REF! | #REF! | #REF!
| #REF! | #REF!
#REF! | #REF!
#REF! | #REF! | #REF!
#REF! | #REF! | #REF!
#REF! | #REF! | #REF!
#REF! | #REF! | #REF!
#REF! | #REF!
#REF! | #REF! | #REF!
#REF! | #REF! | #REF!
#REF! | #REF! | #REF!
#REF! | #REF! | #REF!
| #REF! | #REF!
| #REF! | #REF!
| #REF! | #REF!
Click for Bid Form 2nd Envelope

## Discount
AAABBAAAABBf
Specification No.: CC/NT/W-AIS/DOM/A06/24/14173 |  |  |  |  | Letter of Discount
LETTER OF DISCOUNT
To:
Contract Services
Power Grid Corporation of India Ltd.,
"Saudamini", Plot No.-2
Sector-29, (near IFFCO Chowk)
Gurgaon (Haryana) - 122001
Subject : |  | 400kV AIS Substation Extn Package : SS- 141 for a. Implementation of 2 Nos. of 220kV line bays at 765/400/220kV Bikaner-III PS for Interconnection of 500MW REGS of M/s NTPC Renewable Energy Ltd. b. Augmentation of transformation capacity at 400/220kV Bhadla-II PS (Section-1) in Rajasthan by 1x500MVA, 400/220kV ICT(6th) to cater to the N-1 contingency requirements c. Augmentation of transformation capacity at 400/220kV Hisar (PG) in Haryana by 1x500MVA, 400/220kV ICT(4th).
Dear Sir
With reference to the subject tender, we hereby offer unconditional discount on the prices quoted by us as per details given here below : | [6 empty] | Eq Weightage of Rs/ % | Final Discount Factor
| 1 | Discount on lum-sum basis on total price quoted by us without Taxes & Duties. [The discount shall be proportionately applicable on all the items of all the Schdules i.e. Sch-1 (without type test charges), Sch-2, Sch-3, Sch-4a, Sch-4b & Sch-7] In Rs. |  |  |  | 0 | 0%
| 2 | Discount on percent basis on total price quoted by us without Taxes & Duties. [The discount shall be applicable on all the items of all the Schdules i.e. Sch-1 (without type test charges), Sch-2 , Sch-3, Sch-4a, Sch-4b & Sch-7] In Percent (%) |  |  |  | 0 | 0%
| 3 | Discount on lum-sum basis on the Schedules as given below : [The discount shall be proportionately applicable on all the relevent items of the respective Schdules.] In Rs.
|  | Schedule-1 : Ex works prices |  | In Rs. |  | 0 | 0% | Schedule-1 : Ex-Works Price | 0%
|  | Schedule-2 : Freight & Insurance |  | In Rs. |  | 0 | 0% | Schedule-2 : Freight & Insurance | 0%
|  | Schedule-3 : Erection Charges |  | In Rs. |  | 0 | 0% | Schedule-3 : Erection Charges | 0%
|  | Schedule-4a : Training Charges |  | In Rs. |  | 0 | 0% | Schedule-4a : Training Charges | 0%
|  | Schedule-4b : Maintenance Charges during and after DLP |  | In Rs. |  | 0 | 0% | Schedule-4b : Maintenance Charges | 0%
|  | Schedule-7 : Type Test Charges |  | In Rs. |  | 0 | 0% | Schedule-7 : Type Test Charges | 0%
| 4 | Discount on percent basis on the Schedules as given below : [The discount shall be applicable on all the relevent items of the respective Schdules.] In Percent (%)
|  | Schedule-1 : Ex works prices |  | In Percent (%) |  | 0 | 0%
|  | Schedule-2 : Freight & Insurance |  | In Percent (%) |  | 0 | 0%
|  | Schedule-3 : Erection Charges |  | In Percent (%) |  | 0 | 0%
|  | Schedule-4a : Training Charges |  | In Percent (%) |  | 0 | 0%
|  | Schedule-4b : Maintenance Charges during and after DLP |  | In Percent (%) |  | 0 | 0%
|  | Schedule-7 : Type Test Charges |  | In Percent (%) |  | 0 | 0%
Discount(s) offered at sl. No. 1 to 4 will get displayed and accounted for automatically in the respective items of the Schedules.
| 5 | We hereby offer Multi-package discount as given below:
Multi-Package Discount(s) offered at sl. No. 5 will not get automatically accounted for in the respective items of the Schedules. The same shall be worked out saparately for evaluation.
Please consider this letter of discount as the integral part of our price bid.
Thanking you, we remain,
Yours faithfully,
For and on behalf of
Date : |  | -- | Printed Name :
Place : |  |  | Designation :
Click for Bid Form

## Octroi (hidden)
Details of Octroi
Sl No. | Description of Items | Amount on which Octroi is applicable | Rate of Octroi | Octroi
(1) | (2) | (3) | (4) | (5) =(3) x (4)
1 |  |  |  | 0
2 |  |  |  | 0
3 |  |  |  | 0
4 |  |  |  | 0
5 |  |  |  | 0
6 |  |  |  | 0
7 |  |  |  | 0
8 |  |  |  | 0
9 |  |  |  | 0
10 |  |  |  | 0
| Total |  |  | 0
Back to Sch 5

## Entry Tax (hidden)
Details of Entry Tax
Sl No. | Description of Items | Amount on which Entry Tax is applicable | Rate of Entry Tax | Entry Tax
(1) | (2) | (3) | (4) | (5) =(3) x (4)
1 |  |  |  | 0
2 |  |  |  | 0
3 |  |  |  | 0
4 |  |  |  | 0
5 |  |  |  | 0
6 |  |  |  | 0
7 |  |  |  | 0
8 |  |  |  | 0
9 |  |  |  | 0
10 |  |  |  | 0
| Total |  |  | 0
Back to Sch 5

## Other Taxes & Duties (hidden)
Details of Other Taxes & Duties
Sl No. | Description of Items | Amount on which Other Taxes & Duties are applicable | Description of Taxes & Duties | Rate of Taxes & Duties | Amount of Taxes & Duties
(1) | (2) | (3) | (4) | (5) | (6) =(3) x (4)
1 |  |  |  |  | 0
2 |  |  |  |  | 0
3 |  |  |  |  | 0
4 |  |  |  |  | 0
5 |  |  |  |  | 0
6 |  |  |  |  | 0
7 |  |  |  |  | 0
8 |  |  |  |  | 0
9 |  |  |  |  | 0
10 |  |  |  |  | 0
| Total |  |  |  | 0
Back to Sch 5

## Bid Form 2nd Envelope
Specification No.: CC/NT/W-AIS/DOM/A06/24/14173 |  |  |  | Bid Form 2nd Envelope |  | Sole Bidder |  |  |  | 1 | st |  | 1 | January
[6 empty] | 0 |  |  |  | 2 | nd |  | 2 | February
BID FORM (Second Envelope) | [9 empty] | 3 | rd |  | 3 | March
[10 empty] | 4 | th |  | 4 | April
Bid Proposal Ref. No. | [9 empty] | 5 | th |  | 5 | May
Date : | -- | [8 empty] | 6 | th | #VALUE! | 6 | June
[10 empty] | 7 | th | #VALUE! | 7 | July
To: | [9 empty] | 8 | th | #VALUE! | 8 | August
Contracts Services, 3rd Floor | [9 empty] | 9 | th | #VALUE! | 9 | September
Power Grid Corporation of India Ltd., | [9 empty] | 10 | th |  | 10 | October
"Saudamini", Plot No.-2 | [9 empty] | 11 | th |  | 11 | November
Sector-29, | [9 empty] | 12 | th |  | 12 | December
Gurgaon (Haryana) - 122001 | [9 empty] | 13 | th
[10 empty] | 14 | th
Name of Contract : | 400kV AIS Substation Extn Package : SS- 141 for a. Implementation of 2 Nos. of 220kV line bays at 765/400/220kV Bikaner-III PS for Interconnection of 500MW REGS of M/s NTPC Renewable Energy Ltd. b. Augmentation of transformation capacity at 400/220kV Bhadla-II PS (Section-1) in Rajasthan by 1x500MVA, 400/220kV ICT(6th) to cater to the N-1 contingency requirements c. Augmentation of transformation capacity at 400/220kV Hisar (PG) in Haryana by 1x500MVA, 400/220kV ICT(4th). | [8 empty] | 15 | th
Dear Ladies and/or Gentlemen, | [9 empty] | 16 | th
1 | In continuation of First Envelope of our Bid, we hereby submit the Second Envelope of the Bid, both of which shall be read together and in conjunction with each other, and shall be construed as an integral part of our Bid. Accordingly, we the undersigned, offer to design, manufacture, test, deliver, install and commission (including carrying out Trial Operation, Performance & Guarantee Test as per provision of Technical Specification) under the above-named package in full conformity with the said Bidding Documents for the sum of Rs. 0 (Rs. Zero Only ) or such other sums as may be determined in accordance with the terms and conditions of the Bidding Documents. |  |  |  |  | In continuation of First Envelope of our Bid, we hereby submit the Second Envelope of the Bid, both of which shall be read together and in conjunction with each other, and shall be construed as an integral part of our Bid. Accordingly, we the undersigned, offer to design, manufacture, test, deliver, install and commission (including carrying out Trial Operation, Performance & Guarantee Test as per provision of Technical Specification) under the above-named package in full conformity with the said Bidding Documents for the sum of Rs. | or such other sums as may be determined in accordance with the terms and conditions of the Bidding Documents. | 0 | (Rs. Zero Only ) | 17 | th
| The above amounts are in accordance with the price schedules attached herewith and are made part of this bid. | [8 empty] | 18 | th
2 | Price Schedules | [8 empty] | 19 | th
2.1 | In line with the requirements of the Bidding documents, we enclose herewith the following Price Schedules, duly filled - in as per your proforma: | [8 empty] | 20 | th
| Schedule 1 | Plant and Equipment (Including Mandatory Spare Parts) to be supplied, including Type Test Charges. | [7 empty] | 21 | st
| Schedule 2 | Local Transportation, In-transit Insurance, loading and unloading | [7 empty] | 22 | th
| Schedule 3 | Installation Charges. | [7 empty] | 23 | th
| Schedule 4 | Training charges for training to be imparted. | [7 empty] | 24 | th
| Schedule 4b | Maintenance Charges during & after Defect Laibility Period.
| Schedule 5 | Taxes and Duties not included in Schedule 1 | [7 empty] | 25 | th
| Schedule 6 | Grand Summary [Schedule 1to 5] | [7 empty] | 26 | th
| Schedule 7 | Break-up of Type Test Charges for Type Tests to be conducted | [7 empty] | 27 | th
2.2 | We are aware that the Price Schedules do not generally give a full description of the Work to be performed under each item and we shall be deemed to have read the Technical Specifications and other sections of the Bidding Documents and Drawings to ascertain the full scope of Work included in each item while filling-in the rates and prices. We agree that the entered rates and prices shall be deemed to include for the full scope as aforesaid, including overheads and profit. | [8 empty] | 28 | th
2.3 | We declare that as specified in Clause 11.5, Section –II:ITB, Vol.-I of the Bidding Documents, prices quoted by us in the Price Schedules shall be subject to Price Adjustment during the execution of Contract in accordance with Appendix-2 (Price Adjustment) to the Contract Agreement. | [8 empty] | 29 | th
2.4 | We understand that in the price schedules, where there are errors between the total of the amounts given under the column for the price Breakdown and the amount given under the Total Price, the former shall prevail and the latter will be corrected accordingly. We further understand that where there are discrepancies between amounts stated in figures and amounts stated in words, the amount stated in words shall prevail. Similarly, any discrepancy in the total bid price and that of the summation of Schedule price (price indicated in a Schedule indicating the total of that schedule), the total bid price shall be corrected to reflect the actual summation of the Schedule prices. | [8 empty] | 30 | th
2.5 | We declare that items left blank in the Schedules will be deemed to have been included in other items. The TOTAL for each Schedule and the TOTAL of Grand Summary shall be deemed to be the total price for executing the Facilities and sections thereof in complete accordance with the Contract, whether or not each individual item has been priced. | [8 empty] | 31 | st
3 | We confirm that except as otherwise specifically provided our Bid Prices in this Second Envelope include all taxes, duties, levies and charges as may be assessed on us/our Associate (applicable for Foreign Bidder), our Sub-Contractor/Sub-Vendor or their employees by all municipal, state or national government authorities in connection with the Facilities, in and outside of India.
3.1 | 100% of applicable Taxes and Duties i.e GST which are payable by the Employer under the Contract, shall be reimbursed by the Employer on production of satisfactory documentary evidence by the Contractor in accordance with the provisions of the Bidding Documents.
3.2 | We further understand that notwithstanding 3.0 above, in case of award on us, you shall also bear and pay/reimburse to us, GST applicable on supplies by us to you, imposed on the Plant & Equipment including Mandatory Spare Parts to be incorporated into the Facilities including Type Test charges for Type test to be conducted specified in Schedule No. 1, Installation Services specified in Schedule No. 3, Charges for Training to be imparted specified in Schedule No. 4a and Maintenance Charges during & after Defect Laibility Period specified in Schedule No. 4b of the Price Schedule in this Second Envelope by the Indian Laws.
3.3 | We confirm that we have also registered/we shall also get registered in the GST Network with a GSTIN, in all the states where the project is located and the states from which we shall make our supply of goods.
4 | # (For Joint Venture only) We, the partners of Joint Venture submitting this bid, do agree and confirm that in case of Award of Contract on the Joint Venture, we shall be jointly and severally liable and responsible for the execution of the Contract in accordance with Contract terms and conditions. |  |  |  | 1
5 | We, hereby, declare that only the persons or firms interested in this proposal as principals are named here and that no other persons or firms other than those mentioned herein have any interest in this proposal or in the Contract to be entered into, if the award is made on us, that this proposal is made without any connection with any other person, firm or party likewise submitting a proposal is in all respects for and in good faith, without collusion or fraud.
Thanking you, we remain,
Yours faithfully,
For and on behalf of
Signature :
Date : | -- |  | Printed Name :
Place : |  |  | Designation :
Common Seal :
In case of bid from a Joint Venture, name & designation of representative of JV partner is to be provided and Bid Form is also to be signed by him.
Please provide additional information of the Bidder
Business Address :
Country of Incorporation :
State/Province to be indicated :
Name of Principal Officer :
Address of Principal Officer :
Note: Bidders may note that no prescribed proforma has been enclosed for Attachment 2 : Power of Attorney. Bidders may use their own proforma for furnishing the required information with the bid.
* * *
Back to Cover Page

## Q & C (2) (hidden)
STATEMENT OF QUOTED / CORRECTED PRICES
All Figures are in Rupees
Bidder |  | 0
Sl. No. | Price Component | Quoted Price | Corrected Price
1 | TOTAL SCHEDULE NO. 1:Ex-Works Price of Plant and Equipment including Type Test Charges | 0 |  | 0
2 | TOTAL SCHEDULE NO.2: Local Transportation, Insurance and other Incidental Services. | 0 |  | 0
3 | TOTAL SCHEDULE NO.3: Installation Charges | 0 |  | 0
4 | TOTAL SCHEDULE NO.4: Training Charges | Not Applicable |  | Not Applicable
5 | TOTAL BID PRICE: (Excluding Taxes & Duties) | 0 |  | 0
6 | DISCOUNT | #REF! |  | #REF! | #REF!
7 | NET BID PRICE (Excluding Taxes & Duties) | #REF! |  | #REF!
8 | TAXES & DUTIES PAYABLE ADDITIONALLY
| A) EXCISE DUTY | 0 |  | 0
| B) CENTRAL SALES TAX | 0 |  | 0
| C) VAT | #REF! |  | 0
| D) ENTRY TAX / OCTROI | #REF! |  | 0
E) OTHERS
| F) TOTAL TAXES & DUTIES | #REF! |  | 0
8 | TOTAL BID PRICE (INCLUDING TAXES & DUTIES) | #REF! |  | 0
9 | TOTAL SCHEDULE NO.7: Type Test Charges [Total of this Schedule is included in Schedule-1 above] | 0 |  | 0
I) | Bidder has indicated the following taxes and duties additionally applicable for their bid:
| Excise Duty % as |  |  |  | Excise Duty
| CST % as |  |  |  | CST
| #REF! |  |  |  | VAT | #REF! | #REF!
| #REF! |  |  |  | Entry Tax/ Octroi | #REF! | #REF!
| Others as |  |  |  | Others
II) | With regard to Entry Tax, it may be mentioned that the substations covered under the subject pacakge falls in State of MP, where an entry tax @ 2% of Purchase Price is applicable. In view of the above, the taxes and duties inter-alia including entry tax applicable for the bids are calculated :
a) | Ex-Works Price of Direct Supplies (after discount, if any) |  | Rs. | 0
b) | Excise Duty, as applicable on (a) above at the rate : | 10% | Rs. | 0
c) | Amount on which Sales Tax is applicable | 0 |  | 0
d) | CST, as applicable on (a) + ED (b) above at the rate : | 2% | Rs. | 0
e) | VAT, as applicable on (a) + ED (b) above at the rate : | 1% |  | 0
f) | Others [……………………………………………] |  | Rs.
g) | Purchase Price for Entry Tax (Total Ex-Works+F&I+ED+CST+Others) |  | Rs. | 0
h) | Entry Tax, as applicable on (e) above at the rate : |  | Rs. | 0
400kV AIS Substation Extn Package : SS- 141 for a. Implementation of 2 Nos. of 220kV line bays at 765/400/220kV Bikaner-III PS for Interconnection of 500MW REGS of M/s NTPC Renewable Energy Ltd. b. Augmentation of transformation capacity at 400/220kV Bhadla-II PS (Section-1) in Rajasthan by 1x500MVA, 400/220kV ICT(6th) to cater to the N-1 contingency requirements c. Augmentation of transformation capacity at 400/220kV Hisar (PG) in Haryana by 1x500MVA, 400/220kV ICT(4th). |  | Statement of Quoted / Corrected Prices |  | Page
Spec. No. | Specification No.: CC/NT/W-AIS/DOM/A06/24/14173

## Q & C (hidden)
STATEMENT OF QUOTED / CORRECTED PRICES
All Figures are in Rupees
Bidder
Sl. No. | Price Component | Quoted Price | Corrected Price
1 | TOTAL SCHEDULE NO. 1:Ex-Works Price of Plant and Equipment including Type Test Charges | 0 |  | 0
2 | TOTAL SCHEDULE NO.2: Local Transportation, Insurance and other Incidental Services. | 0 |  | 0
3 | TOTAL SCHEDULE NO.3: Installation Charges | 0 |  | 0
4 | TOTAL SCHEDULE NO.4: Training Charges | Not Applicable |  | Not Applicable
5 | TOTAL BID PRICE: (Excluding Taxes & Duties) | 0 |  | 0
6 | DISCOUNT | #REF! |  | #REF!
7 | NET BID PRICE (Excluding Taxes & Duties) | #REF! |  | #REF!
8 | TAXES & DUTIES PAYABLE ADDITIONALLY
| A) EXCISE DUTY | #REF! |  | 0
| B) CENTRAL SALES TAX /VAT | #REF! |  | #REF!
| C) ENTRY TAX / OCTROI | #REF! |  | #REF!
| D) OTHERS | #REF! |  | 0
| E) TOTAL TAXES & DUTIES | #REF! |  | #REF!
8 | TOTAL BID PRICE (INCLUDING TAXES & DUTIES) | #REF! |  | #REF!
9 | TOTAL SCHEDULE NO.7: Type Test Charges [Total of this Schedule is included in Schedule-1 above] | 0 |  | 0
I) | Bidder has indicated the following taxes and duties additionally applicable for their bid:
a) | Excise Duty |  | Rs. | #REF!
b) | CST /VAT |  | Rs. | #REF!
c) | Entry Tax / Octroi |  | Rs. | #REF!
d) | Others |  | Rs. | #REF!
II) | Bidder has offered following discount(s)
III) | With regard to Entry Tax, it may be mentioned that the substations covered under the subject pacakge falls in State of MP, where an entry tax @ 1% of Purchase Price is applicable. In view of the above, the taxes and duties inter-alia including entry tax applicable for the bids are calculated : |  |  |  | Details of dicounts
a) | Ex-Works Price of Direct Supplies (after discount, if any) |  | Rs. | 0 | Gross LS | #REF! | #REF! | #REF! | Gross % | #REF! | #REF! | #REF!
b) | Excise Duty @ 10.3% of (a) above |  | Rs. | 0 |  |  |  | #REF! |  |  |  | #REF!
c) | CST / VAT @ 2% of Ex-Works of Direct Supplies (a) + ED (b) above |  | Rs. | #REF! | Sch-1 Direct LS | #REF! | #REF! | #REF! | Sch-1 Direct % | #REF! | #REF! | #REF!
d) | Others |  | Rs. |  | Sch-1 BO LS | #REF! | #REF! | #REF! | Sch-1 BO % | #REF! | #REF! | #REF!
e) | Purchase Price for Entry Tax (Total Ex-Works+F&I+ED+CST+Others) |  | Rs. | #REF! | Sch-2 LS | #REF! | #REF! | #REF! | Sch-2 % | #REF! | #REF! | #REF!
f) | Entry Tax @ 1% of (e) above |  | Rs. | #REF! | Sch-3 LS | #REF! | #REF! | #REF! | Sch-3 % | #REF! | #REF! | #REF!
[5 empty] | Sch-7 LS | #REF! | #REF! | #REF! | Sch-7 % | #REF! | #REF! | #REF!
400kV AIS Substation Extn Package : SS- 141 for a. Implementation of 2 Nos. of 220kV line bays at 765/400/220kV Bikaner-III PS for Interconnection of 500MW REGS of M/s NTPC Renewable Energy Ltd. b. Augmentation of transformation capacity at 400/220kV Bhadla-II PS (Section-1) in Rajasthan by 1x500MVA, 400/220kV ICT(6th) to cater to the N-1 contingency requirements c. Augmentation of transformation capacity at 400/220kV Hisar (PG) in Haryana by 1x500MVA, 400/220kV ICT(4th). |  | Statement of Quoted / Corrected Prices |  | Page | Different Manner | #REF!
[5 empty] | Text for Discount | #REF!
#REF!
#REF!

## N to W (hidden)
0
Rs. Zero Only
0
0
0
0
0
0
1 | One
2 | Two
3 | Three
4 | Four
5 | Five
6 | Six
7 | Seven
8 | Eight
9 | Nine
10 | Ten
11 | Eleven
12 | Twelve
13 | Thirteen
14 | Fourteen
15 | Fifteen
16 | Sixteen
17 | Seventeen
18 | Eighteen
19 | Nineteen
20 | Twenty
21 | Twenty One
22 | Twenty Two
23 | Twenty Three
24 | Twenty Four
25 | Twenty Five
26 | Twenty Six
27 | Twenty Seven
28 | Twenty Eight
29 | Twenty Nine
30 | Thirty
31 | Thirty One
32 | Thirty Two
33 | Thirty Three
34 | Thirty Four
35 | Thirty Five
36 | Thirty Six
37 | Thirty Seven
38 | Thirty Eight
39 | Thirty Nine
40 | Forty
41 | Forty One
42 | Forty Two
43 | Forty Three
44 | Forty Four
45 | Forty Five
46 | Forty Six
47 | Forty Seven
48 | Forty Eight
49 | Forty Nine
50 | Fifty
51 | Fifty One
52 | Fifty Two
53 | Fifty Three
54 | Fifty Four
55 | Fifty Five
56 | Fifty Six
57 | Fifty Seven
58 | Fifty Eight
59 | Fifty Nine
60 | Sixty
61 | Sixty One
62 | Sixty Two
63 | Sixty Three
64 | Sixty Four
65 | Sixty Five
66 | Sixty Six
67 | Sixty Seven
68 | Sixty Eight
69 | Sixty Nine
70 | Seventy
71 | Seventy One
72 | Seventy Two
73 | Seventy Three
74 | Seventy Four
75 | Seventy Five
76 | Seventy Six
77 | Seventy Seven
78 | Seventy Eight
79 | Seventy Nine
80 | Eighty
81 | Eighty One
82 | Eighty Two
83 | Eighty Three
84 | Eighty Four
85 | Eighty Five
86 | Eighty Six
87 | Eighty Seven
88 | Eighty Eight
89 | Eighty Nine
90 | Ninety
91 | Ninety One
92 | Ninety Two
93 | Ninety Three
94 | Ninety Four
95 | Ninety Five
96 | Ninety Six
97 | Ninety Seven
98 | Ninety Eight
99 | Ninety Nine
100 | One Hundred