## Basic (hidden)
Package Name | 110kV AIS (New) Substation Package SS 154 (including Transformers) for (i) Establishment of 110/22kV S/S at Thirubuvanai in Puducherry (ii) Shifting and erection, testing and commissioning of released transformers from Thirubuvanai S/S to Thethampakkam and Kalapet substations (iii) Augmentation works at 110/22kV S/S Villianur S/S (iv) Establishment of 110/22kV S/S at Thavalakuppam in Puducherry (v) 5 x 25 MVA, 110/22kV Outdoor Power Transformers under Consultancy Services to Electricity Department, Govt. of Puducherry (PED)
Package Code | SS 154
Specification No. | Spec No: CC/NT/W-AIS/DOM/A00/26/01412
Rev.0

## Cover
Price Schedules | 110kV AIS (New) Substation Package SS 154 (including Transformers) for (i) Establishment of 110/22kV S/S at Thirubuvanai in Puducherry (ii) Shifting and erection, testing and commissioning of released transformers from Thirubuvanai S/S to Thethampakkam and Kalapet substations (iii) Augmentation works at 110/22kV S/S Villianur S/S (iv) Establishment of 110/22kV S/S at Thavalakuppam in Puducherry (v) 5 x 25 MVA, 110/22kV Outdoor Power Transformers under Consultancy Services to Electricity Department, Govt. of Puducherry (PED) |  | Substation Package - SS 154
Spec No: CC/NT/W-AIS/DOM/A00/26/01412
| 1 | Fill up only green shaded cells in Sch-1, Sch-2, Sch-3 and Bid Form 2nd Envelope.
| 2 | All the cells in Sch-5 & Sch-6 are auto filled, therefore no cell is required to be filled up there.
| 3 | Instructions / error messages, if any, will be displayed automatically after selecting the cell.
| 4 | After filling up all the schedues, save the file, take print out of all the schedules and Bid form and sign & stamp and submit them as hard copy of the 2nd envelope (Price part) of the bid. Also ensure to submit the soft copy of the the same file on CD/ DVD.
पावर ग्रिड कारपोरेशन ऑफ इण्डिया लिमिटेड
(भारत सरकार का उद्यम)
Power Grid Corporation of India Limited
(A Government of India Enterprises)
Click to skip Instructions & Proceed
Click for Detailed General Instructions
General guidelines for filling up the Price Schedules, Sch-1 to Sch-7

## Instructions (hidden)
General Instruction to the Bidders for filling up this workbook of Price Schedules for subject Package
I | While filling up the worksheets following may please be observed :
| (i) | Fill up only green shaded cells.
| (ii) | Certain data type entries have been restricted, such as Numeric values or limits of numeric values.
| (iii) | Select only the options provided in pull down menus.
| (iv) | Do not link any cell of this work book with any other work book.
| (v) | Do not use copy & paste or cut & paste options for filling up the data.
| (vi) | Do not reformat any of the cell of the work book.
II | This Workbook consists of following worksheets :
Cover :
Opening page of the workbook.
Names of Bidder :
| ● | Fill up names and address of the Sole Bidder and /or Joint Venture.
| ● | Fill up date in dd-mmm-yyyy format from drop down menu.
| ● | Click for Sch-1 given at the right top of the worksheet to go to Sch-1.
Sch-1 (Ex-works Prices) :
| ● | Fill up unit rates for all the items in numeric values greater than 0 (zero). If unit rate is left blank, the corresponding item shall be deemed to be included in the total price.
| ● | Total amount shall get calculated automatically.
| ● | Type Test charges shall appear automatically after filling up Sch-7 appropriately.
Sch-2 (Freight & Insurance Charges) :
| ● | Fill up unit rates for all the items in numeric values greater than 0 (zero). If unit rate is left blank, the corresponding item shall be deemed to be included in the total price.
| ● | Total amount shall get calculated automatically.
Sch-3 (Erection Charges) :
| ● | Fill up unit rates for all the items in numeric values greater than 0 (zero). If unit rate is left blank, the corresponding item shall be deemed to be included in the total price.
| ● | Total amount shall get calculated automatically.
Sch-4 (Training Charges) :
| ● | Not applicable, hence no cell is required to be filled up.
Sch-5 (Summary of Taxes and Duties applicable on the Goods) :
| ● | No cell is required to be filled in by the bidder in this worksheet.
Sch -6 :
| ● | Summary of all the Schedules without considering discount (mentioned in the work sheet discount) shall be displayed automatically.
| ● | No cell is required to be filled in by the bidder in this worksheet.
Sch-7 (Type Test Charges) :
| ● | Not applicable, hence no cell is required to be filled up.
| ● | Total of this Sch-7 shall automatically appear in Sch-1.
Bid from 2nd Envelope :
| ● | Fill up ref. no. as bidder's ref no. of this letter.
| ● | This letter shall consider the net price as per Sch-6 (After Discount).
| ● | Fill up names & Designation of the representatives of other JV partner(s) if the bidder is JV (Joint Venture) .
| ● | Fill up additional information as required.
* * *
Happy Bidding !
Click to Proceed

## Names of Bidder
110kV AIS (New) Substation Package SS 154 (including Transformers) for (i) Establishment of 110/22kV S/S at Thirubuvanai in Puducherry (ii) Shifting and erection, testing and commissioning of released transformers from Thirubuvanai S/S to Thethampakkam and Kalapet substations (iii) Augmentation works at 110/22kV S/S Villianur S/S (iv) Establishment of 110/22kV S/S at Thavalakuppam in Puducherry (v) 5 x 25 MVA, 110/22kV Outdoor Power Transformers under Consultancy Services to Electricity Department, Govt. of Puducherry (PED)
Spec No: CC/NT/W-AIS/DOM/A00/26/01412 |  |  | Sole Bidder | 1
|  |  | JV (Joint Venture) | 2 or More
Enter following details of the bidder
Specify type of Bidder [Select from drop down menu] | Sole Bidder |  | 0
1
Name of Sole Bidder
Address of Sole Bidder
Name of other Partner
Address of other Partner
Name of other Partner - 2 (more, if any)
Address of other Partner - 2 (more, if any)
Printed Name
Designation
email ID of Bid Signatory
Mobile No. of Bid Signatory
Tel No. of Bid Signatory
Fax No. of Bid Signatory
Date |  | 31
Place
Click for Sch-1

## Sch-1
Spec No: CC/NT/W-AIS/DOM/A00/26/01412 | [12 empty] | Schedule - 1
110kV AIS (New) Substation Package SS 154 (including Transformers) for (i) Establishment of 110/22kV S/S at Thirubuvanai in Puducherry (ii) Shifting and erection, testing and commissioning of released transformers from Thirubuvanai S/S to Thethampakkam and Kalapet substations (iii) Augmentation works at 110/22kV S/S Villianur S/S (iv) Establishment of 110/22kV S/S at Thavalakuppam in Puducherry (v) 5 x 25 MVA, 110/22kV Outdoor Power Transformers under Consultancy Services to Electricity Department, Govt. of Puducherry (PED) | [16 empty] | As per Lum-sum |  | 0%
(SCHEDULE OF RATES AND PRICES ) | [16 empty] | AS per Percent |  | #REF!
[17 empty] | As per lum-sum on Sch-3 |  | 0%
Bidder’s Name and Address (Sole Bidder) : | [9 empty] | To: | [6 empty] | As per Percent on Sch-3 |  | #REF!
[10 empty] | Contracts Services, 3rd Floor | [6 empty] | Total Discount |  | #REF!
Name : | [9 empty] | Power Grid Corporation of India Ltd.,
Address : | [9 empty] | "Saudamini", Plot No.-2
[10 empty] | Sector-29, | [6 empty] | Multipackage lum-sum |  | 0%
Gurgaon (Haryana) - 122001
Plant and Equipment (including Mandatory Spares Parts) to be supplied including Type Test Charges | [17 empty] | Amount after Discount (Rs.) |  | Dis Alert | Amount after MPD (Rs.)
All Prices are in Indian Rupees.
SI. No. | PR No | PR Line Item No | Activity Description | Material Code | HSN Code | Whether HSN in column ‘4 ’ is confirmed. If not indicate applicable the HSN code * | Rate of GST applicable ( in %) | Whether rate of GST in column ‘6’ is confirmed. If not indicate applicable rate of GST * | Item Description | Unit | Qty. | Unit Ex-works price (excluding GST) | Total Ex-works price (excluding GST) | GST as confirmed by Bidder |  |  |  | Unit Erection Charges | Total Erection Charges |  | Unit Erection Charges | Total Erection Charges
1 | 2 | 3 | 4 | 5 | 6 | 7 | 8 | 9 | 10 | 11 | 12 | 13 | 14 = 12*13 | 13 |  |  |  | 5 | 6 = 4 x 5 |  | 5 | 6 = 4 x 5
I | Thirubhuvanai SS-2 Nos 25 MVA re tender
1 | 7000035703 | 700 | 25MVATransformer | 1000028900 | 85042310 |  | 18 |  | 110/22kV, 25MVA, Dyn11,3-Phase, Power Transformer with OLTC, RTCC &Accessories With 10% Extra Oil | EA | 2 |  | INCLUDED | 0 | 0 | 0
2 | 7000035703 | 710 | 25MVATransformer | 1000036888 | 84248990 |  | 18 |  | N2 FIRE PROTECTION SYSTEM FOR 110/22KV TRANSFORMER INCLUDINGALL ACCESSORIES FOR THE ABOVE TRANSFORMER | SET | 2 |  | INCLUDED | 0 | 0 | 0
3 | 7000035703 | 730 | CRP and SAS | 1000000812 | 85371000 |  | 18 |  | 132kV Line Protection Panel (with Automation) | EA | 3 |  | INCLUDED | 0 | 0 | 0
4 | 7000035703 | 740 | CRP and SAS | 1000000908 | 85371000 |  | 18 |  | 132kV Transformer Protection Panel (For both HV & MV side)-(withAutomation) | EA | 3 |  | INCLUDED | 0 | 0 | 0
5 | 7000035703 | 750 | CRP and SAS | 1000021642 | 85371000 |  | 18 |  | Time synchronisation equipment | EA | 1 |  | INCLUDED | 0 | 0 | 0
6 | 7000035703 | 760 | CRP and SAS | 1000025391 | 82032000 |  | 18 |  | Relay Test kit | EA | 1 |  | INCLUDED | 0 | 0 | 0
7 | 7000035703 | 770 | CRP and SAS | 1000000814 | 85371000 |  | 18 |  | Complete Substation automation System for 132kV bay as per TechnicalSpecification | EA | 6 |  | INCLUDED | 0 | 0 | 0
8 | 7000035703 | 780 | CRP and SAS | 1000044718 | 85371000 |  | 18 |  | COMPLETE SUBSTATION AUTOMATION SYSTEM FOR 22KV BAY AS PER TECHNICALSPECIFICATION | EA | 18 |  | INCLUDED | 0 | 0 | 0
9 | 7000035703 | 790 | CRP and SAS | 1000055441 | 85371000 |  | 18 |  | 132KV CIRCUIT BREAKER RELAY PANEL (WITH AUTOMATION) | EA | 6 |  | INCLUDED | 0 | 0 | 0
10 | 7000035703 | 800 | CRP and SAS | 1000067784 | 85371000 |  | 18 |  | SIMPLEX CONTROL & PROTECTOIN PANEL FOR 22KV (BUS SCHEME AS PER SLD)TWO BAY WITH BCPU | EA | 9 |  | INCLUDED | 0 | 0 | 0
11 | 7000035703 | 810 | CRP and SAS | 1000018700 | 85371000 |  | 18 |  | Complete Substation automation System for controlling and monitoringof Auxilary System including BCUs as per technical specification | SET | 1 |  | INCLUDED | 0 | 0 | 0
12 | 7000035703 | 2120 | CRP REMOTE END | 1000026235 | 85371000 |  | 18 |  | Line Current Differential Relay | SET | 3 |  | INCLUDED | 0 | 0 | 0
13 | 7000035703 | 840 | FIRE FIGHTING | 1000012027 | 84241000 |  | 18 |  | 9litre water type Portable Fire extinguisher | EA | 4 |  | INCLUDED | 0 | 0 | 0
14 | 7000035703 | 850 | FIRE FIGHTING | 1000012022 | 84241000 |  | 18 |  | 4.5 kg CO2 type Portable Fire extinguisher | EA | 10 |  | INCLUDED | 0 | 0 | 0
15 | 7000035703 | 860 | FIRE FIGHTING | 1000012024 | 84241000 |  | 18 |  | Fire Extinguisher Dry Chemical Powder Type(5 Kg) for control room. | EA | 10 |  | INCLUDED | 0 | 0 | 0
16 | 7000035703 | 870 | FIRE FIGHTING | 1000012073 | 84241000 |  | 18 |  | 50 litre foam type Trolley/Wheel mounted Fire extinguisher | EA | 2 |  | INCLUDED | 0 | 0 | 0
17 | 7000035703 | 880 | FIRE FIGHTING | 1000012012 | 85311020 |  | 18 |  | Fire Detection and Alarm System for Control Room Building(132kV) | SET | 1 |  | INCLUDED | 0 | 0 | 0
18 | 7000035703 | 890 | FIRE FIGHTING | 1000028551 | 84137010 |  | 18 |  | Diesel Engine driven Hydrant system with Water tank, Pump Room, DGdriven pump, O/G & U/G piping, hydrant points for transformers,buildings, store yard and accessories etc. | LS | 1 |  | INCLUDED | 0 | 0 | 0
19 | 7000035703 | 900 | ERECTION HARDWARE | 1000036883 | 72169990 |  | 18 |  | 110KV ERECTION H/W FOR TRF. BAY | SET | 3 |  | INCLUDED | 0 | 0 | 0
20 | 7000035703 | 910 | ERECTION HARDWARE | 1000011279 | 72169990 |  | 18 |  | Erection Hardware for the 22kV layout (Bus Scheme as perSLD)-Transformer Bay as per technical specification | SET | 3 |  | INCLUDED | 0 | 0 | 0
21 | 7000035703 | 920 | ERECTION HARDWARE | 1000011231 | 72169990 |  | 18 |  | Erection Hardware for 132kV layout (Single Main Scheme)-Line Bay asper technical specification | SET | 3 |  | INCLUDED | 0 | 0 | 0
22 | 7000035703 | 930 | ERECTION HARDWARE | 1000011228 | 72169990 |  | 18 |  | Erection Hardware for 132kV layout (Single Main Scheme) Bus work (ForOne bays) as per technical specification | SET | 3 |  | INCLUDED | 0 | 0 | 0
23 | 7000035703 | 940 | ERECTION HARDWARE | 1000074847 | 72169990 |  | 18 |  | ERECTION HARDWARE FOR 132KV AUXILIARY BUS WORK (FOR ONE BAYS) AS PERTECHNICAL SPECIFICATION | SET | 3 |  | INCLUDED | 0 | 0 | 0
24 | 7000035703 | 950 | ERECTION HARDWARE | 1000011278 | 72169990 |  | 18 |  | Erection Hardware for the 22kV layout (Bus Scheme as per SLD)-Line Bayas per technical specification | SET | 12 |  | INCLUDED | 0 | 0 | 0
25 | 7000035703 | 960 | ERECTION HARDWARE | 1000036885 | 72169990 |  | 18 |  | 22KV ERECTION H/W FOR CAPACITOR BANK | SET | 3 |  | INCLUDED | 0 | 0 | 0
26 | 7000035703 | 970 | ERECTION HARDWARE | 1000011282 | 72169990 |  | 18 |  | Erection Hardware for the 22kV layout (Bus Scheme as per SLD)-Bus work(For two bays) as per technical specification | SET | 6 |  | INCLUDED | 0 | 0 | 0
27 | 7000035703 | 990 | MANDATORY SPARES | 1000028781 | 85049010 |  | 18 |  | SPARE-145KV T/F | LS | 1 |  | INCLUDED | 0 | 0 | 0
28 | 7000035703 | 1020 | Testing and Maintenance equipment | 1000017683 | 85389000 |  | 18 |  | Portable Discharge Rod(1-ph) | EA | 3 |  | INCLUDED | 0 | 0 | 0
29 | 7000035703 | 1030 | Testing and Maintenance equipment | 1000024952 | 40151900 |  | 18 |  | Hand gloves-Electrical Resistance 33kV | SET | 2 |  | INCLUDED | 0 | 0 | 0
30 | 7000035703 | 1040 | Testing and Maintenance equipment | 1000041983 | 40081110 |  | 18 |  | INSULATED RUBBER MAT OF ANY SIZE | EA | 5 |  | INCLUDED | 0 | 0 | 0
31 | 7000035703 | 1050 | AIS Equipment | 1000000956 | 85462040 |  | 18 |  | 145kV, 1 phase Bus Post Insulators | EA | 10 |  | INCLUDED | 0 | 0 | 0
32 | 7000035703 | 1060 | AIS Equipment | 1000043522 | 85359090 |  | 18 |  | 145KV, 800A, 40KA WITH 120% EXTENDED CURRENT (5-CORE) CT (1 PH.) | EA | 18 |  | INCLUDED | 0 | 0 | 0
33 | 7000035703 | 1070 | AIS Equipment | 1000000946 | 85353090 |  | 18 |  | 145 kV, 1250A, 40 KA, 3-phase HDBIsolator with one E/S | EA | 9 |  | INCLUDED | 0 | 0 | 0
34 | 7000035703 | 1080 | AIS Equipment | 1000043528 | 85353090 |  | 18 |  | 145 kV, 1250 A, 40KA, 3-phase HDB Isolator without E/S | EA | 10 |  | INCLUDED | 0 | 0 | 0
35 | 7000035703 | 1090 | AIS Equipment | 1000062355 | 85359030 |  | 18 |  | SURGE ARRESTER, 1-PH, 96KV | EA | 18 |  | INCLUDED | 0 | 0 | 0
36 | 7000035703 | 1100 | AIS Equipment | 1000043521 | 85352913 |  | 18 |  | 145 KV, 1250A, 40 KA CIRCUIT BREAKER (3 PH.) ALONGWITH SUPPORTSTRUCTURE | EA | 6 |  | INCLUDED | 0 | 0 | 0
37 | 7000035703 | 1110 | AIS Equipment | 1000036876 | 85353090 |  | 18 |  | 22 KV, 1250 A, 25KA, HDB MOTORISED ISOLATOR (3 PHASE) WITHOUT EARTHSWITCH | EA | 32 |  | INCLUDED | 0 | 0 | 0
38 | 7000035703 | 1120 | AIS Equipment | 1000001582 | 85462040 |  | 18 |  | 22kV Bus Post Insulator (1 phase) | EA | 30 |  | INCLUDED | 0 | 0 | 0
39 | 7000035703 | 1130 | AIS Equipment | 1000036878 | 85359090 |  | 18 |  | 22KV,25KA, 1000A CURRENT TRANSFORMER (1 PH) WITH 120% EXTENDED CURRENTRATING, RATIO: 1000-500-250-125/1-1-1-1A | EA | 9 |  | INCLUDED | 0 | 0 | 0
40 | 7000035703 | 1140 | AIS Equipment | 1000000972 | 85359090 |  | 18 |  | 145 kV, 4400pf, 1-phase Capacitive Voltage Transformer | EA | 15 |  | INCLUDED | 0 | 0 | 0
41 | 7000035703 | 1150 | AIS Equipment | 1000001585 | 85359030 |  | 18 |  | 22kV 1250A, CB alongwith supportstructure | EA | 18 |  | INCLUDED | 0 | 0 | 0
42 | 7000035703 | 1160 | AIS Equipment | 1000075047 | 85354010 |  | 18 |  | SURGE ARRESTER ZNO GAPLESS-18KV,10KA,1P | EA | 54 |  | INCLUDED | 0 | 0 | 0
43 | 7000035703 | 1170 | AIS Equipment | 1000036879 | 85359090 |  | 18 |  | 22KV,25KA, 400A CURRENT TRANSFORMER(1 PH) WITH 120% EXTENDED CURRENTRATING, RATIO: 400-200-100-50/1-1-1-1A | EA | 45 |  | INCLUDED | 0 | 0 | 0
44 | 7000035703 | 1180 | AIS Equipment | 1000001584 | 85359090 |  | 18 |  | 22kV Voltage transformer (1-Phase) | EA | 9 |  | INCLUDED | 0 | 0 | 0
45 | 7000035703 | 1190 | AIS Equipment | 1000077058 | 85354010 |  | 18 |  | 22KV, 2.4 MVAR CAPACITOR BANK | SET | 3 |  | INCLUDED | 0 | 0 | 0
46 | 7000035703 | 1210 | SPARE | 1000028570 | 85352911 |  | 18 |  | SPARE-145KV CIRCUIT BREAKER | LOT | 1 |  | INCLUDED | 0 | 0 | 0
47 | 7000035703 | 1220 | SPARE | 1000028573 | 85353090 |  | 18 |  | SPARE-145KV DB ISOLATOR | LOT | 1 |  | INCLUDED | 0 | 0 | 0
48 | 7000035703 | 1310 | SPARE | 1000030545 | 85371000 |  | 18 |  | Direction O/C & E/F relay (if stand alone) | EA | 1 |  | INCLUDED | 0 | 0 | 0
49 | 7000035703 | 1260 | SPARE | 1000028572 | 85359090 |  | 18 |  | SPARE-145KV CVT | LOT | 1 |  | INCLUDED | 0 | 0 | 0
50 | 7000035703 | 1230 | SPARE | 1000028571 | 85359090 |  | 18 |  | SPARE-145KV CT | LOT | 1 |  | INCLUDED | 0 | 0 | 0
51 | 7000035703 | 1300 | SPARE | 1000026087 | 85354010 |  | 18 |  | Spares for 120kV Surge Arrester | LS | 1 |  | INCLUDED | 0 | 0 | 0
52 | 7000035703 | 1240 | SPARE | 1000019912 | 85371000 |  | 18 |  | Relay & protection Panels (with automation) | LS | 1 |  | INCLUDED | 0 | 0 | 0
53 | 7000035703 | 1250 | SPARE | 1000019927 | 85389000 |  | 18 |  | Spares-Substation Automation System | LS | 1 |  | INCLUDED | 0 | 0 | 0
54 | 7000035703 | 1270 | SPARE | 1000019915 | 85030010 |  | 18 |  | Spares for DG set | LS | 1 |  | INCLUDED | 0 | 0 | 0
55 | 7000035703 | 1280 | SPARE | 1000029030 | 85044030 |  | 18 |  | Spares fpr 110V Battery Charger | LS | 1 |  | INCLUDED | 0 | 0 | 0
56 | 7000035703 | 1290 | SPARE | 1000077760 | 85354010 |  | 18 |  | SPARE FOR CAPACITOR BANK | LS | 1 |  | INCLUDED | 0 | 0 | 0
57 | 7000035703 | 1320 | SPARE | 1000080702 | 85359030 |  | 18 |  | SPARE-22KV CIRCUIT BREAKER | LOT | 1 |  | INCLUDED | 0 | 0 | 0
58 | 7000035703 | 1330 | SPARE | 1000080703 | 85359090 |  | 18 |  | SPARE-22KV CT | LOT | 1 |  | INCLUDED | 0 | 0 | 0
59 | 7000035703 | 1340 | SPARE | 1000080705 | 85359090 |  | 18 |  | SPARE-22KV PT | LOT | 1 |  | INCLUDED | 0 | 0 | 0
60 | 7000035703 | 1350 | SPARE | 1000080701 | 85354010 |  | 18 |  | SPARE-18KV LA | LOT | 1 |  | INCLUDED | 0 | 0 | 0
61 | 7000035703 | 1360 | SPARE | 1000080704 | 85353090 |  | 18 |  | SPARE-22KV ISOLATOR | LOT | 1 |  | INCLUDED | 0 | 0 | 0
62 | 7000035703 | 1370 | Structure | 1000015954 | 73082011 |  | 18 |  | Fabrication, galvanising and supply of Lattice Structures (MS Steel),to be designed during detailed engineering, for towers, beams andequipment support structure including pack plates / packwashers andgusset plates excluding fasteners and foundation bolts | MT | 340 |  | INCLUDED | 0 | 0 | 0
63 | 7000035703 | 1380 | Structure | 1000011713 | 73082011 |  | 18 |  | Fabrication, galvanising and supply of fasteners ( nuts, bolts andwashers ) including step bolts for lattice and pipe structures to bedesigned during detailed engineering | MT | 20 |  | INCLUDED | 0 | 0 | 0
64 | 7000035703 | 1390 | Structure | 1000012373 | 73082011 |  | 18 |  | Fabrication, galvanising and supply of foundation bolts including nuts,checknut and washers for lattice and pipe structures to be designedduring detailed engineering | MT | 30 |  | INCLUDED | 0 | 0 | 0
65 | 7000035703 | 1400 | Structure | 1000067830 | 73082011 |  | 18 |  | 30M LIGHTING CUM LIGHTNING MAST (LCLM) WITH 1 MTR HIGH SPIKE, INTEGRALMOTORIZED LIFTING & LOWERING ARRANGEMENT, FEEDER PILLAR INCLUDINGCABLES FROM FEEDER PILLAR TO LIGHTING FIXTURES, RECTANGULAR INTEGRAL250W LED FLOODLIGHT PRESSURE DIE-CAST ALUMINIUM COVER ON BOTH SIDESFOR HOLDING OF EXTRUDED ALUMINMUM HEAT SINK WITH HEAT RESISTANTTOUGHENED GLASS (IP-65) (12 NO. OF BAJAJ MAKE- FLOOD LEVEL LED BJFL250W OR EQUIVALENT), FOUNDATION BOLTS, NUTS & BOLTS, ALL TYPE OFWASHERS ETC. COMPLETE IN ALL RESPECT. | SET | 6 |  | INCLUDED | 0 | 0 | 0
66 | 7000035703 | 1440 | LT Switchgear | 1000000564 | 85371000 |  | 18 |  | 110 V DC Distribution Board(DCDB) | SET | 2 |  | INCLUDED | 0 | 0 | 0
67 | 7000035703 | 1450 | LT Switchgear | 1000004308 | 85371000 |  | 18 |  | 415V Emergency Lighting DB(along with 1no. 25kVA 415V/415V lightingtransformer) | SET | 1 |  | INCLUDED | 0 | 0 | 0
68 | 7000035703 | 1460 | LT Switchgear | 1000004311 | 85371000 |  | 18 |  | 415V Main Lighting DB(along with 2 nos.25 kVA 415V/415V Lighting transformer) | SET | 1 |  | INCLUDED | 0 | 0 | 0
69 | 7000035703 | 1470 | LT Switchgear | 1000004303 | 85371000 |  | 18 |  | 415V AC Distribution Board (ACDB) as per Technical Specification | SET | 1 |  | INCLUDED | 0 | 0 | 0
70 | 7000035703 | 1480 | LT Switchgear | 1000004313 | 85371000 |  | 18 |  | 415V Main Switchboard | SET | 1 |  | INCLUDED | 0 | 0 | 0
71 | 7000035703 | 1490 | Illumination | 1000038325 | 94059900 |  | 18 |  | LIGHTING FIXTURE LED LUMINAIRES TYPE FL2 AS PER TECH. SPECIFICATIONS | EA | 20 |  | INCLUDED | 0 | 0 | 0
72 | 7000035703 | 1500 | Illumination | 1000038387 | 94051090 |  | 18 |  | LED FLOOD LIGHT LUMINARIESTYPE FL-1 (150W) AS PER TECHNICALSPECIFICATION | EA | 20 |  | INCLUDED | 0 | 0 | 0
73 | 7000035703 | 1510 | Illumination | 1000004952 | 94059900 |  | 18 |  | 63A, 415V : Interlocked switch socket outdoor Receptacle (type RP) asper technical specifications | EA | 2 |  | INCLUDED | 0 | 0 | 0
74 | 7000035703 | 1520 | Illumination | 1000014548 | 94059900 |  | 18 |  | Lighting Panel type ACP-3 as per technical specification | EA | 3 |  | INCLUDED | 0 | 0 | 0
75 | 7000035703 | 1530 | Illumination | 1000030134 | 94059900 |  | 18 |  | 150A Outdoor Receptacle for OilFiltratrion unit | EA | 1 |  | INCLUDED | 0 | 0 | 0
76 | 7000035703 | 1540 | Illumination | 1000025538 | 76169990 |  | 18 |  | Self Supported Aluminium Ladder as Per Technical Specification | EA | 1 |  | INCLUDED | 0 | 0 | 0
77 | 7000035703 | 1550 | Illumination | 1000024515 | 76169990 |  | 18 |  | Cartwheel Mounted Aluminium Ladder as Per Technical Specification | EA | 1 |  | INCLUDED | 0 | 0 | 0
78 | 7000035703 | 1560 | Illumination | 1000038385 | 94059900 |  | 18 |  | FIRE WALL MOUNTED LED LUMINARIE TYPE FL-2 (250W) | EA | 6 |  | INCLUDED | 0 | 0 | 0
79 | 7000035703 | 1570 | Illumination | 1000014547 | 85371000 |  | 18 |  | Lighting Panel type ACP-2 as per technical specification | EA | 2 |  | INCLUDED | 0 | 0 | 0
80 | 7000035703 | 1580 | Illumination | 1000038388 | 94051090 |  | 18 |  | POLE MOUNTED LED POST TOP LUMINAIRE TYPE SL-D1 (= 30W)AS PER TECHNICALSPECIFICATION | EA | 5 |  | INCLUDED | 0 | 0 | 0
81 | 7000035703 | 1590 | Illumination | 1000017691 | 94059900 |  | 18 |  | Post top Lantern tubular pole | EA | 5 |  | INCLUDED | 0 | 0 | 0
82 | 7000035703 | 1600 | Illumination | 1000029979 | 94059900 |  | 18 |  | Control room cum administrative building (132kV) illuminationincluding Conduit | LS | 1 |  | INCLUDED | 0 | 0 | 0
83 | 7000035703 | 1610 | Illumination | 1000030002 | 94059900 |  | 18 |  | Fire fighting pumphouse building illimunation including conduit | LS | 1 |  | INCLUDED | 0 | 0 | 0
84 | 7000035703 | 1620 | Earthmat | 1000032055 | 72159090 |  | 18 |  | 40 MM MS ROD FOR MAIN EARTHMAT | KM | 2.5 |  | INCLUDED | 0 | 0 | 0
85 | 7000035703 | 1640 | VMS | 1000025861 | 85287390 |  | 18 |  | Visual Monitoring System for Watch & Ward | SET | 1 |  | INCLUDED | 0 | 0 | 0
86 | 7000035703 | 1660 | DG Set | 1000077060 | 85021100 |  | 18 |  | 150 KVA DG SET | SET | 1 |  | INCLUDED | 0 | 0 | 0
87 | 7000035703 | 1680 | Air Conditioning and Ventilation | 1000013502 | 84158210 |  | 18 |  | High wall type split AC unit of 2 TR capacity | EA | 12 |  | INCLUDED | 0 | 0 | 0
88 | 7000035703 | 1700 | Battery and Battery Charger | 1000000575 | 85072000 |  | 18 |  | 110V, 400 Ah Battery | SET | 2 |  | INCLUDED | 0 | 0 | 0
89 | 7000035703 | 1710 | Battery and Battery Charger | 1000000576 | 85044030 |  | 18 |  | 110V, 40A/40A Float Cum Boost BatteryCharger | EA | 2 |  | INCLUDED | 0 | 0 | 0
90 | 7000035703 | 1730 | 1.1 KV POWER & CONTROL CABLE LS | 1000000443 | 85446020 |  | 18 |  | 1.1kV grade Power Cables (PVCinsulated)along withlugs,glands,straight joints &accessories,etc. | LS | 1 |  | INCLUDED | 0 | 0 | 0
91 | 7000035703 | 1740 | 1.1 KV POWER & CONTROL CABLE LS | 1000000442 | 85446020 |  | 18 |  | 1.1kV grade Control Cables (PVCinsulated) along withlugs,glands,straight joints &accessories,etc. | LS | 1 |  | INCLUDED | 0 | 0 | 0
92 | 7000035703 | 1750 | 1.1 KV POWER & CONTROL CABLE LS | 1000000444 | 85446090 |  | 18 |  | 1.1kV grade Power Cables (XLPEinsulated) along withlugs,glands,straight joints &accessories,etc. | LS | 1 |  | INCLUDED | 0 | 0 | 0
93 | 7000035703 | 1770 | 16MVA Transformer | 1000067808 | 85049010 |  | 18 |  | DISMANTLING, TRANSPORTATION, RE-ERECTION, REFURBISHMENT ANDRE-ERECTION 110KV TRANSFORMER AS PER TS | SET | 1 |  | INCLUDED | 0 | 0 | 0
94 | 7000035703 | 1790 | HT Cable | 1000033697 | 85446090 |  | 18 |  | 110KV, 1CX630 SQMM XLPE INSULATED COPPER CABLE ALONGWITH ACCESSORIESAS PER TECH. SPECIFICATION | KM | 2 |  | INCLUDED | 0 | 0 | 0
95 | 7000035703 | 1800 | HT Cable | 1000033700 | 85446020 |  | 18 |  | 110KV OUTDOOR TERMINATION KIT SUITABLE FOR 110 KV, 1CX630 SQ.MMCABLE | EA | 24 |  | INCLUDED | 0 | 0 | 0
96 | 7000035703 | 1820 | Telecom Eqpt Supply Thirubhuvanai | 1000028251 | 85176260 |  | 18 |  | Base Equipment STM-4 MADM upto 5 MSP | SET | 1 |  | INCLUDED | 0 | 0 | 0
97 | 7000035703 | 1830 | Telecom Eqpt Supply Thirubhuvanai | 1000032570 | 85176290 |  | 18 |  | OPTICALÂ INTERFACEÂ SFP L4.2 | EA | 4 |  | INCLUDED | 0 | 0 | 0
98 | 7000035703 | 1840 | Telecom Eqpt Supply Thirubhuvanai | 1000031374 | 85176290 |  | 18 |  | TRIBUTARY INTERFACE- E1 INTERFACE (MINIMUM 16 NOS.) | SET | 2 |  | INCLUDED | 0 | 0 | 0
99 | 7000035703 | 1850 | Telecom Eqpt Supply Thirubhuvanai | 1000034950 | 85176990 |  | 18 |  | ETHERNET INTERFACE 10/100 BASE T WITH LAYER-2 SWITCHING (MIN 8INTERFACES PER CARD) | EA | 2 |  | INCLUDED | 0 | 0 | 0
100 | 7000035703 | 1860 | Telecom Eqpt Supply Thirubhuvanai | 1000031381 | 85176290 |  | 18 |  | TRIBUTARY INTERFACE-GIGABIT ETHERNET INTERFACES 10/100 MBPS WITH LAYER-2 SWITCHING (MINIMUM 2 NOS.) | SET | 1 |  | INCLUDED | 0 | 0 | 0
101 | 7000035703 | 1870 | Telecom Eqpt Supply Thirubhuvanai | 1000026228 | 85176290 |  | 18 |  | Equipment Cabinets For SDH | EA | 1 |  | INCLUDED | 0 | 0 | 0
102 | 7000035703 | 1880 | Telecom Eqpt Supply Thirubhuvanai | 1000034998 | 85171890 |  | 18 |  | VOIP TELEPHONE INSTRUMENT WITH ONE COMMON SWITCH (MIN. 8 PORT) | EA | 2 |  | INCLUDED | 0 | 0 | 0
103 | 7000035703 | 1890 | Telecom Eqpt Supply Thirubhuvanai | 1000037546 | 85447090 |  | 18 |  | 48F (DWSM) APPROACH FIBRE OPTIC CABLE | KM | 2 |  | INCLUDED | 0 | 0 | 0
104 | 7000035703 | 1900 | Telecom Eqpt Supply Thirubhuvanai | 1000066614 | 73069011 |  | 18 |  | GI PIPE INSTALLATION HARDWARE FOR APPROACH CABLING | KM | 2 |  | INCLUDED | 0 | 0 | 0
105 | 7000035703 | 1910 | Telecom Eqpt Supply Thirubhuvanai | 1000066612 | 73071900 |  | 18 |  | GI ELBOW INSTALLATION HARDWARE FOR APPROAH CABLING | EA | 10 |  | INCLUDED | 0 | 0 | 0
106 | 7000035703 | 1920 | Telecom Eqpt Supply Thirubhuvanai | 1000066613 | 83071000 |  | 18 |  | GI FLEXIBLE CONDUIT INSTALLATION HARDWARE FOR APPROAH CABLING | EA | 10 |  | INCLUDED | 0 | 0 | 0
107 | 7000035703 | 1930 | Telecom Eqpt Supply Thirubhuvanai | 1000023471 | 85372000 |  | 18 |  | OPGW Fibre Optic Distribution Panel (FODP): Indoor Type: 96F | EA | 2 |  | INCLUDED | 0 | 0 | 0
108 | 7000035703 | 1940 | Telecom Eqpt Supply Thirubhuvanai | 1000028456 | 85044010 |  | 18 |  | 48V DCPS - SMPS BASED 48V DC POWER SUPPLY (DCPS) SYSTEM OF 25 AMPRATING | SET | 1 |  | INCLUDED | 0 | 0 | 0
109 | 7000035703 | 1950 | Telecom Eqpt Supply Thirubhuvanai | 1000028532 | 85072000 |  | 18 |  | VRLA Battery Bank for DCPS system of 300AH rating | EA | 1 |  | INCLUDED | 0 | 0 | 0
110 | 7000035703 | 1960 | Telecom Eqpt Supply Thirubhuvanai | 1000023342 | 85444992 |  | 18 |  | Joint box 48Fibre | EA | 2 |  | INCLUDED | 0 | 0 | 0
111 | 7000035703 | 1970 | Telecom Eqpt Spare Thirubhuvanai | 1000031371 | 85176260 |  | 18 |  | SDH EQUIPMENT (STM-4 MADM UPTO 5 MSP PROTECTED DIRECTIONS)-COMMONCARDS, CROSS-CONNECT/CONTROL CARDS, OPTICAL BASE CARD, POWER SUPPLYCARDS, POWER CABLING, OTHER HARDWARE & ACCESSORIES (EACH). | SET | 1 |  | INCLUDED | 0 | 0 | 0
112 | 7000035703 | 1980 | Telecom Eqpt Spare Thirubhuvanai | 1000032570 | 85176290 |  | 18 |  | OPTICALÂ INTERFACEÂ SFP L4.2 | EA | 1 |  | INCLUDED | 0 | 0 | 0
113 | 7000035703 | 1990 | Telecom Eqpt Spare Thirubhuvanai | 1000031374 | 85176290 |  | 18 |  | TRIBUTARY INTERFACE- E1 INTERFACE (MINIMUM 16 NOS.) | SET | 1 |  | INCLUDED | 0 | 0 | 0
114 | 7000035703 | 2000 | Telecom Eqpt Spare Thirubhuvanai | 1000034950 | 85176990 |  | 18 |  | ETHERNET INTERFACE 10/100 BASE T WITH LAYER-2 SWITCHING (MIN 8INTERFACES PER CARD) | EA | 1 |  | INCLUDED | 0 | 0 | 0
115 | 7000035703 | 2010 | Telecom Eqpt Spare Thirubhuvanai | 1000031381 | 85176290 |  | 18 |  | TRIBUTARY INTERFACE-GIGABIT ETHERNET INTERFACES 10/100 MBPS WITH LAYER-2 SWITCHING (MINIMUM 2 NOS.) | SET | 1 |  | INCLUDED | 0 | 0 | 0
116 | 7000035703 | 2020 | Telecom Eqpt Spare Thirubhuvanai | 1000031398 | 85171890 |  | 18 |  | PRE CONNECTORIZED OPTICAL FIBER PATCH CORDS(10 MTRS) â€“ PACK OF SIXPATCH CORDS | SET | 1 |  | INCLUDED | 0 | 0 | 0
117 | 7000035703 | 2030 | Telecom Eqpt Spare Thirubhuvanai | 1000037546 | 85447090 |  | 18 |  | 48F (DWSM) APPROACH FIBRE OPTIC CABLE | KM | 0.07 |  | INCLUDED | 0 | 0 | 0
118 | 7000035703 | 2040 | Telecom Eqpt Spare Thirubhuvanai | 1000066614 | 73069011 |  | 18 |  | GI PIPE INSTALLATION HARDWARE FOR APPROACH CABLING | KM | 0.07 |  | INCLUDED | 0 | 0 | 0
119 | 7000035703 | 2050 | Telecom Eqpt Spare Thirubhuvanai | 1000066612 | 73071900 |  | 18 |  | GI ELBOW INSTALLATION HARDWARE FOR APPROAH CABLING | EA | 1 |  | INCLUDED | 0 | 0 | 0
120 | 7000035703 | 2060 | Telecom Eqpt Spare Thirubhuvanai | 1000066613 | 83071000 |  | 18 |  | GI FLEXIBLE CONDUIT INSTALLATION HARDWARE FOR APPROAH CABLING | EA | 1 |  | INCLUDED | 0 | 0 | 0
121 | 7000035703 | 2070 | Telecom Eqpt Spare Thirubhuvanai | 1000031383 | 85362090 |  | 18 |  | MCCB/MCB-2P/ CONTACTOR/ TIMER/ RELAY OF EACH TYPE & RATING (ASAPPLICABLE) | SET | 1 |  | INCLUDED | 0 | 0 | 0
122 | 7000035703 | 2080 | Telecom Eqpt Spare Thirubhuvanai | 1000019811 | 85362090 |  | 18 |  | Single Pole MCBs (for outgoing DC Feeders) for DCPS | SET | 3 |  | INCLUDED | 0 | 0 | 0
123 | 7000035703 | 2090 | Telecom Eqpt Spare Thirubhuvanai | 1000028252 | 85177010 |  | 18 |  | Electronic Printed Circuit Board | SET | 1 |  | INCLUDED | 0 | 0 | 0
124 | 7000035703 | 2100 | Telecom Eqpt Spare Thirubhuvanai | 1000023342 | 85444992 |  | 18 |  | Joint box 48Fibre | EA | 1 |  | INCLUDED | 0 | 0 | 0
II | Villianur SS-1 No. 25 MVA Re-tender
1 | 7000035703 | 10 | 25MVATransformer | 1000028900 | 85042310 |  | 18 |  | 110/22kV, 25MVA, Dyn11,3-Phase, Power Transformer with OLTC, RTCC &Accessories With 10% Extra Oil | EA | 1 |  | INCLUDED | 0 | 0 | 0
2 | 7000035703 | 20 | 25MVATransformer | 1000036888 | 84248990 |  | 18 |  | N2 FIRE PROTECTION SYSTEM FOR 110/22KV TRANSFORMER INCLUDINGALL ACCESSORIES FOR THE ABOVE TRANSFORMER | SET | 1 |  | INCLUDED | 0 | 0 | 0
3 | 7000035703 | 40 | Control and relay panels | 1000009628 | 85371000 |  | 18 |  | Simplex Control Panel for 110kV (Bus Scheme as per SLD) | EA | 1 |  | INCLUDED | 0 | 0 | 0
4 | 7000035703 | 50 | Control and relay panels | 1000000822 | 85371000 |  | 18 |  | 132kV Simplex Transformer Protection Panel (For both HV & MV side) | EA | 1 |  | INCLUDED | 0 | 0 | 0
5 | 7000035703 | 60 | Control and relay panels | 1000055440 | 85371000 |  | 18 |  | 132KV CIRCUIT BREAKER RELAY PANEL | EA | 1 |  | INCLUDED | 0 | 0 | 0
6 | 7000035703 | 90 | ERECTION HARDWARE | 1000036883 | 72169990 |  | 18 |  | 110KV ERECTION H/W FOR TRF. BAY | SET | 1 |  | INCLUDED | 0 | 0 | 0
7 | 7000035703 | 100 | ERECTION HARDWARE | 1000011289 | 72169990 |  | 18 |  | Erection Hardware for the 33kV layout (Bus Scheme as perSLD)-Transformer Bay as per technical specification | SET | 1 |  | INCLUDED | 0 | 0 | 0
8 | 7000035703 | 110 | ERECTION HARDWARE | 1000011291 | 72169990 |  | 18 |  | Erection Hardware for the 33kV layout (Bus Scheme as per SLD)-Bus work(For one bays) as per technical specification | SET | 1 |  | INCLUDED | 0 | 0 | 0
9 | 7000035703 | 130 | MANDATORY SPARES | 1000028781 | 85049010 |  | 18 |  | SPARE-145KV T/F | LS | 1 |  | INCLUDED | 0 | 0 | 0
10 | 7000035703 | 140 | MANDATORY SPARES | 1000080702 | 85359030 |  | 18 |  | SPARE-22KV CIRCUIT BREAKER | LOT | 1 |  | INCLUDED | 0 | 0 | 0
11 | 7000035703 | 150 | MANDATORY SPARES | 1000080703 | 85359090 |  | 18 |  | SPARE-22KV CT | LOT | 1 |  | INCLUDED | 0 | 0 | 0
12 | 7000035703 | 160 | MANDATORY SPARES | 1000080701 | 85354010 |  | 18 |  | SPARE-18KV LA | LOT | 1 |  | INCLUDED | 0 | 0 | 0
13 | 7000035703 | 170 | MANDATORY SPARES | 1000080704 | 85353090 |  | 18 |  | SPARE-22KV ISOLATOR | LOT | 1 |  | INCLUDED | 0 | 0 | 0
14 | 7000035703 | 190 | Testing and Maintenance equipment | 1000017683 | 85389000 |  | 18 |  | Portable Discharge Rod(1-ph) | EA | 3 |  | INCLUDED | 0 | 0 | 0
15 | 7000035703 | 200 | Testing and Maintenance equipment | 1000024952 | 40151900 |  | 18 |  | Hand gloves-Electrical Resistance 33kV | SET | 2 |  | INCLUDED | 0 | 0 | 0
16 | 7000035703 | 210 | Testing and Maintenance equipment | 1000041983 | 40081110 |  | 18 |  | INSULATED RUBBER MAT OF ANY SIZE | EA | 5 |  | INCLUDED | 0 | 0 | 0
17 | 7000035703 | 220 | 1.1 kV Power and Control Cables LS | 1000000443 | 85446020 |  | 18 |  | 1.1kV grade Power Cables (PVCinsulated)along withlugs,glands,straight joints &accessories,etc. | LS | 1 |  | INCLUDED | 0 | 0 | 0
18 | 7000035703 | 230 | 1.1 kV Power and Control Cables LS | 1000000442 | 85446020 |  | 18 |  | 1.1kV grade Control Cables (PVCinsulated) along withlugs,glands,straight joints &accessories,etc. | LS | 1 |  | INCLUDED | 0 | 0 | 0
19 | 7000035703 | 240 | 1.1 kV Power and Control Cables LS | 1000000444 | 85446090 |  | 18 |  | 1.1kV grade Power Cables (XLPEinsulated) along withlugs,glands,straight joints &accessories,etc. | LS | 1 |  | INCLUDED | 0 | 0 | 0
20 | 7000035703 | 260 | AIS Equipment | 1000036876 | 85353090 |  | 18 |  | 22 KV, 1250 A, 25KA, HDB MOTORISED ISOLATOR (3 PHASE) WITHOUT EARTHSWITCH | EA | 1 |  | INCLUDED | 0 | 0 | 0
21 | 7000035703 | 270 | AIS Equipment | 1000001582 | 85462040 |  | 18 |  | 22kV Bus Post Insulator (1 phase) | EA | 5 |  | INCLUDED | 0 | 0 | 0
22 | 7000035703 | 280 | AIS Equipment | 1000036878 | 85359090 |  | 18 |  | 22KV,25KA, 1000A CURRENT TRANSFORMER (1 PH) WITH 120% EXTENDED CURRENTRATING, RATIO: 1000-500-250-125/1-1-1-1A | EA | 3 |  | INCLUDED | 0 | 0 | 0
23 | 7000035703 | 290 | AIS Equipment | 1000001585 | 85359030 |  | 18 |  | 22kV 1250A, CB alongwith supportstructure | EA | 1 |  | INCLUDED | 0 | 0 | 0
24 | 7000035703 | 300 | AIS Equipment | 1000075047 | 85354010 |  | 18 |  | SURGE ARRESTER ZNO GAPLESS-18KV,10KA,1P | EA | 3 |  | INCLUDED | 0 | 0 | 0
25 | 7000035703 | 320 | CIVIL WORK-supply of strcuture | 1000015954 | 73082011 |  | 18 |  | Fabrication, galvanising and supply of Lattice Structures (MS Steel),to be designed during detailed engineering, for towers, beams andequipment support structure including pack plates / packwashers andgusset plates excluding fasteners and foundation bolts | MT | 7 |  | INCLUDED | 0 | 0 | 0
26 | 7000035703 | 330 | CIVIL WORK-supply of strcuture | 1000011713 | 73082011 |  | 18 |  | Fabrication, galvanising and supply of fasteners ( nuts, bolts andwashers ) including step bolts for lattice and pipe structures to bedesigned during detailed engineering | MT | 1 |  | INCLUDED | 0 | 0 | 0
27 | 7000035703 | 340 | CIVIL WORK-supply of strcuture | 1000012373 | 73082011 |  | 18 |  | Fabrication, galvanising and supply of foundation bolts including nuts,checknut and washers for lattice and pipe structures to be designedduring detailed engineering | MT | 1 |  | INCLUDED | 0 | 0 | 0
III | Extn. of Kalapet S/s- Re-tender
1 | 7000035703 | 530 | 16MVA Transformer refurbushment | 1000067808 | 85049010 |  | 18 |  | DISMANTLING, TRANSPORTATION, RE-ERECTION, REFURBISHMENT ANDRE-ERECTION 110KV TRANSFORMER AS PER TS | SET | 1 |  | INCLUDED | 0 | 0 | 0
2 | 7000035703 | 550 | Control and relay panels | 1000009628 | 85371000 |  | 18 |  | Simplex Control Panel for 110kV (Bus Scheme as per SLD) | EA | 1 |  | INCLUDED | 0 | 0 | 0
3 | 7000035703 | 560 | Control and relay panels | 1000000822 | 85371000 |  | 18 |  | 132kV Simplex Transformer Protection Panel (For both HV & MV side) | EA | 1 |  | INCLUDED | 0 | 0 | 0
4 | 7000035703 | 570 | Control and relay panels | 1000055440 | 85371000 |  | 18 |  | 132KV CIRCUIT BREAKER RELAY PANEL | EA | 1 |  | INCLUDED | 0 | 0 | 0
5 | 7000035703 | 600 | ERECTION HARDWARE | 1000036883 | 72169990 |  | 18 |  | 110KV ERECTION H/W FOR TRF. BAY | SET | 1 |  | INCLUDED | 0 | 0 | 0
6 | 7000035703 | 630 | Testing and Maintenance equipment | 1000017683 | 85389000 |  | 18 |  | Portable Discharge Rod(1-ph) | EA | 3 |  | INCLUDED | 0 | 0 | 0
7 | 7000035703 | 640 | Testing and Maintenance equipment | 1000024952 | 40151900 |  | 18 |  | Hand gloves-Electrical Resistance 33kV | SET | 2 |  | INCLUDED | 0 | 0 | 0
8 | 7000035703 | 650 | Testing and Maintenance equipment | 1000041983 | 40081110 |  | 18 |  | INSULATED RUBBER MAT OF ANY SIZE | EA | 5 |  | INCLUDED | 0 | 0 | 0
9 | 7000035703 | 660 | 1.1 kV Power and Control Cables LS | 1000000443 | 85446020 |  | 18 |  | 1.1kV grade Power Cables (PVCinsulated)along withlugs,glands,straight joints &accessories,etc. | LS | 1 |  | INCLUDED | 0 | 0 | 0
10 | 7000035703 | 670 | 1.1 kV Power and Control Cables LS | 1000000442 | 85446020 |  | 18 |  | 1.1kV grade Control Cables (PVCinsulated) along withlugs,glands,straight joints &accessories,etc. | LS | 1 |  | INCLUDED | 0 | 0 | 0
11 | 7000035703 | 680 | 1.1 kV Power and Control Cables LS | 1000000444 | 85446090 |  | 18 |  | 1.1kV grade Power Cables (XLPEinsulated) along withlugs,glands,straight joints &accessories,etc. | LS | 1 |  | INCLUDED | 0 | 0 | 0
IV | Extn. of Thetampakkam S/s- Re-tender
1 | 7000035703 | 360 | 16MVA Transformer refurbushment | 1000067808 | 85049010 |  | 18 |  | DISMANTLING, TRANSPORTATION, RE-ERECTION, REFURBISHMENT ANDRE-ERECTION 110KV TRANSFORMER AS PER TS | SET | 1 |  | INCLUDED | 0 | 0 | 0
2 | 7000035703 | 380 | Control and relay panels | 1000009628 | 85371000 |  | 18 |  | Simplex Control Panel for 110kV (Bus Scheme as per SLD) | EA | 1 |  | INCLUDED | 0 | 0 | 0
3 | 7000035703 | 390 | Control and relay panels | 1000000822 | 85371000 |  | 18 |  | 132kV Simplex Transformer Protection Panel (For both HV & MV side) | EA | 1 |  | INCLUDED | 0 | 0 | 0
4 | 7000035703 | 400 | Control and relay panels | 1000055440 | 85371000 |  | 18 |  | 132KV CIRCUIT BREAKER RELAY PANEL | EA | 1 |  | INCLUDED | 0 | 0 | 0
5 | 7000035703 | 430 | ERECTION HARDWARE | 1000036883 | 72169990 |  | 18 |  | 110KV ERECTION H/W FOR TRF. BAY | SET | 1 |  | INCLUDED | 0 | 0 | 0
6 | 7000035703 | 460 | Testing and Maintenance equipment | 1000017683 | 85389000 |  | 18 |  | Portable Discharge Rod(1-ph) | EA | 3 |  | INCLUDED | 0 | 0 | 0
7 | 7000035703 | 470 | Testing and Maintenance equipment | 1000024952 | 40151900 |  | 18 |  | Hand gloves-Electrical Resistance 33kV | SET | 2 |  | INCLUDED | 0 | 0 | 0
8 | 7000035703 | 480 | Testing and Maintenance equipment | 1000041983 | 40081110 |  | 18 |  | INSULATED RUBBER MAT OF ANY SIZE | EA | 5 |  | INCLUDED | 0 | 0 | 0
9 | 7000035703 | 490 | 1.1 kV Power and Control Cables LS | 1000000443 | 85446020 |  | 18 |  | 1.1kV grade Power Cables (PVCinsulated)along withlugs,glands,straight joints &accessories,etc. | LS | 1 |  | INCLUDED | 0 | 0 | 0
10 | 7000035703 | 500 | 1.1 kV Power and Control Cables LS | 1000000442 | 85446020 |  | 18 |  | 1.1kV grade Control Cables (PVCinsulated) along withlugs,glands,straight joints &accessories,etc. | LS | 1 |  | INCLUDED | 0 | 0 | 0
11 | 7000035703 | 510 | 1.1 kV Power and Control Cables LS | 1000000444 | 85446090 |  | 18 |  | 1.1kV grade Power Cables (XLPEinsulated) along withlugs,glands,straight joints &accessories,etc. | LS | 1 |  | INCLUDED | 0 | 0 | 0
V | 110/22kV Thavalakuppam SS at Puducherry
1 | 7000035704 | 10 | 25MVATransformer | 1000028900 | 85042310 |  | 18 |  | 110/22kV, 25MVA, Dyn11,3-Phase, Power Transformer with OLTC, RTCC &Accessories With 10% Extra Oil | EA | 2 |  | INCLUDED | 0 | 0 | 0
2 | 7000035704 | 20 | 25MVATransformer | 1000036888 | 84248990 |  | 18 |  | N2 FIRE PROTECTION SYSTEM FOR 110/22KV TRANSFORMER INCLUDINGALL ACCESSORIES FOR THE ABOVE TRANSFORMER | SET | 2 |  | INCLUDED | 0 | 0 | 0
3 | 7000035704 | 40 | CRP and SAS | 1000000812 | 85371000 |  | 18 |  | 132kV Line Protection Panel (with Automation) | EA | 2 |  | INCLUDED | 0 | 0 | 0
4 | 7000035704 | 50 | CRP and SAS | 1000000908 | 85371000 |  | 18 |  | 132kV Transformer Protection Panel (For both HV & MV side)-(withAutomation) | EA | 2 |  | INCLUDED | 0 | 0 | 0
5 | 7000035704 | 60 | CRP and SAS | 1000021642 | 85371000 |  | 18 |  | Time synchronisation equipment | EA | 1 |  | INCLUDED | 0 | 0 | 0
6 | 7000035704 | 70 | CRP and SAS | 1000025391 | 82032000 |  | 18 |  | Relay Test kit | EA | 1 |  | INCLUDED | 0 | 0 | 0
7 | 7000035704 | 80 | CRP and SAS | 1000000814 | 85371000 |  | 18 |  | Complete Substation automation System for 132kV bay as per TechnicalSpecification | EA | 4 |  | INCLUDED | 0 | 0 | 0
8 | 7000035704 | 90 | CRP and SAS | 1000044718 | 85371000 |  | 18 |  | COMPLETE SUBSTATION AUTOMATION SYSTEM FOR 22KV BAY AS PER TECHNICALSPECIFICATION | EA | 12 |  | INCLUDED | 0 | 0 | 0
9 | 7000035704 | 100 | CRP and SAS | 1000055441 | 85371000 |  | 18 |  | 132KV CIRCUIT BREAKER RELAY PANEL (WITH AUTOMATION) | EA | 4 |  | INCLUDED | 0 | 0 | 0
10 | 7000035704 | 110 | CRP and SAS | 1000067784 | 85371000 |  | 18 |  | SIMPLEX CONTROL & PROTECTOIN PANEL FOR 22KV (BUS SCHEME AS PER SLD)TWO BAY WITH BCPU | EA | 6 |  | INCLUDED | 0 | 0 | 0
11 | 7000035704 | 120 | CRP and SAS | 1000018700 | 85371000 |  | 18 |  | Complete Substation automation System for controlling and monitoringof Auxilary System including BCUs as per technical specification | SET | 1 |  | INCLUDED | 0 | 0 | 0
12 | 7000035704 | 1440 | CRP Remote End | 1000026235 | 85371000 |  | 18 |  | Line Current Differential Relay | SET | 2 |  | INCLUDED | 0 | 0 | 0
13 | 7000035704 | 150 | FIRE FIGHTING | 1000012027 | 84241000 |  | 18 |  | 9litre water type Portable Fire extinguisher | EA | 4 |  | INCLUDED | 0 | 0 | 0
14 | 7000035704 | 160 | FIRE FIGHTING | 1000012022 | 84241000 |  | 18 |  | 4.5 kg CO2 type Portable Fire extinguisher | EA | 10 |  | INCLUDED | 0 | 0 | 0
15 | 7000035704 | 170 | FIRE FIGHTING | 1000012024 | 84241000 |  | 18 |  | Fire Extinguisher Dry Chemical Powder Type(5 Kg) for control room. | EA | 10 |  | INCLUDED | 0 | 0 | 0
16 | 7000035704 | 180 | FIRE FIGHTING | 1000012073 | 84241000 |  | 18 |  | 50 litre foam type Trolley/Wheel mounted Fire extinguisher | EA | 2 |  | INCLUDED | 0 | 0 | 0
17 | 7000035704 | 190 | FIRE FIGHTING | 1000012012 | 85311020 |  | 18 |  | Fire Detection and Alarm System for Control Room Building(132kV) | SET | 1 |  | INCLUDED | 0 | 0 | 0
18 | 7000035704 | 200 | FIRE FIGHTING | 1000030002 | 94059900 |  | 18 |  | Fire fighting pumphouse building illimunation including conduit | LS | 1 |  | INCLUDED | 0 | 0 | 0
19 | 7000035704 | 210 | ERECTION HARDWARE | 1000036883 | 72169990 |  | 18 |  | 110KV ERECTION H/W FOR TRF. BAY | SET | 2 |  | INCLUDED | 0 | 0 | 0
20 | 7000035704 | 220 | ERECTION HARDWARE | 1000011279 | 72169990 |  | 18 |  | Erection Hardware for the 22kV layout (Bus Scheme as perSLD)-Transformer Bay as per technical specification | SET | 2 |  | INCLUDED | 0 | 0 | 0
21 | 7000035704 | 230 | ERECTION HARDWARE | 1000011231 | 72169990 |  | 18 |  | Erection Hardware for 132kV layout (Single Main Scheme)-Line Bay asper technical specification | SET | 2 |  | INCLUDED | 0 | 0 | 0
22 | 7000035704 | 240 | ERECTION HARDWARE | 1000011228 | 72169990 |  | 18 |  | Erection Hardware for 132kV layout (Single Main Scheme) Bus work (ForOne bays) as per technical specification | SET | 2 |  | INCLUDED | 0 | 0 | 0
23 | 7000035704 | 250 | ERECTION HARDWARE | 1000074847 | 72169990 |  | 18 |  | ERECTION HARDWARE FOR 132KV AUXILIARY BUS WORK (FOR ONE BAYS) AS PERTECHNICAL SPECIFICATION | SET | 2 |  | INCLUDED | 0 | 0 | 0
24 | 7000035704 | 260 | ERECTION HARDWARE | 1000011278 | 72169990 |  | 18 |  | Erection Hardware for the 22kV layout (Bus Scheme as per SLD)-Line Bayas per technical specification | SET | 8 |  | INCLUDED | 0 | 0 | 0
25 | 7000035704 | 270 | ERECTION HARDWARE | 1000036885 | 72169990 |  | 18 |  | 22KV ERECTION H/W FOR CAPACITOR BANK | SET | 2 |  | INCLUDED | 0 | 0 | 0
26 | 7000035704 | 280 | ERECTION HARDWARE | 1000011282 | 72169990 |  | 18 |  | Erection Hardware for the 22kV layout (Bus Scheme as per SLD)-Bus work(For two bays) as per technical specification | SET | 4 |  | INCLUDED | 0 | 0 | 0
27 | 7000035704 | 300 | MANDATORY SPARES for Transformers | 1000028781 | 85049010 |  | 18 |  | SPARE-145KV T/F | LS | 1 |  | INCLUDED | 0 | 0 | 0
28 | 7000035704 | 330 | Testing and Maintenance equipment | 1000017683 | 85389000 |  | 18 |  | Portable Discharge Rod(1-ph) | EA | 3 |  | INCLUDED | 0 | 0 | 0
29 | 7000035704 | 340 | Testing and Maintenance equipment | 1000024355 | 90303900 |  | 18 |  | Automatic Relay measurement test kitwith all necessary accessories,Industrial Grade Laptop and licensedsoftware as per Technicalspecification. | EA | 1 |  | INCLUDED | 0 | 0 | 0
30 | 7000035704 | 350 | Testing and Maintenance equipment | 1000024952 | 40151900 |  | 18 |  | Hand gloves-Electrical Resistance 33kV | SET | 2 |  | INCLUDED | 0 | 0 | 0
31 | 7000035704 | 360 | Testing and Maintenance equipment | 1000041983 | 40081110 |  | 18 |  | INSULATED RUBBER MAT OF ANY SIZE | EA | 5 |  | INCLUDED | 0 | 0 | 0
32 | 7000035704 | 370 | AIS Equipment | 1000000956 | 85462040 |  | 18 |  | 145kV, 1 phase Bus Post Insulators | EA | 8 |  | INCLUDED | 0 | 0 | 0
33 | 7000035704 | 380 | AIS Equipment | 1000043522 | 85359090 |  | 18 |  | 145KV, 800A, 40KA WITH 120% EXTENDED CURRENT (5-CORE) CT (1 PH.) | EA | 12 |  | INCLUDED | 0 | 0 | 0
34 | 7000035704 | 390 | AIS Equipment | 1000000946 | 85353090 |  | 18 |  | 145 kV, 1250A, 40 KA, 3-phase HDBIsolator with one E/S | EA | 6 |  | INCLUDED | 0 | 0 | 0
35 | 7000035704 | 400 | AIS Equipment | 1000043528 | 85353090 |  | 18 |  | 145 kV, 1250 A, 40KA, 3-phase HDB Isolator without E/S | EA | 6 |  | INCLUDED | 0 | 0 | 0
36 | 7000035704 | 410 | AIS Equipment | 1000062355 | 85359030 |  | 18 |  | SURGE ARRESTER, 1-PH, 96KV | EA | 12 |  | INCLUDED | 0 | 0 | 0
37 | 7000035704 | 420 | AIS Equipment | 1000043521 | 85352913 |  | 18 |  | 145 KV, 1250A, 40 KA CIRCUIT BREAKER (3 PH.) ALONGWITH SUPPORTSTRUCTURE | EA | 4 |  | INCLUDED | 0 | 0 | 0
38 | 7000035704 | 430 | AIS Equipment | 1000036876 | 85353090 |  | 18 |  | 22 KV, 1250 A, 25KA, HDB MOTORISED ISOLATOR (3 PHASE) WITHOUT EARTHSWITCH | EA | 22 |  | INCLUDED | 0 | 0 | 0
39 | 7000035704 | 440 | AIS Equipment | 1000001582 | 85462040 |  | 18 |  | 22kV Bus Post Insulator (1 phase) | EA | 20 |  | INCLUDED | 0 | 0 | 0
40 | 7000035704 | 450 | AIS Equipment | 1000036878 | 85359090 |  | 18 |  | 22KV,25KA, 1000A CURRENT TRANSFORMER (1 PH) WITH 120% EXTENDED CURRENTRATING, RATIO: 1000-500-250-125/1-1-1-1A | EA | 6 |  | INCLUDED | 0 | 0 | 0
41 | 7000035704 | 460 | AIS Equipment | 1000000972 | 85359090 |  | 18 |  | 145 kV, 4400pf, 1-phase Capacitive Voltage Transformer | EA | 12 |  | INCLUDED | 0 | 0 | 0
42 | 7000035704 | 470 | AIS Equipment | 1000001585 | 85359030 |  | 18 |  | 22kV 1250A, CB alongwith supportstructure | EA | 13 |  | INCLUDED | 0 | 0 | 0
43 | 7000035704 | 480 | AIS Equipment | 1000075047 | 85354010 |  | 18 |  | SURGE ARRESTER ZNO GAPLESS-18KV,10KA,1P | EA | 36 |  | INCLUDED | 0 | 0 | 0
44 | 7000035704 | 490 | AIS Equipment | 1000036879 | 85359090 |  | 18 |  | 22KV,25KA, 400A CURRENT TRANSFORMER(1 PH) WITH 120% EXTENDED CURRENTRATING, RATIO: 400-200-100-50/1-1-1-1A | EA | 33 |  | INCLUDED | 0 | 0 | 0
45 | 7000035704 | 500 | AIS Equipment | 1000001584 | 85359090 |  | 18 |  | 22kV Voltage transformer (1-Phase) | EA | 6 |  | INCLUDED | 0 | 0 | 0
46 | 7000035704 | 510 | AIS Equipment | 1000077058 | 85354010 |  | 18 |  | 22KV, 2.4 MVAR CAPACITOR BANK | SET | 2 |  | INCLUDED | 0 | 0 | 0
47 | 7000035704 | 530 | SPARE | 1000028570 | 85352911 |  | 18 |  | SPARE-145KV CIRCUIT BREAKER | LOT | 1 |  | INCLUDED | 0 | 0 | 0
48 | 7000035704 | 540 | SPARE | 1000028573 | 85353090 |  | 18 |  | SPARE-145KV DB ISOLATOR | LOT | 1 |  | INCLUDED | 0 | 0 | 0
49 | 7000035704 | 580 | SPARE | 1000028572 | 85359090 |  | 18 |  | SPARE-145KV CVT | LOT | 1 |  | INCLUDED | 0 | 0 | 0
50 | 7000035704 | 550 | SPARE | 1000028571 | 85359090 |  | 18 |  | SPARE-145KV CT | LOT | 1 |  | INCLUDED | 0 | 0 | 0
51 | 7000035704 | 620 | SPARE | 1000026087 | 85354010 |  | 18 |  | Spares for 120kV Surge Arrester | LS | 1 |  | INCLUDED | 0 | 0 | 0
52 | 7000035704 | 560 | SPARE | 1000019912 | 85371000 |  | 18 |  | Relay & protection Panels (with automation) | LS | 1 |  | INCLUDED | 0 | 0 | 0
53 | 7000035704 | 570 | SPARE | 1000019927 | 85389000 |  | 18 |  | Spares-Substation Automation System | LS | 1 |  | INCLUDED | 0 | 0 | 0
54 | 7000035704 | 590 | SPARE | 1000019915 | 85030010 |  | 18 |  | Spares for DG set | LS | 1 |  | INCLUDED | 0 | 0 | 0
55 | 7000035704 | 600 | SPARE | 1000029030 | 85044030 |  | 18 |  | Spares fpr 110V Battery Charger | LS | 1 |  | INCLUDED | 0 | 0 | 0
56 | 7000035704 | 610 | SPARE | 1000077760 | 85354010 |  | 18 |  | SPARE FOR CAPACITOR BANK | LS | 1 |  | INCLUDED | 0 | 0 | 0
57 | 7000035704 | 630 | SPARE | 1000080702 | 85359030 |  | 18 |  | SPARE-22KV CIRCUIT BREAKER | LOT | 1 |  | INCLUDED | 0 | 0 | 0
58 | 7000035704 | 640 | SPARE | 1000080703 | 85359090 |  | 18 |  | SPARE-22KV CT | LOT | 1 |  | INCLUDED | 0 | 0 | 0
59 | 7000035704 | 650 | SPARE | 1000080705 | 85359090 |  | 18 |  | SPARE-22KV PT | LOT | 1 |  | INCLUDED | 0 | 0 | 0
60 | 7000035704 | 660 | SPARE | 1000080701 | 85354010 |  | 18 |  | SPARE-18KV LA | LOT | 1 |  | INCLUDED | 0 | 0 | 0
61 | 7000035704 | 670 | SPARE | 1000080704 | 85353090 |  | 18 |  | SPARE-22KV ISOLATOR | LOT | 1 |  | INCLUDED | 0 | 0 | 0
62 | 7000035704 | 680 | Structure | 1000015954 | 73082011 |  | 18 |  | Fabrication, galvanising and supply of Lattice Structures (MS Steel),to be designed during detailed engineering, for towers, beams andequipment support structure including pack plates / packwashers andgusset plates excluding fasteners and foundation bolts | MT | 240 |  | INCLUDED | 0 | 0 | 0
63 | 7000035704 | 690 | Structure | 1000011713 | 73082011 |  | 18 |  | Fabrication, galvanising and supply of fasteners ( nuts, bolts andwashers ) including step bolts for lattice and pipe structures to bedesigned during detailed engineering | MT | 15 |  | INCLUDED | 0 | 0 | 0
64 | 7000035704 | 700 | Structure | 1000012373 | 73082011 |  | 18 |  | Fabrication, galvanising and supply of foundation bolts including nuts,checknut and washers for lattice and pipe structures to be designedduring detailed engineering | MT | 24 |  | INCLUDED | 0 | 0 | 0
65 | 7000035704 | 710 | Structure | 1000067830 | 73082011 |  | 18 |  | 30M LIGHTING CUM LIGHTNING MAST (LCLM) WITH 1 MTR HIGH SPIKE, INTEGRALMOTORIZED LIFTING & LOWERING ARRANGEMENT, FEEDER PILLAR INCLUDINGCABLES FROM FEEDER PILLAR TO LIGHTING FIXTURES, RECTANGULAR INTEGRAL250W LED FLOODLIGHT PRESSURE DIE-CAST ALUMINIUM COVER ON BOTH SIDESFOR HOLDING OF EXTRUDED ALUMINMUM HEAT SINK WITH HEAT RESISTANTTOUGHENED GLASS (IP-65) (12 NO. OF BAJAJ MAKE- FLOOD LEVEL LED BJFL250W OR EQUIVALENT), FOUNDATION BOLTS, NUTS & BOLTS, ALL TYPE OFWASHERS ETC. COMPLETE IN ALL RESPECT. | SET | 6 |  | INCLUDED | 0 | 0 | 0
66 | 7000035704 | 750 | LT Switchgear | 1000000564 | 85371000 |  | 18 |  | 110 V DC Distribution Board(DCDB) | SET | 2 |  | INCLUDED | 0 | 0 | 0
67 | 7000035704 | 760 | LT Switchgear | 1000004308 | 85371000 |  | 18 |  | 415V Emergency Lighting DB(along with 1no. 25kVA 415V/415V lightingtransformer) | SET | 1 |  | INCLUDED | 0 | 0 | 0
68 | 7000035704 | 770 | LT Switchgear | 1000004311 | 85371000 |  | 18 |  | 415V Main Lighting DB(along with 2 nos.25 kVA 415V/415V Lighting transformer) | SET | 1 |  | INCLUDED | 0 | 0 | 0
69 | 7000035704 | 780 | LT Switchgear | 1000004303 | 85371000 |  | 18 |  | 415V AC Distribution Board (ACDB) as per Technical Specification | SET | 1 |  | INCLUDED | 0 | 0 | 0
70 | 7000035704 | 790 | LT Switchgear | 1000004313 | 85371000 |  | 18 |  | 415V Main Switchboard | SET | 1 |  | INCLUDED | 0 | 0 | 0
71 | 7000035704 | 800 | Illumination | 1000038325 | 94059900 |  | 18 |  | LIGHTING FIXTURE LED LUMINAIRES TYPE FL2 AS PER TECH. SPECIFICATIONS | EA | 20 |  | INCLUDED | 0 | 0 | 0
72 | 7000035704 | 810 | Illumination | 1000038387 | 94051090 |  | 18 |  | LED FLOOD LIGHT LUMINARIESTYPE FL-1 (150W) AS PER TECHNICALSPECIFICATION | EA | 20 |  | INCLUDED | 0 | 0 | 0
73 | 7000035704 | 820 | Illumination | 1000004952 | 94059900 |  | 18 |  | 63A, 415V : Interlocked switch socket outdoor Receptacle (type RP) asper technical specifications | EA | 2 |  | INCLUDED | 0 | 0 | 0
74 | 7000035704 | 830 | Illumination | 1000014548 | 94059900 |  | 18 |  | Lighting Panel type ACP-3 as per technical specification | EA | 3 |  | INCLUDED | 0 | 0 | 0
75 | 7000035704 | 840 | Illumination | 1000030134 | 94059900 |  | 18 |  | 150A Outdoor Receptacle for OilFiltratrion unit | EA | 1 |  | INCLUDED | 0 | 0 | 0
76 | 7000035704 | 850 | Illumination | 1000025538 | 76169990 |  | 18 |  | Self Supported Aluminium Ladder as Per Technical Specification | EA | 1 |  | INCLUDED | 0 | 0 | 0
77 | 7000035704 | 860 | Illumination | 1000024515 | 76169990 |  | 18 |  | Cartwheel Mounted Aluminium Ladder as Per Technical Specification | EA | 1 |  | INCLUDED | 0 | 0 | 0
78 | 7000035704 | 870 | Illumination | 1000038385 | 94059900 |  | 18 |  | FIRE WALL MOUNTED LED LUMINARIE TYPE FL-2 (250W) | EA | 4 |  | INCLUDED | 0 | 0 | 0
79 | 7000035704 | 880 | Illumination | 1000014547 | 85371000 |  | 18 |  | Lighting Panel type ACP-2 as per technical specification | EA | 2 |  | INCLUDED | 0 | 0 | 0
80 | 7000035704 | 890 | Illumination | 1000038388 | 94051090 |  | 18 |  | POLE MOUNTED LED POST TOP LUMINAIRE TYPE SL-D1 (= 30W)AS PER TECHNICALSPECIFICATION | EA | 5 |  | INCLUDED | 0 | 0 | 0
81 | 7000035704 | 900 | Illumination | 1000017691 | 94059900 |  | 18 |  | Post top Lantern tubular pole | EA | 5 |  | INCLUDED | 0 | 0 | 0
82 | 7000035704 | 910 | Illumination | 1000030151 | 94059900 |  | 18 |  | Security Room Illumination including conduit | LS | 1 |  | INCLUDED | 0 | 0 | 0
83 | 7000035704 | 920 | Illumination | 1000077906 | 94059900 |  | 18 |  | INDOOR LIGHTING FOR 4 CARS PARKING SHED | LS | 1 |  | INCLUDED | 0 | 0 | 0
84 | 7000035704 | 930 | Illumination | 1000009645 | 94059900 |  | 18 |  | Control room cum administrative building (132kV) illuminationexcluding Conduit | LOT | 1 |  | INCLUDED | 0 | 0 | 0
85 | 7000035704 | 940 | Illumination | 1000030002 | 94059900 |  | 18 |  | Fire fighting pumphouse building illimunation including conduit | LS | 1 |  | INCLUDED | 0 | 0 | 0
86 | 7000035704 | 950 | Earthmat | 1000032055 | 72159090 |  | 18 |  | 40 MM MS ROD FOR MAIN EARTHMAT | KM | 2.5 |  | INCLUDED | 0 | 0 | 0
87 | 7000035704 | 970 | VMS | 1000025861 | 85287390 |  | 18 |  | Visual Monitoring System for Watch & Ward | SET | 1 |  | INCLUDED | 0 | 0 | 0
88 | 7000035704 | 990 | DG Set | 1000077060 | 85021100 |  | 18 |  | 150 KVA DG SET | SET | 1 |  | INCLUDED | 0 | 0 | 0
89 | 7000035704 | 1010 | Air Conditioning and Ventilation | 1000013502 | 84158210 |  | 18 |  | High wall type split AC unit of 2 TR capacity | EA | 12 |  | INCLUDED | 0 | 0 | 0
90 | 7000035704 | 1030 | Battery and Battery Charger | 1000000575 | 85072000 |  | 18 |  | 110V, 400 Ah Battery | SET | 2 |  | INCLUDED | 0 | 0 | 0
91 | 7000035704 | 1040 | Battery and Battery Charger | 1000000576 | 85044030 |  | 18 |  | 110V, 40A/40A Float Cum Boost BatteryCharger | EA | 2 |  | INCLUDED | 0 | 0 | 0
92 | 7000035704 | 1060 | Power and Control Cables-Lot | 1000000443 | 85446020 |  | 18 |  | 1.1kV grade Power Cables (PVCinsulated)along withlugs,glands,straight joints &accessories,etc. | LS | 1 |  | INCLUDED | 0 | 0 | 0
93 | 7000035704 | 1070 | Power and Control Cables-Lot | 1000000442 | 85446020 |  | 18 |  | 1.1kV grade Control Cables (PVCinsulated) along withlugs,glands,straight joints &accessories,etc. | LS | 1 |  | INCLUDED | 0 | 0 | 0
94 | 7000035704 | 1080 | Power and Control Cables-Lot | 1000000444 | 85446090 |  | 18 |  | 1.1kV grade Power Cables (XLPEinsulated) along withlugs,glands,straight joints &accessories,etc. | LS | 1 |  | INCLUDED | 0 | 0 | 0
95 | 7000035704 | 1100 | Telecom Eqpt Supply Thavalakuppam | 1000028251 | 85176260 |  | 18 |  | Base Equipment STM-4 MADM upto 5 MSP | SET | 1 |  | INCLUDED | 0 | 0 | 0
96 | 7000035704 | 1110 | Telecom Eqpt Supply Thavalakuppam | 1000032570 | 85176290 |  | 18 |  | OPTICALÂ INTERFACEÂ SFP L4.2 | EA | 6 |  | INCLUDED | 0 | 0 | 0
97 | 7000035704 | 1220 | Telecom Eqpt Supply Thavalakuppam | 1000023721 | 85176260 |  | 18 |  | SFP S4.1 | EA | 2 |  | INCLUDED | 0 | 0 | 0
98 | 7000035704 | 1230 | Telecom Eqpt Supply Thavalakuppam | 1000023719 | 85176260 |  | 18 |  | SFP L4.1 | EA | 2 |  | INCLUDED | 0 | 0 | 0
99 | 7000035704 | 1120 | Telecom Eqpt Supply Thavalakuppam | 1000031374 | 85176290 |  | 18 |  | TRIBUTARY INTERFACE- E1 INTERFACE (MINIMUM 16 NOS.) | SET | 2 |  | INCLUDED | 0 | 0 | 0
100 | 7000035704 | 1130 | Telecom Eqpt Supply Thavalakuppam | 1000034950 | 85176990 |  | 18 |  | ETHERNET INTERFACE 10/100 BASE T WITH LAYER-2 SWITCHING (MIN 8INTERFACES PER CARD) | EA | 2 |  | INCLUDED | 0 | 0 | 0
101 | 7000035704 | 1140 | Telecom Eqpt Supply Thavalakuppam | 1000031381 | 85176290 |  | 18 |  | TRIBUTARY INTERFACE-GIGABIT ETHERNET INTERFACES 10/100 MBPS WITH LAYER-2 SWITCHING (MINIMUM 2 NOS.) | SET | 1 |  | INCLUDED | 0 | 0 | 0
102 | 7000035704 | 1150 | Telecom Eqpt Supply Thavalakuppam | 1000026228 | 85176290 |  | 18 |  | Equipment Cabinets For SDH | EA | 1 |  | INCLUDED | 0 | 0 | 0
103 | 7000035704 | 1160 | Telecom Eqpt Supply Thavalakuppam | 1000034998 | 85171890 |  | 18 |  | VOIP TELEPHONE INSTRUMENT WITH ONE COMMON SWITCH (MIN. 8 PORT) | EA | 2 |  | INCLUDED | 0 | 0 | 0
104 | 7000035704 | 1170 | Telecom Eqpt Supply Thavalakuppam | 1000037546 | 85447090 |  | 18 |  | 48F (DWSM) APPROACH FIBRE OPTIC CABLE | KM | 2 |  | INCLUDED | 0 | 0 | 0
105 | 7000035704 | 1180 | Telecom Eqpt Supply Thavalakuppam | 1000066614 | 73069011 |  | 18 |  | GI PIPE INSTALLATION HARDWARE FOR APPROACH CABLING | KM | 2 |  | INCLUDED | 0 | 0 | 0
106 | 7000035704 | 1190 | Telecom Eqpt Supply Thavalakuppam | 1000066612 | 73071900 |  | 18 |  | GI ELBOW INSTALLATION HARDWARE FOR APPROAH CABLING | EA | 10 |  | INCLUDED | 0 | 0 | 0
107 | 7000035704 | 1200 | Telecom Eqpt Supply Thavalakuppam | 1000066613 | 83071000 |  | 18 |  | GI FLEXIBLE CONDUIT INSTALLATION HARDWARE FOR APPROAH CABLING | EA | 10 |  | INCLUDED | 0 | 0 | 0
108 | 7000035704 | 1210 | Telecom Eqpt Supply Thavalakuppam | 1000023471 | 85372000 |  | 18 |  | OPGW Fibre Optic Distribution Panel (FODP): Indoor Type: 96F | EA | 2 |  | INCLUDED | 0 | 0 | 0
109 | 7000035704 | 1240 | Telecom Eqpt Supply Thavalakuppam | 1000028456 | 85044010 |  | 18 |  | 48V DCPS - SMPS BASED 48V DC POWER SUPPLY (DCPS) SYSTEM OF 25 AMPRATING | SET | 1 |  | INCLUDED | 0 | 0 | 0
110 | 7000035704 | 1250 | Telecom Eqpt Supply Thavalakuppam | 1000028532 | 85072000 |  | 18 |  | VRLA Battery Bank for DCPS system of 300AH rating | EA | 1 |  | INCLUDED | 0 | 0 | 0
111 | 7000035704 | 1260 | Telecom Eqpt Supply Thavalakuppam | 1000023342 | 85444992 |  | 18 |  | Joint box 48Fibre | EA | 2 |  | INCLUDED | 0 | 0 | 0
112 | 7000035704 | 1270 | Telecom Eqpt Spare Thavalakuppam | 1000031371 | 85176260 |  | 18 |  | SDH EQUIPMENT (STM-4 MADM UPTO 5 MSP PROTECTED DIRECTIONS)-COMMONCARDS, CROSS-CONNECT/CONTROL CARDS, OPTICAL BASE CARD, POWER SUPPLYCARDS, POWER CABLING, OTHER HARDWARE & ACCESSORIES (EACH). | SET | 1 |  | INCLUDED | 0 | 0 | 0
113 | 7000035704 | 1280 | Telecom Eqpt Spare Thavalakuppam | 1000032570 | 85176290 |  | 18 |  | OPTICALÂ INTERFACEÂ SFP L4.2 | EA | 1 |  | INCLUDED | 0 | 0 | 0
114 | 7000035704 | 1290 | Telecom Eqpt Spare Thavalakuppam | 1000031374 | 85176290 |  | 18 |  | TRIBUTARY INTERFACE- E1 INTERFACE (MINIMUM 16 NOS.) | SET | 1 |  | INCLUDED | 0 | 0 | 0
115 | 7000035704 | 1300 | Telecom Eqpt Spare Thavalakuppam | 1000034950 | 85176990 |  | 18 |  | ETHERNET INTERFACE 10/100 BASE T WITH LAYER-2 SWITCHING (MIN 8INTERFACES PER CARD) | EA | 1 |  | INCLUDED | 0 | 0 | 0
116 | 7000035704 | 1310 | Telecom Eqpt Spare Thavalakuppam | 1000031381 | 85176290 |  | 18 |  | TRIBUTARY INTERFACE-GIGABIT ETHERNET INTERFACES 10/100 MBPS WITH LAYER-2 SWITCHING (MINIMUM 2 NOS.) | SET | 1 |  | INCLUDED | 0 | 0 | 0
117 | 7000035704 | 1320 | Telecom Eqpt Spare Thavalakuppam | 1000031398 | 85171890 |  | 18 |  | PRE CONNECTORIZED OPTICAL FIBER PATCH CORDS(10 MTRS) â€“ PACK OF SIXPATCH CORDS | SET | 1 |  | INCLUDED | 0 | 0 | 0
118 | 7000035704 | 1330 | Telecom Eqpt Spare Thavalakuppam | 1000037546 | 85447090 |  | 18 |  | 48F (DWSM) APPROACH FIBRE OPTIC CABLE | KM | 0.07 |  | INCLUDED | 0 | 0 | 0
119 | 7000035704 | 1340 | Telecom Eqpt Spare Thavalakuppam | 1000066614 | 73069011 |  | 18 |  | GI PIPE INSTALLATION HARDWARE FOR APPROACH CABLING | KM | 0.07 |  | INCLUDED | 0 | 0 | 0
120 | 7000035704 | 1350 | Telecom Eqpt Spare Thavalakuppam | 1000066612 | 73071900 |  | 18 |  | GI ELBOW INSTALLATION HARDWARE FOR APPROAH CABLING | EA | 1 |  | INCLUDED | 0 | 0 | 0
121 | 7000035704 | 1360 | Telecom Eqpt Spare Thavalakuppam | 1000066613 | 83071000 |  | 18 |  | GI FLEXIBLE CONDUIT INSTALLATION HARDWARE FOR APPROAH CABLING | EA | 1 |  | INCLUDED | 0 | 0 | 0
122 | 7000035704 | 1370 | Telecom Eqpt Spare Thavalakuppam | 1000023721 | 85176260 |  | 18 |  | SFP S4.1 | EA | 1 |  | INCLUDED | 0 | 0 | 0
123 | 7000035704 | 1380 | Telecom Eqpt Spare Thavalakuppam | 1000023719 | 85176260 |  | 18 |  | SFP L4.1 | EA | 1 |  | INCLUDED | 0 | 0 | 0
124 | 7000035704 | 1390 | Telecom Eqpt Spare Thavalakuppam | 1000031383 | 85362090 |  | 18 |  | MCCB/MCB-2P/ CONTACTOR/ TIMER/ RELAY OF EACH TYPE & RATING (ASAPPLICABLE) | SET | 1 |  | INCLUDED | 0 | 0 | 0
125 | 7000035704 | 1400 | Telecom Eqpt Spare Thavalakuppam | 1000019811 | 85362090 |  | 18 |  | Single Pole MCBs (for outgoing DC Feeders) for DCPS | SET | 3 |  | INCLUDED | 0 | 0 | 0
126 | 7000035704 | 1410 | Telecom Eqpt Spare Thavalakuppam | 1000028252 | 85177010 |  | 18 |  | Electronic Printed Circuit Board | SET | 1 |  | INCLUDED | 0 | 0 | 0
127 | 7000035704 | 1420 | Telecom Eqpt Spare Thavalakuppam | 1000023342 | 85444992 |  | 18 |  | Joint box 48Fibre | EA | 1 |  | INCLUDED | 0 | 0 | 0
128 | 7000035704 | 1460 | LT transformer | 1000044716 | 85042100 |  | 18 |  | 200KVA, 22/0.433KV LT TRANSFORMER | EA | 1 |  | INCLUDED | 0 | 0 | 0
[7 empty] | Total Ex-works Price | [5 empty] | 0 | 0 | 0
[7 empty] | Total Type Test charges as per Schedule-7 | [5 empty] | Not Applicable
[7 empty] | Total Ex-works Price including Type Test charges | [5 empty] | 0 | 0
[7 empty] | Total GST Tax as confirmed by Bidder | [5 empty] | 0
* |  |  | * In case the bidder leaves the cell for confirmation of the HSN code and/or GST rate “blank”, the HSN code and corresponding GST rate indicated by the Employer shall be deemed to be the one confirmed by the Bidder.
Date : |  |  |  |  | --
Place : | [9 empty] | Printed Name :
Designation :
Click for Sch-2

## Sch-1 old (hidden)
Spec No: CC/NT/W-AIS/DOM/A00/26/01412 | [11 empty] | Schedule - 1 |  |  | Direct Total | #REF! | Sole Bidder | `
[15 empty] | BO Total | #REF! | 0
110kV AIS (New) Substation Package SS 154 (including Transformers) for (i) Establishment of 110/22kV S/S at Thirubuvanai in Puducherry (ii) Shifting and erection, testing and commissioning of released transformers from Thirubuvanai S/S to Thethampakkam and Kalapet substations (iii) Augmentation works at 110/22kV S/S Villianur S/S (iv) Establishment of 110/22kV S/S at Thavalakuppam in Puducherry (v) 5 x 25 MVA, 110/22kV Outdoor Power Transformers under Consultancy Services to Electricity Department, Govt. of Puducherry (PED)
(SCHEDULE OF RATES AND PRICES)
Bidder’s Name and Address (Sole Bidder) : | [9 empty] | To:
Contracts Services, 3rd Floor
Name : | [9 empty] | Power Grid Corporation of India Ltd., | [6 empty] | &
Address : | [9 empty] | "Saudamini", Plot No.-2
Sector-29,
Gurgaon (Haryana) - 122001
Plant and Equipment (including Mandatory Spares Parts) to be supplied, including Type Test Charges for Tests to be conducted | [15 empty] | Direct
[12 empty] | All Prices are in Indian Rupees. |  |  |  | Bought-Out
SI. No. | Activity Description | Material Code | HSN Code | Whether HSN in column ‘4 ’ is confirmed. If not indicate applicable the HSN code * | Rate of GST applicable ( in %) | Whether rate of GST in column ‘6’ is confirmed. If not indicate applicable rate of GST * | Item Description | Unit | Qty. | Unit Ex-works price (excluding GST) | Total Ex-works price (excluding GST) | GST as confirmed by Bidder
1 | 2 | 3 | 4 | 5 | 6 | 7 | 8 | 9 | 10 | 11 | 12= 10 x 11 | 13
A | 10x500MVA, 765kV ICTs at Bidar PS
1 | 765/400/33kV Autotransformer | 1000004799 | 85042340 |  | 18% |  | 500 MVA, (765/?3)/(400/?3)/33 kV, 1-ph Autotransformer excludingInsulating Oil | EA | 10 |  | INCLUDED | 0 | 0 | 0
2 | 765/400/33kV Autotransformer | 1000013987 | 85049010 |  | 18% |  | Insulating Oil for 500 MVA, (765/?3)/(400/?3)/33 kV, 1-phAutotransformer | SET | 10 |  | INCLUDED | 0 | 0 | 0
3 | 765/400/33kV Autotransformer | 1000030470 | 85049010 |  | 18% |  | Digital RTCC Panel consist of digital RTCC relays as per technicalspecification | SET | 1 |  | INCLUDED | 0 | 0 | 0
4 | 765/400/33kV Autotransformer | 1000025212 | 73090090 |  | 18% |  | Oil Storage Tank (20kL) | EA | 2 |  | INCLUDED | 0 | 0 | 0
5 | 765/400/33kV Autotransformer | 1000025980 | 85446020 |  | 18% |  | Power and Control Cables | LS | 1 |  | INCLUDED | 0 | 0 | 0
6 | Mandatory Spares | 1000016677 | 85049010 |  | 18% |  | Oil cooler pump with motor for 765kV Transformer | SET | 1 |  | INCLUDED | 0 | 0 | 0
7 | Mandatory Spares | 1000009732 | 85049010 |  | 18% |  | Cooler fan with motor for 765kV Transformer | EA | 1 |  | INCLUDED | 0 | 0 | 0
8 | Mandatory Spares | 1000007922 | 85049010 |  | 18% |  | Buchholz Relay (Main Tank) complete with float and contacts forTransformer | SET | 1 |  | INCLUDED | 0 | 0 | 0
9 | Mandatory Spares | 1000049427 | 85049010 |  | 18% |  | LOCAL OTI & WTI WITH SENSING DEVICE FOR 765KV ICT | SET | 1 |  | INCLUDED | 0 | 0 | 0
10 | Mandatory Spares | 1000015337 | 85049010 |  | 18% |  | Magnetic oil level gauge for 765kV transformer | EA | 1 |  | INCLUDED | 0 | 0 | 0
11 | Mandatory Spares | 1000009587 | 85049010 |  | 18% |  | Starters, contactors, switches and relays for electrical controlpanels of 765kV T/F (one set of each type) | SET | 1 |  | INCLUDED | 0 | 0 | 0
12 | Mandatory Spares | 1000016696 | 85049010 |  | 18% |  | Oil flow indicator for 765kV T/F with flow switch | SET | 1 |  | INCLUDED | 0 | 0 | 0
13 | Mandatory Spares | 1000005810 | 85049010 |  | 18% |  | 765kV,2500A Bushing with metal parts andgaskets | EA | 1 |  | INCLUDED | 0 | 0 | 0
14 | Mandatory Spares | 1000030937 | 85049010 |  | 18% |  | 52KV, 3150A RIP BUSHING WITH METAL PARTS AND GASKETS | EA | 1 |  | INCLUDED | 0 | 0 | 0
15 | Mandatory Spares | 1000002082 | 85049010 |  | 18% |  | 36kV, 3150A Bushing with metal parts andgaskets for Transformer | EA | 1 |  | INCLUDED | 0 | 0 | 0
16 | Mandatory Spares | 1000032089 | 85049010 |  | 18% |  | SPARES INSULATING OIL TO BE HANDED OVER TO OWNER AFTER COMMISSIONING | KL | 10 |  | INCLUDED | 0 | 0 | 0
17 | Mandatory Spares | 1000004455 | 85049010 |  | 18% |  | 420kV, 2500A Bushing with metal partsand gaskets | EA | 1 |  | INCLUDED | 0 | 0 | 0
Total Ex-works Price | [10 empty] | 0 |  | 0 | 0
Total GST as confirmed by Bidder | [11 empty] | 0
[5 empty] | Total Ex-works Price | [5 empty] | 0
[5 empty] | Total Type Test charges as per Schedule-7 | [5 empty] | Not Applicable
[5 empty] | Total Ex-works Price including Type Test charges | [5 empty] | 0
[5 empty] | Total GST Tax as confirmed by Bidder | [5 empty] | 0
Note : |  |  | Specify amount of GST on the transaction between the Contractor and the Employer.
* In case the bidder leaves the cell for confirmation of the HSN code and/or GST rate “blank”, the HSN code and corresponding GST rate indicated by the Employer shall be deemed to be the one confirmed by the Bidder.
Date : |  |  | --
Place : | [8 empty] | Printed Name :
Designation :
Click for Sch-2

## Sch-1 dis (hidden)
Spec No: CC/NT/W-AIS/DOM/A00/26/01412 | [5 empty] | Schedule - 1 |  |  |  | Direct Total | 0 | Sole Bidder | `
[10 empty] | BO Total | #REF! | 0
110kV AIS (New) Substation Package SS 154 (including Transformers) for (i) Establishment of 110/22kV S/S at Thirubuvanai in Puducherry (ii) Shifting and erection, testing and commissioning of released transformers from Thirubuvanai S/S to Thethampakkam and Kalapet substations (iii) Augmentation works at 110/22kV S/S Villianur S/S (iv) Establishment of 110/22kV S/S at Thavalakuppam in Puducherry (v) 5 x 25 MVA, 110/22kV Outdoor Power Transformers under Consultancy Services to Electricity Department, Govt. of Puducherry (PED)
(SCHEDULE OF RATES AND PRICES : EX-WORKS PRICES)
Bidder’s Name and Address (Sole Bidder) : |  |  |  | To:
Contract Services
Name : |  |  |  | Power Grid Corporation of India Ltd., | [7 empty] | &
Address : |  |  |  | "Saudamini", Plot No.-2
Sector-29,
Gurgaon (Haryana) - 122001
Plant and Equipment (including Mandatory Spares Parts) to be supplied, including Type Test Charges for Tests to be conducted. | [10 empty] | Direct
[6 empty] | All Prices are in Indian Rupees. |  |  |  |  | Bought-Out
SI. No. | Item Description | Unit | Qty. | Unit Ex-works price | Total Ex-works price | Mode of Transaction (Direct / Bought-out)
1 | 2 | 3 | 4 | 5 | 6 = 4 x 5 | 7
#REF! | #REF!
#REF! | #REF!
#REF! | #REF!
#REF! | #REF! | #REF! | #REF! | #REF! | #REF! | #REF!
#REF! | #REF! | #REF! | #REF! | #REF! | #REF! | #REF!
#REF! | #REF!
#REF! | #REF! | #REF! | #REF! | #REF! | #REF! | #REF!
#REF! | #REF! | #REF! | #REF! | #REF! | #REF! | #REF!
#REF! | #REF!
#REF! | #REF! | #REF! | #REF! | #REF! | #REF! | #REF!
#REF! | #REF! | #REF! | #REF! | #REF! | #REF! | #REF!
#REF! | #REF!
#REF! | #REF!
#REF! | #REF! | #REF! | #REF! | #REF! | #REF! | #REF!
#REF! | #REF! | #REF! | #REF! | #REF! | #REF! | #REF!
#REF! | #REF!
#REF! | #REF! | #REF! | #REF! | #REF! | #REF! | #REF!
#REF! | #REF! | #REF! | #REF! | #REF! | #REF! | #REF!
#REF! | #REF! | #REF! | #REF! | #REF! | #REF! | #REF!
#REF! | #REF! | #REF! | #REF! | #REF! | #REF! | #REF!
#REF! | #REF! | #REF! | #REF! | #REF! | #REF! | #REF!
#REF! | #REF! | #REF! | #REF! | #REF! | #REF! | #REF!
#REF! | #REF!
#REF! | #REF! | #REF! | #REF! | #REF! | #REF! | #REF!
#REF! | #REF!
#REF! | #REF! | #REF! | #REF! | #REF! | #REF! | #REF!
#REF! | #REF! | #REF! | #REF! | #REF! | #REF! | #REF!
#REF! | #REF! | #REF! | #REF! | #REF! | #REF! | #REF!
#REF! | #REF! | #REF! | #REF! | #REF! | #REF! | #REF!
#REF! | #REF!
#REF! | #REF! | #REF! | #REF! | #REF! | #REF! | #REF!
#REF! | #REF! | #REF! | #REF! | #REF! | #REF! | #REF!
#REF! | #REF! | #REF! | #REF! | #REF! | #REF! | #REF!
#REF! | #REF!
#REF! | #REF! | #REF! | #REF! | #REF! | #REF! | #REF!
#REF! | #REF! | #REF! | #REF! | #REF! | #REF! | #REF!
#REF! | #REF! | #REF! | #REF! | #REF! | #REF! | #REF!
#REF! | #REF! | #REF! | #REF! | #REF! | #REF! | #REF!
#REF! | #REF! | #REF! | #REF! | #REF! | #REF! | #REF!
#REF! | #REF!
| #REF! | #REF! | #REF! | #REF! | #REF! | #REF!
#REF!
| #REF! | #REF! | #REF! | #REF! | #REF! | #REF!
| #REF! | #REF! | #REF! | #REF! | #REF! | #REF!
| Total Ex-Works Price Direct |  |  |  | 0 | Direct
| Total Ex-Works Price Bought Out |  |  |  | 0
| Total Ex-Works Price |  |  |  | 0
| Total Type Test charges as per Schedule-7 |  |  |  | 0 |  |  | #REF! |  | #REF!
| Total Ex-works Price including Type Test charges |  |  |  | 0 |  |  | #REF! |  | #REF!
[7 empty] | Discount Sch-1 | #REF! | MPD Sch-1 | #REF!
[7 empty] | Dis Alert | #REF!
Note : | Specify amount of Excise Duty, Sales Tax/'VAT and other taxes payable on the transaction between the Contractor and the Employer and octroi/entry tax as applicable for destination site/state on all items of supply including bought-out finished items (to be identified in the Contract), which shall be dispatched directly from the sub-vendor’s works to the Employer’s site (sale-in-transit), separately in Schedule-5. Excise Duty, Sales tax and other levies for all the bought-out items are to be included in the EXW Price (Col. No. 5) only and not to be indicated in Schedule-5.
Date : | --
Place : |  |  | Printed Name :
Designation :
Click for Sch-2

## Sch-2 Dis (hidden)
Spec No: CC/NT/W-AIS/DOM/A00/26/01412 |  |  |  |  | Schedule - 2 Dis
110kV AIS (New) Substation Package SS 154 (including Transformers) for (i) Establishment of 110/22kV S/S at Thirubuvanai in Puducherry (ii) Shifting and erection, testing and commissioning of released transformers from Thirubuvanai S/S to Thethampakkam and Kalapet substations (iii) Augmentation works at 110/22kV S/S Villianur S/S (iv) Establishment of 110/22kV S/S at Thavalakuppam in Puducherry (v) 5 x 25 MVA, 110/22kV Outdoor Power Transformers under Consultancy Services to Electricity Department, Govt. of Puducherry (PED) | [5 empty] | As per Lum-sum |  | 0
(SCHEDULE OF RATES AND PRICES : FREIGHT & INSURANCE CHARGES) | [5 empty] | AS per Percent |  | #REF!
[6 empty] | As per lum-sum on Sch-2 |  | 0%
Bidder’s Name and Address (Sole Bidder) : |  |  |  | To: |  | As per Percent on Sch-2 |  | #REF!
|  |  |  | Contracts Services, 3rd Floor |  | Total Discount |  | #REF!
Name : |  |  |  | Power Grid Corporation of India Ltd.,
Address : |  |  |  | "Saudamini", Plot No.-2
|  |  |  | Sector-29, |  | Multipackage Discount |  | 0%
Gurgaon (Haryana) - 122001
[5 empty] | All Prices are in Indian Rupees. |  | Amount after Discount (Rs.) |  | Dis Alert | Amount after MPD (Rs.)
SI. No. | Description | Unit | Quantity | Unit Freight & Insurance Charges | Total Freight & Insurance Charges |  | Unit Freight & Insurance Charges | Total Freight & Insurance Charges |  | Unit Freight & Insurance Charges | Total Freight & Insurance Charges
1 | 2 | 3 | 4 | 5 | 6 = 4 x 5 |  | 5 | 6 = 4 x 5 |  | 5 | 6 = 4 x 5
#REF! | #REF!
#REF! | #REF! | #REF! | #REF! | #REF! | #REF!
#REF! | #REF! | #REF! | #REF! | #REF! | #REF!
#REF! | #REF!
#REF! | #REF! | #REF! | #REF! | #REF! | #REF!
#REF! | #REF! | #REF! | #REF! | #REF! | #REF!
#REF! | #REF!
#REF! | #REF! | #REF! | #REF! | #REF! | #REF!
#REF! | #REF! | #REF! | #REF! | #REF! | #REF!
#REF! | #REF! | #REF! | #REF! | #REF! | #REF!
#REF! | #REF! | #REF! | #REF! | #REF! | #REF!
#REF! | #REF! | #REF! | #REF! | #REF! | #REF!
#REF! | #REF! | #REF! | #REF! | #REF! | #REF!
#REF! | #REF!
#REF! | #REF! | #REF! | #REF! | #REF! | #REF!
#REF! | #REF!
#REF! | #REF! | #REF! | #REF! | #REF! | #REF!
#REF! | #REF! | #REF! | #REF! | #REF! | #REF!
#REF! | #REF! | #REF! | #REF! | #REF! | #REF!
#REF! | #REF! | #REF! | #REF! | #REF! | #REF!
#REF! | #REF!
#REF! | #REF! | #REF! | #REF! | #REF! | #REF!
#REF! | #REF! | #REF! | #REF! | #REF! | #REF!
#REF! | #REF! | #REF! | #REF! | #REF! | #REF!
#REF! | #REF! | #REF! | #REF! | #REF! | #REF!
#REF! | #REF! | #REF! | #REF! | #REF! | #REF!
#REF! | #REF! | #REF! | #REF! | #REF! | #REF!
#REF! | #REF! | #REF! | #REF! | #REF! | #REF!
#REF! | #REF! | #REF! | #REF! | #REF! | #REF!
#REF! | #REF!
| #REF! | #REF! | #REF! | #REF! | #REF!
#REF! | #REF! | #REF! | #REF! | #REF! | #REF!
#REF! | #REF! | #REF! | #REF! | #REF! | #REF!
| Total F&I Price |  |  |  | #REF!
Date : | --
Place : |  |  | Printed Name :
Designation :
Click for Sch-3

## Sch-2
Spec No: CC/NT/W-AIS/DOM/A00/26/01412 | [8 empty] | Schedule - 2 |  | Direct Total | #REF! | Sole Bidder | `
[11 empty] | BO Total | #REF! | 0
110kV AIS (New) Substation Package SS 154 (including Transformers) for (i) Establishment of 110/22kV S/S at Thirubuvanai in Puducherry (ii) Shifting and erection, testing and commissioning of released transformers from Thirubuvanai S/S to Thethampakkam and Kalapet substations (iii) Augmentation works at 110/22kV S/S Villianur S/S (iv) Establishment of 110/22kV S/S at Thavalakuppam in Puducherry (v) 5 x 25 MVA, 110/22kV Outdoor Power Transformers under Consultancy Services to Electricity Department, Govt. of Puducherry (PED)
(SCHEDULE OF RATES AND PRICES)
Bidder’s Name and Address (Sole Bidder) : | [7 empty] | To:
Contracts Services, 3rd Floor
Name : | [7 empty] | Power Grid Corporation of India Ltd., |  |  |  |  | &
Address : | [7 empty] | "Saudamini", Plot No.-2
Sector-29,
Gurgaon (Haryana) - 122001
Local Transportation, In-transit insurance, loading and unloading | [11 empty] | Direct
Bought-Out
SI. No. | PR No | PR Line Item No | Activity Description | Material Code | Item Description | Unit | Qty. | Unit F&I price | Total F&I price
1 | 2 | 3 | 4 | 4 | 6 | 7 | 8 | 9 | 10=8*9
I | Thirubhuvanai SS-2 Nos 25 MVA re tender
1 | 7000035703 | 700 | 25MVATransformer | 1000028900 | 110/22kV, 25MVA, Dyn11,3-Phase, Power Transformer with OLTC, RTCC &Accessories With 10% Extra Oil | EA | 2 |  | INCLUDED | 0
2 | 7000035703 | 710 | 25MVATransformer | 1000036888 | N2 FIRE PROTECTION SYSTEM FOR 110/22KV TRANSFORMER INCLUDINGALL ACCESSORIES FOR THE ABOVE TRANSFORMER | SET | 2 |  | INCLUDED | 0
3 | 7000035703 | 730 | CRP and SAS | 1000000812 | 132kV Line Protection Panel (with Automation) | EA | 3 |  | INCLUDED | 0
4 | 7000035703 | 740 | CRP and SAS | 1000000908 | 132kV Transformer Protection Panel (For both HV & MV side)-(withAutomation) | EA | 3 |  | INCLUDED | 0
5 | 7000035703 | 750 | CRP and SAS | 1000021642 | Time synchronisation equipment | EA | 1 |  | INCLUDED | 0
6 | 7000035703 | 760 | CRP and SAS | 1000025391 | Relay Test kit | EA | 1 |  | INCLUDED | 0
7 | 7000035703 | 770 | CRP and SAS | 1000000814 | Complete Substation automation System for 132kV bay as per TechnicalSpecification | EA | 6 |  | INCLUDED | 0
8 | 7000035703 | 780 | CRP and SAS | 1000044718 | COMPLETE SUBSTATION AUTOMATION SYSTEM FOR 22KV BAY AS PER TECHNICALSPECIFICATION | EA | 18 |  | INCLUDED | 0
9 | 7000035703 | 790 | CRP and SAS | 1000055441 | 132KV CIRCUIT BREAKER RELAY PANEL (WITH AUTOMATION) | EA | 6 |  | INCLUDED | 0
10 | 7000035703 | 800 | CRP and SAS | 1000067784 | SIMPLEX CONTROL & PROTECTOIN PANEL FOR 22KV (BUS SCHEME AS PER SLD)TWO BAY WITH BCPU | EA | 9 |  | INCLUDED | 0
11 | 7000035703 | 810 | CRP and SAS | 1000018700 | Complete Substation automation System for controlling and monitoringof Auxilary System including BCUs as per technical specification | SET | 1 |  | INCLUDED | 0
12 | 7000035703 | 2120 | CRP REMOTE END | 1000026235 | Line Current Differential Relay | SET | 3 |  | INCLUDED | 0
13 | 7000035703 | 840 | FIRE FIGHTING | 1000012027 | 9litre water type Portable Fire extinguisher | EA | 4 |  | INCLUDED | 0
14 | 7000035703 | 850 | FIRE FIGHTING | 1000012022 | 4.5 kg CO2 type Portable Fire extinguisher | EA | 10 |  | INCLUDED | 0
15 | 7000035703 | 860 | FIRE FIGHTING | 1000012024 | Fire Extinguisher Dry Chemical Powder Type(5 Kg) for control room. | EA | 10 |  | INCLUDED | 0
16 | 7000035703 | 870 | FIRE FIGHTING | 1000012073 | 50 litre foam type Trolley/Wheel mounted Fire extinguisher | EA | 2 |  | INCLUDED | 0
17 | 7000035703 | 880 | FIRE FIGHTING | 1000012012 | Fire Detection and Alarm System for Control Room Building(132kV) | SET | 1 |  | INCLUDED | 0
18 | 7000035703 | 890 | FIRE FIGHTING | 1000028551 | Diesel Engine driven Hydrant system with Water tank, Pump Room, DGdriven pump, O/G & U/G piping, hydrant points for transformers,buildings, store yard and accessories etc. | LS | 1 |  | INCLUDED | 0
19 | 7000035703 | 900 | ERECTION HARDWARE | 1000036883 | 110KV ERECTION H/W FOR TRF. BAY | SET | 3 |  | INCLUDED | 0
20 | 7000035703 | 910 | ERECTION HARDWARE | 1000011279 | Erection Hardware for the 22kV layout (Bus Scheme as perSLD)-Transformer Bay as per technical specification | SET | 3 |  | INCLUDED | 0
21 | 7000035703 | 920 | ERECTION HARDWARE | 1000011231 | Erection Hardware for 132kV layout (Single Main Scheme)-Line Bay asper technical specification | SET | 3 |  | INCLUDED | 0
22 | 7000035703 | 930 | ERECTION HARDWARE | 1000011228 | Erection Hardware for 132kV layout (Single Main Scheme) Bus work (ForOne bays) as per technical specification | SET | 3 |  | INCLUDED | 0
23 | 7000035703 | 940 | ERECTION HARDWARE | 1000074847 | ERECTION HARDWARE FOR 132KV AUXILIARY BUS WORK (FOR ONE BAYS) AS PERTECHNICAL SPECIFICATION | SET | 3 |  | INCLUDED | 0
24 | 7000035703 | 950 | ERECTION HARDWARE | 1000011278 | Erection Hardware for the 22kV layout (Bus Scheme as per SLD)-Line Bayas per technical specification | SET | 12 |  | INCLUDED | 0
25 | 7000035703 | 960 | ERECTION HARDWARE | 1000036885 | 22KV ERECTION H/W FOR CAPACITOR BANK | SET | 3 |  | INCLUDED | 0
26 | 7000035703 | 970 | ERECTION HARDWARE | 1000011282 | Erection Hardware for the 22kV layout (Bus Scheme as per SLD)-Bus work(For two bays) as per technical specification | SET | 6 |  | INCLUDED | 0
27 | 7000035703 | 990 | MANDATORY SPARES | 1000028781 | SPARE-145KV T/F | LS | 1 |  | INCLUDED | 0
28 | 7000035703 | 1020 | Testing and Maintenance equipment | 1000017683 | Portable Discharge Rod(1-ph) | EA | 3 |  | INCLUDED | 0
29 | 7000035703 | 1030 | Testing and Maintenance equipment | 1000024952 | Hand gloves-Electrical Resistance 33kV | SET | 2 |  | INCLUDED | 0
30 | 7000035703 | 1040 | Testing and Maintenance equipment | 1000041983 | INSULATED RUBBER MAT OF ANY SIZE | EA | 5 |  | INCLUDED | 0
31 | 7000035703 | 1050 | AIS Equipment | 1000000956 | 145kV, 1 phase Bus Post Insulators | EA | 10 |  | INCLUDED | 0
32 | 7000035703 | 1060 | AIS Equipment | 1000043522 | 145KV, 800A, 40KA WITH 120% EXTENDED CURRENT (5-CORE) CT (1 PH.) | EA | 18 |  | INCLUDED | 0
33 | 7000035703 | 1070 | AIS Equipment | 1000000946 | 145 kV, 1250A, 40 KA, 3-phase HDBIsolator with one E/S | EA | 9 |  | INCLUDED | 0
34 | 7000035703 | 1080 | AIS Equipment | 1000043528 | 145 kV, 1250 A, 40KA, 3-phase HDB Isolator without E/S | EA | 10 |  | INCLUDED | 0
35 | 7000035703 | 1090 | AIS Equipment | 1000062355 | SURGE ARRESTER, 1-PH, 96KV | EA | 18 |  | INCLUDED | 0
36 | 7000035703 | 1100 | AIS Equipment | 1000043521 | 145 KV, 1250A, 40 KA CIRCUIT BREAKER (3 PH.) ALONGWITH SUPPORTSTRUCTURE | EA | 6 |  | INCLUDED | 0
37 | 7000035703 | 1110 | AIS Equipment | 1000036876 | 22 KV, 1250 A, 25KA, HDB MOTORISED ISOLATOR (3 PHASE) WITHOUT EARTHSWITCH | EA | 32 |  | INCLUDED | 0
38 | 7000035703 | 1120 | AIS Equipment | 1000001582 | 22kV Bus Post Insulator (1 phase) | EA | 30 |  | INCLUDED | 0
39 | 7000035703 | 1130 | AIS Equipment | 1000036878 | 22KV,25KA, 1000A CURRENT TRANSFORMER (1 PH) WITH 120% EXTENDED CURRENTRATING, RATIO: 1000-500-250-125/1-1-1-1A | EA | 9 |  | INCLUDED | 0
40 | 7000035703 | 1140 | AIS Equipment | 1000000972 | 145 kV, 4400pf, 1-phase Capacitive Voltage Transformer | EA | 15 |  | INCLUDED | 0
41 | 7000035703 | 1150 | AIS Equipment | 1000001585 | 22kV 1250A, CB alongwith supportstructure | EA | 18 |  | INCLUDED | 0
42 | 7000035703 | 1160 | AIS Equipment | 1000075047 | SURGE ARRESTER ZNO GAPLESS-18KV,10KA,1P | EA | 54 |  | INCLUDED | 0
43 | 7000035703 | 1170 | AIS Equipment | 1000036879 | 22KV,25KA, 400A CURRENT TRANSFORMER(1 PH) WITH 120% EXTENDED CURRENTRATING, RATIO: 400-200-100-50/1-1-1-1A | EA | 45 |  | INCLUDED | 0
44 | 7000035703 | 1180 | AIS Equipment | 1000001584 | 22kV Voltage transformer (1-Phase) | EA | 9 |  | INCLUDED | 0
45 | 7000035703 | 1190 | AIS Equipment | 1000077058 | 22KV, 2.4 MVAR CAPACITOR BANK | SET | 3 |  | INCLUDED | 0
46 | 7000035703 | 1210 | SPARE | 1000028570 | SPARE-145KV CIRCUIT BREAKER | LOT | 1 |  | INCLUDED | 0
47 | 7000035703 | 1220 | SPARE | 1000028573 | SPARE-145KV DB ISOLATOR | LOT | 1 |  | INCLUDED | 0
48 | 7000035703 | 1310 | SPARE | 1000030545 | Direction O/C & E/F relay (if stand alone) | EA | 1 |  | INCLUDED | 0
49 | 7000035703 | 1260 | SPARE | 1000028572 | SPARE-145KV CVT | LOT | 1 |  | INCLUDED | 0
50 | 7000035703 | 1230 | SPARE | 1000028571 | SPARE-145KV CT | LOT | 1 |  | INCLUDED | 0
51 | 7000035703 | 1300 | SPARE | 1000026087 | Spares for 120kV Surge Arrester | LS | 1 |  | INCLUDED | 0
52 | 7000035703 | 1240 | SPARE | 1000019912 | Relay & protection Panels (with automation) | LS | 1 |  | INCLUDED | 0
53 | 7000035703 | 1250 | SPARE | 1000019927 | Spares-Substation Automation System | LS | 1 |  | INCLUDED | 0
54 | 7000035703 | 1270 | SPARE | 1000019915 | Spares for DG set | LS | 1 |  | INCLUDED | 0
55 | 7000035703 | 1280 | SPARE | 1000029030 | Spares fpr 110V Battery Charger | LS | 1 |  | INCLUDED | 0
56 | 7000035703 | 1290 | SPARE | 1000077760 | SPARE FOR CAPACITOR BANK | LS | 1 |  | INCLUDED | 0
57 | 7000035703 | 1320 | SPARE | 1000080702 | SPARE-22KV CIRCUIT BREAKER | LOT | 1 |  | INCLUDED | 0
58 | 7000035703 | 1330 | SPARE | 1000080703 | SPARE-22KV CT | LOT | 1 |  | INCLUDED | 0
59 | 7000035703 | 1340 | SPARE | 1000080705 | SPARE-22KV PT | LOT | 1 |  | INCLUDED | 0
60 | 7000035703 | 1350 | SPARE | 1000080701 | SPARE-18KV LA | LOT | 1 |  | INCLUDED | 0
61 | 7000035703 | 1360 | SPARE | 1000080704 | SPARE-22KV ISOLATOR | LOT | 1 |  | INCLUDED | 0
62 | 7000035703 | 1370 | Structure | 1000015954 | Fabrication, galvanising and supply of Lattice Structures (MS Steel),to be designed during detailed engineering, for towers, beams andequipment support structure including pack plates / packwashers andgusset plates excluding fasteners and foundation bolts | MT | 340 |  | INCLUDED | 0
63 | 7000035703 | 1380 | Structure | 1000011713 | Fabrication, galvanising and supply of fasteners ( nuts, bolts andwashers ) including step bolts for lattice and pipe structures to bedesigned during detailed engineering | MT | 20 |  | INCLUDED | 0
64 | 7000035703 | 1390 | Structure | 1000012373 | Fabrication, galvanising and supply of foundation bolts including nuts,checknut and washers for lattice and pipe structures to be designedduring detailed engineering | MT | 30 |  | INCLUDED | 0
65 | 7000035703 | 1400 | Structure | 1000067830 | 30M LIGHTING CUM LIGHTNING MAST (LCLM) WITH 1 MTR HIGH SPIKE, INTEGRALMOTORIZED LIFTING & LOWERING ARRANGEMENT, FEEDER PILLAR INCLUDINGCABLES FROM FEEDER PILLAR TO LIGHTING FIXTURES, RECTANGULAR INTEGRAL250W LED FLOODLIGHT PRESSURE DIE-CAST ALUMINIUM COVER ON BOTH SIDESFOR HOLDING OF EXTRUDED ALUMINMUM HEAT SINK WITH HEAT RESISTANTTOUGHENED GLASS (IP-65) (12 NO. OF BAJAJ MAKE- FLOOD LEVEL LED BJFL250W OR EQUIVALENT), FOUNDATION BOLTS, NUTS & BOLTS, ALL TYPE OFWASHERS ETC. COMPLETE IN ALL RESPECT. | SET | 6 |  | INCLUDED | 0
66 | 7000035703 | 1440 | LT Switchgear | 1000000564 | 110 V DC Distribution Board(DCDB) | SET | 2 |  | INCLUDED | 0
67 | 7000035703 | 1450 | LT Switchgear | 1000004308 | 415V Emergency Lighting DB(along with 1no. 25kVA 415V/415V lightingtransformer) | SET | 1 |  | INCLUDED | 0
68 | 7000035703 | 1460 | LT Switchgear | 1000004311 | 415V Main Lighting DB(along with 2 nos.25 kVA 415V/415V Lighting transformer) | SET | 1 |  | INCLUDED | 0
69 | 7000035703 | 1470 | LT Switchgear | 1000004303 | 415V AC Distribution Board (ACDB) as per Technical Specification | SET | 1 |  | INCLUDED | 0
70 | 7000035703 | 1480 | LT Switchgear | 1000004313 | 415V Main Switchboard | SET | 1 |  | INCLUDED | 0
71 | 7000035703 | 1490 | Illumination | 1000038325 | LIGHTING FIXTURE LED LUMINAIRES TYPE FL2 AS PER TECH. SPECIFICATIONS | EA | 20 |  | INCLUDED | 0
72 | 7000035703 | 1500 | Illumination | 1000038387 | LED FLOOD LIGHT LUMINARIESTYPE FL-1 (150W) AS PER TECHNICALSPECIFICATION | EA | 20 |  | INCLUDED | 0
73 | 7000035703 | 1510 | Illumination | 1000004952 | 63A, 415V : Interlocked switch socket outdoor Receptacle (type RP) asper technical specifications | EA | 2 |  | INCLUDED | 0
74 | 7000035703 | 1520 | Illumination | 1000014548 | Lighting Panel type ACP-3 as per technical specification | EA | 3 |  | INCLUDED | 0
75 | 7000035703 | 1530 | Illumination | 1000030134 | 150A Outdoor Receptacle for OilFiltratrion unit | EA | 1 |  | INCLUDED | 0
76 | 7000035703 | 1540 | Illumination | 1000025538 | Self Supported Aluminium Ladder as Per Technical Specification | EA | 1 |  | INCLUDED | 0
77 | 7000035703 | 1550 | Illumination | 1000024515 | Cartwheel Mounted Aluminium Ladder as Per Technical Specification | EA | 1 |  | INCLUDED | 0
78 | 7000035703 | 1560 | Illumination | 1000038385 | FIRE WALL MOUNTED LED LUMINARIE TYPE FL-2 (250W) | EA | 6 |  | INCLUDED | 0
79 | 7000035703 | 1570 | Illumination | 1000014547 | Lighting Panel type ACP-2 as per technical specification | EA | 2 |  | INCLUDED | 0
80 | 7000035703 | 1580 | Illumination | 1000038388 | POLE MOUNTED LED POST TOP LUMINAIRE TYPE SL-D1 (= 30W)AS PER TECHNICALSPECIFICATION | EA | 5 |  | INCLUDED | 0
81 | 7000035703 | 1590 | Illumination | 1000017691 | Post top Lantern tubular pole | EA | 5 |  | INCLUDED | 0
82 | 7000035703 | 1600 | Illumination | 1000029979 | Control room cum administrative building (132kV) illuminationincluding Conduit | LS | 1 |  | INCLUDED | 0
83 | 7000035703 | 1610 | Illumination | 1000030002 | Fire fighting pumphouse building illimunation including conduit | LS | 1 |  | INCLUDED | 0
84 | 7000035703 | 1620 | Earthmat | 1000032055 | 40 MM MS ROD FOR MAIN EARTHMAT | KM | 2.5 |  | INCLUDED | 0
85 | 7000035703 | 1640 | VMS | 1000025861 | Visual Monitoring System for Watch & Ward | SET | 1 |  | INCLUDED | 0
86 | 7000035703 | 1660 | DG Set | 1000077060 | 150 KVA DG SET | SET | 1 |  | INCLUDED | 0
87 | 7000035703 | 1680 | Air Conditioning and Ventilation | 1000013502 | High wall type split AC unit of 2 TR capacity | EA | 12 |  | INCLUDED | 0
88 | 7000035703 | 1700 | Battery and Battery Charger | 1000000575 | 110V, 400 Ah Battery | SET | 2 |  | INCLUDED | 0
89 | 7000035703 | 1710 | Battery and Battery Charger | 1000000576 | 110V, 40A/40A Float Cum Boost BatteryCharger | EA | 2 |  | INCLUDED | 0
90 | 7000035703 | 1730 | 1.1 KV POWER & CONTROL CABLE LS | 1000000443 | 1.1kV grade Power Cables (PVCinsulated)along withlugs,glands,straight joints &accessories,etc. | LS | 1 |  | INCLUDED | 0
91 | 7000035703 | 1740 | 1.1 KV POWER & CONTROL CABLE LS | 1000000442 | 1.1kV grade Control Cables (PVCinsulated) along withlugs,glands,straight joints &accessories,etc. | LS | 1 |  | INCLUDED | 0
92 | 7000035703 | 1750 | 1.1 KV POWER & CONTROL CABLE LS | 1000000444 | 1.1kV grade Power Cables (XLPEinsulated) along withlugs,glands,straight joints &accessories,etc. | LS | 1 |  | INCLUDED | 0
93 | 7000035703 | 1770 | 16MVA Transformer | 1000067808 | DISMANTLING, TRANSPORTATION, RE-ERECTION, REFURBISHMENT ANDRE-ERECTION 110KV TRANSFORMER AS PER TS | SET | 1 |  | INCLUDED | 0
94 | 7000035703 | 1790 | HT Cable | 1000033697 | 110KV, 1CX630 SQMM XLPE INSULATED COPPER CABLE ALONGWITH ACCESSORIESAS PER TECH. SPECIFICATION | KM | 2 |  | INCLUDED | 0
95 | 7000035703 | 1800 | HT Cable | 1000033700 | 110KV OUTDOOR TERMINATION KIT SUITABLE FOR 110 KV, 1CX630 SQ.MMCABLE | EA | 24 |  | INCLUDED | 0
96 | 7000035703 | 1820 | Telecom Eqpt Supply Thirubhuvanai | 1000028251 | Base Equipment STM-4 MADM upto 5 MSP | SET | 1 |  | INCLUDED | 0
97 | 7000035703 | 1830 | Telecom Eqpt Supply Thirubhuvanai | 1000032570 | OPTICALÂ INTERFACEÂ SFP L4.2 | EA | 4 |  | INCLUDED | 0
98 | 7000035703 | 1840 | Telecom Eqpt Supply Thirubhuvanai | 1000031374 | TRIBUTARY INTERFACE- E1 INTERFACE (MINIMUM 16 NOS.) | SET | 2 |  | INCLUDED | 0
99 | 7000035703 | 1850 | Telecom Eqpt Supply Thirubhuvanai | 1000034950 | ETHERNET INTERFACE 10/100 BASE T WITH LAYER-2 SWITCHING (MIN 8INTERFACES PER CARD) | EA | 2 |  | INCLUDED | 0
100 | 7000035703 | 1860 | Telecom Eqpt Supply Thirubhuvanai | 1000031381 | TRIBUTARY INTERFACE-GIGABIT ETHERNET INTERFACES 10/100 MBPS WITH LAYER-2 SWITCHING (MINIMUM 2 NOS.) | SET | 1 |  | INCLUDED | 0
101 | 7000035703 | 1870 | Telecom Eqpt Supply Thirubhuvanai | 1000026228 | Equipment Cabinets For SDH | EA | 1 |  | INCLUDED | 0
102 | 7000035703 | 1880 | Telecom Eqpt Supply Thirubhuvanai | 1000034998 | VOIP TELEPHONE INSTRUMENT WITH ONE COMMON SWITCH (MIN. 8 PORT) | EA | 2 |  | INCLUDED | 0
103 | 7000035703 | 1890 | Telecom Eqpt Supply Thirubhuvanai | 1000037546 | 48F (DWSM) APPROACH FIBRE OPTIC CABLE | KM | 2 |  | INCLUDED | 0
104 | 7000035703 | 1900 | Telecom Eqpt Supply Thirubhuvanai | 1000066614 | GI PIPE INSTALLATION HARDWARE FOR APPROACH CABLING | KM | 2 |  | INCLUDED | 0
105 | 7000035703 | 1910 | Telecom Eqpt Supply Thirubhuvanai | 1000066612 | GI ELBOW INSTALLATION HARDWARE FOR APPROAH CABLING | EA | 10 |  | INCLUDED | 0
106 | 7000035703 | 1920 | Telecom Eqpt Supply Thirubhuvanai | 1000066613 | GI FLEXIBLE CONDUIT INSTALLATION HARDWARE FOR APPROAH CABLING | EA | 10 |  | INCLUDED | 0
107 | 7000035703 | 1930 | Telecom Eqpt Supply Thirubhuvanai | 1000023471 | OPGW Fibre Optic Distribution Panel (FODP): Indoor Type: 96F | EA | 2 |  | INCLUDED | 0
108 | 7000035703 | 1940 | Telecom Eqpt Supply Thirubhuvanai | 1000028456 | 48V DCPS - SMPS BASED 48V DC POWER SUPPLY (DCPS) SYSTEM OF 25 AMPRATING | SET | 1 |  | INCLUDED | 0
109 | 7000035703 | 1950 | Telecom Eqpt Supply Thirubhuvanai | 1000028532 | VRLA Battery Bank for DCPS system of 300AH rating | EA | 1 |  | INCLUDED | 0
110 | 7000035703 | 1960 | Telecom Eqpt Supply Thirubhuvanai | 1000023342 | Joint box 48Fibre | EA | 2 |  | INCLUDED | 0
111 | 7000035703 | 1970 | Telecom Eqpt Spare Thirubhuvanai | 1000031371 | SDH EQUIPMENT (STM-4 MADM UPTO 5 MSP PROTECTED DIRECTIONS)-COMMONCARDS, CROSS-CONNECT/CONTROL CARDS, OPTICAL BASE CARD, POWER SUPPLYCARDS, POWER CABLING, OTHER HARDWARE & ACCESSORIES (EACH). | SET | 1 |  | INCLUDED | 0
112 | 7000035703 | 1980 | Telecom Eqpt Spare Thirubhuvanai | 1000032570 | OPTICALÂ INTERFACEÂ SFP L4.2 | EA | 1 |  | INCLUDED | 0
113 | 7000035703 | 1990 | Telecom Eqpt Spare Thirubhuvanai | 1000031374 | TRIBUTARY INTERFACE- E1 INTERFACE (MINIMUM 16 NOS.) | SET | 1 |  | INCLUDED | 0
114 | 7000035703 | 2000 | Telecom Eqpt Spare Thirubhuvanai | 1000034950 | ETHERNET INTERFACE 10/100 BASE T WITH LAYER-2 SWITCHING (MIN 8INTERFACES PER CARD) | EA | 1 |  | INCLUDED | 0
115 | 7000035703 | 2010 | Telecom Eqpt Spare Thirubhuvanai | 1000031381 | TRIBUTARY INTERFACE-GIGABIT ETHERNET INTERFACES 10/100 MBPS WITH LAYER-2 SWITCHING (MINIMUM 2 NOS.) | SET | 1 |  | INCLUDED | 0
116 | 7000035703 | 2020 | Telecom Eqpt Spare Thirubhuvanai | 1000031398 | PRE CONNECTORIZED OPTICAL FIBER PATCH CORDS(10 MTRS) â€“ PACK OF SIXPATCH CORDS | SET | 1 |  | INCLUDED | 0
117 | 7000035703 | 2030 | Telecom Eqpt Spare Thirubhuvanai | 1000037546 | 48F (DWSM) APPROACH FIBRE OPTIC CABLE | KM | 0.07 |  | INCLUDED | 0
118 | 7000035703 | 2040 | Telecom Eqpt Spare Thirubhuvanai | 1000066614 | GI PIPE INSTALLATION HARDWARE FOR APPROACH CABLING | KM | 0.07 |  | INCLUDED | 0
119 | 7000035703 | 2050 | Telecom Eqpt Spare Thirubhuvanai | 1000066612 | GI ELBOW INSTALLATION HARDWARE FOR APPROAH CABLING | EA | 1 |  | INCLUDED | 0
120 | 7000035703 | 2060 | Telecom Eqpt Spare Thirubhuvanai | 1000066613 | GI FLEXIBLE CONDUIT INSTALLATION HARDWARE FOR APPROAH CABLING | EA | 1 |  | INCLUDED | 0
121 | 7000035703 | 2070 | Telecom Eqpt Spare Thirubhuvanai | 1000031383 | MCCB/MCB-2P/ CONTACTOR/ TIMER/ RELAY OF EACH TYPE & RATING (ASAPPLICABLE) | SET | 1 |  | INCLUDED | 0
122 | 7000035703 | 2080 | Telecom Eqpt Spare Thirubhuvanai | 1000019811 | Single Pole MCBs (for outgoing DC Feeders) for DCPS | SET | 3 |  | INCLUDED | 0
123 | 7000035703 | 2090 | Telecom Eqpt Spare Thirubhuvanai | 1000028252 | Electronic Printed Circuit Board | SET | 1 |  | INCLUDED | 0
124 | 7000035703 | 2100 | Telecom Eqpt Spare Thirubhuvanai | 1000023342 | Joint box 48Fibre | EA | 1 |  | INCLUDED | 0
II | Villianur SS-1 No. 25 MVA Re-tender
1 | 7000035703 | 10 | 25MVATransformer | 1000028900 | 110/22kV, 25MVA, Dyn11,3-Phase, Power Transformer with OLTC, RTCC &Accessories With 10% Extra Oil | EA | 1 |  | INCLUDED | 0
2 | 7000035703 | 20 | 25MVATransformer | 1000036888 | N2 FIRE PROTECTION SYSTEM FOR 110/22KV TRANSFORMER INCLUDINGALL ACCESSORIES FOR THE ABOVE TRANSFORMER | SET | 1 |  | INCLUDED | 0
3 | 7000035703 | 40 | Control and relay panels | 1000009628 | Simplex Control Panel for 110kV (Bus Scheme as per SLD) | EA | 1 |  | INCLUDED | 0
4 | 7000035703 | 50 | Control and relay panels | 1000000822 | 132kV Simplex Transformer Protection Panel (For both HV & MV side) | EA | 1 |  | INCLUDED | 0
5 | 7000035703 | 60 | Control and relay panels | 1000055440 | 132KV CIRCUIT BREAKER RELAY PANEL | EA | 1 |  | INCLUDED | 0
6 | 7000035703 | 90 | ERECTION HARDWARE | 1000036883 | 110KV ERECTION H/W FOR TRF. BAY | SET | 1 |  | INCLUDED | 0
7 | 7000035703 | 100 | ERECTION HARDWARE | 1000011289 | Erection Hardware for the 33kV layout (Bus Scheme as perSLD)-Transformer Bay as per technical specification | SET | 1 |  | INCLUDED | 0
8 | 7000035703 | 110 | ERECTION HARDWARE | 1000011291 | Erection Hardware for the 33kV layout (Bus Scheme as per SLD)-Bus work(For one bays) as per technical specification | SET | 1 |  | INCLUDED | 0
9 | 7000035703 | 130 | MANDATORY SPARES | 1000028781 | SPARE-145KV T/F | LS | 1 |  | INCLUDED | 0
10 | 7000035703 | 140 | MANDATORY SPARES | 1000080702 | SPARE-22KV CIRCUIT BREAKER | LOT | 1 |  | INCLUDED | 0
11 | 7000035703 | 150 | MANDATORY SPARES | 1000080703 | SPARE-22KV CT | LOT | 1 |  | INCLUDED | 0
12 | 7000035703 | 160 | MANDATORY SPARES | 1000080701 | SPARE-18KV LA | LOT | 1 |  | INCLUDED | 0
13 | 7000035703 | 170 | MANDATORY SPARES | 1000080704 | SPARE-22KV ISOLATOR | LOT | 1 |  | INCLUDED | 0
14 | 7000035703 | 190 | Testing and Maintenance equipment | 1000017683 | Portable Discharge Rod(1-ph) | EA | 3 |  | INCLUDED | 0
15 | 7000035703 | 200 | Testing and Maintenance equipment | 1000024952 | Hand gloves-Electrical Resistance 33kV | SET | 2 |  | INCLUDED | 0
16 | 7000035703 | 210 | Testing and Maintenance equipment | 1000041983 | INSULATED RUBBER MAT OF ANY SIZE | EA | 5 |  | INCLUDED | 0
17 | 7000035703 | 220 | 1.1 kV Power and Control Cables LS | 1000000443 | 1.1kV grade Power Cables (PVCinsulated)along withlugs,glands,straight joints &accessories,etc. | LS | 1 |  | INCLUDED | 0
18 | 7000035703 | 230 | 1.1 kV Power and Control Cables LS | 1000000442 | 1.1kV grade Control Cables (PVCinsulated) along withlugs,glands,straight joints &accessories,etc. | LS | 1 |  | INCLUDED | 0
19 | 7000035703 | 240 | 1.1 kV Power and Control Cables LS | 1000000444 | 1.1kV grade Power Cables (XLPEinsulated) along withlugs,glands,straight joints &accessories,etc. | LS | 1 |  | INCLUDED | 0
20 | 7000035703 | 260 | AIS Equipment | 1000036876 | 22 KV, 1250 A, 25KA, HDB MOTORISED ISOLATOR (3 PHASE) WITHOUT EARTHSWITCH | EA | 1 |  | INCLUDED | 0
21 | 7000035703 | 270 | AIS Equipment | 1000001582 | 22kV Bus Post Insulator (1 phase) | EA | 5 |  | INCLUDED | 0
22 | 7000035703 | 280 | AIS Equipment | 1000036878 | 22KV,25KA, 1000A CURRENT TRANSFORMER (1 PH) WITH 120% EXTENDED CURRENTRATING, RATIO: 1000-500-250-125/1-1-1-1A | EA | 3 |  | INCLUDED | 0
23 | 7000035703 | 290 | AIS Equipment | 1000001585 | 22kV 1250A, CB alongwith supportstructure | EA | 1 |  | INCLUDED | 0
24 | 7000035703 | 300 | AIS Equipment | 1000075047 | SURGE ARRESTER ZNO GAPLESS-18KV,10KA,1P | EA | 3 |  | INCLUDED | 0
25 | 7000035703 | 320 | CIVIL WORK-supply of strcuture | 1000015954 | Fabrication, galvanising and supply of Lattice Structures (MS Steel),to be designed during detailed engineering, for towers, beams andequipment support structure including pack plates / packwashers andgusset plates excluding fasteners and foundation bolts | MT | 7 |  | INCLUDED | 0
26 | 7000035703 | 330 | CIVIL WORK-supply of strcuture | 1000011713 | Fabrication, galvanising and supply of fasteners ( nuts, bolts andwashers ) including step bolts for lattice and pipe structures to bedesigned during detailed engineering | MT | 1 |  | INCLUDED | 0
27 | 7000035703 | 340 | CIVIL WORK-supply of strcuture | 1000012373 | Fabrication, galvanising and supply of foundation bolts including nuts,checknut and washers for lattice and pipe structures to be designedduring detailed engineering | MT | 1 |  | INCLUDED | 0
III | Extn. of Kalapet S/s- Re-tender
1 | 7000035703 | 530 | 16MVA Transformer refurbushment | 1000067808 | DISMANTLING, TRANSPORTATION, RE-ERECTION, REFURBISHMENT ANDRE-ERECTION 110KV TRANSFORMER AS PER TS | SET | 1 |  | INCLUDED | 0
2 | 7000035703 | 550 | Control and relay panels | 1000009628 | Simplex Control Panel for 110kV (Bus Scheme as per SLD) | EA | 1 |  | INCLUDED | 0
3 | 7000035703 | 560 | Control and relay panels | 1000000822 | 132kV Simplex Transformer Protection Panel (For both HV & MV side) | EA | 1 |  | INCLUDED | 0
4 | 7000035703 | 570 | Control and relay panels | 1000055440 | 132KV CIRCUIT BREAKER RELAY PANEL | EA | 1 |  | INCLUDED | 0
5 | 7000035703 | 600 | ERECTION HARDWARE | 1000036883 | 110KV ERECTION H/W FOR TRF. BAY | SET | 1 |  | INCLUDED | 0
6 | 7000035703 | 630 | Testing and Maintenance equipment | 1000017683 | Portable Discharge Rod(1-ph) | EA | 3 |  | INCLUDED | 0
7 | 7000035703 | 640 | Testing and Maintenance equipment | 1000024952 | Hand gloves-Electrical Resistance 33kV | SET | 2 |  | INCLUDED | 0
8 | 7000035703 | 650 | Testing and Maintenance equipment | 1000041983 | INSULATED RUBBER MAT OF ANY SIZE | EA | 5 |  | INCLUDED | 0
9 | 7000035703 | 660 | 1.1 kV Power and Control Cables LS | 1000000443 | 1.1kV grade Power Cables (PVCinsulated)along withlugs,glands,straight joints &accessories,etc. | LS | 1 |  | INCLUDED | 0
10 | 7000035703 | 670 | 1.1 kV Power and Control Cables LS | 1000000442 | 1.1kV grade Control Cables (PVCinsulated) along withlugs,glands,straight joints &accessories,etc. | LS | 1 |  | INCLUDED | 0
11 | 7000035703 | 680 | 1.1 kV Power and Control Cables LS | 1000000444 | 1.1kV grade Power Cables (XLPEinsulated) along withlugs,glands,straight joints &accessories,etc. | LS | 1 |  | INCLUDED | 0
IV | Extn. of Thetampakkam S/s- Re-tender
1 | 7000035703 | 360 | 16MVA Transformer refurbushment | 1000067808 | DISMANTLING, TRANSPORTATION, RE-ERECTION, REFURBISHMENT ANDRE-ERECTION 110KV TRANSFORMER AS PER TS | SET | 1 |  | INCLUDED | 0
2 | 7000035703 | 380 | Control and relay panels | 1000009628 | Simplex Control Panel for 110kV (Bus Scheme as per SLD) | EA | 1 |  | INCLUDED | 0
3 | 7000035703 | 390 | Control and relay panels | 1000000822 | 132kV Simplex Transformer Protection Panel (For both HV & MV side) | EA | 1 |  | INCLUDED | 0
4 | 7000035703 | 400 | Control and relay panels | 1000055440 | 132KV CIRCUIT BREAKER RELAY PANEL | EA | 1 |  | INCLUDED | 0
5 | 7000035703 | 430 | ERECTION HARDWARE | 1000036883 | 110KV ERECTION H/W FOR TRF. BAY | SET | 1 |  | INCLUDED | 0
6 | 7000035703 | 460 | Testing and Maintenance equipment | 1000017683 | Portable Discharge Rod(1-ph) | EA | 3 |  | INCLUDED | 0
7 | 7000035703 | 470 | Testing and Maintenance equipment | 1000024952 | Hand gloves-Electrical Resistance 33kV | SET | 2 |  | INCLUDED | 0
8 | 7000035703 | 480 | Testing and Maintenance equipment | 1000041983 | INSULATED RUBBER MAT OF ANY SIZE | EA | 5 |  | INCLUDED | 0
9 | 7000035703 | 490 | 1.1 kV Power and Control Cables LS | 1000000443 | 1.1kV grade Power Cables (PVCinsulated)along withlugs,glands,straight joints &accessories,etc. | LS | 1 |  | INCLUDED | 0
10 | 7000035703 | 500 | 1.1 kV Power and Control Cables LS | 1000000442 | 1.1kV grade Control Cables (PVCinsulated) along withlugs,glands,straight joints &accessories,etc. | LS | 1 |  | INCLUDED | 0
11 | 7000035703 | 510 | 1.1 kV Power and Control Cables LS | 1000000444 | 1.1kV grade Power Cables (XLPEinsulated) along withlugs,glands,straight joints &accessories,etc. | LS | 1 |  | INCLUDED | 0
V | 110/22kV Thavalakuppam SS at Puducherry
1 | 7000035704 | 10 | 25MVATransformer | 1000028900 | 110/22kV, 25MVA, Dyn11,3-Phase, Power Transformer with OLTC, RTCC &Accessories With 10% Extra Oil | EA | 2 |  | INCLUDED | 0
2 | 7000035704 | 20 | 25MVATransformer | 1000036888 | N2 FIRE PROTECTION SYSTEM FOR 110/22KV TRANSFORMER INCLUDINGALL ACCESSORIES FOR THE ABOVE TRANSFORMER | SET | 2 |  | INCLUDED | 0
3 | 7000035704 | 40 | CRP and SAS | 1000000812 | 132kV Line Protection Panel (with Automation) | EA | 2 |  | INCLUDED | 0
4 | 7000035704 | 50 | CRP and SAS | 1000000908 | 132kV Transformer Protection Panel (For both HV & MV side)-(withAutomation) | EA | 2 |  | INCLUDED | 0
5 | 7000035704 | 60 | CRP and SAS | 1000021642 | Time synchronisation equipment | EA | 1 |  | INCLUDED | 0
6 | 7000035704 | 70 | CRP and SAS | 1000025391 | Relay Test kit | EA | 1 |  | INCLUDED | 0
7 | 7000035704 | 80 | CRP and SAS | 1000000814 | Complete Substation automation System for 132kV bay as per TechnicalSpecification | EA | 4 |  | INCLUDED | 0
8 | 7000035704 | 90 | CRP and SAS | 1000044718 | COMPLETE SUBSTATION AUTOMATION SYSTEM FOR 22KV BAY AS PER TECHNICALSPECIFICATION | EA | 12 |  | INCLUDED | 0
9 | 7000035704 | 100 | CRP and SAS | 1000055441 | 132KV CIRCUIT BREAKER RELAY PANEL (WITH AUTOMATION) | EA | 4 |  | INCLUDED | 0
10 | 7000035704 | 110 | CRP and SAS | 1000067784 | SIMPLEX CONTROL & PROTECTOIN PANEL FOR 22KV (BUS SCHEME AS PER SLD)TWO BAY WITH BCPU | EA | 6 |  | INCLUDED | 0
11 | 7000035704 | 120 | CRP and SAS | 1000018700 | Complete Substation automation System for controlling and monitoringof Auxilary System including BCUs as per technical specification | SET | 1 |  | INCLUDED | 0
12 | 7000035704 | 1440 | CRP Remote End | 1000026235 | Line Current Differential Relay | SET | 2 |  | INCLUDED | 0
13 | 7000035704 | 150 | FIRE FIGHTING | 1000012027 | 9litre water type Portable Fire extinguisher | EA | 4 |  | INCLUDED | 0
14 | 7000035704 | 160 | FIRE FIGHTING | 1000012022 | 4.5 kg CO2 type Portable Fire extinguisher | EA | 10 |  | INCLUDED | 0
15 | 7000035704 | 170 | FIRE FIGHTING | 1000012024 | Fire Extinguisher Dry Chemical Powder Type(5 Kg) for control room. | EA | 10 |  | INCLUDED | 0
16 | 7000035704 | 180 | FIRE FIGHTING | 1000012073 | 50 litre foam type Trolley/Wheel mounted Fire extinguisher | EA | 2 |  | INCLUDED | 0
17 | 7000035704 | 190 | FIRE FIGHTING | 1000012012 | Fire Detection and Alarm System for Control Room Building(132kV) | SET | 1 |  | INCLUDED | 0
18 | 7000035704 | 200 | FIRE FIGHTING | 1000030002 | Fire fighting pumphouse building illimunation including conduit | LS | 1 |  | INCLUDED | 0
19 | 7000035704 | 210 | ERECTION HARDWARE | 1000036883 | 110KV ERECTION H/W FOR TRF. BAY | SET | 2 |  | INCLUDED | 0
20 | 7000035704 | 220 | ERECTION HARDWARE | 1000011279 | Erection Hardware for the 22kV layout (Bus Scheme as perSLD)-Transformer Bay as per technical specification | SET | 2 |  | INCLUDED | 0
21 | 7000035704 | 230 | ERECTION HARDWARE | 1000011231 | Erection Hardware for 132kV layout (Single Main Scheme)-Line Bay asper technical specification | SET | 2 |  | INCLUDED | 0
22 | 7000035704 | 240 | ERECTION HARDWARE | 1000011228 | Erection Hardware for 132kV layout (Single Main Scheme) Bus work (ForOne bays) as per technical specification | SET | 2 |  | INCLUDED | 0
23 | 7000035704 | 250 | ERECTION HARDWARE | 1000074847 | ERECTION HARDWARE FOR 132KV AUXILIARY BUS WORK (FOR ONE BAYS) AS PERTECHNICAL SPECIFICATION | SET | 2 |  | INCLUDED | 0
24 | 7000035704 | 260 | ERECTION HARDWARE | 1000011278 | Erection Hardware for the 22kV layout (Bus Scheme as per SLD)-Line Bayas per technical specification | SET | 8 |  | INCLUDED | 0
25 | 7000035704 | 270 | ERECTION HARDWARE | 1000036885 | 22KV ERECTION H/W FOR CAPACITOR BANK | SET | 2 |  | INCLUDED | 0
26 | 7000035704 | 280 | ERECTION HARDWARE | 1000011282 | Erection Hardware for the 22kV layout (Bus Scheme as per SLD)-Bus work(For two bays) as per technical specification | SET | 4 |  | INCLUDED | 0
27 | 7000035704 | 300 | MANDATORY SPARES for Transformers | 1000028781 | SPARE-145KV T/F | LS | 1 |  | INCLUDED | 0
28 | 7000035704 | 330 | Testing and Maintenance equipment | 1000017683 | Portable Discharge Rod(1-ph) | EA | 3 |  | INCLUDED | 0
29 | 7000035704 | 340 | Testing and Maintenance equipment | 1000024355 | Automatic Relay measurement test kitwith all necessary accessories,Industrial Grade Laptop and licensedsoftware as per Technicalspecification. | EA | 1 |  | INCLUDED | 0
30 | 7000035704 | 350 | Testing and Maintenance equipment | 1000024952 | Hand gloves-Electrical Resistance 33kV | SET | 2 |  | INCLUDED | 0
31 | 7000035704 | 360 | Testing and Maintenance equipment | 1000041983 | INSULATED RUBBER MAT OF ANY SIZE | EA | 5 |  | INCLUDED | 0
32 | 7000035704 | 370 | AIS Equipment | 1000000956 | 145kV, 1 phase Bus Post Insulators | EA | 8 |  | INCLUDED | 0
33 | 7000035704 | 380 | AIS Equipment | 1000043522 | 145KV, 800A, 40KA WITH 120% EXTENDED CURRENT (5-CORE) CT (1 PH.) | EA | 12 |  | INCLUDED | 0
34 | 7000035704 | 390 | AIS Equipment | 1000000946 | 145 kV, 1250A, 40 KA, 3-phase HDBIsolator with one E/S | EA | 6 |  | INCLUDED | 0
35 | 7000035704 | 400 | AIS Equipment | 1000043528 | 145 kV, 1250 A, 40KA, 3-phase HDB Isolator without E/S | EA | 6 |  | INCLUDED | 0
36 | 7000035704 | 410 | AIS Equipment | 1000062355 | SURGE ARRESTER, 1-PH, 96KV | EA | 12 |  | INCLUDED | 0
37 | 7000035704 | 420 | AIS Equipment | 1000043521 | 145 KV, 1250A, 40 KA CIRCUIT BREAKER (3 PH.) ALONGWITH SUPPORTSTRUCTURE | EA | 4 |  | INCLUDED | 0
38 | 7000035704 | 430 | AIS Equipment | 1000036876 | 22 KV, 1250 A, 25KA, HDB MOTORISED ISOLATOR (3 PHASE) WITHOUT EARTHSWITCH | EA | 22 |  | INCLUDED | 0
39 | 7000035704 | 440 | AIS Equipment | 1000001582 | 22kV Bus Post Insulator (1 phase) | EA | 20 |  | INCLUDED | 0
40 | 7000035704 | 450 | AIS Equipment | 1000036878 | 22KV,25KA, 1000A CURRENT TRANSFORMER (1 PH) WITH 120% EXTENDED CURRENTRATING, RATIO: 1000-500-250-125/1-1-1-1A | EA | 6 |  | INCLUDED | 0
41 | 7000035704 | 460 | AIS Equipment | 1000000972 | 145 kV, 4400pf, 1-phase Capacitive Voltage Transformer | EA | 12 |  | INCLUDED | 0
42 | 7000035704 | 470 | AIS Equipment | 1000001585 | 22kV 1250A, CB alongwith supportstructure | EA | 13 |  | INCLUDED | 0
43 | 7000035704 | 480 | AIS Equipment | 1000075047 | SURGE ARRESTER ZNO GAPLESS-18KV,10KA,1P | EA | 36 |  | INCLUDED | 0
44 | 7000035704 | 490 | AIS Equipment | 1000036879 | 22KV,25KA, 400A CURRENT TRANSFORMER(1 PH) WITH 120% EXTENDED CURRENTRATING, RATIO: 400-200-100-50/1-1-1-1A | EA | 33 |  | INCLUDED | 0
45 | 7000035704 | 500 | AIS Equipment | 1000001584 | 22kV Voltage transformer (1-Phase) | EA | 6 |  | INCLUDED | 0
46 | 7000035704 | 510 | AIS Equipment | 1000077058 | 22KV, 2.4 MVAR CAPACITOR BANK | SET | 2 |  | INCLUDED | 0
47 | 7000035704 | 530 | SPARE | 1000028570 | SPARE-145KV CIRCUIT BREAKER | LOT | 1 |  | INCLUDED | 0
48 | 7000035704 | 540 | SPARE | 1000028573 | SPARE-145KV DB ISOLATOR | LOT | 1 |  | INCLUDED | 0
49 | 7000035704 | 580 | SPARE | 1000028572 | SPARE-145KV CVT | LOT | 1 |  | INCLUDED | 0
50 | 7000035704 | 550 | SPARE | 1000028571 | SPARE-145KV CT | LOT | 1 |  | INCLUDED | 0
51 | 7000035704 | 620 | SPARE | 1000026087 | Spares for 120kV Surge Arrester | LS | 1 |  | INCLUDED | 0
52 | 7000035704 | 560 | SPARE | 1000019912 | Relay & protection Panels (with automation) | LS | 1 |  | INCLUDED | 0
53 | 7000035704 | 570 | SPARE | 1000019927 | Spares-Substation Automation System | LS | 1 |  | INCLUDED | 0
54 | 7000035704 | 590 | SPARE | 1000019915 | Spares for DG set | LS | 1 |  | INCLUDED | 0
55 | 7000035704 | 600 | SPARE | 1000029030 | Spares fpr 110V Battery Charger | LS | 1 |  | INCLUDED | 0
56 | 7000035704 | 610 | SPARE | 1000077760 | SPARE FOR CAPACITOR BANK | LS | 1 |  | INCLUDED | 0
57 | 7000035704 | 630 | SPARE | 1000080702 | SPARE-22KV CIRCUIT BREAKER | LOT | 1 |  | INCLUDED | 0
58 | 7000035704 | 640 | SPARE | 1000080703 | SPARE-22KV CT | LOT | 1 |  | INCLUDED | 0
59 | 7000035704 | 650 | SPARE | 1000080705 | SPARE-22KV PT | LOT | 1 |  | INCLUDED | 0
60 | 7000035704 | 660 | SPARE | 1000080701 | SPARE-18KV LA | LOT | 1 |  | INCLUDED | 0
61 | 7000035704 | 670 | SPARE | 1000080704 | SPARE-22KV ISOLATOR | LOT | 1 |  | INCLUDED | 0
62 | 7000035704 | 680 | Structure | 1000015954 | Fabrication, galvanising and supply of Lattice Structures (MS Steel),to be designed during detailed engineering, for towers, beams andequipment support structure including pack plates / packwashers andgusset plates excluding fasteners and foundation bolts | MT | 240 |  | INCLUDED | 0
63 | 7000035704 | 690 | Structure | 1000011713 | Fabrication, galvanising and supply of fasteners ( nuts, bolts andwashers ) including step bolts for lattice and pipe structures to bedesigned during detailed engineering | MT | 15 |  | INCLUDED | 0
64 | 7000035704 | 700 | Structure | 1000012373 | Fabrication, galvanising and supply of foundation bolts including nuts,checknut and washers for lattice and pipe structures to be designedduring detailed engineering | MT | 24 |  | INCLUDED | 0
65 | 7000035704 | 710 | Structure | 1000067830 | 30M LIGHTING CUM LIGHTNING MAST (LCLM) WITH 1 MTR HIGH SPIKE, INTEGRALMOTORIZED LIFTING & LOWERING ARRANGEMENT, FEEDER PILLAR INCLUDINGCABLES FROM FEEDER PILLAR TO LIGHTING FIXTURES, RECTANGULAR INTEGRAL250W LED FLOODLIGHT PRESSURE DIE-CAST ALUMINIUM COVER ON BOTH SIDESFOR HOLDING OF EXTRUDED ALUMINMUM HEAT SINK WITH HEAT RESISTANTTOUGHENED GLASS (IP-65) (12 NO. OF BAJAJ MAKE- FLOOD LEVEL LED BJFL250W OR EQUIVALENT), FOUNDATION BOLTS, NUTS & BOLTS, ALL TYPE OFWASHERS ETC. COMPLETE IN ALL RESPECT. | SET | 6 |  | INCLUDED | 0
66 | 7000035704 | 750 | LT Switchgear | 1000000564 | 110 V DC Distribution Board(DCDB) | SET | 2 |  | INCLUDED | 0
67 | 7000035704 | 760 | LT Switchgear | 1000004308 | 415V Emergency Lighting DB(along with 1no. 25kVA 415V/415V lightingtransformer) | SET | 1 |  | INCLUDED | 0
68 | 7000035704 | 770 | LT Switchgear | 1000004311 | 415V Main Lighting DB(along with 2 nos.25 kVA 415V/415V Lighting transformer) | SET | 1 |  | INCLUDED | 0
69 | 7000035704 | 780 | LT Switchgear | 1000004303 | 415V AC Distribution Board (ACDB) as per Technical Specification | SET | 1 |  | INCLUDED | 0
70 | 7000035704 | 790 | LT Switchgear | 1000004313 | 415V Main Switchboard | SET | 1 |  | INCLUDED | 0
71 | 7000035704 | 800 | Illumination | 1000038325 | LIGHTING FIXTURE LED LUMINAIRES TYPE FL2 AS PER TECH. SPECIFICATIONS | EA | 20 |  | INCLUDED | 0
72 | 7000035704 | 810 | Illumination | 1000038387 | LED FLOOD LIGHT LUMINARIESTYPE FL-1 (150W) AS PER TECHNICALSPECIFICATION | EA | 20 |  | INCLUDED | 0
73 | 7000035704 | 820 | Illumination | 1000004952 | 63A, 415V : Interlocked switch socket outdoor Receptacle (type RP) asper technical specifications | EA | 2 |  | INCLUDED | 0
74 | 7000035704 | 830 | Illumination | 1000014548 | Lighting Panel type ACP-3 as per technical specification | EA | 3 |  | INCLUDED | 0
75 | 7000035704 | 840 | Illumination | 1000030134 | 150A Outdoor Receptacle for OilFiltratrion unit | EA | 1 |  | INCLUDED | 0
76 | 7000035704 | 850 | Illumination | 1000025538 | Self Supported Aluminium Ladder as Per Technical Specification | EA | 1 |  | INCLUDED | 0
77 | 7000035704 | 860 | Illumination | 1000024515 | Cartwheel Mounted Aluminium Ladder as Per Technical Specification | EA | 1 |  | INCLUDED | 0
78 | 7000035704 | 870 | Illumination | 1000038385 | FIRE WALL MOUNTED LED LUMINARIE TYPE FL-2 (250W) | EA | 4 |  | INCLUDED | 0
79 | 7000035704 | 880 | Illumination | 1000014547 | Lighting Panel type ACP-2 as per technical specification | EA | 2 |  | INCLUDED | 0
80 | 7000035704 | 890 | Illumination | 1000038388 | POLE MOUNTED LED POST TOP LUMINAIRE TYPE SL-D1 (= 30W)AS PER TECHNICALSPECIFICATION | EA | 5 |  | INCLUDED | 0
81 | 7000035704 | 900 | Illumination | 1000017691 | Post top Lantern tubular pole | EA | 5 |  | INCLUDED | 0
82 | 7000035704 | 910 | Illumination | 1000030151 | Security Room Illumination including conduit | LS | 1 |  | INCLUDED | 0
83 | 7000035704 | 920 | Illumination | 1000077906 | INDOOR LIGHTING FOR 4 CARS PARKING SHED | LS | 1 |  | INCLUDED | 0
84 | 7000035704 | 930 | Illumination | 1000009645 | Control room cum administrative building (132kV) illuminationexcluding Conduit | LOT | 1 |  | INCLUDED | 0
85 | 7000035704 | 940 | Illumination | 1000030002 | Fire fighting pumphouse building illimunation including conduit | LS | 1 |  | INCLUDED | 0
86 | 7000035704 | 950 | Earthmat | 1000032055 | 40 MM MS ROD FOR MAIN EARTHMAT | KM | 2.5 |  | INCLUDED | 0
87 | 7000035704 | 970 | VMS | 1000025861 | Visual Monitoring System for Watch & Ward | SET | 1 |  | INCLUDED | 0
88 | 7000035704 | 990 | DG Set | 1000077060 | 150 KVA DG SET | SET | 1 |  | INCLUDED | 0
89 | 7000035704 | 1010 | Air Conditioning and Ventilation | 1000013502 | High wall type split AC unit of 2 TR capacity | EA | 12 |  | INCLUDED | 0
90 | 7000035704 | 1030 | Battery and Battery Charger | 1000000575 | 110V, 400 Ah Battery | SET | 2 |  | INCLUDED | 0
91 | 7000035704 | 1040 | Battery and Battery Charger | 1000000576 | 110V, 40A/40A Float Cum Boost BatteryCharger | EA | 2 |  | INCLUDED | 0
92 | 7000035704 | 1060 | Power and Control Cables-Lot | 1000000443 | 1.1kV grade Power Cables (PVCinsulated)along withlugs,glands,straight joints &accessories,etc. | LS | 1 |  | INCLUDED | 0
93 | 7000035704 | 1070 | Power and Control Cables-Lot | 1000000442 | 1.1kV grade Control Cables (PVCinsulated) along withlugs,glands,straight joints &accessories,etc. | LS | 1 |  | INCLUDED | 0
94 | 7000035704 | 1080 | Power and Control Cables-Lot | 1000000444 | 1.1kV grade Power Cables (XLPEinsulated) along withlugs,glands,straight joints &accessories,etc. | LS | 1 |  | INCLUDED | 0
95 | 7000035704 | 1100 | Telecom Eqpt Supply Thavalakuppam | 1000028251 | Base Equipment STM-4 MADM upto 5 MSP | SET | 1 |  | INCLUDED | 0
96 | 7000035704 | 1110 | Telecom Eqpt Supply Thavalakuppam | 1000032570 | OPTICALÂ INTERFACEÂ SFP L4.2 | EA | 6 |  | INCLUDED | 0
97 | 7000035704 | 1220 | Telecom Eqpt Supply Thavalakuppam | 1000023721 | SFP S4.1 | EA | 2 |  | INCLUDED | 0
98 | 7000035704 | 1230 | Telecom Eqpt Supply Thavalakuppam | 1000023719 | SFP L4.1 | EA | 2 |  | INCLUDED | 0
99 | 7000035704 | 1120 | Telecom Eqpt Supply Thavalakuppam | 1000031374 | TRIBUTARY INTERFACE- E1 INTERFACE (MINIMUM 16 NOS.) | SET | 2 |  | INCLUDED | 0
100 | 7000035704 | 1130 | Telecom Eqpt Supply Thavalakuppam | 1000034950 | ETHERNET INTERFACE 10/100 BASE T WITH LAYER-2 SWITCHING (MIN 8INTERFACES PER CARD) | EA | 2 |  | INCLUDED | 0
101 | 7000035704 | 1140 | Telecom Eqpt Supply Thavalakuppam | 1000031381 | TRIBUTARY INTERFACE-GIGABIT ETHERNET INTERFACES 10/100 MBPS WITH LAYER-2 SWITCHING (MINIMUM 2 NOS.) | SET | 1 |  | INCLUDED | 0
102 | 7000035704 | 1150 | Telecom Eqpt Supply Thavalakuppam | 1000026228 | Equipment Cabinets For SDH | EA | 1 |  | INCLUDED | 0
103 | 7000035704 | 1160 | Telecom Eqpt Supply Thavalakuppam | 1000034998 | VOIP TELEPHONE INSTRUMENT WITH ONE COMMON SWITCH (MIN. 8 PORT) | EA | 2 |  | INCLUDED | 0
104 | 7000035704 | 1170 | Telecom Eqpt Supply Thavalakuppam | 1000037546 | 48F (DWSM) APPROACH FIBRE OPTIC CABLE | KM | 2 |  | INCLUDED | 0
105 | 7000035704 | 1180 | Telecom Eqpt Supply Thavalakuppam | 1000066614 | GI PIPE INSTALLATION HARDWARE FOR APPROACH CABLING | KM | 2 |  | INCLUDED | 0
106 | 7000035704 | 1190 | Telecom Eqpt Supply Thavalakuppam | 1000066612 | GI ELBOW INSTALLATION HARDWARE FOR APPROAH CABLING | EA | 10 |  | INCLUDED | 0
107 | 7000035704 | 1200 | Telecom Eqpt Supply Thavalakuppam | 1000066613 | GI FLEXIBLE CONDUIT INSTALLATION HARDWARE FOR APPROAH CABLING | EA | 10 |  | INCLUDED | 0
108 | 7000035704 | 1210 | Telecom Eqpt Supply Thavalakuppam | 1000023471 | OPGW Fibre Optic Distribution Panel (FODP): Indoor Type: 96F | EA | 2 |  | INCLUDED | 0
109 | 7000035704 | 1240 | Telecom Eqpt Supply Thavalakuppam | 1000028456 | 48V DCPS - SMPS BASED 48V DC POWER SUPPLY (DCPS) SYSTEM OF 25 AMPRATING | SET | 1 |  | INCLUDED | 0
110 | 7000035704 | 1250 | Telecom Eqpt Supply Thavalakuppam | 1000028532 | VRLA Battery Bank for DCPS system of 300AH rating | EA | 1 |  | INCLUDED | 0
111 | 7000035704 | 1260 | Telecom Eqpt Supply Thavalakuppam | 1000023342 | Joint box 48Fibre | EA | 2 |  | INCLUDED | 0
112 | 7000035704 | 1270 | Telecom Eqpt Spare Thavalakuppam | 1000031371 | SDH EQUIPMENT (STM-4 MADM UPTO 5 MSP PROTECTED DIRECTIONS)-COMMONCARDS, CROSS-CONNECT/CONTROL CARDS, OPTICAL BASE CARD, POWER SUPPLYCARDS, POWER CABLING, OTHER HARDWARE & ACCESSORIES (EACH). | SET | 1 |  | INCLUDED | 0
113 | 7000035704 | 1280 | Telecom Eqpt Spare Thavalakuppam | 1000032570 | OPTICALÂ INTERFACEÂ SFP L4.2 | EA | 1 |  | INCLUDED | 0
114 | 7000035704 | 1290 | Telecom Eqpt Spare Thavalakuppam | 1000031374 | TRIBUTARY INTERFACE- E1 INTERFACE (MINIMUM 16 NOS.) | SET | 1 |  | INCLUDED | 0
115 | 7000035704 | 1300 | Telecom Eqpt Spare Thavalakuppam | 1000034950 | ETHERNET INTERFACE 10/100 BASE T WITH LAYER-2 SWITCHING (MIN 8INTERFACES PER CARD) | EA | 1 |  | INCLUDED | 0
116 | 7000035704 | 1310 | Telecom Eqpt Spare Thavalakuppam | 1000031381 | TRIBUTARY INTERFACE-GIGABIT ETHERNET INTERFACES 10/100 MBPS WITH LAYER-2 SWITCHING (MINIMUM 2 NOS.) | SET | 1 |  | INCLUDED | 0
117 | 7000035704 | 1320 | Telecom Eqpt Spare Thavalakuppam | 1000031398 | PRE CONNECTORIZED OPTICAL FIBER PATCH CORDS(10 MTRS) â€“ PACK OF SIXPATCH CORDS | SET | 1 |  | INCLUDED | 0
118 | 7000035704 | 1330 | Telecom Eqpt Spare Thavalakuppam | 1000037546 | 48F (DWSM) APPROACH FIBRE OPTIC CABLE | KM | 0.07 |  | INCLUDED | 0
119 | 7000035704 | 1340 | Telecom Eqpt Spare Thavalakuppam | 1000066614 | GI PIPE INSTALLATION HARDWARE FOR APPROACH CABLING | KM | 0.07 |  | INCLUDED | 0
120 | 7000035704 | 1350 | Telecom Eqpt Spare Thavalakuppam | 1000066612 | GI ELBOW INSTALLATION HARDWARE FOR APPROAH CABLING | EA | 1 |  | INCLUDED | 0
121 | 7000035704 | 1360 | Telecom Eqpt Spare Thavalakuppam | 1000066613 | GI FLEXIBLE CONDUIT INSTALLATION HARDWARE FOR APPROAH CABLING | EA | 1 |  | INCLUDED | 0
122 | 7000035704 | 1370 | Telecom Eqpt Spare Thavalakuppam | 1000023721 | SFP S4.1 | EA | 1 |  | INCLUDED | 0
123 | 7000035704 | 1380 | Telecom Eqpt Spare Thavalakuppam | 1000023719 | SFP L4.1 | EA | 1 |  | INCLUDED | 0
124 | 7000035704 | 1390 | Telecom Eqpt Spare Thavalakuppam | 1000031383 | MCCB/MCB-2P/ CONTACTOR/ TIMER/ RELAY OF EACH TYPE & RATING (ASAPPLICABLE) | SET | 1 |  | INCLUDED | 0
125 | 7000035704 | 1400 | Telecom Eqpt Spare Thavalakuppam | 1000019811 | Single Pole MCBs (for outgoing DC Feeders) for DCPS | SET | 3 |  | INCLUDED | 0
126 | 7000035704 | 1410 | Telecom Eqpt Spare Thavalakuppam | 1000028252 | Electronic Printed Circuit Board | SET | 1 |  | INCLUDED | 0
127 | 7000035704 | 1420 | Telecom Eqpt Spare Thavalakuppam | 1000023342 | Joint box 48Fibre | EA | 1 |  | INCLUDED | 0
128 | 7000035704 | 1460 | LT transformer | 1000044716 | 200KVA, 22/0.433KV LT TRANSFORMER | EA | 1 |  | INCLUDED | 0
Total F&I Price | [8 empty] | 0 | 0
Total F&I Price | [8 empty] | 0
Date : |  |  | --
Place : | [6 empty] | Printed Name :
Designation :
Click for Sch-2

## Sch-3
Spec No: CC/NT/W-AIS/DOM/A00/26/01412 | [14 empty] | Schedule - 3 (Rev 01)
110kV AIS (New) Substation Package SS 154 (including Transformers) for (i) Establishment of 110/22kV S/S at Thirubuvanai in Puducherry (ii) Shifting and erection, testing and commissioning of released transformers from Thirubuvanai S/S to Thethampakkam and Kalapet substations (iii) Augmentation works at 110/22kV S/S Villianur S/S (iv) Establishment of 110/22kV S/S at Thavalakuppam in Puducherry (v) 5 x 25 MVA, 110/22kV Outdoor Power Transformers under Consultancy Services to Electricity Department, Govt. of Puducherry (PED) | [18 empty] | As per Lum-sum |  | 0%
(SCHEDULE OF RATES AND PRICES ) | [18 empty] | AS per Percent |  | #REF!
[19 empty] | As per lum-sum on Sch-3 |  | 0%
Bidder’s Name and Address (Sole Bidder) : | [11 empty] | To: | [6 empty] | As per Percent on Sch-3 |  | #REF!
[12 empty] | Contracts Services, 3rd Floor | [6 empty] | Total Discount |  | #REF!
Name : | [11 empty] | Power Grid Corporation of India Ltd.,
Address : | [11 empty] | "Saudamini", Plot No.-2
[12 empty] | Sector-29, | [6 empty] | Multipackage lum-sum |  | 0%
Gurgaon (Haryana) - 122001
Installation Services Charges : | [19 empty] | Amount after Discount (Rs.) |  | Dis Alert | Amount after MPD (Rs.)
All Prices are in Indian Rupees.
SI. No. | PR. No. | PR Line Item No. | Activity Header | PR Activity No. | Activity Description | Service Code | SAC (Service Accounting Codes) | Whether SAC in column '2’ is confirmed. If not indicate applicable the SAC * | Rate of GST applicable ( in %) | Whether rate of GST in column ‘4’ is confirmed. If not indicate applicable rate of GST * | Description | Unit | Quantity | Unit Erection Charges | Total Erection Charges | Total GST as confirmed by Bidder |  |  |  | Unit Erection Charges | Total Erection Charges |  | Unit Erection Charges | Total Erection Charges
1 | 2 | 3 | 4 | 5 | 6 | 7 | 8 | 9 | 10 | 11 | 12 | 13 | 14 | 15 | 16 = 14*15 | 17 |  |  |  | 5 | 6 = 4 x 5 |  | 5 | 6 = 4 x 5
I | Thirubhuvanai SS-2 Nos 25 MVA re tender
1 | 7000035703 | 720 | 20 | 10 | 25MVATransformer | 100006997 | 998736 |  | 18 |  | Nitrogen Injection Fire Protection system for 110kV Transformer . | SET | 2 |  | INCLUDED | 0 | 0 | 0
2 | 7000035703 | 720 | 20 | 20 | 25MVATransformer | 100040378 | 998736 |  | 18 |  | 110/22kV, 25MVA, Dyn11,3-Phase, Power Transformer with OLTC, RTCC & Accessories With 10% Extra Oil | EA | 2 |  | INCLUDED | 0 | 0 | 0
3 | 7000035703 | 820 | 40 | 10 | CRP and SAS | 100000747 | 998736 |  | 18 |  | 132kV Transformer Protection Panel (For both HV & MV side)-(with Automation) | EA | 3 |  | INCLUDED | 0 | 0 | 0
4 | 7000035703 | 820 | 40 | 20 | CRP and SAS | 100000746 | 998736 |  | 18 |  | 132kV Line Protection Panel (with Automation) | EA | 3 |  | INCLUDED | 0 | 0 | 0
5 | 7000035703 | 820 | 40 | 40 | CRP and SAS | 100001891 | 998736 |  | 18 |  | Time synchronisation equipment | EA | 1 |  | INCLUDED | 0 | 0 | 0
6 | 7000035703 | 820 | 40 | 50 | CRP and SAS | 100000773 | 998736 |  | 18 |  | Complete Substation automation System for 132kV bay as per Technical Specification | EA | 6 |  | INCLUDED | 0 | 0 | 0
7 | 7000035703 | 820 | 40 | 60 | CRP and SAS | 100006998 | 998736 |  | 18 |  | Complete Substation automation System for 22kV bay as per TechnicalSpecification . | EA | 18 |  | INCLUDED | 0 | 0 | 0
8 | 7000035703 | 820 | 40 | 80 | CRP and SAS | 100040833 | 998736 |  | 18 |  | Simplex Control & Protectoin Panel for 22kV (Bus Scheme as per SLD) Two Bay with BCPU | EA | 9 |  | INCLUDED | 0 | 0 | 0
9 | 7000035703 | 820 | 40 | 90 | CRP and SAS | 100016777 | 998736 |  | 18 |  | 132kV Circuit Breaker Relay Panel (with Automation) | EA | 6 |  | INCLUDED | 0 | 0 | 0
10 | 7000035703 | 820 | 40 | 100 | CRP and SAS | 100000783 | 998736 |  | 18 |  | Complete Substation automation System for controlling and monitoring of Auxilary System including BCUs as per technicalspecification | SET | 1 |  | INCLUDED | 0 | 0 | 0
11 | 7000035703 | 2130 | 41 | 10 | CRP Remote end | 100002605 | 998736 |  | 18 |  | Line Current Differential Relay | SET | 3 |  | INCLUDED | 0 | 0 | 0
12 | 7000035703 | 980 | 110 | 10 | ERECTION HARDWARE | 100002307 | 998731 |  | 18 |  | Erection Hardware for 132kV -layout as per Tender drawing -Transformer Bay | SET | 3 |  | INCLUDED | 0 | 0 | 0
13 | 7000035703 | 980 | 110 | 20 | ERECTION HARDWARE | 100002030 | 998731 |  | 18 |  | Erection Hardware for the 22kV layout (Bus Scheme as per SLD)-Transformer Bay as per technical specification | SET | 3 |  | INCLUDED | 0 | 0 | 0
14 | 7000035703 | 980 | 110 | 30 | ERECTION HARDWARE | 100002028 | 998731 |  | 18 |  | Erection Hardware for 132kV layout (Single Main Scheme) Bus work (For One bays) as per technical specification | SET | 3 |  | INCLUDED | 0 | 0 | 0
15 | 7000035703 | 980 | 110 | 40 | ERECTION HARDWARE | 100002023 | 998731 |  | 18 |  | Erection Hardware for 132kV layout (Single Main Scheme)-Line Bay as per technical specification | SET | 3 |  | INCLUDED | 0 | 0 | 0
16 | 7000035703 | 980 | 110 | 50 | ERECTION HARDWARE | 100054746 | 998731 |  | 18 |  | Erection Hardware for 132kV Auxiliary Bus work (For One bays) as per technical specification | SET | 3 |  | INCLUDED | 0 | 0 | 0
17 | 7000035703 | 980 | 110 | 70 | ERECTION HARDWARE | 100057038 | 998736 |  | 18 |  | ERECTION H/W-22KV,2.4 MVAR CAPACITOR BANK | SET | 3 |  | INCLUDED | 0 | 0 | 0
18 | 7000035703 | 980 | 110 | 80 | ERECTION HARDWARE | 100002034 | 998731 |  | 18 |  | Erection Hardware for the 22kV layout (Bus Scheme as per SLD)-Bus work (For two bays) as per technical specification | SET | 6 |  | INCLUDED | 0 | 0 | 0
19 | 7000035703 | 980 | 110 | 90 | ERECTION HARDWARE | 100002029 | 998731 |  | 18 |  | Erection Hardware for the 22kV layout (Bus Scheme as per SLD)-Line Bay as per technical specification | SET | 12 |  | INCLUDED | 0 | 0 | 0
20 | 7000035703 | 1010 | 140 | 10 | Civil Work | 100004518 | 995433 |  | 18 |  | Excavation in all kind of soil including rock for all leads and lifts, backfilling, disposal of surplus earth within a lead up to2Km as per technical specification. The surplus earth shall be roughly graded . | M3 | 15000 |  | INCLUDED | 0 | 0 | 0
21 | 7000035703 | 1010 | 140 | 210 | Civil Work | 100011662 | 995433 |  | 18 |  | Excavation in hard rock which require blasting (including chemical blasting and rock excavated using specialized tools) for allfoundation works including stacking, measuring, disposal etc.for all leads and lifts as per technical specification. | M3 | 1000 |  | INCLUDED | 0 | 0 | 0
22 | 7000035703 | 1010 | 140 | 220 | Civil Work | 100001325 | 995454 |  | 18 |  | Providing and laying of Plain Cement Concrete (PCC) (1:4:8) | M3 | 510 |  | INCLUDED | 0 | 0 | 0
23 | 7000035703 | 1010 | 140 | 230 | Civil Work | 100001326 | 995454 |  | 18 |  | Providing and laying of Plain Cement Concrete (PCC) (1:2:4) | M3 | 42 |  | INCLUDED | 0 | 0 | 0
24 | 7000035703 | 1010 | 140 | 240 | Civil Work | 100016607 | 995451 |  | 18 |  | Providing and laying of Reinforced Cement Concrete M30 including pre cast, shuttering, Grouting of pockets & underpinning butexcluding steel reinforcement | M3 | 3560 |  | INCLUDED | 0 | 0 | 0
25 | 7000035703 | 1010 | 140 | 250 | Civil Work | 100016681 | 995454 |  | 18 |  | Reinforcement steel meeting corrosion resistance properties as per IS:1786 and manufacturer specificationâ€‹ | MT | 310 |  | INCLUDED | 0 | 0 | 0
26 | 7000035703 | 1010 | 140 | 260 | Civil Work | 100001330 | 995428 |  | 18 |  | Stone filling (40 mm size) for transformer/Reactor foundation | M3 | 13 |  | INCLUDED | 0 | 0 | 0
27 | 7000035703 | 1010 | 140 | 270 | Civil Work | 100001331 | 995455 |  | 18 |  | Misc. Structural steel including rails, embedments, edge protection angles, gratings etc. but excluding the reinforcement steel andsteel for lattice and pipe structures. | MT | 15 |  | INCLUDED | 0 | 0 | 0
28 | 7000035703 | 1010 | 140 | 280 | Civil Work | 100001714 | 995428 |  | 18 |  | Stone spreading in switchyard excluding PCC | M2 | 4800 |  | INCLUDED | 0 | 0 | 0
29 | 7000035703 | 1010 | 140 | 290 | Civil Work | 100001713 | 995424 |  | 18 |  | Antiweed treatment | M2 | 4800 |  | INCLUDED | 0 | 0 | 0
30 | 7000035703 | 1010 | 140 | 310 | Civil Work | 100048595 | 995423 |  | 18 |  | Providing & laying non-woven Geo-synthetics fabric of minimum 200 GSM in separration layer between sub garde and stone spreading inswitchyard as per Technical Specification and direction of Engineer-in-Charge. | M2 | 4800 |  | INCLUDED | 0 | 0 | 0
31 | 7000035703 | 1010 | 140 | 320 | Civil Work | 100001719 | 995421 |  | 18 |  | Construction of rail cum road as per drawing including all item such as excavation,compactions, rolling watering, WBM etc. butexcluding concrete reinforcement and structural steel-Section having two rails for auto transformer | M2 | 161 |  | INCLUDED | 0 | 0 | 0
32 | 7000035703 | 1010 | 140 | 330 | Civil Work | 100004507 | 995421 |  | 18 |  | 3.75m wide Cement Concrete road with PCC shoulder including 100 mm dia RCC Hume Pipe @ 100 metre interval as per drawing and TS.However, reinforcement steel and all type concrete shall be paid separately under relevant items | M2 | 450 |  | INCLUDED | 0 | 0 | 0
33 | 7000035703 | 1010 | 140 | 340 | Civil Work | 100003114 | 995454 |  | 18 |  | External finishing / painting of fire wall (water proofing cement paint) (DSR 13.44.1) | M2 | 200 |  | INCLUDED | 0 | 0 | 0
34 | 7000035703 | 1010 | 140 | 350 | Civil Work | 100001721 | 995428 |  | 18 |  | Supplying, filling and compacting stone boulders mixed with sand under foundations, roads, cable trenches, drains etc in layers notexceeding 250mm thickness including ramming, watering compacting | M3 | 500 |  | INCLUDED | 0 | 0 | 0
35 | 7000035703 | 1010 | 140 | 360 | Civil Work | 100001720 | 995428 |  | 18 |  | Supplying, filling and compacting CNS material as per specification under floors, foundations, roads, cable trenches, drains etc inlayers not exceeding 200 mm thickness | M3 | 100 |  | INCLUDED | 0 | 0 | 0
36 | 7000035703 | 1010 | 140 | 370 | Civil Work | 100001480 | 995454 |  | 18 |  | Cable Trench including all types of crossings, all metallic works and sump pit including concrte and reinforcement steel Section 4-4 | M | 80 |  | INCLUDED | 0 | 0 | 0
37 | 7000035703 | 1010 | 140 | 380 | Civil Work | 100001479 | 995454 |  | 18 |  | Cable Trench including all types of crossings, all metallic works and sump pit including concrte and reinforcement steel Section 3-3 | M | 120 |  | INCLUDED | 0 | 0 | 0
38 | 7000035703 | 1010 | 140 | 390 | Civil Work | 100001478 | 995454 |  | 18 |  | Cable Trench including all types of crossings, all metallic works and sump pit including concrte and reinforcement steel Section 2-2 | M | 100 |  | INCLUDED | 0 | 0 | 0
39 | 7000035703 | 1010 | 140 | 400 | Civil Work | 100001477 | 995454 |  | 18 |  | Cable Trench including all types of crossings, all metallic works and sump pit including concrte and reinforcement steel Section 1-1 | M | 50 |  | INCLUDED | 0 | 0 | 0
40 | 7000035703 | 1010 | 140 | 410 | Civil Work | 100015791 | 995454 |  | 18 |  | All civil works for Drains construction of Section A-A including crossings if any as per technical specification and tender drawingscomplete in all respect with all labour and materials. | M | 100 |  | INCLUDED | 0 | 0 | 0
41 | 7000035703 | 1010 | 140 | 420 | Civil Work | 100015792 | 995454 |  | 18 |  | All civil works for Drains construction of Section B-B including crossings if any as per technical specification and tender drawingscomplete in all respect with all labour and materials. | M | 150 |  | INCLUDED | 0 | 0 | 0
42 | 7000035703 | 1010 | 140 | 430 | Civil Work | 100015793 | 995454 |  | 18 |  | All civil works for Drains construction of Section C-C including crossings if any as per technical specification and tender drawingscomplete in all respect with all labour and materials. | M | 25 |  | INCLUDED | 0 | 0 | 0
43 | 7000035703 | 1010 | 140 | 440 | Civil Work | 100015794 | 995454 |  | 18 |  | All civil works for Drains construction of Section D-D including crossings if any as per technical specification and tender drawingscomplete in all respect with all labour and materials. | M | 25 |  | INCLUDED | 0 | 0 | 0
44 | 7000035703 | 1010 | 140 | 450 | Civil Work | 100003477 | 995454 |  | 18 |  | Rain water harvesting excluding reinforcement and concrete as per drawing | EA | 1 |  | INCLUDED | 0 | 0 | 0
45 | 7000035703 | 1010 | 140 | 460 | Civil Work | 100008611 | 995477 |  | 18 |  | Swtichyard fencing: Providing and fixing fencing of GI barbed wire consisting of galvanized MS tubular posts at 3 m intervals; GIbarded wire shall run horizontally from post to post at a spacing of 300 mm (vertically) and a cross formation in each panel,complete as per technical specification and drawing. | M | 100 |  | INCLUDED | 0 | 0 | 0
46 | 7000035703 | 1010 | 140 | 470 | Civil Work | 100001392 | 995455 |  | 18 |  | Switchyard Gate excluding Concrete | EA | 2 |  | INCLUDED | 0 | 0 | 0
47 | 7000035703 | 1010 | 140 | 480 | Civil Work | 130000761 | 995428 |  | 18 |  | 14.4.2 Providing, laying and fixing following dia RCC pipe NP2 class (light duty) in ground complete with RCC collars, jointingwith cement mortar 1:2 (1 cement : 2 fine sand) including trenching (75 cm deep) and refilling etc as required. : 150 mm dia | M | 20 |  | INCLUDED | 0 | 0 | 0
48 | 7000035703 | 1010 | 140 | 490 | Civil Work | 130000762 | 995428 |  | 18 |  | 14.4.3 Providing, laying and fixing following dia RCC pipe NP2 class (light duty) in ground complete with RCC collars, jointingwith cement mortar 1:2 (1 cement : 2 fine sand) including trenching (75 cm deep) and refilling etc as required. : 250 mm dia | M | 20 |  | INCLUDED | 0 | 0 | 0
49 | 7000035703 | 1010 | 140 | 500 | Civil Work | 100020960 | 995461 |  | 18 |  | RCC culvert crossings including supplying and laying hume pipe 250mm dia of grade (NP-3) excluding concrete as per specification. | M | 20 |  | INCLUDED | 0 | 0 | 0
50 | 7000035703 | 1010 | 140 | 510 | Civil Work | 100020961 | 995461 |  | 18 |  | RCC culvert crossings including supplying and laying hume pipe 300mm dia of grade (NP-3) excluding concrete as per specification. | M | 20 |  | INCLUDED | 0 | 0 | 0
51 | 7000035703 | 1010 | 140 | 520 | Civil Work | 100020962 | 995461 |  | 18 |  | RCC culvert crossings including supplying and laying hume pipe 450mm dia of grade (NP-3) excluding concrete as per specification. | M | 20 |  | INCLUDED | 0 | 0 | 0
52 | 7000035703 | 1010 | 140 | 530 | Civil Work | 100020963 | 995461 |  | 18 |  | RCC culvert crossings including supplying and laying hume pipe 600mm dia of grade (NP-3) excluding concrete as per specification. | M | 20 |  | INCLUDED | 0 | 0 | 0
53 | 7000035703 | 1010 | 140 | 540 | Civil Work | 100007701 | 995462 |  | 18 |  | Supplying and erecting dewatering pumps- 2 HP | EA | 2 |  | INCLUDED | 0 | 0 | 0
54 | 7000035703 | 1010 | 140 | 550 | Civil Work | 100001409 | 995462 |  | 18 |  | Supplying and erecting dewatering pumps-5 HP | EA | 1 |  | INCLUDED | 0 | 0 | 0
55 | 7000035703 | 1010 | 140 | 560 | Civil Work | 100001683 | 995414 |  | 18 |  | Control Room Building - Civil Works All civil works as per drawing and specifications complete, including - brickwork, finishing(external and internal), windows etc. However, excavation, PCC, RCC and reinforcement shall be paid separately as per BPS. | M2 | 250 |  | INCLUDED | 0 | 0 | 0
56 | 7000035703 | 1010 | 140 | 570 | Civil Work | 100008638 | 995421 |  | 18 |  | Supplying and laying CPVC pipe for external water supply system - 75 mm dia pipe | M | 200 |  | INCLUDED | 0 | 0 | 0
57 | 7000035703 | 1010 | 140 | 580 | Civil Work | 100008639 | 995421 |  | 18 |  | Supplying and laying CPVC pipe for external water supply system - 50 mm dia pipe | M | 150 |  | INCLUDED | 0 | 0 | 0
58 | 7000035703 | 1010 | 140 | 590 | Civil Work | 100010100 | 995421 |  | 18 |  | Supplying and laying CPVC pipe for external water supply system - 40 mm dia pipe | M | 150 |  | INCLUDED | 0 | 0 | 0
59 | 7000035703 | 1010 | 140 | 600 | Civil Work | 100010101 | 995421 |  | 18 |  | Supplying and laying CPVC pipe for external water supply system - 25 mm dia pipe | M | 150 |  | INCLUDED | 0 | 0 | 0
60 | 7000035703 | 1010 | 140 | 610 | Civil Work | 100001740 | 995441 |  | 18 |  | Septic tank and soakpit for CRB | EA | 1 |  | INCLUDED | 0 | 0 | 0
61 | 7000035703 | 1010 | 140 | 620 | Civil Work | 100001755 | 995424 |  | 18 |  | Providing & Laying of SW pipes for external sewerage system as per technical specification 100mm dia pipe | M | 100 |  | INCLUDED | 0 | 0 | 0
62 | 7000035703 | 1010 | 140 | 630 | Civil Work | 100001756 | 995424 |  | 18 |  | Providing & Laying of SW pipes for external sewerage system as per technical specification 150mm dia pipe | M | 100 |  | INCLUDED | 0 | 0 | 0
63 | 7000035703 | 1010 | 140 | 640 | Civil Work | 100001757 | 995424 |  | 18 |  | Providing & Laying of SW pipes for external sewerage system as per technical specification 200mm dia pipe | M | 80 |  | INCLUDED | 0 | 0 | 0
64 | 7000035703 | 1010 | 140 | 660 | Civil Work | 100002913 | 995455 |  | 18 |  | Providing and fixing main entrance gate as per drawings including Excavation, PCC, backfilling, RCC, reinforcement, MS steel,fabrication, painting etc complete | LOT | 1 |  | INCLUDED | 0 | 0 | 0
65 | 7000035703 | 1010 | 140 | 700 | Civil Work | 100002911 | 995432 |  | 18 |  | Earthwork in excavation & filling in all types of soil and soft/disintegrated rock in open areas/nallas/channels, to the requiredslopes, shapes, levels, elevations and profile, including trimming of bottom and slopes of excavation, bailing out rain(dewatering), pumping, removal of slush, preparing embankments/marginal banks, loosening, dressing, spreading material in layers notexceeding 200mm, as per direction of Engineer-in-Charge, water flooding, compacting to achieve 95% consolidation at optimum moisturecontent, finishing etc. all complete, for all leads and lifts within leveling boundary, including disposal of surplus earth andstacking of unsuitable material within a lead of 2.0 Km beyond substation boundary, with all labour, material, tools, tackles andequipment, safeguards and incidentals, Royalty,taxes etc. as necessary, as per drawings, specification and directions of theEngineer-in-Charge. Clearing of jungle is included in this item. (Only excavation/cutting will be measured for payment purpose.) | M3 | 1000 |  | INCLUDED | 0 | 0 | 0
66 | 7000035703 | 1010 | 140 | 710 | Civil Work | 100002914 | 995432 |  | 18 |  | Earthwork in excavation in Hard rocks in open areas/nallas/ channels, to the required slopes, shapes, levels, elevations andprofile, including trimming of bottom and slopes of excavation and stacking and disposal of rock for a lead up to 2.0 KM beyondleveling boundary and all lifts , with all labour, material, tools, tackles and equipment, safeguards and incidentals,Royalty,taxesetc. as per directions of the Engineer-in-Charge. Serviceable material if available shall be stacked at site as identified byEngineer-in-Charge.(50% void deduction from stack measurement) | M3 | 200 |  | INCLUDED | 0 | 0 | 0
67 | 7000035703 | 1010 | 140 | 720 | Civil Work | 100002583 | 995432 |  | 18 |  | Supply of earth (excluding rock & boulders) at site including royalty, carriage and filling in specified areas in layers notexceeding 200mm in depth, compacting under optimum moisture condition to achieve 95% of Proctor density, finishing etc. allcomplete, for all leads & lifts, with all labour, material, tools, tackles, equipments, safeguards & incidentals as necessary as perdrawings, specification and direction of the Engineer- in- Charge. | M3 | 6000 |  | INCLUDED | 0 | 0 | 0
68 | 7000035703 | 1010 | 140 | 740 | Civil Work | 100001433 | 995435 |  | 18 |  | Soil Investigation: As per technical specification including all laboratory and field tests, report and recommendations. | LOT | 1 |  | INCLUDED | 0 | 0 | 0
69 | 7000035703 | 1010 | 140 | 750 | Civil Work | 100001454 | 995429 |  | 18 |  | Demolishing RCC work including stacking of steel bars and disposal of unserviceable material. | M3 | 100 |  | INCLUDED | 0 | 0 | 0
70 | 7000035703 | 1010 | 140 | 760 | Civil Work | 100057666 | 998335 |  | 18 |  | Preparation of design and all types of drawings for 132 kV towers | EA | 6 |  | INCLUDED | 0 | 0 | 0
71 | 7000035703 | 1010 | 140 | 770 | Civil Work | 100057667 | 998335 |  | 18 |  | Preparation of design and all types of drawings for 132 kV beams | EA | 8 |  | INCLUDED | 0 | 0 | 0
72 | 7000035703 | 1010 | 140 | 780 | Civil Work | 100001682 | 995416 |  | 18 |  | FFPH Building - Civil Works All civil works as per drawing and specifications complete, including - brickwork,finishing (externaland internal),windows etc.However, excavation, PCC,RCC and reinforcement shall be paid separately as per BPS | M2 | 65 |  | INCLUDED | 0 | 0 | 0
73 | 7000035703 | 1010 | 140 | 790 | Civil Work | 100001700 | 995454 |  | 18 |  | All civil works as per drawing and specification but excluding excavation, PCC, RCC, reinforcement but including finishing (internaland external) etc & all civil works complete in all respect - Water Tank for Fire Fighting Pump House | EA | 1 |  | INCLUDED | 0 | 0 | 0
74 | 7000035703 | 1010 | 140 | 800 | Civil Work | 100004668 | 995431 |  | 18 |  | DEMOLITION & DISPOSAL OF BUILDING (DETAIL DRG/AREA ENCLOSED) | M2 | 900 |  | INCLUDED | 0 | 0 | 0
75 | 7000035703 | 1010 | 140 | 810 | Civil Work | 100001446 | 995429 |  | 18 |  | Dismantling of existing gate. | KG | 700 |  | INCLUDED | 0 | 0 | 0
76 | 7000035703 | 1010 | 140 | 820 | Civil Work | 100003295 | 995429 |  | 18 |  | Dismantling of RCC in foundation including disposal of debris and reinforcement bars of dismantled RCC works within substationboundaries as per direction of enginner incahrge | M3 | 50 |  | INCLUDED | 0 | 0 | 0
77 | 7000035703 | 1010 | 140 | 830 | Civil Work | 100001456 | 995429 |  | 18 |  | Dismantling of existing brick work, stacking of bricks and other usable materials including disposal of rubbish | M2 | 100 |  | INCLUDED | 0 | 0 | 0
78 | 7000035703 | 1200 | 200 | 10 | AIS Equipment | 100001908 | 998736 |  | 18 |  | 145kV ,1 phase Bus Post Insulators | EA | 10 |  | INCLUDED | 0 | 0 | 0
79 | 7000035703 | 1200 | 200 | 20 | AIS Equipment | 100006458 | 998736 |  | 18 |  | 145 kV, 1250 A, 40KA, 3-phase HDB Isolator without E/S | EA | 10 |  | INCLUDED | 0 | 0 | 0
80 | 7000035703 | 1200 | 200 | 30 | AIS Equipment | 100006472 | 998736 |  | 18 |  | 145 kV, 1250A, 40 kA Circuit Breaker (3 Ph.) alongwith supportstructure . | EA | 6 |  | INCLUDED | 0 | 0 | 0
81 | 7000035703 | 1200 | 200 | 40 | AIS Equipment | 100006475 | 998736 |  | 18 |  | 145 kV, 1250A, 40 KA, 3-phase HDB Isolator with one E/S | EA | 9 |  | INCLUDED | 0 | 0 | 0
82 | 7000035703 | 1200 | 200 | 50 | AIS Equipment | 100006474 | 998736 |  | 18 |  | 145kV, 800A, 40KA with 120% extended current (5-Core) CT (1 Ph.) . | EA | 18 |  | INCLUDED | 0 | 0 | 0
83 | 7000035703 | 1200 | 200 | 60 | AIS Equipment | 100038482 | 998736 |  | 18 |  | 96 kV Surge Arrestors (1-Phase) | EA | 18 |  | INCLUDED | 0 | 0 | 0
84 | 7000035703 | 1200 | 200 | 70 | AIS Equipment | 100000691 | 998736 |  | 18 |  | 22kV 1250A, CB alongwith supportstructure | EA | 18 |  | INCLUDED | 0 | 0 | 0
85 | 7000035703 | 1200 | 200 | 80 | AIS Equipment | 100000696 | 998736 |  | 18 |  | 22kV Bus post Insulator | EA | 30 |  | INCLUDED | 0 | 0 | 0
86 | 7000035703 | 1200 | 200 | 90 | AIS Equipment | 100050610 | 998736 |  | 18 |  | 18kV Surge Arrester (1-Phase) | EA | 54 |  | INCLUDED | 0 | 0 | 0
87 | 7000035703 | 1200 | 200 | 100 | AIS Equipment | 100050609 | 998736 |  | 18 |  | 22kV 1250A,25kA,3-phase Double Break Isolators without E/S | EA | 32 |  | INCLUDED | 0 | 0 | 0
88 | 7000035703 | 1200 | 200 | 110 | AIS Equipment | 100050608 | 998736 |  | 18 |  | 22kV, 1000A, 25KA, 1-Phase Current Transformer with 120% extended current rating | EA | 9 |  | INCLUDED | 0 | 0 | 0
89 | 7000035703 | 1200 | 200 | 120 | AIS Equipment | 100000558 | 998736 |  | 18 |  | 145 kV, 4400pf, 1-phase Capacitive Voltage Transformer | EA | 15 |  | INCLUDED | 0 | 0 | 0
90 | 7000035703 | 1200 | 200 | 210 | AIS Equipment | 100000694 | 998736 |  | 18 |  | 22kV Voltage transformer (1-Phase) | EA | 9 |  | INCLUDED | 0 | 0 | 0
91 | 7000035703 | 1200 | 200 | 220 | AIS Equipment | 100057037 | 998736 |  | 18 |  | ERECTION OF 22KV, 2.4 MVAR CAPACITOR BANK | SET | 3 |  | INCLUDED | 0 | 0 | 0
92 | 7000035703 | 1200 | 200 | 230 | AIS Equipment | 100058398 | 998736 |  | 18 |  | 22kV, 400A, 25KA, 1-Phase Current Transformer with 120% extended current rating | EA | 45 |  | INCLUDED | 0 | 0 | 0
93 | 7000035703 | 1410 | 230 | 10 | Structure | 100001210 | 995455 |  | 18 |  | Erection of Lattice Structures (MS Steel), to be designed during detailed engineering, for towers, beams and equipment supportstructure including pack plates / packwashers and gusset plates excluding fasteners and foundation bolts | MT | 340 |  | INCLUDED | 0 | 0 | 0
94 | 7000035703 | 1410 | 230 | 20 | Structure | 100001680 | 995455 |  | 18 |  | Erection of fasteners ( nuts, bolts and washers ) including step bolts for lattice and pipe structures to be designed duringdetailed engineering | MT | 20 |  | INCLUDED | 0 | 0 | 0
95 | 7000035703 | 1410 | 230 | 30 | Structure | 100001681 | 995455 |  | 18 |  | Erection of foundation bolts including nuts, checknut and washers for lattice and pipe structures to be designed during detailedengineering | MT | 30 |  | INCLUDED | 0 | 0 | 0
96 | 7000035703 | 1410 | 230 | 40 | Structure | 100040840 | 995455 |  | 18 |  | Erection of 30M Lighting Cum Lightning Mast (LCLM) with 1 mtr high spike, integral motorized lifting & lowering arrangement, feederpillar including cables from feeder pillar to lighting fixtures, rectangular integral 250W LED floodlight pressure die-castaluminium cover on both sides for holding of extruded aluminmum heat sink with heat resistant toughened glass (IP-65) (12 no. ofBajaj make- flood level LED BJFL 250W or equivalent), foundation bolts, Nuts & Bolts, all type of washers etc. complete in allrespect. | SET | 6 |  | INCLUDED | 0 | 0 | 0
97 | 7000035703 | 1420 | 240 | 30 | LT Switchgear | 100000894 | 998736 |  | 18 |  | 415V Main Switchboard | SET | 1 |  | INCLUDED | 0 | 0 | 0
98 | 7000035703 | 1420 | 240 | 40 | LT Switchgear | 100000895 | 998736 |  | 18 |  | AC Distribution Board (ACDB) | SET | 1 |  | INCLUDED | 0 | 0 | 0
99 | 7000035703 | 1420 | 240 | 50 | LT Switchgear | 100002065 | 998731 |  | 18 |  | 415V Main Lighting DB(along with 2 nos.25 kVA 415V/415V Lighting transformer) | SET | 1 |  | INCLUDED | 0 | 0 | 0
100 | 7000035703 | 1420 | 240 | 60 | LT Switchgear | 100002066 | 998731 |  | 18 |  | 415V Emergency Lighting DB(along with 1no. 25kVA 415V/415V lightingtransformer) | SET | 1 |  | INCLUDED | 0 | 0 | 0
101 | 7000035703 | 1420 | 240 | 70 | LT Switchgear | 100000904 | 998736 |  | 18 |  | 110 V DC Distribution Board(DCDB) | SET | 2 |  | INCLUDED | 0 | 0 | 0
102 | 7000035703 | 1430 | 250 | 10 | Illumination | 100004926 | 998731 |  | 18 |  | Lighting Fixture LED Luminaires type FL2 as per tech. specifications | EA | 20 |  | INCLUDED | 0 | 0 | 0
103 | 7000035703 | 1430 | 250 | 20 | Illumination | 100004852 | 998731 |  | 18 |  | Lighting Fixture LED Luminaires type FL-1 as per tech. specifications | EA | 20 |  | INCLUDED | 0 | 0 | 0
104 | 7000035703 | 1430 | 250 | 30 | Illumination | 100001052 | 998731 |  | 18 |  | 63A, 415V : Interlocked switch socket outdoor Receptacle (type RP) as per technical specifications | EA | 2 |  | INCLUDED | 0 | 0 | 0
105 | 7000035703 | 1430 | 250 | 40 | Illumination | 100001022 | 998731 |  | 18 |  | Lighting Panel type ACP-3 as per technical specification | EA | 3 |  | INCLUDED | 0 | 0 | 0
106 | 7000035703 | 1430 | 250 | 50 | Illumination | 100002428 | 998731 |  | 18 |  | 150A Outdoor Receptacle for OilFiltratrion unit | EA | 1 |  | INCLUDED | 0 | 0 | 0
107 | 7000035703 | 1430 | 250 | 60 | Illumination | 100001021 | 995461 |  | 18 |  | Lighting Panel type ACP-2 as per technical specification | EA | 2 |  | INCLUDED | 0 | 0 | 0
108 | 7000035703 | 1430 | 250 | 70 | Illumination | 100004933 | 998731 |  | 18 |  | Pole Mounted LED Post Top Luminaire TYPE SL-D1 (= 30W)as per technical specification | EA | 5 |  | INCLUDED | 0 | 0 | 0
109 | 7000035703 | 1430 | 250 | 80 | Illumination | 100001110 | 998731 |  | 18 |  | Post top Lantern tubular pole | EA | 5 |  | INCLUDED | 0 | 0 | 0
110 | 7000035703 | 1430 | 250 | 90 | Illumination | 100004937 | 998731 |  | 18 |  | Fire Wall Mounted LED Luminarie Type FL-2 (250W) | EA | 6 |  | INCLUDED | 0 | 0 | 0
111 | 7000035703 | 1430 | 250 | 130 | Illumination | 100002363 | 998739 |  | 18 |  | Control room cum administrative building (132kV) illumination including Conduit | LS | 1 |  | INCLUDED | 0 | 0 | 0
112 | 7000035703 | 1430 | 250 | 140 | Illumination | 100002364 | 998739 |  | 18 |  | Fire fighting pumphouse building illimunation including conduit | LS | 1 |  | INCLUDED | 0 | 0 | 0
113 | 7000035703 | 1630 | 290 | 10 | Earthmat | 100003103 | 998731 |  | 18 |  | 40 mm MS rod for Main Earthmat | KM | 2.5 |  | INCLUDED | 0 | 0 | 0
114 | 7000035703 | 1650 | 310 | 10 | VMS | 100000869 | 998736 |  | 18 |  | Visual monitoring system for watch & ward | SET | 1 |  | INCLUDED | 0 | 0 | 0
115 | 7000035703 | 1670 | 330 | 10 | DG Set | 100057040 | 998736 |  | 18 |  | 150KVA DG SET | SET | 1 |  | INCLUDED | 0 | 0 | 0
116 | 7000035703 | 1690 | 350 | 10 | Air Conditioning and Ventilation | 100000960 | 995463 |  | 18 |  | High wall type split AC unit of 2 TR capacity | EA | 12 |  | INCLUDED | 0 | 0 | 0
117 | 7000035703 | 1720 | 370 | 10 | Battery and Battery Charger | 100000918 | 998736 |  | 18 |  | 110V, 400 Ah Battery | SET | 2 |  | INCLUDED | 0 | 0 | 0
118 | 7000035703 | 1720 | 370 | 20 | Battery and Battery Charger | 100000942 | 998736 |  | 18 |  | 110V, 40A/40A Float Cum Boost BatteryCharger | EA | 2 |  | INCLUDED | 0 | 0 | 0
119 | 7000035703 | 1760 | 390 | 10 | 1.1 KV POWER & CONTROL CABLE LS | 100002180 | 998736 |  | 18 |  | 1.1kV grade Power Cables (XLPEinsulated) along withlugs,glands,straight joints &accessories,etc. | LS | 1 |  | INCLUDED | 0 | 0 | 0
120 | 7000035703 | 1760 | 390 | 20 | 1.1 KV POWER & CONTROL CABLE LS | 100002182 | 998736 |  | 18 |  | 1.1kV grade Control Cables (PVCinsulated) along withlugs,glands,straight joints &accessories,etc. | LS | 1 |  | INCLUDED | 0 | 0 | 0
121 | 7000035703 | 1760 | 390 | 30 | 1.1 KV POWER & CONTROL CABLE LS | 100002181 | 998736 |  | 18 |  | 1.1kV grade Power Cables (PVCinsulated)along withlugs,glands,straight joints &accessories,etc. | LS | 1 |  | INCLUDED | 0 | 0 | 0
122 | 7000035703 | 1000 | 1000 | 20 | FIRE FIGHTING | 100002058 | 995461 |  | 18 |  | Fire Detection and Alarm System for Control Room Building(132kV) | SET | 1 |  | INCLUDED | 0 | 0 | 0
123 | 7000035703 | 1000 | 1000 | 30 | FIRE FIGHTING | 100002257 | 998736 |  | 18 |  | Diesel Engine driven Hydrant system with Water tank, Pump Room, DG driven pump, O/G & U/G piping, hydrant points for transformers,buildings, store yard and accessories etc. | LS | 1 |  | INCLUDED | 0 | 0 | 0
124 | 7000035703 | 1780 | 1020 | 10 | 16MVA Transformer | 100040379 | 998736 |  | 18 |  | Dismantling, Transportation, re-erection, refurbishment and re-erection 110kV transformer as per TS | SET | 1 |  | INCLUDED | 0 | 0 | 0
125 | 7000035703 | 1810 | 1040 | 20 | HT Cable | 100003933 | 998736 |  | 18 |  | 110KV, 1CX630 SQMM XLPE INSULATED COPPER CABLE alongwith accessories as per Tech. Specification | KM | 2 |  | INCLUDED | 0 | 0 | 0
126 | 7000035703 | 1810 | 1040 | 40 | HT Cable | 100003969 | 995423 |  | 18 |  | Construction of buried cable trench along with excavation, PCC, back filling, restoration and construction of jointing bays (asper requirement) etc. as per technical specification | KM | 0.3 |  | INCLUDED | 0 | 0 | 0
127 | 7000035703 | 1810 | 1040 | 50 | HT Cable | 100003934 | 998736 |  | 18 |  | 110KV OUTDOOR TERMINATION KIT SUITABLE FOR 110 KV, 1CX630 SQ.MM CABLE | EA | 24 |  | INCLUDED | 0 | 0 | 0
128 | 7000035703 | 2110 | 1070 | 10 | Telecom Eqpt Service Thirubhuvanai | 170000154 | 998336 |  | 18 |  | STM-4 ADM Base Equipment (Common cards, Power supply cards, patch cords, power cabling, tributary cables, other hardware &accessories including sub-racks etc. ) | EA | 1 |  | INCLUDED | 0 | 0 | 0
129 | 7000035703 | 2110 | 1070 | 20 | Telecom Eqpt Service Thirubhuvanai | 170000429 | 998734 |  | 18 |  | Optical Interface Cards/SFP# -L4.2 for SDH Equipment-STM-4 | EA | 4 |  | INCLUDED | 0 | 0 | 0
130 | 7000035703 | 2110 | 1070 | 30 | Telecom Eqpt Service Thirubhuvanai | 100002825 | 998734 |  | 18 |  | Tributary interface- E1 interface (Minimum 16 nos.) | SET | 2 |  | INCLUDED | 0 | 0 | 0
131 | 7000035703 | 2110 | 1070 | 40 | Telecom Eqpt Service Thirubhuvanai | 170000550 | 998336 |  | 18 |  | Ethernet Interface 10/100 Base T with Layer-2 switching (Min 8 Interfaces per card) | EA | 2 |  | INCLUDED | 0 | 0 | 0
132 | 7000035703 | 2110 | 1070 | 50 | Telecom Eqpt Service Thirubhuvanai | 100002829 | 998734 |  | 18 |  | Tributary interface-Gigabit Ethernet Interfaces 10/100 Mbps with Layer -2 Switching (minimum 2 nos.) | SET | 1 |  | INCLUDED | 0 | 0 | 0
133 | 7000035703 | 2110 | 1070 | 60 | Telecom Eqpt Service Thirubhuvanai | 170000375 | 998734 |  | 18 |  | Equipment Cabinets-For SDH Equipments | EA | 1 |  | INCLUDED | 0 | 0 | 0
134 | 7000035703 | 2110 | 1070 | 70 | Telecom Eqpt Service Thirubhuvanai | 170000551 | 998336 |  | 18 |  | VOIP telephone instrument with one common switch (min. 8 port) | EA | 2 |  | INCLUDED | 0 | 0 | 0
135 | 7000035703 | 2110 | 1070 | 80 | Telecom Eqpt Service Thirubhuvanai | 170004395 | 998336 |  | 18 |  | Fibre Optic Approach cabling: Including installation hardware like GI pipe, elbow, conduits, accessories etc.: 48 Fibre | KM | 2 |  | INCLUDED | 0 | 0 | 0
136 | 7000035703 | 2110 | 1070 | 90 | Telecom Eqpt Service Thirubhuvanai | 170000356 | 998336 |  | 18 |  | Fibre Optic Distribution Panel (FODP): Indoor Type: FC Coupling and mounted on ETSI 19" rack or slimline rack: Type 2 (96 Fibre) | EA | 2 |  | INCLUDED | 0 | 0 | 0
137 | 7000035703 | 2110 | 1070 | 100 | Telecom Eqpt Service Thirubhuvanai | 170000492 | 998336 |  | 18 |  | 25A SMPS based 48V DC Power Supply (DCPS) system | EA | 1 |  | INCLUDED | 0 | 0 | 0
138 | 7000035703 | 2110 | 1070 | 110 | Telecom Eqpt Service Thirubhuvanai | 100000925 | 998736 |  | 18 |  | 48V, 300 Ah Battery | SET | 1 |  | INCLUDED | 0 | 0 | 0
139 | 7000035703 | 2110 | 1070 | 120 | Telecom Eqpt Service Thirubhuvanai | 170000262 | 998716 |  | 18 |  | Installation of Joint box in underground (Including Splicing & Testing) : 48 fibres | EA | 2 |  | INCLUDED | 0 | 0 | 0
II | Villianur SS-1 No. 25 MVA Re-tender
1 | 7000035703 | 30 | 20 | 10 | 25MVATransformer | 100006997 | 998736 |  | 18 |  | Nitrogen Injection Fire Protection system for 110kV Transformer . | SET | 1 |  | INCLUDED | 0 | 0 | 0
2 | 7000035703 | 30 | 20 | 20 | 25MVATransformer | 100040378 | 998736 |  | 18 |  | 110/22kV, 25MVA, Dyn11,3-Phase, Power Transformer with OLTC, RTCC & Accessories With 10% Extra Oil | EA | 1 |  | INCLUDED | 0 | 0 | 0
3 | 7000035703 | 70 | 40 | 10 | CONTROL AND RELAY PANEL | 100000747 | 998736 |  | 18 |  | 132kV Transformer Protection Panel (For both HV & MV side)-(with Automation) | EA | 4 |  | INCLUDED | 0 | 0 | 0
4 | 7000035703 | 70 | 40 | 90 | CONTROL AND RELAY PANEL | 100000838 | 998736 |  | 18 |  | Simplex Control Panel for 110kV (Bus Scheme as per SLD) | EA | 1 |  | INCLUDED | 0 | 0 | 0
5 | 7000035703 | 70 | 40 | 100 | CONTROL AND RELAY PANEL | 100016773 | 998736 |  | 18 |  | 132kV Circuit Breaker Relay Panel | EA | 1 |  | INCLUDED | 0 | 0 | 0
6 | 7000035703 | 120 | 110 | 10 | ERECTION HARDWARE | 100002307 | 998731 |  | 18 |  | Erection Hardware for 132kV -layout as per Tender drawing -Transformer Bay | SET | 1 |  | INCLUDED | 0 | 0 | 0
7 | 7000035703 | 120 | 110 | 20 | ERECTION HARDWARE | 100000675 | 998731 |  | 18 |  | Erection Hardware for the 33kV Bus Scheme as per SLD-Transformer Bay as per specification | SET | 1 |  | INCLUDED | 0 | 0 | 0
8 | 7000035703 | 120 | 110 | 30 | ERECTION HARDWARE | 100000681 | 998731 |  | 18 |  | Erection Hardware for the 33kV Bus Scheme as per SLD-Bus work (For one bays) as per specification | SET | 1 |  | INCLUDED | 0 | 0 | 0
9 | 7000035703 | 180 | 140 | 10 | Civil Work | 100004518 | 995433 |  | 18 |  | Excavation in all kind of soil including rock for all leads and lifts, backfilling, disposal of surplus earth within a lead up to2Km as per technical specification. The surplus earth shall be roughly graded . | M3 | 550 |  | INCLUDED | 0 | 0 | 0
10 | 7000035703 | 180 | 140 | 20 | Civil Work | 100011662 | 995433 |  | 18 |  | Excavation in hard rock which require blasting (including chemical blasting and rock excavated using specialized tools) for allfoundation works including stacking, measuring, disposal etc.for all leads and lifts as per technical specification. | M3 | 30 |  | INCLUDED | 0 | 0 | 0
11 | 7000035703 | 180 | 140 | 30 | Civil Work | 100001325 | 995454 |  | 18 |  | Providing and laying of Plain Cement Concrete (PCC) (1:4:8) | M3 | 35 |  | INCLUDED | 0 | 0 | 0
12 | 7000035703 | 180 | 140 | 40 | Civil Work | 100016607 | 995451 |  | 18 |  | Providing and laying of Reinforced Cement Concrete M30 including pre cast, shuttering, Grouting of pockets & underpinning butexcluding steel reinforcement | M3 | 200 |  | INCLUDED | 0 | 0 | 0
13 | 7000035703 | 180 | 140 | 50 | Civil Work | 100016681 | 995454 |  | 18 |  | Reinforcement steel meeting corrosion resistance properties as per IS:1786 and manufacturer specificationâ€‹ | MT | 10 |  | INCLUDED | 0 | 0 | 0
14 | 7000035703 | 180 | 140 | 60 | Civil Work | 100001330 | 995428 |  | 18 |  | Stone filling (40 mm size) for transformer/Reactor foundation | M3 | 5 |  | INCLUDED | 0 | 0 | 0
15 | 7000035703 | 180 | 140 | 70 | Civil Work | 100001331 | 995455 |  | 18 |  | Misc. Structural steel including rails, embedments, edge protection angles, gratings etc. but excluding the reinforcement steel andsteel for lattice and pipe structures. | MT | 5 |  | INCLUDED | 0 | 0 | 0
16 | 7000035703 | 180 | 140 | 80 | Civil Work | 100003114 | 995454 |  | 18 |  | External finishing / painting of fire wall (water proofing cement paint) (DSR 13.44.1) | M2 | 100 |  | INCLUDED | 0 | 0 | 0
17 | 7000035703 | 180 | 140 | 90 | Civil Work | 100001458 | 995421 |  | 18 |  | Construction of rail cum road as per drawing including all item such as excavation,compactions, rolling watering, WBM etc. butexcluding concrete reinforcement and structural steel-Section having two rails for Reactor. | M2 | 62 |  | INCLUDED | 0 | 0 | 0
18 | 7000035703 | 180 | 140 | 100 | Civil Work | 100001714 | 995428 |  | 18 |  | Stone spreading in switchyard excluding PCC | M2 | 100 |  | INCLUDED | 0 | 0 | 0
19 | 7000035703 | 180 | 140 | 110 | Civil Work | 100001713 | 995424 |  | 18 |  | Antiweed treatment | M2 | 100 |  | INCLUDED | 0 | 0 | 0
20 | 7000035703 | 180 | 140 | 120 | Civil Work | 100001712 | 995428 |  | 18 |  | Removing,cleaning and washing of existing stones and respreading of stones in switchyard excluding PCC | M2 | 600 |  | INCLUDED | 0 | 0 | 0
21 | 7000035703 | 180 | 140 | 130 | Civil Work | 100001721 | 995428 |  | 18 |  | Supplying, filling and compacting stone boulders mixed with sand under foundations, roads, cable trenches, drains etc in layers notexceeding 250mm thickness including ramming, watering compacting | M3 | 50 |  | INCLUDED | 0 | 0 | 0
22 | 7000035703 | 180 | 140 | 140 | Civil Work | 100001720 | 995428 |  | 18 |  | Supplying, filling and compacting CNS material as per specification under floors, foundations, roads, cable trenches, drains etc inlayers not exceeding 200 mm thickness | M3 | 50 |  | INCLUDED | 0 | 0 | 0
23 | 7000035703 | 180 | 140 | 150 | Civil Work | 120001387 | 995453 |  | 18 |  | 12.53 Providing and Fixing 15 mm thick densified tegular edged eco friendly light weight calcium silicate false ceiling tiles ofapproved textures intone/cosmos / Hexa or equivalent of size 595 x 595 mm in true horizontal level suspended on inter locking metalgrid of hot dipped galvanised steel sections (galvanising @ 120 grams per sqm including both side) consisting of main 'T' runnersuitably spaced at joints to get required length and of size 24x38mm made from 0.33 mm thick(minimum) sheet, spaced 1200mm centre tocentre, and cross "T" of size 24x28mm made out of 0.33mm (Minimum) sheet, 1200mm long spaced between main 'T' at 600mm centre tocentre to form a grid of1200x600mm and secondary cross 'T' of length 600mm and size 24x28mm made of 0.33mm thick (Minimum) sheet tobe inter locked at middle of the 1200x 600mm panel to from grid of size 600x600mm,resting on periphery walls /partitions on aPerimeter wall angle pre-coated steel of size(24x24X3000 mm made of 0.40 mm thick(minimum) sheet with the help of rawl plugs at450mm centre to centre with 25mm long dry wall screws @ 230mm interval and laying 15mmthick densified edges calcium silicate ceilingtiles of approved texture(Spintone / Cosmos/hexa) in the grid including, cutting/ making opening for services like diffusers,grills, light fittings, fixtures, smoke detectors etc., wherever required, Main 'T' runners to be suspended from ceiling using G.I.slotted cleats of size 25x35x1.6mm fixed to ceiling with 12.5mm dia and 50mm long dash fasteners, 4mm G.I. adjustable rods withgalvanised steel level clips of size 85 x 30 x 0.8 mm, spaced at1200mm centre to centre along main 'T' , bottom exposed with 24mm ofall T-sections shall be pre-painted with polyester baked paint, for all heights, as per specifications, drawings and as directed byengineer-in-charge. Note :- Only calcium silicate false ceiling area will be measured from wall to wall. No deduction shall be madefor exposed frames/opening(cut outs) having area less than 0.30 sqm. The calcium silicate ceiling tile shall have NRC. value of0.50(Minimum), light reflection > 85%,non - combustible as per B.S. 476 part IV, 100% humidity resistance and also having thermalconductivity<0.043 w/m 0 KC. | M2 | 290 |  | INCLUDED | 0 | 0 | 0
24 | 7000035703 | 180 | 140 | 160 | Civil Work | 100001480 | 995454 |  | 18 |  | Cable Trench including all types of crossings, all metallic works and sump pit including concrte and reinforcement steel Section 4-4 | M | 100 |  | INCLUDED | 0 | 0 | 0
25 | 7000035703 | 180 | 140 | 170 | Civil Work | 100001479 | 995454 |  | 18 |  | Cable Trench including all types of crossings, all metallic works and sump pit including concrte and reinforcement steel Section 3-3 | M | 50 |  | INCLUDED | 0 | 0 | 0
26 | 7000035703 | 180 | 140 | 180 | Civil Work | 100039866 | 995432 |  | 18 |  | Soil Investigation for 02 borehole locations: As per technical specification including all laboratory and field tests, report andrecommendations. | LOT | 1 |  | INCLUDED | 0 | 0 | 0
27 | 7000035703 | 180 | 140 | 190 | Civil Work | 100003295 | 995429 |  | 18 |  | Dismantling of RCC in foundation including disposal of debris and reinforcement bars of dismantled RCC works within substationboundaries as per direction of enginner incahrge | M3 | 25 |  | INCLUDED | 0 | 0 | 0
28 | 7000035703 | 180 | 140 | 200 | Civil Work | 100048595 | 995423 |  | 18 |  | Providing & laying non-woven Geo-synthetics fabric of minimum 200 GSM in separration layer between sub garde and stone spreading inswitchyard as per Technical Specification and direction of Engineer-in-Charge. | M2 | 700 |  | INCLUDED | 0 | 0 | 0
29 | 7000035703 | 180 | 140 | 210 | Civil Work | 100001454 | 995429 |  | 18 |  | Demolishing RCC work including stacking of steel bars and disposal of unserviceable material. | M3 | 50 |  | INCLUDED | 0 | 0 | 0
30 | 7000035703 | 180 | 140 | 220 | Civil Work | 100001309 | 995431 |  | 18 |  | Dismantling of existing tower and transportation to stores | MT | 1 |  | INCLUDED | 0 | 0 | 0
31 | 7000035703 | 180 | 140 | 240 | Civil Work | 100007701 | 995462 |  | 18 |  | Supplying and erecting dewatering pumps- 2 HP | EA | 1 |  | INCLUDED | 0 | 0 | 0
32 | 7000035703 | 250 | 200 | 10 | 1.1 kV Power and Control Cables LS | 100002180 | 998736 |  | 18 |  | 1.1kV grade Power Cables (XLPEinsulated) along withlugs,glands,straight joints &accessories,etc. | LS | 1 |  | INCLUDED | 0 | 0 | 0
33 | 7000035703 | 250 | 200 | 20 | 1.1 kV Power and Control Cables LS | 100002181 | 998736 |  | 18 |  | 1.1kV grade Power Cables (PVCinsulated)along withlugs,glands,straight joints &accessories,etc. | LS | 1 |  | INCLUDED | 0 | 0 | 0
34 | 7000035703 | 250 | 200 | 30 | 1.1 kV Power and Control Cables LS | 100002182 | 998736 |  | 18 |  | 1.1kV grade Control Cables (PVCinsulated) along withlugs,glands,straight joints &accessories,etc. | LS | 1 |  | INCLUDED | 0 | 0 | 0
35 | 7000035703 | 310 | 220 | 10 | AIS Equipment | 100000691 | 998736 |  | 18 |  | 22kV 1250A, CB alongwith supportstructure | EA | 1 |  | INCLUDED | 0 | 0 | 0
36 | 7000035703 | 310 | 220 | 20 | AIS Equipment | 100000696 | 998736 |  | 18 |  | 22kV Bus post Insulator | EA | 3 |  | INCLUDED | 0 | 0 | 0
37 | 7000035703 | 310 | 220 | 30 | AIS Equipment | 100050610 | 998736 |  | 18 |  | 18kV Surge Arrester (1-Phase) | EA | 3 |  | INCLUDED | 0 | 0 | 0
38 | 7000035703 | 310 | 220 | 40 | AIS Equipment | 100050609 | 998736 |  | 18 |  | 22kV 1250A,25kA,3-phase Double Break Isolators without E/S | EA | 1 |  | INCLUDED | 0 | 0 | 0
39 | 7000035703 | 310 | 220 | 50 | AIS Equipment | 100050608 | 998736 |  | 18 |  | 22kV, 1000A, 25KA, 1-Phase Current Transformer with 120% extended current rating | EA | 3 |  | INCLUDED | 0 | 0 | 0
40 | 7000035703 | 350 | 250 | 10 | CIVIL WORK-erection of structure | 100001210 | 995455 |  | 18 |  | Erection of Lattice Structures (MS Steel), to be designed during detailed engineering, for towers, beams and equipment supportstructure including pack plates / packwashers and gusset plates excluding fasteners and foundation bolts | MT | 7 |  | INCLUDED | 0 | 0 | 0
41 | 7000035703 | 350 | 250 | 20 | CIVIL WORK-erection of structure | 100001680 | 995455 |  | 18 |  | Erection of fasteners ( nuts, bolts and washers ) including step bolts for lattice and pipe structures to be designed duringdetailed engineering | MT | 1 |  | INCLUDED | 0 | 0 | 0
42 | 7000035703 | 350 | 250 | 30 | CIVIL WORK-erection of structure | 100001681 | 995455 |  | 18 |  | Erection of foundation bolts including nuts, checknut and washers for lattice and pipe structures to be designed during detailedengineering | MT | 1 |  | INCLUDED | 0 | 0 | 0
43 | 7000035703 | 350 | 250 | 40 | CIVIL WORK-erection of structure | 100057666 | 998335 |  | 18 |  | Preparation of design and all types of drawings for 132 kV towers | EA | 2 |  | INCLUDED | 0 | 0 | 0
44 | 7000035703 | 350 | 250 | 50 | CIVIL WORK-erection of structure | 100057667 | 998335 |  | 18 |  | Preparation of design and all types of drawings for 132 kV beams | EA | 2 |  | INCLUDED | 0 | 0 | 0
III | Extn. of Kalapet S/s- Re-tender
1 | 7000035703 | 540 | 20 | 10 | 16MVA Transformer refurbishment | 100040379 | 998736 |  | 18 |  | Dismantling, Transportation, re-erection, refurbishment and re-erection 110kV transformer as per TS | SET | 1 |  | INCLUDED | 0 | 0 | 0
2 | 7000035703 | 580 | 40 | 10 | CONTROL AND RELAY PANEL | 100000824 | 998736 |  | 18 |  | 132kV Simplex Transformer Protection Panel (For both HV & MV side) | EA | 1 |  | INCLUDED | 0 | 0 | 0
3 | 7000035703 | 580 | 40 | 20 | CONTROL AND RELAY PANEL | 100000838 | 998736 |  | 18 |  | Simplex Control Panel for 110kV (Bus Scheme as per SLD) | EA | 1 |  | INCLUDED | 0 | 0 | 0
4 | 7000035703 | 580 | 40 | 30 | CONTROL AND RELAY PANEL | 100016773 | 998736 |  | 18 |  | 132kV Circuit Breaker Relay Panel | EA | 1 |  | INCLUDED | 0 | 0 | 0
5 | 7000035703 | 610 | 110 | 10 | ERECTION HARDWARE | 100002307 | 998731 |  | 18 |  | Erection Hardware for 132kV -layout as per Tender drawing -Transformer Bay | SET | 1 |  | INCLUDED | 0 | 0 | 0
6 | 7000035703 | 620 | 140 | 10 | Civil Work | 100004518 | 995433 |  | 18 |  | Excavation in all kind of soil including rock for all leads and lifts, backfilling, disposal of surplus earth within a lead up to2Km as per technical specification. The surplus earth shall be roughly graded . | M3 | 270 |  | INCLUDED | 0 | 0 | 0
7 | 7000035703 | 620 | 140 | 20 | Civil Work | 100011662 | 995433 |  | 18 |  | Excavation in hard rock which require blasting (including chemical blasting and rock excavated using specialized tools) for allfoundation works including stacking, measuring, disposal etc.for all leads and lifts as per technical specification. | M3 | 30 |  | INCLUDED | 0 | 0 | 0
8 | 7000035703 | 620 | 140 | 30 | Civil Work | 100001325 | 995454 |  | 18 |  | Providing and laying of Plain Cement Concrete (PCC) (1:4:8) | M3 | 15 |  | INCLUDED | 0 | 0 | 0
9 | 7000035703 | 620 | 140 | 40 | Civil Work | 100016607 | 995451 |  | 18 |  | Providing and laying of Reinforced Cement Concrete M30 including pre cast, shuttering, Grouting of pockets & underpinning butexcluding steel reinforcement | M3 | 25 |  | INCLUDED | 0 | 0 | 0
10 | 7000035703 | 620 | 140 | 50 | Civil Work | 100016681 | 995454 |  | 18 |  | Reinforcement steel meeting corrosion resistance properties as per IS:1786 and manufacturer specificationâ€‹ | MT | 2 |  | INCLUDED | 0 | 0 | 0
11 | 7000035703 | 620 | 140 | 60 | Civil Work | 100001330 | 995428 |  | 18 |  | Stone filling (40 mm size) for transformer/Reactor foundation | M3 | 2 |  | INCLUDED | 0 | 0 | 0
12 | 7000035703 | 620 | 140 | 70 | Civil Work | 100001331 | 995455 |  | 18 |  | Misc. Structural steel including rails, embedments, edge protection angles, gratings etc. but excluding the reinforcement steel andsteel for lattice and pipe structures. | MT | 2 |  | INCLUDED | 0 | 0 | 0
13 | 7000035703 | 620 | 140 | 80 | Civil Work | 100001713 | 995424 |  | 18 |  | Antiweed treatment | M2 | 200 |  | INCLUDED | 0 | 0 | 0
14 | 7000035703 | 620 | 140 | 90 | Civil Work | 100001712 | 995428 |  | 18 |  | Removing,cleaning and washing of existing stones and respreading of stones in switchyard excluding PCC | M2 | 500 |  | INCLUDED | 0 | 0 | 0
15 | 7000035703 | 620 | 140 | 100 | Civil Work | 100001721 | 995428 |  | 18 |  | Supplying, filling and compacting stone boulders mixed with sand under foundations, roads, cable trenches, drains etc in layers notexceeding 250mm thickness including ramming, watering compacting | M3 | 2 |  | INCLUDED | 0 | 0 | 0
16 | 7000035703 | 620 | 140 | 110 | Civil Work | 100001720 | 995428 |  | 18 |  | Supplying, filling and compacting CNS material as per specification under floors, foundations, roads, cable trenches, drains etc inlayers not exceeding 200 mm thickness | M3 | 2 |  | INCLUDED | 0 | 0 | 0
17 | 7000035703 | 620 | 140 | 120 | Civil Work | 100001480 | 995454 |  | 18 |  | Cable Trench including all types of crossings, all metallic works and sump pit including concrte and reinforcement steel Section 4-4 | M | 50 |  | INCLUDED | 0 | 0 | 0
18 | 7000035703 | 620 | 140 | 130 | Civil Work | 100003295 | 995429 |  | 18 |  | Dismantling of RCC in foundation including disposal of debris and reinforcement bars of dismantled RCC works within substationboundaries as per direction of enginner incahrge | M3 | 10 |  | INCLUDED | 0 | 0 | 0
19 | 7000035703 | 690 | 180 | 10 | 1.1 kV Power and Control Cables LS | 100002181 | 998736 |  | 18 |  | 1.1kV grade Power Cables (PVCinsulated)along withlugs,glands,straight joints &accessories,etc. | LS | 1 |  | INCLUDED | 0 | 0 | 0
20 | 7000035703 | 690 | 180 | 20 | 1.1 kV Power and Control Cables LS | 100002182 | 998736 |  | 18 |  | 1.1kV grade Control Cables (PVCinsulated) along withlugs,glands,straight joints &accessories,etc. | LS | 1 |  | INCLUDED | 0 | 0 | 0
21 | 7000035703 | 690 | 180 | 30 | 1.1 kV Power and Control Cables LS | 100002180 | 998736 |  | 18 |  | 1.1kV grade Power Cables (XLPEinsulated) along withlugs,glands,straight joints &accessories,etc. | LS | 1 |  | INCLUDED | 0 | 0 | 0
IV | Extn. of Thetampakkam S/s- Re-tender
1 | 7000035703 | 370 | 20 | 10 | 16MVA Transformer refurbishment | 100040379 | 998736 |  | 18 |  | Dismantling, Transportation, re-erection, refurbishment and re-erection 110kV transformer as per TS | SET | 1 |  | INCLUDED | 0 | 0 | 0
2 | 7000035703 | 410 | 40 | 10 | CONTROL AND RELAY PANEL | 100000824 | 998736 |  | 18 |  | 132kV Simplex Transformer Protection Panel (For both HV & MV side) | EA | 1 |  | INCLUDED | 0 | 0 | 0
3 | 7000035703 | 410 | 40 | 20 | CONTROL AND RELAY PANEL | 100000838 | 998736 |  | 18 |  | Simplex Control Panel for 110kV (Bus Scheme as per SLD) | EA | 1 |  | INCLUDED | 0 | 0 | 0
4 | 7000035703 | 410 | 40 | 30 | CONTROL AND RELAY PANEL | 100016773 | 998736 |  | 18 |  | 132kV Circuit Breaker Relay Panel | EA | 1 |  | INCLUDED | 0 | 0 | 0
5 | 7000035703 | 440 | 110 | 10 | ERECTION HARDWARE | 100002307 | 998731 |  | 18 |  | Erection Hardware for 132kV -layout as per Tender drawing -Transformer Bay | SET | 1 |  | INCLUDED | 0 | 0 | 0
6 | 7000035703 | 450 | 140 | 10 | Civil Work | 100004518 | 995433 |  | 18 |  | Excavation in all kind of soil including rock for all leads and lifts, backfilling, disposal of surplus earth within a lead up to2Km as per technical specification. The surplus earth shall be roughly graded . | M3 | 270 |  | INCLUDED | 0 | 0 | 0
7 | 7000035703 | 450 | 140 | 20 | Civil Work | 100011662 | 995433 |  | 18 |  | Excavation in hard rock which require blasting (including chemical blasting and rock excavated using specialized tools) for allfoundation works including stacking, measuring, disposal etc.for all leads and lifts as per technical specification. | M3 | 30 |  | INCLUDED | 0 | 0 | 0
8 | 7000035703 | 450 | 140 | 30 | Civil Work | 100001325 | 995454 |  | 18 |  | Providing and laying of Plain Cement Concrete (PCC) (1:4:8) | M3 | 15 |  | INCLUDED | 0 | 0 | 0
9 | 7000035703 | 450 | 140 | 40 | Civil Work | 100016607 | 995451 |  | 18 |  | Providing and laying of Reinforced Cement Concrete M30 including pre cast, shuttering, Grouting of pockets & underpinning butexcluding steel reinforcement | M3 | 25 |  | INCLUDED | 0 | 0 | 0
10 | 7000035703 | 450 | 140 | 50 | Civil Work | 100016681 | 995454 |  | 18 |  | Reinforcement steel meeting corrosion resistance properties as per IS:1786 and manufacturer specificationâ€‹ | MT | 2 |  | INCLUDED | 0 | 0 | 0
11 | 7000035703 | 450 | 140 | 60 | Civil Work | 100001330 | 995428 |  | 18 |  | Stone filling (40 mm size) for transformer/Reactor foundation | M3 | 4 |  | INCLUDED | 0 | 0 | 0
12 | 7000035703 | 450 | 140 | 70 | Civil Work | 100001331 | 995455 |  | 18 |  | Misc. Structural steel including rails, embedments, edge protection angles, gratings etc. but excluding the reinforcement steel andsteel for lattice and pipe structures. | MT | 2 |  | INCLUDED | 0 | 0 | 0
13 | 7000035703 | 450 | 140 | 80 | Civil Work | 100001713 | 995424 |  | 18 |  | Antiweed treatment | M2 | 200 |  | INCLUDED | 0 | 0 | 0
14 | 7000035703 | 450 | 140 | 90 | Civil Work | 100001712 | 995428 |  | 18 |  | Removing,cleaning and washing of existing stones and respreading of stones in switchyard excluding PCC | M2 | 500 |  | INCLUDED | 0 | 0 | 0
15 | 7000035703 | 450 | 140 | 100 | Civil Work | 100001721 | 995428 |  | 18 |  | Supplying, filling and compacting stone boulders mixed with sand under foundations, roads, cable trenches, drains etc in layers notexceeding 250mm thickness including ramming, watering compacting | M3 | 2 |  | INCLUDED | 0 | 0 | 0
16 | 7000035703 | 450 | 140 | 110 | Civil Work | 100001720 | 995428 |  | 18 |  | Supplying, filling and compacting CNS material as per specification under floors, foundations, roads, cable trenches, drains etc inlayers not exceeding 200 mm thickness | M3 | 2 |  | INCLUDED | 0 | 0 | 0
17 | 7000035703 | 450 | 140 | 120 | Civil Work | 100001480 | 995454 |  | 18 |  | Cable Trench including all types of crossings, all metallic works and sump pit including concrte and reinforcement steel Section 4-4 | M | 50 |  | INCLUDED | 0 | 0 | 0
18 | 7000035703 | 450 | 140 | 130 | Civil Work | 100003295 | 995429 |  | 18 |  | Dismantling of RCC in foundation including disposal of debris and reinforcement bars of dismantled RCC works within substationboundaries as per direction of enginner incahrge | M3 | 10 |  | INCLUDED | 0 | 0 | 0
19 | 7000035703 | 520 | 180 | 10 | 1.1 kV Power and Control Cables LS | 100002180 | 998736 |  | 18 |  | 1.1kV grade Power Cables (XLPEinsulated) along withlugs,glands,straight joints &accessories,etc. | LS | 1 |  | INCLUDED | 0 | 0 | 0
20 | 7000035703 | 520 | 180 | 20 | 1.1 kV Power and Control Cables LS | 100002182 | 998736 |  | 18 |  | 1.1kV grade Control Cables (PVCinsulated) along withlugs,glands,straight joints &accessories,etc. | LS | 1 |  | INCLUDED | 0 | 0 | 0
21 | 7000035703 | 520 | 180 | 30 | 1.1 kV Power and Control Cables LS | 100002181 | 998736 |  | 18 |  | 1.1kV grade Power Cables (PVCinsulated)along withlugs,glands,straight joints &accessories,etc. | LS | 1 |  | INCLUDED | 0 | 0 | 0
V | 110/22kV Thavalakuppam SS at Puducherry
1 | 7000035704 | 30 | 20 | 10 | 25MVATransformer | 100006997 | 998736 |  | 18 |  | Nitrogen Injection Fire Protection system for 110kV Transformer . | SET | 2 |  | INCLUDED | 0 | 0 | 0
2 | 7000035704 | 30 | 20 | 20 | 25MVATransformer | 100040378 | 998736 |  | 18 |  | 110/22kV, 25MVA, Dyn11,3-Phase, Power Transformer with OLTC, RTCC & Accessories With 10% Extra Oil | EA | 2 |  | INCLUDED | 0 | 0 | 0
3 | 7000035704 | 130 | 40 | 10 | CRP and SAS | 100000747 | 998736 |  | 18 |  | 132kV Transformer Protection Panel (For both HV & MV side)-(with Automation) | EA | 2 |  | INCLUDED | 0 | 0 | 0
4 | 7000035704 | 130 | 40 | 20 | CRP and SAS | 100000746 | 998736 |  | 18 |  | 132kV Line Protection Panel (with Automation) | EA | 2 |  | INCLUDED | 0 | 0 | 0
5 | 7000035704 | 130 | 40 | 30 | CRP and SAS | 100001891 | 998736 |  | 18 |  | Time synchronisation equipment | EA | 1 |  | INCLUDED | 0 | 0 | 0
6 | 7000035704 | 130 | 40 | 40 | CRP and SAS | 100000773 | 998736 |  | 18 |  | Complete Substation automation System for 132kV bay as per Technical Specification | EA | 4 |  | INCLUDED | 0 | 0 | 0
7 | 7000035704 | 130 | 40 | 50 | CRP and SAS | 100006998 | 998736 |  | 18 |  | Complete Substation automation System for 22kV bay as per TechnicalSpecification . | EA | 12 |  | INCLUDED | 0 | 0 | 0
8 | 7000035704 | 130 | 40 | 60 | CRP and SAS | 100040833 | 998736 |  | 18 |  | Simplex Control & Protectoin Panel for 22kV (Bus Scheme as per SLD) Two Bay with BCPU | EA | 6 |  | INCLUDED | 0 | 0 | 0
9 | 7000035704 | 130 | 40 | 70 | CRP and SAS | 100016777 | 998736 |  | 18 |  | 132kV Circuit Breaker Relay Panel (with Automation) | EA | 4 |  | INCLUDED | 0 | 0 | 0
10 | 7000035704 | 130 | 40 | 80 | CRP and SAS | 100000783 | 998736 |  | 18 |  | Complete Substation automation System for controlling and monitoring of Auxilary System including BCUs as per technicalspecification | SET | 1 |  | INCLUDED | 0 | 0 | 0
11 | 7000035704 | 290 | 110 | 10 | ERECTION HARDWARE | 100002307 | 998731 |  | 18 |  | Erection Hardware for 132kV -layout as per Tender drawing -Transformer Bay | SET | 2 |  | INCLUDED | 0 | 0 | 0
12 | 7000035704 | 290 | 110 | 20 | ERECTION HARDWARE | 100002030 | 998731 |  | 18 |  | Erection Hardware for the 22kV layout (Bus Scheme as per SLD)-Transformer Bay as per technical specification | SET | 2 |  | INCLUDED | 0 | 0 | 0
13 | 7000035704 | 290 | 110 | 30 | ERECTION HARDWARE | 100002028 | 998731 |  | 18 |  | Erection Hardware for 132kV layout (Single Main Scheme) Bus work (For One bays) as per technical specification | SET | 2 |  | INCLUDED | 0 | 0 | 0
14 | 7000035704 | 290 | 110 | 40 | ERECTION HARDWARE | 100002023 | 998731 |  | 18 |  | Erection Hardware for 132kV layout (Single Main Scheme)-Line Bay as per technical specification | SET | 2 |  | INCLUDED | 0 | 0 | 0
15 | 7000035704 | 290 | 110 | 50 | ERECTION HARDWARE | 100054746 | 998731 |  | 18 |  | Erection Hardware for 132kV Auxiliary Bus work (For One bays) as per technical specification | SET | 2 |  | INCLUDED | 0 | 0 | 0
16 | 7000035704 | 290 | 110 | 70 | ERECTION HARDWARE | 100057038 | 998736 |  | 18 |  | ERECTION H/W-22KV,2.4 MVAR CAPACITOR BANK | SET | 2 |  | INCLUDED | 0 | 0 | 0
17 | 7000035704 | 290 | 110 | 80 | ERECTION HARDWARE | 100002034 | 998731 |  | 18 |  | Erection Hardware for the 22kV layout (Bus Scheme as per SLD)-Bus work (For two bays) as per technical specification | SET | 6 |  | INCLUDED | 0 | 0 | 0
18 | 7000035704 | 290 | 110 | 90 | ERECTION HARDWARE | 100002029 | 998731 |  | 18 |  | Erection Hardware for the 22kV layout (Bus Scheme as per SLD)-Line Bay as per technical specification | SET | 8 |  | INCLUDED | 0 | 0 | 0
19 | 7000035704 | 310 | 130 | 10 | FIRE FIGHTING | 100002058 | 995461 |  | 18 |  | Fire Detection and Alarm System for Control Room Building(132kV) | SET | 1 |  | INCLUDED | 0 | 0 | 0
20 | 7000035704 | 310 | 130 | 20 | FIRE FIGHTING | 100002257 | 998736 |  | 18 |  | Diesel Engine driven Hydrant system with Water tank, Pump Room, DG driven pump, O/G & U/G piping, hydrant points for transformers,buildings, store yard and accessories etc. | LS | 1 |  | INCLUDED | 0 | 0 | 0
21 | 7000035704 | 320 | 140 | 210 | Civil Work | 100004518 | 995433 |  | 18 |  | Excavation in all kind of soil including rock for all leads and lifts, backfilling, disposal of surplus earth within a lead up to2Km as per technical specification. The surplus earth shall be roughly graded . | M3 | 12800 |  | INCLUDED | 0 | 0 | 0
22 | 7000035704 | 320 | 140 | 220 | Civil Work | 100011662 | 995433 |  | 18 |  | Excavation in hard rock which require blasting (including chemical blasting and rock excavated using specialized tools) for allfoundation works including stacking, measuring, disposal etc.for all leads and lifts as per technical specification. | M3 | 320 |  | INCLUDED | 0 | 0 | 0
23 | 7000035704 | 320 | 140 | 230 | Civil Work | 100001325 | 995454 |  | 18 |  | Providing and laying of Plain Cement Concrete (PCC) (1:4:8) | M3 | 590 |  | INCLUDED | 0 | 0 | 0
24 | 7000035704 | 320 | 140 | 240 | Civil Work | 100001326 | 995454 |  | 18 |  | Providing and laying of Plain Cement Concrete (PCC) (1:2:4) | M3 | 110 |  | INCLUDED | 0 | 0 | 0
25 | 7000035704 | 320 | 140 | 250 | Civil Work | 100016607 | 995451 |  | 18 |  | Providing and laying of Reinforced Cement Concrete M30 including pre cast, shuttering, Grouting of pockets & underpinning butexcluding steel reinforcement | M3 | 3450 |  | INCLUDED | 0 | 0 | 0
26 | 7000035704 | 320 | 140 | 260 | Civil Work | 100016681 | 995454 |  | 18 |  | Reinforcement steel meeting corrosion resistance properties as per IS:1786 and manufacturer specificationâ€‹ | MT | 450 |  | INCLUDED | 0 | 0 | 0
27 | 7000035704 | 320 | 140 | 270 | Civil Work | 100001330 | 995428 |  | 18 |  | Stone filling (40 mm size) for transformer/Reactor foundation | M3 | 194 |  | INCLUDED | 0 | 0 | 0
28 | 7000035704 | 320 | 140 | 280 | Civil Work | 100001331 | 995455 |  | 18 |  | Misc. Structural steel including rails, embedments, edge protection angles, gratings etc. but excluding the reinforcement steel andsteel for lattice and pipe structures. | MT | 20 |  | INCLUDED | 0 | 0 | 0
29 | 7000035704 | 320 | 140 | 290 | Civil Work | 100001714 | 995428 |  | 18 |  | Stone spreading in switchyard excluding PCC | M2 | 5380 |  | INCLUDED | 0 | 0 | 0
30 | 7000035704 | 320 | 140 | 300 | Civil Work | 100001713 | 995424 |  | 18 |  | Antiweed treatment | M2 | 5380 |  | INCLUDED | 0 | 0 | 0
31 | 7000035704 | 320 | 140 | 310 | Civil Work | 100048595 | 995423 |  | 18 |  | Providing & laying non-woven Geo-synthetics fabric of minimum 200 GSM in separration layer between sub garde and stone spreading inswitchyard as per Technical Specification and direction of Engineer-in-Charge. | M2 | 5380 |  | INCLUDED | 0 | 0 | 0
32 | 7000035704 | 320 | 140 | 320 | Civil Work | 100001719 | 995421 |  | 18 |  | Construction of rail cum road as per drawing including all item such as excavation,compactions, rolling watering, WBM etc. butexcluding concrete reinforcement and structural steel-Section having two rails for auto transformer | M2 | 89 |  | INCLUDED | 0 | 0 | 0
33 | 7000035704 | 320 | 140 | 330 | Civil Work | 100003114 | 995454 |  | 18 |  | External finishing / painting of fire wall (water proofing cement paint) (DSR 13.44.1) | M2 | 100 |  | INCLUDED | 0 | 0 | 0
34 | 7000035704 | 320 | 140 | 340 | Civil Work | 100004507 | 995421 |  | 18 |  | 3.75m wide Cement Concrete road with PCC shoulder including 100 mm dia RCC Hume Pipe @ 100 metre interval as per drawing and TS.However, reinforcement steel and all type concrete shall be paid separately under relevant items | M2 | 1688 |  | INCLUDED | 0 | 0 | 0
35 | 7000035704 | 320 | 140 | 350 | Civil Work | 100008611 | 995477 |  | 18 |  | Swtichyard fencing: Providing and fixing fencing of GI barbed wire consisting of galvanized MS tubular posts at 3 m intervals; GIbarded wire shall run horizontally from post to post at a spacing of 300 mm (vertically) and a cross formation in each panel,complete as per technical specification and drawing. | M | 175 |  | INCLUDED | 0 | 0 | 0
36 | 7000035704 | 320 | 140 | 360 | Civil Work | 100001392 | 995455 |  | 18 |  | Switchyard Gate excluding Concrete | EA | 2 |  | INCLUDED | 0 | 0 | 0
37 | 7000035704 | 320 | 140 | 370 | Civil Work | 100001721 | 995428 |  | 18 |  | Supplying, filling and compacting stone boulders mixed with sand under foundations, roads, cable trenches, drains etc in layers notexceeding 250mm thickness including ramming, watering compacting | M3 | 500 |  | INCLUDED | 0 | 0 | 0
38 | 7000035704 | 320 | 140 | 380 | Civil Work | 100001720 | 995428 |  | 18 |  | Supplying, filling and compacting CNS material as per specification under floors, foundations, roads, cable trenches, drains etc inlayers not exceeding 200 mm thickness | M3 | 100 |  | INCLUDED | 0 | 0 | 0
39 | 7000035704 | 320 | 140 | 390 | Civil Work | 100001480 | 995454 |  | 18 |  | Cable Trench including all types of crossings, all metallic works and sump pit including concrte and reinforcement steel Section 4-4 | M | 30 |  | INCLUDED | 0 | 0 | 0
40 | 7000035704 | 320 | 140 | 400 | Civil Work | 100001479 | 995454 |  | 18 |  | Cable Trench including all types of crossings, all metallic works and sump pit including concrte and reinforcement steel Section 3-3 | M | 95 |  | INCLUDED | 0 | 0 | 0
41 | 7000035704 | 320 | 140 | 410 | Civil Work | 100001478 | 995454 |  | 18 |  | Cable Trench including all types of crossings, all metallic works and sump pit including concrte and reinforcement steel Section 2-2 | M | 50 |  | INCLUDED | 0 | 0 | 0
42 | 7000035704 | 320 | 140 | 420 | Civil Work | 100001477 | 995454 |  | 18 |  | Cable Trench including all types of crossings, all metallic works and sump pit including concrte and reinforcement steel Section 1-1 | M | 100 |  | INCLUDED | 0 | 0 | 0
43 | 7000035704 | 320 | 140 | 430 | Civil Work | 100015791 | 995454 |  | 18 |  | All civil works for Drains construction of Section A-A including crossings if any as per technical specification and tender drawingscomplete in all respect with all labour and materials. | M | 100 |  | INCLUDED | 0 | 0 | 0
44 | 7000035704 | 320 | 140 | 440 | Civil Work | 100015792 | 995454 |  | 18 |  | All civil works for Drains construction of Section B-B including crossings if any as per technical specification and tender drawingscomplete in all respect with all labour and materials. | M | 200 |  | INCLUDED | 0 | 0 | 0
45 | 7000035704 | 320 | 140 | 450 | Civil Work | 100015793 | 995454 |  | 18 |  | All civil works for Drains construction of Section C-C including crossings if any as per technical specification and tender drawingscomplete in all respect with all labour and materials. | M | 50 |  | INCLUDED | 0 | 0 | 0
46 | 7000035704 | 320 | 140 | 460 | Civil Work | 100015794 | 995454 |  | 18 |  | All civil works for Drains construction of Section D-D including crossings if any as per technical specification and tender drawingscomplete in all respect with all labour and materials. | M | 50 |  | INCLUDED | 0 | 0 | 0
47 | 7000035704 | 320 | 140 | 470 | Civil Work | 100003477 | 995454 |  | 18 |  | Rain water harvesting excluding reinforcement and concrete as per drawing | EA | 1 |  | INCLUDED | 0 | 0 | 0
48 | 7000035704 | 320 | 140 | 480 | Civil Work | 130000761 | 995428 |  | 18 |  | 14.4.2 Providing, laying and fixing following dia RCC pipe NP2 class (light duty) in ground complete with RCC collars, jointingwith cement mortar 1:2 (1 cement : 2 fine sand) including trenching (75 cm deep) and refilling etc as required. : 150 mm dia | M | 30 |  | INCLUDED | 0 | 0 | 0
49 | 7000035704 | 320 | 140 | 490 | Civil Work | 130000762 | 995428 |  | 18 |  | 14.4.3 Providing, laying and fixing following dia RCC pipe NP2 class (light duty) in ground complete with RCC collars, jointingwith cement mortar 1:2 (1 cement : 2 fine sand) including trenching (75 cm deep) and refilling etc as required. : 250 mm dia | M | 30 |  | INCLUDED | 0 | 0 | 0
50 | 7000035704 | 320 | 140 | 500 | Civil Work | 100020960 | 995461 |  | 18 |  | RCC culvert crossings including supplying and laying hume pipe 250mm dia of grade (NP-3) excluding concrete as per specification. | M | 50 |  | INCLUDED | 0 | 0 | 0
51 | 7000035704 | 320 | 140 | 510 | Civil Work | 100020961 | 995461 |  | 18 |  | RCC culvert crossings including supplying and laying hume pipe 300mm dia of grade (NP-3) excluding concrete as per specification. | M | 50 |  | INCLUDED | 0 | 0 | 0
52 | 7000035704 | 320 | 140 | 520 | Civil Work | 100020962 | 995461 |  | 18 |  | RCC culvert crossings including supplying and laying hume pipe 450mm dia of grade (NP-3) excluding concrete as per specification. | M | 50 |  | INCLUDED | 0 | 0 | 0
53 | 7000035704 | 320 | 140 | 530 | Civil Work | 100020963 | 995461 |  | 18 |  | RCC culvert crossings including supplying and laying hume pipe 600mm dia of grade (NP-3) excluding concrete as per specification. | M | 50 |  | INCLUDED | 0 | 0 | 0
54 | 7000035704 | 320 | 140 | 540 | Civil Work | 100001683 | 995414 |  | 18 |  | Control Room Building - Civil Works All civil works as per drawing and specifications complete, including - brickwork, finishing(external and internal), windows etc. However, excavation, PCC, RCC and reinforcement shall be paid separately as per BPS. | M2 | 650 |  | INCLUDED | 0 | 0 | 0
55 | 7000035704 | 320 | 140 | 550 | Civil Work | 100007701 | 995462 |  | 18 |  | Supplying and erecting dewatering pumps- 2 HP | EA | 2 |  | INCLUDED | 0 | 0 | 0
56 | 7000035704 | 320 | 140 | 560 | Civil Work | 100001409 | 995462 |  | 18 |  | Supplying and erecting dewatering pumps-5 HP | EA | 1 |  | INCLUDED | 0 | 0 | 0
57 | 7000035704 | 320 | 140 | 570 | Civil Work | 100008638 | 995421 |  | 18 |  | Supplying and laying CPVC pipe for external water supply system - 75 mm dia pipe | M | 200 |  | INCLUDED | 0 | 0 | 0
58 | 7000035704 | 320 | 140 | 580 | Civil Work | 100008639 | 995421 |  | 18 |  | Supplying and laying CPVC pipe for external water supply system - 50 mm dia pipe | M | 150 |  | INCLUDED | 0 | 0 | 0
59 | 7000035704 | 320 | 140 | 590 | Civil Work | 100010100 | 995421 |  | 18 |  | Supplying and laying CPVC pipe for external water supply system - 40 mm dia pipe | M | 150 |  | INCLUDED | 0 | 0 | 0
60 | 7000035704 | 320 | 140 | 600 | Civil Work | 100010101 | 995421 |  | 18 |  | Supplying and laying CPVC pipe for external water supply system - 25 mm dia pipe | M | 150 |  | INCLUDED | 0 | 0 | 0
61 | 7000035704 | 320 | 140 | 610 | Civil Work | 100001755 | 995424 |  | 18 |  | Providing & Laying of SW pipes for external sewerage system as per technical specification 100mm dia pipe | M | 50 |  | INCLUDED | 0 | 0 | 0
62 | 7000035704 | 320 | 140 | 620 | Civil Work | 100001756 | 995424 |  | 18 |  | Providing & Laying of SW pipes for external sewerage system as per technical specification 150mm dia pipe | M | 50 |  | INCLUDED | 0 | 0 | 0
63 | 7000035704 | 320 | 140 | 630 | Civil Work | 100001757 | 995424 |  | 18 |  | Providing & Laying of SW pipes for external sewerage system as per technical specification 200mm dia pipe | M | 50 |  | INCLUDED | 0 | 0 | 0
64 | 7000035704 | 320 | 140 | 640 | Civil Work | 100001740 | 995441 |  | 18 |  | Septic tank and soakpit for CRB | EA | 1 |  | INCLUDED | 0 | 0 | 0
65 | 7000035704 | 320 | 140 | 650 | Civil Work | 100001701 | 995411 |  | 18 |  | Security Hut - Civil WorksAll civilworks as per drawing and specificationscomplete, including - brickwork,finishing (external and internal),windows etc.However, excavation, PCC,RCC and reinforcement shall be paidseparately as per BPS. | M2 | 18 |  | INCLUDED | 0 | 0 | 0
66 | 7000035704 | 320 | 140 | 660 | Civil Work | 100002488 | 995462 |  | 18 |  | Septic tank and soakpit for Security Room | EA | 1 |  | INCLUDED | 0 | 0 | 0
67 | 7000035704 | 320 | 140 | 670 | Civil Work | 100004812 | 995454 |  | 18 |  | Providing & Erecting Boundary Wall as per drawing including excavation, PCC, RCC, reinforcement etc complete as per drawing in allrespect | M | 750 |  | INCLUDED | 0 | 0 | 0
68 | 7000035704 | 320 | 140 | 680 | Civil Work | 100002913 | 995455 |  | 18 |  | Providing and fixing main entrance gate as per drawings including Excavation, PCC, backfilling, RCC, reinforcement, MS steel,fabrication, painting etc complete | LOT | 1 |  | INCLUDED | 0 | 0 | 0
69 | 7000035704 | 320 | 140 | 690 | Civil Work | 100001342 | 995454 |  | 18 |  | Car Parking (8 cars)-All civil works as per drawing and specification but excluding excavation, PCC, RCC, reinforcement and external finish-Car parkingshed for 8 cars (120 sq.m plinth area) | EA | 1 |  | INCLUDED | 0 | 0 | 0
70 | 7000035704 | 320 | 140 | 700 | Civil Work | 100001433 | 995435 |  | 18 |  | Soil Investigation: As per technical specification including all laboratory and field tests, report and recommendations. | LOT | 1 |  | INCLUDED | 0 | 0 | 0
71 | 7000035704 | 320 | 140 | 710 | Civil Work | 100002911 | 995432 |  | 18 |  | Earthwork in excavation & filling in all types of soil and soft/disintegrated rock in open areas/nallas/channels, to the requiredslopes, shapes, levels, elevations and profile, including trimming of bottom and slopes of excavation, bailing out rain(dewatering), pumping, removal of slush, preparing embankments/marginal banks, loosening, dressing, spreading material in layers notexceeding 200mm, as per direction of Engineer-in-Charge, water flooding, compacting to achieve 95% consolidation at optimum moisturecontent, finishing etc. all complete, for all leads and lifts within leveling boundary, including disposal of surplus earth andstacking of unsuitable material within a lead of 2.0 Km beyond substation boundary, with all labour, material, tools, tackles andequipment, safeguards and incidentals, Royalty,taxes etc. as necessary, as per drawings, specification and directions of theEngineer-in-Charge. Clearing of jungle is included in this item. (Only excavation/cutting will be measured for payment purpose.) | M3 | 6100 |  | INCLUDED | 0 | 0 | 0
72 | 7000035704 | 320 | 140 | 720 | Civil Work | 100002914 | 995432 |  | 18 |  | Earthwork in excavation in Hard rocks in open areas/nallas/ channels, to the required slopes, shapes, levels, elevations andprofile, including trimming of bottom and slopes of excavation and stacking and disposal of rock for a lead up to 2.0 KM beyondleveling boundary and all lifts , with all labour, material, tools, tackles and equipment, safeguards and incidentals,Royalty,taxesetc. as per directions of the Engineer-in-Charge. Serviceable material if available shall be stacked at site as identified byEngineer-in-Charge.(50% void deduction from stack measurement) | M3 | 200 |  | INCLUDED | 0 | 0 | 0
73 | 7000035704 | 320 | 140 | 730 | Civil Work | 100002583 | 995432 |  | 18 |  | Supply of earth (excluding rock & boulders) at site including royalty, carriage and filling in specified areas in layers notexceeding 200mm in depth, compacting under optimum moisture condition to achieve 95% of Proctor density, finishing etc. allcomplete, for all leads & lifts, with all labour, material, tools, tackles, equipments, safeguards & incidentals as necessary as perdrawings, specification and direction of the Engineer- in- Charge. | M3 | 6100 |  | INCLUDED | 0 | 0 | 0
74 | 7000035704 | 320 | 140 | 740 | Civil Work | 100004832 | 995451 |  | 18 |  | Boring, Providing and installing bored cast-in-situ reinforced cement concrete pile of 450 mm dia and specified length below the pile cap to carry safe working load not less than specified including the cost of boring, temporary casing, bentonite solution etc. complete. The length of the piles shall be measured from bottom of the pile cap to the lowest point of pile. The cost of reinforcement steel, cement concrete, routine and initial test shall be paid separately under respective items of BPS. | M | 10500 |  | INCLUDED | 0 | 0 | 0
75 | 7000035704 | 320 | 140 | 750 | Civil Work | 100016609 | 995451 |  | 18 |  | Providing and laying of reinforced cement concrete for piling work of Grade M-30 ( Minimum cement content of 400Kg/cu.m.) ofspecified diameter & length below the pile cap. | M3 | 1700 |  | INCLUDED | 0 | 0 | 0
76 | 7000035704 | 320 | 140 | 760 | Civil Work | 100015220 | 995451 |  | 18 |  | Initial Vertical Compression load testing of piles in accordance with IS 2911 (Part IV) including installation of loading platformand preparation of pile head or construction of test cap and dismantling of test cap after test etc. complete as per specification &the direction of Engineer in-charge. - 450mm Dia pile | EA | 2 |  | INCLUDED | 0 | 0 | 0
77 | 7000035704 | 320 | 140 | 770 | Civil Work | 100015222 | 995451 |  | 18 |  | Initial Pullout Test of piles in accordance with IS 2911(Part-IV) inlcuding T&P, labour , hydraulic jack etc. complete - 450mm diapile | EA | 2 |  | INCLUDED | 0 | 0 | 0
78 | 7000035704 | 320 | 140 | 780 | Civil Work | 100015224 | 995451 |  | 18 |  | Initial Lateral load testing of single pile in accordance with IS Code of practice IS : 2911 (Part IV) for determining safeallowable lateral load on pile -450mm dia Pile | EA | 2 |  | INCLUDED | 0 | 0 | 0
79 | 7000035704 | 320 | 140 | 790 | Civil Work | 100015226 | 995451 |  | 18 |  | Routine test-Vertical load testing of piles in accordance with IS 2911 (Part IV) including installation of loading platform andpreparation of pile head or construction of test cap and dismantling of test cap after test etc. complete as per specification & thedirection of Engineer in-charge. - 450mm Dia pile | EA | 3 |  | INCLUDED | 0 | 0 | 0
80 | 7000035704 | 320 | 140 | 800 | Civil Work | 100015228 | 995451 |  | 18 |  | Routine Pullout Test of piles in accordance with IS 2911(Part-IV) inlcuding T&P, labour , hydraulic jack etc. complete-450mm diapile | EA | 3 |  | INCLUDED | 0 | 0 | 0
81 | 7000035704 | 320 | 140 | 810 | Civil Work | 100015230 | 995451 |  | 18 |  | Routine test- Lateral load testing of single pile in accordance with IS Code of practice IS : 2911 (Part IV) for determining safeallowable lateral load on pile -450mm dia pile | EA | 3 |  | INCLUDED | 0 | 0 | 0
82 | 7000035704 | 320 | 140 | 820 | Civil Work | 120002789 | 995451 |  | 18 |  | 20.9 Integrity testing of Pile using Low Strain/ Sonic Integrity Test/ Sonic Echo Test method in accordance with IS 14893 includingsurface preparation of pile top by removing soil, mud, dust & chipping lean concrete lumps etc. and use of computerised equipmentand high skill trained personal for conducting the test & submission of results, all complete as per direction ofEngineer-in-charge. Note: DSR unit is 'per test' | EA | 650 |  | INCLUDED | 0 | 0 | 0
83 | 7000035704 | 320 | 140 | 830 | Civil Work | 100057666 | 998335 |  | 18 |  | Preparation of design and all types of drawings for 132 kV towers | EA | 6 |  | INCLUDED | 0 | 0 | 0
84 | 7000035704 | 320 | 140 | 840 | Civil Work | 100057667 | 998335 |  | 18 |  | Preparation of design and all types of drawings for 132 kV beams | EA | 8 |  | INCLUDED | 0 | 0 | 0
85 | 7000035704 | 320 | 140 | 850 | Civil Work | 100001682 | 995416 |  | 18 |  | FFPH Building - Civil Works All civil works as per drawing and specifications complete, including - brickwork,finishing (externaland internal),windows etc.However, excavation, PCC,RCC and reinforcement shall be paid separately as per BPS | M2 | 65 |  | INCLUDED | 0 | 0 | 0
86 | 7000035704 | 320 | 140 | 860 | Civil Work | 100001700 | 995454 |  | 18 |  | All civil works as per drawing and specification but excluding excavation, PCC, RCC, reinforcement but including finishing (internaland external) etc & all civil works complete in all respect - Water Tank for Fire Fighting Pump House | EA | 1 |  | INCLUDED | 0 | 0 | 0
87 | 7000035704 | 520 | 200 | 10 | AIS Equipment | 100001908 | 998736 |  | 18 |  | 145kV ,1 phase Bus Post Insulators | EA | 8 |  | INCLUDED | 0 | 0 | 0
88 | 7000035704 | 520 | 200 | 20 | AIS Equipment | 100006458 | 998736 |  | 18 |  | 145 kV, 1250 A, 40KA, 3-phase HDB Isolator without E/S | EA | 6 |  | INCLUDED | 0 | 0 | 0
89 | 7000035704 | 520 | 200 | 30 | AIS Equipment | 100006472 | 998736 |  | 18 |  | 145 kV, 1250A, 40 kA Circuit Breaker (3 Ph.) alongwith supportstructure . | EA | 4 |  | INCLUDED | 0 | 0 | 0
90 | 7000035704 | 520 | 200 | 40 | AIS Equipment | 100006475 | 998736 |  | 18 |  | 145 kV, 1250A, 40 KA, 3-phase HDB Isolator with one E/S | EA | 6 |  | INCLUDED | 0 | 0 | 0
91 | 7000035704 | 520 | 200 | 50 | AIS Equipment | 100006474 | 998736 |  | 18 |  | 145kV, 800A, 40KA with 120% extended current (5-Core) CT (1 Ph.) . | EA | 12 |  | INCLUDED | 0 | 0 | 0
92 | 7000035704 | 520 | 200 | 60 | AIS Equipment | 100038482 | 998736 |  | 18 |  | 96 kV Surge Arrestors (1-Phase) | EA | 12 |  | INCLUDED | 0 | 0 | 0
93 | 7000035704 | 520 | 200 | 70 | AIS Equipment | 100000691 | 998736 |  | 18 |  | 22kV 1250A, CB alongwith supportstructure | EA | 12 |  | INCLUDED | 0 | 0 | 0
94 | 7000035704 | 520 | 200 | 80 | AIS Equipment | 100000696 | 998736 |  | 18 |  | 22kV Bus post Insulator | EA | 20 |  | INCLUDED | 0 | 0 | 0
95 | 7000035704 | 520 | 200 | 90 | AIS Equipment | 100050610 | 998736 |  | 18 |  | 18kV Surge Arrester (1-Phase) | EA | 36 |  | INCLUDED | 0 | 0 | 0
96 | 7000035704 | 520 | 200 | 100 | AIS Equipment | 100050609 | 998736 |  | 18 |  | 22kV 1250A,25kA,3-phase Double Break Isolators without E/S | EA | 21 |  | INCLUDED | 0 | 0 | 0
97 | 7000035704 | 520 | 200 | 110 | AIS Equipment | 100050608 | 998736 |  | 18 |  | 22kV, 1000A, 25KA, 1-Phase Current Transformer with 120% extended current rating | EA | 6 |  | INCLUDED | 0 | 0 | 0
98 | 7000035704 | 520 | 200 | 120 | AIS Equipment | 100000558 | 998736 |  | 18 |  | 145 kV, 4400pf, 1-phase Capacitive Voltage Transformer | EA | 12 |  | INCLUDED | 0 | 0 | 0
99 | 7000035704 | 520 | 200 | 200 | AIS Equipment | 100000694 | 998736 |  | 18 |  | 22kV Voltage transformer (1-Phase) | EA | 6 |  | INCLUDED | 0 | 0 | 0
100 | 7000035704 | 520 | 200 | 210 | AIS Equipment | 100057037 | 998736 |  | 18 |  | ERECTION OF 22KV, 2.4 MVAR CAPACITOR BANK | SET | 2 |  | INCLUDED | 0 | 0 | 0
101 | 7000035704 | 520 | 200 | 220 | AIS Equipment | 100058398 | 998736 |  | 18 |  | 22kV, 400A, 25KA, 1-Phase Current Transformer with 120% extended current rating | EA | 30 |  | INCLUDED | 0 | 0 | 0
102 | 7000035704 | 720 | 230 | 10 | Structure | 100001210 | 995455 |  | 18 |  | Erection of Lattice Structures (MS Steel), to be designed during detailed engineering, for towers, beams and equipment supportstructure including pack plates / packwashers and gusset plates excluding fasteners and foundation bolts | MT | 240 |  | INCLUDED | 0 | 0 | 0
103 | 7000035704 | 720 | 230 | 20 | Structure | 100001680 | 995455 |  | 18 |  | Erection of fasteners ( nuts, bolts and washers ) including step bolts for lattice and pipe structures to be designed duringdetailed engineering | MT | 15 |  | INCLUDED | 0 | 0 | 0
104 | 7000035704 | 720 | 230 | 30 | Structure | 100001681 | 995455 |  | 18 |  | Erection of foundation bolts including nuts, checknut and washers for lattice and pipe structures to be designed during detailedengineering | MT | 24 |  | INCLUDED | 0 | 0 | 0
105 | 7000035704 | 720 | 230 | 40 | Structure | 100040840 | 995455 |  | 18 |  | Erection of 30M Lighting Cum Lightning Mast (LCLM) with 1 mtr high spike, integral motorized lifting & lowering arrangement, feederpillar including cables from feeder pillar to lighting fixtures, rectangular integral 250W LED floodlight pressure die-castaluminium cover on both sides for holding of extruded aluminmum heat sink with heat resistant toughened glass (IP-65) (12 no. ofBajaj make- flood level LED BJFL 250W or equivalent), foundation bolts, Nuts & Bolts, all type of washers etc. complete in allrespect. | SET | 6 |  | INCLUDED | 0 | 0 | 0
106 | 7000035704 | 730 | 240 | 10 | LT Switchgear | 100000894 | 998736 |  | 18 |  | 415V Main Switchboard | SET | 1 |  | INCLUDED | 0 | 0 | 0
107 | 7000035704 | 730 | 240 | 20 | LT Switchgear | 100000895 | 998736 |  | 18 |  | AC Distribution Board (ACDB) | SET | 1 |  | INCLUDED | 0 | 0 | 0
108 | 7000035704 | 730 | 240 | 30 | LT Switchgear | 100002065 | 998731 |  | 18 |  | 415V Main Lighting DB(along with 2 nos.25 kVA 415V/415V Lighting transformer) | SET | 1 |  | INCLUDED | 0 | 0 | 0
109 | 7000035704 | 730 | 240 | 40 | LT Switchgear | 100002066 | 998731 |  | 18 |  | 415V Emergency Lighting DB(along with 1no. 25kVA 415V/415V lightingtransformer) | SET | 1 |  | INCLUDED | 0 | 0 | 0
110 | 7000035704 | 730 | 240 | 50 | LT Switchgear | 100000904 | 998736 |  | 18 |  | 110 V DC Distribution Board(DCDB) | SET | 2 |  | INCLUDED | 0 | 0 | 0
111 | 7000035704 | 740 | 250 | 10 | illumination | 100004926 | 998731 |  | 18 |  | Lighting Fixture LED Luminaires type FL2 as per tech. specifications | EA | 20 |  | INCLUDED | 0 | 0 | 0
112 | 7000035704 | 740 | 250 | 20 | illumination | 100004852 | 998731 |  | 18 |  | Lighting Fixture LED Luminaires type FL-1 as per tech. specifications | EA | 20 |  | INCLUDED | 0 | 0 | 0
113 | 7000035704 | 740 | 250 | 30 | illumination | 100001052 | 998731 |  | 18 |  | 63A, 415V : Interlocked switch socket outdoor Receptacle (type RP) as per technical specifications | EA | 2 |  | INCLUDED | 0 | 0 | 0
114 | 7000035704 | 740 | 250 | 40 | illumination | 100001022 | 998731 |  | 18 |  | Lighting Panel type ACP-3 as per technical specification | EA | 3 |  | INCLUDED | 0 | 0 | 0
115 | 7000035704 | 740 | 250 | 50 | illumination | 100002428 | 998731 |  | 18 |  | 150A Outdoor Receptacle for OilFiltratrion unit | EA | 1 |  | INCLUDED | 0 | 0 | 0
116 | 7000035704 | 740 | 250 | 60 | illumination | 100057263 | 998739 |  | 18 |  | Indoor Lighting for 4 cars Parking shed | LS | 1 |  | INCLUDED | 0 | 0 | 0
117 | 7000035704 | 740 | 250 | 70 | illumination | 100002487 | 998731 |  | 18 |  | Security Room Illumination including conduit | LS | 1 |  | INCLUDED | 0 | 0 | 0
118 | 7000035704 | 740 | 250 | 80 | illumination | 100001021 | 995461 |  | 18 |  | Lighting Panel type ACP-2 as per technical specification | EA | 2 |  | INCLUDED | 0 | 0 | 0
119 | 7000035704 | 740 | 250 | 90 | illumination | 100004933 | 998731 |  | 18 |  | Pole Mounted LED Post Top Luminaire TYPE SL-D1 (= 30W)as per technical specification | EA | 5 |  | INCLUDED | 0 | 0 | 0
120 | 7000035704 | 740 | 250 | 100 | illumination | 100001110 | 998731 |  | 18 |  | Post top Lantern tubular pole | EA | 5 |  | INCLUDED | 0 | 0 | 0
121 | 7000035704 | 740 | 250 | 110 | illumination | 100004937 | 998731 |  | 18 |  | Fire Wall Mounted LED Luminarie Type FL-2 (250W) | EA | 4 |  | INCLUDED | 0 | 0 | 0
122 | 7000035704 | 740 | 250 | 120 | illumination | 100002363 | 998739 |  | 18 |  | Control room cum administrative building (132kV) illumination including Conduit | LS | 1 |  | INCLUDED | 0 | 0 | 0
123 | 7000035704 | 740 | 250 | 130 | illumination | 100002364 | 998739 |  | 18 |  | Fire fighting pumphouse building illimunation including conduit | LS | 1 |  | INCLUDED | 0 | 0 | 0
124 | 7000035704 | 960 | 290 | 10 | Earthmat | 100003103 | 998731 |  | 18 |  | 40 mm MS rod for Main Earthmat | KM | 2.5 |  | INCLUDED | 0 | 0 | 0
125 | 7000035704 | 980 | 310 | 10 | VMS | 100000869 | 998736 |  | 18 |  | Visual monitoring system for watch & ward | SET | 1 |  | INCLUDED | 0 | 0 | 0
126 | 7000035704 | 1000 | 330 | 10 | DG Set | 100057040 | 998736 |  | 18 |  | 150KVA DG SET | SET | 1 |  | INCLUDED | 0 | 0 | 0
127 | 7000035704 | 1020 | 350 | 10 | Air Conditioning and Ventilation | 100000960 | 995463 |  | 18 |  | High wall type split AC unit of 2 TR capacity | EA | 12 |  | INCLUDED | 0 | 0 | 0
128 | 7000035704 | 1050 | 370 | 10 | Battery and Battery Charger | 100000918 | 998736 |  | 18 |  | 110V, 400 Ah Battery | SET | 2 |  | INCLUDED | 0 | 0 | 0
129 | 7000035704 | 1050 | 370 | 20 | Battery and Battery Charger | 100000942 | 998736 |  | 18 |  | 110V, 40A/40A Float Cum Boost BatteryCharger | EA | 2 |  | INCLUDED | 0 | 0 | 0
130 | 7000035704 | 1090 | 390 | 10 | Power and Control Cables-Lot | 100002180 | 998736 |  | 18 |  | 1.1kV grade Power Cables (XLPEinsulated) along withlugs,glands,straight joints &accessories,etc. | LS | 1 |  | INCLUDED | 0 | 0 | 0
131 | 7000035704 | 1090 | 390 | 20 | Power and Control Cables-Lot | 100002182 | 998736 |  | 18 |  | 1.1kV grade Control Cables (PVCinsulated) along withlugs,glands,straight joints &accessories,etc. | LS | 1 |  | INCLUDED | 0 | 0 | 0
132 | 7000035704 | 1090 | 390 | 30 | Power and Control Cables-Lot | 100002181 | 998736 |  | 18 |  | 1.1kV grade Power Cables (PVCinsulated)along withlugs,glands,straight joints &accessories,etc. | LS | 1 |  | INCLUDED | 0 | 0 | 0
133 | 7000035704 | 1430 | 420 | 10 | Telecom Eqpt Service Thavalakuppam | 170000154 | 998336 |  | 18 |  | STM-4 ADM Base Equipment (Common cards, Power supply cards, patch cords, power cabling, tributary cables, other hardware &accessories including sub-racks etc. ) | EA | 1 |  | INCLUDED | 0 | 0 | 0
134 | 7000035704 | 1430 | 420 | 20 | Telecom Eqpt Service Thavalakuppam | 170000429 | 998734 |  | 18 |  | Optical Interface Cards/SFP# -L4.2 for SDH Equipment-STM-4 | EA | 6 |  | INCLUDED | 0 | 0 | 0
135 | 7000035704 | 1430 | 420 | 30 | Telecom Eqpt Service Thavalakuppam | 100002825 | 998734 |  | 18 |  | Tributary interface- E1 interface (Minimum 16 nos.) | SET | 2 |  | INCLUDED | 0 | 0 | 0
136 | 7000035704 | 1430 | 420 | 40 | Telecom Eqpt Service Thavalakuppam | 170000550 | 998336 |  | 18 |  | Ethernet Interface 10/100 Base T with Layer-2 switching (Min 8 Interfaces per card) | EA | 2 |  | INCLUDED | 0 | 0 | 0
137 | 7000035704 | 1430 | 420 | 50 | Telecom Eqpt Service Thavalakuppam | 100002829 | 998734 |  | 18 |  | Tributary interface-Gigabit Ethernet Interfaces 10/100 Mbps with Layer -2 Switching (minimum 2 nos.) | SET | 1 |  | INCLUDED | 0 | 0 | 0
138 | 7000035704 | 1430 | 420 | 60 | Telecom Eqpt Service Thavalakuppam | 170000375 | 998734 |  | 18 |  | Equipment Cabinets-For SDH Equipments | EA | 1 |  | INCLUDED | 0 | 0 | 0
139 | 7000035704 | 1430 | 420 | 70 | Telecom Eqpt Service Thavalakuppam | 170000551 | 998336 |  | 18 |  | VOIP telephone instrument with one common switch (min. 8 port) | EA | 2 |  | INCLUDED | 0 | 0 | 0
140 | 7000035704 | 1430 | 420 | 80 | Telecom Eqpt Service Thavalakuppam | 170004395 | 998336 |  | 18 |  | Fibre Optic Approach cabling: Including installation hardware like GI pipe, elbow, conduits, accessories etc.: 48 Fibre | KM | 2 |  | INCLUDED | 0 | 0 | 0
141 | 7000035704 | 1430 | 420 | 90 | Telecom Eqpt Service Thavalakuppam | 170000356 | 998336 |  | 18 |  | Fibre Optic Distribution Panel (FODP): Indoor Type: FC Coupling and mounted on ETSI 19" rack or slimline rack: Type 2 (96 Fibre) | EA | 2 |  | INCLUDED | 0 | 0 | 0
142 | 7000035704 | 1430 | 420 | 21 | Telecom Eqpt Service Thavalakuppam | 170000427 | 998734 |  | 18 |  | Optical Interface Cards/SFP# -S4.1 SDH Equipment -STM-4 | EA | 2 |  | INCLUDED | 0 | 0 | 0
143 | 7000035704 | 1430 | 420 | 22 | Telecom Eqpt Service Thavalakuppam | 170000428 | 998734 |  | 18 |  | Optical Interface Cards/SFP# -L4.1 for SDH Equipment-STM-4 | EA | 2 |  | INCLUDED | 0 | 0 | 0
144 | 7000035704 | 1430 | 420 | 100 | Telecom Eqpt Service Thavalakuppam | 170000492 | 998336 |  | 18 |  | 25A SMPS based 48V DC Power Supply (DCPS) system | EA | 1 |  | INCLUDED | 0 | 0 | 0
145 | 7000035704 | 1430 | 420 | 110 | Telecom Eqpt Service Thavalakuppam | 100000925 | 998736 |  | 18 |  | 48V, 300 Ah Battery | SET | 1 |  | INCLUDED | 0 | 0 | 0
146 | 7000035704 | 1430 | 420 | 120 | Telecom Eqpt Service Thavalakuppam | 170000262 | 998716 |  | 18 |  | Installation of Joint box in underground (Including Splicing & Testing) : 48 fibres | EA | 2 |  | INCLUDED | 0 | 0 | 0
147 | 7000035704 | 1450 | 430 | 10 | CRP Remote End | 100002605 | 998736 |  | 18 |  | Line Current Differential Relay | SET | 2 |  | INCLUDED | 0 | 0 | 0
148 | 7000035704 | 1470 | 450 | 10 | LT transformer | 100006993 | 998736 |  | 18 |  | 200kVA, 22/0.433kV Transformer . | EA | 1 |  | INCLUDED | 0 | 0 | 0
Total Installation Charges | [14 empty] | 0 |  | 0 | 0
Total GST as confirmed by Bidder | [15 empty] | 0
[11 empty] | Total Installation Charges |  |  |  | 0
[11 empty] | Total GST as confirmed by Bidder |  |  |  |  | 0
* |  |  |  |  | In case the bidder leaves the cell for confirmation of the SAC and/or GST rate “blank”, the SAC and corresponding GST rate indicated by the Employer shall be deemed to be the one confirmed by the Bidder.
Date : | [6 empty] | --
Place : | [11 empty] | Printed Name :
Designation :
0
Click for Sch-4

## Sch-3 Dis (hidden)
Spec No: CC/NT/W-AIS/DOM/A00/26/01412 |  |  |  |  | Schedule - 3
110kV AIS (New) Substation Package SS 154 (including Transformers) for (i) Establishment of 110/22kV S/S at Thirubuvanai in Puducherry (ii) Shifting and erection, testing and commissioning of released transformers from Thirubuvanai S/S to Thethampakkam and Kalapet substations (iii) Augmentation works at 110/22kV S/S Villianur S/S (iv) Establishment of 110/22kV S/S at Thavalakuppam in Puducherry (v) 5 x 25 MVA, 110/22kV Outdoor Power Transformers under Consultancy Services to Electricity Department, Govt. of Puducherry (PED) | [7 empty] | As per Lum-sum |  | 0%
(SCHEDULE OF RATES AND PRICES : ERECTION CHARGES) | [7 empty] | AS per Percent |  | #REF!
[8 empty] | As per lum-sum on Sch-3 |  | 0%
Bidder’s Name and Address (Sole Bidder) : |  |  |  | To: |  |  |  | As per Percent on Sch-3 |  | #REF!
|  |  |  | Contracts Services, 3rd Floor |  |  |  | Total Discount |  | #REF!
Name : |  |  |  | Power Grid Corporation of India Ltd.,
Address : |  |  |  | "Saudamini", Plot No.-2
|  |  |  | Sector-29, |  |  |  | Multipackage lum-sum |  | 0%
Gurgaon (Haryana) - 122001
[5 empty] | All Prices are in Indian Rupees. |  |  |  | Amount after Discount (Rs.) |  | Dis Alert | Amount after MPD (Rs.)
SI. No. | Description | Unit | Quantity | Unit Erection Charges | Total Erection Charges |  |  |  | Unit Erection Charges | Total Erection Charges |  | Unit Erection Charges | Total Erection Charges
1 | 2 | 3 | 4 | 5 | 6 = 4 x 5 |  |  |  | 5 | 6 = 4 x 5 |  | 5 | 6 = 4 x 5
#REF! | #REF!
#REF! | #REF!
| #REF! | #REF! | #REF! | #REF! | #REF!
| #REF! | #REF! | #REF! | #REF! | #REF!
#REF! | #REF! |  |  |  |  | (a) | Detailed Soil Investigation
| #REF! | #REF! | #REF! | #REF! | #REF! | (b) | All kinds of soil except fissured rock & hard rock
| #REF! | #REF! | #REF! | #REF! | #REF! | (e) | River Crossing Location
| #REF! | #REF! | #REF! | #REF! | #REF! | (f)
#REF! | #REF!
| #REF! | #REF! | #REF! | #REF! | #REF!
| #REF! | #REF! | #REF! | #REF! | #REF!
| #REF! | #REF! | #REF! | #REF! | #REF!
#REF! | #REF!
#REF! | #REF!
| #REF! | #REF! | #REF! | #REF! | #REF!
| #REF! | #REF! | #REF! | #REF! | #REF!
| #REF! | #REF! | #REF! | #REF! | #REF!
| #REF! | #REF! | #REF! | #REF! | #REF!
| #REF! | #REF! | #REF! | #REF! | #REF!
#REF! | #REF!
| #REF! | #REF! | #REF! | #REF! | #REF!
| #REF! | #REF! | #REF! | #REF! | #REF!
#REF! | #REF! | #REF! | #REF! | #REF! | #REF!
#REF! | #REF! | #REF! | #REF! | #REF! | #REF!
#REF! | #REF!
| #REF! | #REF! | #REF! | #REF! | #REF!
#REF! | #REF!
| #REF! | #REF! | #REF! | #REF! | #REF!
| #REF! | #REF! | #REF! | #REF! | #REF!
#REF! | #REF!
| #REF! | #REF! | #REF! | #REF! | #REF!
| #REF! | #REF! | #REF! | #REF! | #REF!
| #REF! | #REF! | #REF! | #REF! | #REF!
| #REF! | #REF! | #REF! | #REF! | #REF!
| #REF! | #REF! | #REF! | #REF! | #REF!
| #REF! | #REF! | #REF! | #REF! | #REF!
#REF!
| #REF! | #REF! | #REF! | #REF! | #REF!
| #REF! | #REF! | #REF! | #REF! | #REF!
| #REF! | #REF! | #REF! | #REF! | #REF!
| #REF! | #REF! | #REF! | #REF! | #REF!
#REF! | #REF!
#REF!
| #REF! | #REF! | #REF! | #REF! | #REF!
#REF! | #REF!
#REF! | #REF! | #REF! | #REF! | #REF! | #REF!
#REF! | #REF!
#REF! | #REF! | #REF! | #REF! | #REF! | #REF!
#REF! | #REF! | #REF! | #REF! | #REF! | #REF!
#REF! | #REF!
| #REF! | #REF! | #REF! | #REF! | #REF!
| Total Erection Price (A+B) |  |  |  | #REF!
Date : | --
Place : |  |  | Printed Name :
Designation :
Click for Sch-4

## Sch-4
Spec No: CC/NT/W-AIS/DOM/A00/26/01412 |  |  |  | Schedule-4
110kV AIS (New) Substation Package SS 154 (including Transformers) for (i) Establishment of 110/22kV S/S at Thirubuvanai in Puducherry (ii) Shifting and erection, testing and commissioning of released transformers from Thirubuvanai S/S to Thethampakkam and Kalapet substations (iii) Augmentation works at 110/22kV S/S Villianur S/S (iv) Establishment of 110/22kV S/S at Thavalakuppam in Puducherry (v) 5 x 25 MVA, 110/22kV Outdoor Power Transformers under Consultancy Services to Electricity Department, Govt. of Puducherry (PED)
(SCHEDULE OF RATES AND PRICES )
Bidder’s Name and Address (Sole Bidder) : |  |  | To:
Contracts Services, 3rd Floor
Name : |  |  | Power Grid Corporation of India Ltd.,
Address : |  |  | "Saudamini", Plot No.-2
Sector-29,
Gurgaon (Haryana) - 122001
Training Charges for Training to be imparted
Not Applicable
Date : | -- | Printed Name :
Place : |  | Designation :
Click for Sch-5

## Sch-5
Spec No: CC/NT/W-AIS/DOM/A00/26/01412 |  |  |  | Schedule - 5
110kV AIS (New) Substation Package SS 154 (including Transformers) for (i) Establishment of 110/22kV S/S at Thirubuvanai in Puducherry (ii) Shifting and erection, testing and commissioning of released transformers from Thirubuvanai S/S to Thethampakkam and Kalapet substations (iii) Augmentation works at 110/22kV S/S Villianur S/S (iv) Establishment of 110/22kV S/S at Thavalakuppam in Puducherry (v) 5 x 25 MVA, 110/22kV Outdoor Power Transformers under Consultancy Services to Electricity Department, Govt. of Puducherry (PED)
(SUMMARY OF TAXES & DUTIES APPLICABLE ON PLANT & EQUIPMENT)
Bidder’s Name and Address (Sole Bidder) : |  |  | To:
Contracts Services, 3rd Floor
Name : |  |  | Power Grid Corporation of India Ltd.,
Address : |  |  | "Saudamini", Plot No.-2
Sector-29,
Gurgaon (Haryana) - 122001
Sl. No. | Item Nos. |  | Total Price (INR) |  | After Discount |  | After MPDiscount
1 | TOTAL GST ON GOODS |  |  |  | Excise Duty | #REF! | Excise Duty | #REF!
| Total GST for Supply of Goods (inter-alia including Type Test Charges) between the Contractor and the Employer (identified in Schedule 1') which are not included in the Ex-works price as per the provision of the Bidding Documents, as applicable. |  | 0
2 | TOTAL GST ON SERVICES |  |  |  | Sales Tax | 0 | Sales Tax | 0
| Total GST on Installation Services (Schedule-3) and Training to be imparted in India (Schedule-4), if aplicable |  | 0 |  | #REF! | 0 | #REF! | 0
| GRAND TOTAL [1+2] |  | 0 |  | Grand Total after Discount | #REF! | Grand Total after MPD | #REF!
Date : | -- | Printed Name :
Place : |  | Designation :
Click for Sch-6

## Sch-6
Spec No: CC/NT/W-AIS/DOM/A00/26/01412 |  |  | Schedule - 6
110kV AIS (New) Substation Package SS 154 (including Transformers) for (i) Establishment of 110/22kV S/S at Thirubuvanai in Puducherry (ii) Shifting and erection, testing and commissioning of released transformers from Thirubuvanai S/S to Thethampakkam and Kalapet substations (iii) Augmentation works at 110/22kV S/S Villianur S/S (iv) Establishment of 110/22kV S/S at Thavalakuppam in Puducherry (v) 5 x 25 MVA, 110/22kV Outdoor Power Transformers under Consultancy Services to Electricity Department, Govt. of Puducherry (PED)
(GRAND SUMMARY)
Bidder’s Name and Address (Sole Bidder) : |  |  | To:
Contracts Services, 3rd Floor
Name : |  |  | Power Grid Corporation of India Ltd.,
Address : |  |  | "Saudamini", Plot No.-2
Sector-29,
Gurgaon (Haryana) - 122001
Sl. No. | Description |  | Total Price (INR)
1 | TOTAL SCHEDULE NO. 1 |  | 0
Ex-works price of Plant and Equipment including Type Test Charges
2 | TOTAL SCHEDULE NO. 2 |  | 0
Local Transportation, Insurance and other Incidental Services
3 | TOTAL SCHEDULE NO. 3 |  | 0
Installation Charges
4 | TOTAL SCHEDULE NO. 4 |  | Not Applicable
Training Charges
5 | TOTAL SCHEDULE NO. 5 |  | 0
Taxes and Duties
6 | TOTAL SCHEDULE NO. 7 |  | Not Applicable
Type Test Charges [Total of this Schedule is included in Schedule - 1 above.]
| GRAND TOTAL [1+2+3+4+5] |  | 0
Date : | -- | Printed Name :
Place : |  | Designation :
Click for Sch-7

## Sch-5 Dis (hidden)
Spec No: CC/NT/W-AIS/DOM/A00/26/01412 |  |  |  | Schedule - 5
110kV AIS (New) Substation Package SS 154 (including Transformers) for (i) Establishment of 110/22kV S/S at Thirubuvanai in Puducherry (ii) Shifting and erection, testing and commissioning of released transformers from Thirubuvanai S/S to Thethampakkam and Kalapet substations (iii) Augmentation works at 110/22kV S/S Villianur S/S (iv) Establishment of 110/22kV S/S at Thavalakuppam in Puducherry (v) 5 x 25 MVA, 110/22kV Outdoor Power Transformers under Consultancy Services to Electricity Department, Govt. of Puducherry (PED)
SUMMARY OF TAXES & DUTIES APPLICABLE ON GOODS
Bidder’s Name and Address (Sole Bidder) : |  |  | To:
Contracts Services, 3rd Floor
Name : |  |  | Power Grid Corporation of India Ltd.,
Address : |  |  | "Saudamini", Plot No.-2
Sector-29,
Gurgaon (Haryana) - 122001
Sl. No. | Item Nos. |  | Total Price (INR)
1 | TOTAL GST ON GOODS |  | 0
Total GST for Supply of Goods (inter-alia including Type Test Charges) between the Contractor and the Employer (identified in Schedule 1') which are not included in the Ex-works price as per the provision of the Bidding Documents, as applicable.
2 | TOTAL GST ON SERVICES |  | 0
Total GST on Installation Services (Schedule-3) and Training to be imparted in India (Schedule-4)
| GRAND TOTAL [1+2] |  | 0
Date : | -- | Printed Name :
Place : |  | Designation :
Click for Sch-6

## Sch-6 After Discount
Spec No: CC/NT/W-AIS/DOM/A00/26/01412 |  |  | Schedule - 6 After Discount
110kV AIS (New) Substation Package SS 154 (including Transformers) for (i) Establishment of 110/22kV S/S at Thirubuvanai in Puducherry (ii) Shifting and erection, testing and commissioning of released transformers from Thirubuvanai S/S to Thethampakkam and Kalapet substations (iii) Augmentation works at 110/22kV S/S Villianur S/S (iv) Establishment of 110/22kV S/S at Thavalakuppam in Puducherry (v) 5 x 25 MVA, 110/22kV Outdoor Power Transformers under Consultancy Services to Electricity Department, Govt. of Puducherry (PED)
(GRAND SUMMARY)
Bidder’s Name and Address (Sole Bidder) : |  |  | To:
Contracts Services, 3rd Floor
Name : |  |  | Power Grid Corporation of India Ltd.,
Address : |  |  | "Saudamini", Plot No.-2
Sector-29,
Gurgaon (Haryana) - 122001
Sl. No. | Description |  | Total Price (INR)
1 | TOTAL SCHEDULE NO. 1 |  | 0
Ex-works price of Plant and Equipment including Type Test Charges
2 | TOTAL SCHEDULE NO. 2 |  | 0
Local Transportation, Insurance and other Incidental Services
3 | TOTAL SCHEDULE NO. 3 |  | 0
Installation Charges
4 | TOTAL SCHEDULE NO. 4 |  | Not Applicable
Training Charges
5 | TOTAL SCHEDULE NO. 5 |  | 0
Taxes and Duties
6 | TOTAL SCHEDULE NO. 7 |  | Not Applicable
Type Test Charges [Total of this Schedule is included in Schedule - 1 above.]
| GRAND TOTAL [1+2+3+4+5] |  | 0
Date : | -- | Printed Name :
Place : |  | Designation :
Click for Sch-7

## Sch-7
Spec No: CC/NT/W-AIS/DOM/A00/26/01412 | [5 empty] | Schedule 7
110kV AIS (New) Substation Package SS 154 (including Transformers) for (i) Establishment of 110/22kV S/S at Thirubuvanai in Puducherry (ii) Shifting and erection, testing and commissioning of released transformers from Thirubuvanai S/S to Thethampakkam and Kalapet substations (iii) Augmentation works at 110/22kV S/S Villianur S/S (iv) Establishment of 110/22kV S/S at Thavalakuppam in Puducherry (v) 5 x 25 MVA, 110/22kV Outdoor Power Transformers under Consultancy Services to Electricity Department, Govt. of Puducherry (PED) | [7 empty] | As per Lum-sum | 0%
(SCHEDULE OF RATES AND PRICES ) | [7 empty] | AS per Percent | #REF!
[8 empty] | As per lum-sum on Sch-7 | 0%
Bidder’s Name and Address (Sole Bidder) : |  |  |  |  | To: |  |  | As per Percent on Sch-7 | #REF!
[5 empty] | Contracts Services, 3rd Floor |  |  | Total Discount | #REF!
Name : |  |  |  |  | Power Grid Corporation of India Ltd.,
Address : |  |  |  |  | "Saudamini", Plot No.-2
[5 empty] | Sector-29, |  |  | Multipackage Discount | 0%
Gurgaon (Haryana) - 122001
Type test charges:
Not Applicable
Date : | -- |  |  | Printed Name :
Place : |  |  |  | Designation :
Note : | Bidder should indicate the name of test laboratories where type tests are proposed to be conducted
Spec No: CC/NT/W-AIS/DOM/A00/26/01412
110kV AIS (New) Substation Package SS 154 (including Transformers) for (i) Establishment of 110/22kV S/S at Thirubuvanai in Puducherry (ii) Shifting and erection, testing and commissioning of released transformers from Thirubuvanai S/S to Thethampakkam and Kalapet substations (iii) Augmentation works at 110/22kV S/S Villianur S/S (iv) Establishment of 110/22kV S/S at Thavalakuppam in Puducherry (v) 5 x 25 MVA, 110/22kV Outdoor Power Transformers under Consultancy Services to Electricity Department, Govt. of Puducherry (PED) |  |  | 0 | 0 |  |  | 0
(SCHEDULE OF RATES AND PRICES ) |  |  | 0 | 0 |  |  | 0
Bidder’s Name and Address (Sole Bidder) : | [6 empty] | 0
|  |  | 0 | 0 |  |  | 0
Name : |  |  |  | 0 |  |  | 0
Address : |  |  |  | 0 |  |  | 0
|  |  |  | 0 |  |  | 0
|  |  |  | 0 |  |  | 0
#REF! |  |  | #REF! | #REF!
#REF! |  |  | #REF! | #REF!
#REF! |  |  | #REF!
#REF! |  |  | #REF! | #REF!
#REF! |  |  | #REF! | #REF!
|  |  | #REF! | #REF!
#REF! |  |  | #REF!
#REF! |  |  | #REF!
#REF! |  |  | #REF!
#REF! |  |  | #REF! | #REF!
#REF! |  |  | #REF! | #REF!
#REF! |  |  | #REF! | #REF!
#REF! |  |  | #REF! | #REF!
|  |  | #REF! | #REF!
#REF! |  |  | #REF!
#REF! |  |  | #REF! | #REF!
#REF! |  |  | #REF! | #REF!
#REF! |  |  | #REF! | #REF!
#REF! |  |  | #REF! | #REF!
|  |  | #REF! | #REF!
#REF! |  |  | #REF!
#REF! |  |  | #REF! | #REF!
#REF! |  |  | #REF! | #REF!
#REF! |  |  | #REF! | #REF!
|  |  | #REF! | #REF!
#REF! |  |  | #REF!
#REF! |  |  | #REF! | #REF!
#REF! |  |  | #REF! | #REF!
#REF! |  |  | #REF! | #REF!
|  |  | #REF! | #REF!
#REF! |  |  | #REF!
#REF! |  |  | #REF! | #REF!
#REF! |  |  | #REF! | #REF!
#REF! |  |  | #REF! | #REF!
#REF! |  |  | #REF! | #REF!
|  |  | #REF! | #REF!
|  |  | #REF! | #REF!
#REF! |  |  | #REF!
#REF! |  |  | #REF!
#REF! |  |  | #REF! | #REF!
#REF! |  |  | #REF! | #REF!
#REF! |  |  | #REF! | #REF!
|  |  | #REF! | #REF!
|  |  | #REF! | #REF!
#REF! |  |  | #REF!
#REF! |  |  | #REF!
#REF! |  |  | #REF! | #REF!
#REF! |  |  | #REF! | #REF!
#REF! |  |  | #REF! | #REF!
#REF! |  |  | #REF! | #REF!
#REF! |  |  | #REF! | #REF!
|  |  | #REF! | #REF!
#REF! |  |  | #REF!
#REF! |  |  | #REF! | #REF!
#REF! |  |  | #REF! | #REF!
#REF! |  |  | #REF! | #REF!
#REF! |  |  | #REF! | #REF!
#REF! |  |  | #REF! | #REF!
#REF! |  |  | #REF! | #REF!
|  |  | #REF! | #REF!
#REF! |  |  | #REF!
#REF! |  |  | #REF! | #REF!
#REF! |  |  | #REF! | #REF!
#REF! |  |  | #REF! | #REF!
#REF! |  |  | #REF! | #REF!
#REF! |  |  | #REF! | #REF!
#REF! |  |  | #REF! | #REF!
#REF! |  |  | #REF! | #REF!
#REF! |  |  | #REF! | #REF!
#REF! |  |  | #REF! | #REF!
|  |  | #REF! | #REF!
#REF! |  |  | #REF!
#REF! |  |  | #REF! | #REF!
#REF! |  |  | #REF! | #REF!
#REF! |  |  | #REF! | #REF!
|  |  | #REF! | #REF!
#REF! |  |  | #REF!
#REF! |  |  | #REF! | #REF!
#REF! |  |  | #REF! | #REF!
#REF! |  |  | #REF! | #REF!
|  |  | #REF! | #REF!
#REF! |  |  | #REF!
#REF! |  |  | #REF! | #REF!
#REF! |  |  | #REF! | #REF!
|  |  | #REF! | #REF!
#REF! |  |  | #REF!
#REF! |  |  | #REF! | #REF!
#REF! |  |  | #REF! | #REF!
#REF! |  |  | #REF! | #REF!
#REF! |  |  | #REF! | #REF!
#REF! |  |  | #REF! | #REF!
#REF! |  |  | #REF! | #REF!
|  |  | #REF! | #REF!
#REF! |  |  | #REF!
#REF! |  |  | #REF! | #REF!
#REF! |  |  | #REF! | #REF!
#REF! |  |  | #REF! | #REF!
#REF! |  |  | #REF! | #REF!
#REF! |  |  | #REF!
#REF! |  |  | #REF! | #REF!
#REF! |  |  | #REF! | #REF!
#REF! |  |  | #REF! | #REF!
#REF! |  |  | #REF! | #REF!
|  |  | #REF! | #REF!
|  |  | #REF! | #REF!
|  |  | #REF! | #REF!
Click for Bid Form 2nd Envelope

## Sch-7 Dis (hidden)
Spec No: CC/NT/W-AIS/DOM/A00/26/01412
110kV AIS (New) Substation Package SS 154 (including Transformers) for (i) Establishment of 110/22kV S/S at Thirubuvanai in Puducherry (ii) Shifting and erection, testing and commissioning of released transformers from Thirubuvanai S/S to Thethampakkam and Kalapet substations (iii) Augmentation works at 110/22kV S/S Villianur S/S (iv) Establishment of 110/22kV S/S at Thavalakuppam in Puducherry (v) 5 x 25 MVA, 110/22kV Outdoor Power Transformers under Consultancy Services to Electricity Department, Govt. of Puducherry (PED) | [6 empty] | As per Lum-sum |  | 0%
(SCHEDULE OF RATES AND PRICES : TYPE TEST CHARGES) | [6 empty] | AS per Percent |  | #REF!
[7 empty] | As per lum-sum on Sch-7 |  | 0%
Bidder’s Name and Address (Sole Bidder) : |  |  |  | To: |  |  | As per Percent on Sch-7 |  | #REF!
|  |  |  | Contracts Services, 3rd Floor |  |  | Total Discount |  | #REF!
Name : |  |  |  | Power Grid Corporation of India Ltd.,
Address : |  |  |  | "Saudamini", Plot No.-2
|  |  |  | Sector-29, |  |  | Multipackage Discount |  | 0%
Gurgaon (Haryana) - 122001
Type Tests on Earthwire
SL. NO. | Description of Test | Unit | Quantity | Unit Test Charge | Total Test Charges (Rs.) |  |  | Total Test Charges After Discount (Rs.) |  | Dis Alert | Total Test Charges After MPD (Rs.)
I
(a)
(b)
| Sub-Total (I) |  |  |  | 0
| TOTAL TEST CHARGES (I) |  |  |  | 0
[7 empty] | Discount Sche-7 | #REF! |  | MPD Sche-7 | #REF!
[7 empty] | Dis Alert | #REF!
Signature :
Date : | -- | Printed Name :
Place : |  | Designation :
Common Seal :
Note : | Bidder should indicate the name of test laboratories where type tests are proposed to be conducted
Spec No: CC/NT/W-AIS/DOM/A00/26/01412
110kV AIS (New) Substation Package SS 154 (including Transformers) for (i) Establishment of 110/22kV S/S at Thirubuvanai in Puducherry (ii) Shifting and erection, testing and commissioning of released transformers from Thirubuvanai S/S to Thethampakkam and Kalapet substations (iii) Augmentation works at 110/22kV S/S Villianur S/S (iv) Establishment of 110/22kV S/S at Thavalakuppam in Puducherry (v) 5 x 25 MVA, 110/22kV Outdoor Power Transformers under Consultancy Services to Electricity Department, Govt. of Puducherry (PED) | 0 | 0 |  |  |  | 0
(SCHEDULE OF RATES AND PRICES : TYPE TEST CHARGES) | 0 | 0 |  |  |  | 0
Bidder’s Name and Address (Sole Bidder) : | [5 empty] | 0
| 0 | 0 |  |  |  | 0
Name : |  | 0 |  |  |  | 0
Address : |  | 0 |  |  |  | 0
|  | 0 |  |  |  | 0
|  | 0 |  |  |  | 0
SL. NO. | Description of Test | 0
#REF! | #REF! | #REF!
#REF! | #REF!
#REF! | #REF! | #REF!
#REF! | #REF! | #REF!
| #REF! | #REF!
#REF! | #REF!
#REF! | #REF!
#REF! | #REF!
#REF! | #REF! | #REF!
#REF! | #REF! | #REF!
#REF! | #REF! | #REF!
#REF! | #REF! | #REF!
| #REF! | #REF!
#REF! | #REF!
#REF! | #REF! | #REF!
#REF! | #REF! | #REF!
#REF! | #REF! | #REF!
#REF! | #REF! | #REF!
| #REF! | #REF!
#REF! | #REF!
#REF! | #REF! | #REF!
#REF! | #REF! | #REF!
#REF! | #REF! | #REF!
| #REF! | #REF!
#REF! | #REF!
#REF! | #REF! | #REF!
#REF! | #REF! | #REF!
#REF! | #REF! | #REF!
| #REF! | #REF!
#REF! | #REF!
#REF! | #REF! | #REF!
#REF! | #REF! | #REF!
#REF! | #REF! | #REF!
#REF! | #REF! | #REF!
| #REF! | #REF!
| #REF! | #REF!
#REF! | #REF!
#REF! | #REF!
#REF! | #REF! | #REF!
#REF! | #REF! | #REF!
#REF! | #REF! | #REF!
| #REF! | #REF!
| #REF! | #REF!
#REF! | #REF!
#REF! | #REF!
#REF! | #REF! | #REF!
#REF! | #REF! | #REF!
#REF! | #REF! | #REF!
#REF! | #REF! | #REF!
#REF! | #REF! | #REF!
| #REF! | #REF!
#REF! | #REF!
#REF! | #REF! | #REF!
#REF! | #REF! | #REF!
#REF! | #REF! | #REF!
#REF! | #REF! | #REF!
#REF! | #REF! | #REF!
#REF! | #REF! | #REF!
| #REF! | #REF!
#REF! | #REF!
#REF! | #REF! | #REF!
#REF! | #REF! | #REF!
#REF! | #REF! | #REF!
#REF! | #REF! | #REF!
#REF! | #REF! | #REF!
#REF! | #REF! | #REF!
#REF! | #REF! | #REF!
#REF! | #REF! | #REF!
#REF! | #REF! | #REF!
| #REF! | #REF!
#REF! | #REF!
#REF! | #REF! | #REF!
#REF! | #REF! | #REF!
#REF! | #REF! | #REF!
| #REF! | #REF!
#REF! | #REF!
#REF! | #REF! | #REF!
#REF! | #REF! | #REF!
#REF! | #REF! | #REF!
| #REF! | #REF!
#REF! | #REF!
#REF! | #REF! | #REF!
#REF! | #REF! | #REF!
| #REF! | #REF!
#REF! | #REF!
#REF! | #REF! | #REF!
#REF! | #REF! | #REF!
#REF! | #REF! | #REF!
#REF! | #REF! | #REF!
#REF! | #REF! | #REF!
#REF! | #REF! | #REF!
| #REF! | #REF!
#REF! | #REF!
#REF! | #REF! | #REF!
#REF! | #REF! | #REF!
#REF! | #REF! | #REF!
#REF! | #REF! | #REF!
#REF! | #REF!
#REF! | #REF! | #REF!
#REF! | #REF! | #REF!
#REF! | #REF! | #REF!
#REF! | #REF! | #REF!
| #REF! | #REF!
| #REF! | #REF!
| #REF! | #REF!
Click for Bid Form 2nd Envelope

## Sch-7 (b) (hidden)
Spec No: CC/NT/W-AIS/DOM/A00/26/01412 | [8 empty] | Schedule 7
110kV AIS (New) Substation Package SS 154 (including Transformers) for (i) Establishment of 110/22kV S/S at Thirubuvanai in Puducherry (ii) Shifting and erection, testing and commissioning of released transformers from Thirubuvanai S/S to Thethampakkam and Kalapet substations (iii) Augmentation works at 110/22kV S/S Villianur S/S (iv) Establishment of 110/22kV S/S at Thavalakuppam in Puducherry (v) 5 x 25 MVA, 110/22kV Outdoor Power Transformers under Consultancy Services to Electricity Department, Govt. of Puducherry (PED) | [11 empty] | As per Lum-sum |  | 0%
(SCHEDULE OF RATES AND PRICES ) | [11 empty] | AS per Percent |  | #REF!
[12 empty] | As per lum-sum on Sch-7 |  | 0%
Bidder’s Name and Address (Sole Bidder) : | [6 empty] | To: |  |  |  |  | As per Percent on Sch-7 |  | #REF!
[7 empty] | Contracts Services, 3rd Floor |  |  |  |  | Total Discount |  | #REF!
Name : | [6 empty] | Power Grid Corporation of India Ltd.,
Address : | [6 empty] | "Saudamini", Plot No.-2
[7 empty] | Sector-29, |  |  |  |  | Multipackage Discount |  | 0%
Gurgaon (Haryana) - 122001
Type tests for Wangtoo Substation
SL. NO. | HSN Code | Whether HSN in column ‘2’ is confirmed. If not indicate applicable the HSN code * | Rate of GST applicable ( in %) | Whether rate of GST in column ‘4’ is confirmed. If not indicate applicable rate of GST * | Description of Test | Unit | Quantity | Unit Test Charge | Total Test Charges (Rs.) |  | 0 |  | Total Test Charges After Discount (Rs.) |  | Dis Alert | Total Test Charges After MPD (Rs.)
1 | 2 | 3 | 4 | 5 | 6 | 7 | 8 | 9 | 10= 8 x 9
NOT APPLICABLE
0
0
0
[5 empty] | TOTAL TYPE TEST CHARGES |  |  |  | 0
[12 empty] | Discount Sche-7 | #REF! |  | MPD Sche-7 | #REF!
[12 empty] | Dis Alert | #REF!
Date : | -- |  |  |  |  | Printed Name :
Place : | [5 empty] | Designation :
Note : | Bidder should indicate the name of test laboratories where type tests are proposed to be conducted
Spec No: CC/NT/W-AIS/DOM/A00/26/01412
110kV AIS (New) Substation Package SS 154 (including Transformers) for (i) Establishment of 110/22kV S/S at Thirubuvanai in Puducherry (ii) Shifting and erection, testing and commissioning of released transformers from Thirubuvanai S/S to Thethampakkam and Kalapet substations (iii) Augmentation works at 110/22kV S/S Villianur S/S (iv) Establishment of 110/22kV S/S at Thavalakuppam in Puducherry (v) 5 x 25 MVA, 110/22kV Outdoor Power Transformers under Consultancy Services to Electricity Department, Govt. of Puducherry (PED) |  |  |  |  | 0 | 0 |  |  |  | 0
(SCHEDULE OF RATES AND PRICES ) |  |  |  |  | 0 | 0 |  |  |  | 0
Bidder’s Name and Address (Sole Bidder) : | [9 empty] | 0
[5 empty] | 0 | 0 |  |  |  | 0
Name : | [5 empty] | 0 |  |  |  | 0
Address : | [5 empty] | 0 |  |  |  | 0
[6 empty] | 0 |  |  |  | 0
[6 empty] | 0 |  |  |  | 0
SL. NO. |  |  |  |  | Description of Test | 0
#REF! |  |  |  |  | #REF! | #REF!
#REF! |  |  |  |  | #REF!
#REF! |  |  |  |  | #REF! | #REF!
#REF! |  |  |  |  | #REF! | #REF!
[5 empty] | #REF! | #REF!
#REF! |  |  |  |  | #REF!
#REF! |  |  |  |  | #REF!
#REF! |  |  |  |  | #REF!
#REF! |  |  |  |  | #REF! | #REF!
#REF! |  |  |  |  | #REF! | #REF!
#REF! |  |  |  |  | #REF! | #REF!
#REF! |  |  |  |  | #REF! | #REF!
[5 empty] | #REF! | #REF!
#REF! |  |  |  |  | #REF!
#REF! |  |  |  |  | #REF! | #REF!
#REF! |  |  |  |  | #REF! | #REF!
#REF! |  |  |  |  | #REF! | #REF!
#REF! |  |  |  |  | #REF! | #REF!
[5 empty] | #REF! | #REF!
#REF! |  |  |  |  | #REF!
#REF! |  |  |  |  | #REF! | #REF!
#REF! |  |  |  |  | #REF! | #REF!
#REF! |  |  |  |  | #REF! | #REF!
[5 empty] | #REF! | #REF!
#REF! |  |  |  |  | #REF!
#REF! |  |  |  |  | #REF! | #REF!
#REF! |  |  |  |  | #REF! | #REF!
#REF! |  |  |  |  | #REF! | #REF!
[5 empty] | #REF! | #REF!
#REF! |  |  |  |  | #REF!
#REF! |  |  |  |  | #REF! | #REF!
#REF! |  |  |  |  | #REF! | #REF!
#REF! |  |  |  |  | #REF! | #REF!
#REF! |  |  |  |  | #REF! | #REF!
[5 empty] | #REF! | #REF!
[5 empty] | #REF! | #REF!
#REF! |  |  |  |  | #REF!
#REF! |  |  |  |  | #REF!
#REF! |  |  |  |  | #REF! | #REF!
#REF! |  |  |  |  | #REF! | #REF!
#REF! |  |  |  |  | #REF! | #REF!
[5 empty] | #REF! | #REF!
[5 empty] | #REF! | #REF!
#REF! |  |  |  |  | #REF!
#REF! |  |  |  |  | #REF!
#REF! |  |  |  |  | #REF! | #REF!
#REF! |  |  |  |  | #REF! | #REF!
#REF! |  |  |  |  | #REF! | #REF!
#REF! |  |  |  |  | #REF! | #REF!
#REF! |  |  |  |  | #REF! | #REF!
[5 empty] | #REF! | #REF!
#REF! |  |  |  |  | #REF!
#REF! |  |  |  |  | #REF! | #REF!
#REF! |  |  |  |  | #REF! | #REF!
#REF! |  |  |  |  | #REF! | #REF!
#REF! |  |  |  |  | #REF! | #REF!
#REF! |  |  |  |  | #REF! | #REF!
#REF! |  |  |  |  | #REF! | #REF!
[5 empty] | #REF! | #REF!
#REF! |  |  |  |  | #REF!
#REF! |  |  |  |  | #REF! | #REF!
#REF! |  |  |  |  | #REF! | #REF!
#REF! |  |  |  |  | #REF! | #REF!
#REF! |  |  |  |  | #REF! | #REF!
#REF! |  |  |  |  | #REF! | #REF!
#REF! |  |  |  |  | #REF! | #REF!
#REF! |  |  |  |  | #REF! | #REF!
#REF! |  |  |  |  | #REF! | #REF!
#REF! |  |  |  |  | #REF! | #REF!
[5 empty] | #REF! | #REF!
#REF! |  |  |  |  | #REF!
#REF! |  |  |  |  | #REF! | #REF!
#REF! |  |  |  |  | #REF! | #REF!
#REF! |  |  |  |  | #REF! | #REF!
[5 empty] | #REF! | #REF!
#REF! |  |  |  |  | #REF!
#REF! |  |  |  |  | #REF! | #REF!
#REF! |  |  |  |  | #REF! | #REF!
#REF! |  |  |  |  | #REF! | #REF!
[5 empty] | #REF! | #REF!
#REF! |  |  |  |  | #REF!
#REF! |  |  |  |  | #REF! | #REF!
#REF! |  |  |  |  | #REF! | #REF!
[5 empty] | #REF! | #REF!
#REF! |  |  |  |  | #REF!
#REF! |  |  |  |  | #REF! | #REF!
#REF! |  |  |  |  | #REF! | #REF!
#REF! |  |  |  |  | #REF! | #REF!
#REF! |  |  |  |  | #REF! | #REF!
#REF! |  |  |  |  | #REF! | #REF!
#REF! |  |  |  |  | #REF! | #REF!
[5 empty] | #REF! | #REF!
#REF! |  |  |  |  | #REF!
#REF! |  |  |  |  | #REF! | #REF!
#REF! |  |  |  |  | #REF! | #REF!
#REF! |  |  |  |  | #REF! | #REF!
#REF! |  |  |  |  | #REF! | #REF!
#REF! |  |  |  |  | #REF!
#REF! |  |  |  |  | #REF! | #REF!
#REF! |  |  |  |  | #REF! | #REF!
#REF! |  |  |  |  | #REF! | #REF!
#REF! |  |  |  |  | #REF! | #REF!
[5 empty] | #REF! | #REF!
[5 empty] | #REF! | #REF!
[5 empty] | #REF! | #REF!
Click for Bid Form 2nd Envelope

## Discount
This letter of discount is optional. Bidder may / may not offer any discount.
Spec No: CC/NT/W-AIS/DOM/A00/26/01412 |  |  |  |  | Letter of Discount
LETTER OF DISCOUNT
To:
Contract Services
Power Grid Corporation of India Ltd.,
"Saudamini", Plot No.-2
Sector-29, (near IFFCO Chowk)
Gurgaon (Haryana) - 122001
Subject : |  | 110kV AIS (New) Substation Package SS 154 (including Transformers) for (i) Establishment of 110/22kV S/S at Thirubuvanai in Puducherry (ii) Shifting and erection, testing and commissioning of released transformers from Thirubuvanai S/S to Thethampakkam and Kalapet substations (iii) Augmentation works at 110/22kV S/S Villianur S/S (iv) Establishment of 110/22kV S/S at Thavalakuppam in Puducherry (v) 5 x 25 MVA, 110/22kV Outdoor Power Transformers under Consultancy Services to Electricity Department, Govt. of Puducherry (PED)
Dear Sir
With reference to the subject tender, we hereby offer unconditional discount on the prices quoted by us as per details given here below : | [6 empty] | Eq Weightage of Rs/ % | Final Discount Factor
| 1 | Discount on lum-sum basis on total price quoted by us without Taxes & Duties. [The discount shall be proportionately applicable on all the items of all the Schdules i.e. Sch-1, Sch-2 & Sch-3] In Rs. |  |  |  | 0 | 0%
| 2 | Discount on percent basis on total price quoted by us without Taxes & Duties. [The discount shall be proportionately applicable on all the items of all the Schdules i.e. Sch-1, Sch-2 & Sch-3] In Percent (%) |  |  |  | 0 | 0%
| 3 | Discount on lum-sum basis on the Schedules as given below : [The discount shall be proportionately applicable on all the relevent items of the respective Schdules.] In Rs.
|  | Schedule-1 : Ex works prices |  | In Rs. |  | 0 | 0% | Schedule-1 : Ex-Works Price | 0%
|  | Schedule-2 : Freight & Insurance |  | In Rs. |  | 0 | 0% | Schedule-2 : Freight & Insurance | 0%
|  | Schedule-3 : Erection Charges |  | In Rs. |  | 0 | 0% | Schedule-3 : Erection Charges | 0%
|  | Schedule-4 : Training Charges |  | In Rs. |  | 0 | 0% | Schedule-4 : Training Charges | 0%
|  | Schedule-7 : Type Test Charges |  | In Rs. |  |  |  | Schedule-7 : Type Test Charges | 0%
| 4 | Discount on percent basis on the Schedules as given below : [The discount shall be proportionately applicable on all the relevent items of the respective Schdules.] In Percent (%)
|  | Schedule-1 : Ex works prices |  | In Percent (%) |  | 0 | 0%
|  | Schedule-2 : Freight & Insurance |  | In Percent (%) |  | 0 | 0%
|  | Schedule-3 : Erection Charges |  | In Percent (%) |  | 0 | 0%
|  | Schedule-4 : Training Charges |  | In Percent (%) |  | 0 | 0%
|  | Schedule-7 : Type Test Charges |  | In Percent (%) |  |  | 0%
Discount(s) offered at sl. No. 1 to 4 will get displayed and accounted for automatically in the respective items of the Schedules.
| 5 | We hereby offer Multi-package discount as given below:
Multi-Package Discount(s) offered at sl. No. 5 will not get automatically accounted for in the respective items of the Schedules. The same shall be worked out saparately for evaluation.
Please consider this letter of discount as the integral part of our price bid.
Thanking you, we remain,
Yours faithfully,
For and on behalf of
Date : |  | -- | Printed Name :
Place : |  |  | Designation :
Click for Bid Form

## Bid Form - 2nd Envelope
Spec No: CC/NT/W-AIS/DOM/A00/26/01412 |  |  |  |  | Bid Form 2nd Envelope |  | Sole Bidder |  |  | 1 | st |  | 1 | January
[7 empty] | 0 |  |  | 2 | nd |  | 2 | February
BID FORM (Second Envelope) | [9 empty] | 3 | rd |  | 3 | March
[10 empty] | 4 | th |  | 4 | April
Bid Proposal Ref. No. | [9 empty] | 5 | th |  | 5 | May
Date : | -- | [8 empty] | 6 | th | #VALUE! | 6 | June
[10 empty] | 7 | th | #VALUE! | 7 | July
To: | [9 empty] | 8 | th | #VALUE! | 8 | August
Contracts Services, 3rd Floor | [9 empty] | 9 | th | #VALUE! | 9 | September
Power Grid Corporation of India Ltd., | [9 empty] | 10 | th |  | 10 | October
"Saudamini", Plot No.-2 | [9 empty] | 11 | th |  | 11 | November
Sector-29, | [9 empty] | 12 | th |  | 12 | December
Gurgaon (Haryana) - 122001 | [9 empty] | 13 | th
[10 empty] | 14 | th
Name of Contract : |  | 110kV AIS (New) Substation Package SS 154 (including Transformers) for (i) Establishment of 110/22kV S/S at Thirubuvanai in Puducherry (ii) Shifting and erection, testing and commissioning of released transformers from Thirubuvanai S/S to Thethampakkam and Kalapet substations (iii) Augmentation works at 110/22kV S/S Villianur S/S (iv) Establishment of 110/22kV S/S at Thavalakuppam in Puducherry (v) 5 x 25 MVA, 110/22kV Outdoor Power Transformers under Consultancy Services to Electricity Department, Govt. of Puducherry (PED) | [7 empty] | 15 | th
Dear Ladies and/or Gentlemen, | [9 empty] | 16 | th
1 | In continuation of First Envelope of our Bid, we hereby submit the Second Envelope of the Bid, both of which shall be read together and in conjunction with each other, and shall be construed as an integral part of our Bid. Accordingly, we the undersigned, offer to design, manufacture, test, deliver, install and commission (including carrying out Trial Operation, Performance & Guarantee Test as per provision of Technical Specification) under the above-named package in full conformity with the said Bidding Documents for the sum of Rs. 0 or such other sums as may be determined in accordance with the terms and conditions of the Bidding Documents. | [5 empty] | In continuation of First Envelope of our Bid, we hereby submit the Second Envelope of the Bid, both of which shall be read together and in conjunction with each other, and shall be construed as an integral part of our Bid. Accordingly, we the undersigned, offer to design, manufacture, test, deliver, install and commission (including carrying out Trial Operation, Performance & Guarantee Test as per provision of Technical Specification) under the above-named package in full conformity with the said Bidding Documents for the sum of Rs. | or such other sums as may be determined in accordance with the terms and conditions of the Bidding Documents. | 0 | 17 | th
| The above amounts are in accordance with the price schedules attached herewith and are made part of this bid. | [8 empty] | 18 | th
2 | Price Schedules | [8 empty] | 19 | th
2.1 | In line with the requirements of the Bidding documents, we enclose herewith the following Price Schedules, duly filled - in as per your proforma: | [8 empty] | 20 | th
| Schedule 1 |  | Plant and Equipment (Including Mandatory Spare Parts) to be supplied, including Type Test Charges. | [6 empty] | 21 | st
| Schedule 2 |  | Local Transportation, In-transit Insurance, loading and unloading | [6 empty] | 22 | th
| Schedule 3 |  | Installation Charges. |  |  | Sole Bidder |  |  |  | 23 | th
| Schedule 4 |  | Training charges for training to be imparted. (Not Applicable) | [6 empty] | 24 | th
| Schedule 5 |  | Taxes and Duties | [6 empty] | 25 | th
| Schedule 6 |  | Grand Summary [Schedule 1to 5] | [6 empty] | 26 | th
| Schedule 7 |  | Break-Up of Type Test Charges (Not Applicable) | [6 empty] | 26 | th
[10 empty] | 27 | th
2.2 | We are aware that the Price Schedules do not generally give a full description of the Work to be performed under each item and we shall be deemed to have read the Technical Specifications and other sections of the Bidding Documents and Drawings to ascertain the full scope of Work included in each item while filling-in the rates and prices. We agree that the entered rates and prices shall be deemed to include for the full scope as aforesaid, including overheads and profit. | [8 empty] | 28 | th
2.3 | We declare that as specified in Clause 11.5, Section-II:ITB, Vol.-I of the Bidding Documents, prices quoted by us in the Price Schedules shall be subject to Price Adjustment during the execution of Contract in accordance with Appendix-2 (Price Adjustment) to the Contract Agreement. | [8 empty] | 29 | th
2.4 | We understand that in the price schedules, where there are errors between the total of the amounts given under the column for the price Breakdown and the amount given under the Total Price, the former shall prevail and the latter will be corrected accordingly. We further understand that where there are discrepancies between amounts stated in figures and amounts stated in words, the amount stated in words shall prevail. Similarly, any discrepancy in the total bid price and that of the summation of Schedule price (price indicated in a Schedule indicating the total of that schedule), the total bid price shall be corrected to reflect the actual summation of the Schedule prices. | [8 empty] | 30 | th
2.5 | We declare that items left blank in the Schedules will be deemed to have been included in other items. The TOTAL for each Schedule and the TOTAL of Grand Summary shall be deemed to be the total price for executing the Facilities and sections thereof in complete accordance with the Contract, whether or not each individual item has been priced. | [8 empty] | 31 | st
3 | We confirm that except as otherwise specifically provided our Bid Prices in this Second Envelope include all taxes, duties, levies and charges as may be assessed on us/our Associate (applicable for Foreign Bidder), our Sub-Contractor/Sub-Vendor or their employees by all municipal, state or national government authorities in connection with the Facilities, in and outside of India.
3.1 | 100% of applicable Taxes and Duties i.e GST which are payable by the Employer under the Contract, shall be reimbursed by the Employer on production of satisfactory documentary evidence by the Contractor in accordance with the provisions of the Bidding Documents.
3.2 | We further understand that notwithstanding 3.0 above, in case of award on us, you shall also bear and pay/reimburse to us, GST applicable on supplies by us to you, imposed on the Plant & Equipment including Mandatory Spare Parts to be incorporated into the Facilities including Type Test charges for Type test to be conducted specified in Schedule No. 1, Installation Services specified in Schedule No. 3 and Charges for Training to be imparted specified in Schedule No. 4 of the Price Schedule in this Second Envelope by the Indian Laws.
3.3 | We confirm that we have also registered/we shall also get registered in the GST Network with a GSTIN, in all the states where the project is located and the states from which we shall make our supply of goods.
4 | # (For Joint Venture only) We, the partners of Joint Venture submitting this bid, do agree and confirm that in case of Award of Contract on the Joint Venture, we shall be jointly and severally liable and responsible for the execution of the Contract in accordance with Contract terms and conditions.
5 | We, hereby, declare that only the persons or firms interested in this proposal as principals are named here and that no other persons or firms other than those mentioned herein have any interest in this proposal or in the Contract to be entered into, if the award is made on us, that this proposal is made without any connection with any other person, firm or party likewise submitting a proposal is in all respects for and in good faith, without collusion or fraud.
Thanking you, we remain,
Yours faithfully,
For and on behalf of
Signature :
Date : | -- |  |  | Printed Name : | 0
Place : |  |  |  | Designation : | 0
Common Seal :
Please provide additional information of the Bidder
Business Address :
Country of Incorporation :
State/Province to be indicated :
Name of Principal Officer :
Address of Principal Officer :
* * *
Back to Cover Page

## Octroi (hidden)
Details of Octroi
Sl No. | Description of Items | Amount on which Octroi is applicable | Rate of Octroi | Octroi
(1) | (2) | (3) | (4) | (5) =(3) x (4)
1 |  |  |  | 0
2 |  |  |  | 0
3 |  |  |  | 0
4 |  |  |  | 0
5 |  |  |  | 0
6 |  |  |  | 0
7 |  |  |  | 0
8 |  |  |  | 0
9 |  |  |  | 0
10 |  |  |  | 0
| Total |  |  | 0
Back to Sch 5

## Entry Tax (hidden)
Details of Entry Tax
Sl No. | Description of Items | Amount on which Entry Tax is applicable | Rate of Entry Tax | Entry Tax
(1) | (2) | (3) | (4) | (5) =(3) x (4)
1 |  |  |  | 0
2 |  |  |  | 0
3 |  |  |  | 0
4 |  |  |  | 0
5 |  |  |  | 0
6 |  |  |  | 0
7 |  |  |  | 0
8 |  |  |  | 0
9 |  |  |  | 0
10 |  |  |  | 0
| Total |  |  | 0
Back to Sch 5

## Other Taxes & Duties (hidden)
Details of Other Taxes & Duties
Sl No. | Description of Items | Amount on which Other Taxes & Duties are applicable | Description of Taxes & Duties | Rate of Taxes & Duties | Amount of Taxes & Duties
(1) | (2) | (3) | (4) | (5) | (6) =(3) x (4)
1 |  |  |  |  | 0
2 |  |  |  |  | 0
3 |  |  |  |  | 0
4 |  |  |  |  | 0
5 |  |  |  |  | 0
6 |  |  |  |  | 0
7 |  |  |  |  | 0
8 |  |  |  |  | 0
9 |  |  |  |  | 0
10 |  |  |  |  | 0
| Total |  |  |  | 0
Back to Sch 5

## Bid Form 2nd Envelope (hidden)
Spec No: CC/NT/W-AIS/DOM/A00/26/01412 |  |  |  |  | Bid Form 2nd Envelope |  | Sole Bidder |  |  |  | 1 | st |  | 1 | January
[7 empty] | 0 |  |  |  | 2 | nd |  | 2 | February
BID FORM (Second Envelope) | [10 empty] | 3 | rd |  | 3 | March
[11 empty] | 4 | th |  | 4 | April
Bid Proposal Ref. No. | [10 empty] | 5 | th |  | 5 | May
Date : | -- | [9 empty] | 6 | th | #VALUE! | 6 | June
[11 empty] | 7 | th | #VALUE! | 7 | July
To: | [10 empty] | 8 | th | #VALUE! | 8 | August
Contracts Services, 3rd Floor | [10 empty] | 9 | th | #VALUE! | 9 | September
Power Grid Corporation of India Ltd., | [10 empty] | 10 | th |  | 10 | October
"Saudamini", Plot No.-2 | [10 empty] | 11 | th |  | 11 | November
Sector-29, | [10 empty] | 12 | th |  | 12 | December
Gurgaon (Haryana) - 122001 | [10 empty] | 13 | th
[11 empty] | 14 | th
Name of Contract : |  | 110kV AIS (New) Substation Package SS 154 (including Transformers) for (i) Establishment of 110/22kV S/S at Thirubuvanai in Puducherry (ii) Shifting and erection, testing and commissioning of released transformers from Thirubuvanai S/S to Thethampakkam and Kalapet substations (iii) Augmentation works at 110/22kV S/S Villianur S/S (iv) Establishment of 110/22kV S/S at Thavalakuppam in Puducherry (v) 5 x 25 MVA, 110/22kV Outdoor Power Transformers under Consultancy Services to Electricity Department, Govt. of Puducherry (PED) | [8 empty] | 15 | th
Dear Ladies and/or Gentlemen, | [10 empty] | 16 | th
1 | In continuation of First Envelope of our Bid, we hereby submit the Second Envelope of the Bid, both of which shall be read together and in conjunction with each other, and shall be construed as an integral part of our Bid. Accordingly, we the undersigned, offer to design, manufacture, test, deliver, install and commission (including carrying out Trial Operation, Performance & Guarantee Test as per provision of Technical Specification) under the above-named package in full conformity with the said Bidding Documents for the sum of Rs. 0 (Rs. Zero Only ) or such other sums as may be determined in accordance with the terms and conditions of the Bidding Documents. | [5 empty] | In continuation of First Envelope of our Bid, we hereby submit the Second Envelope of the Bid, both of which shall be read together and in conjunction with each other, and shall be construed as an integral part of our Bid. Accordingly, we the undersigned, offer to design, manufacture, test, deliver, install and commission (including carrying out Trial Operation, Performance & Guarantee Test as per provision of Technical Specification) under the above-named package in full conformity with the said Bidding Documents for the sum of Rs. | or such other sums as may be determined in accordance with the terms and conditions of the Bidding Documents. | 0 | (Rs. Zero Only ) | 17 | th
| The above amounts are in accordance with the price schedules attached herewith and are made part of this bid. | [9 empty] | 18 | th
2 | Price Schedules | [9 empty] | 19 | th
2.1 | In line with the requirements of the Bidding documents, we enclose herewith the following Price Schedules, duly filled - in as per your proforma: | [9 empty] | 20 | th
| Schedule 1 |  | Plant and Equipment (Including Mandatory Spare Parts) to be supplied, including Type Test Charges. | [7 empty] | 21 | st
| Schedule 2 |  | Local Transportation, In-transit Insurance, loading and unloading | [7 empty] | 22 | th
| Schedule 3 |  | Installation Charges. |  |  | Sole Bidder |  |  |  |  | 23 | th
| Schedule 4 |  | Training charges for training to be imparted. | [7 empty] | 24 | th
| Schedule 5 |  | Taxes and Duties not included in Schedule 1 | [7 empty] | 25 | th
| Schedule 6 |  | Grand Summary [Schedule 1to 5] | [7 empty] | 26 | th
| Schedule 7 |  | Break-up of Type Test Charges for Type Tests to be conducted
[11 empty] | 27 | th
2.2 | We are aware that the Price Schedules do not generally give a full description of the Work to be performed under each item and we shall be deemed to have read the Technical Specifications and other sections of the Bidding Documents and Drawings to ascertain the full scope of Work included in each item while filling-in the rates and prices. We agree that the entered rates and prices shall be deemed to include for the full scope as aforesaid, including overheads and profit. | [9 empty] | 28 | th
2.3 | We declare that as specified in Clause 11.5, Section –II:ITB, Vol.-I of the Bidding Documents, prices quoted by us in the Price Schedules in Second Envelope shall be on ‘Firm’ basis during the entire currency of contract and shall not be subject to price variation, what-so-ever during contract execution. | [9 empty] | 29 | th
2.4 | We understand that in the price schedules, where there are errors between the total of the amounts given under the column for the price Breakdown and the amount given under the Total Price, the former shall prevail and the latter will be corrected accordingly. We further understand that where there are discrepancies between amounts stated in figures and amounts stated in words, the amount stated in words shall prevail. Similarly, any discrepancy in the total bid price and that of the summation of Schedule price (price indicated in a Schedule indicating the total of that schedule), the total bid price shall be corrected to reflect the actual summation of the Schedule prices. | [9 empty] | 30 | th
2.5 | We declare that items left blank in the Schedules will be deemed to have been included in other items. The TOTAL for each Schedule and the TOTAL of Grand Summary shall be deemed to be the total price for executing the Facilities and sections thereof in complete accordance with the Contract, whether or not each individual item has been priced. | [9 empty] | 31 | st
3 | We confirm that except as otherwise specifically provided our Bid Prices in this Second Envelope include all taxes, duties, levies and charges as may be assessed on us/our Associate (applicable for Foreign Bidder), our Sub-Contractor/Sub-Vendor or their employees by all municipal, state or national government authorities in connection with the Facilities, in and outside of India.
3.1 | 100% of applicable Taxes and Duties i.e GST which are payable by the Employer under the Contract, shall be reimbursed by the Employer on production of satisfactory documentary evidence by the Contractor in accordance with the provisions of the Bidding Documents.
3.2 | We further understand that notwithstanding 3.0 above, in case of award on us, you shall also bear and pay/reimburse to us, GST applicable on supplies by us to you, imposed on the Plant & Equipment including Mandatory Spare Parts to be incorporated into the Facilities including Type Test charges for Type test to be conducted specified in Schedule No. 1, Installation Services specified in Schedule No. 3 and Charges for Training to be imparted specified in Schedule No. 4 of the Price Schedule in this Second Envelope by the Indian Laws.
3.3 | We confirm that we have also registered/we shall also get registered in the GST Network with a GSTIN, in all the states where the project is located and the states from which we shall make our supply of goods.
4 | # (For Joint Venture only) We, the partners of Joint Venture submitting this bid, do agree and confirm that in case of Award of Contract on the Joint Venture, we shall be jointly and severally liable and responsible for the execution of the Contract in accordance with Contract terms and conditions.
5 | We, hereby, declare that only the persons or firms interested in this proposal as principals are named here and that no other persons or firms other than those mentioned herein have any interest in this proposal or in the Contract to be entered into, if the award is made on us, that this proposal is made without any connection with any other person, firm or party likewise submitting a proposal is in all respects for and in good faith, without collusion or fraud.
Thanking you, we remain,
Yours faithfully,
For and on behalf of
Signature :
Date : | -- |  |  | Printed Name :
Place : |  |  |  | Designation :
Common Seal :
Please provide additional information of the Bidder
Business Address :
Country of Incorporation :
State/Province to be indicated :
Name of Principal Officer :
Address of Principal Officer :
Note: Bidders may note that no prescribed proforma has been enclosed for Attachment 2 : Power of Attorney. Bidders may use their own proforma for furnishing the required information with the bid.
* * *
Back to Cover Page

## Q & C (2) (hidden)
STATEMENT OF QUOTED / CORRECTED PRICES
All Figures are in Rupees
Bidder |  | #VALUE!
Sl. No. | Price Component | Quoted Price | Corrected Price
1 | TOTAL SCHEDULE NO. 1:Ex-Works Price of Plant and Equipment including Type Test Charges | 0 |  | 0
2 | TOTAL SCHEDULE NO.2: Local Transportation, Insurance and other Incidental Services. | 0 |  | 0
3 | TOTAL SCHEDULE NO.3: Installation Charges | 0 |  | 0
4 | TOTAL SCHEDULE NO.4: Training Charges | Not Applicable |  | Not Applicable
5 | TOTAL BID PRICE: (Excluding Taxes & Duties) | 0 |  | 0
6 | DISCOUNT | #REF! |  | #REF! | #REF!
7 | NET BID PRICE (Excluding Taxes & Duties) | #REF! |  | #REF!
8 | TAXES & DUTIES PAYABLE ADDITIONALLY
| A) EXCISE DUTY | 0 |  | 0
| B) CENTRAL SALES TAX | 0 |  | 0
| C) VAT | #REF! |  | 0
| D) ENTRY TAX / OCTROI | #REF! |  | 0
E) OTHERS
| F) TOTAL TAXES & DUTIES | #REF! |  | 0
8 | TOTAL BID PRICE (INCLUDING TAXES & DUTIES) | #REF! |  | 0
9 | TOTAL SCHEDULE NO.7: Type Test Charges [Total of this Schedule is included in Schedule-1 above] | 0 |  | 0
I) | Bidder has indicated the following taxes and duties additionally applicable for their bid:
| Excise Duty % as |  |  |  | Excise Duty
| CST % as |  |  |  | CST
| #REF! |  |  |  | VAT | #REF! | #REF!
| #REF! |  |  |  | Entry Tax/ Octroi | #REF! | #REF!
| Others as |  |  |  | Others
II) | With regard to Entry Tax, it may be mentioned that the substations covered under the subject pacakge falls in State of MP, where an entry tax @ 2% of Purchase Price is applicable. In view of the above, the taxes and duties inter-alia including entry tax applicable for the bids are calculated :
a) | Ex-Works Price of Direct Supplies (after discount, if any) |  | Rs. | 0
b) | Excise Duty, as applicable on (a) above at the rate : | 10% | Rs. | 0
c) | Amount on which Sales Tax is applicable | 0 |  | 0
d) | CST, as applicable on (a) + ED (b) above at the rate : | 2% | Rs. | 0
e) | VAT, as applicable on (a) + ED (b) above at the rate : | 1% |  | 0
f) | Others [……………………………………………] |  | Rs.
g) | Purchase Price for Entry Tax (Total Ex-Works+F&I+ED+CST+Others) |  | Rs. | 0
h) | Entry Tax, as applicable on (e) above at the rate : |  | Rs. | 0
110kV AIS (New) Substation Package SS 154 (including Transformers) for (i) Establishment of 110/22kV S/S at Thirubuvanai in Puducherry (ii) Shifting and erection, testing and commissioning of released transformers from Thirubuvanai S/S to Thethampakkam and Kalapet substations (iii) Augmentation works at 110/22kV S/S Villianur S/S (iv) Establishment of 110/22kV S/S at Thavalakuppam in Puducherry (v) 5 x 25 MVA, 110/22kV Outdoor Power Transformers under Consultancy Services to Electricity Department, Govt. of Puducherry (PED) |  | Statement of Quoted / Corrected Prices |  | Page
Spec. No. | Spec No: CC/NT/W-AIS/DOM/A00/26/01412

## Q & C (hidden)
STATEMENT OF QUOTED / CORRECTED PRICES
All Figures are in Rupees
Bidder
Sl. No. | Price Component | Quoted Price | Corrected Price
1 | TOTAL SCHEDULE NO. 1:Ex-Works Price of Plant and Equipment including Type Test Charges | 0 |  | 0
2 | TOTAL SCHEDULE NO.2: Local Transportation, Insurance and other Incidental Services. | 0 |  | 0
3 | TOTAL SCHEDULE NO.3: Installation Charges | 0 |  | 0
4 | TOTAL SCHEDULE NO.4: Training Charges | Not Applicable |  | Not Applicable
5 | TOTAL BID PRICE: (Excluding Taxes & Duties) | 0 |  | 0
6 | DISCOUNT | #REF! |  | #REF!
7 | NET BID PRICE (Excluding Taxes & Duties) | #REF! |  | #REF!
8 | TAXES & DUTIES PAYABLE ADDITIONALLY
| A) EXCISE DUTY | #REF! |  | 0
| B) CENTRAL SALES TAX /VAT | #REF! |  | #REF!
| C) ENTRY TAX / OCTROI | #REF! |  | #REF!
| D) OTHERS | #REF! |  | 0
| E) TOTAL TAXES & DUTIES | #REF! |  | #REF!
8 | TOTAL BID PRICE (INCLUDING TAXES & DUTIES) | #REF! |  | #REF!
9 | TOTAL SCHEDULE NO.7: Type Test Charges [Total of this Schedule is included in Schedule-1 above] | Not Applicable |  | Not Applicable
I) | Bidder has indicated the following taxes and duties additionally applicable for their bid:
a) | Excise Duty |  | Rs. | #REF!
b) | CST /VAT |  | Rs. | #REF!
c) | Entry Tax / Octroi |  | Rs. | #REF!
d) | Others |  | Rs. | #REF!
II) | Bidder has offered following discount(s)
III) | With regard to Entry Tax, it may be mentioned that the substations covered under the subject pacakge falls in State of MP, where an entry tax @ 1% of Purchase Price is applicable. In view of the above, the taxes and duties inter-alia including entry tax applicable for the bids are calculated : |  |  |  | Details of dicounts
a) | Ex-Works Price of Direct Supplies (after discount, if any) |  | Rs. | 0 | Gross LS | #REF! | #REF! | #REF! | Gross % | #REF! | #REF! | #REF!
b) | Excise Duty @ 10.3% of (a) above |  | Rs. | 0 |  |  |  | #REF! |  |  |  | #REF!
c) | CST / VAT @ 2% of Ex-Works of Direct Supplies (a) + ED (b) above |  | Rs. | #REF! | Sch-1 Direct LS | #REF! | #REF! | #REF! | Sch-1 Direct % | #REF! | #REF! | #REF!
d) | Others |  | Rs. |  | Sch-1 BO LS | #REF! | #REF! | #REF! | Sch-1 BO % | #REF! | #REF! | #REF!
e) | Purchase Price for Entry Tax (Total Ex-Works+F&I+ED+CST+Others) |  | Rs. | #REF! | Sch-2 LS | #REF! | #REF! | #REF! | Sch-2 % | #REF! | #REF! | #REF!
f) | Entry Tax @ 1% of (e) above |  | Rs. | #REF! | Sch-3 LS | #REF! | #REF! | #REF! | Sch-3 % | #REF! | #REF! | #REF!
[5 empty] | Sch-7 LS | #REF! | #REF! | #REF! | Sch-7 % | #REF! | #REF! | #REF!
110kV AIS (New) Substation Package SS 154 (including Transformers) for (i) Establishment of 110/22kV S/S at Thirubuvanai in Puducherry (ii) Shifting and erection, testing and commissioning of released transformers from Thirubuvanai S/S to Thethampakkam and Kalapet substations (iii) Augmentation works at 110/22kV S/S Villianur S/S (iv) Establishment of 110/22kV S/S at Thavalakuppam in Puducherry (v) 5 x 25 MVA, 110/22kV Outdoor Power Transformers under Consultancy Services to Electricity Department, Govt. of Puducherry (PED) |  | Statement of Quoted / Corrected Prices |  | Page | Different Manner | #REF!
[5 empty] | Text for Discount | #REF!
#REF!
#REF!

## N to W (hidden)
0
Rs. Zero Only
0
0
0
0
0
0
1 | One
2 | Two
3 | Three
4 | Four
5 | Five
6 | Six
7 | Seven
8 | Eight
9 | Nine
10 | Ten
11 | Eleven
12 | Twelve
13 | Thirteen
14 | Fourteen
15 | Fifteen
16 | Sixteen
17 | Seventeen
18 | Eighteen
19 | Nineteen
20 | Twenty
21 | Twenty One
22 | Twenty Two
23 | Twenty Three
24 | Twenty Four
25 | Twenty Five
26 | Twenty Six
27 | Twenty Seven
28 | Twenty Eight
29 | Twenty Nine
30 | Thirty
31 | Thirty One
32 | Thirty Two
33 | Thirty Three
34 | Thirty Four
35 | Thirty Five
36 | Thirty Six
37 | Thirty Seven
38 | Thirty Eight
39 | Thirty Nine
40 | Forty
41 | Forty One
42 | Forty Two
43 | Forty Three
44 | Forty Four
45 | Forty Five
46 | Forty Six
47 | Forty Seven
48 | Forty Eight
49 | Forty Nine
50 | Fifty
51 | Fifty One
52 | Fifty Two
53 | Fifty Three
54 | Fifty Four
55 | Fifty Five
56 | Fifty Six
57 | Fifty Seven
58 | Fifty Eight
59 | Fifty Nine
60 | Sixty
61 | Sixty One
62 | Sixty Two
63 | Sixty Three
64 | Sixty Four
65 | Sixty Five
66 | Sixty Six
67 | Sixty Seven
68 | Sixty Eight
69 | Sixty Nine
70 | Seventy
71 | Seventy One
72 | Seventy Two
73 | Seventy Three
74 | Seventy Four
75 | Seventy Five
76 | Seventy Six
77 | Seventy Seven
78 | Seventy Eight
79 | Seventy Nine
80 | Eighty
81 | Eighty One
82 | Eighty Two
83 | Eighty Three
84 | Eighty Four
85 | Eighty Five
86 | Eighty Six
87 | Eighty Seven
88 | Eighty Eight
89 | Eighty Nine
90 | Ninety
91 | Ninety One
92 | Ninety Two
93 | Ninety Three
94 | Ninety Four
95 | Ninety Five
96 | Ninety Six
97 | Ninety Seven
98 | Ninety Eight
99 | Ninety Nine
100 | One Hundred