## Basic
ENVELOPE-2: Price_Schedule Part (Bid Proposal Sheet).
:: COVER PAGE ::
Name of Package | AIS Bay extension works (SS-02) i) Under NERES-XXIII a) Extension of 132kV Pasighat (DoP, Arunachal Pradesh) S/s. b) Extension 132kV Roing (POWERGRID) S/s. c) Extension 132kV Tezu (POWERGRID) S/s. d) Extension of 132kV Namsai (POWERGRID) S/s ii) Under NERES-29A a) Installation of new 1x50MVA, 132/33kV (3rd) ICT at Namsai (POWERGRID) S/s.
NIT Ref. No.: | NESH/CSM/4905-01
Address of Purchaser/ Owner | General Manager (C&M)
Power Grid Corporation of India Limited.
Dongtieh, Lower Nongrah, Lapalang.
Shillong - 793006.
Phone/Fax -0364- 2536406; Mobile:8837372383
email: solankidas@powergrid.in ¦ s.k.saikia@powergrid.in

## Cover (hidden)
General guidelines for filling up the Attachments
: Attachments : | AIS Bay extension works (SS-02) i) Under NERES-XXIII a) Extension of 132kV Pasighat (DoP, Arunachal Pradesh) S/s. b) Extension 132kV Roing (POWERGRID) S/s. c) Extension 132kV Tezu (POWERGRID) S/s. d) Extension of 132kV Namsai (POWERGRID) S/s ii) Under NERES-29A a) Installation of new 1x50MVA, 132/33kV (3rd) ICT at Namsai (POWERGRID) S/s. |  | AIS Bay extension works (SS-02) i) Under NERES-XXIII a) Extension of 132kV Pasighat (DoP, Arunachal Pradesh) S/s. b) Extension 132kV Roing (POWERGRID) S/s. c) Extension 132kV Tezu (POWERGRID) S/s. d) Extension of 132kV Namsai (POWERGRID) S/s ii) Under NERES-29A a) Installation of new 1x50MVA, 132/33kV (3rd) ICT at Namsai (POWERGRID) S/s.
| 1 | Fill up only green shaded cells in the relevent attachments.
| 2 | Attachments 3(QR), Attach QR, 4, 4(A), 4(B), 5, 5(A), 6, 8, 9, 10, 11, 12, 13, 14, 15, 16, 17, 18, 19, 20,21 and Bid Form for 1st Envelope are included here.
| 3 | Attachment 1 Bid Security : To be submitted as per proforma provided in the bidding document.
| 4 | Attachment 2 Power of Attorney : No specific format is provided by POWERGRID. Bidder may use their own format.
| 5 | Attachment 8 Manufacturer’s Authorisation Form : Format for Manufacturer’s Authorisation Form is annexed Seperetely herewith this Volume
| 6 | Attachment 14 Integrity Pact : To be submitted as per the proforma Annexed separately herewith this volume.
| 7 | Attachment 18 Safety Pact : To be submitted as per ITB Clause 9.3(s) and as per the proforma Annexed separately herewith this volume.
| 8 | Attachment 19 Declaration of Key Managerial Person and Power of Attorney holder: Format is annexed Seperetely herewith this Volume
| 9 | Attachment 20 Affidavit of Self certification regarding Minimum Local Content in line with PPP-MII order and MoP Order December 2018: Format is annexed Seperetely herewith this Volume
| 10 | Attachment 21 Declaration regarding events encountered pursuant to ITB Clause 2.1: Format is annexed Seperetely herewith this Volume
| 11 | Attachment 22 Format for Affidavit of Self certification regarding Local Content in line with PPP-MII order and DoT order, if applicable, to be provided on a non-judicial stamp paper of Rs. 100/-.
| 12 | Attachment Format of ‘Authorization certificate issued by Domestic Manufacturer for selling Domestically Manufactured Iron & Steel Products’
| Note : | Enable the Active X Control & Macros. Also ensure to keep option of "Trust acess to VBA project object Model" cheched [√]. Ensure that you work on MS Excel 2007 or higher version.
पावर ग्रिड कारपोरेशन ऑफ इण्डिया लिमिटेड
(भारत सरकार का उद्यम)
Power Grid Corporation of India Limited
(A Government of India Enterprises)
Click for Detailed General Instructions
Click for Detailed General Instructions

## Instructions
AIS Bay extension works (SS-02) i) Under NERES-XXIII a) Extension of 132kV Pasighat (DoP, Arunachal Pradesh) S/s. b) Extension 132kV Roing (POWERGRID) S/s. c) Extension 132kV Tezu (POWERGRID) S/s. d) Extension of 132kV Namsai (POWERGRID) S/s ii) Under NERES-29A Installation of new 1x50MVA, 132/33kV (3rd) ICT at Namsai (POWERGRID) S/s.
I | While filling up the worksheets following may please be observed :
| (i) | Fill up only green shaded cells.
| (ii) | Certain data type entries have been restricted, such as Numeric values or limits of numeric values.
| (iii) | Select only the options provided in pull down menus.
| (iv) | Do not link any cell of this work book with any other work book.
| (v) | Do not use copy & paste or cut & paste options for filling up the data.
| (vi) | Do not reformat any of the cell of the work book.
* * *
Happy Bidding !
Click to Proceed

## Names of Bidder
AIS Bay extension works (SS-02) i) Under NERES-XXIII a) Extension of 132kV Pasighat (DoP, Arunachal Pradesh) S/s. b) Extension 132kV Roing (POWERGRID) S/s. c) Extension 132kV Tezu (POWERGRID) S/s. d) Extension of 132kV Namsai (POWERGRID) S/s ii) Under NERES-29A Installation of new 1x50MVA, 132/33kV (3rd) ICT at Namsai (POWERGRID) S/s.
| Specification No.:NESH/CSM/4904-01 | [9 empty] | Sole Bidder | 1
[11 empty] | JV (Joint Venture) | 2 or More
Enter following details of the bidder
FALSE
| Specify type of Bidder [Select from drop down menu] |  | Sole Bidder |  |  | 1 | Sole Bidder | 1 | 2 |  | 0
|  |  | 1 |  |  |  | JV (Joint Venture) | 2 or More
Micro and Small Enterprise (MSE)
| Name of Sole Bidder |  | Name
| Address of Sole Bidder | Principal place of business | Add1
Add2
[6 empty] | FALSE |  |  |  | .
| Name of other Partner |  | 1
Address of other Partner
Name of other Partner - 2 (more, if any)
Name of other Partner - 2
Address of other Partner - 2
Name of other Partner - 2 (more, if any)
Address of other Partner - 2 (more, if any)
| MSE Bidder ? |  |  |  |  | TRUE
| Enter the name of Registration Authority. |  | Udyam Registered Bidder
| Whether Medium/Small/Micro |  | Micro
Udyam Registeration No.:
Type of Enterprise
Major Activity
Social Category of Enterpreneur
| Gender |  | Male
Contact Person
Email-ID_1
Email-ID_2
Mobile No.
| Printed Name |  | Printed Name
| Designation |  | Desig
| Date : |  | 11 | Jan | 2025 |  | 31
| Place : |  | Place
11 Jan 2025
Click for Bid Form 2nd Envelope
YES

## Bid Form 2nd Envelope
NESH/CSM/4905-01 |  |  |  |  | Bid Form 2nd Envelope |  | Sole Bidder |  |  |  | 1 | st |  | 1 | January
[7 empty] | 0 |  |  |  | 2 | nd |  | 2 | February
BID FORM (Second Envelope) | [10 empty] | 3 | rd |  | 3 | March
[11 empty] | 4 | th |  | 4 | April
Bid Proposal Ref. No. | [10 empty] | 5 | th |  | 5 | May
Date : | 11/Jan/2025 | [9 empty] | 6 | th | 11 | 6 | June
[11 empty] | 7 | th | 1 | 7 | July
To: | [10 empty] | 8 | th | January | 8 | August
General Manager (C&M) | [10 empty] | 9 | th | 2025 | 9 | September
Power Grid Corporation of India Limited | [10 empty] | 10 | th |  | 10 | October
North Eastern Region | [10 empty] | 11 | th |  | 11 | November
Dongtieh, Lower Nongrah, Lapalang | [10 empty] | 12 | th |  | 12 | December
Shillong – 793 006 (Meghalaya). | [10 empty] | 13 | th
[11 empty] | 14 | th
Name of Contract : |  | AIS Bay extension works (SS-02) i) Under NERES-XXIII a) Extension of 132kV Pasighat (DoP, Arunachal Pradesh) S/s. b) Extension 132kV Roing (POWERGRID) S/s. c) Extension 132kV Tezu (POWERGRID) S/s. d) Extension of 132kV Namsai (POWERGRID) S/s ii) Under NERES-29A a) Installation of new 1x50MVA, 132/33kV (3rd) ICT at Namsai (POWERGRID) S/s. | [8 empty] | 15 | th
Dear Ladies and/or Gentlemen, | [10 empty] | 16 | th
1 | In continuation of Techno-commercial Bid,we hereby submit the Second Envelope of the Bid,both of which shall be read together and in conjunction with each other,and shall be construed as an integral part of our Bid. Accordingly,we the undersigned,submit our offer for AIS Bay extension works (SS-02) i) Under NERES-XXIII a) Extension of 132kV Pasighat (DoP, Arunachal Pradesh) S/s. b) Extension 132kV Roing (POWERGRID) S/s. c) Extension 132kV Tezu (POWERGRID) S/s. d) Extension of 132kV Namsai (POWERGRID) S/s ii) Under NERES-29A a) Installation of new 1x50MVA, 132/33kV (3rd) ICT at Namsai (POWERGRID) S/s. under the above-named package in full conformity with the said Bidding Documents for the sum of (Specify the currency and the amount in figures and words) …………. or such other sums as may be determined in accordance with the terms and conditions of the Bidding Documents. | [5 empty] | In continuation of First Envelope of our Bid, we hereby submit the Second Envelope of the Bid, both of which shall be read together and in conjunction with each other, and shall be construed as an integral part of our Bid. Accordingly, we the undersigned, offer to design, manufacture, test, deliver, install and commission (including carrying out Trial Operation, Performance & Guarantee Test as per provision of Technical Specification) under the above-named package in full conformity with the said Bidding Documents for the sum of Rs. | or such other sums as may be determined in accordance with the terms and conditions of the Bidding Documents. | #REF! | #REF! | 17 | th
| The above amounts are in accordance with the price schedules attached herewith and are made part of this bid. | [9 empty] | 18 | th
2 | Price Schedules | [9 empty] | 19 | th
2.1 | In line with the requirements of the Bidding documents, we enclose herewith the following Price Schedules, duly filled - in as per your proforma: | [9 empty] | 20 | th
| Schedule 1 |  | Plant and Equipment (Including Mandatory Spare Parts) to be supplied, including Type Test Charges. | [7 empty] | 21 | st
| Schedule 2 |  | Local Transportation, In-transit Insurance, loading and unloading | [7 empty] | 22 | th
| Schedule IA |  | Supply portion |  |  | Sole Bidder |  |  |  |  | 23 | th
| Schedule IB |  | Freight & Insurance
| Schedule 4 |  | Training charges for training to be imparted [NOT APPLICABLE] | [7 empty] | 24 | th
| Schedule IC |  | Erection Portion | [7 empty] | 25 | th
| Schedule 7 |  | Break-up of Type Test Charges for Type Tests to be conducted [NOT APPLICABLE] | [7 empty] | 27 | th
2.2 | We are aware that the Price Schedules do not generally give a full description of the Work to be performed under each item and we shall be deemed to have read the Technical Specifications and other sections of the Bidding Documents and Drawings to ascertain the full scope of Work included in each item while filling-in the rates and prices. We agree that the entered rates and prices shall be deemed to include for the full scope as aforesaid, including overheads and profit. | [9 empty] | 28 | th
2.3 | We declare that as specified in Clause 7.0.0, SCC, Vol.-I of the Bidding Documents, prices quoted by us in the Price Schedules shall be subject to Price Adjustment during the execution of Contract in accordance with Appendix-2 (Price Adjustment) to the Contract Agreement. | [9 empty] | 29 | th
2.4 | We understand that in the price schedules, where there are errors between the total of the amounts given under the column for the price Breakdown and the amount given under the Total Price, the former shall prevail and the latter will be corrected accordingly. We further understand that where there are discrepancies between amounts stated in figures and amounts stated in words, the amount stated in words shall prevail. Similarly, any discrepancy in the total bid price and that of the summation of Schedule price (price indicated in a Schedule indicating the total of that schedule), the total bid price shall be corrected to reflect the actual summation of the Schedule prices. | [9 empty] | 30 | th
2.5 | We declare that items left blank in the Schedules will be deemed to have been included in other items. The TOTAL for each Schedule and the TOTAL of Grand Summary shall be deemed to be the total price for executing the Facilities and sections thereof in complete accordance with the Contract, whether or not each individual item has been priced. | [9 empty] | 31 | st
3 | We confirm that except as otherwise specifically provided our Bid Prices in this Second Envelope include all taxes, duties, levies and charges as may be assessed on us/our Associate (applicable for Foreign Bidder), our Sub-Contractor/Sub-Vendor or their employees by all municipal, state or national government authorities in connection with the Facilities, in and outside of India.
3.1 | 100% of applicable Taxes and Duties i.e GST, which are payable by the Employer under the Contract, shall be reimbursed by the Employer on production of satisfactory documentary evidence by the Contractor in accordance with the provisions of the Bidding Documents.
3.2 | We further understand that notwithstanding 3.0 above, in case of award on us, you shall also bear and pay/reimburse to us, GST applicable on supplies by us to you, imposed on the Plant & Equipment including Mandatory Spare Parts to be incorporated into the Facilities including Type Test charges for Type test to be conducted specified in Schedule No. 1, Installation Services specified in Schedule No. 3 and Charges for Training to be imparted specified in Schedule No. 4 of the Price Schedule in this Second Envelope; by the Indian Laws.
3.3 | We confirm that we have also registered/we shall also get registered in the GST Network with a GSTIN, in all the states where the project is located and the states from which we shall make our supply of goods.
4 | # (For Joint Venture only) We, the partners of Joint Venture submitting this bid, do agree and confirm that in case of Award of Contract on the Joint Venture, we shall be jointly and severally liable and responsible for the execution of the Contract in accordance with Contract terms and conditions. |  |  |  |  | #REF!
5 | We, hereby, declare that only the persons or firms interested in this proposal as principals are named here and that no other persons or firms other than those mentioned herein have any interest in this proposal or in the Contract to be entered into, if the award is made on us, that this proposal is made without any connection with any other person, firm or party likewise submitting a proposal is in all respects for and in good faith, without collusion or fraud.
Dated this 11th day of January 2025
Thanking you, we remain,
Yours faithfully,
|  |  |  | For and on behalf of | Name
Signature :
Date : | 11/Jan/2025 |  |  | Printed Name :
Place : | Place |  |  | Designation :
Common Seal :
Please provide additional information of the Bidder
Business Address :
Country of Incorporation :
State/Province to be indicated :
Name of Principal Officer :
Address of Principal Officer :
Note: Bidders may note that no prescribed proforma has been enclosed for Attachment 2 : Power of Attorney. Bidders may use their own proforma for furnishing the required information with the bid.
* * *
Back to Cover Page

## Sch-IA
NESH/CSM/4905-01 | [11 empty] | Schedule-IA to BPS (Vol-IC) | Schedule - 1 |  |  |  |  | Direct Total | #VALUE! | #REF! | `
[18 empty] | BO Total | #REF! | #REF!
Name of Package:AIS Bay extension works (SS-02) i) Under NERES-XXIII a) Extension of 132kV Pasighat (DoP, Arunachal Pradesh) S/s. b) Extension 132kV Roing (POWERGRID) S/s. c) Extension 132kV Tezu (POWERGRID) S/s. d) Extension of 132kV Namsai (POWERGRID) S/s ii) Under NERES-29A a) Installation of new 1x50MVA, 132/33kV (3rd) ICT at Namsai (POWERGRID) S/s.
(SCHEDULE OF RATES AND PRICES)
Bidder’s Name and Address:( Sole Bidder) | [8 empty] | To,
General Manager (C&M)
Name : | Name | [8 empty] | Power Grid Corporation of India Limited | [9 empty] | #REF!
Address : | Add1 | [8 empty] | North Eastern Region
| Add2 | [8 empty] | Dongtieh, Lower Nongrah, Lapalang
Shillong – 793 006 (Meghalaya).
SUPPLY PORTION | [18 empty] | Direct
[11 empty] | All Prices are in Indian Rupees. |  | All Prices are in Indian Rupees. | [5 empty] | Bought-Out
SI. No. | HSN/SAC Code | Whether SAC in column ‘B’ is confirmed. If not, indicate applicable "SAC code # | Rate of GST applicable ( in %) | Whether rate of GST in column ‘D is confirmed. If not indicate applicable rate of GST# (in %) | Activity Description | Equipment Head | Element Name | Equipment Description | Unit | Qty. | Unit Ex-works price (exclusive of GST) | Total Ex-works price | Mode of Transaction (Direct or Bought out)^ | GST, Tax as confirmed by Bidder | Total Value | Applicable GST Rate | GST on item
1 | 2 | 5B | 5C | 5D |  |  |  | 6 | 7 | 8 | 9 | 10 = (8X9) | 11 | 11
(A) North Eastern Region Expansion Scheme – 29, Part–A (NERES–29, Part–A) [TR-202453], Installation of new 1x50MVA, 132/33kV (3rd) ICT at Namsai S/s along with associated bays
1 | 85042310 |  | 18% |  | Power Transformer | cables | R.C Nagar-1 | 50MVA, 132/33 KV, 3-phase Power Transformer excluding Insulating Oil | EA | 1 |  | Included
2 | 85049010 |  | 18% |  | Power Transformer | cables | R.C Nagar-1 | Insulating Oil for 50MVA, 132/33 KV, 3-phase Power Transformer | SET | 1 |  | Included
3 | 84248990 |  | 18% |  | Power Transformer | cables | R.C Nagar-1 | Nitrogen injection type fire protection for 132kV transformer | SET | 1 |  | Included
4 | 85049010 |  | 18% |  | Power Transformer | cables | R.C Nagar-1 | Digital RTCC Panel consist of digital RTCC relays as per technicalspecification | SET | 1 |  | Included
5 | 85352911 |  | 18% |  | 145kV Equipments | cables | R.C Nagar-1 | 145kV,1250A, 31.5kA SF6 Circuit Breaker3-Phase with support structure(Suitable for 1-Phase & 3-PhaseAutoreclosing) | EA | 1 |  | Included
6 | 85359090 |  | 18% |  | 145kV Equipments | cables | R.C Nagar-1 | 145 kV, 600A, 31.5KA, 1-Phase CurrentTransformer with 120% extended currentrating | EA | 3 |  | Included
7 | 85354010 |  | 18% |  | 145kV Equipments | cables | R.C Nagar-2 | 120kV Surge Arrester(1-phase) | EA | 3 |  | Included
8 | 85462040 |  | 18% |  | 145kV Equipments | cables | R.C Nagar-2 | 145kV, 1 phase Bus Post Insulators | EA | 6 |  | Included
9 | 85353090 |  | 18% |  | 145kV Equipments | cables | R.C Nagar-2 | 145 kV, 1250 A, 31.5KA, 3-phase DoubleBreak Isolator without E/S | EA | 2 |  | Included
10 | 85353090 |  | 18% |  | 145kV Equipments | cables | R.C Nagar-2 | 145 kV, 1250 A, 31.5KA, 3-phase DoubleBreak Isolator without E/S (Tandem) | EA | 1 |  | Included
11 | 85371000 |  | 18% |  | Relay & Protection Panel | cables | R.C Nagar-2 | 132kV Transformer Protection Panel (For both HV & MV side)-(withAutomation) | EA | 1 |  | Included
12 | 85371000 |  | 18% |  | Relay & Protection Panel | cables | R.C Nagar-2 | Augmentation of existing 132kV bus bar protection scheme.(No. of bays as per specification)-(with Automation) | SET | 1 |  | Included
13 | 85371000 |  | 18% |  | Relay & Protection Panel | cables | R.C Nagar-1 | 132KV CIRCUIT BREAKER RELAY PANEL without auto reclose (WITH AUTOMATION) | EA | 1 |  | Included
14 | 85371000 |  | 18% |  | SAS | cables | R.C Nagar-1 | Augmentation of Substation automation System for 132kV bay as perTechnical Specification | EA | 1 |  | Included
15 | 85371000 |  | 18% |  | SAS | cables | R.C Nagar-2 | Augmentation of Substation automation System for 33kV bay as perTechnical Specification | EA | 2 |  | Included
16 | 85371000 |  | 18% |  | DCDB | cables | R.C Nagar-2 | 48V DCDB | EA | 1 |  | Included
17 | 94059900 |  | 18% |  | Illumination System | CRP | R.C Nagar-1 | TYPE L1 STREET LIGHTING POLE OF 6 METER AS PER TECHNICALSPECIFICATION. | EA | 6 |  | Included
18 | 94051090 |  | 18% |  | Illumination System | CRP | R.C Nagar-1 | LED STREET LIGHT LUMINAIRE TYPE SL-L1 (= 45W)AS PER TECHNICALSPECIFICATION | EA | 6 |  | Included
19 | 94051090 |  | 18% |  | Illumination System |  |  | LED FLOOD LIGHT LUMINARIESTYPE FL-1 (150W) AS PER TECHNICALSPECIFICATION | EA | 6 |  | Included
20 | 94059900 |  | 18% |  | Illumination System |  |  | LIGHTING FIXTURE LED LUMINAIRES TYPE FL2 AS PER TECH. SPECIFICATIONS | EA | 12 |  | Included
21 | 94059900 |  | 18% |  | Illumination System |  |  | 125A, 415V : Interlocked switch socket outdoor Receptacle as pertechnical specifications | EA | 1 |  | Included
22 | 85311020 |  | 18% |  | Fire Fighting System |  |  | HYDRANT SYSTEM, COMPLETE PIPING ANDACCESSORIES ETC. OUTSIDE THE PUMP HOUSE FOR 132KV SS | SET | 1 |  | Included
23 | 85446020 |  | 18% |  | Cables_Breakup |  |  | 1.1KV GRADE 3.5CX70 SQMM (PVC) POWER CABLE | KM | 1 |  | Included
24 | 85446020 |  | 18% |  | Cables_Breakup |  |  | 1.1KV GRADE 3.5CX35 SQMM (PVC) POWER CABLE | KM | 1 |  | Included
25 | 85446020 |  | 18% |  | Cables_Breakup |  |  | 1.1KV GRADE 4CX16 SQMM (PVC) POWER CABLE | KM | 2 |  | Included
26 | 85446020 |  | 18% |  | Cables_Breakup |  |  | 1.1KV GRADE 4CX6 SQMM (PVC) POWER CABLE | KM | 1 |  | Included
27 | 85446020 |  | 18% |  | Cables_Breakup |  |  | 1.1KV GRADE 2CX6 SQMM (PVC) POWER CABLE | KM | 2 |  | Included
28 | 85446020 |  | 18% |  | Cables_Breakup |  |  | 1.1KV GRADE 3CX2.5 SQMM CONTROL CABLE | KM | 1 |  | Included
29 | 85446020 |  | 18% |  | Cables_Breakup |  |  | 1.1KV GRADE 5CX2.5 SQMM CONTROL CABLE | KM | 2 |  | Included
30 | 85446020 |  | 18% |  | Cables_Breakup |  |  | 1.1KV GRADE 10CX2.5 SQMM CONTROL CABLE | KM | 2 |  | Included
31 | 85446020 |  | 18% |  | Cables_Breakup |  |  | 1.1KV GRADE 19CX1.5 SQMM CONTROL CABLE | KM | 1 |  | Included
32 | 85446020 |  | 18% |  | Cables_Breakup |  |  | 1.1KV GRADE 27CX1.5 SQMM CONTROL CABLE | KM | 1 |  | Included
33 | 85446090 |  | 18% |  | Cables_Breakup |  |  | 1.1KV GRADE 3.5CX70 SQMM ARMOURED (XLPE) POWER CABLE | KM | 0.3 |  | Included
34 | 72169990 |  | 18% |  | Erection H/W |  |  | Erection Hardware for 132kV layout (Single Main & TransferScheme)-Transformer Bay as per technical specification | SET | 1 |  | Included
35 | 72169990 |  | 18% |  | Erection H/W |  |  | ERECTION H/W FOR MISCELLANEOUS WORK AS PER TECHNICAL SPECIFICATION | LS | 1 |  | Included
36 | 73082011 |  | 18% |  | Equipments Structure and Earthmat |  |  | Fabrication, galvanising and supply of Std 132 kV Support Structure 1 PhCTincluding nuts, bolts, all type of washers, packplates, step bolts andgusset plates excluding foundation bolts | EA | 3 |  | Included
37 | 73082011 |  | 18% |  | Equipments Structure and Earthmat |  |  | Fabrication, galvanising and supply of Std 132 kV Support Structure3Ph ISO including nuts, bolts, all type of washers, packplates, stepboltsand gusset plates excluding foundation bolts | EA | 3 |  | Included
38 | 73082011 |  | 18% |  | Equipments Structure and Earthmat |  |  | Fabrication, galvanising and supply of Std 132 kV Support Structure 1 PhLAincluding nuts, bolts, all type of washers, packplates, step bolts andgusset plates excluding foundation bolts | EA | 3 |  | Included
39 | 73082011 |  | 18% |  | Equipments Structure and Earthmat |  |  | Fabrication, galvanising and supply of Std 132 kV Support Structure1Ph BPI including nuts, bolts, all type of washers, packplates, stepboltsand gusset plates excluding foundation bolts | EA | 6 |  | Included
40 | 73045930 |  | 18% |  | Equipments Structure and Earthmat |  |  | Fabrication, galvanising and supply of Std 33 kV Support Structure BPIincluding nuts, bolts, all type of washers, packplates, step bolts andgusset plates excluding foundation bolts | EA | 6 |  | Included
41 | 73045930 |  | 18% |  | Equipments Structure and Earthmat |  |  | Fabrication, galvanising and supply of Std 33 kV Support Structure 1 PhLAincluding nuts, bolts, all type of washers, packplates, step bolts andgusset plates excluding foundation bolts | EA | 3 |  | Included
42 | 72159090 |  | 18% |  | Equipments Structure and Earthmat |  |  | 40 MM MS ROD FOR MAIN EARTHMAT | KM | 0.5 |  | Included
43 | 85359030 |  | 18% |  | 36kV EQUIPMENT |  |  | 36 kV,25 KA, 3-phase Indoor Switch gear Panel-Transformer Module | EA | 1 |  | Included
44 | 85372000 |  | 18% |  | 36kV EQUIPMENT |  |  | 36 kV (3-phase) Indoor Switch gear Panel for Bus Sectionaliser Module | SET | 1 |  | Included
45 | 85354010 |  | 18% |  | 36kV EQUIPMENT |  |  | 30kV Surge Arrester (1-Phase) | EA | 3 |  | Included
46 | 85462040 |  | 18% |  | 36kV EQUIPMENT |  |  | 36kV, 1 phase Bus Post Insulators as per Technical Specification | EA | 6 |  | Included
47 | 85446090 |  | 18% |  | 36kV EQUIPMENT |  |  | 33KV, 1CX630 SQMM XLPE AL ARMOURED CABLE ALONGWITH ACCESSORIES AS PERTECH. SPECIFICATION | KM | 1 |  | Included
48 | 85446090 |  | 18% |  | 36kV EQUIPMENT |  |  | 1C X 630 SQ.MM,33KV XLPE CABLE TERMINATION EQUIPMENT ALONG WITHSTRUCTURE & ACCESSORIES FOR TERMINATION OF CABLE AT BOTH ENDS(ONE SETCONSISTS OF COMPLETE REQUIREMENT FOR BOTH END OF BAY) | SET | 1 |  | Included
49 | 85049010 |  | 18% |  | Spare-132kV Power Transformer-Breakup |  |  | 145KV, 800A RIP BUSHING WITH METAL PARTS AND GASKETS | EA | 1 |  | Included
50 | 85049010 |  | 18% |  | Spare-132kV Power Transformer-Breakup |  |  | 36kV, 1000A Bushing with metal parts andgaskets for Transformer | EA | 1 |  | Included
51 | 85049010 |  | 18% |  | Spare-132kV Power Transformer-Breakup |  |  | SPARES INSULATING OIL TO BE HANDED OVER TO OWNER AFTER COMMISSIONING | KL | 10 |  | Included
52 | 85049010 |  | 18% |  | Spare-132kV Power Transformer-Breakup |  |  | Magnetic Oil Level Gauge | EA | 1 |  | Included
53 | 85049010 |  | 18% |  | Spare-132kV Power Transformer-Breakup |  |  | Buchholz Relay (Main Tank) complete with float and contacts forTransformer | SET | 1 |  | Included
54 | 85049010 |  | 18% |  | Spare-132kV Power Transformer-Breakup |  |  | OTI complete with contacts & sensing device | SET | 1 |  | Included
55 | 85049010 |  | 18% |  | Spare-132kV Power Transformer-Breakup |  |  | Local winding temperature indicator (WTI) with contact | EA | 1 |  | Included
56 | 85049010 |  | 18% |  | Spare-132kV Power Transformer-Breakup |  |  | Cooler fan with motor for 132kV Transformer | EA | 1 |  | Included
57 | 85049010 |  | 18% |  | Spare-132kV Power Transformer-Breakup |  |  | OIL COOLER PUMP WITH MOTOR FOR 132KV TRANSFORMER | SET | 1 |  | Included
58 | 85389000 |  | 18% |  | Spare -145kV CB-Breakup |  |  | Aux. Switch assembly for 145kV Circuit Breaker | SET | 1 |  | Included
59 | 85389000 |  | 18% |  | Spare -145kV CB-Breakup |  |  | Pressure switches (1 No. of each type) for 145kV SF6 Circuit Breaker | SET | 1 |  | Included
60 | 85389000 |  | 18% |  | Spare -145kV CB-Breakup |  |  | Relays, Power contactors, SFU, limit switches, push buttons, timers &MCB etc. (1 No of each type) for 145kV SF6 Circuit Breaker | SET | 1 |  | Included
61 | 85389000 |  | 18% |  | Spare -145kV CB-Breakup |  |  | CORONA RING FOR 145KV SF6 CIRCUIT BREAKER | EA | 1 |  | Included
62 | 85389000 |  | 18% |  | Spare -145kV CB-Breakup |  |  | Molecular filter for 145kV SF6 Circuit Breaker | EA | 2 |  | Included
63 | 85389000 |  | 18% |  | Spare -145kV CB-Breakup |  |  | Terminal pad and connectors for 145kV SF6 Circuit Breaker | EA | 2 |  | Included
64 | 85389000 |  | 18% |  | Spare -145kV CB-Breakup |  |  | Closing coil with resistor for 145kV Circuit Breaker | EA | 1 |  | Included
65 | 85389000 |  | 18% |  | Spare -145kV CB-Breakup |  |  | Trip coil with resistor for 145kV Circuit Breaker | EA | 2 |  | Included
66 | 85389000 |  | 18% |  | Spare -145kV CB-Breakup |  |  | Orings, rubber gaskets and seals for 145kV SF6 Circuit Breaker | SET | 1 |  | Included
67 | 85389000 |  | 18% |  | Spare -145kV CB-Breakup |  |  | GRADING CAPACITORS (IF APPLICABLE) FOR 145KV CIRCUIT BREAKER | EA | 1 |  | Included
68 | 85352911 |  | 18% |  | Spare -145kV CB-Breakup |  |  | One complete pole of 145kV, 1250A CB including pole column, interrupter,operating mechanism and Marshalling Box but without support structure | EA | 1 |  | Included
69 | 85353090 |  | 18% |  | Spare -145kV Isolator-Breakup |  |  | One Complete Pole of 145kV, 1250AIsolator with 1 E/s with supportInsulator and Motor operatingMechanism (MOM) with box but excludingstructure | EA | 1 |  | Included
70 | 85389000 |  | 18% |  | Spare -145kV Isolator-Breakup |  |  | Copper contact fingers for female & malecontacts of 145kV, 1250A Double BreakIsolator | SET | 2 |  | Included
71 | 85389000 |  | 18% |  | Spare -145kV Isolator-Breakup |  |  | Open / Close contactor assembly, timers, key interlock push buttonswitch & auxiliary switches for 145kV Isolator | SET | 1 |  | Included
72 | 85389000 |  | 18% |  | Spare -145kV Isolator-Breakup |  |  | Limit switch for 145kV Isolator | SET | 2 |  | Included
73 | 85389000 |  | 18% |  | Spare -145kV Isolator-Breakup |  |  | Terminal pads & connectors for 145kV Double Break Isolator | EA | 3 |  | Included
74 | 85389000 |  | 18% |  | Spare -145kV Isolator-Breakup |  |  | CORONA SHIELD RINGS(IF APPLICABLE)FOR 145KV HORIZONTAL DOUBLE BREAKISOLATOR | EA | 3 |  | Included
75 | 85354010 |  | 18% |  | Spare -145kV Surge Arrestor-Breakup |  |  | 120kV Surge Arrester(1-phase) | EA | 1 |  | Included
76 | 85359090 |  | 18% |  | Spare -145kV Surge Arrestor-Breakup |  |  | Surge monitor (1-Phase) | EA | 5 |  | Included
77 | 85371000 |  | 18% |  | Spare-RELAY & PROT PANEL(AUTO)-Breakup |  |  | Transformer differential protection relay | EA | 1 |  | Included
78 | 85371000 |  | 18% |  | Spare-RELAY & PROT PANEL(AUTO)-Breakup |  |  | Restricted earthfault relay type with non-linear resistor andassociated software in case of numerical relay | EA | 1 |  | Included
79 | 85371000 |  | 18% |  | Spare-RELAY & PROT PANEL(AUTO)-Breakup |  |  | Bay Unit module for Bus Bar Protection | EA | 1 |  | Included
80 | 85371000 |  | 18% |  | Spare -SAS-Breakup |  |  | BAY CONTROL UNIT (IED) OF MAIN SYSTEM | EA | 1 |  | Included
81 | 85371000 |  | 18% |  | Spare -SAS-Breakup |  |  | ETHERNET SWITCH SUITABLE FOR 19Ã‚â‚¬Â RACK MOUNTING WITH 24 FIBER OPTICPORTS | EA | 1 |  | Included
82 | 85359090 |  | 18% |  | Spare -145 kV CT-Breakup |  |  | 145 kV, 600A, 31.5KA, 1-Phase CurrentTransformer with 120% extended currentrating | EA | 1 |  | Included
83 | 73082011 |  | 18% |  | Supply of Non standard structure |  |  | Fabrication, galvanising and supply of Lattice Structures (MS Steel),to be designed during detailed engineering, for towers, beams andequipment support structure including pack plates / packwashers andgusset plates excluding fasteners and foundation bolts | MT | 25 |  | Included
84 | 73082011 |  | 18% |  | Supply of Non standard structure |  |  | Fabrication, galvanising and supply of fasteners ( nuts, bolts andwashers ) including step bolts for lattice and pipe structures to bedesigned during detailed engineering | MT | 1 |  | Included
85 | 73082011 |  | 18% |  | Supply of Non standard structure |  |  | Fabrication, galvanising and supply of foundation bolts including nuts,checknut and washers for lattice and pipe structures to be designedduring detailed engineering | MT | 2 |  | Included
[8 empty] | Total Amount (ICT-Namsai) (A) |  |  |  | 0
B | North Eastern Region Expansion Scheme –XXIII:01 no Bay extension at Pasighat S/S
1 | 85352911 |  | 18% |  | 145kV Equipments | Cables | Khleheriat#2 | 145KV, 1250A, 31.5KA, CB,1-PH/3-PH A/R | EA | 1 |  | Included
2 | 85359090 |  | 18% |  | 145kV Equipments | Cables | Khleheriat#2 | 145KV, 600A, 31.5KA,1-PH CT-120% RATING | EA | 3 |  | Included
3 | 85359090 |  | 18% |  | 145kV Equipments |  |  | 145KV, 8800PF, 1PH CVT | EA | 3 |  | Included
4 | 85354010 |  | 18% |  | 145kV Equipments |  |  | SURGE ARRESTER,1-PH,120KV | EA | 3 |  | Included
5 | 85462040 |  | 18% |  | 145kV Equipments |  |  | 145KV, 1PH BUS POST INSULATOR (BPI) | EA | 3 |  | Included
6 | 85353090 |  | 18% |  | 145kV Equipments |  |  | 145KV,1250A, 31.5KA 3PH DB ISOLATOR+1E/S | EA | 1 |  | Included
7 | 85353090 |  | 18% |  | 145kV Equipments |  |  | 145KV,1250A,31.5KA 3PH DB ISOLATOR | EA | 1 |  | Included
8 | 85353090 |  | 18% |  | 145kV Equipments |  |  | 145KV,1250A,31.5KA 3PH DB ISOLATOR(TAND) | EA | 1 |  | Included
9 | 85371000 |  | 18% |  | Relay & Protection Panel |  |  | DUPLEX CONTROL PANEL FOR 132KV | EA | 1 |  | Included
10 | 85176210 |  | 18% |  | PLCC/DPC |  |  | DIGITAL PROTECTION COUPLER | EA | 1 |  | Included
11 | 85371000 |  | 18% |  | Illumination System |  |  | SUB LIGHTING PANEL TYPE SLP | EA | 2 |  | Included
12 | 94051090 |  | 18% |  | Illumination System |  |  | LIGHTING FIXTURE LED LUMINAIRE TYPE FL-1 | EA | 3 |  | Included
13 | 94059900 |  | 18% |  | Illumination System |  |  | LIGHTING FIXTURE LED TYPE FL2 | EA | 3 |  | Included
14 | 85446020 |  | 18% |  | Cables |  |  | 1.1KV 27CX1.5SQMM PVC CONTROL CABLE(KM) | KM | 0.3 |  | Included
15 | 85446020 |  | 18% |  | Cables |  |  | 1.1KV 19CX1.5SQMM PVC CONTROL CABLE(KM) | KM | 1.5 |  | Included
16 | 85446020 |  | 18% |  | Cables |  |  | 1.1KV 10CX2.5SQMM PVC CONTROL CABLE(KM) | KM | 0.5 |  | Included
17 | 85446020 |  | 18% |  | Cables |  |  | 1.1KV 7CX2.5SQMM PVC CONTROL CABLE(KM) | KM | 0.5 |  | Included
18 | 85446020 |  | 18% |  | Cables |  |  | 1.1KV 5CX2.5SQMM PVC CONTROL CABLE(KM) | KM | 1.5 |  | Included
19 | 85446020 |  | 18% |  | Cables |  |  | 1.1KV 4CX16SQMM PVC POWER CABLE(KM) | KM | 0.2 |  | Included
20 | 85446020 |  | 18% |  | Cables |  |  | 1.1KV 3.5CX35SQMM PVC POWER CABLE(KM) | KM | 0.5 |  | Included
21 | 85446020 |  | 18% |  | Cables |  |  | 1.1KV 2CX6SQMM PVC POWER CABLE(KM) | KM | 0.5 |  | Included
22 | 85446020 |  | 18% |  | Cables |  |  | 1.1KV 4CX6SQMM PVC POWER CABLE(KM) | KM | 1 |  | Included
23 | 72169990 |  | 18% |  | Erection H/W |  |  | ERECTION H/W-132KV SMT LINE BAY | SET | 1 |  | Included
24 | 73082011 |  | 18% |  | Equipments Structure and Earthmat |  |  | STD 132KV SUPPORT STRUCTURE 1PH CT | EA | 3 |  | Included
25 | 73082011 |  | 18% |  | Equipments Structure and Earthmat |  |  | STD 132KV SUPPORT STRUCTURE 1PH CVT | EA | 3 |  | Included
26 | 73082011 |  | 18% |  | Equipments Structure and Earthmat |  |  | STD 132KV SUPPORT STRUCTURE 3PH ISO | EA | 3 |  | Included
27 | 73082011 |  | 18% |  | Equipments Structure and Earthmat |  |  | STD 132KV SUPPORT STRUCTURE 1PH LA | EA | 3 |  | Included
28 | 73082011 |  | 18% |  | Equipments Structure and Earthmat |  |  | STD 132KV SUPPORT STRUCTURE 1 PH BPI | EA | 3 |  | Included
29 | 72159090 |  | 18% |  | Equipments Structure and Earthmat |  |  | 40MM MS ROD(KM) | KM | 0.5 |  | Included
30 | 85389000 |  | 18% |  | Spare -145kV CB |  |  | AUX SWITCH ASSY-145KV SF6 CB | SET | 1 |  | Included
31 | 85389000 |  | 18% |  | Spare -145kV CB |  |  | PRESSURE SWITCHES-145KV SF6 CB | SET | 1 |  | Included
32 | 85389000 |  | 18% |  | Spare -145kV CB |  |  | RELAY,CONTACTOR,SWITCH,PUSH BUT-145KV CB | SET | 1 |  | Included
33 | 85389000 |  | 18% |  | Spare -145kV CB |  |  | CORONA RING-145KV CB | EA | 1 |  | Included
34 | 85389000 |  | 18% |  | Spare -145kV CB |  |  | MOLECULAR FILTER-145KV CIRCUIT BREAKER | EA | 2 |  | Included
35 | 85389000 |  | 18% |  | Spare -145kV CB |  |  | TERMINAL PAD-145KV SF6 CB | EA | 2 |  | Included
36 | 85389000 |  | 18% |  | Spare -145kV CB |  |  | CLOSING COIL ASSY-145KV SF6 CB | EA | 1 |  | Included
37 | 85389000 |  | 18% |  | Spare -145kV CB |  |  | TRIP COIL ASSY FOR 145KV SF6 CB | EA | 2 |  | Included
38 | 85389000 |  | 18% |  | Spare -145kV CB |  |  | GASKET,O-RING,SEAL-145KV CB | SET | 1 |  | Included
39 | 85389000 |  | 18% |  | Spare -145kV CB |  |  | GRADING CAPACITOR-145KV CB | EA | 1 |  | Included
40 | 85352911 |  | 18% |  | Spare -145kV CB |  |  | POLE-145KV,1250A, 31.5KA SF6 CB | EA | 1 |  | Included
41 | 85353090 |  | 18% |  | Spare -145kV Isolator |  |  | 1 POLE-145KV, 1250A ISOLATOR+1E/S | EA | 1 |  | Included
42 | 85389000 |  | 18% |  | Spare -145kV Isolator |  |  | COPPER CONTACT FINGERS-145KV, 1250A DB | SET | 2 |  | Included
43 | 85389000 |  | 18% |  | Spare -145kV Isolator |  |  | CONTACTOR, TIMER, SWITCH-145KV ISOLATOR | SET | 1 |  | Included
44 | 85389000 |  | 18% |  | Spare -145kV Isolator |  |  | LIMIT SWITCH-145KV ISOLATOR | SET | 2 |  | Included
45 | 85389000 |  | 18% |  | Spare -145kV Isolator |  |  | TERMINAL PAD+CONNECTOR-145KV ISOLATOR | EA | 3 |  | Included
46 | 85389000 |  | 18% |  | Spare -145kV Isolator |  |  | CORONA SHIELD RING-145KV HDB ISOLATOR | EA | 3 |  | Included
47 | 85354010 |  | 18% |  | Spare -145kV Surge Arrestor |  |  | SURGE ARRESTER,1-PH,120KV | EA | 1 |  | Included
48 | 85359090 |  | 18% |  | Spare -145kV Surge Arrestor |  |  | SURGE MONITOR,1-PH | EA | 5 |  | Included
49 | 85371000 |  | 18% |  | Spare -RELAY & PROT PANEL |  |  | NUMERICAL DISTANCE RELAY | SET | 1 |  | Included
50 | 85359090 |  | 18% |  | Spare -145 kV CT |  |  | 145KV, 600A, 31.5KA,1-PH CT-120% RATING | EA | 1 |  | Included
51 | 85359090 |  | 18% |  | Spare -145 kV CVT |  |  | 145KV, 8800PF, 1PH CVT | EA | 1 |  | Included
52 | 85176210 |  | 18% |  | Spare -PLCC/DPC |  |  | DIGITAL PROTECTION COUPLER | EA | 1 |  | Included
53 | 73181500 |  | 18% |  | Supply of Foundation Bolt |  |  | FOUNDATION BOLT 24MM | EA | 188 |  | Included
54 | 73082011 |  | 18% |  | Supply of Structure |  |  | NON STD LATTICE STRUCTURE MS STEEL | MT | 10 |  | Included
55 | 73082011 |  | 18% |  | Supply of Structure |  |  | FASTENERS - NON STD STRUCTURES | MT | 1 |  | Included
56 | 73082011 |  | 18% |  | Supply of Structure |  |  | FOUNDATION BOLTS - NON STD STRUCTURES | MT | 1 |  | Included
57 | 85372000 |  | 18% |  | Supply - Telecom Equipment |  |  | OPGW FODP, INDOOR, 96F | EA | 1 |  | Included
58 | 85447090 |  | 18% |  | Supply - Telecom Equipment |  |  | 24F (DWSM) APPROACH CABLE | KM | 1 |  | Included
59 | 83071000 |  | 18% |  | Supply - Telecom Equipment |  |  | GI FLEXIBLE CONDUIT FOR APPROACH CABLIN | EA | 75 |  | Included
60 | 73071900 |  | 18% |  | Supply - Telecom Equipment |  |  | GI ELBOW FOR APPROACH CABLING | EA | 150 |  | Included
61 | 73069011 |  | 18% |  | Supply - Telecom Equipment |  |  | GI PIPE FOR APPROACH CABLING | KM | 1 |  | Included
62 | 85171890 |  | 18% |  | Supply - Telecom Equipment |  |  | VOIP TELEPHONE+ONE COMMON S/W(MIN 8PORT) | EA | 2 |  | Included
63 | 85238020 |  | 18% |  | Supply - Telecom Equipment |  |  | SOFTWARE FOR CRAFT TERMINAL | EA | 1 |  | Included
64 | 84715000 |  | 18% |  | Supply - Telecom Equipment |  |  | NMS-CRAFT TERMINAL-HARDWARE | EA | 1 |  | Included
65 | 85176290 |  | 18% |  | Supply - Telecom Equipment |  |  | EQUIPMENT CABINETS FOR SDH | EA | 1 |  | Included
66 | 85176290 |  | 18% |  | Supply - Telecom Equipment |  |  | GIGABIT ETHERNET LAYER 2 INTERFACE-2 NO | SET | 1 |  | Included
67 | 85176990 |  | 18% |  | Supply - Telecom Equipment |  |  | ETHERNET L2 INTERFACE 10/100MBPS(MIN 8) | EA | 2 |  | Included
68 | 85176290 |  | 18% |  | Supply - Telecom Equipment |  |  | E1 INTERFACE (MIN 16 NOS.) | SET | 2 |  | Included
69 | 85176290 |  | 18% |  | Supply - Telecom Equipment |  |  | STM-16 OLIC TO SUPPORT 150 KMS | EA | 2 |  | Included
70 | 85176990 |  | 18% |  | Supply - Telecom Equipment |  |  | S16.1 SFP | EA | 4 |  | Included
71 | 85176260 |  | 18% |  | Supply - Telecom Equipment |  |  | BASE EQUIPMENT STM-16 MADM UPTO 5 MSP | EA | 1 |  | Included
72 | 85176260 |  | 18% |  | Spares -Telecom Equipment |  |  | COMMON CARDS-STM16 MADM UPTO 5 MSP | SET | 1 |  | Included
73 | 85176990 |  | 18% |  | Spares -Telecom Equipment |  |  | S16.1 SFP | EA | 1 |  | Included
74 | 85176990 |  | 18% |  | Spares -Telecom Equipment |  |  | L16.2 SFP | EA | 2 |  | Included
75 | 85176290 |  | 18% |  | Spares -Telecom Equipment |  |  | V16.2 SFP | EA | 1 |  | Included
76 | 85176290 |  | 18% |  | Spares -Telecom Equipment |  |  | STM-16 OLIC TO SUPPORT 150 KMS | EA | 1 |  | Included
77 | 85176290 |  | 18% |  | Spares -Telecom Equipment |  |  | E1 INTERFACE (MIN 16 NOS.) | SET | 1 |  | Included
78 | 85176990 |  | 18% |  | Spares -Telecom Equipment |  |  | ETHERNET L2 INTERFACE 10/100MBPS(MIN 8) | EA | 1 |  | Included
79 | 85176290 |  | 18% |  | Spares -Telecom Equipment |  |  | GIGABIT ETHERNET LAYER 2 INTERFACE-2 NO | SET | 1 |  | Included
80 | 85171890 |  | 18% |  | Spares -Telecom Equipment |  |  | VOIP TELEPHONE+ONE COMMON S/W(MIN 8PORT) | EA | 1 |  | Included
81 | 85171890 |  | 18% |  | Spares -Telecom Equipment |  |  | PRE CONNECT OPTICAL FIBER PATCH CORD 10M | SET | 1 |  | Included
82 | 85447090 |  | 18% |  | Spares -Telecom Equipment |  |  | 24F (DWSM) APPROACH CABLE | KM | 1 |  | Included
83 | 73069011 |  | 18% |  | Spares -Telecom Equipment |  |  | GI PIPE FOR APPROACH CABLING | KM | 0.14 |  | Included
84 | 73071900 |  | 18% |  | Spares -Telecom Equipment |  |  | GI ELBOW FOR APPROACH CABLING | EA | 16 |  | Included
85 | 83071000 |  | 18% |  | Spares -Telecom Equipment |  |  | GI FLEXIBLE CONDUIT FOR APPROACH CABLIN | EA | 12 |  | Included
[8 empty] | Total Amount (Pasighat-B) |  |  |  | 0
C | North Eastern Region Expansion Scheme –XXIII:02 no 132kV Bay extension at Roing S/S
1 | 85352911 |  | 18% |  | 145kV Equipments |  |  | 145KV, 1250A, 31.5KA, CB,1-PH/3-PH A/R | EA | 2 |  | Included
2 | 85359090 |  | 18% |  | 145kV Equipments |  |  | 145KV, 600A, 31.5KA,1-PH CT-120% RATING | EA | 6 |  | Included
3 | 85359090 |  | 18% |  | 145kV Equipments |  |  | 145KV, 8800PF, 1PH CVT | EA | 6 |  | Included
4 | 85353090 |  | 18% |  | 145kV Equipments |  |  | 145KV,1250A, 31.5KA 3PH DB ISOLATOR+1E/S | EA | 2 |  | Included
5 | 85353090 |  | 18% |  | 145kV Equipments |  |  | 145KV, 1250A, 31.5KA, 3PH DB ISOLATOR | EA | 2 |  | Included
6 | 85353090 |  | 18% |  | 145kV Equipments |  |  | 145KV,1250A,31.5KA 3PH DB ISOLATOR(TAND) | EA | 2 |  | Included
7 | 85354010 |  | 18% |  | 145kV Equipments |  |  | SURGE ARRESTER,1-PH,120KV | EA | 6 |  | Included
8 | 85462040 |  | 18% |  | 145kV Equipments |  |  | 145KV, 1PH BUS POST INSULATOR (BPI) | EA | 6 |  | Included
9 | 85371000 |  | 18% |  | Relay & Protection Panel |  |  | 132KV LINE PROTECTION PANEL-SAS | EA | 2 |  | Included
10 | 85371000 |  | 18% |  | Relay & Protection Panel |  |  | 132KV CB RELAY PANEL WITH A/R-SAS | EA | 2 |  | Included
11 | 85371000 |  | 18% |  | Relay & Protection Panel |  |  | 132KV BUS BAR PROTECTION PANEL-SAS | SET | 1 |  | Included
12 | 85371000 |  | 18% |  | SAS |  |  | 33KV S/S AUTOMATION SYSTEM-MAIN BAY | EA | 6 |  | Included
13 | 85371000 |  | 18% |  | SAS |  |  | 132KV S/S AUTOMATION SYSTEM-MAIN BAY | EA | 11 |  | Included
14 | 85176210 |  | 18% |  | PLCC/DPC |  |  | DIGITAL PROTECTION COUPLER | EA | 2 |  | Included
15 | 85371000 |  | 18% |  | Illumination System |  |  | LIGHTING PANEL TYPE ACP-2 | EA | 2 |  | Included
16 | 94059900 |  | 18% |  | Illumination System |  |  | LIGHTING PANEL TYPE ACP-3 | EA | 2 |  | Included
17 | 94059900 |  | 18% |  | Illumination System |  |  | TYPE L1 LIGHTING POLE | EA | 6 |  | Included
18 | 94051090 |  | 18% |  | Illumination System |  |  | LIGHTING FIXTURE LED LUMINAIRETYPE SL-L1 | EA | 6 |  | Included
19 | 94051090 |  | 18% |  | Illumination System |  |  | LIGHTING FIXTURE LED LUMINAIRE TYPE FL-1 | EA | 6 |  | Included
20 | 94059900 |  | 18% |  | Illumination System |  |  | LIGHTING FIXTURE LED TYPE FL2 | EA | 6 |  | Included
21 | 85446020 |  | 18% |  | Cables |  |  | 1.1KV 27CX1.5SQMM PVC CONTROL CABLE(KM) | KM | 1 |  | Included
22 | 85446020 |  | 18% |  | Cables |  |  | 1.1KV 19CX1.5SQMM PVC CONTROL CABLE(KM) | KM | 3 |  | Included
23 | 85446020 |  | 18% |  | Cables |  |  | 1.1KV 10CX2.5SQMM PVC CONTROL CABLE(KM) | KM | 1 |  | Included
24 | 85446020 |  | 18% |  | Cables |  |  | 1.1KV 7CX2.5SQMM PVC CONTROL CABLE(KM) | KM | 1 |  | Included
25 | 85446020 |  | 18% |  | Cables |  |  | 1.1KV 5CX2.5SQMM PVC CONTROL CABLE(KM) | KM | 3 |  | Included
26 | 85446020 |  | 18% |  | Cables |  |  | 1.1KV 4CX16SQMM PVC POWER CABLE(KM) | KM | 0.5 |  | Included
27 | 85446020 |  | 18% |  | Cables |  |  | 1.1KV 3.5CX35SQMM PVC POWER CABLE(KM) | KM | 1 |  | Included
28 | 85446020 |  | 18% |  | Cables |  |  | 1.1KV 2CX6SQMM PVC POWER CABLE(KM) | KM | 1 |  | Included
29 | 85446020 |  | 18% |  | Cables |  |  | 1.1KV 4CX6SQMM PVC POWER CABLE(KM) | KM | 2 |  | Included
30 | 72169990 |  | 18% |  | Erection H/W |  |  | ERECTION H/W-132KV SMT LINE BAY | SET | 2 |  | Included
31 | 72169990 |  | 18% |  | Erection H/W |  |  | ERECTION H/W-132KV BUS WORK | LS | 1 |  | Included
32 | 73082011 |  | 18% |  | Equipments Structure and Earthmat |  |  | STD 132KV SUPPORT STRUCTURE 1PH CT | EA | 6 |  | Included
33 | 73082011 |  | 18% |  | Equipments Structure and Earthmat |  |  | STD 132KV SUPPORT STRUCTURE 1PH CVT | EA | 6 |  | Included
34 | 73082011 |  | 18% |  | Equipments Structure and Earthmat |  |  | STD 132KV SUPPORT STRUCTURE 3PH ISO | EA | 6 |  | Included
35 | 73082011 |  | 18% |  | Equipments Structure and Earthmat |  |  | STD 132KV SUPPORT STRUCTURE 1PH LA | EA | 6 |  | Included
36 | 73082011 |  | 18% |  | Equipments Structure and Earthmat |  |  | STD 132KV SUPPORT STRUCTURE 1 PH BPI | EA | 6 |  | Included
37 | 72159090 |  | 18% |  | Equipments Structure and Earthmat |  |  | 40MM MS ROD(KM) | KM | 1 |  | Included
38 | 85389000 |  | 18% |  | Spare -145kV CB |  |  | AUX SWITCH ASSY-145KV SF6 CB | SET | 1 |  | Included
39 | 85389000 |  | 18% |  | Spare -145kV CB |  |  | PRESSURE SWITCHES-145KV SF6 CB | SET | 1 |  | Included
40 | 85389000 |  | 18% |  | Spare -145kV CB |  |  | RELAY,CONTACTOR,SWITCH,PUSH BUT-145KV CB | SET | 1 |  | Included
41 | 85389000 |  | 18% |  | Spare -145kV CB |  |  | CORONA RING-145KV CB | EA | 1 |  | Included
42 | 85389000 |  | 18% |  | Spare -145kV CB |  |  | MOLECULAR FILTER-145KV CIRCUIT BREAKER | EA | 2 |  | Included
43 | 85389000 |  | 18% |  | Spare -145kV CB |  |  | TERMINAL PAD-145KV SF6 CB | EA | 2 |  | Included
44 | 85389000 |  | 18% |  | Spare -145kV CB |  |  | CLOSING COIL ASSY-145KV SF6 CB | EA | 1 |  | Included
45 | 85389000 |  | 18% |  | Spare -145kV CB |  |  | TRIP COIL ASSY FOR 145KV SF6 CB | EA | 2 |  | Included
46 | 85389000 |  | 18% |  | Spare -145kV CB |  |  | GASKET,O-RING,SEAL-145KV CB | SET | 1 |  | Included
47 | 85389000 |  | 18% |  | Spare -145kV CB |  |  | GRADING CAPACITOR-145KV CB | EA | 1 |  | Included
48 | 85352911 |  | 18% |  | Spare -145kV CB |  |  | POLE-145KV,1250A, 31.5KA SF6 CB | EA | 1 |  | Included
49 | 85353090 |  | 18% |  | Spare -145kV Isolator |  |  | 1 POLE-145KV, 1250A ISOLATOR+1E/S | EA | 1 |  | Included
50 | 85389000 |  | 18% |  | Spare -145kV Isolator |  |  | COPPER CONTACT FINGERS-145KV, 1250A DB | SET | 2 |  | Included
51 | 85389000 |  | 18% |  | Spare -145kV Isolator |  |  | CONTACTOR, TIMER, SWITCH-145KV ISOLATOR | SET | 1 |  | Included
52 | 85389000 |  | 18% |  | Spare -145kV Isolator |  |  | LIMIT SWITCH-145KV ISOLATOR | SET | 2 |  | Included
53 | 85389000 |  | 18% |  | Spare -145kV Isolator |  |  | TERMINAL PAD+CONNECTOR-145KV ISOLATOR | EA | 3 |  | Included
54 | 85389000 |  | 18% |  | Spare -145kV Isolator |  |  | CORONA SHIELD RING-145KV HDB ISOLATOR | EA | 3 |  | Included
55 | 85354010 |  | 18% |  | Spare -145kV Surge Arrestor |  |  | SURGE ARRESTER,1-PH,120KV | EA | 1 |  | Included
56 | 85359090 |  | 18% |  | Spare -145kV Surge Arrestor |  |  | SURGE MONITOR,1-PH | EA | 5 |  | Included
57 | 85371000 |  | 18% |  | Spare -RELAY & PROT PANEL (AUTOMATION) |  |  | NUMERICAL DISTANCE RELAY | SET | 1 |  | Included
58 | 85371000 |  | 18% |  | Spare -RELAY & PROT PANEL (AUTOMATION) |  |  | PU (Bus Bar) | EA | 1 |  | Included
59 | 85371000 |  | 18% |  | Spare -RELAY & PROT PANEL (AUTOMATION) |  |  | Central Unit (Bus Bar) | EA | 1 |  | Included
60 | 85371000 |  | 18% |  | Spare -SAS |  |  | BAY CONTROL UNIT OF MAIN SYSTEM | EA | 1 |  | Included
61 | 85371000 |  | 18% |  | Spare -SAS |  |  | ETHERNET SWITCH WITH 24 FO PORTS | EA | 1 |  | Included
62 | 85371000 |  | 18% |  | Spare -SAS |  |  | ETHERNET SWITCH WITH 12 CU + 6 FO PORTS | EA | 1 |  | Included
63 | 85359090 |  | 18% |  | Spare -145 kV CT |  |  | 145KV, 600A, 31.5KA,1-PH CT-120% RATING | EA | 1 |  | Included
64 | 85359090 |  | 18% |  | Spare -145 kV CVT |  |  | 145KV, 8800PF, 1PH CVT | EA | 1 |  | Included
65 | 85176210 |  | 18% |  | Spare -DPC |  |  | DIGITAL PROTECTION COUPLER | EA | 1 |  | Included
66 | 73181500 |  | 18% |  | Supply of Foundation Bolt |  |  | FOUNDATION BOLT 24MM | EA | 280 |  | Included
67 | 73082011 |  | 18% |  | Supply of Structure |  |  | NON STD LATTICE STRUCTURE MS STEEL | MT | 13 |  | Included
68 | 73082011 |  | 18% |  | Supply of Structure |  |  | FASTENERS - NON STD STRUCTURES | MT | 1.2 |  | Included
69 | 73082011 |  | 18% |  | Supply of Structure |  |  | FOUNDATION BOLTS - NON STD STRUCTURES | MT | 2.5 |  | Included
70 | 85176260 |  | 18% |  | Supply - Telecom Equipment |  |  | BASE EQUIPMENT STM-16 MADM UPTO 5 MSP | EA | 1 |  | Included
71 | 85176990 |  | 18% |  | Supply - Telecom Equipment |  |  | S16.1 SFP | EA | 4 |  | Included
72 | 85176290 |  | 18% |  | Supply - Telecom Equipment |  |  | V16.2 SFP | EA | 2 |  | Included
73 | 85176290 |  | 18% |  | Supply - Telecom Equipment |  |  | STM-16 OLIC TO SUPPORT 150 KMS | EA | 2 |  | Included
74 | 85176290 |  | 18% |  | Supply - Telecom Equipment |  |  | E1 INTERFACE (MIN 16 NOS.) | SET | 2 |  | Included
75 | 85176990 |  | 18% |  | Supply - Telecom Equipment |  |  | ETHERNET L2 INTERFACE 10/100MBPS(MIN 8) | EA | 2 |  | Included
76 | 85176290 |  | 18% |  | Supply - Telecom Equipment |  |  | GIGABIT ETHERNET LAYER 2 INTERFACE-2 NO | SET | 1 |  | Included
77 | 85176290 |  | 18% |  | Supply - Telecom Equipment |  |  | EQUIPMENT CABINETS FOR SDH | EA | 1 |  | Included
78 | 84715000 |  | 18% |  | Supply - Telecom Equipment |  |  | NMS-CRAFT TERMINAL-HARDWARE | EA | 1 |  | Included
79 | 85238020 |  | 18% |  | Supply - Telecom Equipment |  |  | SOFTWARE FOR CRAFT TERMINAL | EA | 1 |  | Included
80 | 85171890 |  | 18% |  | Supply - Telecom Equipment |  |  | VOIP TELEPHONE+ONE COMMON S/W(MIN 8PORT) | EA | 2 |  | Included
81 | 73069011 |  | 18% |  | Supply - Telecom Equipment |  |  | GI PIPE FOR APPROACH CABLING | KM | 1 |  | Included
82 | 73071900 |  | 18% |  | Supply - Telecom Equipment |  |  | GI ELBOW FOR APPROACH CABLING | EA | 150 |  | Included
83 | 83071000 |  | 18% |  | Supply - Telecom Equipment |  |  | GI FLEXIBLE CONDUIT FOR APPROACH CABLIN | EA | 75 |  | Included
84 | 85447090 |  | 18% |  | Supply - Telecom Equipment |  |  | 24F (DWSM) APPROACH CABLE | KM | 1 |  | Included
85 | 85372000 |  | 18% |  | Supply - Telecom Equipment |  |  | OPGW FODP, INDOOR, 96F | EA | 1 |  | Included
[8 empty] | Total Amount (Roing-C) |  |  |  | 0
D | North Eastern Region Expansion Scheme –XXIII:02 no 132kV Bay extension at Tezu S/S
1 | 85352911 |  | 18% |  | 145kV Equipments |  |  | 145KV, 1250A, 31.5KA, CB,1-PH/3-PH A/R | EA | 2 |  | Included
2 | 85359090 |  | 18% |  | 145kV Equipments |  |  | 145KV, 600A, 31.5KA,1-PH CT-120% RATING | EA | 6 |  | Included
3 | 85359090 |  | 18% |  | 145kV Equipments |  |  | 145KV, 8800PF, 1PH CVT | EA | 6 |  | Included
4 | 85353090 |  | 18% |  | 145kV Equipments |  |  | 145KV,1250A, 31.5KA 3PH DB ISOLATOR+1E/S | EA | 2 |  | Included
5 | 85353090 |  | 18% |  | 145kV Equipments |  |  | 145KV, 1250A, 31.5KA, 3PH DB ISOLATOR | EA | 2 |  | Included
6 | 85353090 |  | 18% |  | 145kV Equipments |  |  | 145KV,1250A,31.5KA 3PH DB ISOLATOR(TAND) | EA | 2 |  | Included
7 | 85354010 |  | 18% |  | 145kV Equipments |  |  | SURGE ARRESTER,1-PH,120KV | EA | 6 |  | Included
8 | 85462040 |  | 18% |  | 145kV Equipments |  |  | 145KV, 1PH BUS POST INSULATOR (BPI) | EA | 6 |  | Included
9 | 85371000 |  | 18% |  | Relay & Protection Panel |  |  | 132KV LINE PROTECTION PANEL-SAS | EA | 2 |  | Included
10 | 85371000 |  | 18% |  | Relay & Protection Panel |  |  | 132KV CB RELAY PANEL WITH A/R-SAS | EA | 2 |  | Included
11 | 85371000 |  | 18% |  | Relay & Protection Panel |  |  | 132KV BUS BAR PROTECTION PANEL-SAS | SET | 1 |  | Included
12 | 85371000 |  | 18% |  | SAS |  |  | 33KV S/S AUTOMATION SYSTEM-MAIN BAY | EA | 6 |  | Included
13 | 85371000 |  | 18% |  | SAS |  |  | 132KV S/S AUTOMATION SYSTEM-MAIN BAY | EA | 9 |  | Included
14 | 85176210 |  | 18% |  | PLCC/DPC |  |  | DIGITAL PROTECTION COUPLER | EA | 2 |  | Included
15 | 85371000 |  | 18% |  | Illumination System |  |  | LIGHTING PANEL TYPE ACP-2 | EA | 2 |  | Included
16 | 94059900 |  | 18% |  | Illumination System |  |  | LIGHTING PANEL TYPE ACP-3 | EA | 2 |  | Included
17 | 94059900 |  | 18% |  | Illumination System |  |  | TYPE L1 LIGHTING POLE | EA | 6 |  | Included
18 | 94051090 |  | 18% |  | Illumination System |  |  | LIGHTING FIXTURE LED LUMINAIRETYPE SL-L1 | EA | 6 |  | Included
19 | 94051090 |  | 18% |  | Illumination System |  |  | LIGHTING FIXTURE LED LUMINAIRE TYPE FL-1 | EA | 6 |  | Included
20 | 94059900 |  | 18% |  | Illumination System |  |  | LIGHTING FIXTURE LED TYPE FL2 | EA | 6 |  | Included
21 | 85446020 |  | 18% |  | Cables |  |  | 1.1KV 27CX1.5SQMM PVC CONTROL CABLE(KM) | KM | 1 |  | Included
22 | 85446020 |  | 18% |  | Cables |  |  | 1.1KV 19CX1.5SQMM PVC CONTROL CABLE(KM) | KM | 3 |  | Included
23 | 85446020 |  | 18% |  | Cables |  |  | 1.1KV 10CX2.5SQMM PVC CONTROL CABLE(KM) | KM | 1 |  | Included
24 | 85446020 |  | 18% |  | Cables |  |  | 1.1KV 7CX2.5SQMM PVC CONTROL CABLE(KM) | KM | 1 |  | Included
25 | 85446020 |  | 18% |  | Cables |  |  | 1.1KV 5CX2.5SQMM PVC CONTROL CABLE(KM) | KM | 3 |  | Included
26 | 85446020 |  | 18% |  | Cables |  |  | 1.1KV 4CX16SQMM PVC POWER CABLE(KM) | KM | 0.5 |  | Included
27 | 85446020 |  | 18% |  | Cables |  |  | 1.1KV 3.5CX35SQMM PVC POWER CABLE(KM) | KM | 1 |  | Included
28 | 85446020 |  | 18% |  | Cables |  |  | 1.1KV 2CX6SQMM PVC POWER CABLE(KM) | KM | 1 |  | Included
29 | 85446020 |  | 18% |  | Cables |  |  | 1.1KV 4CX6SQMM PVC POWER CABLE(KM) | KM | 2 |  | Included
30 | 72169990 |  | 18% |  | Erection H/W |  |  | ERECTION H/W-132KV SMT LINE BAY | SET | 2 |  | Included
31 | 72169990 |  | 18% |  | Erection H/W |  |  | ERECTION H/W-132KV BUS WORK | LS | 1 |  | Included
32 | 73082011 |  | 18% |  | Equipments Structure and Earthmat |  |  | STD 132KV SUPPORT STRUCTURE 1PH CT | EA | 6 |  | Included
33 | 73082011 |  | 18% |  | Equipments Structure and Earthmat |  |  | STD 132KV SUPPORT STRUCTURE 1PH CVT | EA | 6 |  | Included
34 | 73082011 |  | 18% |  | Equipments Structure and Earthmat |  |  | STD 132KV SUPPORT STRUCTURE 3PH ISO | EA | 6 |  | Included
35 | 73082011 |  | 18% |  | Equipments Structure and Earthmat |  |  | STD 132KV SUPPORT STRUCTURE 1PH LA | EA | 6 |  | Included
36 | 73082011 |  | 18% |  | Equipments Structure and Earthmat |  |  | STD 132KV SUPPORT STRUCTURE 1 PH BPI | EA | 6 |  | Included
37 | 72159090 |  | 18% |  | Equipments Structure and Earthmat |  |  | 40MM MS ROD(KM) | KM | 1 |  | Included
38 | 84158210 |  | 18% |  | Air Conditioning - CRB |  |  | HIGH WALL TYPE SPLIT AC-2 TR | EA | 3 |  | Included
39 | 85389000 |  | 18% |  | Spare - 145kV CB |  |  | AUX SWITCH ASSY-145KV SF6 CB | SET | 1 |  | Included
40 | 85389000 |  | 18% |  | Spare - 145kV CB |  |  | PRESSURE SWITCHES-145KV SF6 CB | SET | 1 |  | Included
41 | 85389000 |  | 18% |  | Spare - 145kV CB |  |  | RELAY,CONTACTOR,SWITCH,PUSH BUT-145KV CB | SET | 1 |  | Included
42 | 85389000 |  | 18% |  | Spare - 145kV CB |  |  | CORONA RING-145KV CB | EA | 1 |  | Included
43 | 85389000 |  | 18% |  | Spare - 145kV CB |  |  | MOLECULAR FILTER-145KV CIRCUIT BREAKER | EA | 2 |  | Included
44 | 85389000 |  | 18% |  | Spare - 145kV CB |  |  | TERMINAL PAD-145KV SF6 CB | EA | 2 |  | Included
45 | 85389000 |  | 18% |  | Spare - 145kV CB |  |  | CLOSING COIL ASSY-145KV SF6 CB | EA | 1 |  | Included
46 | 85389000 |  | 18% |  | Spare - 145kV CB |  |  | TRIP COIL ASSY FOR 145KV SF6 CB | EA | 2 |  | Included
47 | 85389000 |  | 18% |  | Spare - 145kV CB |  |  | GASKET,O-RING,SEAL-145KV CB | SET | 1 |  | Included
48 | 85389000 |  | 18% |  | Spare - 145kV CB |  |  | GRADING CAPACITOR-145KV CB | EA | 1 |  | Included
49 | 85352911 |  | 18% |  | Spare - 145kV CB |  |  | POLE-145KV,1250A, 31.5KA SF6 CB | EA | 1 |  | Included
50 | 85353090 |  | 18% |  | Spare - 145kV Isolator |  |  | 1 POLE-145KV, 1250A ISOLATOR+1E/S | EA | 1 |  | Included
51 | 85389000 |  | 18% |  | Spare - 145kV Isolator |  |  | COPPER CONTACT FINGERS-145KV, 1250A DB | SET | 2 |  | Included
52 | 85389000 |  | 18% |  | Spare - 145kV Isolator |  |  | CONTACTOR, TIMER, SWITCH-145KV ISOLATOR | SET | 1 |  | Included
53 | 85389000 |  | 18% |  | Spare - 145kV Isolator |  |  | LIMIT SWITCH-145KV ISOLATOR | SET | 2 |  | Included
54 | 85389000 |  | 18% |  | Spare - 145kV Isolator |  |  | TERMINAL PAD+CONNECTOR-145KV ISOLATOR | EA | 3 |  | Included
55 | 85389000 |  | 18% |  | Spare - 145kV Isolator |  |  | CORONA SHIELD RING-145KV HDB ISOLATOR | EA | 3 |  | Included
56 | 85354010 |  | 18% |  | Spare - 145kV Surge Arrestor |  |  | SURGE ARRESTER,1-PH,120KV | EA | 1 |  | Included
57 | 85359090 |  | 18% |  | Spare - 145kV Surge Arrestor |  |  | SURGE MONITOR,1-PH | EA | 5 |  | Included
58 | 85371000 |  | 18% |  | Spare - RELAY & PROT PANEL (AUTOMATION) |  |  | NUMERICAL DISTANCE RELAY | SET | 1 |  | Included
59 | 85371000 |  | 18% |  | Spare -RELAY & PROT PANEL (AUTOMATION) |  |  | PU (Bus Bar) | EA | 1 |  | Included
60 | 85371000 |  | 18% |  | Spare - SAS |  |  | ETHERNET SWITCH WITH 12 CU + 6 FO PORTS | EA | 1 |  | Included
61 | 85371000 |  | 18% |  | Spare - SAS |  |  | ETHERNET SWITCH WITH 24 FO PORTS | EA | 1 |  | Included
62 | 85371000 |  | 18% |  | Spare - SAS |  |  | BAY CONTROL UNIT OF MAIN SYSTEM | EA | 1 |  | Included
63 | 85359090 |  | 18% |  | Spare - 145 kV CT |  |  | 145KV, 600A, 31.5KA,1-PH CT-120% RATING | EA | 1 |  | Included
64 | 85359090 |  | 18% |  | Spare - 145 kV CVT |  |  | 145KV, 8800PF, 1PH CVT | EA | 1 |  | Included
65 | 85176210 |  | 18% |  | Spare - PLCC/DPC |  |  | DIGITAL PROTECTION COUPLER | EA | 1 |  | Included
66 | 73082011 |  | 18% |  | Supply of Structure |  |  | NON STD LATTICE STRUCTURE MS STEEL | MT | 13 |  | Included
67 | 73082011 |  | 18% |  | Supply of Structure |  |  | FASTENERS - NON STD STRUCTURES | MT | 1.2 |  | Included
68 | 73082011 |  | 18% |  | Supply of Structure |  |  | FOUNDATION BOLTS - NON STD STRUCTURES | MT | 2.5 |  | Included
69 | 73181500 |  | 18% |  | Supply of Foundation Bolt |  |  | FOUNDATION BOLT 24MM | EA | 376 |  | Included
70 | 85372000 |  | 18% |  | Supply - Telecom Equipment |  |  | OPGW FODP, INDOOR, 96F | EA | 1 |  | Included
71 | 85447090 |  | 18% |  | Supply - Telecom Equipment |  |  | 24F (DWSM) APPROACH CABLE | KM | 1 |  | Included
72 | 83071000 |  | 18% |  | Supply - Telecom Equipment |  |  | GI FLEXIBLE CONDUIT FOR APPROACH CABLIN | EA | 75 |  | Included
73 | 73071900 |  | 18% |  | Supply - Telecom Equipment |  |  | GI ELBOW FOR APPROACH CABLING | EA | 150 |  | Included
74 | 73069011 |  | 18% |  | Supply - Telecom Equipment |  |  | GI PIPE FOR APPROACH CABLING | KM | 1 |  | Included
75 | 85171890 |  | 18% |  | Supply - Telecom Equipment |  |  | VOIP TELEPHONE+ONE COMMON S/W(MIN 8PORT) | EA | 2 |  | Included
76 | 85238020 |  | 18% |  | Supply - Telecom Equipment |  |  | SOFTWARE FOR CRAFT TERMINAL | EA | 1 |  | Included
77 | 84715000 |  | 18% |  | Supply - Telecom Equipment |  |  | NMS-CRAFT TERMINAL-HARDWARE | EA | 1 |  | Included
78 | 85176290 |  | 18% |  | Supply - Telecom Equipment |  |  | EQUIPMENT CABINETS FOR SDH | EA | 1 |  | Included
79 | 85176290 |  | 18% |  | Supply - Telecom Equipment |  |  | GIGABIT ETHERNET LAYER 2 INTERFACE-2 NO | SET | 1 |  | Included
80 | 85176990 |  | 18% |  | Supply - Telecom Equipment |  |  | ETHERNET L2 INTERFACE 10/100MBPS(MIN 8) | EA | 2 |  | Included
81 | 85176290 |  | 18% |  | Supply - Telecom Equipment |  |  | E1 INTERFACE (MIN 16 NOS.) | SET | 2 |  | Included
82 | 85176290 |  | 18% |  | Supply - Telecom Equipment |  |  | STM-16 OLIC TO SUPPORT 150 KMS | EA | 2 |  | Included
83 | 85176290 |  | 18% |  | Supply - Telecom Equipment |  |  | V16.2 SFP | EA | 2 |  | Included
84 | 85176990 |  | 18% |  | Supply - Telecom Equipment |  |  | S16.1 SFP | EA | 4 |  | Included
85 | 85176260 |  | 18% |  | Supply - Telecom Equipment |  |  | BASE EQUIPMENT STM-16 MADM UPTO 5 MSP | EA | 1 |  | Included
[8 empty] | Total Amount (Tezu) |  |  |  | 0
E | North Eastern Region Expansion Scheme –XXIII:01 no 132kV Bay extension at Namsai S/S
1 | 85352911 |  | 18% |  | 145kV Equipments |  |  | 145KV, 1250A, 31.5KA, CB,1-PH/3-PH A/R | EA | 1 |  | Included
2 | 85359090 |  | 18% |  | 145kV Equipments |  |  | 145KV, 600A, 31.5KA,1-PH CT-120% RATING | EA | 3 |  | Included
3 | 85353090 |  | 18% |  | 145kV Equipments |  |  | 145KV,1250A, 31.5KA 3PH DB ISOLATOR+1E/S | EA | 1 |  | Included
4 | 85354010 |  | 18% |  | 145kV Equipments |  |  | SURGE ARRESTER,1-PH,120KV | EA | 3 |  | Included
5 | 85462040 |  | 18% |  | 145kV Equipments |  |  | 145KV, 1PH BUS POST INSULATOR (BPI) | EA | 3 |  | Included
6 | 85353090 |  | 18% |  | 145kV Equipments |  |  | 145KV,1250A,31.5KA 3PH DB ISOLATOR | EA | 1 |  | Included
7 | 85353090 |  | 18% |  | 145kV Equipments |  |  | 145KV,1250A,31.5KA 3PH DB ISOLATOR(TAND) | EA | 1 |  | Included
8 | 85359090 |  | 18% |  | 145kV Equipments |  |  | 145KV, 8800PF, 1PH CVT | EA | 3 |  | Included
9 | 85371000 |  | 18% |  | Relay & Protection Panel |  |  | 132KV LINE PROTECTION PANEL-SAS | EA | 1 |  | Included
10 | 85371000 |  | 18% |  | Relay & Protection Panel |  |  | 132KV CB RELAY PANEL WITH A/R-SAS | EA | 1 |  | Included
11 | 85371000 |  | 18% |  | Relay & Protection Panel |  |  | 132KV BUS BAR PROTECTION PANEL-SAS | SET | 1 |  | Included
12 | 85371000 |  | 18% |  | SAS |  |  | 132KV S/S AUTOMATION SYSTEM-MAIN BAY-AUG | EA | 1 |  | Included
13 | 85176210 |  | 18% |  | PLCC/DPC |  |  | DIGITAL PROTECTION COUPLER | EA | 1 |  | Included
14 | 85371000 |  | 18% |  | Illumination System |  |  | LIGHTING PANEL TYPE ACP-2 | EA | 2 |  | Included
15 | 94059900 |  | 18% |  | Illumination System |  |  | LIGHTING PANEL TYPE ACP-3 | EA | 2 |  | Included
16 | 94059900 |  | 18% |  | Illumination System |  |  | TYPE L1 LIGHTING POLE | EA | 6 |  | Included
17 | 94051090 |  | 18% |  | Illumination System |  |  | LIGHTING FIXTURE LED LUMINAIRETYPE SL-L1 | EA | 6 |  | Included
18 | 94051090 |  | 18% |  | Illumination System |  |  | LIGHTING FIXTURE LED LUMINAIRE TYPE FL-1 | EA | 6 |  | Included
19 | 94059900 |  | 18% |  | Illumination System |  |  | LIGHTING FIXTURE LED TYPE FL2 | EA | 6 |  | Included
20 | 85446020 |  | 18% |  | Cables |  |  | 1.1KV 27CX1.5SQMM PVC CONTROL CABLE(KM) | KM | 0.3 |  | Included
21 | 85446020 |  | 18% |  | Cables |  |  | 1.1KV 19CX1.5SQMM PVC CONTROL CABLE(KM) | KM | 1.5 |  | Included
22 | 85446020 |  | 18% |  | Cables |  |  | 1.1KV 10CX2.5SQMM PVC CONTROL CABLE(KM) | KM | 0.5 |  | Included
23 | 85446020 |  | 18% |  | Cables |  |  | 1.1KV 7CX2.5SQMM PVC CONTROL CABLE(KM) | KM | 0.5 |  | Included
24 | 85446020 |  | 18% |  | Cables |  |  | 1.1KV 5CX2.5SQMM PVC CONTROL CABLE(KM) | KM | 1.5 |  | Included
25 | 85446020 |  | 18% |  | Cables |  |  | 1.1KV 4CX16SQMM PVC POWER CABLE(KM) | KM | 0.2 |  | Included
26 | 85446020 |  | 18% |  | Cables |  |  | 1.1KV 3.5CX35SQMM PVC POWER CABLE(KM) | KM | 0.5 |  | Included
27 | 85446020 |  | 18% |  | Cables |  |  | 1.1KV 2CX6SQMM PVC POWER CABLE(KM) | KM | 0.5 |  | Included
28 | 85446020 |  | 18% |  | Cables |  |  | 1.1KV 4CX6SQMM PVC POWER CABLE(KM) | KM | 1 |  | Included
29 | 72169990 |  | 18% |  | Erection H/W |  |  | ERECTION H/W-132KV SMT LINE BAY | SET | 1 |  | Included
30 | 72169990 |  | 18% |  | Erection H/W |  |  | ERECTION H/W-132KV SMT BUS WORK-3 BAYS | SET | 1 |  | Included
31 | 73082011 |  | 18% |  | Equipments Structure and Earthmat |  |  | STD 132KV SUPPORT STRUCTURE 1PH CT | EA | 3 |  | Included
32 | 73082011 |  | 18% |  | Equipments Structure and Earthmat |  |  | STD 132KV SUPPORT STRUCTURE 1PH CVT | EA | 3 |  | Included
33 | 73082011 |  | 18% |  | Equipments Structure and Earthmat |  |  | STD 132KV SUPPORT STRUCTURE 3PH ISO | EA | 3 |  | Included
34 | 73082011 |  | 18% |  | Equipments Structure and Earthmat |  |  | STD 132KV SUPPORT STRUCTURE 1PH LA | EA | 3 |  | Included
35 | 73082011 |  | 18% |  | Equipments Structure and Earthmat |  |  | STD 132KV SUPPORT STRUCTURE 1 PH BPI | EA | 3 |  | Included
36 | 72159090 |  | 18% |  | Equipments Structure and Earthmat |  |  | 40MM MS ROD(KM) | KM | 1 |  | Included
37 | 85371000 |  | 18% |  | LT Switchgear |  |  | 415V ACDB (EXTN.) | SET | 1 |  | Included
38 | 85371000 |  | 18% |  | LT Switchgear |  |  | 110 V DCDB (EXTN) | SET | 1 |  | Included
39 | 85389000 |  | 18% |  | Spare -145kV CB |  |  | AUX SWITCH ASSY-145KV SF6 CB | SET | 1 |  | Included
40 | 85389000 |  | 18% |  | Spare -145kV CB |  |  | PRESSURE SWITCHES-145KV SF6 CB | SET | 1 |  | Included
41 | 85389000 |  | 18% |  | Spare -145kV CB |  |  | RELAY,CONTACTOR,SWITCH,PUSH BUT-145KV CB | SET | 1 |  | Included
42 | 85389000 |  | 18% |  | Spare -145kV CB |  |  | CORONA RING-145KV CB | EA | 1 |  | Included
43 | 85389000 |  | 18% |  | Spare -145kV CB |  |  | MOLECULAR FILTER-145KV CIRCUIT BREAKER | EA | 2 |  | Included
44 | 85389000 |  | 18% |  | Spare -145kV CB |  |  | TERMINAL PAD-145KV SF6 CB | EA | 2 |  | Included
45 | 85389000 |  | 18% |  | Spare -145kV CB |  |  | CLOSING COIL ASSY-145KV SF6 CB | EA | 1 |  | Included
46 | 85389000 |  | 18% |  | Spare -145kV CB |  |  | TRIP COIL ASSY FOR 145KV SF6 CB | EA | 2 |  | Included
47 | 85389000 |  | 18% |  | Spare -145kV CB |  |  | GASKET,O-RING,SEAL-145KV CB | SET | 1 |  | Included
48 | 85389000 |  | 18% |  | Spare -145kV CB |  |  | GRADING CAPACITOR-145KV CB | EA | 1 |  | Included
49 | 85352911 |  | 18% |  | Spare -145kV CB |  |  | POLE-145KV,1250A, 31.5KA SF6 CB | EA | 1 |  | Included
50 | 85353090 |  | 18% |  | Spare -145kV Isolator |  |  | 1 POLE-145KV, 1250A ISOLATOR+1E/S | EA | 1 |  | Included
51 | 85389000 |  | 18% |  | Spare -145kV Isolator |  |  | COPPER CONTACT FINGERS-145KV, 1250A DB | SET | 2 |  | Included
52 | 85389000 |  | 18% |  | Spare -145kV Isolator |  |  | CONTACTOR, TIMER, SWITCH-145KV ISOLATOR | SET | 1 |  | Included
53 | 85389000 |  | 18% |  | Spare -145kV Isolator |  |  | LIMIT SWITCH-145KV ISOLATOR | SET | 2 |  | Included
54 | 85389000 |  | 18% |  | Spare -145kV Isolator |  |  | TERMINAL PAD+CONNECTOR-145KV ISOLATOR | EA | 3 |  | Included
55 | 85389000 |  | 18% |  | Spare -145kV Isolator |  |  | CORONA SHIELD RING-145KV HDB ISOLATOR | EA | 3 |  | Included
56 | 85354010 |  | 18% |  | Spare -145kV Surge Arrestor |  |  | SURGE ARRESTER,1-PH,120KV | EA | 1 |  | Included
57 | 85359090 |  | 18% |  | Spare -145kV Surge Arrestor |  |  | SURGE MONITOR,1-PH | EA | 5 |  | Included
58 | 85371000 |  | 18% |  | Spare -RELAY & PROT PANEL (AUTOMATION) |  |  | NUMERICAL DISTANCE RELAY | SET | 1 |  | Included
59 | 85371000 |  | 18% |  | Spare -RELAY & PROT PANEL (AUTOMATION) |  |  | PU (Bus Bar) | EA | 1 |  | Included
60 | 85371000 |  | 18% |  | Spare -SAS |  |  | BAY CONTROL UNIT OF MAIN SYSTEM | EA | 1 |  | Included
61 | 85371000 |  | 18% |  | Spare -SAS |  |  | ETHERNET SWITCH WITH 24 FO PORTS | EA | 1 |  | Included
62 | 85359090 |  | 18% |  | Spare -145 kV CT |  |  | 145KV, 600A, 31.5KA,1-PH CT-120% RATING | EA | 1 |  | Included
63 | 85359090 |  | 18% |  | Spare -145 kV CVT |  |  | 145KV, 8800PF, 1PH CVT | EA | 1 |  | Included
64 | 85176210 |  | 18% |  | Spare -PLCC/DPC |  |  | DIGITAL PROTECTION COUPLER | EA | 1 |  | Included
65 | 73082011 |  | 18% |  | Supply of Structure |  |  | NON STD LATTICE STRUCTURE MS STEEL | MT | 12 |  | Included
66 | 73082011 |  | 18% |  | Supply of Structure |  |  | FASTENERS - NON STD STRUCTURES | MT | 1.2 |  | Included
67 | 73082011 |  | 18% |  | Supply of Structure |  |  | FOUNDATION BOLTS - NON STD STRUCTURES | MT | 2 |  | Included
68 | 73181500 |  | 18% |  | Supply of Foundation Bolt |  |  | FOUNDATION BOLT 24MM | EA | 188 |  | Included
69 | 85372000 |  | 18% |  | Supply - Telecom Equipment |  |  | OPGW FODP, INDOOR, 96F | EA | 1 |  | Included
70 | 85447090 |  | 18% |  | Supply - Telecom Equipment |  |  | 24F (DWSM) APPROACH CABLE | KM | 1 |  | Included
71 | 83071000 |  | 18% |  | Supply - Telecom Equipment |  |  | GI FLEXIBLE CONDUIT FOR APPROACH CABLIN | EA | 75 |  | Included
72 | 73071900 |  | 18% |  | Supply - Telecom Equipment |  |  | GI ELBOW FOR APPROACH CABLING | EA | 150 |  | Included
73 | 73069011 |  | 18% |  | Supply - Telecom Equipment |  |  | GI PIPE FOR APPROACH CABLING | KM | 1 |  | Included
74 | 85171890 |  | 18% |  | Supply - Telecom Equipment |  |  | VOIP TELEPHONE+ONE COMMON S/W(MIN 8PORT) | EA | 2 |  | Included
75 | 85238020 |  | 18% |  | Supply - Telecom Equipment |  |  | SOFTWARE FOR CRAFT TERMINAL | EA | 1 |  | Included
76 | 84715000 |  | 18% |  | Supply - Telecom Equipment |  |  | NMS-CRAFT TERMINAL-HARDWARE | EA | 1 |  | Included
77 | 85176290 |  | 18% |  | Supply - Telecom Equipment |  |  | EQUIPMENT CABINETS FOR SDH | EA | 1 |  | Included
78 | 85176290 |  | 18% |  | Supply - Telecom Equipment |  |  | GIGABIT ETHERNET LAYER 2 INTERFACE-2 NO | SET | 1 |  | Included
79 | 85176990 |  | 18% |  | Supply - Telecom Equipment |  |  | ETHERNET L2 INTERFACE 10/100MBPS(MIN 8) | EA | 2 |  | Included
80 | 85176290 |  | 18% |  | Supply - Telecom Equipment |  |  | E1 INTERFACE (MIN 16 NOS.) | SET | 2 |  | Included
81 | 85176290 |  | 18% |  | Supply - Telecom Equipment |  |  | STM-16 OLIC TO SUPPORT 150 KMS | EA | 2 |  | Included
82 | 85176990 |  | 18% |  | Supply - Telecom Equipment |  |  | S16.1 SFP | EA | 4 |  | Included
83 | 85176260 |  | 18% |  | Supply - Telecom Equipment |  |  | BASE EQUIPMENT STM-16 MADM UPTO 5 MSP | EA | 1 |  | Included
[8 empty] | Total Amount (Namsai-E) |  |  |  | 0
Total Bid Price for the Schedule-IA (A+B+C+D+E) | [11 empty] | 0 |  |  |  |  | #REF!
Note : | Specify amount of GST on the transaction between the Contractor and the Employer. GST Shall be applicable at extra as applicable.
# | In case the bidder leaves the cell for confirmation of the HSN code and/or GST rate “blank”, the HSN code and corresponding GST rate indicated by the Employer shall be deemed to be the one confirmed by the Bidder. In case the bidder doesnot quote for any of the BOQ line item then the unit rate against that item shall be considered included in other quoted unit rate. If there is any discrepancy in the total quoted price indicated in this sheet of Price_Schedule and elsewhere in the E-tender portal, then the prices indicated in this sheet of Price_Schedule shall prevail for the purpose of bid evaluation and further action.
Date : | 11/Jan/2025 | [9 empty] | Printed Name : | Printed Name
Place : | Place | [9 empty] | Designation : | Desig

## Sch-IB
NESH/CSM/4905-01 | [7 empty] | Schedule-IB to BPS (Vol-IC) | Schedule - 1 |  |  |  |  | Direct Total | #VALUE! | #REF! | `
[14 empty] | BO Total | #REF! | #REF!
Name of Package:AIS Bay extension works (SS-02) i) Under NERES-XXIII a) Extension of 132kV Pasighat (DoP, Arunachal Pradesh) S/s. b) Extension 132kV Roing (POWERGRID) S/s. c) Extension 132kV Tezu (POWERGRID) S/s. d) Extension of 132kV Namsai (POWERGRID) S/s ii) Under NERES-29A a) Installation of new 1x50MVA, 132/33kV (3rd) ICT at Namsai (POWERGRID) S/s.
(SCHEDULE OF RATES AND PRICES)
Bidder’s Name and Address:( Sole Bidder) |  |  |  |  | To,
General Manager (C&M)
Name : | Name | 0 | 0 | 0 |  | Power Grid Corporation of India Limited | [9 empty] | #REF!
Address : | Add1 | 0 | 0 | 0 |  | North Eastern Region
| Add2 | 0 | 0 | 0 |  | Dongtieh, Lower Nongrah, Lapalang
Shillong – 793 006 (Meghalaya).
Feright and Insurance | [14 empty] | Direct
[7 empty] | All Prices are in Indian Rupees. |  | All Prices are in Indian Rupees. | [5 empty] | Bought-Out
SI. No. | Activity Description | Equipment Head | Element Name | Item Description | Unit | Qty. | F&I Rate (Rs) (inclusive of GST) | Total Ex-works price | Mode of Transaction (Direct or Bought out)^ | GST, Tax as confirmed by Bidder | Total Value | Applicable GST Rate | GST on item
1 |  |  |  | 6 | 7 | 8 | 9 | 10 = (8X9) | 11 | 11
(A) North Eastern Region Expansion Scheme – 29, Part–A (NERES–29, Part–A) [TR-202453], Installation of new 1x50MVA, 132/33kV (3rd) ICT at Namsai S/s along with associated bays
1 | Power Transformer | cables | R.C Nagar-1 | 50MVA, 132/33 KV, 3-phase Power Transformer excluding Insulating Oil | EA | 1 |  | Included
2 | Power Transformer | cables | R.C Nagar-1 | Insulating Oil for 50MVA, 132/33 KV, 3-phase Power Transformer | SET | 1 |  | Included
3 | Power Transformer | cables | R.C Nagar-1 | Nitrogen injection type fire protection for 132kV transformer | SET | 1 |  | Included
4 | Power Transformer | cables | R.C Nagar-1 | Digital RTCC Panel consist of digital RTCC relays as per technicalspecification | SET | 1 |  | Included
5 | 145kV Equipments | cables | R.C Nagar-1 | 145kV,1250A, 31.5kA SF6 Circuit Breaker3-Phase with support structure(Suitable for 1-Phase & 3-PhaseAutoreclosing) | EA | 1 |  | Included
6 | 145kV Equipments | cables | R.C Nagar-1 | 145 kV, 600A, 31.5KA, 1-Phase CurrentTransformer with 120% extended currentrating | EA | 3 |  | Included
7 | 145kV Equipments | cables | R.C Nagar-2 | 120kV Surge Arrester(1-phase) | EA | 3 |  | Included
8 | 145kV Equipments | cables | R.C Nagar-2 | 145kV, 1 phase Bus Post Insulators | EA | 6 |  | Included
9 | 145kV Equipments | cables | R.C Nagar-2 | 145 kV, 1250 A, 31.5KA, 3-phase DoubleBreak Isolator without E/S | EA | 2 |  | Included
10 | 145kV Equipments | cables | R.C Nagar-2 | 145 kV, 1250 A, 31.5KA, 3-phase DoubleBreak Isolator without E/S (Tandem) | EA | 1 |  | Included
11 | Relay & Protection Panel | cables | R.C Nagar-2 | 132kV Transformer Protection Panel (For both HV & MV side)-(withAutomation) | EA | 1 |  | Included
12 | Relay & Protection Panel | cables | R.C Nagar-2 | Augmentation of existing 132kV bus bar protection scheme.(No. of bays as per specification)-(with Automation) | SET | 1 |  | Included
13 | Relay & Protection Panel | cables | R.C Nagar-1 | 132KV CIRCUIT BREAKER RELAY PANEL without auto reclose (WITH AUTOMATION) | EA | 1 |  | Included
14 | SAS | cables | R.C Nagar-1 | Augmentation of Substation automation System for 132kV bay as perTechnical Specification | EA | 1 |  | Included
15 | SAS | cables | R.C Nagar-2 | Augmentation of Substation automation System for 33kV bay as perTechnical Specification | EA | 2 |  | Included
16 | DCDB | cables | R.C Nagar-2 | 48V DCDB | EA | 1 |  | Included
17 | Illumination System | CRP | R.C Nagar-1 | TYPE L1 STREET LIGHTING POLE OF 6 METER AS PER TECHNICALSPECIFICATION. | EA | 6 |  | Included
18 | Illumination System |  |  | LED STREET LIGHT LUMINAIRE TYPE SL-L1 (= 45W)AS PER TECHNICALSPECIFICATION | EA | 6 |  | Included
19 | Illumination System |  |  | LED FLOOD LIGHT LUMINARIESTYPE FL-1 (150W) AS PER TECHNICALSPECIFICATION | EA | 6 |  | Included
20 | Illumination System |  |  | LIGHTING FIXTURE LED LUMINAIRES TYPE FL2 AS PER TECH. SPECIFICATIONS | EA | 12 |  | Included
21 | Illumination System |  |  | 125A, 415V : Interlocked switch socket outdoor Receptacle as pertechnical specifications | EA | 1 |  | Included
22 | Fire Fighting System |  |  | HYDRANT SYSTEM, COMPLETE PIPING ANDACCESSORIES ETC. OUTSIDE THE PUMP HOUSE FOR 132KV SS | SET | 1 |  | Included
23 | Cables_Breakup |  |  | 1.1KV GRADE 3.5CX70 SQMM (PVC) POWER CABLE | KM | 1 |  | Included
24 | Cables_Breakup |  |  | 1.1KV GRADE 3.5CX35 SQMM (PVC) POWER CABLE | KM | 1 |  | Included
25 | Cables_Breakup |  |  | 1.1KV GRADE 4CX16 SQMM (PVC) POWER CABLE | KM | 2 |  | Included
26 | Cables_Breakup |  |  | 1.1KV GRADE 4CX6 SQMM (PVC) POWER CABLE | KM | 1 |  | Included
27 | Cables_Breakup |  |  | 1.1KV GRADE 2CX6 SQMM (PVC) POWER CABLE | KM | 2 |  | Included
28 | Cables_Breakup |  |  | 1.1KV GRADE 3CX2.5 SQMM CONTROL CABLE | KM | 1 |  | Included
29 | Cables_Breakup |  |  | 1.1KV GRADE 5CX2.5 SQMM CONTROL CABLE | KM | 2 |  | Included
30 | Cables_Breakup |  |  | 1.1KV GRADE 10CX2.5 SQMM CONTROL CABLE | KM | 2 |  | Included
31 | Cables_Breakup |  |  | 1.1KV GRADE 19CX1.5 SQMM CONTROL CABLE | KM | 1 |  | Included
32 | Cables_Breakup |  |  | 1.1KV GRADE 27CX1.5 SQMM CONTROL CABLE | KM | 1 |  | Included
33 | Cables_Breakup |  |  | 1.1KV GRADE 3.5CX70 SQMM ARMOURED (XLPE) POWER CABLE | KM | 0.3 |  | Included
34 | Erection H/W |  |  | Erection Hardware for 132kV layout (Single Main & TransferScheme)-Transformer Bay as per technical specification | SET | 1 |  | Included
35 | Erection H/W |  |  | ERECTION H/W FOR MISCELLANEOUS WORK AS PER TECHNICAL SPECIFICATION | LS | 1 |  | Included
36 | Equipments Structure and Earthmat |  |  | Fabrication, galvanising and supply of Std 132 kV Support Structure 1 PhCTincluding nuts, bolts, all type of washers, packplates, step bolts andgusset plates excluding foundation bolts | EA | 3 |  | Included
37 | Equipments Structure and Earthmat |  |  | Fabrication, galvanising and supply of Std 132 kV Support Structure3Ph ISO including nuts, bolts, all type of washers, packplates, stepboltsand gusset plates excluding foundation bolts | EA | 3 |  | Included
38 | Equipments Structure and Earthmat |  |  | Fabrication, galvanising and supply of Std 132 kV Support Structure 1 PhLAincluding nuts, bolts, all type of washers, packplates, step bolts andgusset plates excluding foundation bolts | EA | 3 |  | Included
39 | Equipments Structure and Earthmat |  |  | Fabrication, galvanising and supply of Std 132 kV Support Structure1Ph BPI including nuts, bolts, all type of washers, packplates, stepboltsand gusset plates excluding foundation bolts | EA | 6 |  | Included
40 | Equipments Structure and Earthmat |  |  | Fabrication, galvanising and supply of Std 33 kV Support Structure BPIincluding nuts, bolts, all type of washers, packplates, step bolts andgusset plates excluding foundation bolts | EA | 6 |  | Included
41 | Equipments Structure and Earthmat |  |  | Fabrication, galvanising and supply of Std 33 kV Support Structure 1 PhLAincluding nuts, bolts, all type of washers, packplates, step bolts andgusset plates excluding foundation bolts | EA | 3 |  | Included
42 | Equipments Structure and Earthmat |  |  | 40 MM MS ROD FOR MAIN EARTHMAT | KM | 0.5 |  | Included
43 | 36kV EQUIPMENT |  |  | 36 kV,25 KA, 3-phase Indoor Switch gear Panel-Transformer Module | EA | 1 |  | Included
44 | 36kV EQUIPMENT |  |  | 36 kV (3-phase) Indoor Switch gear Panel for Bus Sectionaliser Module | SET | 1 |  | Included
45 | 36kV EQUIPMENT |  |  | 30kV Surge Arrester (1-Phase) | EA | 3 |  | Included
46 | 36kV EQUIPMENT |  |  | 36kV, 1 phase Bus Post Insulators as per Technical Specification | EA | 6 |  | Included
47 | 36kV EQUIPMENT |  |  | 33KV, 1CX630 SQMM XLPE AL ARMOURED CABLE ALONGWITH ACCESSORIES AS PERTECH. SPECIFICATION | KM | 1 |  | Included
48 | 36kV EQUIPMENT |  |  | 1C X 630 SQ.MM,33KV XLPE CABLE TERMINATION EQUIPMENT ALONG WITHSTRUCTURE & ACCESSORIES FOR TERMINATION OF CABLE AT BOTH ENDS(ONE SETCONSISTS OF COMPLETE REQUIREMENT FOR BOTH END OF BAY) | SET | 1 |  | Included
49 | Spare-132kV Power Transformer-Breakup |  |  | 145KV, 800A RIP BUSHING WITH METAL PARTS AND GASKETS | EA | 1 |  | Included
50 | Spare-132kV Power Transformer-Breakup |  |  | 36kV, 1000A Bushing with metal parts andgaskets for Transformer | EA | 1 |  | Included
51 | Spare-132kV Power Transformer-Breakup |  |  | SPARES INSULATING OIL TO BE HANDED OVER TO OWNER AFTER COMMISSIONING | KL | 10 |  | Included
52 | Spare-132kV Power Transformer-Breakup |  |  | Magnetic Oil Level Gauge | EA | 1 |  | Included
53 | Spare-132kV Power Transformer-Breakup |  |  | Buchholz Relay (Main Tank) complete with float and contacts forTransformer | SET | 1 |  | Included
54 | Spare-132kV Power Transformer-Breakup |  |  | OTI complete with contacts & sensing device | SET | 1 |  | Included
55 | Spare-132kV Power Transformer-Breakup |  |  | Local winding temperature indicator (WTI) with contact | EA | 1 |  | Included
56 | Spare-132kV Power Transformer-Breakup |  |  | Cooler fan with motor for 132kV Transformer | EA | 1 |  | Included
57 | Spare-132kV Power Transformer-Breakup |  |  | OIL COOLER PUMP WITH MOTOR FOR 132KV TRANSFORMER | SET | 1 |  | Included
58 | Spare -145kV CB-Breakup |  |  | Aux. Switch assembly for 145kV Circuit Breaker | SET | 1 |  | Included
59 | Spare -145kV CB-Breakup |  |  | Pressure switches (1 No. of each type) for 145kV SF6 Circuit Breaker | SET | 1 |  | Included
60 | Spare -145kV CB-Breakup |  |  | Relays, Power contactors, SFU, limit switches, push buttons, timers &MCB etc. (1 No of each type) for 145kV SF6 Circuit Breaker | SET | 1 |  | Included
61 | Spare -145kV CB-Breakup |  |  | CORONA RING FOR 145KV SF6 CIRCUIT BREAKER | EA | 1 |  | Included
62 | Spare -145kV CB-Breakup |  |  | Molecular filter for 145kV SF6 Circuit Breaker | EA | 2 |  | Included
63 | Spare -145kV CB-Breakup |  |  | Terminal pad and connectors for 145kV SF6 Circuit Breaker | EA | 2 |  | Included
64 | Spare -145kV CB-Breakup |  |  | Closing coil with resistor for 145kV Circuit Breaker | EA | 1 |  | Included
65 | Spare -145kV CB-Breakup |  |  | Trip coil with resistor for 145kV Circuit Breaker | EA | 2 |  | Included
66 | Spare -145kV CB-Breakup |  |  | Orings, rubber gaskets and seals for 145kV SF6 Circuit Breaker | SET | 1 |  | Included
67 | Spare -145kV CB-Breakup |  |  | GRADING CAPACITORS (IF APPLICABLE) FOR 145KV CIRCUIT BREAKER | EA | 1 |  | Included
68 | Spare -145kV CB-Breakup |  |  | One complete pole of 145kV, 1250A CB including pole column, interrupter,operating mechanism and Marshalling Box but without support structure | EA | 1 |  | Included
69 | Spare -145kV Isolator-Breakup |  |  | One Complete Pole of 145kV, 1250AIsolator with 1 E/s with supportInsulator and Motor operatingMechanism (MOM) with box but excludingstructure | EA | 1 |  | Included
70 | Spare -145kV Isolator-Breakup |  |  | Copper contact fingers for female & malecontacts of 145kV, 1250A Double BreakIsolator | SET | 2 |  | Included
71 | Spare -145kV Isolator-Breakup |  |  | Open / Close contactor assembly, timers, key interlock push buttonswitch & auxiliary switches for 145kV Isolator | SET | 1 |  | Included
72 | Spare -145kV Isolator-Breakup |  |  | Limit switch for 145kV Isolator | SET | 2 |  | Included
73 | Spare -145kV Isolator-Breakup |  |  | Terminal pads & connectors for 145kV Double Break Isolator | EA | 3 |  | Included
74 | Spare -145kV Isolator-Breakup |  |  | CORONA SHIELD RINGS(IF APPLICABLE)FOR 145KV HORIZONTAL DOUBLE BREAKISOLATOR | EA | 3 |  | Included
75 | Spare -145kV Surge Arrestor-Breakup |  |  | 120kV Surge Arrester(1-phase) | EA | 1 |  | Included
76 | Spare -145kV Surge Arrestor-Breakup |  |  | Surge monitor (1-Phase) | EA | 5 |  | Included
77 | Spare-RELAY & PROT PANEL(AUTO)-Breakup |  |  | Transformer differential protection relay | EA | 1 |  | Included
78 | Spare-RELAY & PROT PANEL(AUTO)-Breakup |  |  | Restricted earthfault relay type with non-linear resistor andassociated software in case of numerical relay | EA | 1 |  | Included
79 | Spare-RELAY & PROT PANEL(AUTO)-Breakup |  |  | Bay Unit module for Bus Bar Protection | EA | 1 |  | Included
80 | Spare -SAS-Breakup |  |  | BAY CONTROL UNIT (IED) OF MAIN SYSTEM | EA | 1 |  | Included
81 | Spare -SAS-Breakup |  |  | ETHERNET SWITCH SUITABLE FOR 19Ã‚â‚¬Â RACK MOUNTING WITH 24 FIBER OPTICPORTS | EA | 1 |  | Included
82 | Spare -145 kV CT-Breakup |  |  | 145 kV, 600A, 31.5KA, 1-Phase CurrentTransformer with 120% extended currentrating | EA | 1 |  | Included
83 | Supply of Non standard structure |  |  | Fabrication, galvanising and supply of Lattice Structures (MS Steel),to be designed during detailed engineering, for towers, beams andequipment support structure including pack plates / packwashers andgusset plates excluding fasteners and foundation bolts | MT | 25 |  | Included
84 | Supply of Non standard structure |  |  | Fabrication, galvanising and supply of fasteners ( nuts, bolts andwashers ) including step bolts for lattice and pipe structures to bedesigned during detailed engineering | MT | 1 |  | Included
85 | Supply of Non standard structure |  |  | Fabrication, galvanising and supply of foundation bolts including nuts,checknut and washers for lattice and pipe structures to be designedduring detailed engineering | MT | 2 |  | Included
|  |  |  | Total Amount (ICT-Namsai) (A) |  |  |  | 0
(B) North Eastern Region Expansion Scheme –XXIII:01 no Bay extension at Pasighat S/S
1 | 145kV Equipments | Cables | Khleheriat#2 | 145KV, 1250A, 31.5KA, CB,1-PH/3-PH A/R | EA | 1 |  | Included
2 | 145kV Equipments |  |  | 145KV, 600A, 31.5KA,1-PH CT-120% RATING | EA | 3 |  | Included
3 | 145kV Equipments |  |  | 145KV, 8800PF, 1PH CVT | EA | 3 |  | Included
4 | 145kV Equipments |  |  | SURGE ARRESTER,1-PH,120KV | EA | 3 |  | Included
5 | 145kV Equipments |  |  | 145KV, 1PH BUS POST INSULATOR (BPI) | EA | 3 |  | Included
6 | 145kV Equipments |  |  | 145KV,1250A, 31.5KA 3PH DB ISOLATOR+1E/S | EA | 1 |  | Included
7 | 145kV Equipments |  |  | 145KV,1250A,31.5KA 3PH DB ISOLATOR | EA | 1 |  | Included
8 | 145kV Equipments |  |  | 145KV,1250A,31.5KA 3PH DB ISOLATOR(TAND) | EA | 1 |  | Included
9 | Relay & Protection Panel |  |  | DUPLEX CONTROL PANEL FOR 132KV | EA | 1 |  | Included
10 | PLCC/DPC |  |  | DIGITAL PROTECTION COUPLER | EA | 1 |  | Included
11 | Illumination System |  |  | SUB LIGHTING PANEL TYPE SLP | EA | 2 |  | Included
12 | Illumination System |  |  | LIGHTING FIXTURE LED LUMINAIRE TYPE FL-1 | EA | 3 |  | Included
13 | Illumination System |  |  | LIGHTING FIXTURE LED TYPE FL2 | EA | 3 |  | Included
14 | Cables |  |  | 1.1KV 27CX1.5SQMM PVC CONTROL CABLE(KM) | KM | 0.3 |  | Included
15 | Cables |  |  | 1.1KV 19CX1.5SQMM PVC CONTROL CABLE(KM) | KM | 1.5 |  | Included
16 | Cables |  |  | 1.1KV 10CX2.5SQMM PVC CONTROL CABLE(KM) | KM | 0.5 |  | Included
17 | Cables |  |  | 1.1KV 7CX2.5SQMM PVC CONTROL CABLE(KM) | KM | 0.5 |  | Included
18 | Cables |  |  | 1.1KV 5CX2.5SQMM PVC CONTROL CABLE(KM) | KM | 1.5 |  | Included
19 | Cables |  |  | 1.1KV 4CX16SQMM PVC POWER CABLE(KM) | KM | 0.2 |  | Included
20 | Cables |  |  | 1.1KV 3.5CX35SQMM PVC POWER CABLE(KM) | KM | 0.5 |  | Included
21 | Cables |  |  | 1.1KV 2CX6SQMM PVC POWER CABLE(KM) | KM | 0.5 |  | Included
22 | Cables |  |  | 1.1KV 4CX6SQMM PVC POWER CABLE(KM) | KM | 1 |  | Included
23 | Erection H/W |  |  | ERECTION H/W-132KV SMT LINE BAY | SET | 1 |  | Included
24 | Equipments Structure and Earthmat |  |  | STD 132KV SUPPORT STRUCTURE 1PH CT | EA | 3 |  | Included
25 | Equipments Structure and Earthmat |  |  | STD 132KV SUPPORT STRUCTURE 1PH CVT | EA | 3 |  | Included
26 | Equipments Structure and Earthmat |  |  | STD 132KV SUPPORT STRUCTURE 3PH ISO | EA | 3 |  | Included
27 | Equipments Structure and Earthmat |  |  | STD 132KV SUPPORT STRUCTURE 1PH LA | EA | 3 |  | Included
28 | Equipments Structure and Earthmat |  |  | STD 132KV SUPPORT STRUCTURE 1 PH BPI | EA | 3 |  | Included
29 | Equipments Structure and Earthmat |  |  | 40MM MS ROD(KM) | KM | 0.5 |  | Included
30 | Spare -145kV CB |  |  | AUX SWITCH ASSY-145KV SF6 CB | SET | 1 |  | Included
31 | Spare -145kV CB |  |  | PRESSURE SWITCHES-145KV SF6 CB | SET | 1 |  | Included
32 | Spare -145kV CB |  |  | RELAY,CONTACTOR,SWITCH,PUSH BUT-145KV CB | SET | 1 |  | Included
33 | Spare -145kV CB |  |  | CORONA RING-145KV CB | EA | 1 |  | Included
34 | Spare -145kV CB |  |  | MOLECULAR FILTER-145KV CIRCUIT BREAKER | EA | 2 |  | Included
35 | Spare -145kV CB |  |  | TERMINAL PAD-145KV SF6 CB | EA | 2 |  | Included
36 | Spare -145kV CB |  |  | CLOSING COIL ASSY-145KV SF6 CB | EA | 1 |  | Included
37 | Spare -145kV CB |  |  | TRIP COIL ASSY FOR 145KV SF6 CB | EA | 2 |  | Included
38 | Spare -145kV CB |  |  | GASKET,O-RING,SEAL-145KV CB | SET | 1 |  | Included
39 | Spare -145kV CB |  |  | GRADING CAPACITOR-145KV CB | EA | 1 |  | Included
40 | Spare -145kV CB |  |  | POLE-145KV,1250A, 31.5KA SF6 CB | EA | 1 |  | Included
41 | Spare -145kV Isolator |  |  | 1 POLE-145KV, 1250A ISOLATOR+1E/S | EA | 1 |  | Included
42 | Spare -145kV Isolator |  |  | COPPER CONTACT FINGERS-145KV, 1250A DB | SET | 2 |  | Included
43 | Spare -145kV Isolator |  |  | CONTACTOR, TIMER, SWITCH-145KV ISOLATOR | SET | 1 |  | Included
44 | Spare -145kV Isolator |  |  | LIMIT SWITCH-145KV ISOLATOR | SET | 2 |  | Included
45 | Spare -145kV Isolator |  |  | TERMINAL PAD+CONNECTOR-145KV ISOLATOR | EA | 3 |  | Included
46 | Spare -145kV Isolator |  |  | CORONA SHIELD RING-145KV HDB ISOLATOR | EA | 3 |  | Included
47 | Spare -145kV Surge Arrestor |  |  | SURGE ARRESTER,1-PH,120KV | EA | 1 |  | Included
48 | Spare -145kV Surge Arrestor |  |  | SURGE MONITOR,1-PH | EA | 5 |  | Included
49 | Spare -RELAY & PROT PANEL |  |  | NUMERICAL DISTANCE RELAY | SET | 1 |  | Included
50 | Spare -145 kV CT |  |  | 145KV, 600A, 31.5KA,1-PH CT-120% RATING | EA | 1 |  | Included
51 | Spare -145 kV CVT |  |  | 145KV, 8800PF, 1PH CVT | EA | 1 |  | Included
52 | Spare -PLCC/DPC |  |  | DIGITAL PROTECTION COUPLER | EA | 1 |  | Included
53 | Supply of Foundation Bolt |  |  | FOUNDATION BOLT 24MM | EA | 188 |  | Included
54 | Supply of Structure |  |  | NON STD LATTICE STRUCTURE MS STEEL | MT | 10 |  | Included
55 | Supply of Structure |  |  | FASTENERS - NON STD STRUCTURES | MT | 1 |  | Included
56 | Supply of Structure |  |  | FOUNDATION BOLTS - NON STD STRUCTURES | MT | 1 |  | Included
57 | Supply - Telecom Equipment |  |  | OPGW FODP, INDOOR, 96F | EA | 1 |  | Included
58 | Supply - Telecom Equipment |  |  | 24F (DWSM) APPROACH CABLE | KM | 1 |  | Included
59 | Supply - Telecom Equipment |  |  | GI FLEXIBLE CONDUIT FOR APPROACH CABLIN | EA | 75 |  | Included
60 | Supply - Telecom Equipment |  |  | GI ELBOW FOR APPROACH CABLING | EA | 150 |  | Included
61 | Supply - Telecom Equipment |  |  | GI PIPE FOR APPROACH CABLING | KM | 1 |  | Included
62 | Supply - Telecom Equipment |  |  | VOIP TELEPHONE+ONE COMMON S/W(MIN 8PORT) | EA | 2 |  | Included
63 | Supply - Telecom Equipment |  |  | SOFTWARE FOR CRAFT TERMINAL | EA | 1 |  | Included
64 | Supply - Telecom Equipment |  |  | NMS-CRAFT TERMINAL-HARDWARE | EA | 1 |  | Included
65 | Supply - Telecom Equipment |  |  | EQUIPMENT CABINETS FOR SDH | EA | 1 |  | Included
66 | Supply - Telecom Equipment |  |  | GIGABIT ETHERNET LAYER 2 INTERFACE-2 NO | SET | 1 |  | Included
67 | Supply - Telecom Equipment |  |  | ETHERNET L2 INTERFACE 10/100MBPS(MIN 8) | EA | 2 |  | Included
68 | Supply - Telecom Equipment |  |  | E1 INTERFACE (MIN 16 NOS.) | SET | 2 |  | Included
69 | Supply - Telecom Equipment |  |  | STM-16 OLIC TO SUPPORT 150 KMS | EA | 2 |  | Included
70 | Supply - Telecom Equipment |  |  | S16.1 SFP | EA | 4 |  | Included
71 | Supply - Telecom Equipment |  |  | BASE EQUIPMENT STM-16 MADM UPTO 5 MSP | EA | 1 |  | Included
72 | Spares -Telecom Equipment |  |  | COMMON CARDS-STM16 MADM UPTO 5 MSP | SET | 1 |  | Included
73 | Spares -Telecom Equipment |  |  | S16.1 SFP | EA | 1 |  | Included
74 | Spares -Telecom Equipment |  |  | L16.2 SFP | EA | 2 |  | Included
75 | Spares -Telecom Equipment |  |  | V16.2 SFP | EA | 1 |  | Included
76 | Spares -Telecom Equipment |  |  | STM-16 OLIC TO SUPPORT 150 KMS | EA | 1 |  | Included
77 | Spares -Telecom Equipment |  |  | E1 INTERFACE (MIN 16 NOS.) | SET | 1 |  | Included
78 | Spares -Telecom Equipment |  |  | ETHERNET L2 INTERFACE 10/100MBPS(MIN 8) | EA | 1 |  | Included
79 | Spares -Telecom Equipment |  |  | GIGABIT ETHERNET LAYER 2 INTERFACE-2 NO | SET | 1 |  | Included
80 | Spares -Telecom Equipment |  |  | VOIP TELEPHONE+ONE COMMON S/W(MIN 8PORT) | EA | 1 |  | Included
81 | Spares -Telecom Equipment |  |  | PRE CONNECT OPTICAL FIBER PATCH CORD 10M | SET | 1 |  | Included
82 | Spares -Telecom Equipment |  |  | 24F (DWSM) APPROACH CABLE | KM | 1 |  | Included
83 | Spares -Telecom Equipment |  |  | GI PIPE FOR APPROACH CABLING | KM | 0.14 |  | Included
84 | Spares -Telecom Equipment |  |  | GI ELBOW FOR APPROACH CABLING | EA | 16 |  | Included
85 | Spares -Telecom Equipment |  |  | GI FLEXIBLE CONDUIT FOR APPROACH CABLIN | EA | 12 |  | Included
|  |  |  | Total Amount (Pasighat-B) |  |  |  | 0
( C) North Eastern Region Expansion Scheme –XXIII:02 no 132kV Bay extension at Roing S/S
1 | 145kV Equipments |  |  | 145KV, 1250A, 31.5KA, CB,1-PH/3-PH A/R | EA | 2 |  | Included
2 | 145kV Equipments |  |  | 145KV, 600A, 31.5KA,1-PH CT-120% RATING | EA | 6 |  | Included
3 | 145kV Equipments |  |  | 145KV, 8800PF, 1PH CVT | EA | 6 |  | Included
4 | 145kV Equipments |  |  | 145KV,1250A, 31.5KA 3PH DB ISOLATOR+1E/S | EA | 2 |  | Included
5 | 145kV Equipments |  |  | 145KV, 1250A, 31.5KA, 3PH DB ISOLATOR | EA | 2 |  | Included
6 | 145kV Equipments |  |  | 145KV,1250A,31.5KA 3PH DB ISOLATOR(TAND) | EA | 2 |  | Included
7 | 145kV Equipments |  |  | SURGE ARRESTER,1-PH,120KV | EA | 6 |  | Included
8 | 145kV Equipments |  |  | 145KV, 1PH BUS POST INSULATOR (BPI) | EA | 6 |  | Included
9 | Relay & Protection Panel |  |  | 132KV LINE PROTECTION PANEL-SAS | EA | 2 |  | Included
10 | Relay & Protection Panel |  |  | 132KV CB RELAY PANEL WITH A/R-SAS | EA | 2 |  | Included
11 | Relay & Protection Panel |  |  | 132KV BUS BAR PROTECTION PANEL-SAS | SET | 1 |  | Included
12 | SAS |  |  | 33KV S/S AUTOMATION SYSTEM-MAIN BAY | EA | 6 |  | Included
13 | SAS |  |  | 132KV S/S AUTOMATION SYSTEM-MAIN BAY | EA | 11 |  | Included
14 | PLCC/DPC |  |  | DIGITAL PROTECTION COUPLER | EA | 2 |  | Included
15 | Illumination System |  |  | LIGHTING PANEL TYPE ACP-2 | EA | 2 |  | Included
16 | Illumination System |  |  | LIGHTING PANEL TYPE ACP-3 | EA | 2 |  | Included
17 | Illumination System |  |  | TYPE L1 LIGHTING POLE | EA | 6 |  | Included
18 | Illumination System |  |  | LIGHTING FIXTURE LED LUMINAIRETYPE SL-L1 | EA | 6 |  | Included
19 | Illumination System |  |  | LIGHTING FIXTURE LED LUMINAIRE TYPE FL-1 | EA | 6 |  | Included
20 | Illumination System |  |  | LIGHTING FIXTURE LED TYPE FL2 | EA | 6 |  | Included
21 | Cables |  |  | 1.1KV 27CX1.5SQMM PVC CONTROL CABLE(KM) | KM | 1 |  | Included
22 | Cables |  |  | 1.1KV 19CX1.5SQMM PVC CONTROL CABLE(KM) | KM | 3 |  | Included
23 | Cables |  |  | 1.1KV 10CX2.5SQMM PVC CONTROL CABLE(KM) | KM | 1 |  | Included
24 | Cables |  |  | 1.1KV 7CX2.5SQMM PVC CONTROL CABLE(KM) | KM | 1 |  | Included
25 | Cables |  |  | 1.1KV 5CX2.5SQMM PVC CONTROL CABLE(KM) | KM | 3 |  | Included
26 | Cables |  |  | 1.1KV 4CX16SQMM PVC POWER CABLE(KM) | KM | 0.5 |  | Included
27 | Cables |  |  | 1.1KV 3.5CX35SQMM PVC POWER CABLE(KM) | KM | 1 |  | Included
28 | Cables |  |  | 1.1KV 2CX6SQMM PVC POWER CABLE(KM) | KM | 1 |  | Included
29 | Cables |  |  | 1.1KV 4CX6SQMM PVC POWER CABLE(KM) | KM | 2 |  | Included
30 | Erection H/W |  |  | ERECTION H/W-132KV SMT LINE BAY | SET | 2 |  | Included
31 | Erection H/W |  |  | ERECTION H/W-132KV BUS WORK | LS | 1 |  | Included
32 | Equipments Structure and Earthmat |  |  | STD 132KV SUPPORT STRUCTURE 1PH CT | EA | 6 |  | Included
33 | Equipments Structure and Earthmat |  |  | STD 132KV SUPPORT STRUCTURE 1PH CVT | EA | 6 |  | Included
34 | Equipments Structure and Earthmat |  |  | STD 132KV SUPPORT STRUCTURE 3PH ISO | EA | 6 |  | Included
35 | Equipments Structure and Earthmat |  |  | STD 132KV SUPPORT STRUCTURE 1PH LA | EA | 6 |  | Included
36 | Equipments Structure and Earthmat |  |  | STD 132KV SUPPORT STRUCTURE 1 PH BPI | EA | 6 |  | Included
37 | Equipments Structure and Earthmat |  |  | 40MM MS ROD(KM) | KM | 1 |  | Included
38 | Spare -145kV CB |  |  | AUX SWITCH ASSY-145KV SF6 CB | SET | 1 |  | Included
39 | Spare -145kV CB |  |  | PRESSURE SWITCHES-145KV SF6 CB | SET | 1 |  | Included
40 | Spare -145kV CB |  |  | RELAY,CONTACTOR,SWITCH,PUSH BUT-145KV CB | SET | 1 |  | Included
41 | Spare -145kV CB |  |  | CORONA RING-145KV CB | EA | 1 |  | Included
42 | Spare -145kV CB |  |  | MOLECULAR FILTER-145KV CIRCUIT BREAKER | EA | 2 |  | Included
43 | Spare -145kV CB |  |  | TERMINAL PAD-145KV SF6 CB | EA | 2 |  | Included
44 | Spare -145kV CB |  |  | CLOSING COIL ASSY-145KV SF6 CB | EA | 1 |  | Included
45 | Spare -145kV CB |  |  | TRIP COIL ASSY FOR 145KV SF6 CB | EA | 2 |  | Included
46 | Spare -145kV CB |  |  | GASKET,O-RING,SEAL-145KV CB | SET | 1 |  | Included
47 | Spare -145kV CB |  |  | GRADING CAPACITOR-145KV CB | EA | 1 |  | Included
48 | Spare -145kV CB |  |  | POLE-145KV,1250A, 31.5KA SF6 CB | EA | 1 |  | Included
49 | Spare -145kV Isolator |  |  | 1 POLE-145KV, 1250A ISOLATOR+1E/S | EA | 1 |  | Included
50 | Spare -145kV Isolator |  |  | COPPER CONTACT FINGERS-145KV, 1250A DB | SET | 2 |  | Included
51 | Spare -145kV Isolator |  |  | CONTACTOR, TIMER, SWITCH-145KV ISOLATOR | SET | 1 |  | Included
52 | Spare -145kV Isolator |  |  | LIMIT SWITCH-145KV ISOLATOR | SET | 2 |  | Included
53 | Spare -145kV Isolator |  |  | TERMINAL PAD+CONNECTOR-145KV ISOLATOR | EA | 3 |  | Included
54 | Spare -145kV Isolator |  |  | CORONA SHIELD RING-145KV HDB ISOLATOR | EA | 3 |  | Included
55 | Spare -145kV Surge Arrestor |  |  | SURGE ARRESTER,1-PH,120KV | EA | 1 |  | Included
56 | Spare -145kV Surge Arrestor |  |  | SURGE MONITOR,1-PH | EA | 5 |  | Included
57 | Spare -RELAY & PROT PANEL (AUTOMATION) |  |  | NUMERICAL DISTANCE RELAY | SET | 1 |  | Included
58 | Spare -RELAY & PROT PANEL (AUTOMATION) |  |  | PU (Bus Bar) | EA | 1 |  | Included
59 | Spare -RELAY & PROT PANEL (AUTOMATION) |  |  | Central Unit (Bus Bar) | EA | 1 |  | Included
60 | Spare -SAS |  |  | BAY CONTROL UNIT OF MAIN SYSTEM | EA | 1 |  | Included
61 | Spare -SAS |  |  | ETHERNET SWITCH WITH 24 FO PORTS | EA | 1 |  | Included
62 | Spare -SAS |  |  | ETHERNET SWITCH WITH 12 CU + 6 FO PORTS | EA | 1 |  | Included
63 | Spare -145 kV CT |  |  | 145KV, 600A, 31.5KA,1-PH CT-120% RATING | EA | 1 |  | Included
64 | Spare -145 kV CVT |  |  | 145KV, 8800PF, 1PH CVT | EA | 1 |  | Included
65 | Spare -DPC |  |  | DIGITAL PROTECTION COUPLER | EA | 1 |  | Included
66 | Supply of Foundation Bolt |  |  | FOUNDATION BOLT 24MM | EA | 280 |  | Included
67 | Supply of Structure |  |  | NON STD LATTICE STRUCTURE MS STEEL | MT | 13 |  | Included
68 | Supply of Structure |  |  | FASTENERS - NON STD STRUCTURES | MT | 1.2 |  | Included
69 | Supply of Structure |  |  | FOUNDATION BOLTS - NON STD STRUCTURES | MT | 2.5 |  | Included
70 | Supply - Telecom Equipment |  |  | BASE EQUIPMENT STM-16 MADM UPTO 5 MSP | EA | 1 |  | Included
71 | Supply - Telecom Equipment |  |  | S16.1 SFP | EA | 4 |  | Included
72 | Supply - Telecom Equipment |  |  | V16.2 SFP | EA | 2 |  | Included
73 | Supply - Telecom Equipment |  |  | STM-16 OLIC TO SUPPORT 150 KMS | EA | 2 |  | Included
74 | Supply - Telecom Equipment |  |  | E1 INTERFACE (MIN 16 NOS.) | SET | 2 |  | Included
75 | Supply - Telecom Equipment |  |  | ETHERNET L2 INTERFACE 10/100MBPS(MIN 8) | EA | 2 |  | Included
76 | Supply - Telecom Equipment |  |  | GIGABIT ETHERNET LAYER 2 INTERFACE-2 NO | SET | 1 |  | Included
77 | Supply - Telecom Equipment |  |  | EQUIPMENT CABINETS FOR SDH | EA | 1 |  | Included
78 | Supply - Telecom Equipment |  |  | NMS-CRAFT TERMINAL-HARDWARE | EA | 1 |  | Included
79 | Supply - Telecom Equipment |  |  | SOFTWARE FOR CRAFT TERMINAL | EA | 1 |  | Included
80 | Supply - Telecom Equipment |  |  | VOIP TELEPHONE+ONE COMMON S/W(MIN 8PORT) | EA | 2 |  | Included
81 | Supply - Telecom Equipment |  |  | GI PIPE FOR APPROACH CABLING | KM | 1 |  | Included
82 | Supply - Telecom Equipment |  |  | GI ELBOW FOR APPROACH CABLING | EA | 150 |  | Included
83 | Supply - Telecom Equipment |  |  | GI FLEXIBLE CONDUIT FOR APPROACH CABLIN | EA | 75 |  | Included
84 | Supply - Telecom Equipment |  |  | 24F (DWSM) APPROACH CABLE | KM | 1 |  | Included
85 | Supply - Telecom Equipment |  |  | OPGW FODP, INDOOR, 96F | EA | 1 |  | Included
|  |  |  | Total Amount (Roing-C) |  |  |  | 0
( D) North Eastern Region Expansion Scheme –XXIII:02 no 132kV Bay extension at Tezu S/S
1 | 145kV Equipments |  |  | 145KV, 1250A, 31.5KA, CB,1-PH/3-PH A/R | EA | 2 |  | Included
2 | 145kV Equipments |  |  | 145KV, 600A, 31.5KA,1-PH CT-120% RATING | EA | 6 |  | Included
3 | 145kV Equipments |  |  | 145KV, 8800PF, 1PH CVT | EA | 6 |  | Included
4 | 145kV Equipments |  |  | 145KV,1250A, 31.5KA 3PH DB ISOLATOR+1E/S | EA | 2 |  | Included
5 | 145kV Equipments |  |  | 145KV, 1250A, 31.5KA, 3PH DB ISOLATOR | EA | 2 |  | Included
6 | 145kV Equipments |  |  | 145KV,1250A,31.5KA 3PH DB ISOLATOR(TAND) | EA | 2 |  | Included
7 | 145kV Equipments |  |  | SURGE ARRESTER,1-PH,120KV | EA | 6 |  | Included
8 | 145kV Equipments |  |  | 145KV, 1PH BUS POST INSULATOR (BPI) | EA | 6 |  | Included
9 | Relay & Protection Panel |  |  | 132KV LINE PROTECTION PANEL-SAS | EA | 2 |  | Included
10 | Relay & Protection Panel |  |  | 132KV CB RELAY PANEL WITH A/R-SAS | EA | 2 |  | Included
11 | Relay & Protection Panel |  |  | 132KV BUS BAR PROTECTION PANEL-SAS | SET | 1 |  | Included
12 | SAS |  |  | 33KV S/S AUTOMATION SYSTEM-MAIN BAY | EA | 6 |  | Included
13 | SAS |  |  | 132KV S/S AUTOMATION SYSTEM-MAIN BAY | EA | 9 |  | Included
14 | PLCC/DPC |  |  | DIGITAL PROTECTION COUPLER | EA | 2 |  | Included
15 | Illumination System |  |  | LIGHTING PANEL TYPE ACP-2 | EA | 2 |  | Included
16 | Illumination System |  |  | LIGHTING PANEL TYPE ACP-3 | EA | 2 |  | Included
17 | Illumination System |  |  | TYPE L1 LIGHTING POLE | EA | 6 |  | Included
18 | Illumination System |  |  | LIGHTING FIXTURE LED LUMINAIRETYPE SL-L1 | EA | 6 |  | Included
19 | Illumination System |  |  | LIGHTING FIXTURE LED LUMINAIRE TYPE FL-1 | EA | 6 |  | Included
20 | Illumination System |  |  | LIGHTING FIXTURE LED TYPE FL2 | EA | 6 |  | Included
21 | Cables |  |  | 1.1KV 27CX1.5SQMM PVC CONTROL CABLE(KM) | KM | 1 |  | Included
22 | Cables |  |  | 1.1KV 19CX1.5SQMM PVC CONTROL CABLE(KM) | KM | 3 |  | Included
23 | Cables |  |  | 1.1KV 10CX2.5SQMM PVC CONTROL CABLE(KM) | KM | 1 |  | Included
24 | Cables |  |  | 1.1KV 7CX2.5SQMM PVC CONTROL CABLE(KM) | KM | 1 |  | Included
25 | Cables |  |  | 1.1KV 5CX2.5SQMM PVC CONTROL CABLE(KM) | KM | 3 |  | Included
26 | Cables |  |  | 1.1KV 4CX16SQMM PVC POWER CABLE(KM) | KM | 0.5 |  | Included
27 | Cables |  |  | 1.1KV 3.5CX35SQMM PVC POWER CABLE(KM) | KM | 1 |  | Included
28 | Cables |  |  | 1.1KV 2CX6SQMM PVC POWER CABLE(KM) | KM | 1 |  | Included
29 | Cables |  |  | 1.1KV 4CX6SQMM PVC POWER CABLE(KM) | KM | 2 |  | Included
30 | Erection H/W |  |  | ERECTION H/W-132KV SMT LINE BAY | SET | 2 |  | Included
31 | Erection H/W |  |  | ERECTION H/W-132KV BUS WORK | LS | 1 |  | Included
32 | Equipments Structure and Earthmat |  |  | STD 132KV SUPPORT STRUCTURE 1PH CT | EA | 6 |  | Included
33 | Equipments Structure and Earthmat |  |  | STD 132KV SUPPORT STRUCTURE 1PH CVT | EA | 6 |  | Included
34 | Equipments Structure and Earthmat |  |  | STD 132KV SUPPORT STRUCTURE 3PH ISO | EA | 6 |  | Included
35 | Equipments Structure and Earthmat |  |  | STD 132KV SUPPORT STRUCTURE 1PH LA | EA | 6 |  | Included
36 | Equipments Structure and Earthmat |  |  | STD 132KV SUPPORT STRUCTURE 1 PH BPI | EA | 6 |  | Included
37 | Equipments Structure and Earthmat |  |  | 40MM MS ROD(KM) | KM | 1 |  | Included
38 | Air Conditioning - CRB |  |  | HIGH WALL TYPE SPLIT AC-2 TR | EA | 3 |  | Included
39 | Spare - 145kV CB |  |  | AUX SWITCH ASSY-145KV SF6 CB | SET | 1 |  | Included
40 | Spare - 145kV CB |  |  | PRESSURE SWITCHES-145KV SF6 CB | SET | 1 |  | Included
41 | Spare - 145kV CB |  |  | RELAY,CONTACTOR,SWITCH,PUSH BUT-145KV CB | SET | 1 |  | Included
42 | Spare - 145kV CB |  |  | CORONA RING-145KV CB | EA | 1 |  | Included
43 | Spare - 145kV CB |  |  | MOLECULAR FILTER-145KV CIRCUIT BREAKER | EA | 2 |  | Included
44 | Spare - 145kV CB |  |  | TERMINAL PAD-145KV SF6 CB | EA | 2 |  | Included
45 | Spare - 145kV CB |  |  | CLOSING COIL ASSY-145KV SF6 CB | EA | 1 |  | Included
46 | Spare - 145kV CB |  |  | TRIP COIL ASSY FOR 145KV SF6 CB | EA | 2 |  | Included
47 | Spare - 145kV CB |  |  | GASKET,O-RING,SEAL-145KV CB | SET | 1 |  | Included
48 | Spare - 145kV CB |  |  | GRADING CAPACITOR-145KV CB | EA | 1 |  | Included
49 | Spare - 145kV CB |  |  | POLE-145KV,1250A, 31.5KA SF6 CB | EA | 1 |  | Included
50 | Spare - 145kV Isolator |  |  | 1 POLE-145KV, 1250A ISOLATOR+1E/S | EA | 1 |  | Included
51 | Spare - 145kV Isolator |  |  | COPPER CONTACT FINGERS-145KV, 1250A DB | SET | 2 |  | Included
52 | Spare - 145kV Isolator |  |  | CONTACTOR, TIMER, SWITCH-145KV ISOLATOR | SET | 1 |  | Included
53 | Spare - 145kV Isolator |  |  | LIMIT SWITCH-145KV ISOLATOR | SET | 2 |  | Included
54 | Spare - 145kV Isolator |  |  | TERMINAL PAD+CONNECTOR-145KV ISOLATOR | EA | 3 |  | Included
55 | Spare - 145kV Isolator |  |  | CORONA SHIELD RING-145KV HDB ISOLATOR | EA | 3 |  | Included
56 | Spare - 145kV Surge Arrestor |  |  | SURGE ARRESTER,1-PH,120KV | EA | 1 |  | Included
57 | Spare - 145kV Surge Arrestor |  |  | SURGE MONITOR,1-PH | EA | 5 |  | Included
58 | Spare - RELAY & PROT PANEL (AUTOMATION) |  |  | NUMERICAL DISTANCE RELAY | SET | 1 |  | Included
59 | Spare -RELAY & PROT PANEL (AUTOMATION) |  |  | PU (Bus Bar) | EA | 1 |  | Included
60 | Spare - SAS |  |  | ETHERNET SWITCH WITH 12 CU + 6 FO PORTS | EA | 1 |  | Included
61 | Spare - SAS |  |  | ETHERNET SWITCH WITH 24 FO PORTS | EA | 1 |  | Included
62 | Spare - SAS |  |  | BAY CONTROL UNIT OF MAIN SYSTEM | EA | 1 |  | Included
63 | Spare - 145 kV CT |  |  | 145KV, 600A, 31.5KA,1-PH CT-120% RATING | EA | 1 |  | Included
64 | Spare - 145 kV CVT |  |  | 145KV, 8800PF, 1PH CVT | EA | 1 |  | Included
65 | Spare - PLCC/DPC |  |  | DIGITAL PROTECTION COUPLER | EA | 1 |  | Included
66 | Supply of Structure |  |  | NON STD LATTICE STRUCTURE MS STEEL | MT | 13 |  | Included
67 | Supply of Structure |  |  | FASTENERS - NON STD STRUCTURES | MT | 1.2 |  | Included
68 | Supply of Structure |  |  | FOUNDATION BOLTS - NON STD STRUCTURES | MT | 2.5 |  | Included
69 | Supply of Foundation Bolt |  |  | FOUNDATION BOLT 24MM | EA | 376 |  | Included
70 | Supply - Telecom Equipment |  |  | OPGW FODP, INDOOR, 96F | EA | 1 |  | Included
71 | Supply - Telecom Equipment |  |  | 24F (DWSM) APPROACH CABLE | KM | 1 |  | Included
72 | Supply - Telecom Equipment |  |  | GI FLEXIBLE CONDUIT FOR APPROACH CABLIN | EA | 75 |  | Included
73 | Supply - Telecom Equipment |  |  | GI ELBOW FOR APPROACH CABLING | EA | 150 |  | Included
74 | Supply - Telecom Equipment |  |  | GI PIPE FOR APPROACH CABLING | KM | 1 |  | Included
75 | Supply - Telecom Equipment |  |  | VOIP TELEPHONE+ONE COMMON S/W(MIN 8PORT) | EA | 2 |  | Included
76 | Supply - Telecom Equipment |  |  | SOFTWARE FOR CRAFT TERMINAL | EA | 1 |  | Included
77 | Supply - Telecom Equipment |  |  | NMS-CRAFT TERMINAL-HARDWARE | EA | 1 |  | Included
78 | Supply - Telecom Equipment |  |  | EQUIPMENT CABINETS FOR SDH | EA | 1 |  | Included
79 | Supply - Telecom Equipment |  |  | GIGABIT ETHERNET LAYER 2 INTERFACE-2 NO | SET | 1 |  | Included
80 | Supply - Telecom Equipment |  |  | ETHERNET L2 INTERFACE 10/100MBPS(MIN 8) | EA | 2 |  | Included
81 | Supply - Telecom Equipment |  |  | E1 INTERFACE (MIN 16 NOS.) | SET | 2 |  | Included
82 | Supply - Telecom Equipment |  |  | STM-16 OLIC TO SUPPORT 150 KMS | EA | 2 |  | Included
83 | Supply - Telecom Equipment |  |  | V16.2 SFP | EA | 2 |  | Included
84 | Supply - Telecom Equipment |  |  | S16.1 SFP | EA | 4 |  | Included
85 | Supply - Telecom Equipment |  |  | BASE EQUIPMENT STM-16 MADM UPTO 5 MSP | EA | 1 |  | Included
|  |  |  | Total Amount (Tezu-D) |  |  |  | 0
( E) North Eastern Region Expansion Scheme –XXIII:01 no 132kV Bay extension at Namsai S/S
1 | 145kV Equipments |  |  | 145KV, 1250A, 31.5KA, CB,1-PH/3-PH A/R | EA | 1 |  | Included
2 | 145kV Equipments |  |  | 145KV, 600A, 31.5KA,1-PH CT-120% RATING | EA | 3 |  | Included
3 | 145kV Equipments |  |  | 145KV,1250A, 31.5KA 3PH DB ISOLATOR+1E/S | EA | 1 |  | Included
4 | 145kV Equipments |  |  | SURGE ARRESTER,1-PH,120KV | EA | 3 |  | Included
5 | 145kV Equipments |  |  | 145KV, 1PH BUS POST INSULATOR (BPI) | EA | 3 |  | Included
6 | 145kV Equipments |  |  | 145KV,1250A,31.5KA 3PH DB ISOLATOR | EA | 1 |  | Included
7 | 145kV Equipments |  |  | 145KV,1250A,31.5KA 3PH DB ISOLATOR(TAND) | EA | 1 |  | Included
8 | 145kV Equipments |  |  | 145KV, 8800PF, 1PH CVT | EA | 3 |  | Included
9 | Relay & Protection Panel |  |  | 132KV LINE PROTECTION PANEL-SAS | EA | 1 |  | Included
10 | Relay & Protection Panel |  |  | 132KV CB RELAY PANEL WITH A/R-SAS | EA | 1 |  | Included
11 | Relay & Protection Panel |  |  | 132KV BUS BAR PROTECTION PANEL-SAS | SET | 1 |  | Included
12 | SAS |  |  | 132KV S/S AUTOMATION SYSTEM-MAIN BAY-AUG | EA | 1 |  | Included
13 | PLCC/DPC |  |  | DIGITAL PROTECTION COUPLER | EA | 1 |  | Included
14 | Illumination System |  |  | LIGHTING PANEL TYPE ACP-2 | EA | 2 |  | Included
15 | Illumination System |  |  | LIGHTING PANEL TYPE ACP-3 | EA | 2 |  | Included
16 | Illumination System |  |  | TYPE L1 LIGHTING POLE | EA | 6 |  | Included
17 | Illumination System |  |  | LIGHTING FIXTURE LED LUMINAIRETYPE SL-L1 | EA | 6 |  | Included
18 | Illumination System |  |  | LIGHTING FIXTURE LED LUMINAIRE TYPE FL-1 | EA | 6 |  | Included
19 | Illumination System |  |  | LIGHTING FIXTURE LED TYPE FL2 | EA | 6 |  | Included
20 | Cables |  |  | 1.1KV 27CX1.5SQMM PVC CONTROL CABLE(KM) | KM | 0.3 |  | Included
21 | Cables |  |  | 1.1KV 19CX1.5SQMM PVC CONTROL CABLE(KM) | KM | 1.5 |  | Included
22 | Cables |  |  | 1.1KV 10CX2.5SQMM PVC CONTROL CABLE(KM) | KM | 0.5 |  | Included
23 | Cables |  |  | 1.1KV 7CX2.5SQMM PVC CONTROL CABLE(KM) | KM | 0.5 |  | Included
24 | Cables |  |  | 1.1KV 5CX2.5SQMM PVC CONTROL CABLE(KM) | KM | 1.5 |  | Included
25 | Cables |  |  | 1.1KV 4CX16SQMM PVC POWER CABLE(KM) | KM | 0.2 |  | Included
26 | Cables |  |  | 1.1KV 3.5CX35SQMM PVC POWER CABLE(KM) | KM | 0.5 |  | Included
27 | Cables |  |  | 1.1KV 2CX6SQMM PVC POWER CABLE(KM) | KM | 0.5 |  | Included
28 | Cables |  |  | 1.1KV 4CX6SQMM PVC POWER CABLE(KM) | KM | 1 |  | Included
29 | Erection H/W |  |  | ERECTION H/W-132KV SMT LINE BAY | SET | 1 |  | Included
30 | Erection H/W |  |  | ERECTION H/W-132KV SMT BUS WORK-3 BAYS | SET | 1 |  | Included
31 | Equipments Structure and Earthmat |  |  | STD 132KV SUPPORT STRUCTURE 1PH CT | EA | 3 |  | Included
32 | Equipments Structure and Earthmat |  |  | STD 132KV SUPPORT STRUCTURE 1PH CVT | EA | 3 |  | Included
33 | Equipments Structure and Earthmat |  |  | STD 132KV SUPPORT STRUCTURE 3PH ISO | EA | 3 |  | Included
34 | Equipments Structure and Earthmat |  |  | STD 132KV SUPPORT STRUCTURE 1PH LA | EA | 3 |  | Included
35 | Equipments Structure and Earthmat |  |  | STD 132KV SUPPORT STRUCTURE 1 PH BPI | EA | 3 |  | Included
36 | Equipments Structure and Earthmat |  |  | 40MM MS ROD(KM) | KM | 1 |  | Included
37 | LT Switchgear |  |  | 415V ACDB (EXTN.) | SET | 1 |  | Included
38 | LT Switchgear |  |  | 110 V DCDB (EXTN) | SET | 1 |  | Included
39 | Spare -145kV CB |  |  | AUX SWITCH ASSY-145KV SF6 CB | SET | 1 |  | Included
40 | Spare -145kV CB |  |  | PRESSURE SWITCHES-145KV SF6 CB | SET | 1 |  | Included
41 | Spare -145kV CB |  |  | RELAY,CONTACTOR,SWITCH,PUSH BUT-145KV CB | SET | 1 |  | Included
42 | Spare -145kV CB |  |  | CORONA RING-145KV CB | EA | 1 |  | Included
43 | Spare -145kV CB |  |  | MOLECULAR FILTER-145KV CIRCUIT BREAKER | EA | 2 |  | Included
44 | Spare -145kV CB |  |  | TERMINAL PAD-145KV SF6 CB | EA | 2 |  | Included
45 | Spare -145kV CB |  |  | CLOSING COIL ASSY-145KV SF6 CB | EA | 1 |  | Included
46 | Spare -145kV CB |  |  | TRIP COIL ASSY FOR 145KV SF6 CB | EA | 2 |  | Included
47 | Spare -145kV CB |  |  | GASKET,O-RING,SEAL-145KV CB | SET | 1 |  | Included
48 | Spare -145kV CB |  |  | GRADING CAPACITOR-145KV CB | EA | 1 |  | Included
49 | Spare -145kV CB |  |  | POLE-145KV,1250A, 31.5KA SF6 CB | EA | 1 |  | Included
50 | Spare -145kV Isolator |  |  | 1 POLE-145KV, 1250A ISOLATOR+1E/S | EA | 1 |  | Included
51 | Spare -145kV Isolator |  |  | COPPER CONTACT FINGERS-145KV, 1250A DB | SET | 2 |  | Included
52 | Spare -145kV Isolator |  |  | CONTACTOR, TIMER, SWITCH-145KV ISOLATOR | SET | 1 |  | Included
53 | Spare -145kV Isolator |  |  | LIMIT SWITCH-145KV ISOLATOR | SET | 2 |  | Included
54 | Spare -145kV Isolator |  |  | TERMINAL PAD+CONNECTOR-145KV ISOLATOR | EA | 3 |  | Included
55 | Spare -145kV Isolator |  |  | CORONA SHIELD RING-145KV HDB ISOLATOR | EA | 3 |  | Included
56 | Spare -145kV Surge Arrestor |  |  | SURGE ARRESTER,1-PH,120KV | EA | 1 |  | Included
57 | Spare -145kV Surge Arrestor |  |  | SURGE MONITOR,1-PH | EA | 5 |  | Included
58 | Spare -RELAY & PROT PANEL (AUTOMATION) |  |  | NUMERICAL DISTANCE RELAY | SET | 1 |  | Included
59 | Spare -RELAY & PROT PANEL (AUTOMATION) |  |  | PU (Bus Bar) | EA | 1 |  | Included
60 | Spare -SAS |  |  | BAY CONTROL UNIT OF MAIN SYSTEM | EA | 1 |  | Included
61 | Spare -SAS |  |  | ETHERNET SWITCH WITH 24 FO PORTS | EA | 1 |  | Included
62 | Spare -145 kV CT |  |  | 145KV, 600A, 31.5KA,1-PH CT-120% RATING | EA | 1 |  | Included
63 | Spare -145 kV CVT |  |  | 145KV, 8800PF, 1PH CVT | EA | 1 |  | Included
64 | Spare -PLCC/DPC |  |  | DIGITAL PROTECTION COUPLER | EA | 1 |  | Included
65 | Supply of Structure |  |  | NON STD LATTICE STRUCTURE MS STEEL | MT | 12 |  | Included
66 | Supply of Structure |  |  | FASTENERS - NON STD STRUCTURES | MT | 1.2 |  | Included
67 | Supply of Structure |  |  | FOUNDATION BOLTS - NON STD STRUCTURES | MT | 2 |  | Included
68 | Supply of Foundation Bolt |  |  | FOUNDATION BOLT 24MM | EA | 188 |  | Included
69 | Supply - Telecom Equipment |  |  | OPGW FODP, INDOOR, 96F | EA | 1 |  | Included
70 | Supply - Telecom Equipment |  |  | 24F (DWSM) APPROACH CABLE | KM | 1 |  | Included
71 | Supply - Telecom Equipment |  |  | GI FLEXIBLE CONDUIT FOR APPROACH CABLIN | EA | 75 |  | Included
72 | Supply - Telecom Equipment |  |  | GI ELBOW FOR APPROACH CABLING | EA | 150 |  | Included
73 | Supply - Telecom Equipment |  |  | GI PIPE FOR APPROACH CABLING | KM | 1 |  | Included
74 | Supply - Telecom Equipment |  |  | VOIP TELEPHONE+ONE COMMON S/W(MIN 8PORT) | EA | 2 |  | Included
75 | Supply - Telecom Equipment |  |  | SOFTWARE FOR CRAFT TERMINAL | EA | 1 |  | Included
76 | Supply - Telecom Equipment |  |  | NMS-CRAFT TERMINAL-HARDWARE | EA | 1 |  | Included
77 | Supply - Telecom Equipment |  |  | EQUIPMENT CABINETS FOR SDH | EA | 1 |  | Included
78 | Supply - Telecom Equipment |  |  | GIGABIT ETHERNET LAYER 2 INTERFACE-2 NO | SET | 1 |  | Included
79 | Supply - Telecom Equipment |  |  | ETHERNET L2 INTERFACE 10/100MBPS(MIN 8) | EA | 2 |  | Included
80 | Supply - Telecom Equipment |  |  | E1 INTERFACE (MIN 16 NOS.) | SET | 2 |  | Included
81 | Supply - Telecom Equipment |  |  | STM-16 OLIC TO SUPPORT 150 KMS | EA | 2 |  | Included
82 | Supply - Telecom Equipment |  |  | S16.1 SFP | EA | 4 |  | Included
83 | Supply - Telecom Equipment |  |  | BASE EQUIPMENT STM-16 MADM UPTO 5 MSP | EA | 1 |  | Included
|  |  |  | Total Amount (Namsai-E) |  |  |  | 0
Total Bid Price for the Schedule-IB (A+B+C+D+E) | [7 empty] | 0 |  |  |  |  | #REF!
Date : | [6 empty] | Printed Name : | Printed Name
Place : | [6 empty] | Designation : | Desig

## Sch-IC
NESH/CSM/4905-01 | [11 empty] | Schedule-IC to BPS (Vol-IC) | Schedule - 1 |  |  |  |  | Direct Total | #VALUE! | #REF! | `
[18 empty] | BO Total | #REF! | #REF!
Name of Package:AIS Bay extension works (SS-02) i) Under NERES-XXIII a) Extension of 132kV Pasighat (DoP, Arunachal Pradesh) S/s. b) Extension 132kV Roing (POWERGRID) S/s. c) Extension 132kV Tezu (POWERGRID) S/s. d) Extension of 132kV Namsai (POWERGRID) S/s ii) Under NERES-29A a) Installation of new 1x50MVA, 132/33kV (3rd) ICT at Namsai (POWERGRID) S/s.
(SCHEDULE OF RATES AND PRICES)
Bidder’s Name and Address:( Sole Bidder) | [8 empty] | To,
General Manager (C&M)
Name : | Name | [8 empty] | Power Grid Corporation of India Limited | [9 empty] | #REF!
Address : | Add1 | [8 empty] | North Eastern Region
| Add2 | [8 empty] | Dongtieh, Lower Nongrah, Lapalang
Shillong – 793 006 (Meghalaya).
Erection Portion | [18 empty] | Direct
[11 empty] | All Prices are in Indian Rupees. |  | All Prices are in Indian Rupees. | [5 empty] | Bought-Out
SI. No. | HSN/SAC Code | Whether SAC in column ‘B’ is confirmed. If not, indicate applicable "SAC code # | Rate of GST applicable ( in %) | Whether rate of GST in column ‘D is confirmed. If not indicate applicable rate of GST# (in %) | Activity Description | Equipment Head | Element Name | Item Description | Unit | Qty. | Unit Erection price | Total Erection price | Mode of Transaction (Direct or Bought out)^ | GST, Tax as confirmed by Bidder | Total Value | Applicable GST Rate | GST on item
1 | 2 | 5B | 5C | 5D |  |  |  | 6 | 7 | 8 | 9 | 10 = (8X9) | 11 | 11
(A) North Eastern Region Expansion Scheme – 29, Part–A (NERES–29, Part–A) [TR-202453]: Installation of new 1x50MVA, 132/33kV (3rd) ICT at Namsai S/s along with associated bays
1 | 998736 |  | 18% |  | Install_Power Transformer | cables | R.C Nagar-1 | 50MVA, 132/33 KV, 3-phase Power Transformer excluding Insulating Oil | EA | 1 |  | Included
2 | 998736 |  | 18% |  | Install_Power Transformer | cables | R.C Nagar-1 | Insulating Oil for 50MVA, 132/33 KV, 3-phase Power Transformer | SET | 1 |  | Included
3 | 998736 |  | 18% |  | Install_Power Transformer | cables | R.C Nagar-1 | Digital RTCC Panel consist of digital RTCC relays as per technicalspecification | SET | 1 |  | Included
4 | 998736 |  | 18% |  | Install_Power Transformer | cables | R.C Nagar-1 | Nitrogen injection type fire protection for 132kV transformer | SET | 1 |  | Included
5 | 998736 |  | 18% |  | Install_145kV Equipments | cables | R.C Nagar-1 | 145kV, 1250A, 31.5kA SF6 Circuit Breaker3-Phase with support structure(Suitable for 1-Phase & 3-PhaseAutoreclosing) | EA | 1 |  | Included
6 | 998736 |  | 18% |  | Install_145kV Equipments | cables | R.C Nagar-1 | 145 kV, 600A, 31.5KA, 1-Phase CurrentTransformer with 120% extended currentrating | EA | 3 |  | Included
7 | 998736 |  | 18% |  | Install_145kV Equipments | cables | R.C Nagar-2 | 145 kV, 1250 A, 31.5KA, 3-phase Double Break Isolator without E/S | EA | 2 |  | Included
8 | 998736 |  | 18% |  | Install_145kV Equipments | cables | R.C Nagar-2 | 145 kV, 1250 A, 31.5KA, 3-phase Double Break Isolator without E/S (Tandem) | EA | 1 |  | Included
9 | 998736 |  | 18% |  | Install_145kV Equipments | cables | R.C Nagar-2 | 120kV Surge Arrester(1-phase) | EA | 3 |  | Included
10 | 998736 |  | 18% |  | Install_145kV Equipments | cables | R.C Nagar-2 | 145kV ,1 phase Bus Post Insulators | EA | 6 |  | Included
11 | 998736 |  | 18% |  | Install_Relay & Protection Panel | cables | R.C Nagar-2 | 132kV Transformer Protection Panel (For both HV & MV side)-(with Automation) | EA | 1 |  | Included
12 | 998736 |  | 18% |  | Install_Relay & Protection Panel | cables | R.C Nagar-2 | Augmentation of existing 132kV bus bar protection scheme.(No. of bays as per specification)-(with Automation) | SET | 1 |  | Included
13 | 998736 |  | 18% |  | Install_Relay & Protection Panel | cables | R.C Nagar-1 | 132kV Circuit Breaker Relay Panel | EA | 1 |  | Included
14 | 998736 |  | 18% |  | Install_SAS | cables | R.C Nagar-1 | Augmentation of Substation automation System for 132kV bay as per Technical Specification | EA | 1 |  | Included
15 | 998736 |  | 18% |  | Install_SAS | cables | R.C Nagar-2 | Augmentation of Substation automation System for 33kV bay as per Technical Specification | EA | 2 |  | Included
16 | 998731 |  | 18% |  | Install_Illumination System | cables | R.C Nagar-2 | LED Flood Light Luminaries Type FL-2 (250W) as per technical specification | EA | 12 |  | Included
17 | 998731 |  | 18% |  | Install_Illumination System | CRP | R.C Nagar-1 | LED Flood Light Luminaries Type-FL-1 as per technical specification | EA | 6 |  | Included
18 | 998731 |  | 18% |  | Install_Illumination System |  |  | LED Street Light Luminaire TYPE SL-L1 (= 45W)as per technical specification | EA | 1 |  | Included
19 | 998731 |  | 18% |  | Install_Illumination System |  |  | Type L1 Street Lighting Pole of 6 meter as per technical specification. | EA | 1 |  | Included
20 | 998731 |  | 18% |  | Install_Illumination System |  |  | 125A, 415V : Interlocked switch socket outdoor Receptacle as per technical specifications | EA | 1 |  | Included
21 | 998736 |  | 18% |  | Install_Fire fighting system |  |  | HYDRANT SYSTEM, COMPLETE PIPING ANDACCESSORIES ETC. OUTSIDE THE PUMP HOUSEFOR 132KV SS | SET | 1 |  | Included
22 | 998736 |  | 18% |  | Install_Cables |  |  | 1.1kV grade Power Cables (PVCinsulated)along withlugs,glands,straight joints &accessories,etc. | LS | 1 |  | Included
23 | 998736 |  | 18% |  | Install_Cables |  |  | 1.1kV grade Control Cables (PVCinsulated) along withlugs,glands,straight joints &accessories,etc. | LS | 1 |  | Included
24 | 998736 |  | 18% |  | Install_Cables |  |  | 1.1kV grade Power Cables (XLPEinsulated) along withlugs,glands,straight joints &accessories,etc. | LS | 1 |  | Included
25 | 998731 |  | 18% |  | Install_Erection H/W |  |  | Erection Hardware for 132kV layout (Single Main & Transfer Scheme as per SLD)-Transformer Bay as per specification | SET | 1 |  | Included
26 | 998731 |  | 18% |  | Install_Erection H/W |  |  | ERECTION H/W FOR MISCELLANEOUS WORK AS PER TECHNICAL SPECIFICATION | LS | 1 |  | Included
27 | 995455 |  | 18% |  | Install_Eqpt. Support Str & Earthmat |  |  | Erection of Std 132 kV Support Structure 1-Phase CT including nuts, bolts, all type of washers, packplates, step bolts and gussetplates excluding foundation bolts | EA | 3 |  | Included
28 | 995455 |  | 18% |  | Install_Eqpt. Support Str & Earthmat |  |  | Erection of Std 132 kV Support Structure 3-Phase ISOLATOR including nuts, bolts, all type of washers, packplates, step bolts andgusset plates excluding foundation bolts | EA | 3 |  | Included
29 | 995455 |  | 18% |  | Install_Eqpt. Support Str & Earthmat |  |  | Erection of Std 132 kV Support Structure 1-Phase LA including nuts, bolts, all type of washers, packplates, step bolts and gussetplates excluding foundation bolts | EA | 3 |  | Included
30 | 995455 |  | 18% |  | Install_Eqpt. Support Str & Earthmat | CRP | R.C Nagar-1 | Erection of Std 132 kV Support Structure 1-Phase BPI including nuts, bolts, all type of washers, packplates, step bolts and gussetplates excluding foundation bolts | EA | 6 |  | Included
31 | 998731 |  | 18% |  | Install_Eqpt. Support Str & Earthmat | CRP | R.C Nagar-2 | 40 mm MS rod for Main Earthmat | KM | 0.5 |  | Included
32 | 995455 |  | 18% |  | Install_Eqpt. Support Str & Earthmat |  |  | Erection of Std 33 kV Support Structure BPI including nuts, bolts, all type of washers, packplates, step bolts and gusset platesexcluding foundation bolts | EA | 6 |  | Included
33 | 995455 |  | 18% |  | Install_Eqpt. Support Str & Earthmat |  |  | Erection of Pipe Structure - 33 kV 1 - PH SA including nuts, bolts, all type of washers, packplates, step bolts and gusset platesexcluding foundation bolts | EA | 3 |  | Included
34 | 998736 |  | 18% |  | Install_36kV Equipment |  |  | 36 kV,25 KA, 3-phase Indoor Switch gear Panel-Transformer Module | EA | 1 |  | Included
35 | 998736 |  | 18% |  | Install_36kV Equipment |  |  | 36 kV (3-phase) Indoor Switch gear Panel for Bus Sectionaliser Module | SET | 1 |  | Included
36 | 998736 |  | 18% |  | Install_36kV Equipment |  |  | 30kV Surge Arrester (1-Phase) | EA | 3 |  | Included
37 | 998736 |  | 18% |  | Install_36kV Equipment |  |  | Erection of 33 kV Bus Post Insulatorassembly alongwith structure, fittingsand accessories | EA | 6 |  | Included
38 | 998736 |  | 18% |  | Install_36kV Equipment |  |  | 33KV XLPE CABLE TERM. KIT | SET | 1 |  | Included
39 | 998736 |  | 18% |  | Install_36kV Equipment |  |  | 33KV, 1CX630 SQMM XLPE AL ARMOURED CABLE ALONGWITH ACCESSORIES AS PER TECH. SPECIFICATION | KM | 1 |  | Included
40 | 998736 |  | 18% |  | Install_36kV Equipment |  |  | 1C X 630 SQ.MM,33KV XLPE CABLE TERMINATION EQUIPMENT ALONG WITH STRUCTURE & ACCESSORIES FOR TERMINATION OF CABLE AT BOTH ENDS(ONESET CONSISTS OF COMPLETE REQUIREMENT FOR BOTH END OF BAY) | SET | 1 |  | Included
41 | 995433 |  | 18% |  | Civil works |  |  | Excavation in all kind of soil including rock for all leads and lifts, backfilling, disposal of surplus earth within a lead up to2Km as per technical specification. The surplus earth shall be roughly graded . | M3 | 918 |  | Included
42 | 995454 |  | 18% |  | Civil works |  |  | Providing and laying of Plain Cement Concrete (PCC) (1:4:8) | M3 | 37 |  | Included
43 | 995454 |  | 18% |  | Civil works |  |  | Providing and laying of Plain Cement Concrete (PCC) (1:2:4) | M3 | 20 |  | Included
44 | 995454 |  | 18% |  | Civil works |  |  | Providing and laying of Reinforced Cement Concrete M25 mix including pre cast, shuttering, Grouting of pockets & underpinning butexcluding steel reinforcement | M3 | 250 |  | Included
45 | 995423 |  | 18% |  | Civil works |  |  | Providing & laying non-woven Geosynthetics fabric of minimum 200GSM in separation layer between sub-grade and stone spreading in switchyard as per technical specification and direction of Engineer-in-Charge. | M2 | 3000 |  | Included
46 | 995454 |  | 18% |  | Civil works |  |  | Steel Reinforcement | MT | 18 |  | Included
47 | 995428 |  | 18% |  | Civil works |  |  | Stone filling (40 mm size) for transformer/Reactor foundation | M3 | 20 |  | Included
48 | 995455 |  | 18% |  | Civil works |  |  | Misc. Structural steel including rails, embedments, edge protection angles, gratings etc. but excluding the reinforcement steel andsteel for lattice and pipe structures. | MT | 10 |  | Included
49 | 995428 |  | 18% |  | Civil works |  |  | Stone spreading in switchyard excluding PCC | M2 | 3000 |  | Included
50 | 995424 |  | 18% |  | Civil works |  |  | Antiweed treatment | M2 | 3000 |  | Included
51 | 995421 |  | 18% |  | Civil works |  |  | Concrete road (including all crossings) as per drawing except reinforcement & concrete-3.75m wide Concrete road (including all crossings) as per drawing except reinforcement & concrete in Switchyard | M2 | 263 |  | Included
52 | 995421 |  | 18% |  | Civil works |  |  | Construction of rail cum road as per drawing including all item such as excavation,compactions, rolling watering, WBM etc. butexcluding concrete reinforcement and structural steel-Section having two rails for auto transformer | M2 | 54 |  | Included
53 | 995477 |  | 18% |  | Civil works |  |  | Chain link fencing matching with existing fence excluding concrete | M | 50 |  | Included
54 | 995462 |  | 18% |  | Civil works |  |  | RCC culverts and cable trench crossings including supplying and laying hume pipe 300mm dia of grade (NP-3) excluding concrete as perspecification. | M | 20 |  | Included
55 | 995462 |  | 18% |  | Civil works |  |  | RCC culverts and cable trench crossings including supplying and laying hume pipe 450mm dia of grade (NP-3) excluding concrete as perspecification. | M | 20 |  | Included
56 | 995462 |  | 18% |  | Civil works |  |  | Supplying and erecting dewatering pumps- 2 HP | EA | 1 |  | Included
57 | 995462 |  | 18% |  | Civil works |  |  | Drain including culverts but excluding concrete & reinforcement steel-Section A-A | M | 100 |  | Included
58 | 995462 |  | 18% |  | Civil works |  |  | Drain including culverts but excluding concrete & reinforcement steel-Section B-B | M | 50 |  | Included
59 | 995462 |  | 18% |  | Civil works |  |  | Drain including culverts but excluding concrete & reinforcement steel-Section C-C | M | 20 |  | Included
60 | 995462 |  | 18% |  | Civil works |  |  | Drain including culverts but excluding concrete & reinforcement steel-Section D-D | M | 10 |  | Included
61 | 995429 |  | 18% |  | Civil works |  |  | Dismantling & Re-erection of Existing fence | M | 100 |  | Included
62 | 995428 |  | 18% |  | Civil works |  |  | Removing,cleaning and washing of existing stones and respreading of stones in switchyard excluding PCC | M2 | 400 |  | Included
63 | 995428 |  | 18% |  | Civil works |  |  | Supplying, filling and compacting stone boulders mixed with sand under foundations, roads, cable trenches, drains etc in layers notexceeding 250mm thickness including ramming, watering compacting | M3 | 150 |  | Included
64 | 995454 |  | 18% |  | Civil works |  |  | Cable Trench including all types of crossings, all metallic works and sump pit including concrte and reinforcement steel Section 2-2 | M | 180 |  | Included
65 | 995454 |  | 18% |  | Civil works |  |  | Cable Trench including all types of crossings, all metallic works and sump pit including concrte and reinforcement steel Section 3-3 | M | 50 |  | Included
66 | 995454 |  | 18% |  | Civil works |  |  | Cable Trench including all types of crossings, all metallic works and sump pit including concrte and reinforcement steel Section 4-4 | M | 30 |  | Included
67 | 995423 |  | 18% |  | Civil works |  |  | Buried Cable trenches for Aux. Power arrangement | M | 100 |  | Included
68 | 995432 |  | 18% |  | Civil works |  |  | Earth work in surface excavation not exceeding 30 cm in depth but exceeding 1.5 m in width as well as 10 sqm on plan including getting out and disposal of excavated earth upto 50 m and lift upto 1.5 m, as directed by Engineer-in- Charge:All kinds of soil | M3 | 1000 |  | Included
69 | 995455 |  | 18% |  | Erection of Non standard structure |  |  | Erection of Lattice Structures (MS Steel), to be designed during detailed engineering, for towers, beams and equipment supportstructure including pack plates / packwashers and gusset plates excluding fasteners and foundation bolts | MT | 25 |  | Included
70 | 995455 |  | 18% |  | Erection of Non standard structure |  |  | Erection of fasteners ( nuts, bolts and washers ) including step bolts for lattice and pipe structures to be designed duringdetailed engineering | MT | 1 |  | Included
71 | 995455 |  | 18% |  | Erection of Non standard structure |  |  | Erection of foundation bolts including nuts, checknut and washers for lattice and pipe structures to be designed during detailedengineering | MT | 2 |  | Included
[8 empty] | Total Amount (ICT Namsai-A) |  |  |  | 0
(B) North Eastern Region Expansion Scheme –XXIII:01 no Bay extension at Pasighat S/S
1 | 998736 |  | 18% |  | Install_145kV Equipments | Cables | Khleheriat#2 | 145kV, 1250A, 31.5kA SF6 Circuit Breaker3-Phase with support structure(Suitable for 1-Phase & 3-PhaseAutoreclosing) | EA | 1 |  | Included
2 | 998736 |  | 18% |  | Install_145kV Equipments | Cables | Khleheriat#2 | 145 kV, 600A, 31.5KA, 1-Phase CurrentTransformer with 120% extended currentrating | EA | 3 |  | Included
3 | 998736 |  | 18% |  | Install_145kV Equipments | Cables | Khleheriat#2 | 145 kV, 8800pf, 1-phase Capacitive Voltage Transformer | EA | 3 |  | Included
4 | 998736 |  | 18% |  | Install_145kV Equipments | Cables | Khleheriat#2 | 120kV Surge Arrester(1-phase) | EA | 3 |  | Included
5 | 998736 |  | 18% |  | Install_145kV Equipments | Cables | Khleheriat#2 | 145kV ,1 phase Bus Post Insulators | EA | 3 |  | Included
6 | 998736 |  | 18% |  | Install_145kV Equipments | Cables | Khleheriat#2 | 145 kV, 1250A, 31.5 KA, 3-phase DoubleBreak Isolator with one E/S | EA | 1 |  | Included
7 | 998736 |  | 18% |  | Install_145kV Equipments | Cables | Kopili#2 | 145 kV, 1250 A, 31.5KA, 3-phase Double Break Isolator without E/S | EA | 1 |  | Included
8 | 998736 |  | 18% |  | Install_145kV Equipments | Cables | Kopili#2 | 145 kV, 1250 A, 31.5KA, 3-phase Double Break Isolator without E/S (Tandem) | EA | 1 |  | Included
9 | 998736 |  | 18% |  | Install_Relay & Protection Panel |  |  | Augmentation of existing 132kV Control Panel (Bus scheme as per SLD) | EA | 1 |  | Included
10 | 998734 |  | 18% |  | Install_DPC |  |  | Digital Protection Coupler | EA | 1 |  | Included
11 | 998731 |  | 18% |  | Install_Illumination System |  |  | Sub Lighting panel (outdoor) type SLP (Switchyard and Street Lighting) | EA | 2 |  | Included
12 | 998731 |  | 18% |  | Install_Illumination System |  |  | LED Flood Light Luminaries Type-FL-1 as per technical specification | EA | 3 |  | Included
13 | 998731 |  | 18% |  | Install_Illumination System |  |  | LED Flood Light Luminaries Type FL-2 (250W) as per technical specification | EA | 3 |  | Included
14 | 998731 |  | 18% |  | Install_Erection H/W |  |  | Erection Hardware for 132kV layout (Single Main & Transfer Scheme as per SLD)-Line Bay as per specification | SET | 1 |  | Included
15 | 998736 |  | 18% |  | Install_Cables |  |  | 1.1kV grade Power Cables (PVCinsulated)along withlugs,glands,straight joints &accessories,etc. | LS | 1 |  | Included
16 | 998736 |  | 18% |  | Install_Cables |  |  | 1.1kV grade Control Cables (PVCinsulated) along withlugs,glands,straight joints &accessories,etc. | LS | 1 |  | Included
17 | 998731 |  | 18% |  | Install_Eqpt. Support Str & Earthmat |  |  | 40 mm MS rod for Main Earthmat | KM | 0.5 |  | Included
18 | 995455 |  | 18% |  | Install_Eqpt. Support Str & Earthmat |  |  | Erection of Std 132 kV Support Structure 1-Phase BPI including nuts, bolts, all type of washers, packplates, step bolts and gussetplates excluding foundation bolts | EA | 3 |  | Included
19 | 995455 |  | 18% |  | Install_Eqpt. Support Str & Earthmat |  |  | Erection of Std 132 kV Support Structure 1-Phase LA including nuts, bolts, all type of washers, packplates, step bolts and gussetplates excluding foundation bolts | EA | 3 |  | Included
20 | 995455 |  | 18% |  | Install_Eqpt. Support Str & Earthmat |  |  | Erection of Std 132 kV Support Structure 3-Phase ISOLATOR including nuts, bolts, all type of washers, packplates, step bolts andgusset plates excluding foundation bolts | EA | 3 |  | Included
21 | 995455 |  | 18% |  | Install_Eqpt. Support Str & Earthmat |  |  | Erection of Std 132 kV Support Structure 1-Phase CVT including nuts, bolts, all type of washers, packplates, step bolts and gussetplates excluding foundation bolts | EA | 3 |  | Included
22 | 995455 |  | 18% |  | Install_Eqpt. Support Str & Earthmat |  |  | Erection of Std 132 kV Support Structure 1-Phase CT including nuts, bolts, all type of washers, packplates, step bolts and gussetplates excluding foundation bolts | EA | 3 |  | Included
23 | 995432 |  | 18% |  | Civil Work |  |  | Soil Investigation for 02 borehole locations: As per technical specification including all laboratory and field tests, report andrecommendations. | LOT | 1 |  | Included
24 | 995432 |  | 18% |  | Civil Work |  |  | Earthwork in excavation & filling in all types of soil and soft/disintegrated rock in open areas/nallas/channels, to the requiredslopes, shapes, levels, elevations and profile, including trimming of bottom and slopes of excavation, bailing out rain(dewatering), pumping, removal of slush, preparing embankments/marginal banks, loosening, dressing, spreading material in layers notexceeding 200mm, as per direction of Engineer-in-Charge, water flooding, compacting to achieve 95% consolidation at optimum moisturecontent, finishing etc. all complete, for all leads and lifts within leveling boundary, including disposal of surplus earth andstacking of unsuitable material within a lead of 2.0 Km beyond substation boundary, with all labour, material, tools, tackles andequipment, safeguards and incidentals, Royalty,taxes etc. as necessary, as per drawings, specification and directions of theEngineer-in-Charge. Clearing of jungle is included in this item. (Only excavation/cutting will be measured for payment purpose.) | M3 | 200 |  | Included
25 | 995428 |  | 18% |  | Civil Work |  |  | Supplying, filling and compacting stone boulders mixed with sand under foundations, roads, cable trenches, drains etc in layers notexceeding 250mm thickness including ramming, watering compacting | M3 | 148 |  | Included
26 | 995424 |  | 18% |  | Civil Work |  |  | Antiweed treatment | M2 | 900 |  | Included
27 | 995428 |  | 18% |  | Civil Work |  |  | Stone spreading in switchyard excluding PCC | M2 | 900 |  | Included
28 | 995455 |  | 18% |  | Civil Work |  |  | Misc. Structural steel including rails, embedments, edge protection angles, gratings etc. but excluding the reinforcement steel andsteel for lattice and pipe structures. | MT | 5 |  | Included
29 | 995454 |  | 18% |  | Civil Work |  |  | Steel Reinforcement | MT | 20 |  | Included
30 | 995423 |  | 18% |  | Civil Work |  |  | Providing & laying non-woven Geosynthetics fabric of minimum 200GSM in separation layer between sub-grade and stone spreading in switchyard as per technical specification and direction of Engineer-in-Charge. | M2 | 900 |  | Included
31 | 995454 |  | 18% |  | Civil Work |  |  | Providing and laying of Reinforced Cement Concrete M25 mix including pre cast, shuttering, Grouting of pockets & underpinning butexcluding steel reinforcement | M3 | 326 |  | Included
32 | 995454 |  | 18% |  | Civil Work |  |  | Providing and laying of Plain Cement Concrete (PCC) (1:4:8) | M3 | 37 |  | Included
33 | 995433 |  | 18% |  | Civil Work |  |  | Excavation in hard rock which require blasting (including chemical blasting and rock excavated using specialized tools) for allfoundation works including stacking, measuring, disposal etc.for all leads and lifts as per technical specification. | M3 | 95 |  | Included
34 | 995433 |  | 18% |  | Civil Work |  |  | Excavation in all kind of soil including rock for all leads and lifts, backfilling, disposal of surplus earth within a lead up to2Km as per technical specification. The surplus earth shall be roughly graded . | M3 | 954 |  | Included
35 | 995473 |  | 18% |  | Civil Work |  |  | Providing and fixing 100mm UPVC pipes conforming to IS : 15328, for weep holes | M | 50 |  | Included
36 | 995454 |  | 18% |  | Civil Work |  |  | Cable Trench including all types of crossings, all metallic works and sump pit including concrte and reinforcement steel Section 3-3 | M | 50 |  | Included
37 | 995455 |  | 18% |  | Erection of Foundation Bolt |  |  | Erection of 24mm dia foundation bolts including nuts, checknuts, washers and packplates | EA | 188 |  | Included
38 | 995455 |  | 18% |  | Erection of Structure |  |  | Erection of Lattice Structures (MS Steel), to be designed during detailed engineering, for towers, beams and equipment supportstructure including pack plates / packwashers and gusset plates excluding fasteners and foundation bolts | MT | 10 |  | Included
39 | 995455 |  | 18% |  | Erection of Structure |  |  | Erection of fasteners ( nuts, bolts and washers ) including step bolts for lattice and pipe structures to be designed duringdetailed engineering | MT | 1 |  | Included
40 | 995455 |  | 18% |  | Erection of Structure |  |  | Erection of foundation bolts including nuts, checknut and washers for lattice and pipe structures to be designed during detailedengineering | MT | 1 |  | Included
41 | 998734 |  | 18% |  | Service -Telecom Equipment |  |  | SDH Equipment (STM-16 MADM upto 5 MSP protected directions)-Base Equipment (Common cards, Cross Connect/control cards, optical basecards, power supply cards, power cabling, other hardware and accessories including sub racks, patch cord, DDF etc fully equipedexcluding optical interface & Tributary cards | EA | 1 |  | Included
42 | 998734 |  | 18% |  | Service -Telecom Equipment |  |  | Optical Interface Cards/SFP# -S16.1 for SDH Equipment-STM-16 | EA | 4 |  | Included
43 | 998734 |  | 18% |  | Service -Telecom Equipment |  |  | Optical Interface Card (to support minimum 150 kms) for STM-16 | EA | 2 |  | Included
44 | 998734 |  | 18% |  | Service -Telecom Equipment |  |  | Tributary interface- E1 interface (Minimum 16 nos.) | SET | 2 |  | Included
45 | 998336 |  | 18% |  | Service -Telecom Equipment |  |  | Ethernet Interface 10/100 Base T with Layer-2 switching (Min 8 Interfaces per card) | EA | 2 |  | Included
46 | 998734 |  | 18% |  | Service -Telecom Equipment |  |  | Tributary interface-Gigabit Ethernet Interfaces 10/100 Mbps with Layer -2 Switching (minimum 2 nos.) | SET | 1 |  | Included
47 | 998734 |  | 18% |  | Service -Telecom Equipment |  |  | Equipment Cabinets-For SDH Equipments | EA | 1 |  | Included
48 | 998734 |  | 18% |  | Service -Telecom Equipment |  |  | NMS-Craft Terminal-Hardware | EA | 1 |  | Included
49 | 998734 |  | 18% |  | Service -Telecom Equipment |  |  | NMS-Craft Terminal-Software | EA | 1 |  | Included
50 | 998336 |  | 18% |  | Service -Telecom Equipment |  |  | VOIP telephone instrument with one common switch (min. 8 port) | EA | 2 |  | Included
51 | 998336 |  | 18% |  | Service -Telecom Equipment |  |  | Fibre Optic Distribution Panel (FODP): Indoor Type: FC Coupling and mounted on ETSI 19" rack or slimline rack: Type 2 (96 Fibre) | EA | 1 |  | Included
52 | 998336 |  | 18% |  | Service -Telecom Equipment |  |  | Fibre Optic Approach cabling: Including installation hardware like GI pipe, elbow, conduits, accessories etc.: 24 Fibre | KM | 1 |  | Included
[8 empty] | Total Amount (Pasighat-B) |  |  |  | 0
(C ) North Eastern Region Expansion Scheme –XXIII:02 no 132kV Bay extension at Roing S/S
1 | 998736 |  | 18% |  | Install_145kV Equipments |  |  | 145kV, 1250A, 31.5kA SF6 Circuit Breaker3-Phase with support structure(Suitable for 1-Phase & 3-PhaseAutoreclosing) | EA | 2 |  | Included
2 | 998736 |  | 18% |  | Install_145kV Equipments |  |  | 145 kV, 600A, 31.5KA, 1-Phase CurrentTransformer with 120% extended currentrating | EA | 6 |  | Included
3 | 998736 |  | 18% |  | Install_145kV Equipments |  |  | 145 kV, 8800pf, 1-phase Capacitive Voltage Transformer | EA | 6 |  | Included
4 | 998736 |  | 18% |  | Install_145kV Equipments |  |  | 145 kV, 1250A, 31.5 KA, 3-phase DoubleBreak Isolator with one E/S | EA | 2 |  | Included
5 | 998736 |  | 18% |  | Install_145kV Equipments |  |  | 145 kV, 1250 A, 31.5KA, 3-phase Double Break Isolator without E/S | EA | 2 |  | Included
6 | 998736 |  | 18% |  | Install_145kV Equipments |  |  | 145 kV, 1250 A, 31.5KA, 3-phase Double Break Isolator without E/S (Tandem) | EA | 2 |  | Included
7 | 998736 |  | 18% |  | Install_145kV Equipments |  |  | 120kV Surge Arrester(1-phase) | EA | 6 |  | Included
8 | 998736 |  | 18% |  | Install_145kV Equipments |  |  | 145kV ,1 phase Bus Post Insulators | EA | 6 |  | Included
9 | 998736 |  | 18% |  | Install_Relay & Protection Panel |  |  | 132kV Line Protection Panel (with Automation) | EA | 2 |  | Included
10 | 998736 |  | 18% |  | Install_Relay & Protection Panel |  |  | 132kV Circuit Breaker Relay Panel with Auto Reclose (Bus scheme as per SLD) | EA | 2 |  | Included
11 | 998736 |  | 18% |  | Install_Relay & Protection Panel |  |  | 132kV Bus Bar Protection Panel (Single)-(with Automation) | SET | 1 |  | Included
12 | 998736 |  | 18% |  | Install_SAS |  |  | Complete Substation automation System for 132kV bay as per Technical Specification | EA | 11 |  | Included
13 | 998736 |  | 18% |  | Install_SAS |  |  | Complete Substation automation System for 33kV bay as per Technical Specification | EA | 6 |  | Included
14 | 998734 |  | 18% |  | Install_DPC |  |  | Digital Protection Coupler | EA | 2 |  | Included
15 | 998731 |  | 18% |  | Install_Illumination System |  |  | LED Flood Light Luminaries Type FL-2 (250W) as per technical specification | EA | 6 |  | Included
16 | 998731 |  | 18% |  | Install_Illumination System |  |  | LED Flood Light Luminaries Type-FL-1 as per technical specification | EA | 6 |  | Included
17 | 998731 |  | 18% |  | Install_Illumination System |  |  | LED Street Light Luminaire TYPE SL-L1 (= 45W)as per technical specification | EA | 6 |  | Included
18 | 998731 |  | 18% |  | Install_Illumination System |  |  | Type L1 Street Lighting Pole of 6 meter as per technical specification. | EA | 6 |  | Included
19 | 998731 |  | 18% |  | Install_Illumination System |  |  | Lighting Panel type ACP-3 as per technical specification | EA | 2 |  | Included
20 | 995461 |  | 18% |  | Install_Illumination System |  |  | Lighting Panel type ACP-2 as per technical specification | EA | 2 |  | Included
21 | 998731 |  | 18% |  | Install_Erection H/W |  |  | Erection Hardware for 132kV layout (Single Main & Transfer Scheme as per SLD)-Line Bay as per specification | SET | 2 |  | Included
22 | 998731 |  | 18% |  | Install_Erection H/W |  |  | Erection Hardware for 132kV layout -Bus work for complete Main & Transfer bus (for all existing bays) | LS | 1 |  | Included
23 | 995455 |  | 18% |  | Install_Eqpt. Support Str & Earthmat |  |  | Erection of Std 132 kV Support Structure 1-Phase CT including nuts, bolts, all type of washers, packplates, step bolts and gussetplates excluding foundation bolts | EA | 6 |  | Included
24 | 995455 |  | 18% |  | Install_Eqpt. Support Str & Earthmat |  |  | Erection of Std 132 kV Support Structure 1-Phase CVT including nuts, bolts, all type of washers, packplates, step bolts and gussetplates excluding foundation bolts | EA | 6 |  | Included
25 | 995455 |  | 18% |  | Install_Eqpt. Support Str & Earthmat |  |  | Erection of Std 132 kV Support Structure 3-Phase ISOLATOR including nuts, bolts, all type of washers, packplates, step bolts andgusset plates excluding foundation bolts | EA | 6 |  | Included
26 | 995455 |  | 18% |  | Install_Eqpt. Support Str & Earthmat |  |  | Erection of Std 132 kV Support Structure 1-Phase LA including nuts, bolts, all type of washers, packplates, step bolts and gussetplates excluding foundation bolts | EA | 6 |  | Included
27 | 995455 |  | 18% |  | Install_Eqpt. Support Str & Earthmat |  |  | Erection of Std 132 kV Support Structure 1-Phase BPI including nuts, bolts, all type of washers, packplates, step bolts and gussetplates excluding foundation bolts | EA | 6 |  | Included
28 | 998731 |  | 18% |  | Install_Eqpt. Support Str & Earthmat |  |  | 40 mm MS rod for Main Earthmat | KM | 1 |  | Included
29 | 998736 |  | 18% |  | Install_Cables |  |  | 1.1kV grade Power Cables (PVCinsulated)along withlugs,glands,straight joints &accessories,etc. | LS | 1 |  | Included
30 | 998736 |  | 18% |  | Install_Cables |  |  | 1.1kV grade Control Cables (PVCinsulated) along withlugs,glands,straight joints &accessories,etc. | LS | 1 |  | Included
31 | 995423 |  | 18% |  | Civil Work |  |  | Buried Cable trenches for Aux. Power arrangement | M | 100 |  | Included
32 | 995433 |  | 18% |  | Civil Work |  |  | Earth work in surface excavation not exceeding 30 cm in depth but exceeding 1.5 m in width as well as 10 sqm on plan including getting out and disposal of excavated earth upto 50 m and lift upto 1.5 m, as directed by Engineer-in- Charge:All kinds of soil | M2 | 1800 |  | Included
33 | 995428 |  | 18% |  | Civil Work |  |  | Removing,cleaning and washing of existing stones and respreading of stones in switchyard excluding PCC | M2 | 400 |  | Included
34 | 995429 |  | 18% |  | Civil Work |  |  | Dismantling of Chain Link fencing and disposal of unserviceable material and stackinmg of serviceable material with in S/S Boundaryas per direction of site-In-charge. | M | 100 |  | Included
35 | 995462 |  | 18% |  | Civil Work |  |  | Drain including culverts but excluding concrete & reinforcement steel-Section D-D | M | 10 |  | Included
36 | 995462 |  | 18% |  | Civil Work |  |  | Drain including culverts but excluding concrete & reinforcement steel-Section C-C | M | 10 |  | Included
37 | 995462 |  | 18% |  | Civil Work |  |  | Drain including culverts but excluding concrete & reinforcement steel-Section B-B | M | 10 |  | Included
38 | 995462 |  | 18% |  | Civil Work |  |  | Drain including culverts but excluding concrete & reinforcement steel-Section A-A | M | 20 |  | Included
39 | 995477 |  | 18% |  | Civil Work |  |  | Chain link fencing matching with existing fence excluding concrete | M | 100 |  | Included
40 | 995421 |  | 18% |  | Civil Work |  |  | Concrete road (including all crossings) as per drawing except reinforcement & concrete-3.75m wide Concrete road (including all crossings) as per drawing except reinforcement & concrete in Switchyard | M2 | 350 |  | Included
41 | 995424 |  | 18% |  | Civil Work |  |  | Antiweed treatment | M2 | 2500 |  | Included
42 | 995428 |  | 18% |  | Civil Work |  |  | Stone spreading in switchyard excluding PCC | M2 | 2100 |  | Included
43 | 995455 |  | 18% |  | Civil Work |  |  | Misc. Structural steel including rails, embedments, edge protection angles, gratings etc. but excluding the reinforcement steel andsteel for lattice and pipe structures. | MT | 2 |  | Included
44 | 995454 |  | 18% |  | Civil Work |  |  | Steel Reinforcement | MT | 25 |  | Included
45 | 995423 |  | 18% |  | Civil Work |  |  | Providing & laying non-woven Geosynthetics fabric of minimum 200GSM in separation layer between sub-grade and stone spreading in switchyard as per technical specification and direction of Engineer-in-Charge. | M2 | 2500 |  | Included
46 | 995454 |  | 18% |  | Civil Work |  |  | Providing and laying of Reinforced Cement Concrete M25 mix including pre cast, shuttering, Grouting of pockets & underpinning butexcluding steel reinforcement | M3 | 270 |  | Included
47 | 995454 |  | 18% |  | Civil Work |  |  | Providing and laying of Plain Cement Concrete (PCC) (1:2:4) | M3 | 26 |  | Included
48 | 995454 |  | 18% |  | Civil Work |  |  | Providing and laying of Plain Cement Concrete (PCC) (1:4:8) | M3 | 63 |  | Included
49 | 995433 |  | 18% |  | Civil Work |  |  | Excavation in hard rock which require blasting (including chemical blasting and rock excavated using specialized tools) for allfoundation works including stacking, measuring, disposal etc.for all leads and lifts as per technical specification. | M3 | 600 |  | Included
50 | 995433 |  | 18% |  | Civil Work |  |  | Excavation in all kind of soil including rock for all leads and lifts, backfilling, disposal of surplus earth within a lead up to2Km as per technical specification. The surplus earth shall be roughly graded . | M3 | 600 |  | Included
51 | 995473 |  | 18% |  | Civil Work |  |  | Providing and fixing 100mm UPVC pipes conforming to IS : 15328, for weep holes | M | 25 |  | Included
52 | 995429 |  | 18% |  | Civil Work |  |  | Demolishing PCC including disposal-1:5:10 (PCC) | M3 | 75 |  | Included
53 | 995454 |  | 18% |  | Civil Work |  |  | Cable Trench including all types of crossings, all metallic works and sump pit including concrte and reinforcement steel Section 3-3 | M | 50 |  | Included
54 | 995455 |  | 18% |  | Erection of Foundation Bolt |  |  | Erection of 24mm dia foundation bolts including nuts, checknuts, washers and packplates | EA | 280 |  | Included
55 | 995455 |  | 18% |  | Erection of Structure |  |  | Erection of foundation bolts including nuts, checknut and washers for lattice and pipe structures to be designed during detailedengineering | MT | 2.5 |  | Included
56 | 995455 |  | 18% |  | Erection of Structure |  |  | Erection of fasteners ( nuts, bolts and washers ) including step bolts for lattice and pipe structures to be designed duringdetailed engineering | MT | 1.2 |  | Included
57 | 995455 |  | 18% |  | Erection of Structure |  |  | Erection of Lattice Structures (MS Steel), to be designed during detailed engineering, for towers, beams and equipment supportstructure including pack plates / packwashers and gusset plates excluding fasteners and foundation bolts | MT | 13 |  | Included
58 | 998734 |  | 18% |  | Service -Telecom Equipment |  |  | SDH Equipment (STM-16 MADM upto 5 MSP protected directions)-Base Equipment (Common cards, Cross Connect/control cards, optical basecards, power supply cards, power cabling, other hardware and accessories including sub racks, patch cord, DDF etc fully equipedexcluding optical interface & Tributary cards | EA | 1 |  | Included
59 | 998734 |  | 18% |  | Service -Telecom Equipment |  |  | Optical Interface Cards/SFP# -S16.1 for SDH Equipment-STM-16 | EA | 4 |  | Included
60 | 998734 |  | 18% |  | Service -Telecom Equipment |  |  | Optical Interface/SFP-V16.2 | EA | 2 |  | Included
61 | 998734 |  | 18% |  | Service -Telecom Equipment |  |  | Optical Interface Card (to support minimum 150 kms) for STM-16 | EA | 2 |  | Included
62 | 998734 |  | 18% |  | Service -Telecom Equipment |  |  | Tributary interface- E1 interface (Minimum 16 nos.) | SET | 2 |  | Included
63 | 998336 |  | 18% |  | Service -Telecom Equipment |  |  | Ethernet Interface 10/100 Base T with Layer-2 switching (Min 8 Interfaces per card) | EA | 2 |  | Included
64 | 998734 |  | 18% |  | Service -Telecom Equipment |  |  | Tributary interface-Gigabit Ethernet Interfaces 10/100 Mbps with Layer -2 Switching (minimum 2 nos.) | SET | 1 |  | Included
65 | 998734 |  | 18% |  | Service -Telecom Equipment |  |  | Equipment Cabinets-For SDH Equipments | EA | 1 |  | Included
66 | 998734 |  | 18% |  | Service -Telecom Equipment |  |  | NMS-Craft Terminal-Hardware | EA | 1 |  | Included
67 | 998734 |  | 18% |  | Service -Telecom Equipment |  |  | NMS-Craft Terminal-Software | EA | 1 |  | Included
68 | 998336 |  | 18% |  | Service -Telecom Equipment |  |  | VOIP telephone instrument with one common switch (min. 8 port) | EA | 2 |  | Included
69 | 998336 |  | 18% |  | Service -Telecom Equipment |  |  | Fibre Optic Distribution Panel (FODP): Indoor Type: FC Coupling and mounted on ETSI 19" rack or slimline rack: Type 2 (96 Fibre) | EA | 1 |  | Included
70 | 998336 |  | 18% |  | Service -Telecom Equipment |  |  | Fibre Optic Approach cabling: Including installation hardware like GI pipe, elbow, conduits, accessories etc.: 24 Fibre | KM | 1 |  | Included
[8 empty] | Total Amount (Roing - C) |  |  |  | 0
(D ) North Eastern Region Expansion Scheme –XXIII:02 no 132kV Bay extension at Tezu S/S
1 | 998736 |  | 18% |  | Install_145kV Equipments |  |  | 145kV, 1250A, 31.5kA SF6 Circuit Breaker3-Phase with support structure(Suitable for 1-Phase & 3-PhaseAutoreclosing) | EA | 2 |  | Included
2 | 998736 |  | 18% |  | Install_145kV Equipments |  |  | 145 kV, 600A, 31.5KA, 1-Phase CurrentTransformer with 120% extended currentrating | EA | 6 |  | Included
3 | 998736 |  | 18% |  | Install_145kV Equipments |  |  | 145 kV, 8800pf, 1-phase Capacitive Voltage Transformer | EA | 6 |  | Included
4 | 998736 |  | 18% |  | Install_145kV Equipments |  |  | 145 kV, 1250A, 31.5 KA, 3-phase DoubleBreak Isolator with one E/S | EA | 2 |  | Included
5 | 998736 |  | 18% |  | Install_145kV Equipments |  |  | 145 kV, 1250 A, 31.5KA, 3-phase Double Break Isolator without E/S | EA | 2 |  | Included
6 | 998736 |  | 18% |  | Install_145kV Equipments |  |  | 145 kV, 1250 A, 31.5KA, 3-phase Double Break Isolator without E/S (Tandem) | EA | 2 |  | Included
7 | 998736 |  | 18% |  | Install_145kV Equipments |  |  | 120kV Surge Arrester(1-phase) | EA | 6 |  | Included
8 | 998736 |  | 18% |  | Install_145kV Equipments |  |  | 145kV ,1 phase Bus Post Insulators | EA | 6 |  | Included
9 | 998736 |  | 18% |  | Install_Relay & Protection Panel |  |  | 132kV Line Protection Panel (with Automation) | EA | 2 |  | Included
10 | 998736 |  | 18% |  | Install_Relay & Protection Panel |  |  | 132kV Circuit Breaker Relay Panel with Auto Reclose (Bus scheme as per SLD) | EA | 2 |  | Included
11 | 998736 |  | 18% |  | Install_Relay & Protection Panel |  |  | 132kV Bus Bar Protection Panel (Single)-(with Automation) | SET | 1 |  | Included
12 | 998736 |  | 18% |  | Install_SAS |  |  | Complete Substation automation System for 132kV bay as per Technical Specification | EA | 9 |  | Included
13 | 998736 |  | 18% |  | Install_SAS |  |  | Complete Substation automation System for 33kV bay as per Technical Specification | EA | 6 |  | Included
14 | 998734 |  | 18% |  | Install_PLCC/DPC |  |  | Digital Protection Coupler | EA | 2 |  | Included
15 | 998731 |  | 18% |  | Install_Illumination System |  |  | LED Flood Light Luminaries Type FL-2 (250W) as per technical specification | EA | 6 |  | Included
16 | 998731 |  | 18% |  | Install_Illumination System |  |  | LED Flood Light Luminaries Type-FL-1 as per technical specification | EA | 6 |  | Included
17 | 998731 |  | 18% |  | Install_Illumination System |  |  | LED Street Light Luminaire TYPE SL-L1 (= 45W)as per technical specification | EA | 6 |  | Included
18 | 998731 |  | 18% |  | Install_Illumination System |  |  | Type L1 Street Lighting Pole of 6 meter as per technical specification. | EA | 6 |  | Included
19 | 998731 |  | 18% |  | Install_Illumination System |  |  | Lighting Panel type ACP-3 as per technical specification | EA | 2 |  | Included
20 | 995461 |  | 18% |  | Install_Illumination System |  |  | Lighting Panel type ACP-2 as per technical specification | EA | 2 |  | Included
21 | 998731 |  | 18% |  | Install_Erection H/W |  |  | Erection Hardware for 132kV layout (Single Main & Transfer Scheme as per SLD)-Line Bay as per specification | SET | 2 |  | Included
22 | 998731 |  | 18% |  | Install_Erection H/W |  |  | Erection Hardware for 132kV layout -Bus work for complete Main & Transfer bus (for all existing bays) | LS | 1 |  | Included
23 | 995455 |  | 18% |  | Install_Eqpt. Support Str & Earthmat |  |  | Erection of Std 132 kV Support Structure 1-Phase CT including nuts, bolts, all type of washers, packplates, step bolts and gussetplates excluding foundation bolts | EA | 6 |  | Included
24 | 995455 |  | 18% |  | Install_Eqpt. Support Str & Earthmat |  |  | Erection of Std 132 kV Support Structure 1-Phase CVT including nuts, bolts, all type of washers, packplates, step bolts and gussetplates excluding foundation bolts | EA | 6 |  | Included
25 | 995455 |  | 18% |  | Install_Eqpt. Support Str & Earthmat |  |  | Erection of Std 132 kV Support Structure 3-Phase ISOLATOR including nuts, bolts, all type of washers, packplates, step bolts andgusset plates excluding foundation bolts | EA | 6 |  | Included
26 | 995455 |  | 18% |  | Install_Eqpt. Support Str & Earthmat |  |  | Erection of Std 132 kV Support Structure 1-Phase LA including nuts, bolts, all type of washers, packplates, step bolts and gussetplates excluding foundation bolts | EA | 6 |  | Included
27 | 995455 |  | 18% |  | Install_Eqpt. Support Str & Earthmat |  |  | Erection of Std 132 kV Support Structure 1-Phase BPI including nuts, bolts, all type of washers, packplates, step bolts and gussetplates excluding foundation bolts | EA | 6 |  | Included
28 | 998731 |  | 18% |  | Install_Eqpt. Support Str & Earthmat |  |  | 40 mm MS rod for Main Earthmat | KM | 1 |  | Included
29 | 995463 |  | 18% |  | Install_AC_CRB |  |  | High wall type split AC unit of 2 TR capacity | EA | 3 |  | Included
30 | 998736 |  | 18% |  | Install_Cables |  |  | 1.1kV grade Power Cables (PVCinsulated)along withlugs,glands,straight joints &accessories,etc. | LS | 1 |  | Included
31 | 998736 |  | 18% |  | Install_Cables |  |  | 1.1kV grade Control Cables (PVCinsulated) along withlugs,glands,straight joints &accessories,etc. | LS | 1 |  | Included
32 | 995423 |  | 18% |  | Civil Work |  |  | Buried Cable trenches for Aux. Power arrangement | M | 100 |  | Included
33 | 995433 |  | 18% |  | Civil Work |  |  | Earth work in surface excavation not exceeding 30 cm in depth but exceeding 1.5 m in width as well as 10 sqm on plan including getting out and disposal of excavated earth upto 50 m and lift upto 1.5 m, as directed by Engineer-in- Charge:All kinds of soil | M2 | 1200 |  | Included
34 | 995428 |  | 18% |  | Civil Work |  |  | Supplying, filling and compacting stone boulders mixed with sand under foundations, roads, cable trenches, drains etc in layers notexceeding 250mm thickness including ramming, watering compacting | M3 | 258 |  | Included
35 | 995428 |  | 18% |  | Civil Work |  |  | Removing,cleaning and washing of existing stones and respreading of stones in switchyard excluding PCC | M2 | 400 |  | Included
36 | 995462 |  | 18% |  | Civil Work |  |  | Drain including culverts but excluding concrete & reinforcement steel-Section D-D | M | 10 |  | Included
37 | 995462 |  | 18% |  | Civil Work |  |  | Drain including culverts but excluding concrete & reinforcement steel-Section C-C | M | 10 |  | Included
38 | 995462 |  | 18% |  | Civil Work |  |  | Drain including culverts but excluding concrete & reinforcement steel-Section B-B | M | 10 |  | Included
39 | 995462 |  | 18% |  | Civil Work |  |  | Drain including culverts but excluding concrete & reinforcement steel-Section A-A | M | 20 |  | Included
40 | 995421 |  | 18% |  | Civil Work |  |  | Concrete road (including all crossings) as per drawing except reinforcement & concrete-3.75m wide Concrete road (including all crossings) as per drawing except reinforcement & concrete in Switchyard | M2 | 250 |  | Included
41 | 995424 |  | 18% |  | Civil Work |  |  | Antiweed treatment | M2 | 1200 |  | Included
42 | 995428 |  | 18% |  | Civil Work |  |  | Stone spreading in switchyard excluding PCC | M2 | 800 |  | Included
43 | 995455 |  | 18% |  | Civil Work |  |  | Misc. Structural steel including rails, embedments, edge protection angles, gratings etc. but excluding the reinforcement steel andsteel for lattice and pipe structures. | MT | 2 |  | Included
44 | 995454 |  | 18% |  | Civil Work |  |  | Steel Reinforcement | MT | 25 |  | Included
45 | 995423 |  | 18% |  | Civil Work |  |  | Providing & laying non-woven Geosynthetics fabric of minimum 200GSM in separation layer between sub-grade and stone spreading in switchyard as per technical specification and direction of Engineer-in-Charge. | M2 | 1200 |  | Included
46 | 995454 |  | 18% |  | Civil Work |  |  | Providing and laying of Reinforced Cement Concrete M25 mix including pre cast, shuttering, Grouting of pockets & underpinning butexcluding steel reinforcement | M3 | 297 |  | Included
47 | 995454 |  | 18% |  | Civil Work |  |  | Providing and laying of Plain Cement Concrete (PCC) (1:4:8) | M3 | 65 |  | Included
48 | 995433 |  | 18% |  | Civil Work |  |  | Excavation in hard rock which require blasting (including chemical blasting and rock excavated using specialized tools) for allfoundation works including stacking, measuring, disposal etc.for all leads and lifts as per technical specification. | M3 | 550 |  | Included
49 | 995433 |  | 18% |  | Civil Work |  |  | Excavation in all kind of soil including rock for all leads and lifts, backfilling, disposal of surplus earth within a lead up to2Km as per technical specification. The surplus earth shall be roughly graded . | M3 | 550 |  | Included
50 | 995473 |  | 18% |  | Civil Work |  |  | Providing and fixing 100mm UPVC pipes conforming to IS : 15328, for weep holes | M | 25 |  | Included
51 | 995455 |  | 18% |  | Erection of Structure |  |  | Erection of Lattice Structures (MS Steel), to be designed during detailed engineering, for towers, beams and equipment supportstructure including pack plates / packwashers and gusset plates excluding fasteners and foundation bolts | MT | 13 |  | Included
52 | 995455 |  | 18% |  | Erection of Structure |  |  | Erection of fasteners ( nuts, bolts and washers ) including step bolts for lattice and pipe structures to be designed duringdetailed engineering | MT | 1.2 |  | Included
53 | 995455 |  | 18% |  | Erection of Structure |  |  | Erection of foundation bolts including nuts, checknut and washers for lattice and pipe structures to be designed during detailedengineering | MT | 2.5 |  | Included
54 | 995455 |  | 18% |  | Erection of Foundation Bolt |  |  | Erection of 24mm dia foundation bolts including nuts, checknuts, washers and packplates | EA | 376 |  | Included
55 | 998734 |  | 18% |  | Service -Telecom Equipment |  |  | SDH Equipment (STM-16 MADM upto 5 MSP protected directions)-Base Equipment (Common cards, Cross Connect/control cards, optical basecards, power supply cards, power cabling, other hardware and accessories including sub racks, patch cord, DDF etc fully equipedexcluding optical interface & Tributary cards | EA | 1 |  | Included
56 | 998734 |  | 18% |  | Service -Telecom Equipment |  |  | Optical Interface Cards/SFP# -S16.1 for SDH Equipment-STM-16 | EA | 4 |  | Included
57 | 998734 |  | 18% |  | Service -Telecom Equipment |  |  | Optical Interface/SFP-V16.2 | EA | 2 |  | Included
58 | 998734 |  | 18% |  | Service -Telecom Equipment |  |  | Optical Interface Card (to support minimum 150 kms) for STM-16 | EA | 2 |  | Included
59 | 998734 |  | 18% |  | Service -Telecom Equipment |  |  | Tributary interface- E1 interface (Minimum 16 nos.) | SET | 2 |  | Included
60 | 998336 |  | 18% |  | Service -Telecom Equipment |  |  | Ethernet Interface 10/100 Base T with Layer-2 switching (Min 8 Interfaces per card) | EA | 2 |  | Included
61 | 998734 |  | 18% |  | Service -Telecom Equipment |  |  | Tributary interface-Gigabit Ethernet Interfaces 10/100 Mbps with Layer -2 Switching (minimum 2 nos.) | SET | 1 |  | Included
62 | 998734 |  | 18% |  | Service -Telecom Equipment |  |  | Equipment Cabinets-For SDH Equipments | EA | 1 |  | Included
63 | 998734 |  | 18% |  | Service -Telecom Equipment |  |  | NMS-Craft Terminal-Hardware | EA | 1 |  | Included
64 | 998734 |  | 18% |  | Service -Telecom Equipment |  |  | NMS-Craft Terminal-Software | EA | 1 |  | Included
65 | 998336 |  | 18% |  | Service -Telecom Equipment |  |  | VOIP telephone instrument with one common switch (min. 8 port) | EA | 2 |  | Included
66 | 998336 |  | 18% |  | Service -Telecom Equipment |  |  | Fibre Optic Distribution Panel (FODP): Indoor Type: FC Coupling and mounted on ETSI 19" rack or slimline rack: Type 2 (96 Fibre) | EA | 1 |  | Included
67 | 998336 |  | 18% |  | Service -Telecom Equipment |  |  | Fibre Optic Approach cabling: Including installation hardware like GI pipe, elbow, conduits, accessories etc.: 24 Fibre | KM | 1 |  | Included
[8 empty] | Total Amount (Tezu - D) |  |  |  | 0
(E) North Eastern Region Expansion Scheme –XXIII:01 no 132kV Bay extension at Namsai S/S
1 | 998736 |  | 18% |  | Install_145kV Equipments |  |  | 145kV, 1250A, 31.5kA SF6 Circuit Breaker3-Phase with support structure(Suitable for 1-Phase & 3-PhaseAutoreclosing) | EA | 1 |  | Included
2 | 998736 |  | 18% |  | Install_145kV Equipments |  |  | 145 kV, 600A, 31.5KA, 1-Phase CurrentTransformer with 120% extended currentrating | EA | 3 |  | Included
3 | 998736 |  | 18% |  | Install_145kV Equipments |  |  | 145 kV, 8800pf, 1-phase Capacitive Voltage Transformer | EA | 3 |  | Included
4 | 998736 |  | 18% |  | Install_145kV Equipments |  |  | 145 kV, 1250A, 31.5 KA, 3-phase DoubleBreak Isolator with one E/S | EA | 1 |  | Included
5 | 998736 |  | 18% |  | Install_145kV Equipments |  |  | 145 kV, 1250 A, 31.5KA, 3-phase Double Break Isolator without E/S | EA | 1 |  | Included
6 | 998736 |  | 18% |  | Install_145kV Equipments |  |  | 145 kV, 1250 A, 31.5KA, 3-phase Double Break Isolator without E/S (Tandem) | EA | 1 |  | Included
7 | 998736 |  | 18% |  | Install_145kV Equipments |  |  | 120kV Surge Arrester(1-phase) | EA | 3 |  | Included
8 | 998736 |  | 18% |  | Install_145kV Equipments |  |  | 145kV ,1 phase Bus Post Insulators | EA | 3 |  | Included
9 | 998736 |  | 18% |  | Install_Relay & Protection Panel |  |  | 132kV Line Protection Panel (with Automation) | EA | 1 |  | Included
10 | 998736 |  | 18% |  | Install_Relay & Protection Panel |  |  | 132kV Circuit Breaker Relay Panel with Auto Reclose (Bus scheme as per SLD) | EA | 1 |  | Included
11 | 998736 |  | 18% |  | Install_Relay & Protection Panel |  |  | 132kV Bus Bar Protection Panel (Single)-(with Automation) | SET | 1 |  | Included
12 | 998736 |  | 18% |  | Install_SAS |  |  | Augmentation of Substation automation System for 132kV bay as per Technical Specification | EA | 1 |  | Included
13 | 998734 |  | 18% |  | Install_DPC |  |  | Digital Protection Coupler | EA | 1 |  | Included
14 | 998731 |  | 18% |  | Install_Illumination System |  |  | LED Flood Light Luminaries Type FL-2 (250W) as per technical specification | EA | 6 |  | Included
15 | 998731 |  | 18% |  | Install_Illumination System |  |  | LED Flood Light Luminaries Type-FL-1 as per technical specification | EA | 6 |  | Included
16 | 998731 |  | 18% |  | Install_Illumination System |  |  | LED Street Light Luminaire TYPE SL-L1 (= 45W)as per technical specification | EA | 6 |  | Included
17 | 998731 |  | 18% |  | Install_Illumination System |  |  | Type L1 Street Lighting Pole of 6 meter as per technical specification. | EA | 6 |  | Included
18 | 998731 |  | 18% |  | Install_Illumination System |  |  | Lighting Panel type ACP-3 as per technical specification | EA | 2 |  | Included
19 | 995461 |  | 18% |  | Install_Illumination System |  |  | Lighting Panel type ACP-2 as per technical specification | EA | 2 |  | Included
20 | 998731 |  | 18% |  | Install_Erection H/W |  |  | Erection Hardware for 132kV layout (Single Main & Transfer Scheme as per SLD)-Line Bay as per specification | SET | 1 |  | Included
21 | 998731 |  | 18% |  | Install_Erection H/W |  |  | Erection Hardware for 132kV layout (Single Main & Transfer Scheme as per SLD) Bus work (For Three bays) as per specification | SET | 1 |  | Included
22 | 995455 |  | 18% |  | Install_Eqpt. Support Str & Earthmat |  |  | Erection of Std 132 kV Support Structure 1-Phase CT including nuts, bolts, all type of washers, packplates, step bolts and gussetplates excluding foundation bolts | EA | 3 |  | Included
23 | 995455 |  | 18% |  | Install_Eqpt. Support Str & Earthmat |  |  | Erection of Std 132 kV Support Structure 1-Phase CVT including nuts, bolts, all type of washers, packplates, step bolts and gussetplates excluding foundation bolts | EA | 3 |  | Included
24 | 995455 |  | 18% |  | Install_Eqpt. Support Str & Earthmat |  |  | Erection of Std 132 kV Support Structure 3-Phase ISOLATOR including nuts, bolts, all type of washers, packplates, step bolts andgusset plates excluding foundation bolts | EA | 3 |  | Included
25 | 995455 |  | 18% |  | Install_Eqpt. Support Str & Earthmat |  |  | Erection of Std 132 kV Support Structure 1-Phase LA including nuts, bolts, all type of washers, packplates, step bolts and gussetplates excluding foundation bolts | EA | 3 |  | Included
26 | 995455 |  | 18% |  | Install_Eqpt. Support Str & Earthmat |  |  | Erection of Std 132 kV Support Structure 1-Phase BPI including nuts, bolts, all type of washers, packplates, step bolts and gussetplates excluding foundation bolts | EA | 3 |  | Included
27 | 998731 |  | 18% |  | Install_Eqpt. Support Str & Earthmat |  |  | 40 mm MS rod for Main Earthmat | KM | 1 |  | Included
28 | 998736 |  | 18% |  | Install_Cables |  |  | 1.1kV grade Power Cables (PVCinsulated)along withlugs,glands,straight joints &accessories,etc. | LS | 1 |  | Included
29 | 998736 |  | 18% |  | Install_Cables |  |  | 1.1kV grade Control Cables (PVCinsulated) along withlugs,glands,straight joints &accessories,etc. | LS | 1 |  | Included
30 | 998736 |  | 18% |  | Install_LT Switchgear |  |  | 415V ACDB (Extn.) | SET | 1 |  | Included
31 | 998736 |  | 18% |  | Install_LT Switchgear |  |  | 110 V DCDB extension panel | SET | 1 |  | Included
32 | 995423 |  | 18% |  | Civil Work |  |  | Buried Cable trenches for Aux. Power arrangement | M | 100 |  | Included
33 | 995428 |  | 18% |  | Civil Work |  |  | Supplying, filling and compacting stone boulders mixed with sand under foundations, roads, cable trenches, drains etc in layers notexceeding 250mm thickness including ramming, watering compacting | M3 | 220 |  | Included
34 | 995428 |  | 18% |  | Civil Work |  |  | Removing,cleaning and washing of existing stones and respreading of stones in switchyard excluding PCC | M2 | 400 |  | Included
35 | 995429 |  | 18% |  | Civil Work |  |  | Dismantling of Chain Link fencing and disposal of unserviceable material and stackinmg of serviceable material with in S/S Boundaryas per direction of site-In-charge. | M | 50 |  | Included
36 | 995462 |  | 18% |  | Civil Work |  |  | Drain including culverts but excluding concrete & reinforcement steel-Section D-D | M | 10 |  | Included
37 | 995462 |  | 18% |  | Civil Work |  |  | Drain including culverts but excluding concrete & reinforcement steel-Section C-C | M | 10 |  | Included
38 | 995462 |  | 18% |  | Civil Work |  |  | Drain including culverts but excluding concrete & reinforcement steel-Section B-B | M | 10 |  | Included
39 | 995462 |  | 18% |  | Civil Work |  |  | Drain including culverts but excluding concrete & reinforcement steel-Section A-A | M | 20 |  | Included
40 | 995477 |  | 18% |  | Civil Work |  |  | Chain link fencing matching with existing fence excluding concrete | M | 200 |  | Included
41 | 995421 |  | 18% |  | Civil Work |  |  | Concrete road (including all crossings) as per drawing except reinforcement & concrete-3.75m wide Concrete road (including all crossings) as per drawing except reinforcement & concrete in Switchyard | M2 | 250 |  | Included
42 | 995424 |  | 18% |  | Civil Work |  |  | Antiweed treatment | M2 | 2500 |  | Included
43 | 995428 |  | 18% |  | Civil Work |  |  | Stone spreading in switchyard excluding PCC | M2 | 2500 |  | Included
44 | 995455 |  | 18% |  | Civil Work |  |  | Misc. Structural steel including rails, embedments, edge protection angles, gratings etc. but excluding the reinforcement steel andsteel for lattice and pipe structures. | MT | 4 |  | Included
45 | 995454 |  | 18% |  | Civil Work |  |  | Steel Reinforcement | MT | 15 |  | Included
46 | 995454 |  | 18% |  | Civil Work |  |  | Providing & laying non-woven Geosynthetics fabric of minimum 200GSM in separation layer between sub-grade and stone spreading in switchyard as per technical specification and direction of Engineer-in-Charge. | M2 | 2500 |  | Included
47 | 995454 |  | 18% |  | Civil Work |  |  | Providing and laying of Reinforced Cement Concrete M25 mix including pre cast, shuttering, Grouting of pockets & underpinning butexcluding steel reinforcement | M3 | 250 |  | Included
48 | 995454 |  | 18% |  | Civil Work |  |  | Providing and laying of Plain Cement Concrete (PCC) (1:2:4) | M3 | 33 |  | Included
49 | 995454 |  | 18% |  | Civil Work |  |  | Providing and laying of Plain Cement Concrete (PCC) (1:4:8) | M3 | 55 |  | Included
50 | 995433 |  | 18% |  | Civil Work |  |  | Excavation in hard rock which require blasting (including chemical blasting and rock excavated using specialized tools) for allfoundation works including stacking, measuring, disposal etc.for all leads and lifts as per technical specification. | M3 | 64 |  | Included
51 | 995433 |  | 18% |  | Civil Work |  |  | Excavation in all kind of soil including rock for all leads and lifts, backfilling, disposal of surplus earth within a lead up to2Km as per technical specification. The surplus earth shall be roughly graded . | M3 | 637 |  | Included
52 | 995455 |  | 18% |  | Erection of Structure |  |  | Erection of foundation bolts including nuts, checknut and washers for lattice and pipe structures to be designed during detailed engineering | MT | 2 |  | Included
53 | 995455 |  | 18% |  | Erection of Structure |  |  | Erection of fasteners ( nuts, bolts and washers ) including step bolts for lattice and pipe structures to be designed during detailed engineering | MT | 1.2 |  | Included
54 | 995455 |  | 18% |  | Erection of Structure |  |  | Erection of Lattice Structures (MS Steel), to be designed during detailed engineering, for towers, beams and equipment supportstructure including pack plates / packwashers and gusset plates excluding fasteners and foundation bolts | MT | 12 |  | Included
55 | 995455 |  | 18% |  | Erection of Foundation Bolt |  |  | Erection of 24mm dia foundation bolts including nuts, checknuts, washers and packplates | EA | 188 |  | Included
56 | 998734 |  | 18% |  | Service -Telecom Equipment |  |  | SDH Equipment (STM-16 MADM upto 5 MSP protected directions)-Base Equipment (Common cards, Cross Connect/control cards, optical basecards, power supply cards, power cabling, other hardware and accessories including sub racks, patch cord, DDF etc fully equipedexcluding optical interface & Tributary cards | EA | 1 |  | Included
57 | 998734 |  | 18% |  | Service -Telecom Equipment |  |  | Optical Interface Cards/SFP# -S16.1 for SDH Equipment-STM-16 | EA | 4 |  | Included
58 | 998734 |  | 18% |  | Service -Telecom Equipment |  |  | Optical Interface Card (to support minimum 150 kms) for STM-16 | EA | 2 |  | Included
59 | 998734 |  | 18% |  | Service -Telecom Equipment |  |  | Tributary interface- E1 interface (Minimum 16 nos.) | SET | 2 |  | Included
60 | 998336 |  | 18% |  | Service -Telecom Equipment |  |  | Ethernet Interface 10/100 Base T with Layer-2 switching (Min 8 Interfaces per card) | EA | 2 |  | Included
61 | 998734 |  | 18% |  | Service -Telecom Equipment |  |  | Tributary interface-Gigabit Ethernet Interfaces 10/100 Mbps with Layer -2 Switching (minimum 2 nos.) | SET | 1 |  | Included
62 | 998734 |  | 18% |  | Service -Telecom Equipment |  |  | Equipment Cabinets-For SDH Equipments | EA | 1 |  | Included
63 | 998734 |  | 18% |  | Service -Telecom Equipment |  |  | NMS-Craft Terminal-Hardware | EA | 1 |  | Included
64 | 998734 |  | 18% |  | Service -Telecom Equipment |  |  | NMS-Craft Terminal-Software | EA | 1 |  | Included
65 | 998336 |  | 18% |  | Service -Telecom Equipment |  |  | VOIP telephone instrument with one common switch (min. 8 port) | EA | 2 |  | Included
66 | 998336 |  | 18% |  | Service -Telecom Equipment |  |  | Fibre Optic Distribution Panel (FODP): Indoor Type: FC Coupling and mounted on ETSI 19" rack or slimline rack: Type 2 (96 Fibre) | EA | 1 |  | Included
67 | 998336 |  | 18% |  | Service -Telecom Equipment |  |  | Fibre Optic Approach cabling: Including installation hardware like GI pipe, elbow, conduits, accessories etc.: 24 Fibre | KM | 1 |  | Included
[8 empty] | Total Amount (Namsai - E) |  |  |  | 0
Total Bid Price for the Schedule-IC (A+B+C+D+E) | [11 empty] | 0 |  |  |  |  | #REF!
Note : | Specify amount of GST on the transaction between the Contractor and the Employer. GST Shall be applicable at extra as applicable.
# | # In case the bidder leaves the cell for confirmation of the SAC and/or GST rate “blank”, the SAC and corresponding GST rate indicated by the Employer shall be deemed to be the one confirmed by the Bidder. In case the bidder doesnot quote for any of the BOQ line item then the unit rate against that item shall be considered included in other quoted unit rate. If there is any discrepancy in the total quoted price indicated in this sheet of Price_Schedule and elsewhere in the E-tender portal, then the prices indicated in this sheet of Price_Schedule shall prevail for the purpose of bid evaluation and further action.
Date : | 11/Jan/2025 | [9 empty] | Printed Name : | Printed Name
Place : | Place | [9 empty] | Designation : | Desig

## Sch-3
NESH/CSM/4905-01 |  |  | Summary to BPS-Vol-IC
Package: AIS Bay extension works (SS-02) i) Under NERES-XXIII a) Extension of 132kV Pasighat (DoP, Arunachal Pradesh) S/s. b) Extension 132kV Roing (POWERGRID) S/s. c) Extension 132kV Tezu (POWERGRID) S/s. d) Extension of 132kV Namsai (POWERGRID) S/s ii) Under NERES-29A a) Installation of new 1x50MVA, 132/33kV (3rd) ICT at Namsai (POWERGRID) S/s.
(GRAND SUMMARY)
Bidder’s Name and Address:( Sole Bidder) |  | To,
Name : | Name |  | General Manager (C&M)
Address : | Add1 |  | Power Grid Corporation of India Limited
| Add2 |  | North Eastern Region
Dongtieh, Lower Nongrah, Lapalang
Sl. No. | Description |  | Total Price (INR)
1 | TOTAL SCHEDULE NO. IA
| Supply |  | 0
2 | TOTAL SCHEDULE NO. IB
| Freight & Insurance |  | 0
3 | TOTAL SCHEDULE NO. IC
| Erection Charges |  | 0
5 | TOTAL SCHEDULE NO. 5 |  | #REF!
Taxes and Duties
6 | TOTAL SCHEDULE NO. 7 |  | NOT APPLICABLE
Type Test Charges [Total of this Schedule is included in Schedule - 1 above.]
| GRAND TOTAL [1+2+3] |  | 0
Date : | 1900-01-10 | Printed Name : | Printed Name
Place : | Place | Designation : | Desig