## Cover
ORIGINAL
Price Schedules | STATCOM PACKAGE ST-02T for a). ± 1x300 MVAr STATCOM with 2x125 MVAr MSC, 1x125 MVAr MSR at Ramgarh along with associated bays in Bus Section-I; b). ± 1x300 MVAr STATCOM with 2x125 MVAr MSC, 1x125 MVAr MSR at Ramgarh along with associated bays in Bus Section-II under “Transmission system for evacuation of power from REZ in Rajasthan (20GW) under Phase-III Part C1”. |  | STATCOM PACKAGE ST02
SPEC. NO.: CC/NT/W-STAT/DOM/A00/23/11098
| 1 | Fill up only green shaded cells in Sch-1a, 1b, Sch-2, Sch-3, Sch-4a, 4b, Sch-5, Sch-7a, 7b and other workseets related to Discount, Bid Form
| 2 | Instructions / error messages, if any, will be displayed automatically after selecting the cell.
Click to skip Instructions & Proceed
Click for Detailed General Instructions
General guidelines for filling up the Price Schedules, Sch-1 to Sch-7

## INSTRUCTIONS
INSTRUCTIONS FOR BIDDERS TO FILL WORKBOOK
I | While filling up the worksheets following may please be observed :
(i) | Fill up only green shaded cells.
(ii) | Certain data type entries have been restricted, such as Numeric values or limits of numeric.
(iii) | Select only the options in pull down menus.
(iv) | Do not link any cell of this workbook with any other workbook.
(v) | Do not use copy & paste or cut & paste options for filling up the data.
(vi) | Do not reformat any of the cell of the workbook.
II | This workbook contains the following worksheets:
(a) | Cover :
Opening page of the workbook.
(b) | Names of the Bidder : | Select "Individual Bidder" {as per sl. no. 1.1 of Annexure-A (BDS) of Vol-I (Conditions of Contract)}" OR "Joint Venture Bid" {as per sl. no. 3.0 of Annexure-A (BDS) of Vol-I (Conditions of Contract)}"from the pull down menu. Do not leave this cell blank.
Fill up names and address of the Bidder as selected above.
Fill up date in dd-mm-yyyy format from drop down menu.
(c ) | Sch-1(a)*: | Schedule of rates and prices for Plant and Equipment (including Mandatory Spares Parts) to be supplied from abroad, including Type Test Charges for tests to be conducted abroad
(d) | Sch-1(b)*: | Schedule of rates and prices for Plant and Equipment (including Mandatory Spares Parts) to be supplied from within India, including Type Test Charges.
(e) | Sch-2: | Schedule of rates and prices for Port handling & Custom clearance for Plant & equipment to be supplied from Abroad as per Schedule-1a (if any); and Local Transportation, In-transit Insurance, loading and unloading etc. for all Plant & equipment to be supplied as per Schedules-1a & 1b
(f) | Sch-3: | Schedule of rates and prices for Installation Services
(g) | Sch-4a: | Schedule of rates and prices for Training to be imparted Abroad and System studies to be conducted abroad
(h) | Sch-4b: | Schedule of rates and prices for Training to be imparted in India and System studies to be conducted in India
(j) | Sch-5: | SUMMARY OF TAXES & DUTIES
(k) | Sch-6 : | Grand Summary
(l) | Sch-6 (After Discount): | Grand Summary
(m) | Sch-7(a): | Schedule of Type Test Charges for Type Tests to be conducted abroad:
(n) | Sch-7(b): | Schedule of Type Test Charges for Type Tests to be conducted in India:
(o) | Entry Tax: | Fill the description, amount and rate of applicable Entry Tax. Total of this worksheet shall be displayed in Sch-5 (Taxes & Duties)
(p) | Octroi: | Fill the description, amount and rate of applicable Octroi. Total of this worksheet shall be displayed in Sch-5 (Taxes & Duties)
(q) | Other taxes & duties: | Fill the description, amount and rate of applicable Other taxes & duties. Total of this worksheet shall be displayed in Sch-5 (Taxes & Duties)
(r) | Bid Form (2nd Envelope):
Fill up ref. no. as bidder's ref. no. of this letter.
This letter shall consider the net price as per Sch-6 (After Discount).
Fill up names & Designation of the Bidder.
Fill up additional Information as required.
* | Itemwise total quantity is indicated in Column No. 1 of Schedule-1b. Choose the Quantity(ies) to be quoted in Schedule-1a and the balance quantity(ies) shall appear in Schedule-1a.
| If MOT left blank |  | footnote: u have left …. Cells blank
| If Unit price left blank |  | footnote: u have left …. Cells blank
Width of Cell for unit price and total
if unit price blank, shade it
if currency is blank, shade it.
| If currency left blank |  | footnote: u have left …. Cells blank
format unit price cell in sch.1 & 2 and currency cell
check sch-2 thoroughly
check summary sheet
In sch-2, if currency cell is blank, unit F&I shud be INCLUDED

## Name of Bidder
AAAABBBBAAA? | STATCOM PACKAGE ST-02T for a). ± 1x300 MVAr STATCOM with 2x125 MVAr MSC, 1x125 MVAr MSR at Ramgarh along with associated bays in Bus Section-I; b). ± 1x300 MVAr STATCOM with 2x125 MVAr MSC, 1x125 MVAr MSR at Ramgarh along with associated bays in Bus Section-II under “Transmission system for evacuation of power from REZ in Rajasthan (20GW) under Phase-III Part C1”.
SPEC. NO.: CC/NT/W-STAT/DOM/A00/23/11098
Individual Firm
| Enter the details of the bidder below: |  | Joint Venture Bid
| Specify type of Bidder [Select from drop down menu] | Individual Firm | 1
| Name of the Bidder |  | 1
| Address of Registered Office |  | 2 or more
Printed Name
Designation
Date
Place

## Sch-1a
SPEC. NO.: CC/NT/W-STAT/DOM/A00/23/11098 | [11 empty] | Schedule-1a (rev1)
STATCOM PACKAGE ST-02T for a). ± 1x300 MVAr STATCOM with 2x125 MVAr MSC, 1x125 MVAr MSR at Ramgarh along with associated bays in Bus Section-I; b). ± 1x300 MVAr STATCOM with 2x125 MVAr MSC, 1x125 MVAr MSR at Ramgarh along with associated bays in Bus Section-II under “Transmission system for evacuation of power from REZ in Rajasthan (20GW) under Phase-III Part C1”.
(Schedule of Rates and Prices)
Bidder’s Name and Address : | [7 empty] | To:
0 | [7 empty] | Contract Services
Name : | 0 | [6 empty] | Power Grid Corporation of India Ltd.,
Address : | 0 | [6 empty] | "Saudamini", Plot No.-2
| 0 | [6 empty] | Sector-29,
| 0 | [6 empty] | Gurgaon (Haryana) - 122 001
Plant and Equipment (including Mandatory Spares Parts) to be supplied from abroad, including Type Test Charges for tests to be conducted abroad
(All figures in Indian Rupees)
Sl. No. | Item Description | Country of Origin | Type & Designation | Unit | Quantity | Quantity Offered From Abroad | Unit CIF Indian port of entry price |  |  | Total CIF Indian port of entry price |  |  | Qty.
[7 empty] | Unit FOB Price | Unit Insurance charges | Unit Freight Charges | Total FOB Price | Total Insurance charges | Total Freight Charges
(1) | (2) | (3) | (4) | (5) | (6) | (7) | (8) | (9) | (10) | (11)=(6)X(8) | (12) = (6) X (9) | (13) = (6) X (10)
(1): #; (2): BIDDERS MUST QUOTE ONLY IN 01 (ONE) OUT OF THE 5 (FIVE) STATCOM OPTIONS GIVEN BELOW. BIDDERS SHALL NOT QUOTE IN MORE THAN 01 (ONE) OPTION. ACCORDINGLY, BIDDER SHALL QUOTE FOR THE SAME OPTION IN SCHEDULE 2 AND 3. |  |  |  | 4
I | STATCOM at 400kV Bus Section-I & II of 765/400kV Ramgarh
Part-A | MAIN ITEMS (As per Technical Specification) (VENDOR ASSESED QUANTITIES)
(1): 1#; (2): STATCOM STATION as per Option 1 of clause 2.1 of Section Project Technical Specification |  |  |  | 4
(1): 1.1; (2): STATCOM( +300MVAR As per Technical Specification) including Valve, valve base electronics, DC capacitor, series reactor and all accessories |  |  |  | 12
(1): 1.1.1; (2): Valve complete with all accessories for STATCOM Unit; (5): Set; (6): 2 | INCLUDED | INCLUDED | INCLUDED | 3
(1): 1.1.2; (2): Series reactor for STATCOM Unit; (5): Set; (6): 2 | INCLUDED | INCLUDED | INCLUDED | 2
(1): 1.1.3; (2): MV Switchgear for STATCOM Unit; (5): Set; (6): 2 | INCLUDED | INCLUDED | INCLUDED | 1
(1): 1.1.4; (2): MV Switchgear for STATCOM Unit including bypass switch; (5): Set; (6): 2 | INCLUDED | INCLUDED | INCLUDED | 8
(1): 1.1.5; (2): Charging Resistor; (5): Set; (6): 2 | INCLUDED | INCLUDED | INCLUDED | 5
(1): 1.1.6; (2): Instrument Transformers for STATCOM Unit; (5): Set; (6): 2 | INCLUDED | INCLUDED | INCLUDED | 1
(1): 1.1.7; (2): Bus work for STATCOM Unit; (5): Set; (6): 2 | INCLUDED | INCLUDED | INCLUDED | 1
(1): 1.1.8; (2): Wall Bushings; (5): Set; (6): 2 | INCLUDED | INCLUDED | INCLUDED | 2
(1): 1.1.9; (2): Other misc. item , accessories etc.; (5): Set; (6): 2 | INCLUDED | INCLUDED | INCLUDED | 2
4
(1): 1.2; (2): Mechanically switched Reactor bank (3-ph) (-1x125MVAR as per Technical Specification) including all accessories (MSR Branches) (As per Technical Specification); (5): Lot; (6): 2 | INCLUDED | INCLUDED | INCLUDED | 4
(1): 1.2.1; (2): Air Core Reactor; (5): Set; (6): 2 | INCLUDED | INCLUDED | INCLUDED | 2
(1): 1.2.2; (2): MV Switchgear; (5): Set; (6): 2 | INCLUDED | INCLUDED | INCLUDED | 4
(1): 1.2.3; (2): Instrument Transformers; (5): Set; (6): 2 | INCLUDED | INCLUDED | INCLUDED | 4
(1): 1.2.4; (2): Bus work for MSR; (5): Set; (6): 2 | INCLUDED | INCLUDED | INCLUDED | 4
4
(1): 1.3; (2): Mechanically switched Capacitor bank(3-ph) (1x125MVAR as per Technical Specification) including all accessories (MSC Branches) (As per Technical Specification); (5): Lot; (6): 4 | INCLUDED | INCLUDED | INCLUDED | 2
(1): 1.3.1; (2): Capacitor Bank; (5): Set; (6): 4 | INCLUDED | INCLUDED | INCLUDED | 3
(1): 1.3.2; (2): Series Air core reactor; (5): Set; (6): 4 | INCLUDED | INCLUDED | INCLUDED | 2
(1): 1.3.3; (2): MV Switchgear; (5): Set; (6): 4 | INCLUDED | INCLUDED | INCLUDED | 1
(1): 1.3.4; (2): Instrument Transformers; (5): Set; (6): 4 | INCLUDED | INCLUDED | INCLUDED | 8
(1): 1.3.5; (2): Bus work for MSC; (5): Set; (6): 4 | INCLUDED | INCLUDED | INCLUDED | 5
1
(1): 2#; (2): STATCOM STATION as per Option 2 of clause 2.1 of Section Project Technical Specification |  |  |  | 1
2
(1): 2.1; (2): STATCOM (+425/-300MVAR as per Technical Specification) including Valve, valve base electronics, DC capacitor, series reactor and all accessories; (5): Lot; (6): 2 | INCLUDED | INCLUDED | INCLUDED | 2
(1): 2.1.1; (2): Valve complete with all accessories for STATCOM Unit; (5): Set; (6): 2 | INCLUDED | INCLUDED | INCLUDED | 4
(1): 2.1.2; (2): Series reactor for STATCOM Unit; (5): Set; (6): 2 | INCLUDED | INCLUDED | INCLUDED | 4
(1): 2.1.3; (2): MV Switchgear for STATCOM Unit; (5): Set; (6): 2 | INCLUDED | INCLUDED | INCLUDED | 2
(1): 2.1.4; (2): MV Switchgear for STATCOM Unit including bypass switch; (5): Set; (6): 2 | INCLUDED | INCLUDED | INCLUDED | 4
(1): 2.1.5; (2): Charging Resistor; (5): Set; (6): 2 | INCLUDED | INCLUDED | INCLUDED | 4
(1): 2.1.6; (2): Instrument Transformers for STATCOM Unit; (5): Set; (6): 2 | INCLUDED | INCLUDED | INCLUDED | 4
(1): 2.1.7; (2): Bus work for STATCOM Unit; (5): Set; (6): 2 | INCLUDED | INCLUDED | INCLUDED | 4
(1): 2.1.8; (2): Wall Bushings; (5): Set; (6): 2 | INCLUDED | INCLUDED | INCLUDED | 4
(1): 2.1.9; (2): Other misc. item , accessories etc.; (5): Set; (6): 2 | INCLUDED | INCLUDED | INCLUDED | 2
8
(1): 2.2; (2): Mechanically switched Reactor bank (3-ph) (-1x125MVAR as per Technical Specification) including all accessories (MSR Branches) (As per Technical Specification); (5): Lot; (6): 2 | INCLUDED | INCLUDED | INCLUDED | 4
(1): 2.2.1; (2): Air Core Reactor; (5): Set; (6): 2 | INCLUDED | INCLUDED | INCLUDED | 12
(1): 2.2.2; (2): MV Switchgear; (5): Set; (6): 2 | INCLUDED | INCLUDED | INCLUDED | 2
(1): 2.2.3; (2): Instrument Transformers; (5): Set; (6): 2 | INCLUDED | INCLUDED | INCLUDED | 3
(1): 2.2.4; (2): Bus work for MSR; (5): Set; (6): 2 | INCLUDED | INCLUDED | INCLUDED | 2
1
(1): 2.3; (2): Mechanically switched Capacitor bank(3-ph) (1x125MVAR as per Technical Specification) including all accessories (MSC Branches) (As per Technical Specification); (5): Lot; (6): 2 | INCLUDED | INCLUDED | INCLUDED | 1
(1): 2.3.1; (2): Capacitor Bank; (5): Set; (6): 2 | INCLUDED | INCLUDED | INCLUDED | 8
(1): 2.3.2; (2): Series Air core reactor; (5): Set; (6): 2 | INCLUDED | INCLUDED | INCLUDED | 4
(1): 2.3.3; (2): MV Switchgear; (5): Set; (6): 2 | INCLUDED | INCLUDED | INCLUDED | 12
(1): 2.3.4; (2): Instrument Transformers; (5): Set; (6): 2 | INCLUDED | INCLUDED | INCLUDED | 3
(1): 2.3.5; (2): Bus work for MSC; (5): Set; (6): 2 | INCLUDED | INCLUDED | INCLUDED | 2
1
(1): 3#; (2): STATCOM STATION as per Option 3 of clause 2.1 of Section Project Technical Specification |  |  |  | 8
5
(1): 3.1; (2): STATCOM( +300/-425MVAR as per Technical Specification) including Valve, valve base electronics, DC capacitor, series reactor and all accessories; (5): Lot; (6): 2 | INCLUDED | INCLUDED | INCLUDED | 1
(1): 3.1.1; (2): Valve complete with all accessories for STATCOM Unit; (5): Set; (6): 2 | INCLUDED | INCLUDED | INCLUDED | 1
(1): 3.1.2; (2): Series reactor for STATCOM Unit; (5): Set; (6): 2 | INCLUDED | INCLUDED | INCLUDED | 2
(1): 3.1.3; (2): MV Switchgear for STATCOM Unit; (5): Set; (6): 2 | INCLUDED | INCLUDED | INCLUDED | 2
(1): 3.1.4; (2): MV Switchgear for STATCOM Unit including bypass switch; (5): Set; (6): 2 | INCLUDED | INCLUDED | INCLUDED | 4
(1): 3.1.5; (2): Charging Resistor; (5): Set; (6): 2 | INCLUDED | INCLUDED | INCLUDED | 4
(1): 3.1.6; (2): Instrument Transformers for STATCOM Unit; (5): Set; (6): 2 | INCLUDED | INCLUDED | INCLUDED | 2
(1): 3.1.7; (2): Bus work for STATCOM Unit; (5): Set; (6): 2 | INCLUDED | INCLUDED | INCLUDED | 4
(1): 3.1.8; (2): Wall Bushings; (5): Set; (6): 2 | INCLUDED | INCLUDED | INCLUDED | 4
(1): 3.1.9; (2): Other misc. item , accessories etc.; (5): Set; (6): 2 | INCLUDED | INCLUDED | INCLUDED | 4
4
(1): 3.2; (2): Mechanically switched Capacitor bank(3-ph) (1x125MVAR as per Technical Specification) including all accessories (MSC Branches) (As per Technical Specification) |  |  |  | 2
(1): 3.2.1; (2): Capacitor Bank; (5): Set; (6): 4 | INCLUDED | INCLUDED | INCLUDED | 3
(1): 3.2.2; (2): Series Air core reactor; (5): Set; (6): 4 | INCLUDED | INCLUDED | INCLUDED | 2
(1): 3.2.3; (2): MV Switchgear; (5): Set; (6): 4 | INCLUDED | INCLUDED | INCLUDED | 1
(1): 3.2.4; (2): Instrument Transformers; (5): Set; (6): 4 | INCLUDED | INCLUDED | INCLUDED | 420
(1): 3.2.5; (2): Bus work for MSC; (5): Set; (6): 4 | INCLUDED | INCLUDED | INCLUDED | 1
12
(1): 4#; (2): STATCOM STATION as per Option 4 of clause 2.1 of Section Project Technical Specification |  |  |  | 6
6
(1): 4.1; (2): STATCOM( ±425MVAR as per Technical Specification) including Valve, valve base electronics, DC capacitor, series reactor and all accessories; (5): Lot; (6): 2 | INCLUDED | INCLUDED | INCLUDED | 2
(1): 4.1.1; (2): Valve complete with all accessories for STATCOM Unit; (5): Set; (6): 2 | INCLUDED | INCLUDED | INCLUDED | 22
(1): 4.1.2; (2): Series reactor for STATCOM Unit; (5): Set; (6): 2 | INCLUDED | INCLUDED | INCLUDED | 6
(1): 4.1.3; (2): MV Switchgear for STATCOM Unit; (5): Set; (6): 2 | INCLUDED | INCLUDED | INCLUDED | 2
(1): 4.1.4; (2): MV Switchgear for STATCOM Unit including bypass switch; (5): Set; (6): 2 | INCLUDED | INCLUDED | INCLUDED | 2
(1): 4.1.5; (2): Charging Resistor; (5): Set; (6): 2 | INCLUDED | INCLUDED | INCLUDED | 2
(1): 4.1.6; (2): Instrument Transformers for STATCOM Unit; (5): Set; (6): 2 | INCLUDED | INCLUDED | INCLUDED | 2
(1): 4.1.7; (2): Bus work for STATCOM Unit; (5): Set; (6): 2 | INCLUDED | INCLUDED | INCLUDED | 1
(1): 4.1.8; (2): Wall Bushings; (5): Set; (6): 2 | INCLUDED | INCLUDED | INCLUDED | 4
(1): 4.1.9; (2): Other misc. item , accessories etc.; (5): Set; (6): 2 | INCLUDED | INCLUDED | INCLUDED | 4
2
(1): 4.2; (2): Mechanically switched Capacitor bank(3-ph) (1x125MVAR as per Technical Specification) including all accessories (MSC Branches) (As per Technical Specification); (5): Lot; (6): 2 | INCLUDED | INCLUDED | INCLUDED | 8
(1): 4.2.1; (2): Capacitor Bank; (5): Set; (6): 2 | INCLUDED | INCLUDED | INCLUDED | 4
(1): 4.2.2; (2): Series Air core reactor; (5): Set; (6): 2 | INCLUDED | INCLUDED | INCLUDED | 12
(1): 4.2.3; (2): MV Switchgear; (5): Set; (6): 2 | INCLUDED | INCLUDED | INCLUDED | 2
(1): 4.2.4; (2): Instrument Transformers; (5): Set; (6): 2 | INCLUDED | INCLUDED | INCLUDED | 3
(1): 4.2.5; (2): Bus work for MSC; (5): Set; (6): 2 | INCLUDED | INCLUDED | INCLUDED | 2
1
(1): 5#; (2): STATCOM STATION as per Option 5 of clause 2.1 of Section Project Technical Specification |  |  |  | 1
8
(1): 5.1; (2): STATCOM( +550/-425 MVAR as per Technical Specification) including Valve, valve base electronics, DC capacitor, series reactor and all accessories; (5): Lot; (6): 2 | INCLUDED | INCLUDED | INCLUDED | 4
(1): 5.1.1; (2): Valve complete with all accessories for STATCOM Unit; (5): Set; (6): 2 | INCLUDED | INCLUDED | INCLUDED | 12
(1): 5.1.2; (2): Series reactor for STATCOM Unit; (5): Set; (6): 2 | INCLUDED | INCLUDED | INCLUDED | 3
(1): 5.1.3; (2): MV Switchgear for STATCOM Unit; (5): Set; (6): 2 | INCLUDED | INCLUDED | INCLUDED | 2
(1): 5.1.4; (2): MV Switchgear for STATCOM Unit including bypass switch; (5): Set; (6): 2 | INCLUDED | INCLUDED | INCLUDED | 1
(1): 5.1.5; (2): Charging Resistor; (5): Set; (6): 2 | INCLUDED | INCLUDED | INCLUDED | 8
(1): 5.1.6; (2): Instrument Transformers for STATCOM Unit; (5): Set; (6): 2 | INCLUDED | INCLUDED | INCLUDED | 5
(1): 5.1.7; (2): Bus work for STATCOM Unit; (5): Set; (6): 2 | INCLUDED | INCLUDED | INCLUDED | 1
(1): 5.1.8; (2): Wall Bushings; (5): Set; (6): 2 | INCLUDED | INCLUDED | INCLUDED | 1
(1): 5.1.9; (2): Other misc. item , accessories etc.; (5): Set; (6): 2 | INCLUDED | INCLUDED | INCLUDED | 2
2
(1): 6; (2): STATCOM Valve cooling system (complete); (5): Lot; (6): 2 | INCLUDED | INCLUDED | INCLUDED | 4
(1): 6.1; (2): Cooling system pump skid (with UMD); (5): Set; (6): 2 | INCLUDED | INCLUDED | INCLUDED | 4
(1): 6.2; (2): Water to air Heat Exchanger; (5): Set; (6): 2 | INCLUDED | INCLUDED | INCLUDED | 2
(1): 6.3; (2): Cooling system pipes, valves etc.; (5): Set; (6): 2 | INCLUDED | INCLUDED | INCLUDED | 4
4
(1): 7; (2): Coupling Transformer Bank; (5): Lot; (6): 7 | INCLUDED | INCLUDED | INCLUDED | 4
(1): 7.1; (2): Coupling Transformer Single phase unit; (5): Set; (6): 7 | INCLUDED | INCLUDED | INCLUDED | 4
(1): 7.2; (2): Insulating oil for above; (5): Set; (6): 7 | INCLUDED | INCLUDED | INCLUDED | 2
1
(1): 8; (2): STATCOM STATION Control, Protection, Monitoring & Automation system (As per Specification); (5): Lot; (6): 1 | INCLUDED | INCLUDED | INCLUDED | 8
1
(1): 9; (2): Bus work (from 400kV take off Gantry to STATCOM Yard) |  |  |  | 2
(1): 9.1; (2): MV & HV Bus work Including Post Insulators, Bus Bar Material, Clamp, Connectors, Clamps ,Connectors, Earthing Material, insulator hardware, hardware string, spacers, erection hardware for auxilliary system etc including all accessories.; (5): Lot; (6): 1 | INCLUDED | INCLUDED | INCLUDED | 2
4
(1): 10; (2): Erection hardware items & other miscellaneous item for STATCOM Station installation (if not covered under any head); (5): Lot; (6): 1 | INCLUDED | INCLUDED | INCLUDED | 2
4
(1): 11; (2): Lattice & pipe structures for STATCOM Station installations including pack plates/ packwashers and gusset plates, fasteners and foundation bolts. |  |  |  | 4
(1): 11.1; (2): Lattice Strctures; (5): Lot; (6): 1 | INCLUDED | INCLUDED | INCLUDED | 4
(1): 11.2; (2): Pipe Structures; (5): Lot; (6): 1 | INCLUDED | INCLUDED | INCLUDED | 4
4
(1): 12; (2): Special Tools and Tackles as per Technical Specification (excluding those covered T&P listed in Section-Project of TS) |  |  |  | 2
(1): i; (2): Custom Tansport Trolley for STATCOM Power Module; (5): Set; (6): 1 | INCLUDED | INCLUDED | INCLUDED | 8
(1): ii; (2): Secisor Lift; (5): Set; (6): 1 | INCLUDED | INCLUDED | INCLUDED | 8
4
(1): 13; (2): Erection Hardware (400 kV Switchyard upto take off Gantry ) |  |  |  | 4
(1): 13.1; (2): Insulator strings, Disc Insulators, Hardware, Spacers, conductor(s), bus-bar material, cable trays, Bay MB, clamps, connectors including equipment connectors, junction box, earthwire, earthing material,insulating mat, risers, auxiliary earthmat (excluding main earthmat), pipes for equipment & lighting, all accessories etc. for the following |  |  |  | 4
(2): Layout Type (400kV I-type) |  |  |  | 2
(1): i); (2): Coupling Transformer bay including spare switching arrangement; (5): Set; (6): 2 | INCLUDED | INCLUDED | INCLUDED | 3
(1): 13.2; (2): Bus Post Insulator including support structures; (5): Nos.; (6): 30 | INCLUDED | INCLUDED | INCLUDED | 2
1
(1): 14; (2): Illumination system |  |  |  | 8
(1): 14.1; (2): Illumination for STATCOM Station installation; (5): Lot; (6): 1 | INCLUDED | INCLUDED | INCLUDED | 5
(1): 14.2; (2): Illumination for STATCOM Station buildings; (5): Lot; (6): 1 | INCLUDED | INCLUDED | INCLUDED | 1
(1): 14.3; (2): Illumination system for 400kV switchyard extension area; (5): Lot; (6): 1 | INCLUDED | INCLUDED | INCLUDED | 1
(1): 15; (2): Electrical station services & auxiliaries systems |  |  |  | 2
(1): 15.1; (2): 415V Main switchboard; (5): Set; (6): 2 | INCLUDED | INCLUDED | INCLUDED | 2
(1): 15.2; (2): 415V AC distribution board; (5): Set; (6): 2 | INCLUDED | INCLUDED | INCLUDED | 4
(1): 15.3; (2): 220V DC distribution board; (5): Set; (6): 4 | INCLUDED | INCLUDED | INCLUDED | 4
(1): 15.4; (2): 220V Battery system; (5): Set; (6): 4 | INCLUDED | INCLUDED | INCLUDED | 2
(1): 15.5; (2): 220V Battery charger; (5): Set; (6): 4 | INCLUDED | INCLUDED | INCLUDED | 4
(1): 15.6; (2): UPS/UMD for STATCOM Station systems; (5): Set; (6): 2 | INCLUDED | INCLUDED | INCLUDED | 4
(1): 15.7; (2): Auxiliary supply system as per clause 2.2 1 of Section project, technical specification; (5): Set; (6): 2 | INCLUDED | INCLUDED | INCLUDED | 2
(1): 15.8; (2): Erection hardware items, Bus post insulators, clamps and Connectors, Structures & other miscellaneous item for LT transformer(s) installation; (5): Set; (6): 2 | INCLUDED | INCLUDED | INCLUDED | 3
(1): 15.9; (2): DG Set; (5): Set; (6): 2 | INCLUDED | INCLUDED | INCLUDED | 2
1
(1): 16; (2): LT Cabling along with associated like clamps, glands, lugs and straight joints etc. |  |  |  | 8
(1): a); (2): 1.1kV Grade Power Cables (PVC/XLPE insulated ); (5): Set; (6): 1 | INCLUDED | INCLUDED | INCLUDED | 5
(1): b); (2): 1.1kV Grade Control Cable (PVC insulated); (5): Set; (6): 1 | INCLUDED | INCLUDED | INCLUDED | 1
1
(1): 17; (2): 40 mm MS rod for Earth mat; (5): LS; (6): 1 | INCLUDED | INCLUDED | INCLUDED | 1
1
(1): 18; (2): Mechanical station services & auxiliaries systems |  |  |  | 1
(1): 18.1; (2): Fire protection system |  |  |  | 1
(1): a); (2): Fire protection system (HVW spray & Hydrant system) for Coupling transformers; (5): Lot; (6): 1 | INCLUDED | INCLUDED | INCLUDED | 1
(1): b); (2): Hydrant system for STATCOM Station including buildings; (5): Lot; (6): 1 | INCLUDED | INCLUDED | INCLUDED | 1
(1): c); (2): Smoke detection system for STATCOM building; (5): Lot; (6): 1 | INCLUDED | INCLUDED | INCLUDED | 1
(1): 18.2; (2): Air conditioning & ventilation system |  |  |  | 1
(1): a); (2): Air conditioning & ventilation system for STATCOM Station Buildings; (5): Lot; (6): 1 | INCLUDED | INCLUDED | INCLUDED | 1
(1): 18.3; (2): Castle Key Interlock System for STATCOM Station as per Tech Spec.; (5): Lot; (6): 1 | INCLUDED | INCLUDED | INCLUDED | 1
1
(1): 19; (2): VMS for STATCOM Station; (5): Lot; (6): 1 | INCLUDED | INCLUDED | INCLUDED | 1
1
(1): # Marked Quantities; (2): Bidders must fill only 1 of the 5 options. Bidders shall not fill more than 1 option. |  |  |  | 1
1
(1): Part-B; (2): MAIN 400kV Switchyard Equipments/ systems (POWERGRID ASSESED QUANTITIES) |  |  |  | 1
(1): 1; (2): Circuit Breaker (3 Phase) |  |  |  | 1
(1): (a); (2): 3150A, 63kA/sec without Closing resistor (3 phase) including support structure; (5): No.; (6): 2 | INCLUDED | INCLUDED | INCLUDED | 1
(1): (b); (2): Controlled switching device for 420kV, 3-Ph Circuit Breaker; (5): No.; (6): 4 | INCLUDED | INCLUDED | INCLUDED | 1
1
(1): 2; (2): Instrument transformer (1 Phase) |  |  |  | 1
(1): 2.1; (2): CT 3000/1: 6 Cores, 63kA/sec with 120% extended current rating (1-Phase); (5): No.; (6): 6 | INCLUDED | INCLUDED | INCLUDED | 1
(1): 2.2; (2): 400kV Potential Transformer (Single Phase); (5): No.; (6): 6 | INCLUDED | INCLUDED | INCLUDED | 1
1
(1): 3; (2): Isolator with support insulators |  |  |  | 1
(1): (a); (2): 3150A, 63kA/1sec Isolator with one E/s (3-phase); (5): No.; (6): 4 | INCLUDED | INCLUDED | INCLUDED | 1
(1): (b); (2): 3150A, 63kA/1sec Isolator with one E/s (1-phase); (5): No.; (6): 7 | INCLUDED | INCLUDED | INCLUDED | 1
(1): (c); (2): 3150A, 63kA/1sec Isolator with out E/s (1-phase); (5): No.; (6): 5 | INCLUDED | INCLUDED | INCLUDED | 1
(5): Nos.; (6): 1 | INCLUDED | INCLUDED | INCLUDED | 1
(1): 4; (2): Surge Arrester (Gapless-336kV) (1-phase); (5): Nos.; (6): 7 | INCLUDED | INCLUDED | INCLUDED | 1
(1): 5; (2): Control & relay Panel |  |  |  | 1
(1): a); (2): Circuit Breaker Relay Panel |  |  |  | 1
(1): i); (2): With out Auto Reclose (with Automation); (5): Nos; (6): 2 | INCLUDED | INCLUDED | INCLUDED | 1
(1): b); (2): Augmentation of existing Bus bar protection scheme for one no 400kV bay; (5): Set; (6): 2 | INCLUDED | INCLUDED | INCLUDED | 1
1
(1): 6; (2): Substation automation system |  |  |  | 1
(1): 6.1; (2): Augmentation of existing Substation automation system for the STATCOM Station and associated 2 nos. 400kV bays under present cope, upgradation of hardware and software and updation of database etc for compleation of SAS augmentation as per technical specification; (5): Set; (6): 1 | INCLUDED | INCLUDED | INCLUDED | 1
1
(1): 7; (2): Structure |  |  |  | 1
(1): 7.1; (2): Fabrication, galvanising and supply of Lattice Structures (MS Steel), to be designed during detailed engineering, for towers, beams and equipment support structure including pack plates / packwashers and gusset plates excluding fasteners and foundation bolts; (5): MT; (6): 75 | INCLUDED | INCLUDED | INCLUDED | 1
(1): 7.2; (2): Fabrication, galvanising and supply of fasteners ( nuts, bolts and washers ) including step bolts for lattice and pipe structures to be designed during detailed engineering; (5): MT; (6): 6 | INCLUDED | INCLUDED | INCLUDED | 1
(1): 7.3; (2): Fabrication, galvanising and supply of foundation bolts including nuts, checknut and washers for lattice and pipe structures to be designed during detailed engineering; (5): MT; (6): 10 | INCLUDED | INCLUDED | INCLUDED | 1
1
(1): 8; (2): Electrical auxiliaries supply systems (from existing ICT Tertiary) |  |  |  | 1
(1): 8.1; (2): Auxiliary Service transformer 33 kV / 433 V; XX kVA; (5): Nos.; (6): 1 | INCLUDED | INCLUDED | INCLUDED | 1
(1): 8.2; (2): 66kV Circuit breaker (3-Phase) Includins support structure; (5): Nos.; (6): 1 | INCLUDED | INCLUDED | INCLUDED | 1
(1): 8.3; (2): 66kV Isolator without earth switch (3-phase); (5): Nos.; (6): 1 | INCLUDED | INCLUDED | INCLUDED | 1
(1): 8.4; (2): 66kV Current transformer (1-phase); (5): Nos.; (6): 3 | INCLUDED | INCLUDED | INCLUDED | 1
(1): 8.5; (2): 66kV Potential transformer (1-phase); (5): Nos.; (6): 3 | INCLUDED | INCLUDED | INCLUDED | 1
(1): 8.6; (2): 72.5kV BPI; (5): Nos.; (6): 9 | INCLUDED | INCLUDED | INCLUDED | 1
(1): 8.7; (2): Erection hardware (Al tube, clamps, spacers, connectors, earthing material risers, auxiliary earthmat, buried cable trenches/pipes, BPIs all accessories etc for extension of 52kV teritary bus of 400/220/33kV autotransformer); (5): Set; (6): 1 | INCLUDED | INCLUDED | INCLUDED | 1
1
(1): 9; (2): Special Tools and Tackles as per Technical Specification section project Annexure-II |  |  |  | 1
(1): i; (2): Clip on meter; (5): Set; (6): 1 | INCLUDED | INCLUDED | INCLUDED | 1
(1): ii; (2): Thermovision Camera; (5): Set; (6): 1 | INCLUDED | INCLUDED | INCLUDED | 1
(1): iii; (2): Capacitance bridge For detecting faulty capacitor units; (5): Set; (6): 1 | INCLUDED | INCLUDED | INCLUDED | 1
(1): iv; (2): Micro Ohm Meter for contact resistance measurement; (5): Set; (6): 1 | INCLUDED | INCLUDED | INCLUDED | 1
(1): v; (2): Battery Operated 5 KV Insulation Tester; (5): Set; (6): 1 | INCLUDED | INCLUDED | INCLUDED | 1
(1): vi; (2): Phase sequence meter; (5): Set; (6): 1 | INCLUDED | INCLUDED | INCLUDED | 1
(1): vii; (2): Transformer Winding Resistance Testing Kit; (5): Set; (6): 1 | INCLUDED | INCLUDED | INCLUDED | 1
(1): viii; (2): Digital Oscilloscope; (5): Set; (6): 1 | INCLUDED | INCLUDED | INCLUDED | 1
(1): ix; (2): Capacitance Inductance and resistance meter; (5): Set; (6): 1 | INCLUDED | INCLUDED | INCLUDED | 1
(1): x; (2): Automatic Relay testing unit; (5): Set; (6): 1 | INCLUDED | INCLUDED | INCLUDED | 1
(1): xi; (2): Frequency Counter; (5): Set; (6): 1 | INCLUDED | INCLUDED | INCLUDED | 1
(1): xii; (2): HARMONIC ANALYSER; (5): Set; (6): 1 | INCLUDED | INCLUDED | INCLUDED | 1
(1): xiii; (2): Variac (single phase & three phase) power supply; (5): Set; (6): 1 | INCLUDED | INCLUDED | INCLUDED | 1
(1): xiv; (2): Digital Multimeter; (5): Set; (6): 1 | INCLUDED | INCLUDED | INCLUDED | 1
(1): xv; (2): Function generator; (5): Set; (6): 1 | INCLUDED | INCLUDED | INCLUDED | 1
(1): xvi; (2): CT secondary winding magnetization kit; (5): Set; (6): 1 | INCLUDED | INCLUDED | INCLUDED | 1
(1): xvii; (2): Impendence Analyser; (5): Set; (6): 1 | INCLUDED | INCLUDED | INCLUDED | 1
(1): xviii; (2): Phase angle meter; (5): Set; (6): 1 | INCLUDED | INCLUDED | INCLUDED | 1
(1): xix; (2): Vibration cum noise level meter; (5): Set; (6): 1 | INCLUDED | INCLUDED | INCLUDED | 1
(1): xx; (2): Portable Earthing kit; (5): Set; (6): 1 | INCLUDED | INCLUDED | INCLUDED | 1
(1): xxi; (2): Earth fault locator for floating dc system.; (5): Set; (6): 1 | INCLUDED | INCLUDED | INCLUDED | 1
(1): xxii; (2): Precision Multi-meter; (5): Set; (6): 1 | INCLUDED | INCLUDED | INCLUDED | 1
(1): xxiii; (2): Automatic Third Harmonic Resistance Measurement Kit for Gapless Surge Arrestor (LCM Kit); (5): Set; (6): 1 | INCLUDED | INCLUDED | INCLUDED | 1
(1): xxiv; (2): Test Equipment for Semiconductor power module; (5): Set; (6): 1 | INCLUDED | INCLUDED | INCLUDED | 1
(1): xxv; (2): Toolkit to replace the Power module of STATCOM Valve; (5): Set; (6): 1 | INCLUDED | INCLUDED | INCLUDED | 1
(1): xxvi; (2): Instrument for measuring ground resistance and soil resistivity.; (5): Set; (6): 1 | INCLUDED | INCLUDED | INCLUDED | 1
1
(1): 10; (2): Mandatory Spares for STATCOM & 400 kV Bay Equipment |  |  |  | 1
(1): I.; (2): STATCOM Valve based on Semiconductor based Power module |  |  |  | 1
(1): a); (2): Semiconductor based Power module (ub-module) of Multimodule valve of each rating and type; (5): Set; (6): 1 | INCLUDED | INCLUDED | INCLUDED | 1
(1): b); (2): Gate control units of each type & rating; (5): Set; (6): 5 | INCLUDED | INCLUDED | INCLUDED | 1
(1): c); (2): Optical fiber signal cable to the power module ( each length & type); (5): Set; (6): 1 | INCLUDED | INCLUDED | INCLUDED | 1
(1): d); (2): Insulators of each type and rating ( each length & type); (5): Set; (6): 5 | INCLUDED | INCLUDED | INCLUDED | 1
(1): e); (2): Gaskets (Complete replacement for STATCOM Station); (5): LS; (6): 1 | INCLUDED | INCLUDED | INCLUDED | 1
(1): f); (2): Epoxy bolts/nuts of each type (10% of each type) At least for replacement of 1-phase of STATCOM Branch; (5): LS; (6): 1 | INCLUDED | INCLUDED | INCLUDED | 4
(1): II.; (2): Module for Control, Protection, Communication, Annunciation, Alarm, SCADA & Monitoring, Disturbance Recorder including Power Supply Module (of each type and function.); (5): Set; (6): 1 | INCLUDED | INCLUDED | INCLUDED | 12
(1): III.; (2): STATCOM Protection system Relays. |  |  |  | 3
(1): a); (2): Protection Relay(IED)of each type; (5): Nos.; (6): 2 | INCLUDED | INCLUDED | INCLUDED | 2
(1): b); (2): Bay Control Unit(IED) of each type; (5): Nos.; (6): 2 | INCLUDED | INCLUDED | INCLUDED | 1
(1): IV.; (2): 400 kV bay Protection system Spares. | INCLUDED | INCLUDED | INCLUDED | 8
(1): a); (2): Protection Relay(IED)of each type; (5): Nos.; (6): 1 | INCLUDED | INCLUDED | INCLUDED | 5
(1): b); (2): Bay Control Unit(IED) of each type; (5): Nos.; (6): 1 | INCLUDED | INCLUDED | INCLUDED | 1
(1): V.; (2): STATCOM other equipments |  |  |  | 1
(1): a); (2): Arrestor across Valve module (if applicable); (5): Nos.; (6): 2 | INCLUDED | INCLUDED | INCLUDED | 2
(1): b); (2): Arrestor across Valve (if applicable); (5): Nos.; (6): 2 | INCLUDED | INCLUDED | INCLUDED | 2
(1): c); (2): Grounding switch contact kit; (5): Set; (6): 1 | INCLUDED | INCLUDED | INCLUDED | 4
(1): d); (2): Support porcelain of each type; (5): Set; (6): 4 | INCLUDED | INCLUDED | INCLUDED | 4
(1): e); (2): Wall bushing of each type; (5): Set; (6): 1 | INCLUDED | INCLUDED | INCLUDED | 2
(1): f); (2): Bypass Resistor, if applicable; (5): Nos.; (6): 1 | INCLUDED | INCLUDED | INCLUDED | 4
(1): g); (2): Series Air core Reactor (no. of each type & rating); (5): Set; (6): 1 | INCLUDED | INCLUDED | INCLUDED | 4
(1): h); (2): Control cards, fuses, Semiconductor module etc. for Uninterrupted Power Supply (UPS); (5): Nos.; (6): 1 | INCLUDED | INCLUDED | INCLUDED | 4
(1): VI.; (2): Coupling Transformer |  |  |  | 4
(1): a; (2): 420kV bushing with metal partsand Gaskets; (5): Set; (6): 1 | INCLUDED | INCLUDED | INCLUDED | 2
(1): b; (2): MV bushing with metal parts and gaskets; (5): Set; (6): 1 | INCLUDED | INCLUDED | INCLUDED | 3
(1): c; (2): Winding temp. indicator with contacts; (5): Nos.; (6): 1 | INCLUDED | INCLUDED | INCLUDED | 2
(1): d; (2): Oil temp. indicator with contacts; (5): Nos.; (6): 1 | INCLUDED | INCLUDED | INCLUDED | 1
(1): e; (2): Pressure relief device/safety valve; (5): Nos.; (6): 1 | INCLUDED | INCLUDED | INCLUDED | 8
(1): f; (2): Magnetic oil level gauge; (5): Nos.; (6): 1 | INCLUDED | INCLUDED | INCLUDED | 5
(1): g; (2): Bucholz relay; (5): Nos.; (6): 1 | INCLUDED | INCLUDED | INCLUDED | 1
(1): h; (2): Set of gaskets; (5): Set; (6): 1 | INCLUDED | INCLUDED | INCLUDED | 1
(1): i; (2): Set of valves; (5): Set; (6): 1 | INCLUDED | INCLUDED | INCLUDED | 2
(1): j; (2): Set of pressure gauges; (5): Set; (6): 1 | INCLUDED | INCLUDED | INCLUDED | 2
(1): k; (2): Set of pressure switches; (5): Set; (6): 1 | INCLUDED | INCLUDED | INCLUDED | 4
(1): l; (2): Set of hydraulic jacks suitable for lifting coupling transformer.; (5): Set; (6): 1 | INCLUDED | INCLUDED | INCLUDED | 4
(1): m; (2): Nitrogen sealing equipment; (5): Set; (6): 1 | INCLUDED | INCLUDED | INCLUDED | 2
(1): n; (2): Set of magnetic contactor, switches, fuses relays for electric control panel; (5): Set; (6): 1 | INCLUDED | INCLUDED | INCLUDED | 4
(1): o; (2): Insulating Oil; (5): Kl; (6): 10 | INCLUDED | INCLUDED | INCLUDED | 4
(1): VII; (2): Filter Bank, If applicable |  |  |  | 4
(1): a); (2): Capacitor cans (10% of Each type and rating subject to minimum 5 units); (5): Set; (6): 1 | INCLUDED | INCLUDED | INCLUDED | 4
(1): b); (2): Resistor Element (if applicable)10 elements of each type and rating; (5): Set; (6): 1 | INCLUDED | INCLUDED | INCLUDED | 4
(1): c); (2): Reactors of each type and rating; (5): Set; (6): 1 | INCLUDED | INCLUDED | INCLUDED | 2
(1): d); (2): Arrestor of each type and rating; (5): Set; (6): 1 | INCLUDED | INCLUDED | INCLUDED | 8
(1): e); (2): Support Insulator (5 nos. of each type and rating); (5): Set; (6): 1 | INCLUDED | INCLUDED | INCLUDED | 4
(1): VIII.; (2): MSC Bank (if applicable) |  |  |  | 12
(1): a); (2): Capacitor cans (10% of Each type and rating subject to minimum 5 units); (5): Set; (6): 1 | INCLUDED | INCLUDED | INCLUDED | 2
(1): b); (2): Series Reactor (Air Core) of Each type and rating; (5): Set; (6): 1 | INCLUDED | INCLUDED | INCLUDED | 3
(1): c); (2): Support Insulator (5 nos. of each type and rating); (5): Set; (6): 1 | INCLUDED | INCLUDED | INCLUDED | 2
(1): IX.; (2): MSR bank (if applicable) |  |  |  | 1
(1): a); (2): Air core Reactor Coil Complete for 1-phase (One no. of each type & rating); (5): Set; (6): 1 | INCLUDED | INCLUDED | INCLUDED | 1
(1): b); (2): Support insulators (5 nos) of each type; (5): Set; (6): 1 | INCLUDED | INCLUDED | INCLUDED | 8
(1): X.; (2): MV AC System : |  |  |  | 4
(1): a); (2): CTs for one phase of each type and rating; (5): Set; (6): 1 | INCLUDED | INCLUDED | INCLUDED | 12
(1): b); (2): Surge arrestor each type and rating; (5): Set; (6): 1 | INCLUDED | INCLUDED | INCLUDED | 3
(1): c); (2): Voltage transformers (single phase) each type and rating; (5): Set; (6): 1 | INCLUDED | INCLUDED | INCLUDED | 2
(1): d); (2): Contact kit for grounding switch each type and rating; (5): Set; (6): 1 | INCLUDED | INCLUDED | INCLUDED | 1
(1): e); (2): Set of contact fingers for isolators for 3 phase each type and rating; (5): Set; (6): 1 | INCLUDED | INCLUDED | INCLUDED | 8
(1): f); (2): Complete 3 phase isolator with operating mechanism each type and rating; (5): Set; (6): 1 | INCLUDED | INCLUDED | INCLUDED | 5
(1): i); (2): Set of Insulator for above (Complete replacement for two isolator (3 ph)); (5): Set; (6): 2 | INCLUDED | INCLUDED | INCLUDED | 1
(1): g); (2): Set of relays, power contactors& switch fuses for electrical Control ckt. (Complete replacement for one isolator (3 ph)); (5): Set; (6): 1 | INCLUDED | INCLUDED | INCLUDED | 1
(1): h); (2): Rotary bearing for isolator (Complete replacement for one isolator (3 ph)); (5): Set; (6): 1 | INCLUDED | INCLUDED | INCLUDED | 2
(1): i); (2): MV Bus support insulators (10 nos. of each type and rating); (5): Set; (6): 1 | INCLUDED | INCLUDED | INCLUDED | 2
(1): j); (2): Surge Capacitor (if applicable); (5): Set; (6): 1 | INCLUDED | INCLUDED | INCLUDED | 4
(1): k); (2): One set of Spares consisting of following items for MV Circuit Breaker of each type |  |  |  | 4
(1): i.; (2): One complete Pole of CB including Interrupter, pole column, with operating mechanism and MB but without support structure.; (5): No.; (6): 1 | INCLUDED | INCLUDED | INCLUDED | 2
(1): ii.; (2): Rubber gaskets, O rings and seals (complete replacement for one breaker); (5): No.; (6): 1 | INCLUDED | INCLUDED | INCLUDED | 4
(1): iii.; (2): Trip coils with resistor; (5): No.; (6): 2 | INCLUDED | INCLUDED | INCLUDED | 4
(1): iv.; (2): Closing coils with resistor; (5): Sets; (6): 1 | INCLUDED | INCLUDED | INCLUDED | 4
(1): v.; (2): Molecular filter for SF6 Circuit for 1 Pole of CB( If applicable); (5): No; (6): 2 | INCLUDED | INCLUDED | INCLUDED | 4
(1): vi.; (2): Terminal pads and connectors; (5): Nos; (6): 2 | INCLUDED | INCLUDED | INCLUDED | 2
(1): vii.; (2): Relays, power contactors, switch-fuse units, limit switches, push buttons, timers and MCBs etc as applicable; (5): Set; (6): 1 | INCLUDED | INCLUDED | INCLUDED | 3
(1): viii.; (2): Pressure switches, if applicable; (5): Set; (6): 1 | INCLUDED | INCLUDED | INCLUDED | 2
(1): ix.; (2): Auxiliary Switch Assembly; (5): Set; (6): 1 | INCLUDED | INCLUDED | INCLUDED | 1
(1): x.; (2): Controlled switching device; (5): No.; (6): 1 | INCLUDED | INCLUDED | INCLUDED | 420
(1): XI.; (2): Valve Cooling System : |  |  |  | 1
(1): a); (2): Fine Water Pump complete with Motor of each type; (5): Set; (6): 1 | INCLUDED | INCLUDED | INCLUDED | 12
(1): b); (2): Resin (For one complete replacement of STATCOM Station); (5): Set; (6): 1 | INCLUDED | INCLUDED | INCLUDED | 6
(1): c); (2): Pump with motor except covered under serial no. a) above of each type and rating; (5): Set; (6): 1 | INCLUDED | INCLUDED | INCLUDED | 6
(1): d); (2): Flex Pipes for complete replacement of STATCOM Station; (5): Set; (6): 1 | INCLUDED | INCLUDED | INCLUDED | 2
(1): e); (2): Gaskets and “O” Ring of each type; (5): Set; (6): 1 | INCLUDED | INCLUDED | INCLUDED | 22
(1): f); (2): Fan unit of Water to air heat exchanger; (5): Nos.; (6): 2 | INCLUDED | INCLUDED | INCLUDED | 6
(1): g); (2): Set of Contactor, MCB, fuses,Control Card, Batteries etc for UMD/UPS (of each type & rating); (5): Set; (6): 1 | INCLUDED | INCLUDED | INCLUDED | 2
(1): XII.; (2): AIR CONDITIONING & VENTILATION SYSTEM |  |  |  | 2
(1): a); (2): AC Unit of each type and rating; (5): Nos.; (6): 1 | INCLUDED | INCLUDED | INCLUDED | 2
(1): b); (2): Ventilation system motor of each type and rating; (5): Set; (6): 1 | INCLUDED | INCLUDED | INCLUDED | 2
(1): XIII.; (2): UPS |  |  |  | 1
(1): a); (2): Set of Control Cards; (5): Set; (6): 1 | INCLUDED | INCLUDED | INCLUDED | 4
(1): b); (2): Set of fuses & Switches; (5): Set; (6): 1 | INCLUDED | INCLUDED | INCLUDED | 4
(1): c); (2): Spare Battery cell; (5): Nos.; (6): 2 | INCLUDED | INCLUDED | INCLUDED | 2
(1): XIV.; (2): Clamps and connectors of each type and rating; (5): Set; (6): 1 | INCLUDED | INCLUDED | INCLUDED | 2
(1): XV.; (2): 400 kV IVT-1 phase; (5): Nos.; (6): 1 | INCLUDED | INCLUDED | INCLUDED | 8
(1): XVI.; (2): Power PT along with accessories for complete replacement in one phase (if applicable); (5): Nos.; (6): 1 | INCLUDED | INCLUDED | INCLUDED | 4
12
(1): 11; (2): PMU |  |  |  | 2
(1): 11.1; (2): PMU with GPS Clock (clock can be either internal or external); (5): EA; (6): 2 | INCLUDED | INCLUDED | INCLUDED | 3
(1): 11.2; (2): WAMS Hardware - Time System (GPS receiver); (5): EA; (6): 2 | INCLUDED | INCLUDED | INCLUDED | 2
(1): 11.3; (2): WAMS Hardware - Substation Grade Layer-3 LAN Switches with minimum 4 x10/100 Mbps Ethernet ports and 2 x 1 Gbps Ethernet ports; (5): EA; (6): 3 | INCLUDED | INCLUDED | INCLUDED | 1
(1): 11.4; (2): WAMS Miscellaneous - Armored Fibre Optic Cable and associatedtermination (e.g. L2 Switch) for connecting PMU panels located indifferent control room of a station; (5): EA; (6): 1 | INCLUDED | INCLUDED | INCLUDED | 1
8
1
(1): {00} | 0 | 0 | 0
(1): {AA}; (2): TOTAL CIF PRICE |  |  | 0
(1): {BB}; (2): TOTAL TYPE TEST CHARGES AS IN SCHEDULE-7(a) |  |  | 0
(1): {CC}; (2): TOTAL FOR SCHEDULE-1a [ {AA} + {BB}] |  |  | 0
(1): Date: | Printed Name:
(1): Place:; (2): 0 | Designation:
Click for Schedule-1b

## Sch-1b
SPEC. NO.: CC/NT/W-STAT/DOM/A00/23/11098 | [7 empty] | Schedule – 1b
STATCOM PACKAGE ST-02T for a). ± 1x300 MVAr STATCOM with 2x125 MVAr MSC, 1x125 MVAr MSR at Ramgarh along with associated bays in Bus Section-I; b). ± 1x300 MVAr STATCOM with 2x125 MVAr MSC, 1x125 MVAr MSR at Ramgarh along with associated bays in Bus Section-II under “Transmission system for evacuation of power from REZ in Rajasthan (20GW) under Phase-III Part C1”.
GST
(Schedule of Rates and Prices)
Bidder’s Name and Address : | [7 empty] | To:
0 | [7 empty] | Contract Services |  |  | 0
Name : | [7 empty] | Power Grid Corporation of India Ltd., |  |  | 5
Address : | [7 empty] | "Saudamini", Plot No.-2 |  |  | 12
[8 empty] | Sector-29, |  |  | 18
[8 empty] | Gurgaon (Haryana) - 122 001 |  |  | 28
Plant and Equipment (including Mandatory Spares Parts) to be supplied from within India, including Type Test Charges
(All figures in Indian Rupees)
Sl. No. | Item Desciption | HSN Code | Whether HSN in column ‘3’ is confirmed. If not indicate applicable the HSN code # | Rate of GST applicable ( in %) | Whether rate of GST in column ‘5’ is confirmed. If not indicate applicable rate of GST # | Unit | Qty. | Unit Ex-works price (excluding GST) | Total Ex-works price (excluding GST) | GST amount (@ as per col.6) on Total EXW
(1) | (2) | (3) | (4) | (5) | (6) | (7) | (8) | (9) | (10) = (8) X (9) | (11)
[12 empty] | Revaluation of N column | Tax Calculation
(1): #; (2): BIDDERS MUST QUOTE ONLY IN 01 (ONE) OUT OF THE 5 (FIVE) STATCOM OPTIONS GIVEN BELOW. BIDDERS SHALL NOT QUOTE IN MORE THAN 01 (ONE) OPTION. ACCORDINGLY, BIDDER SHALL QUOTE FOR THE SAME OPTION IN SCHEDULE 2 AND 3. |  |  |  | 0 | 0
I | STATCOM at 400kV Bus Section-I & II of 765/400kV Ramgarh
Part-A | MAIN ITEMS (As per Technical Specification) (VENDOR ASSESED QUANTITIES)
(1): 1#; (2): STATCOM STATION as per Option 1 of clause 2.1 of Section Project Technical Specification |  |  |  | 0 | 0
(1): 1.1; (2): STATCOM( +300MVAR As per Technical Specification) including Valve, valve base electronics, DC capacitor, series reactor and all accessories; (7): Lot; (8): 0 | INCLUDED | 0 |  | 0 | 0
1.1.1 | Valve complete with all accessories for STATCOM Unit | 85413090 |  | 18 |  | Set | 2 |  | INCLUDED | 0 |  | 0 | 0
1.1.2 | Series reactor for STATCOM Unit | 85334090 |  | 18 |  | Set | 2 |  | INCLUDED | 0 |  | 0 | 0
1.1.3 | MV Switchgear for STATCOM Unit | 85372000 |  | 18 |  | Set | 2 |  | INCLUDED | 0 |  | 0 | 0
1.1.4 | MV Switchgear for STATCOM Unit including bypass switch | 85372000 |  | 18 |  | Set | 2 |  | INCLUDED | 0 |  | 0 | 0
1.1.5 | Charging Resistor | 85334090 |  | 18 |  | Set | 2 |  | INCLUDED | 0 |  | 0 | 0
1.1.6 | Instrument Transformers for STATCOM Unit | 85359090 |  | 18 |  | Set | 2 |  | INCLUDED | 0 |  | 0 | 0
1.1.7 | Bus work for STATCOM Unit | 85389000 |  | 18 |  | Set | 2 |  | INCLUDED | 0 |  | 0 | 0
1.1.8 | Wall Bushings | 85389000 |  | 18 |  | Set | 2 |  | INCLUDED | 0 |  | 0 | 0
1.1.9 | Other misc. item , accessories etc. | 85389000 |  | 18 |  | Set | 2 |  | INCLUDED | 0 |  | 0 | 0
[12 empty] | 0 | 0
(1): 1.2; (2): Mechanically switched Reactor bank (3-ph) (-1x125MVAR as per Technical Specification) including all accessories (MSR Branches) (As per Technical Specification); (7): Set; (8): 2 | INCLUDED | 0 |  | 0 | 0
1.2.1 | Air Core Reactor | 85334090 |  | 18 |  | Set | 2 |  | INCLUDED | 0 |  | 0 | 0
1.2.2 | MV Switchgear | 85321000 |  | 18 |  | Set | 2 |  | INCLUDED | 0 |  | 0 | 0
1.2.3 | Instrument Transformers | 85321000 |  | 18 |  | Set | 2 |  | INCLUDED | 0 |  | 0 | 0
1.2.4 | Bus work for MSR | 85389000 |  | 18 |  | Set | 2 |  | INCLUDED | 0 |  | 0 | 0
[12 empty] | 0 | 0
(1): 1.3; (2): Mechanically switched Capacitor bank(3-ph) (1x125MVAR as per Technical Specification) including all accessories (MSC Branches) (As per Technical Specification); (7): Set; (8): 4 | INCLUDED | 0 |  | 0 | 0
(1): 1.3.1; (2): Capacitor Bank; (5): 18; (7): Set; (8): 4 | INCLUDED | 0 |  | 0 | 0
(1): 1.3.2; (2): Series Air core reactor; (5): 18; (7): Set; (8): 4 | INCLUDED | 0 |  | 0 | 0
(1): 1.3.3; (2): MV Switchgear; (5): 18; (7): Set; (8): 4 | INCLUDED | 0 |  | 0 | 0
(1): 1.3.4; (2): Instrument Transformers; (5): 18; (7): Set; (8): 4 | INCLUDED | 0 |  | 0 | 0
(1): 1.3.5; (2): Bus work for MSC; (5): 18; (7): Set; (8): 4 | INCLUDED | 0 |  | 0 | 0
[12 empty] | 0 | 0
(1): 2#; (2): STATCOM STATION as per Option 2 of clause 2.1 of Section Project Technical Specification |  |  |  | 0 | 0
[12 empty] | 0 | 0
(1): 2.1; (2): STATCOM (+425/-300MVAR as per Technical Specification) including Valve, valve base electronics, DC capacitor, series reactor and all accessories; (7): Lot; (8): 2 | INCLUDED | 0 |  | 0 | 0
2.1.1 | Valve complete with all accessories for STATCOM Unit | 85413090 |  | 18 |  | Set | 2 |  | INCLUDED | 0 |  | 0 | 0
2.1.2 | Series reactor for STATCOM Unit | 85334090 |  | 18 |  | Set | 2 |  | INCLUDED | 0 |  | 0 | 0
2.1.3 | MV Switchgear for STATCOM Unit | 85372000 |  | 18 |  | Set | 2 |  | INCLUDED | 0 |  | 0 | 0
2.1.4 | MV Switchgear for STATCOM Unit including bypass switch | 85372000 |  | 18 |  | Set | 2 |  | INCLUDED | 0 |  | 0 | 0
2.1.5 | Charging Resistor | 85334090 |  | 18 |  | Set | 2 |  | INCLUDED | 0 |  | 0 | 0
2.1.6 | Instrument Transformers for STATCOM Unit | 85359090 |  | 18 |  | Set | 2 |  | INCLUDED | 0 |  | 0 | 0
2.1.7 | Bus work for STATCOM Unit | 85389000 |  | 18 |  | Set | 2 |  | INCLUDED | 0 |  | 0 | 0
2.1.8 | Wall Bushings | 85389000 |  | 18 |  | Set | 2 |  | INCLUDED | 0 |  | 0 | 0
2.1.9 | Other misc. item , accessories etc. | 85389000 |  | 18 |  | Set | 2 |  | INCLUDED | 0 |  | 0 | 0
[12 empty] | 0 | 0
(1): 2.2; (2): Mechanically switched Reactor bank (3-ph) (-1x125MVAR as per Technical Specification) including all accessories (MSR Branches) (As per Technical Specification); (7): Lot; (8): 2 | INCLUDED | 0 |  | 0 | 0
2.2.1 | Air Core Reactor | 85334090 |  | 18 |  | Set | 2 |  | INCLUDED | 0 |  | 0 | 0
2.2.2 | MV Switchgear | 85321000 |  | 18 |  | Set | 2 |  | INCLUDED | 0 |  | 0 | 0
2.2.3 | Instrument Transformers | 85321000 |  | 18 |  | Set | 2 |  | INCLUDED | 0 |  | 0 | 0
2.2.4 | Bus work for MSR | 85389000 |  | 18 |  | Set | 2 |  | INCLUDED | 0 |  | 0 | 0
[12 empty] | 0 | 0
(1): 2.3; (2): Mechanically switched Capacitor bank(3-ph) (1x125MVAR as per Technical Specification) including all accessories (MSC Branches) (As per Technical Specification); (7): Lot; (8): 2 | INCLUDED | 0 |  | 0 | 0
2.3.1 | Capacitor Bank | 85321000 |  | 18 |  | Set | 2 |  | INCLUDED | 0 |  | 0 | 0
2.3.2 | Series Air core reactor | 85334090 |  | 18 |  | Set | 2 |  | INCLUDED | 0 |  | 0 | 0
2.3.3 | MV Switchgear | 85321000 |  | 18 |  | Set | 2 |  | INCLUDED | 0 |  | 0 | 0
2.3.4 | Instrument Transformers | 85321000 |  | 18 |  | Set | 2 |  | INCLUDED | 0 |  | 0 | 0
2.3.5 | Bus work for MSC | 85389000 |  | 18 |  | Set | 2 |  | INCLUDED | 0 |  | 0 | 0
[12 empty] | 0 | 0
(1): 3#; (2): STATCOM STATION as per Option 3 of clause 2.1 of Section Project Technical Specification |  |  |  | 0 | 0
[12 empty] | 0 | 0
(1): 3.1; (2): STATCOM( +300/-425MVAR as per Technical Specification) including Valve, valve base electronics, DC capacitor, series reactor and all accessories; (7): Lot; (8): 2 | INCLUDED | 0 |  | 0 | 0
3.1.1 | Valve complete with all accessories for STATCOM Unit | 85413090 |  | 18 |  | Set | 2 |  | INCLUDED | 0 |  | 0 | 0
3.1.2 | Series reactor for STATCOM Unit | 85334090 |  | 18 |  | Set | 2 |  | INCLUDED | 0 |  | 0 | 0
3.1.3 | MV Switchgear for STATCOM Unit | 85372000 |  | 18 |  | Set | 2 |  | INCLUDED | 0 |  | 0 | 0
3.1.4 | MV Switchgear for STATCOM Unit including bypass switch | 85372000 |  | 18 |  | Set | 2 |  | INCLUDED | 0 |  | 0 | 0
3.1.5 | Charging Resistor | 85334090 |  | 18 |  | Set | 2 |  | INCLUDED | 0 |  | 0 | 0
3.1.6 | Instrument Transformers for STATCOM Unit | 85359090 |  | 18 |  | Set | 2 |  | INCLUDED | 0 |  | 0 | 0
3.1.7 | Bus work for STATCOM Unit | 85389000 |  | 18 |  | Set | 2 |  | INCLUDED | 0 |  | 0 | 0
3.1.8 | Wall Bushings | 85389000 |  | 18 |  | Set | 2 |  | INCLUDED | 0 |  | 0 | 0
3.1.9 | Other misc. item , accessories etc. | 85389000 |  | 18 |  | Set | 2 |  | INCLUDED | 0 |  | 0 | 0
[12 empty] | 0 | 0
(1): 3.2; (2): Mechanically switched Capacitor bank(3-ph) (1x125MVAR as per Technical Specification) including all accessories (MSC Branches) (As per Technical Specification) |  |  |  | 0 | 0
3.2.1 | Capacitor Bank | 85321000 |  | 18 |  | Set | 4 |  | INCLUDED | 0 |  | 0 | 0
3.2.2 | Series Air core reactor | 85334090 |  | 18 |  | Set | 4 |  | INCLUDED | 0 |  | 0 | 0
3.2.3 | MV Switchgear | 85321000 |  | 18 |  | Set | 4 |  | INCLUDED | 0 |  | 0 | 0
3.2.4 | Instrument Transformers | 85321000 |  | 18 |  | Set | 4 |  | INCLUDED | 0 |  | 0 | 0
3.2.5 | Bus work for MSC | 85389000 |  | 18 |  | Set | 4 |  | INCLUDED | 0 |  | 0 | 0
[12 empty] | 0 | 0
(1): 4#; (2): STATCOM STATION as per Option 4 of clause 2.1 of Section Project Technical Specification |  |  |  | 0 | 0
[12 empty] | 0 | 0
(1): 4.1; (2): STATCOM( ±425MVAR as per Technical Specification) including Valve, valve base electronics, DC capacitor, series reactor and all accessories |  |  |  | 0 | 0
4.1.1 | Valve complete with all accessories for STATCOM Unit | 85413090 |  | 18 |  | Set | 2 |  | INCLUDED | 0 |  | 0 | 0
4.1.2 | Series reactor for STATCOM Unit | 85334090 |  | 18 |  | Set | 2 |  | INCLUDED | 0 |  | 0 | 0
4.1.3 | MV Switchgear for STATCOM Unit | 85372000 |  | 18 |  | Set | 2 |  | INCLUDED | 0 |  | 0 | 0
4.1.4 | MV Switchgear for STATCOM Unit including bypass switch | 85372000 |  | 18 |  | Set | 2 |  | INCLUDED | 0 |  | 0 | 0
4.1.5 | Charging Resistor | 85334090 |  | 18 |  | Set | 2 |  | INCLUDED | 0 |  | 0 | 0
4.1.6 | Instrument Transformers for STATCOM Unit | 85359090 |  | 18 |  | Set | 2 |  | INCLUDED | 0 |  | 0 | 0
4.1.7 | Bus work for STATCOM Unit | 85389000 |  | 18 |  | Set | 2 |  | INCLUDED | 0 |  | 0 | 0
4.1.8 | Wall Bushings | 85389000 |  | 18 |  | Set | 2 |  | INCLUDED | 0 |  | 0 | 0
4.1.9 | Other misc. item , accessories etc. | 85389000 |  | 18 |  | Set | 2 |  | INCLUDED | 0 |  | 0 | 0
[12 empty] | 0 | 0
(1): 4.2; (2): Mechanically switched Capacitor bank(3-ph) (1x125MVAR as per Technical Specification) including all accessories (MSC Branches) (As per Technical Specification) |  |  |  | 0 | 0
4.2.1 | Capacitor Bank | 85321000 |  | 18 |  | Set | 2 |  | INCLUDED | 0 |  | 0 | 0
4.2.2 | Series Air core reactor | 85334090 |  | 18 |  | Set | 2 |  | INCLUDED | 0 |  | 0 | 0
4.2.3 | MV Switchgear | 85321000 |  | 18 |  | Set | 2 |  | INCLUDED | 0 |  | 0 | 0
4.2.4 | Instrument Transformers | 85321000 |  | 18 |  | Set | 2 |  | INCLUDED | 0 |  | 0 | 0
4.2.5 | Bus work for MSC | 85389000 |  | 18 |  | Set | 2 |  | INCLUDED | 0 |  | 0 | 0
[12 empty] | 0 | 0
(1): 5#; (2): STATCOM STATION as per Option 5 of clause 2.1 of Section Project Technical Specification |  |  |  | 0 | 0
[12 empty] | 0 | 0
(1): 5.1; (2): STATCOM( +550/-425 MVAR as per Technical Specification) including Valve, valve base electronics, DC capacitor, series reactor and all accessories |  |  |  | 0 | 0
5.1.1 | Valve complete with all accessories for STATCOM Unit | 85413090 |  | 18 |  | Set | 2 |  | INCLUDED | 0 |  | 0 | 0
5.1.2 | Series reactor for STATCOM Unit | 85334090 |  | 18 |  | Set | 2 |  | INCLUDED | 0 |  | 0 | 0
5.1.3 | MV Switchgear for STATCOM Unit | 85372000 |  | 18 |  | Set | 2 |  | INCLUDED | 0 |  | 0 | 0
5.1.4 | MV Switchgear for STATCOM Unit including bypass switch | 85372000 |  | 18 |  | Set | 2 |  | INCLUDED | 0 |  | 0 | 0
5.1.5 | Charging Resistor | 85334090 |  | 18 |  | Set | 2 |  | INCLUDED | 0 |  | 0 | 0
5.1.6 | Instrument Transformers for STATCOM Unit | 85359090 |  | 18 |  | Set | 2 |  | INCLUDED | 0 |  | 0 | 0
5.1.7 | Bus work for STATCOM Unit | 85389000 |  | 18 |  | Set | 2 |  | INCLUDED | 0 |  | 0 | 0
5.1.8 | Wall Bushings | 85389000 |  | 18 |  | Set | 2 |  | INCLUDED | 0 |  | 0 | 0
5.1.9 | Other misc. item , accessories etc. | 85389000 |  | 18 |  | Set | 2 |  | INCLUDED | 0 |  | 0 | 0
[12 empty] | 0 | 0
(1): 6; (2): STATCOM Valve cooling system (complete) |  |  |  | 0 | 0
6.1 | Cooling system pump skid (with UMD) | 85389000 |  | 18 |  | Set | 2 |  | INCLUDED | 0 |  | 0 | 0
6.2 | Water to air Heat Exchanger | 85389000 |  | 18 |  | Set | 2 |  | INCLUDED | 0 |  | 0 | 0
6.3 | Cooling system pipes, valves etc. | 85389000 |  | 18 |  | Set | 2 |  | INCLUDED | 0 |  | 0 | 0
[12 empty] | 0 | 0
(1): 7; (2): Coupling Transformer Bank |  |  |  | 0 | 0
7.1 | Coupling Transformer Single phase unit | 85321000 |  | 18 |  | Set | 7 |  | INCLUDED | 0 |  | 0 | 0
7.2 | Insulating oil for above | 85049010 |  | 18 |  | Set | 7 |  | INCLUDED | 0 |  | 0 | 0
[12 empty] | 0 | 0
8 | STATCOM STATION Control, Protection, Monitoring & Automation system (As per Specification) | 85321000 |  | 18 |  | Lot | 1 |  | INCLUDED | 0 |  | 0 | 0
[12 empty] | 0 | 0
(1): 9; (2): Bus work (from 400kV take off Gantry to STATCOM Yard) |  |  |  | 0 | 0
9.1 | MV & HV Bus work Including Post Insulators, Bus Bar Material, Clamp, Connectors, Clamps ,Connectors, Earthing Material, insulator hardware, hardware string, spacers, erection hardware for auxilliary system etc including all accessories. | 85389000 |  | 18 |  | Lot | 1 |  | INCLUDED | 0 |  | 0 | 0
[12 empty] | 0 | 0
10 | Erection hardware items & other miscellaneous item for STATCOM Station installation (if not covered under any head) | 72169990 |  | 18 |  | Lot | 1 |  | INCLUDED | 0 |  | 0 | 0
[12 empty] | 0 | 0
(1): 11; (2): Lattice & pipe structures for STATCOM Station installations including pack plates/ packwashers and gusset plates, fasteners and foundation bolts. |  |  |  | 0 | 0
11.1 | Lattice Strctures | 73082011 |  | 18 |  | Lot | 1 |  | INCLUDED | 0 |  | 0 | 0
11.2 | Pipe Structures | 73045930 |  | 18 |  | Lot | 1 |  | INCLUDED | 0 |  | 0 | 0
[12 empty] | 0 | 0
(1): 12; (2): Special Tools and Tackles as per Technical Specification (excluding those covered T&P listed in Section-Project of TS) |  |  |  | 0 | 0
i | Custom Tansport Trolley for STATCOM Power Module | 85413090 |  | 18 |  | Set | 1 |  | INCLUDED | 0 |  | 0 | 0
ii | Secisor Lift | 85413090 |  | 18 |  | Set | 1 |  | INCLUDED | 0 |  | 0 | 0
[12 empty] | 0 | 0
(1): 13; (2): Erection Hardware (400 kV Switchyard upto take off Gantry ) |  |  |  | 0 | 0
(1): 13.1; (2): Insulator strings, Disc Insulators, Hardware, Spacers, conductor(s), bus-bar material, cable trays, Bay MB, clamps, connectors including equipment connectors, junction box, earthwire, earthing material,insulating mat, risers, auxiliary earthmat (excluding main earthmat), pipes for equipment & lighting, all accessories etc. for the following |  |  |  | 0 | 0
(2): Layout Type (400kV I-type) |  |  |  | 0 | 0
i) | Coupling Transformer bay including spare switching arrangement | 72169990 |  | 18 |  | Set | 2 |  | INCLUDED | 0 |  | 0 | 0
13.2 | Bus Post Insulator including support structures | 85462040 |  | 18 |  | Nos. | 30 |  | INCLUDED | 0 |  | 0 | 0
[12 empty] | 0 | 0
(1): 14; (2): Illumination system |  |  |  | 0 | 0
14.1 | Illumination for STATCOM Station installation | 94059900 |  | 18 |  | Lot | 1 |  | INCLUDED | 0 |  | 0 | 0
14.2 | Illumination for STATCOM Station buildings | 94059900 |  | 18 |  | Lot | 1 |  | INCLUDED | 0 |  | 0 | 0
14.3 | Illumination system for 400kV switchyard extension area | 94059900 |  | 18 |  | Lot | 1 |  | INCLUDED | 0 |  | 0 | 0
[12 empty] | 0 | 0
(1): 15; (2): Electrical station services & auxiliaries systems |  |  |  | 0 | 0
15.1 | 415V Main switchboard | 85371000 |  | 18 |  | Set | 2 |  | INCLUDED | 0 |  | 0 | 0
15.2 | 415V AC distribution board | 85371000 |  | 18 |  | Set | 2 |  | INCLUDED | 0 |  | 0 | 0
15.3 | 220V DC distribution board | 85371000 |  | 18 |  | Set | 4 |  | INCLUDED | 0 |  | 0 | 0
15.4 | 220V Battery system | 85072000 |  | 28 |  | Set | 4 |  | INCLUDED | 0 |  | 0 | 0
15.5 | 220V Battery charger | 85044030 |  | 18 |  | Set | 4 |  | INCLUDED | 0 |  | 0 | 0
15.6 | UPS/UMD for STATCOM Station systems | 85413090 |  | 18 |  | Set | 2 |  | INCLUDED | 0 |  | 0 | 0
15.7 | Auxiliary supply system as per clause 2.2 1 of Section project, technical specification | 85371000 |  | 18 |  | Set | 2 |  | INCLUDED | 0 |  | 0 | 0
15.8 | Erection hardware items, Bus post insulators, clamps and Connectors, Structures & other miscellaneous item for LT transformer(s) installation | 85049010 |  | 18 |  | Set | 2 |  | INCLUDED | 0 |  | 0 | 0
15.9 | DG Set | 85022090 |  | 18 |  | Set | 2 |  | INCLUDED | 0 |  | 0 | 0
[12 empty] | 0 | 0
(1): 16; (2): LT Cabling along with associated like clamps, glands, lugs and straight joints etc. |  |  |  | 0 | 0
a) | 1.1kV Grade Power Cables (PVC/XLPE insulated ) | 85446020 |  | 18 |  | Set | 1 |  | INCLUDED | 0 |  | 0 | 0
b) | 1.1kV Grade Control Cable (PVC insulated) | 85446090 |  | 18 |  | Set | 1 |  | INCLUDED | 0 |  | 0 | 0
[12 empty] | 0 | 0
17 | 40 mm MS rod for Earth mat | 72159090 |  | 18 |  | LS | 1 |  | INCLUDED | 0 |  | 0 | 0
[12 empty] | 0 | 0
(1): 18; (2): Mechanical station services & auxiliaries systems |  |  |  | 0 | 0
(1): 18.1; (2): Fire protection system |  |  |  | 0 | 0
a) | Fire protection system (HVW spray & Hydrant system) for Coupling transformers | 84248990 |  | 18 |  | Lot | 1 |  | INCLUDED | 0 |  | 0 | 0
b) | Hydrant system for STATCOM Station including buildings | 84248990 |  | 18 |  | Lot | 1 |  | INCLUDED | 0 |  | 0 | 0
c) | Smoke detection system for STATCOM building | 85311020 |  | 18 |  | Lot | 1 |  | INCLUDED | 0 |  | 0 | 0
(1): 18.2; (2): Air conditioning & ventilation system |  |  |  | 0 | 0
a) | Air conditioning & ventilation system for STATCOM Station Buildings | 84151090 |  | 28 |  | Lot | 1 |  | INCLUDED | 0 |  | 0 | 0
18.3 | Castle Key Interlock System for STATCOM Station as per Tech Spec. | 85389000 |  | 18 |  | Lot | 1 |  | INCLUDED | 0 |  | 0 | 0
[12 empty] | 0 | 0
19 | VMS for STATCOM Station | 85287390 |  | 28 |  | Lot | 1 |  | INCLUDED | 0 |  | 0 | 0
[12 empty] | 0 | 0
(1): # Marked Quantities; (2): Bidders must fill only 1 of the 5 options. Bidders shall not fill more than 1 option. |  |  |  | 0 | 0
[12 empty] | 0 | 0
(1): Part-B; (2): MAIN 400kV Switchyard Equipments/ systems (POWERGRID ASSESED QUANTITIES) |  |  |  | 0 | 0
(1): 1; (2): Circuit Breaker (3 Phase) |  |  |  | 0 | 0
(a) | 3150A, 63kA/sec without Closing resistor (3 phase) including support structure | 85352913 |  | 18 |  | No. | 2 |  | INCLUDED | 0 |  | 0 | 0
(b) | Controlled switching device for 420kV, 3-Ph Circuit Breaker | 85389000 |  | 18 |  | No. | 4 |  | INCLUDED | 0 |  | 0 | 0
[12 empty] | 0 | 0
(1): 2; (2): Instrument transformer (1 Phase) |  |  |  | 0 | 0
2.1 | CT 3000/1: 6 Cores, 63kA/sec with 120% extended current rating (1-Phase) | 85359090 |  | 18 |  | No. | 6 |  | INCLUDED | 0 |  | 0 | 0
2.2 | 400kV Potential Transformer (Single Phase) | 85359090 |  | 18 |  | No. | 6 |  | INCLUDED | 0 |  | 0 | 0
[12 empty] | 0 | 0
(1): 3; (2): Isolator with support insulators |  |  |  | 0 | 0
(a) | 3150A, 63kA/1sec Isolator with one E/s (3-phase) | 85353090 |  | 18 |  | No. | 4 |  | INCLUDED | 0 |  | 0 | 0
(b) | 3150A, 63kA/1sec Isolator with one E/s (1-phase) | 85353090 |  | 18 |  | No. | 7 |  | INCLUDED | 0 |  | 0 | 0
(c) | 3150A, 63kA/1sec Isolator with out E/s (1-phase) | 85353090 |  | 18 |  | No. | 5 |  | INCLUDED | 0 |  | 0 | 0
[12 empty] | 0 | 0
4 | Surge Arrester (Gapless-336kV) (1-phase) | 85353090 |  | 18 |  | Nos. | 7 |  | INCLUDED | 0 |  | 0 | 0
[12 empty] | 0 | 0
(1): 5; (2): Control & relay Panel |  |  |  | 0 | 0
(1): a); (2): Circuit Breaker Relay Panel |  |  |  | 0 | 0
i) | With out Auto Reclose (with Automation) | 85371000 |  | 18 |  | Nos | 2 |  | INCLUDED | 0 |  | 0 | 0
b) | Augmentation of existing Bus bar protection scheme for one no 400kV bay | 85371000 |  | 18 |  | Set | 2 |  | INCLUDED | 0 |  | 0 | 0
[12 empty] | 0 | 0
(1): 6; (2): Substation automation system |  |  |  | 0 | 0
6.1 | Augmentation of existing Substation automation system for the STATCOM Station and associated 2 nos. 400kV bays under present cope, upgradation of hardware and software and updation of database etc for compleation of SAS augmentation as per technical specification | 85371000 |  | 18 |  | Set | 1 |  | INCLUDED | 0 |  | 0 | 0
[12 empty] | 0 | 0
(1): 7; (2): Structure |  |  |  | 0 | 0
7.1 | Fabrication, galvanising and supply of Lattice Structures (MS Steel), to be designed during detailed engineering, for towers, beams and equipment support structure including pack plates / packwashers and gusset plates excluding fasteners and foundation bolts | 73082011 |  | 18 |  | MT | 75 |  | INCLUDED | 0 |  | 0 | 0
7.2 | Fabrication, galvanising and supply of fasteners ( nuts, bolts and washers ) including step bolts for lattice and pipe structures to be designed during detailed engineering | 73082011 |  | 18 |  | MT | 6 |  | INCLUDED | 0 |  | 0 | 0
7.3 | Fabrication, galvanising and supply of foundation bolts including nuts, checknut and washers for lattice and pipe structures to be designed during detailed engineering | 73082011 |  | 18 |  | MT | 10 |  | INCLUDED | 0 |  | 0 | 0
[12 empty] | 0 | 0
(1): 8; (2): Electrical auxiliaries supply systems (from existing ICT Tertiary) |  |  |  | 0 | 0
8.1 | Auxiliary Service transformer 33 kV / 433 V; XX kVA | 85042100 |  | 18 |  | Nos. | 1 |  | INCLUDED | 0 |  | 0 | 0
8.2 | 66kV Circuit breaker (3-Phase) Includins support structure | 85352113 |  | 18 |  | Nos. | 1 |  | INCLUDED | 0 |  | 0 | 0
8.3 | 66kV Isolator without earth switch (3-phase) | 85359090 |  | 18 |  | Nos. | 1 |  | INCLUDED | 0 |  | 0 | 0
8.4 | 66kV Current transformer (1-phase) | 85359090 |  | 18 |  | Nos. | 3 |  | INCLUDED | 0 |  | 0 | 0
8.5 | 66kV Potential transformer (1-phase) | 85359090 |  | 18 |  | Nos. | 3 |  | INCLUDED | 0 |  | 0 | 0
8.6 | 72.5kV BPI | 85359090 |  | 18 |  | Nos. | 9 |  | INCLUDED | 0 |  | 0 | 0
8.7 | Erection hardware (Al tube, clamps, spacers, connectors, earthing material risers, auxiliary earthmat, buried cable trenches/pipes, BPIs all accessories etc for extension of 52kV teritary bus of 400/220/33kV autotransformer) | 72169990 |  | 18 |  | Set | 1 |  | INCLUDED | 0 |  | 0 | 0
[12 empty] | 0 | 0
(1): 9; (2): Special Tools and Tackles as per Technical Specification section project Annexure-II |  |  |  | 0 | 0
i | Clip on meter | 85413090 |  | 18 |  | Set | 1 |  | INCLUDED | 0 |  | 0 | 0
ii | Thermovision Camera | 85413090 |  | 18 |  | Set | 1 |  | INCLUDED | 0 |  | 0 | 0
iii | Capacitance bridge For detecting faulty capacitor units | 85413090 |  | 18 |  | Set | 1 |  | INCLUDED | 0 |  | 0 | 0
iv | Micro Ohm Meter for contact resistance measurement | 85413090 |  | 18 |  | Set | 1 |  | INCLUDED | 0 |  | 0 | 0
v | Battery Operated 5 KV Insulation Tester | 85413090 |  | 18 |  | Set | 1 |  | INCLUDED | 0 |  | 0 | 0
vi | Phase sequence meter | 85413090 |  | 18 |  | Set | 1 |  | INCLUDED | 0 |  | 0 | 0
vii | Transformer Winding Resistance Testing Kit | 85413090 |  | 18 |  | Set | 1 |  | INCLUDED | 0 |  | 0 | 0
viii | Digital Oscilloscope | 85413090 |  | 18 |  | Set | 1 |  | INCLUDED | 0 |  | 0 | 0
ix | Capacitance Inductance and resistance meter | 85413090 |  | 18 |  | Set | 1 |  | INCLUDED | 0 |  | 0 | 0
x | Automatic Relay testing unit | 85413090 |  | 18 |  | Set | 1 |  | INCLUDED | 0 |  | 0 | 0
xi | Frequency Counter | 85413090 |  | 18 |  | Set | 1 |  | INCLUDED | 0 |  | 0 | 0
xii | HARMONIC ANALYSER | 85413090 |  | 18 |  | Set | 1 |  | INCLUDED | 0 |  | 0 | 0
xiii | Variac (single phase & three phase) power supply | 85413090 |  | 18 |  | Set | 1 |  | INCLUDED | 0 |  | 0 | 0
xiv | Digital Multimeter | 85413090 |  | 18 |  | Set | 1 |  | INCLUDED | 0 |  | 0 | 0
xv | Function generator | 85413090 |  | 18 |  | Set | 1 |  | INCLUDED | 0 |  | 0 | 0
xvi | CT secondary winding magnetization kit | 85413090 |  | 18 |  | Set | 1 |  | INCLUDED | 0 |  | 0 | 0
xvii | Impendence Analyser | 85413090 |  | 18 |  | Set | 1 |  | INCLUDED | 0 |  | 0 | 0
xviii | Phase angle meter | 85413090 |  | 18 |  | Set | 1 |  | INCLUDED | 0 |  | 0 | 0
xix | Vibration cum noise level meter | 85413090 |  | 18 |  | Set | 1 |  | INCLUDED | 0 |  | 0 | 0
xx | Portable Earthing kit | 85413090 |  | 18 |  | Set | 1 |  | INCLUDED | 0 |  | 0 | 0
xxi | Earth fault locator for floating dc system. | 85413090 |  | 18 |  | Set | 1 |  | INCLUDED | 0 |  | 0 | 0
xxii | Precision Multi-meter | 85413090 |  | 18 |  | Set | 1 |  | INCLUDED | 0 |  | 0 | 0
xxiii | Automatic Third Harmonic Resistance Measurement Kit for Gapless Surge Arrestor (LCM Kit) | 85413090 |  | 18 |  | Set | 1 |  | INCLUDED | 0 |  | 0 | 0
xxiv | Test Equipment for Semiconductor power module | 85413090 |  | 18 |  | Set | 1 |  | INCLUDED | 0 |  | 0 | 0
xxv | Toolkit to replace the Power module of STATCOM Valve | 85413090 |  | 18 |  | Set | 1 |  | INCLUDED | 0 |  | 0 | 0
xxvi | Instrument for measuring ground resistance and soil resistivity. | 85413090 |  | 18 |  | Set | 1 |  | INCLUDED | 0 |  | 0 | 0
[12 empty] | 0 | 0
(1): 10; (2): Mandatory Spares for STATCOM & 400 kV Bay Equipment |  |  |  | 0 | 0
(1): I.; (2): STATCOM Valve based on Semiconductor based Power module |  |  |  | 0 | 0
a) | Semiconductor based Power module (ub-module) of Multimodule valve of each rating and type | 85413090 |  | 18 |  | Set | 1 |  | INCLUDED | 0 |  | 0 | 0
b) | Gate control units of each type & rating | 85413090 |  | 18 |  | Set | 5 |  | INCLUDED | 0 |  | 0 | 0
c) | Optical fiber signal cable to the power module ( each length & type) | 85413090 |  | 18 |  | Set | 1 |  | INCLUDED | 0 |  | 0 | 0
d) | Insulators of each type and rating ( each length & type) | 85413090 |  | 18 |  | Set | 5 |  | INCLUDED | 0 |  | 0 | 0
e) | Gaskets (Complete replacement for STATCOM Station) | 85413090 |  | 18 |  | LS | 1 |  | INCLUDED | 0 |  | 0 | 0
f) | Epoxy bolts/nuts of each type (10% of each type) At least for replacement of 1-phase of STATCOM Branch | 85413090 |  | 18 |  | LS | 1 |  | INCLUDED | 0 |  | 0 | 0
II. | Module for Control, Protection, Communication, Annunciation, Alarm, SCADA & Monitoring, Disturbance Recorder including Power Supply Module (of each type and function.) | 85389000 |  | 18 |  | Set | 1 |  | INCLUDED | 0 |  | 0 | 0
(1): III.; (2): STATCOM Protection system Relays. |  |  |  | 0 | 0
a) | Protection Relay(IED)of each type | 85389000 |  | 18 |  | Nos. | 2 |  | INCLUDED | 0 |  | 0 | 0
b) | Bay Control Unit(IED) of each type | 85389000 |  | 18 |  | Nos. | 2 |  | INCLUDED | 0 |  | 0 | 0
(1): IV.; (2): 400 kV bay Protection system Spares. |  |  |  | 0 | 0
a) | Protection Relay(IED)of each type | 85389000 |  | 18 |  | Nos. | 1 |  | INCLUDED | 0 |  | 0 | 0
b) | Bay Control Unit(IED) of each type | 85389000 |  | 18 |  | Nos. | 1 |  | INCLUDED | 0 |  | 0 | 0
(1): V.; (2): STATCOM other equipments |  |  |  | 0 | 0
a) | Arrestor across Valve module (if applicable) | 85413090 |  | 18 |  | Nos. | 2 |  | INCLUDED | 0 |  | 0 | 0
b) | Arrestor across Valve (if applicable) | 85413090 |  | 18 |  | Nos. | 2 |  | INCLUDED | 0 |  | 0 | 0
c) | Grounding switch contact kit | 85413090 |  | 18 |  | Set | 1 |  | INCLUDED | 0 |  | 0 | 0
d) | Support porcelain of each type | 85413090 |  | 18 |  | Set | 4 |  | INCLUDED | 0 |  | 0 | 0
e) | Wall bushing of each type | 85413090 |  | 18 |  | Set | 1 |  | INCLUDED | 0 |  | 0 | 0
f) | Bypass Resistor, if applicable | 85413090 |  | 18 |  | Nos. | 1 |  | INCLUDED | 0 |  | 0 | 0
g) | Series Air core Reactor (no. of each type & rating) | 85413090 |  | 18 |  | Set | 1 |  | INCLUDED | 0 |  | 0 | 0
h) | Control cards, fuses, Semiconductor module etc. for Uninterrupted Power Supply (UPS) | 85413090 |  | 18 |  | Nos. | 1 |  | INCLUDED | 0 |  | 0 | 0
(1): VI.; (2): Coupling Transformer |  |  |  | 0 | 0
a | 420kV bushing with metal partsand Gaskets | 85049010 |  | 18 |  | Set | 1 |  | INCLUDED | 0 |  | 0 | 0
b | MV bushing with metal parts and gaskets | 85049010 |  | 18 |  | Set | 1 |  | INCLUDED | 0 |  | 0 | 0
c | Winding temp. indicator with contacts | 85049010 |  | 18 |  | Nos. | 1 |  | INCLUDED | 0 |  | 0 | 0
d | Oil temp. indicator with contacts | 85049010 |  | 18 |  | Nos. | 1 |  | INCLUDED | 0 |  | 0 | 0
e | Pressure relief device/safety valve | 85049010 |  | 18 |  | Nos. | 1 |  | INCLUDED | 0 |  | 0 | 0
f | Magnetic oil level gauge | 85049010 |  | 18 |  | Nos. | 1 |  | INCLUDED | 0 |  | 0 | 0
g | Bucholz relay | 85049010 |  | 18 |  | Nos. | 1 |  | INCLUDED | 0 |  | 0 | 0
h | Set of gaskets | 85049010 |  | 18 |  | Set | 1 |  | INCLUDED | 0 |  | 0 | 0
i | Set of valves | 85049010 |  | 18 |  | Set | 1 |  | INCLUDED | 0 |  | 0 | 0
j | Set of pressure gauges | 85049010 |  | 18 |  | Set | 1 |  | INCLUDED | 0 |  | 0 | 0
k | Set of pressure switches | 85049010 |  | 18 |  | Set | 1 |  | INCLUDED | 0 |  | 0 | 0
l | Set of hydraulic jacks suitable for lifting coupling transformer. | 85049010 |  | 18 |  | Set | 1 |  | INCLUDED | 0 |  | 0 | 0
m | Nitrogen sealing equipment | 85049010 |  | 18 |  | Set | 1 |  | INCLUDED | 0 |  | 0 | 0
n | Set of magnetic contactor, switches, fuses relays for electric control panel | 85049010 |  | 18 |  | Set | 1 |  | INCLUDED | 0 |  | 0 | 0
o | Insulating Oil | 85049010 |  | 18 |  | Kl | 10 |  | INCLUDED | 0 |  | 0 | 0
(1): VII; (2): Filter Bank, If applicable |  |  |  | 0 | 0
a) | Capacitor cans (10% of Each type and rating subject to minimum 5 units) | 85389000 |  | 18 |  | Set | 1 |  | INCLUDED | 0 |  | 0 | 0
b) | Resistor Element (if applicable)10 elements of each type and rating | 85389000 |  | 18 |  | Set | 1 |  | INCLUDED | 0 |  | 0 | 0
c) | Reactors of each type and rating | 85389000 |  | 18 |  | Set | 1 |  | INCLUDED | 0 |  | 0 | 0
d) | Arrestor of each type and rating | 85389000 |  | 18 |  | Set | 1 |  | INCLUDED | 0 |  | 0 | 0
e) | Support Insulator (5 nos. of each type and rating) | 85389000 |  | 18 |  | Set | 1 |  | INCLUDED | 0 |  | 0 | 0
(1): VIII.; (2): MSC Bank (if applicable) |  |  |  | 0 | 0
a) | Capacitor cans (10% of Each type and rating subject to minimum 5 units) | 85389000 |  | 18 |  | Set | 1 |  | INCLUDED | 0 |  | 0 | 0
b) | Series Reactor (Air Core) of Each type and rating | 85389000 |  | 18 |  | Set | 1 |  | INCLUDED | 0 |  | 0 | 0
c) | Support Insulator (5 nos. of each type and rating) | 85389000 |  | 18 |  | Set | 1 |  | INCLUDED | 0 |  | 0 | 0
(1): IX.; (2): MSR bank (if applicable) |  |  |  | 0 | 0
a) | Air core Reactor Coil Complete for 1-phase (One no. of each type & rating) | 85389000 |  | 18 |  | Set | 1 |  | INCLUDED | 0 |  | 0 | 0
b) | Support insulators (5 nos) of each type | 85389000 |  | 18 |  | Set | 1 |  | INCLUDED | 0 |  | 0 | 0
(1): X.; (2): MV AC System : |  |  |  | 0 | 0
a) | CTs for one phase of each type and rating | 85329000 |  | 18 |  | Set | 1 |  | INCLUDED | 0 |  | 0 | 0
b) | Surge arrestor each type and rating | 85354010 |  | 18 |  | Set | 1 |  | INCLUDED | 0 |  | 0 | 0
c) | Voltage transformers (single phase) each type and rating | 85359090 |  | 18 |  | Set | 1 |  | INCLUDED | 0 |  | 0 | 0
d) | Contact kit for grounding switch each type and rating | 73079210 |  | 18 |  | Set | 1 |  | INCLUDED | 0 |  | 0 | 0
e) | Set of contact fingers for isolators for 3 phase each type and rating | 85389000 |  | 18 |  | Set | 1 |  | INCLUDED | 0 |  | 0 | 0
f) | Complete 3 phase isolator with operating mechanism each type and rating | 85389000 |  | 18 |  | Set | 1 |  | INCLUDED | 0 |  | 0 | 0
i) | Set of Insulator for above (Complete replacement for two isolator (3 ph)) | 85389000 |  | 18 |  | Set | 2 |  | INCLUDED | 0 |  | 0 | 0
g) | Set of relays, power contactors& switch fuses for electrical Control ckt. (Complete replacement for one isolator (3 ph)) | 85389000 |  | 18 |  | Set | 1 |  | INCLUDED | 0 |  | 0 | 0
h) | Rotary bearing for isolator (Complete replacement for one isolator (3 ph)) | 85389000 |  | 18 |  | Set | 1 |  | INCLUDED | 0 |  | 0 | 0
i) | MV Bus support insulators (10 nos. of each type and rating) | 85389000 |  | 18 |  | Set | 1 |  | INCLUDED | 0 |  | 0 | 0
j) | Surge Capacitor (if applicable) | 85354010 |  | 18 |  | Set | 1 |  | INCLUDED | 0 |  | 0 | 0
(1): k); (2): One set of Spares consisting of following items for MV Circuit Breaker of each type |  |  |  | 0 | 0
i. | One complete Pole of CB including Interrupter, pole column, with operating mechanism and MB but without support structure. | 85352913 |  | 18 |  | No. | 1 |  | INCLUDED | 0 |  | 0 | 0
ii. | Rubber gaskets, O rings and seals (complete replacement for one breaker) | 85389000 |  | 18 |  | No. | 1 |  | INCLUDED | 0 |  | 0 | 0
iii. | Trip coils with resistor | 85389000 |  | 18 |  | No. | 2 |  | INCLUDED | 0 |  | 0 | 0
iv. | Closing coils with resistor | 85389000 |  | 18 |  | Sets | 1 |  | INCLUDED | 0 |  | 0 | 0
v. | Molecular filter for SF6 Circuit for 1 Pole of CB( If applicable) | 85389000 |  | 18 |  | No | 2 |  | INCLUDED | 0 |  | 0 | 0
vi. | Terminal pads and connectors | 85389000 |  | 18 |  | Nos | 2 |  | INCLUDED | 0 |  | 0 | 0
vii. | Relays, power contactors, switch-fuse units, limit switches, push buttons, timers and MCBs etc as applicable | 85389000 |  | 18 |  | Set | 1 |  | INCLUDED | 0 |  | 0 | 0
viii. | Pressure switches, if applicable | 85389000 |  | 18 |  | Set | 1 |  | INCLUDED | 0 |  | 0 | 0
ix. | Auxiliary Switch Assembly | 85389000 |  | 18 |  | Set | 1 |  | INCLUDED | 0 |  | 0 | 0
x. | Controlled switching device | 85389000 |  | 18 |  | No. | 1 |  | INCLUDED | 0 |  | 0 | 0
(1): XI.; (2): Valve Cooling System : |  |  |  | 0 | 0
a) | Fine Water Pump complete with Motor of each type | 85389000 |  | 18 |  | Set | 1 |  | INCLUDED | 0 |  | 0 | 0
b) | Resin (For one complete replacement of STATCOM Station) | 85389000 |  | 18 |  | Set | 1 |  | INCLUDED | 0 |  | 0 | 0
c) | Pump with motor except covered under serial no. a) above of each type and rating | 85389000 |  | 18 |  | Set | 1 |  | INCLUDED | 0 |  | 0 | 0
d) | Flex Pipes for complete replacement of STATCOM Station | 85389000 |  | 18 |  | Set | 1 |  | INCLUDED | 0 |  | 0 | 0
e) | Gaskets and “O” Ring of each type | 85389000 |  | 18 |  | Set | 1 |  | INCLUDED | 0 |  | 0 | 0
f) | Fan unit of Water to air heat exchanger | 85389000 |  | 18 |  | Nos. | 2 |  | INCLUDED | 0 |  | 0 | 0
g) | Set of Contactor, MCB, fuses,Control Card, Batteries etc for UMD/UPS (of each type & rating) | 85389000 |  | 18 |  | Set | 1 |  | INCLUDED | 0 |  | 0 | 0
(1): XII.; (2): AIR CONDITIONING & VENTILATION SYSTEM |  |  |  | 0 | 0
a) | AC Unit of each type and rating | 84151090 |  | 18 |  | Nos. | 1 |  | INCLUDED | 0 |  | 0 | 0
b) | Ventilation system motor of each type and rating | 84151090 |  | 18 |  | Set | 1 |  | INCLUDED | 0 |  | 0 | 0
(1): XIII.; (2): UPS |  |  |  | 0 | 0
a) | Set of Control Cards | 85389000 |  | 18 |  | Set | 1 |  | INCLUDED | 0 |  | 0 | 0
b) | Set of fuses & Switches | 85389000 |  | 18 |  | Set | 1 |  | INCLUDED | 0 |  | 0 | 0
c) | Spare Battery cell | 85389000 |  | 18 |  | Nos. | 2 |  | INCLUDED | 0 |  | 0 | 0
XIV. | Clamps and connectors of each type and rating | 76169990 |  | 18 |  | Set | 1 |  | INCLUDED | 0 |  | 0 | 0
XV. | 400 kV IVT-1 phase | 85359090 |  | 18 |  | Nos. | 1 |  | INCLUDED | 0 |  | 0 | 0
XVI. | Power PT along with accessories for complete replacement in one phase (if applicable) | 85359090 |  | 18 |  | Nos. | 1 |  | INCLUDED | 0 |  | 0 | 0
[12 empty] | 0 | 0
(1): 11; (2): PMU |  |  |  | 0 | 0
11.1 | PMU with GPS Clock (clock can be either internal or external) | 85364900 |  | 18 |  | EA | 2 |  | INCLUDED | 0 |  | 0 | 0
11.2 | WAMS Hardware - Time System (GPS receiver) | 85364900 |  | 18 |  | EA | 2 |  | INCLUDED | 0 |  | 0 | 0
11.3 | WAMS Hardware - Substation Grade Layer-3 LAN Switches with minimum 4 x10/100 Mbps Ethernet ports and 2 x 1 Gbps Ethernet ports | 85364900 |  | 18 |  | EA | 3 |  | INCLUDED | 0 |  | 0 | 0
11.4 | WAMS Miscellaneous - Armored Fibre Optic Cable and associatedtermination (e.g. L2 Switch) for connecting PMU panels located indifferent control room of a station | 85364900 |  | 18 |  | EA | 1 |  | INCLUDED | 0 |  | 0 | 0
[12 empty] | 0 | 0
(1): {AA}; (2): TOTAL SCHEDULE-EX WORKS PRICE COMPONENT {I } | 0 | 0
(1): {BB}; (2): TOTAL TYPE TEST CHARGES AS IN SCHEDULE-7(b) {BB} | 0
(1): {CC}; (2): TOTAL FOR SCHEDULE-1b [ {AA} + {BB}] | 0
Note: | 1) To facilitate the bidders, Employer has indicated an HSN/SAC code and rate of GST against each item in the Price Schedule except for some of lumpsum quantities/lot/Set as mentioned at ITB 11.3.2. It shall entirely be the responsibility of the bidder to check the HSN/SAC code and rate of GST given against each item. The bidder may either confirm the HSN/SAC and rate of GST or if the bidder opts to classify the item in question under a different HSN/SAC code or opts to indicate a different rate of GST, bidder may indicate the same in the columns provided. The bidder shall solely be responsible for HSN/SAC classification and the rate of GST for each item. Employer’s liability for reimbursement/payment of GST shall be lower of the GST applicable at the rate as confirmed/deemed confirmed in the bid or actual GST paid/payable by the bidder for that item. 2) For Supply of plants & equipment and Services from within India, HSN/SAC has not been indicated for some of lumpsum quantities/lot/Set as each of these consists of many items for which billing break up shall be furnished during contract execution. For the purpose of evaluation, the bidder has to indicate the rate of GST applicable on these items. As it is possible that the incidence of GST on each of these items may be different, provision has been made in the price schedules for quoting the bid price in different categories based on the incidence of GST. The bidder shall accordingly quote price in different tax categories. HSN /SAC for these items shall be furnished along with billing breakup prior to payment for these items. Employer’s liability for reimbursement/payment of GST shall be lower of the GST applicable at the rate as confirmed/deemed confirmed in the bid or actual GST paid/payable by the bidder for that item. 3) In case the bidder leaves the cell of confirmation of the HSN code and/or GST rate “blank”, the HSN code and corresponding GST rate indicated by the Employer shall be deemed to be the one confirmed by the Bidder. 4) For unit description, refer file named as ‘Legends.pdf’ attached herewith. 5) HSN stands for Harmonized System of Nomenclature and SAC stands for Service Accounting Code, used for classification of Goods for GST purpose..
Date: | [5 empty] | Printed Name:
Place: | [5 empty] | Designation:
Click for Schedule--2

## Sch-2
SPEC. NO.: CC/NT/W-STAT/DOM/A00/23/11098 | [12 empty] | Schedule – 2
STATCOM PACKAGE ST-02T for a). ± 1x300 MVAr STATCOM with 2x125 MVAr MSC, 1x125 MVAr MSR at Ramgarh along with associated bays in Bus Section-I; b). ± 1x300 MVAr STATCOM with 2x125 MVAr MSC, 1x125 MVAr MSR at Ramgarh along with associated bays in Bus Section-II under “Transmission system for evacuation of power from REZ in Rajasthan (20GW) under Phase-III Part C1”.
(Schedule of Rates and Prices)
Bidder’s Name and Address :
0 | [9 empty] | To:
Name : | 0 | [8 empty] | Contract Services
Address : | 0 | [8 empty] | Power Grid Corporation of India Ltd.,
| 0 | [8 empty] | "Saudamini", Plot No.-2
| 0 | [8 empty] | Sector-29,
Gurgaon (Haryana) - 122 001
Port handling & Custom clearance for Plant & equipment to be supplied from Abroad as per Schedule-1a (if any); and Local Transportation, In-transit Insurance, loading and unloading etc. for all Plant & equipment to be supplied as per Schedules-1a & 1b
(All figures in Indian Rupees)
Sl. No. | Item Description | Unit | Quantity | Local transportation, In-transit Insurance, loading & unloading Charges |  | Port handling & Custom clearance charges (applicable only for CIF supplies covered under Schedule-1a) | [7 empty] | GST amount (@ as per col.10) on Total value as per Col.14
|  |  |  | Unit Charges | Total Charges | SAC (Service Accounting Codes) | Whether SAC in column ‘7’ is confirmed. If not indicate applicable the SAC # | Rate of GST applicable ( in %) | Whether rate of GST in column ‘9’ is confirmed. If not indicate applicable rate of GST # | Unit | Quantity Offered From Abroad | Unit Port handling & Custom clearance charges for CIF supplies covered under Schedule-1a | Total Port handling & Custom clearance charges for CIF supplies covered under Schedule-1a
(1) | (2) | (3) | (4) | (5) | (6)=(4) x(5) | (7) | (8) | (9) | (10) | (11) | (12) | (13) | (14) =(12) x (13) | (15)
[16 empty] | Revaluation of P column | Tax Calculation
# | BIDDERS MUST QUOTE ONLY IN 01 (ONE) OUT OF THE 5 (FIVE) STATCOM OPTIONS IN LINE WITH OPTION CHOSEN IN SCHEDULE-1A OR SCHEDULE 1B. BIDDERS SHALL NOT QUOTE IN MORE THAN 01 (ONE) OPTION. | [13 empty] | 0 | 0 | 0
Part-A | MAIN ITEMS (As per Technical Specification) (VENDOR ASSESED QUANTITIES) | [13 empty] | 0 | 0 | 0
1# | STATCOM STATION as per Option 1 of clause 2.1 of Section Project Technical Specification | [13 empty] | 0 | 0 | 0
1.1 | STATCOM( +300MVAR As per Technical Specification) including Valve, valve base electronics, DC capacitor, series reactor and all accessories | [13 empty] | 5 | 0 | 0
1.1.1 | Valve complete with all accessories for STATCOM Unit | Set | 2 |  | INCLUDED |  |  | 18 |  | Set | 0 |  | INCLUDED | 0 | 12 | 0 | 0
1.1.2 | Series reactor for STATCOM Unit | Set | 2 |  | INCLUDED |  |  | 18 |  | Set | 0 |  | INCLUDED | 0 | 18 | 0 | 0
1.1.3 | MV Switchgear for STATCOM Unit | Set | 2 |  | INCLUDED |  |  | 18 |  | Set | 0 |  | INCLUDED | 0 | 28 | 0 | 0
1.1.4 | MV Switchgear for STATCOM Unit including bypass switch | Set | 2 |  | INCLUDED |  |  | 18 |  | Set | 0 |  | INCLUDED | 0 |  | 0 | 0
1.1.5 | Charging Resistor | Set | 2 |  | INCLUDED |  |  | 18 |  | Set | 0 |  | INCLUDED | 0 |  | 0 | 0
1.1.6 | Instrument Transformers for STATCOM Unit | Set | 2 |  | INCLUDED |  |  | 18 |  | Set | 0 |  | INCLUDED | 0 |  | 0 | 0
1.1.7 | Bus work for STATCOM Unit | Set | 2 |  | INCLUDED |  |  | 18 |  | Set | 0 |  | INCLUDED | 0 |  | 0 | 0
1.1.8 | Wall Bushings | Set | 2 |  | INCLUDED |  |  | 18 |  | Set | 0 |  | INCLUDED | 0 |  | 0 | 0
1.1.9 | Other misc. item , accessories etc. | Set | 2 |  | INCLUDED |  |  | 18 |  | Set | 0 |  | INCLUDED | 0 |  | 0 | 0
[16 empty] | 0 | 0
1.2 | Mechanically switched Reactor bank (3-ph) (-1x125MVAR as per Technical Specification) including all accessories (MSR Branches) (As per Technical Specification) | [14 empty] | 0 | 0
1.2.1 | Air Core Reactor | Set | 2 |  | INCLUDED |  |  | 18 |  | Set | 0 |  | INCLUDED | 0 |  | 0 | 0
1.2.2 | MV Switchgear | Set | 2 |  | INCLUDED |  |  | 18 |  | Set | 0 |  | INCLUDED | 0 |  | 0 | 0
1.2.3 | Instrument Transformers | Set | 2 |  | INCLUDED |  |  | 18 |  | Set | 0 |  | INCLUDED | 0 |  | 0 | 0
1.2.4 | Bus work for MSR | Set | 2 |  | INCLUDED |  |  | 18 |  | Set | 0 |  | INCLUDED | 0 |  | 0 | 0
[16 empty] | 0 | 0
1.3 | Mechanically switched Capacitor bank(3-ph) (1x125MVAR as per Technical Specification) including all accessories (MSC Branches) (As per Technical Specification) | [14 empty] | 0 | 0
1.3.1 | Capacitor Bank | Set | 4 |  | INCLUDED |  |  | 18 |  | Set | 0 |  | INCLUDED | 0 |  | 0 | 0
1.3.2 | Series Air core reactor | Set | 4 |  | INCLUDED |  |  | 18 |  | Set | 0 |  | INCLUDED | 0 |  | 0 | 0
1.3.3 | MV Switchgear | Set | 4 |  | INCLUDED |  |  | 18 |  | Set | 0 |  | INCLUDED | 0 |  | 0 | 0
1.3.4 | Instrument Transformers | Set | 4 |  | INCLUDED |  |  | 18 |  | Set | 0 |  | INCLUDED | 0 |  | 0 | 0
1.3.5 | Bus work for MSC | Set | 4 |  | INCLUDED |  |  | 18 |  | Set | 0 |  | INCLUDED | 0 |  | 0 | 0
[16 empty] | 0 | 0
2# | STATCOM STATION as per Option 2 of clause 2.1 of Section Project Technical Specification | [14 empty] | 0 | 0
[16 empty] | 0 | 0
2.1 | STATCOM (+425/-300MVAR as per Technical Specification) including Valve, valve base electronics, DC capacitor, series reactor and all accessories | [14 empty] | 0 | 0
2.1.1 | Valve complete with all accessories for STATCOM Unit | Set | 2 |  | INCLUDED |  |  | 18 |  | Set | 0 |  | INCLUDED | 0 |  | 0 | 0
2.1.2 | Series reactor for STATCOM Unit | Set | 2 |  | INCLUDED |  |  | 18 |  | Set | 0 |  | INCLUDED | 0 |  | 0 | 0
2.1.3 | MV Switchgear for STATCOM Unit | Set | 2 |  | INCLUDED |  |  | 18 |  | Set | 0 |  | INCLUDED | 0 |  | 0 | 0
2.1.4 | MV Switchgear for STATCOM Unit including bypass switch | Set | 2 |  | INCLUDED |  |  | 18 |  | Set | 0 |  | INCLUDED | 0 |  | 0 | 0
2.1.5 | Charging Resistor | Set | 2 |  | INCLUDED |  |  | 18 |  | Set | 0 |  | INCLUDED | 0 |  | 0 | 0
2.1.6 | Instrument Transformers for STATCOM Unit | Set | 2 |  | INCLUDED |  |  | 18 |  | Set | 0 |  | INCLUDED | 0 |  | 0 | 0
2.1.7 | Bus work for STATCOM Unit | Set | 2 |  | INCLUDED |  |  | 18 |  | Set | 0 |  | INCLUDED | 0 |  | 0 | 0
2.1.8 | Wall Bushings | Set | 2 |  | INCLUDED |  |  | 18 |  | Set | 0 |  | INCLUDED | 0 |  | 0 | 0
2.1.9 | Other misc. item , accessories etc. | Set | 2 |  | INCLUDED |  |  | 18 |  | Set | 0 |  | INCLUDED | 0 |  | 0 | 0
[16 empty] | 0 | 0
2.2 | Mechanically switched Reactor bank (3-ph) (-1x125MVAR as per Technical Specification) including all accessories (MSR Branches) (As per Technical Specification) | [14 empty] | 0 | 0
2.2.1 | Air Core Reactor | Set | 2 |  | INCLUDED |  |  | 18 |  | Set | 0 |  | INCLUDED | 0 |  | 0 | 0
2.2.2 | MV Switchgear | Set | 2 |  | INCLUDED |  |  | 18 |  | Set | 0 |  | INCLUDED | 0 |  | 0 | 0
2.2.3 | Instrument Transformers | Set | 2 |  | INCLUDED |  |  | 18 |  | Set | 0 |  | INCLUDED | 0 |  | 0 | 0
2.2.4 | Bus work for MSR | Set | 2 |  | INCLUDED |  |  | 18 |  | Set | 0 |  | INCLUDED | 0 |  | 0 | 0
[16 empty] | 0 | 0
2.3 | Mechanically switched Capacitor bank(3-ph) (1x125MVAR as per Technical Specification) including all accessories (MSC Branches) (As per Technical Specification) | [14 empty] | 0 | 0
2.3.1 | Capacitor Bank | Set | 2 |  | INCLUDED |  |  | 18 |  | Set | 0 |  | INCLUDED | 0 |  | 0 | 0
2.3.2 | Series Air core reactor | Set | 2 |  | INCLUDED |  |  | 18 |  | Set | 0 |  | INCLUDED | 0 |  | 0 | 0
2.3.3 | MV Switchgear | Set | 2 |  | INCLUDED |  |  | 18 |  | Set | 0 |  | INCLUDED | 0 |  | 0 | 0
2.3.4 | Instrument Transformers | Set | 2 |  | INCLUDED |  |  | 18 |  | Set | 0 |  | INCLUDED | 0 |  | 0 | 0
2.3.5 | Bus work for MSC | Set | 2 |  | INCLUDED |  |  | 18 |  | Set | 0 |  | INCLUDED | 0 |  | 0 | 0
[16 empty] | 0 | 0
3# | STATCOM STATION as per Option 3 of clause 2.1 of Section Project Technical Specification | [14 empty] | 0 | 0
[16 empty] | 0 | 0
3.1 | STATCOM( +300/-425MVAR as per Technical Specification) including Valve, valve base electronics, DC capacitor, series reactor and all accessories | [14 empty] | 0 | 0
3.1.1 | Valve complete with all accessories for STATCOM Unit | Set | 2 |  | INCLUDED |  |  | 18 |  | Set | 0 |  | INCLUDED | 0 |  | 0 | 0
3.1.2 | Series reactor for STATCOM Unit | Set | 2 |  | INCLUDED |  |  | 18 |  | Set | 0 |  | INCLUDED | 0 |  | 0 | 0
3.1.3 | MV Switchgear for STATCOM Unit | Set | 2 |  | INCLUDED |  |  | 28 |  | Set | 0 |  | INCLUDED | 0 |  | 0 | 0
3.1.4 | MV Switchgear for STATCOM Unit including bypass switch | Set | 2 |  | INCLUDED |  |  | 28 |  | Set | 0 |  | INCLUDED | 0 |  | 0 | 0
3.1.5 | Charging Resistor | Set | 2 |  | INCLUDED |  |  | 18 |  | Set | 0 |  | INCLUDED | 0 |  | 0 | 0
3.1.6 | Instrument Transformers for STATCOM Unit | Set | 2 |  | INCLUDED |  |  | 18 |  | Set | 0 |  | INCLUDED | 0 |  | 0 | 0
3.1.7 | Bus work for STATCOM Unit | Set | 2 |  | INCLUDED |  |  | 18 |  | Set | 0 |  | INCLUDED | 0 |  | 0 | 0
3.1.8 | Wall Bushings | Set | 2 |  | INCLUDED |  |  | 18 |  | Set | 0 |  | INCLUDED | 0 |  | 0 | 0
3.1.9 | Other misc. item , accessories etc. | Set | 2 |  | INCLUDED |  |  | 18 |  | Set | 0 |  | INCLUDED | 0 |  | 0 | 0
[16 empty] | 0 | 0
3.2 | Mechanically switched Capacitor bank(3-ph) (1x125MVAR as per Technical Specification) including all accessories (MSC Branches) (As per Technical Specification) | [14 empty] | 0 | 0
3.2.1 | Capacitor Bank | Set | 2 |  | INCLUDED |  |  | 18 |  | Set | 0 |  | INCLUDED | 0 |  | 0 | 0
3.2.2 | Series Air core reactor | Set | 2 |  | INCLUDED |  |  | 18 |  | Set | 0 |  | INCLUDED | 0 |  | 0 | 0
3.2.3 | MV Switchgear | Set | 2 |  | INCLUDED |  |  | 18 |  | Set | 0 |  | INCLUDED | 0 |  | 0 | 0
3.2.4 | Instrument Transformers | Set | 2 |  | INCLUDED |  |  | 18 |  | Set | 0 |  | INCLUDED | 0 |  | 0 | 0
3.2.5 | Bus work for MSC | Set | 2 |  | INCLUDED |  |  | 18 |  | Set | 0 |  | INCLUDED | 0 |  | 0 | 0
[16 empty] | 0 | 0
4# | STATCOM STATION as per Option 4 of clause 2.1 of Section Project Technical Specification | [14 empty] | 0 | 0
[16 empty] | 0 | 0
4.1 | STATCOM( ±425MVAR as per Technical Specification) including Valve, valve base electronics, DC capacitor, series reactor and all accessories | [14 empty] | 0 | 0
4.1.1 | Valve complete with all accessories for STATCOM Unit | Set | 2 |  | INCLUDED |  |  | 18 |  | Set | 0 |  | INCLUDED | 0 |  | 0 | 0
4.1.2 | Series reactor for STATCOM Unit | Set | 2 |  | INCLUDED |  |  | 18 |  | Set | 0 |  | INCLUDED | 0 |  | 0 | 0
4.1.3 | MV Switchgear for STATCOM Unit | Set | 2 |  | INCLUDED |  |  | 18 |  | Set | 0 |  | INCLUDED | 0 |  | 0 | 0
4.1.4 | MV Switchgear for STATCOM Unit including bypass switch | Set | 2 |  | INCLUDED |  |  | 18 |  | Set | 0 |  | INCLUDED | 0 |  | 0 | 0
4.1.5 | Charging Resistor | Set | 2 |  | INCLUDED |  |  | 18 |  | Set | 0 |  | INCLUDED | 0 |  | 0 | 0
4.1.6 | Instrument Transformers for STATCOM Unit | Set | 2 |  | INCLUDED |  |  | 18 |  | Set | 0 |  | INCLUDED | 0 |  | 0 | 0
4.1.7 | Bus work for STATCOM Unit | Set | 2 |  | INCLUDED |  |  | 18 |  | Set | 0 |  | INCLUDED | 0 |  | 0 | 0
4.1.8 | Wall Bushings | Set | 2 |  | INCLUDED |  |  | 18 |  | Set | 0 |  | INCLUDED | 0 |  | 0 | 0
4.1.9 | Other misc. item , accessories etc. | Set | 2 |  | INCLUDED |  |  | 18 |  | Set | 0 |  | INCLUDED | 0 |  | 0 | 0
[16 empty] | 0 | 0
4.2 | Mechanically switched Capacitor bank(3-ph) (1x125MVAR as per Technical Specification) including all accessories (MSC Branches) (As per Technical Specification) | [14 empty] | 0 | 0
4.2.1 | Capacitor Bank | Set | 2 |  | INCLUDED |  |  | 18 |  | Set | 0 |  | INCLUDED | 0 |  | 0 | 0
4.2.2 | Series Air core reactor | Set | 2 |  | INCLUDED |  |  | 18 |  | Set | 0 |  | INCLUDED | 0 |  | 0 | 0
4.2.3 | MV Switchgear | Set | 2 |  | INCLUDED |  |  | 18 |  | Set | 0 |  | INCLUDED | 0 |  | 0 | 0
4.2.4 | Instrument Transformers | Set | 2 |  | INCLUDED |  |  | 18 |  | Set | 0 |  | INCLUDED | 0 |  | 0 | 0
4.2.5 | Bus work for MSC | Set | 2 |  | INCLUDED |  |  | 18 |  | Set | 0 |  | INCLUDED | 0 |  | 0 | 0
[16 empty] | 0 | 0
5# | STATCOM STATION as per Option 5 of clause 2.1 of Section Project Technical Specification | [14 empty] | 0 | 0
[16 empty] | 0 | 0
5.1 | STATCOM( +550/-425 MVAR as per Technical Specification) including Valve, valve base electronics, DC capacitor, series reactor and all accessories | [14 empty] | 0 | 0
5.1.1 | Valve complete with all accessories for STATCOM Unit | Set | 2 |  | INCLUDED |  |  | 18 |  | Set | 0 |  | INCLUDED | 0 |  | 0 | 0
5.1.2 | Series reactor for STATCOM Unit | Set | 2 |  | INCLUDED |  |  | 18 |  | Set | 0 |  | INCLUDED | 0 |  | 0 | 0
5.1.3 | MV Switchgear for STATCOM Unit | Set | 2 |  | INCLUDED |  |  | 18 |  | Set | 0 |  | INCLUDED | 0 |  | 0 | 0
5.1.4 | MV Switchgear for STATCOM Unit including bypass switch | Set | 2 |  | INCLUDED |  |  | 18 |  | Set | 0 |  | INCLUDED | 0 |  | 0 | 0
5.1.5 | Charging Resistor | Set | 2 |  | INCLUDED |  |  | 18 |  | Set | 0 |  | INCLUDED | 0 |  | 0 | 0
5.1.6 | Instrument Transformers for STATCOM Unit | Set | 2 |  | INCLUDED |  |  | 18 |  | Set | 0 |  | INCLUDED | 0 |  | 0 | 0
5.1.7 | Bus work for STATCOM Unit | Set | 2 |  | INCLUDED |  |  | 18 |  | Set | 0 |  | INCLUDED | 0 |  | 0 | 0
5.1.8 | Wall Bushings | Set | 2 |  | INCLUDED |  |  | 18 |  | Set | 0 |  | INCLUDED | 0 |  | 0 | 0
5.1.9 | Other misc. item , accessories etc. | Set | 2 |  | INCLUDED |  |  | 18 |  | Set | 0 |  | INCLUDED | 0 |  | 0 | 0
[16 empty] | 0 | 0
6 | STATCOM Valve cooling system (complete) | [14 empty] | 0 | 0
6.1 | Cooling system pump skid (with UMD) | Set | 2 |  | INCLUDED |  |  | 18 |  | Set | 0 |  | INCLUDED | 0 |  | 0 | 0
6.2 | Water to air Heat Exchanger | Set | 2 |  | INCLUDED |  |  | 28 |  | Set | 0 |  | INCLUDED | 0 |  | 0 | 0
6.3 | Cooling system pipes, valves etc. | Set | 2 |  | INCLUDED |  |  | 28 |  | Set | 0 |  | INCLUDED | 0 |  | 0 | 0
[16 empty] | 0 | 0
7 | Coupling Transformer Bank | [14 empty] | 0 | 0
7.1 | Coupling Transformer Single phase unit | Set | 7 |  | INCLUDED |  |  | 18 |  | Set | 0 |  | INCLUDED | 0 |  | 0 | 0
7.2 | Insulating oil for above | Set | 7 |  | INCLUDED |  |  | 18 |  | Set | 0 |  | INCLUDED | 0 |  | 0 | 0
[16 empty] | 0 | 0
8 | STATCOM STATION Control, Protection, Monitoring & Automation system (As per Specification) | Lot | 1 |  | INCLUDED |  |  | 18 |  | Lot | 0 |  | INCLUDED | 0 |  | 0 | 0
[16 empty] | 0 | 0
9 | Bus work (from 400kV take off Gantry to STATCOM Yard) | [14 empty] | 0 | 0
9.1 | MV & HV Bus work Including Post Insulators, Bus Bar Material, Clamp, Connectors, Clamps ,Connectors, Earthing Material, insulator hardware, hardware string, spacers, erection hardware for auxilliary system etc including all accessories. | Lot | 1 |  | INCLUDED |  |  | 18 |  | Lot | 0 |  | INCLUDED | 0 |  | 0 | 0
[16 empty] | 0 | 0
10 | Erection hardware items & other miscellaneous item for STATCOM Station installation (if not covered under any head) | Lot | 1 |  | INCLUDED |  |  | 28 |  | Lot | 0 |  | INCLUDED | 0 |  | 0 | 0
[16 empty] | 0 | 0
11 | Lattice & pipe structures for STATCOM Station installations including pack plates/ packwashers and gusset plates, fasteners and foundation bolts. | [14 empty] | 0 | 0
11.1 | Lattice Strctures | Lot | 1 |  | INCLUDED |  |  | 18 |  | Lot | 0 |  | INCLUDED | 0 |  | 0 | 0
11.2 | Pipe Structures | Lot | 1 |  | INCLUDED |  |  | 18 |  | Lot | 0 |  | INCLUDED | 0 |  | 0 | 0
[16 empty] | 0 | 0
12 | Special Tools and Tackles as per Technical Specification (excluding those covered T&P listed in Section-Project of TS) | [14 empty] | 0 | 0
i | Custom Tansport Trolley for STATCOM Power Module | Set | 1 |  | INCLUDED |  |  | 18 |  | Set | 0 |  | INCLUDED | 0 |  | 0 | 0
ii | Secisor Lift | Set | 1 |  | INCLUDED |  |  | 28 |  | Set | 0 |  | INCLUDED | 0 |  | 0 | 0
[16 empty] | 0 | 0
13 | Erection Hardware (400 kV Switchyard upto take off Gantry ) | [14 empty] | 0 | 0
13.1 | Insulator strings, Disc Insulators, Hardware, Spacers, conductor(s), bus-bar material, cable trays, Bay MB, clamps, connectors including equipment connectors, junction box, earthwire, earthing material,insulating mat, risers, auxiliary earthmat (excluding main earthmat), pipes for equipment & lighting, all accessories etc. for the following | [14 empty] | 0 | 0
| Layout Type (400kV I-type) | [14 empty] | 0 | 0
i) | Coupling Transformer bay including spare switching arrangement | Set | 2 |  | INCLUDED |  |  | 18 |  | Set | 0 |  | INCLUDED | 0 |  | 0 | 0
13.2 | Bus Post Insulator including support structures | Nos. | 30 |  | INCLUDED |  |  | 18 |  | Nos. | 0 |  | INCLUDED | 0 |  | 0 | 0
[16 empty] | 0 | 0
14 | Illumination system | [14 empty] | 0 | 0
14.1 | Illumination for STATCOM Station installation | Lot | 1 |  | INCLUDED |  |  | 28 |  | Lot | 0 |  | INCLUDED | 0 |  | 0 | 0
14.2 | Illumination for STATCOM Station buildings | Lot | 1 |  | INCLUDED |  |  | 18 |  | Lot | 0 |  | INCLUDED | 0 |  | 0 | 0
14.3 | Illumination system for 400kV switchyard extension area | Lot | 1 |  | INCLUDED |  |  | 18 |  | Lot | 0 |  | INCLUDED | 0 |  | 0 | 0
[16 empty] | 0 | 0
15 | Electrical station services & auxiliaries systems | [14 empty] | 0 | 0
15.1 | 415V Main switchboard | Set | 2 |  | INCLUDED |  |  | 18 |  | Set | 0 |  | INCLUDED | 0 |  | 0 | 0
15.2 | 415V AC distribution board | Set | 2 |  | INCLUDED |  |  | 18 |  | Set | 0 |  | INCLUDED | 0 |  | 0 | 0
15.3 | 220V DC distribution board | Set | 4 |  | INCLUDED |  |  | 18 |  | Set | 0 |  | INCLUDED | 0 |  | 0 | 0
15.4 | 220V Battery system | Set | 4 |  | INCLUDED |  |  | 18 |  | Set | 0 |  | INCLUDED | 0 |  | 0 | 0
15.5 | 220V Battery charger | Set | 4 |  | INCLUDED |  |  | 18 |  | Set | 0 |  | INCLUDED | 0 |  | 0 | 0
15.6 | UPS/UMD for STATCOM Station systems | Set | 2 |  | INCLUDED |  |  | 28 |  | Set | 0 |  | INCLUDED | 0 |  | 0 | 0
15.7 | Auxiliary supply system as per clause 2.2 1 of Section project, technical specification | Set | 2 |  | INCLUDED |  |  | 18 |  | Set | 0 |  | INCLUDED | 0 |  | 0 | 0
15.8 | Erection hardware items, Bus post insulators, clamps and Connectors, Structures & other miscellaneous item for LT transformer(s) installation | Set | 2 |  | INCLUDED |  |  | 18 |  | Set | 0 |  | INCLUDED | 0 |  | 0 | 0
15.9 | DG Set | Set | 2 |  | INCLUDED |  |  | 18 |  | Set | 0 |  | INCLUDED | 0 |  | 0 | 0
[16 empty] | 0 | 0
16 | LT Cabling along with associated like clamps, glands, lugs and straight joints etc. | [14 empty] | 0 | 0
a) | 1.1kV Grade Power Cables (PVC/XLPE insulated ) | Set | 1 |  | INCLUDED |  |  | 18 |  | Set | 0 |  | INCLUDED | 0 |  | 0 | 0
b) | 1.1kV Grade Control Cable (PVC insulated) | Set | 1 |  | INCLUDED |  |  | 18 |  | Set | 0 |  | INCLUDED | 0 |  | 0 | 0
[16 empty] | 0 | 0
17 | 40 mm MS rod for Earth mat | LS | 1 |  | INCLUDED |  |  | 28 |  | LS | 0 |  | INCLUDED | 0 |  | 0 | 0
[16 empty] | 0 | 0
18 | Mechanical station services & auxiliaries systems | [14 empty] | 0 | 0
18.1 | Fire protection system | [14 empty] | 0 | 0
a) | Fire protection system (HVW spray & Hydrant system) for Coupling transformers | Lot | 1 |  | INCLUDED |  |  | 18 |  | Lot | 0 |  | INCLUDED | 0 |  | 0 | 0
b) | Hydrant system for STATCOM Station including buildings | Lot | 1 |  | INCLUDED |  |  | 18 |  | Lot | 0 |  | INCLUDED | 0 |  | 0 | 0
c) | Smoke detection system for STATCOM building | Lot | 1 |  | INCLUDED |  |  | 18 |  | Lot | 0 |  | INCLUDED | 0 |  | 0 | 0
18.2 | Air conditioning & ventilation system | [14 empty] | 0 | 0
a) | Air conditioning & ventilation system for STATCOM Station Buildings | Lot | 1 |  | INCLUDED |  |  | 28 |  | Lot | 0 |  | INCLUDED | 0 |  | 0 | 0
18.3 | Castle Key Interlock System for STATCOM Station as per Tech Spec. | Lot | 1 |  | INCLUDED |  |  | 18 |  | Lot | 0 |  | INCLUDED | 0 |  | 0 | 0
[16 empty] | 0 | 0
19 | VMS for STATCOM Station | Lot | 1 |  | INCLUDED |  |  | 18 |  | Lot | 0 |  | INCLUDED | 0 |  | 0 | 0
[16 empty] | 0 | 0
[16 empty] | 0 | 0
# Marked Quantities | Bidders must fill only 1 of the 5 options. Bidders shall not fill more than 1 option. | [14 empty] | 0 | 0
[16 empty] | 0 | 0
1 | Circuit Breaker (3 Phase) | [14 empty] | 0 | 0
(a) | 3150A, 63kA/sec without Closing resistor (3 phase) including support structure | No. | 2 |  | INCLUDED |  |  | 18 |  | No. | 0 |  | INCLUDED | 0 |  | 0 | 0
(b) | Controlled switching device for 420kV, 3-Ph Circuit Breaker | No. | 4 |  | INCLUDED |  |  | 18 |  | No. | 0 |  | INCLUDED | 0 |  | 0 | 0
[16 empty] | 0 | 0
2 | Instrument transformer (1 Phase) | [14 empty] | 0 | 0
2.1 | CT 3000/1: 6 Cores, 63kA/sec with 120% extended current rating (1-Phase) | No. | 6 |  | INCLUDED |  |  | 18 |  | No. | 0 |  | INCLUDED | 0 |  | 0 | 0
2.2 | 400kV Potential Transformer (Single Phase) | No. | 6 |  | INCLUDED |  |  | 18 |  | No. | 0 |  | INCLUDED | 0 |  | 0 | 0
[16 empty] | 0 | 0
3 | Isolator with support insulators | [14 empty] | 0 | 0
(a) | 3150A, 63kA/1sec Isolator with one E/s (3-phase) | No. | 4 |  | INCLUDED |  |  | 18 |  | No. | 0 |  | INCLUDED | 0 |  | 0 | 0
(b) | 3150A, 63kA/1sec Isolator with one E/s (1-phase) | No. | 7 |  | INCLUDED |  |  | 18 |  | No. | 0 |  | INCLUDED | 0 |  | 0 | 0
(c) | 3150A, 63kA/1sec Isolator with out E/s (1-phase) | No. | 5 |  | INCLUDED |  |  | 18 |  | No. | 0 |  | INCLUDED | 0 |  | 0 | 0
[16 empty] | 0 | 0
4 | Surge Arrester (Gapless-336kV) (1-phase) | Nos. | 7 |  | INCLUDED |  |  | 18 |  | Nos. | 0 |  | INCLUDED | 0 |  | 0 | 0
[16 empty] | 0 | 0
5 | Control & relay Panel | [14 empty] | 0 | 0
a) | Circuit Breaker Relay Panel | [14 empty] | 0 | 0
i) | With out Auto Reclose (with Automation) | Nos | 2 |  | INCLUDED |  |  | 18 |  | Nos | 0 |  | INCLUDED | 0 |  | 0 | 0
b) | Augmentation of existing Bus bar protection scheme for one no 400kV bay | Set | 2 |  | INCLUDED |  |  | 18 |  | Set | 0 |  | INCLUDED | 0 |  | 0 | 0
[16 empty] | 0 | 0
6 | Substation automation system | [14 empty] | 0 | 0
6.1 | Augmentation of existing Substation automation system for the STATCOM Station and associated 2 nos. 400kV bays under present cope, upgradation of hardware and software and updation of database etc for compleation of SAS augmentation as per technical specification | Set | 1 |  | INCLUDED |  |  | 18 |  | Set | 0 |  | INCLUDED | 0 |  | 0 | 0
[16 empty] | 0 | 0
7 | Structure | [14 empty] | 0 | 0
7.1 | Fabrication, galvanising and supply of Lattice Structures (MS Steel), to be designed during detailed engineering, for towers, beams and equipment support structure including pack plates / packwashers and gusset plates excluding fasteners and foundation bolts | MT | 75 |  | INCLUDED |  |  | 18 |  | MT | 0 |  | INCLUDED | 0 |  | 0 | 0
7.2 | Fabrication, galvanising and supply of fasteners ( nuts, bolts and washers ) including step bolts for lattice and pipe structures to be designed during detailed engineering | MT | 6 |  | INCLUDED |  |  | 18 |  | MT | 0 |  | INCLUDED | 0 |  | 0 | 0
7.3 | Fabrication, galvanising and supply of foundation bolts including nuts, checknut and washers for lattice and pipe structures to be designed during detailed engineering | MT | 10 |  | INCLUDED |  |  | 18 |  | MT | 0 |  | INCLUDED | 0 |  | 0 | 0
[16 empty] | 0 | 0
8 | Electrical auxiliaries supply systems (from existing ICT Tertiary) | [14 empty] | 0 | 0
8.1 | Auxiliary Service transformer 33 kV / 433 V; XX kVA | Nos. | 1 |  | INCLUDED |  |  | 18 |  | Nos. | 0 |  | INCLUDED | 0 |  | 0 | 0
8.2 | 66kV Circuit breaker (3-Phase) Includins support structure | Nos. | 1 |  | INCLUDED |  |  | 18 |  | Nos. | 0 |  | INCLUDED | 0 |  | 0 | 0
8.3 | 66kV Isolator without earth switch (3-phase) | Nos. | 1 |  | INCLUDED |  |  | 18 |  | Nos. | 0 |  | INCLUDED | 0 |  | 0 | 0
8.4 | 66kV Current transformer (1-phase) | Nos. | 3 |  | INCLUDED |  |  | 18 |  | Nos. | 0 |  | INCLUDED | 0 |  | 0 | 0
8.5 | 66kV Potential transformer (1-phase) | Nos. | 3 |  | INCLUDED |  |  | 18 |  | Nos. | 0 |  | INCLUDED | 0 |  | 0 | 0
8.6 | 72.5kV BPI | Nos. | 9 |  | INCLUDED |  |  | 18 |  | Nos. | 0 |  | INCLUDED | 0 |  | 0 | 0
8.7 | Erection hardware (Al tube, clamps, spacers, connectors, earthing material risers, auxiliary earthmat, buried cable trenches/pipes, BPIs all accessories etc for extension of 52kV teritary bus of 400/220/33kV autotransformer) | Set | 1 |  | INCLUDED |  |  | 18 |  | Set | 0 |  | INCLUDED | 0 |  | 0 | 0
[16 empty] | 0 | 0
9 | Special Tools and Tackles as per Technical Specification section project Annexure-II | [14 empty] | 0 | 0
i | Clip on meter | Set | 1 |  | INCLUDED |  |  | 18 |  | Set | 0 |  | INCLUDED | 0 |  | 0 | 0
ii | Thermovision Camera | Set | 1 |  | INCLUDED |  |  | 18 |  | Set | 0 |  | INCLUDED | 0 |  | 0 | 0
iii | Capacitance bridge For detecting faulty capacitor units | Set | 1 |  | INCLUDED |  |  | 18 |  | Set | 0 |  | INCLUDED | 0 |  | 0 | 0
iv | Micro Ohm Meter for contact resistance measurement | Set | 1 |  | INCLUDED |  |  | 18 |  | Set | 0 |  | INCLUDED | 0 |  | 0 | 0
v | Battery Operated 5 KV Insulation Tester | Set | 1 |  | INCLUDED |  |  | 18 |  | Set | 0 |  | INCLUDED | 0 |  | 0 | 0
vi | Phase sequence meter | Set | 1 |  | INCLUDED |  |  | 18 |  | Set | 0 |  | INCLUDED | 0 |  | 0 | 0
vii | Transformer Winding Resistance Testing Kit | Set | 1 |  | INCLUDED |  |  | 18 |  | Set | 0 |  | INCLUDED | 0 |  | 0 | 0
viii | Digital Oscilloscope | Set | 1 |  | INCLUDED |  |  | 18 |  | Set | 0 |  | INCLUDED | 0 |  | 0 | 0
ix | Capacitance Inductance and resistance meter | Set | 1 |  | INCLUDED |  |  | 18 |  | Set | 0 |  | INCLUDED | 0 |  | 0 | 0
x | Automatic Relay testing unit | Set | 1 |  | INCLUDED |  |  | 18 |  | Set | 0 |  | INCLUDED | 0 |  | 0 | 0
xi | Frequency Counter | Set | 1 |  | INCLUDED |  |  | 18 |  | Set | 0 |  | INCLUDED | 0 |  | 0 | 0
xii | HARMONIC ANALYSER | Set | 1 |  | INCLUDED |  |  | 18 |  | Set | 0 |  | INCLUDED | 0 |  | 0 | 0
xiii | Variac (single phase & three phase) power supply | Set | 1 |  | INCLUDED |  |  | 18 |  | Set | 0 |  | INCLUDED | 0 |  | 0 | 0
xiv | Digital Multimeter | Set | 1 |  | INCLUDED |  |  | 18 |  | Set | 0 |  | INCLUDED | 0 |  | 0 | 0
xv | Function generator | Set | 1 |  | INCLUDED |  |  | 18 |  | Set | 0 |  | INCLUDED | 0 |  | 0 | 0
xvi | CT secondary winding magnetization kit | Set | 1 |  | INCLUDED |  |  | 18 |  | Set | 0 |  | INCLUDED | 0 |  | 0 | 0
xvii | Impendence Analyser | Set | 1 |  | INCLUDED |  |  | 18 |  | Set | 0 |  | INCLUDED | 0 |  | 0 | 0
xviii | Phase angle meter | Set | 1 |  | INCLUDED |  |  | 18 |  | Set | 0 |  | INCLUDED | 0 |  | 0 | 0
xix | Vibration cum noise level meter | Set | 1 |  | INCLUDED |  |  | 18 |  | Set | 0 |  | INCLUDED | 0 |  | 0 | 0
xx | Portable Earthing kit | Set | 1 |  | INCLUDED |  |  | 18 |  | Set | 0 |  | INCLUDED | 0 |  | 0 | 0
xxi | Earth fault locator for floating dc system. | Set | 1 |  | INCLUDED |  |  | 18 |  | Set | 0 |  | INCLUDED | 0 |  | 0 | 0
xxii | Precision Multi-meter | Set | 1 |  | INCLUDED |  |  | 18 |  | Set | 0 |  | INCLUDED | 0 |  | 0 | 0
xxiii | Automatic Third Harmonic Resistance Measurement Kit for Gapless Surge Arrestor (LCM Kit) | Set | 1 |  | INCLUDED |  |  | 18 |  | Set | 0 |  | INCLUDED | 0 |  | 0 | 0
xxiv | Test Equipment for Semiconductor power module | Set | 1 |  | INCLUDED |  |  | 18 |  | Set | 0 |  | INCLUDED | 0 |  | 0 | 0
xxv | Toolkit to replace the Power module of STATCOM Valve | Set | 1 |  | INCLUDED |  |  | 18 |  | Set | 0 |  | INCLUDED | 0 |  | 0 | 0
xxvi | Instrument for measuring ground resistance and soil resistivity. | Set | 1 |  | INCLUDED |  |  | 18 |  | Set | 0 |  | INCLUDED | 0 |  | 0 | 0
[16 empty] | 0 | 0
10 | Mandatory Spares for STATCOM & 400 kV Bay Equipment | [14 empty] | 0 | 0
I. | STATCOM Valve based on Semiconductor based Power module | [14 empty] | 0 | 0
a) | Semiconductor based Power module (ub-module) of Multimodule valve of each rating and type | Set | 1 |  | INCLUDED |  |  | 18 |  | Set | 0 |  | INCLUDED | 0 |  | 0 | 0
b) | Gate control units of each type & rating | Set | 5 |  | INCLUDED |  |  | 18 |  | Set | 0 |  | INCLUDED | 0 |  | 0 | 0
c) | Optical fiber signal cable to the power module ( each length & type) | Set | 1 |  | INCLUDED |  |  | 18 |  | Set | 0 |  | INCLUDED | 0 |  | 0 | 0
d) | Insulators of each type and rating ( each length & type) | Set | 5 |  | INCLUDED |  |  | 18 |  | Set | 0 |  | INCLUDED | 0 |  | 0 | 0
e) | Gaskets (Complete replacement for STATCOM Station) | LS | 1 |  | INCLUDED |  |  | 18 |  | LS | 0 |  | INCLUDED | 0 |  | 0 | 0
f) | Epoxy bolts/nuts of each type (10% of each type) At least for replacement of 1-phase of STATCOM Branch | LS | 1 |  | INCLUDED |  |  | 18 |  | LS | 0 |  | INCLUDED | 0 |  | 0 | 0
II. | Module for Control, Protection, Communication, Annunciation, Alarm, SCADA & Monitoring, Disturbance Recorder including Power Supply Module (of each type and function.) | Set | 1 |  | INCLUDED |  |  | 18 |  | Set | 0 |  | INCLUDED | 0 |  | 0 | 0
III. | STATCOM Protection system Relays. | [14 empty] | 0 | 0
a) | Protection Relay(IED)of each type | Nos. | 2 |  | INCLUDED |  |  | 18 |  | Nos. | 0 |  | INCLUDED | 0 |  | 0 | 0
b) | Bay Control Unit(IED) of each type | Nos. | 2 |  | INCLUDED |  |  | 18 |  | Nos. | 0 |  | INCLUDED | 0 |  | 0 | 0
IV. | 400 kV bay Protection system Spares. | [14 empty] | 0 | 0
a) | Protection Relay(IED)of each type | Nos. | 1 |  | INCLUDED |  |  | 18 |  | Nos. | 0 |  | INCLUDED | 0 |  | 0 | 0
b) | Bay Control Unit(IED) of each type | Nos. | 1 |  | INCLUDED |  |  | 18 |  | Nos. | 0 |  | INCLUDED | 0 |  | 0 | 0
V. | STATCOM other equipments | [14 empty] | 0 | 0
a) | Arrestor across Valve module (if applicable) | Nos. | 2 |  | INCLUDED |  |  | 18 |  | Nos. | 0 |  | INCLUDED | 0 |  | 0 | 0
b) | Arrestor across Valve (if applicable) | Nos. | 2 |  | INCLUDED |  |  | 18 |  | Nos. | 0 |  | INCLUDED | 0 |  | 0 | 0
c) | Grounding switch contact kit | Set | 1 |  | INCLUDED |  |  | 18 |  | Set | 0 |  | INCLUDED | 0 |  | 0 | 0
d) | Support porcelain of each type | Set | 4 |  | INCLUDED |  |  | 18 |  | Set | 0 |  | INCLUDED | 0 |  | 0 | 0
e) | Wall bushing of each type | Set | 1 |  | INCLUDED |  |  | 18 |  | Set | 0 |  | INCLUDED | 0 |  | 0 | 0
f) | Bypass Resistor, if applicable | Nos. | 1 |  | INCLUDED |  |  | 18 |  | Nos. | 0 |  | INCLUDED | 0 |  | 0 | 0
g) | Series Air core Reactor (no. of each type & rating) | Set | 1 |  | INCLUDED |  |  | 18 |  | Set | 0 |  | INCLUDED | 0 |  | 0 | 0
h) | Control cards, fuses, Semiconductor module etc. for Uninterrupted Power Supply (UPS) | Nos. | 1 |  | INCLUDED |  |  | 18 |  | Nos. | 0 |  | INCLUDED | 0 |  | 0 | 0
VI. | Coupling Transformer | [14 empty] | 0 | 0
a | 420kV bushing with metal partsand Gaskets | Set | 1 |  | INCLUDED |  |  | 18 |  | Set | 0 |  | INCLUDED | 0 |  | 0 | 0
b | MV bushing with metal parts and gaskets | Set | 1 |  | INCLUDED |  |  | 18 |  | Set | 0 |  | INCLUDED | 0 |  | 0 | 0
c | Winding temp. indicator with contacts | Nos. | 1 |  | INCLUDED |  |  | 18 |  | Nos. | 0 |  | INCLUDED | 0 |  | 0 | 0
d | Oil temp. indicator with contacts | Nos. | 1 |  | INCLUDED |  |  | 18 |  | Nos. | 0 |  | INCLUDED | 0 |  | 0 | 0
e | Pressure relief device/safety valve | Nos. | 1 |  | INCLUDED |  |  | 18 |  | Nos. | 0 |  | INCLUDED | 0 |  | 0 | 0
f | Magnetic oil level gauge | Nos. | 1 |  | INCLUDED |  |  | 18 |  | Nos. | 0 |  | INCLUDED | 0 |  | 0 | 0
g | Bucholz relay | Nos. | 1 |  | INCLUDED |  |  | 18 |  | Nos. | 0 |  | INCLUDED | 0 |  | 0 | 0
h | Set of gaskets | Set | 1 |  | INCLUDED |  |  | 18 |  | Set | 0 |  | INCLUDED | 0 |  | 0 | 0
i | Set of valves | Set | 1 |  | INCLUDED |  |  | 18 |  | Set | 0 |  | INCLUDED | 0 |  | 0 | 0
j | Set of pressure gauges | Set | 1 |  | INCLUDED |  |  | 18 |  | Set | 0 |  | INCLUDED | 0 |  | 0 | 0
k | Set of pressure switches | Set | 1 |  | INCLUDED |  |  | 18 |  | Set | 0 |  | INCLUDED | 0 |  | 0 | 0
l | Set of hydraulic jacks suitable for lifting coupling transformer. | Set | 1 |  | INCLUDED |  |  | 18 |  | Set | 0 |  | INCLUDED | 0 |  | 0 | 0
m | Nitrogen sealing equipment | Set | 1 |  | INCLUDED |  |  | 18 |  | Set | 0 |  | INCLUDED | 0 |  | 0 | 0
n | Set of magnetic contactor, switches, fuses relays for electric control panel | Set | 1 |  | INCLUDED |  |  | 18 |  | Set | 0 |  | INCLUDED | 0 |  | 0 | 0
o | Insulating Oil | Kl | 10 |  | INCLUDED |  |  | 18 |  | Kl | 0 |  | INCLUDED | 0 |  | 0 | 0
VII | Filter Bank, If applicable | [14 empty] | 0 | 0
a) | Capacitor cans (10% of Each type and rating subject to minimum 5 units) | Set | 1 |  | INCLUDED |  |  | 18 |  | Set | 0 |  | INCLUDED | 0 |  | 0 | 0
b) | Resistor Element (if applicable)10 elements of each type and rating | Set | 1 |  | INCLUDED |  |  | 18 |  | Set | 0 |  | INCLUDED | 0 |  | 0 | 0
c) | Reactors of each type and rating | Set | 1 |  | INCLUDED |  |  | 18 |  | Set | 0 |  | INCLUDED | 0 |  | 0 | 0
d) | Arrestor of each type and rating | Set | 1 |  | INCLUDED |  |  | 18 |  | Set | 0 |  | INCLUDED | 0 |  | 0 | 0
e) | Support Insulator (5 nos. of each type and rating) | Set | 1 |  | INCLUDED |  |  | 18 |  | Set | 0 |  | INCLUDED | 0 |  | 0 | 0
VIII. | MSC Bank (if applicable) | [14 empty] | 0 | 0
a) | Capacitor cans (10% of Each type and rating subject to minimum 5 units) | Set | 1 |  | INCLUDED |  |  | 18 |  | Set | 0 |  | INCLUDED | 0 |  | 0 | 0
b) | Series Reactor (Air Core) of Each type and rating | Set | 1 |  | INCLUDED |  |  | 18 |  | Set | 0 |  | INCLUDED | 0 |  | 0 | 0
c) | Support Insulator (5 nos. of each type and rating) | Set | 1 |  | INCLUDED |  |  | 18 |  | Set | 0 |  | INCLUDED | 0 |  | 0 | 0
IX. | MSR bank (if applicable) | [14 empty] | 0 | 0
a) | Air core Reactor Coil Complete for 1-phase (One no. of each type & rating) | Set | 1 |  | INCLUDED |  |  | 18 |  | Set | 0 |  | INCLUDED | 0 |  | 0 | 0
b) | Support insulators (5 nos) of each type | Set | 1 |  | INCLUDED |  |  | 18 |  | Set | 0 |  | INCLUDED | 0 |  | 0 | 0
X. | MV AC System : | [14 empty] | 0 | 0
a) | CTs for one phase of each type and rating | Set | 1 |  | INCLUDED |  |  | 18 |  | Set | 0 |  | INCLUDED | 0 |  | 0 | 0
b) | Surge arrestor each type and rating | Set | 1 |  | INCLUDED |  |  | 18 |  | Set | 0 |  | INCLUDED | 0 |  | 0 | 0
c) | Voltage transformers (single phase) each type and rating | Set | 1 |  | INCLUDED |  |  | 18 |  | Set | 0 |  | INCLUDED | 0 |  | 0 | 0
d) | Contact kit for grounding switch each type and rating | Set | 1 |  | INCLUDED |  |  | 18 |  | Set | 0 |  | INCLUDED | 0 |  | 0 | 0
e) | Set of contact fingers for isolators for 3 phase each type and rating | Set | 1 |  | INCLUDED |  |  | 18 |  | Set | 0 |  | INCLUDED | 0 |  | 0 | 0
f) | Complete 3 phase isolator with operating mechanism each type and rating | Set | 1 |  | INCLUDED |  |  | 18 |  | Set | 0 |  | INCLUDED | 0 |  | 0 | 0
i) | Set of Insulator for above (Complete replacement for two isolator (3 ph)) | Set | 2 |  | INCLUDED |  |  | 18 |  | Set | 0 |  | INCLUDED | 0 |  | 0 | 0
g) | Set of relays, power contactors& switch fuses for electrical Control ckt. (Complete replacement for one isolator (3 ph)) | Set | 1 |  | INCLUDED |  |  | 18 |  | Set | 0 |  | INCLUDED | 0 |  | 0 | 0
h) | Rotary bearing for isolator (Complete replacement for one isolator (3 ph)) | Set | 1 |  | INCLUDED |  |  | 18 |  | Set | 0 |  | INCLUDED | 0 |  | 0 | 0
i) | MV Bus support insulators (10 nos. of each type and rating) | Set | 1 |  | INCLUDED |  |  | 18 |  | Set | 0 |  | INCLUDED | 0 |  | 0 | 0
j) | Surge Capacitor (if applicable) | Set | 1 |  | INCLUDED |  |  | 18 |  | Set | 0 |  | INCLUDED | 0 |  | 0 | 0
k) | One set of Spares consisting of following items for MV Circuit Breaker of each type | [14 empty] | 0 | 0
i. | One complete Pole of CB including Interrupter, pole column, with operating mechanism and MB but without support structure. | No. | 1 |  | INCLUDED |  |  | 18 |  | No. | 0 |  | INCLUDED | 0 |  | 0 | 0
ii. | Rubber gaskets, O rings and seals (complete replacement for one breaker) | No. | 1 |  | INCLUDED |  |  | 18 |  | No. | 0 |  | INCLUDED | 0 |  | 0 | 0
iii. | Trip coils with resistor | No. | 2 |  | INCLUDED |  |  | 18 |  | No. | 0 |  | INCLUDED | 0 |  | 0 | 0
iv. | Closing coils with resistor | Sets | 1 |  | INCLUDED |  |  | 18 |  | Sets | 0 |  | INCLUDED | 0 |  | 0 | 0
v. | Molecular filter for SF6 Circuit for 1 Pole of CB( If applicable) | No | 2 |  | INCLUDED |  |  | 18 |  | No | 0 |  | INCLUDED | 0 |  | 0 | 0
vi. | Terminal pads and connectors | Nos | 2 |  | INCLUDED |  |  | 18 |  | Nos | 0 |  | INCLUDED | 0 |  | 0 | 0
vii. | Relays, power contactors, switch-fuse units, limit switches, push buttons, timers and MCBs etc as applicable | Set | 1 |  | INCLUDED |  |  | 18 |  | Set | 0 |  | INCLUDED | 0 |  | 0 | 0
viii. | Pressure switches, if applicable | Set | 1 |  | INCLUDED |  |  | 18 |  | Set | 0 |  | INCLUDED | 0 |  | 0 | 0
ix. | Auxiliary Switch Assembly | Set | 1 |  | INCLUDED |  |  | 18 |  | Set | 0 |  | INCLUDED | 0 |  | 0 | 0
x. | Controlled switching device | No. | 1 |  | INCLUDED |  |  | 18 |  | No. | 0 |  | INCLUDED | 0 |  | 0 | 0
XI. | Valve Cooling System : | [14 empty] | 0 | 0
a) | Fine Water Pump complete with Motor of each type | Set | 1 |  | INCLUDED |  |  | 18 |  | Set | 0 |  | INCLUDED | 0 |  | 0 | 0
b) | Resin (For one complete replacement of STATCOM Station) | Set | 1 |  | INCLUDED |  |  | 18 |  | Set | 0 |  | INCLUDED | 0 |  | 0 | 0
c) | Pump with motor except covered under serial no. a) above of each type and rating | Set | 1 |  | INCLUDED |  |  | 18 |  | Set | 0 |  | INCLUDED | 0 |  | 0 | 0
d) | Flex Pipes for complete replacement of STATCOM Station | Set | 1 |  | INCLUDED |  |  | 18 |  | Set | 0 |  | INCLUDED | 0 |  | 0 | 0
e) | Gaskets and “O” Ring of each type | Set | 1 |  | INCLUDED |  |  | 18 |  | Set | 0 |  | INCLUDED | 0 |  | 0 | 0
f) | Fan unit of Water to air heat exchanger | Nos. | 2 |  | INCLUDED |  |  | 18 |  | Nos. | 0 |  | INCLUDED | 0 |  | 0 | 0
g) | Set of Contactor, MCB, fuses,Control Card, Batteries etc for UMD/UPS (of each type & rating) | Set | 1 |  | INCLUDED |  |  | 18 |  | Set | 0 |  | INCLUDED | 0 |  | 0 | 0
XII. | AIR CONDITIONING & VENTILATION SYSTEM | [14 empty] | 0 | 0
a) | AC Unit of each type and rating | Nos. | 1 |  | INCLUDED |  |  | 18 |  | Nos. | 0 |  | INCLUDED | 0 |  | 0 | 0
b) | Ventilation system motor of each type and rating | Set | 1 |  | INCLUDED |  |  | 18 |  | Set | 0 |  | INCLUDED | 0 |  | 0 | 0
XIII. | UPS | [14 empty] | 0 | 0
a) | Set of Control Cards | Set | 1 |  | INCLUDED |  |  | 18 |  | Set | 0 |  | INCLUDED | 0 |  | 0 | 0
b) | Set of fuses & Switches | Set | 1 |  | INCLUDED |  |  | 18 |  | Set | 0 |  | INCLUDED | 0 |  | 0 | 0
c) | Spare Battery cell | Nos. | 2 |  | INCLUDED |  |  | 18 |  | Nos. | 0 |  | INCLUDED | 0 |  | 0 | 0
XIV. | Clamps and connectors of each type and rating | Set | 1 |  | INCLUDED |  |  | 18 |  | Set | 0 |  | INCLUDED | 0 |  | 0 | 0
XV. | 400 kV IVT-1 phase | Nos. | 1 |  | INCLUDED |  |  | 18 |  | Nos. | 0 |  | INCLUDED | 0 |  | 0 | 0
XVI. | Power PT along with accessories for complete replacement in one phase (if applicable) | Nos. | 1 |  | INCLUDED |  |  | 18 |  | Nos. | 0 |  | INCLUDED | 0 |  | 0 | 0
[16 empty] | 0 | 0
11 | PMU | [14 empty] | 0 | 0
11.1 | PMU with GPS Clock (clock can be either internal or external) | EA | 2 |  | INCLUDED |  |  | 18 |  | EA | 0 |  | INCLUDED | 0 |  | 0 | 0
11.2 | WAMS Hardware - Time System (GPS receiver) | EA | 2 |  | INCLUDED |  |  | 18 |  | EA | 0 |  | INCLUDED | 0 |  | 0 | 0
11.3 | WAMS Hardware - Substation Grade Layer-3 LAN Switches with minimum 4 x10/100 Mbps Ethernet ports and 2 x 1 Gbps Ethernet ports | EA | 3 |  | INCLUDED |  |  | 18 |  | EA | 0 |  | INCLUDED | 0 |  | 0 | 0
11.4 | WAMS Miscellaneous - Armored Fibre Optic Cable and associatedtermination (e.g. L2 Switch) for connecting PMU panels located indifferent control room of a station | EA | 1 |  | INCLUDED |  |  | 18 |  | EA | 0 |  | INCLUDED | 0 |  | 0 | 0
[16 empty] | 0 | 0
[16 empty] | 0 | 0
| TOTAL FOR THIS SCHEDULE |  |  |  | 0 | [7 empty] | 0 | 0
Date: | [11 empty] | Printed Name:
Place: | [11 empty] | Designation:
Click for Schedule--4a

## Sch-3
SPEC. NO.: CC/NT/W-STAT/DOM/A00/23/11098 | [10 empty] | Schedule-3
STATCOM PACKAGE ST-02T for a). ± 1x300 MVAr STATCOM with 2x125 MVAr MSC, 1x125 MVAr MSR at Ramgarh along with associated bays in Bus Section-I; b). ± 1x300 MVAr STATCOM with 2x125 MVAr MSC, 1x125 MVAr MSR at Ramgarh along with associated bays in Bus Section-II under “Transmission system for evacuation of power from REZ in Rajasthan (20GW) under Phase-III Part C1”.
(Schedule of Rates and Prices)
Bidder’s Name and Address :
0 | [8 empty] | To:
Name : | 0 | [7 empty] | Contract Services
Address : | 0 | [7 empty] | Power Grid Corporation of India Ltd.,
| 0 | [7 empty] | "Saudamini", Plot No.-2
| 0 | [7 empty] | Sector-29,
Gurgaon (Haryana) - 122 001
Installation Charges
(All figures in Indian Rupees)
Sl. No. | Item Description | SAC (Service Accounting Codes) | Whether SAC in column ‘8’ is confirmed. If not indicate applicable the SAC # | Rate of GST applicable ( in %) | Whether rate of GST in column ‘10’ is confirmed. If not indicate applicable rate of GST # | Unit | Quantity | Portion for payment of Expatriate personnel (INR) |  | Portion for other payment (INR) |  | GST amount (@ as per col.11) on Total col.16 & 18
[8 empty] | Unit Charges (excl. GST) | Total Charges (excl. GST) | Unit Charges (excl. GST) | Total Charges (excl. GST)
(1) | (2) | (3) | (4) | (5) | (6) | (7) | (8) | (9) | (10)= (8) x(9) | (11) | (12) = (8) x (11) | (13)
(1): I; (2): STATCOM at 400kV Bus Section-I & II of 765/400kV Ramgarh | [5 empty] | Revaluation of P column | GST Calculation | Revaluation of R column | GST Calculation
(1): Part-A; (2): MAIN ITEMS (As per Technical Specification) (VENDOR ASSESED QUANTITIES) | [5 empty] | Revaluation of P column | GST Calculation | Revaluation of R column | GST Calculation
(1): #; (2): BIDDERS MUST QUOTE ONLY IN 01 (ONE) OUT OF THE 5 (FIVE) STATCOM OPTIONS IN LINE WITH OPTION CHOSEN IN SCHEDULE-1A OR SCHEDULE 1B. BIDDERS SHALL NOT QUOTE IN MORE THAN 01 (ONE) OPTION. |  |  |  |  | 0 | 0 | 0 | 0 | 0
(1): 1#; (2): STATCOM STATION as per Option 1 of clause 2.1 of Section Project Technical Specification |  |  |  |  | 0 | 0 | 0 | 0 | 0
(1): 1.1; (2): STATCOM( +300MVAR As per Technical Specification) including Valve, valve base electronics, DC capacitor, series reactor and all accessories |  |  |  |  | 5 | 0 | 0 | 0 | 0
1.1.1 | Valve complete with all accessories for STATCOM Unit | 998736 |  | 18 |  | Set | 2 |  | INCLUDED |  | INCLUDED | 0 | 12 | 0 | 0 | 0 | 0
1.1.2 | Series reactor for STATCOM Unit | 998736 |  | 18 |  | Set | 2 |  | INCLUDED |  | INCLUDED | 0 | 18 | 0 | 0 | 0 | 0
1.1.3 | MV Switchgear for STATCOM Unit | 998736 |  | 18 |  | Set | 2 |  | INCLUDED |  | INCLUDED | 0 | 28 | 0 | 0 | 0 | 0
1.1.4 | MV Switchgear for STATCOM Unit including bypass switch | 998736 |  | 18 |  | Set | 2 |  | INCLUDED |  | INCLUDED | 0 |  | 0 | 0 | 0 | 0
1.1.5 | Charging Resistor | 998736 |  | 18 |  | Set | 2 |  | INCLUDED |  | INCLUDED | 0 |  | 0 | 0 | 0 | 0
1.1.6 | Instrument Transformers for STATCOM Unit | 998736 |  | 18 |  | Set | 2 |  | INCLUDED |  | INCLUDED | 0 |  | 0 | 0 | 0 | 0
1.1.7 | Bus work for STATCOM Unit | 998736 |  | 18 |  | Set | 2 |  | INCLUDED |  | INCLUDED | 0 |  | 0 | 0 | 0 | 0
1.1.8 | Wall Bushings | 998736 |  | 18 |  | Set | 2 |  | INCLUDED |  | INCLUDED | 0 |  | 0 | 0 | 0 | 0
1.1.9 | Other misc. item , accessories etc. | 998736 |  | 18 |  | Set | 2 |  | INCLUDED |  | INCLUDED | 0 |  | 0 | 0 | 0 | 0
[14 empty] | 0 | 0 | 0 | 0
(1): 1.2; (2): Mechanically switched Reactor bank (3-ph) (-1x125MVAR as per Technical Specification) including all accessories (MSR Branches) (As per Technical Specification) | [5 empty] | 0 | 0 | 0 | 0
1.2.1 | Air Core Reactor | 998736 |  | 18 |  | Set | 2 |  | INCLUDED |  | INCLUDED | 0 |  | 0 | 0 | 0 | 0
1.2.2 | MV Switchgear | 998736 |  | 18 |  | Set | 2 |  | INCLUDED |  | INCLUDED | 0 |  | 0 | 0 | 0 | 0
1.2.3 | Instrument Transformers | 998736 |  | 18 |  | Set | 2 |  | INCLUDED |  | INCLUDED | 0 |  | 0 | 0 | 0 | 0
1.2.4 | Bus work for MSR | 998736 |  | 18 |  | Set | 2 |  | INCLUDED |  | INCLUDED | 0 |  | 0 | 0 | 0 | 0
[14 empty] | 0 | 0 | 0 | 0
(1): 1.3; (2): Mechanically switched Capacitor bank(3-ph) (1x125MVAR as per Technical Specification) including all accessories (MSC Branches) (As per Technical Specification) | [5 empty] | 0 | 0 | 0 | 0
1.3.1 | Capacitor Bank | 998736 |  | 18 |  | Set | 4 |  | INCLUDED |  | INCLUDED | 0 |  | 0 | 0 | 0 | 0
1.3.2 | Series Air core reactor | 998736 |  | 18 |  | Set | 4 |  | INCLUDED |  | INCLUDED | 0 |  | 0 | 0 | 0 | 0
1.3.3 | MV Switchgear | 998736 |  | 18 |  | Set | 4 |  | INCLUDED |  | INCLUDED | 0 |  | 0 | 0 | 0 | 0
1.3.4 | Instrument Transformers | 998736 |  | 18 |  | Set | 4 |  | INCLUDED |  | INCLUDED | 0 |  | 0 | 0 | 0 | 0
1.3.5 | Bus work for MSC | 998736 |  | 18 |  | Set | 4 |  | INCLUDED |  | INCLUDED | 0 |  | 0 | 0 | 0 | 0
[14 empty] | 0 | 0 | 0 | 0
(1): 2#; (2): STATCOM STATION as per Option 2 of clause 2.1 of Section Project Technical Specification | [5 empty] | 0 | 0 | 0 | 0
[14 empty] | 0 | 0 | 0 | 0
(1): 2.1; (2): STATCOM (+425/-300MVAR as per Technical Specification) including Valve, valve base electronics, DC capacitor, series reactor and all accessories | [5 empty] | 0 | 0 | 0 | 0
2.1.1 | Valve complete with all accessories for STATCOM Unit | 998736 |  | 18 |  | Set | 2 |  | INCLUDED |  | INCLUDED | 0 |  | 0 | 0 | 0 | 0
2.1.2 | Series reactor for STATCOM Unit | 998736 |  | 18 |  | Set | 2 |  | INCLUDED |  | INCLUDED | 0 |  | 0 | 0 | 0 | 0
2.1.3 | MV Switchgear for STATCOM Unit | 998736 |  | 18 |  | Set | 2 |  | INCLUDED |  | INCLUDED | 0 |  | 0 | 0 | 0 | 0
2.1.4 | MV Switchgear for STATCOM Unit including bypass switch | 998736 |  | 18 |  | Set | 2 |  | INCLUDED |  | INCLUDED | 0 |  | 0 | 0 | 0 | 0
2.1.5 | Charging Resistor | 998736 |  | 18 |  | Set | 2 |  | INCLUDED |  | INCLUDED | 0 |  | 0 | 0 | 0 | 0
2.1.6 | Instrument Transformers for STATCOM Unit | 998736 |  | 18 |  | Set | 2 |  | INCLUDED |  | INCLUDED | 0 |  | 0 | 0 | 0 | 0
2.1.7 | Bus work for STATCOM Unit | 998736 |  | 18 |  | Set | 2 |  | INCLUDED |  | INCLUDED | 0 |  | 0 | 0 | 0 | 0
2.1.8 | Wall Bushings | 998736 |  | 18 |  | Set | 2 |  | INCLUDED |  | INCLUDED | 0 |  | 0 | 0 | 0 | 0
2.1.9 | Other misc. item , accessories etc. | 998736 |  | 18 |  | Set | 2 |  | INCLUDED |  | INCLUDED | 0 |  | 0 | 0 | 0 | 0
[14 empty] | 0 | 0 | 0 | 0
(1): 2.2; (2): Mechanically switched Reactor bank (3-ph) (-1x125MVAR as per Technical Specification) including all accessories (MSR Branches) (As per Technical Specification) | [5 empty] | 0 | 0 | 0 | 0
2.2.1 | Air Core Reactor | 998736 |  | 18 |  | Set | 2 |  | INCLUDED |  | INCLUDED | 0 |  | 0 | 0 | 0 | 0
2.2.2 | MV Switchgear | 998736 |  | 18 |  | Set | 2 |  | INCLUDED |  | INCLUDED | 0 |  | 0 | 0 | 0 | 0
2.2.3 | Instrument Transformers | 998736 |  | 18 |  | Set | 2 |  | INCLUDED |  | INCLUDED | 0 |  | 0 | 0 | 0 | 0
2.2.4 | Bus work for MSR | 998736 |  | 18 |  | Set | 2 |  | INCLUDED |  | INCLUDED | 0 |  | 0 | 0 | 0 | 0
[14 empty] | 0 | 0 | 0 | 0
(1): 2.3; (2): Mechanically switched Capacitor bank(3-ph) (1x125MVAR as per Technical Specification) including all accessories (MSC Branches) (As per Technical Specification) | [5 empty] | 0 | 0 | 0 | 0
2.3.1 | Capacitor Bank | 998736 |  | 18 |  | Set | 2 |  | INCLUDED |  | INCLUDED | 0 |  | 0 | 0 | 0 | 0
2.3.2 | Series Air core reactor | 998736 |  | 18 |  | Set | 2 |  | INCLUDED |  | INCLUDED | 0 |  | 0 | 0 | 0 | 0
2.3.3 | MV Switchgear | 998736 |  | 18 |  | Set | 2 |  | INCLUDED |  | INCLUDED | 0 |  | 0 | 0 | 0 | 0
2.3.4 | Instrument Transformers | 998736 |  | 18 |  | Set | 2 |  | INCLUDED |  | INCLUDED | 0 |  | 0 | 0 | 0 | 0
2.3.5 | Bus work for MSC | 998736 |  | 18 |  | Set | 2 |  | INCLUDED |  | INCLUDED | 0 |  | 0 | 0 | 0 | 0
[14 empty] | 0 | 0 | 0 | 0
(1): 3#; (2): STATCOM STATION as per Option 3 of clause 2.1 of Section Project Technical Specification | [5 empty] | 0 | 0 | 0 | 0
[14 empty] | 0 | 0 | 0 | 0
(1): 3.1; (2): STATCOM( +300/-425MVAR as per Technical Specification) including Valve, valve base electronics, DC capacitor, series reactor and all accessories | [5 empty] | 0 | 0 | 0 | 0
3.1.1 | Valve complete with all accessories for STATCOM Unit | 998736 |  | 18 |  | Set | 2 |  | INCLUDED |  | INCLUDED | 0 |  | 0 | 0 | 0 | 0
3.1.2 | Series reactor for STATCOM Unit | 998736 |  | 18 |  | Set | 2 |  | INCLUDED |  | INCLUDED | 0 |  | 0 | 0 | 0 | 0
3.1.3 | MV Switchgear for STATCOM Unit | 998736 |  | 18 |  | Set | 2 |  | INCLUDED |  | INCLUDED | 0 |  | 0 | 0 | 0 | 0
3.1.4 | MV Switchgear for STATCOM Unit including bypass switch | 998736 |  | 18 |  | Set | 2 |  | INCLUDED |  | INCLUDED | 0 |  | 0 | 0 | 0 | 0
3.1.5 | Charging Resistor | 998736 |  | 18 |  | Set | 2 |  | INCLUDED |  | INCLUDED | 0 |  | 0 | 0 | 0 | 0
3.1.6 | Instrument Transformers for STATCOM Unit | 998736 |  | 18 |  | Set | 2 |  | INCLUDED |  | INCLUDED | 0 |  | 0 | 0 | 0 | 0
3.1.7 | Bus work for STATCOM Unit | 998736 |  | 18 |  | Set | 2 |  | INCLUDED |  | INCLUDED | 0 |  | 0 | 0 | 0 | 0
3.1.8 | Wall Bushings | 998736 |  | 18 |  | Set | 2 |  | INCLUDED |  | INCLUDED | 0 |  | 0 | 0 | 0 | 0
3.1.9 | Other misc. item , accessories etc. | 998736 |  | 18 |  | Set | 2 |  | INCLUDED |  | INCLUDED | 0 |  | 0 | 0 | 0 | 0
[14 empty] | 0 | 0 | 0 | 0
(1): 3.2; (2): Mechanically switched Capacitor bank(3-ph) (1x125MVAR as per Technical Specification) including all accessories (MSC Branches) (As per Technical Specification) | [5 empty] | 0 | 0 | 0 | 0
3.2.1 | Capacitor Bank | 998736 |  | 18 |  | Set | 4 |  | INCLUDED |  | INCLUDED | 0 |  | 0 | 0 | 0 | 0
3.2.2 | Series Air core reactor | 998736 |  | 18 |  | Set | 4 |  | INCLUDED |  | INCLUDED | 0 |  | 0 | 0 | 0 | 0
3.2.3 | MV Switchgear | 998736 |  | 18 |  | Set | 4 |  | INCLUDED |  | INCLUDED | 0 |  | 0 | 0 | 0 | 0
3.2.4 | Instrument Transformers | 998736 |  | 18 |  | Set | 4 |  | INCLUDED |  | INCLUDED | 0 |  | 0 | 0 | 0 | 0
3.2.5 | Bus work for MSC | 998736 |  | 18 |  | Set | 4 |  | INCLUDED |  | INCLUDED | 0 |  | 0 | 0 | 0 | 0
[14 empty] | 0 | 0 | 0 | 0
(1): 4#; (2): STATCOM STATION as per Option 4 of clause 2.1 of Section Project Technical Specification | [5 empty] | 0 | 0 | 0 | 0
[14 empty] | 0 | 0 | 0 | 0
(1): 4.1; (2): STATCOM( ±425MVAR as per Technical Specification) including Valve, valve base electronics, DC capacitor, series reactor and all accessories | [5 empty] | 0 | 0 | 0 | 0
4.1.1 | Valve complete with all accessories for STATCOM Unit | 998736 |  | 18 |  | Set | 2 |  | INCLUDED |  | INCLUDED | 0 |  | 0 | 0 | 0 | 0
4.1.2 | Series reactor for STATCOM Unit | 998736 |  | 18 |  | Set | 2 |  | INCLUDED |  | INCLUDED | 0 |  | 0 | 0 | 0 | 0
4.1.3 | MV Switchgear for STATCOM Unit | 998736 |  | 18 |  | Set | 2 |  | INCLUDED |  | INCLUDED | 0 |  | 0 | 0 | 0 | 0
4.1.4 | MV Switchgear for STATCOM Unit including bypass switch | 998736 |  | 18 |  | Set | 2 |  | INCLUDED |  | INCLUDED | 0 |  | 0 | 0 | 0 | 0
4.1.5 | Charging Resistor | 998736 |  | 18 |  | Set | 2 |  | INCLUDED |  | INCLUDED | 0 |  | 0 | 0 | 0 | 0
4.1.6 | Instrument Transformers for STATCOM Unit | 998736 |  | 18 |  | Set | 2 |  | INCLUDED |  | INCLUDED | 0 |  | 0 | 0 | 0 | 0
4.1.7 | Bus work for STATCOM Unit | 998736 |  | 18 |  | Set | 2 |  | INCLUDED |  | INCLUDED | 0 |  | 0 | 0 | 0 | 0
4.1.8 | Wall Bushings | 998736 |  | 18 |  | Set | 2 |  | INCLUDED |  | INCLUDED | 0 |  | 0 | 0 | 0 | 0
4.1.9 | Other misc. item , accessories etc. | 998736 |  | 18 |  | Set | 2 |  | INCLUDED |  | INCLUDED | 0 |  | 0 | 0 | 0 | 0
[14 empty] | 0 | 0 | 0 | 0
[14 empty] | 0 | 0 | 0 | 0
(1): 4.2; (2): Mechanically switched Capacitor bank(3-ph) (1x125MVAR as per Technical Specification) including all accessories (MSC Branches) (As per Technical Specification) | [5 empty] | 0 | 0 | 0 | 0
4.2.1 | Capacitor Bank | 998736 |  | 18 |  | Set | 2 |  | INCLUDED |  | INCLUDED | 0 |  | 0 | 0 | 0 | 0
4.2.2 | Series Air core reactor | 998736 |  | 18 |  | Set | 2 |  | INCLUDED |  | INCLUDED | 0 |  | 0 | 0 | 0 | 0
4.2.3 | MV Switchgear | 998736 |  | 18 |  | Set | 2 |  | INCLUDED |  | INCLUDED | 0 |  | 0 | 0 | 0 | 0
4.2.4 | Instrument Transformers | 998736 |  | 18 |  | Set | 2 |  | INCLUDED |  | INCLUDED | 0 |  | 0 | 0 | 0 | 0
4.2.5 | Bus work for MSC | 998736 |  | 18 |  | Set | 2 |  | INCLUDED |  | INCLUDED | 0 |  | 0 | 0 | 0 | 0
[14 empty] | 0 | 0 | 0 | 0
(1): 5#; (2): STATCOM STATION as per Option 5 of clause 2.1 of Section Project Technical Specification | [5 empty] | 0 | 0 | 0 | 0
[14 empty] | 0 | 0 | 0 | 0
(1): 5.1; (2): STATCOM( +550/-425 MVAR as per Technical Specification) including Valve, valve base electronics, DC capacitor, series reactor and all accessories | [5 empty] | 0 | 0 | 0 | 0
5.1.1 | Valve complete with all accessories for STATCOM Unit | 998736 |  | 18 |  | Set | 2 |  | INCLUDED |  | INCLUDED | 0 |  | 0 | 0 | 0 | 0
5.1.2 | Series reactor for STATCOM Unit | 998736 |  | 18 |  | Set | 2 |  | INCLUDED |  | INCLUDED | 0 |  | 0 | 0 | 0 | 0
5.1.3 | MV Switchgear for STATCOM Unit | 998736 |  | 18 |  | Set | 2 |  | INCLUDED |  | INCLUDED | 0 |  | 0 | 0 | 0 | 0
5.1.4 | MV Switchgear for STATCOM Unit including bypass switch | 998736 |  | 18 |  | Set | 2 |  | INCLUDED |  | INCLUDED | 0 |  | 0 | 0 | 0 | 0
5.1.5 | Charging Resistor | 998736 |  | 18 |  | Set | 2 |  | INCLUDED |  | INCLUDED | 0 |  | 0 | 0 | 0 | 0
5.1.6 | Instrument Transformers for STATCOM Unit | 998736 |  | 18 |  | Set | 2 |  | INCLUDED |  | INCLUDED | 0 |  | 0 | 0 | 0 | 0
5.1.7 | Bus work for STATCOM Unit | 998736 |  | 18 |  | Set | 2 |  | INCLUDED |  | INCLUDED | 0 |  | 0 | 0 | 0 | 0
5.1.8 | Wall Bushings | 998736 |  | 18 |  | Set | 2 |  | INCLUDED |  | INCLUDED | 0 |  | 0 | 0 | 0 | 0
5.1.9 | Other misc. item , accessories etc. | 998736 |  | 18 |  | Set | 2 |  | INCLUDED |  | INCLUDED | 0 |  | 0 | 0 | 0 | 0
[14 empty] | 0 | 0 | 0 | 0
(1): 6; (2): STATCOM Valve cooling system (complete) | [5 empty] | 0 | 0 | 0 | 0
6.1 | Cooling system pump skid (with UMD) | 998736 |  | 18 |  | Set | 2 |  | INCLUDED |  | INCLUDED | 0 |  | 0 | 0 | 0 | 0
6.2 | Water to air Heat Exchanger | 998736 |  | 18 |  | Set | 2 |  | INCLUDED |  | INCLUDED | 0 |  | 0 | 0 | 0 | 0
6.3 | Cooling system pipes, valves etc. | 998736 |  | 18 |  | Set | 2 |  | INCLUDED |  | INCLUDED | 0 |  | 0 | 0 | 0 | 0
[14 empty] | 0 | 0 | 0 | 0
(1): 7; (2): Coupling Transformer Bank | [5 empty] | 0 | 0 | 0 | 0
7.1 | Coupling Transformer Single phase unit | 998736 |  | 18 |  | Set | 7 |  | INCLUDED |  | INCLUDED | 0 |  | 0 | 0 | 0 | 0
7.2 | Insulating oil for above | 998736 |  | 18 |  | Set | 7 |  | INCLUDED |  | INCLUDED | 0 |  | 0 | 0 | 0 | 0
[14 empty] | 0 | 0 | 0 | 0
8 | STATCOM STATION Control, Protection, Monitoring & Automation system (As per Specification) | 998736 |  | 18 |  | Lot | 1 |  | INCLUDED |  | INCLUDED | 0 |  | 0 | 0 | 0 | 0
[14 empty] | 0 | 0 | 0 | 0
(1): 9; (2): Bus work (from 400kV take off Gantry to STATCOM Yard) | [5 empty] | 0 | 0 | 0 | 0
9.1 | MV & HV Bus work Including Post Insulators, Bus Bar Material, Clamp, Connectors, Clamps ,Connectors, Earthing Material, insulator hardware, hardware string, spacers, erection hardware for auxilliary system etc including all accessories. | 998736 |  | 18 |  | Lot | 1 |  | INCLUDED |  | INCLUDED | 0 |  | 0 | 0 | 0 | 0
[14 empty] | 0 | 0 | 0 | 0
10 | Erection hardware items & other miscellaneous item for STATCOM Station installation (if not covered under any head) | 998736 |  | 18 |  | Lot | 1 |  | INCLUDED |  | INCLUDED | 0 |  | 0 | 0 | 0 | 0
[14 empty] | 0 | 0 | 0 | 0
(1): 11; (2): Lattice & pipe structures for STATCOM Station installations including pack plates/ packwashers and gusset plates, fasteners and foundation bolts. | [5 empty] | 0 | 0 | 0 | 0
11.1 | Lattice Strctures | 998736 |  | 18 |  | Lot | 1 |  | INCLUDED |  | INCLUDED | 0 |  | 0 | 0 | 0 | 0
11.2 | Pipe Structures | 998736 |  | 18 |  | Lot | 1 |  | INCLUDED |  | INCLUDED | 0 |  | 0 | 0 | 0 | 0
[14 empty] | 0 | 0 | 0 | 0
(1): 12; (2): Erection Hardware (400 kV Switchyard upto take off Gantry ) | [5 empty] | 0 | 0 | 0 | 0
(1): 12.1; (2): Insulator strings, Disc Insulators, Hardware, Spacers, conductor(s), bus-bar material, cable trays, Bay MB, clamps, connectors including equipment connectors, junction box, earthwire, earthing material,insulating mat, risers, auxiliary earthmat (excluding main earthmat), pipes for equipment & lighting, all accessories etc. for the following | [5 empty] | 0 | 0 | 0 | 0
(2): Layout Type (400kV I-type) | [5 empty] | 0 | 0 | 0 | 0
i) | Coupling Transformer bay including spare switching arrangement | 998736 |  | 18 |  | Set | 2 |  | INCLUDED |  | INCLUDED | 0 |  | 0 | 0 | 0 | 0
12.2 | Bus Post Insulator including support structures | 998736 |  | 18 |  | Nos. | 30 |  | INCLUDED |  | INCLUDED | 0 |  | 0 | 0 | 0 | 0
[14 empty] | 0 | 0 | 0 | 0
(1): 13; (2): Illumination system | [5 empty] | 0 | 0 | 0 | 0
13.1 | Illumination for STATCOM Station installation | 998736 |  | 18 |  | Lot | 1 |  | INCLUDED |  | INCLUDED | 0 |  | 0 | 0 | 0 | 0
13.2 | Illumination for STATCOM Station buildings | 998736 |  | 18 |  | Lot | 1 |  | INCLUDED |  | INCLUDED | 0 |  | 0 | 0 | 0 | 0
13.3 | Illumination system for 400kV switchyard extension area | 998736 |  | 18 |  | Lot | 2 |  | INCLUDED |  | INCLUDED | 0 |  | 0 | 0 | 0 | 0
(1): 14; (2): Electrical station services & auxiliaries systems | [5 empty] | 0 | 0 | 0 | 0
14.1 | 415V Main switchboard | 998736 |  | 18 |  | Set | 2 |  | INCLUDED |  | INCLUDED | 0 |  | 0 | 0 | 0 | 0
14.2 | 415V AC distribution board | 998736 |  | 18 |  | Set | 2 |  | INCLUDED |  | INCLUDED | 0 |  | 0 | 0 | 0 | 0
14.3 | 220V DC distribution board | 998736 |  | 18 |  | Set | 4 |  | INCLUDED |  | INCLUDED | 0 |  | 0 | 0 | 0 | 0
14.4 | 220V Battery system | 998736 |  | 18 |  | Set | 4 |  | INCLUDED |  | INCLUDED | 0 |  | 0 | 0 | 0 | 0
14.5 | 220V Battery charger | 998736 |  | 18 |  | Set | 4 |  | INCLUDED |  | INCLUDED | 0 |  | 0 | 0 | 0 | 0
14.6 | UPS/UMD for STATCOM Station systems | 998736 |  | 18 |  | Set | 2 |  | INCLUDED |  | INCLUDED | 0 |  | 0 | 0 | 0 | 0
14.7 | Auxiliary supply system as per clause 2.2 1 d of Section project, technical specification | 998736 |  | 18 |  | Set | 2 |  | INCLUDED |  | INCLUDED | 0 |  | 0 | 0 | 0 | 0
15.1 | Erection hardware items, Bus post insulators, clamps and Connectors, Structures & other miscellaneous item for LT transformer(s) installation | 998736 |  | 18 |  | Set | 2 |  | INCLUDED |  | INCLUDED | 0 |  | 0 | 0 | 0 | 0
15.11 | DG Set | 998736 |  | 18 |  | Set | 2 |  | INCLUDED |  | INCLUDED | 0 |  | 0 | 0 | 0 | 0
[14 empty] | 0 | 0 | 0 | 0
(1): 16; (2): LT Cabling along with associated like clamps, glands, lugs and straight joints etc. | [5 empty] | 0 | 0 | 0 | 0
a) | 1.1kV Grade Power Cables (PVC/XLPE insulated ) | 998736 |  | 18 |  | Set | 1 |  | INCLUDED |  | INCLUDED | 0 |  | 0 | 0 | 0 | 0
b) | 1.1kV Grade Control Cable (PVC insulated) | 998736 |  | 18 |  | Set | 1 |  | INCLUDED |  | INCLUDED | 0 |  | 0 | 0 | 0 | 0
[14 empty] | 0 | 0 | 0 | 0
17 | 40 mm MS rod for Earth mat | 998736 |  | 18 |  | LS | 1 |  | INCLUDED |  | INCLUDED | 0 |  | 0 | 0 | 0 | 0
[14 empty] | 0 | 0 | 0 | 0
(1): 18; (2): Mechanical station services & auxiliaries systems | [5 empty] | 0 | 0 | 0 | 0
(1): 18.1; (2): Fire protection system | [5 empty] | 0 | 0 | 0 | 0
a) | Fire protection system (HVW spray & Hydrant system) for Coupling transformers | 998736 |  | 18 |  | Lot | 1 |  | INCLUDED |  | INCLUDED | 0 |  | 0 | 0 | 0 | 0
b) | Hydrant system for STATCOM Station including buildings | 998736 |  | 18 |  | Lot | 1 |  | INCLUDED |  | INCLUDED | 0 |  | 0 | 0 | 0 | 0
c) | Smoke detection system for STATCOM building | 998736 |  | 18 |  | Lot | 1 |  | INCLUDED |  | INCLUDED | 0 |  | 0 | 0 | 0 | 0
(1): 18.2; (2): Air conditioning & ventilation system | [5 empty] | 0 | 0 | 0 | 0
a) | Air conditioning & ventilation system for STATCOM Station Buildings | 998736 |  | 18 |  | Lot | 1 |  | INCLUDED |  | INCLUDED | 0 |  | 0 | 0 | 0 | 0
18.3 | Castle Key Interlock System for STATCOM Station as per Tech Spec. | 998736 |  | 18 |  | Lot | 1 |  | INCLUDED |  | INCLUDED | 0 |  | 0 | 0 | 0 | 0
[14 empty] | 0 | 0 | 0 | 0
19 | VMS for STATCOM Station | 998736 |  | 18 |  | Lot | 1 |  | INCLUDED |  | INCLUDED | 0 |  | 0 | 0 | 0 | 0
[14 empty] | #REF! | #REF! | #REF! | #REF!
(1): 20; (2): Civil Works (AS PER CONTRACTOR DRAWING) | [5 empty] | 0 | 0 | 0 | 0
(2): The rates shall be inclusive of designs, drawings, engineering, civil works including excavation in all type soils, PCC, RCC, Reinforcement, structural steel, internal and external cable trenches, internal and external finishes, floorings, doors & windows, electrical conduit, etc. complete in all respects as per requirement of technical specification and tender documents. Walkways, rail, foundation bolts, crane, internal and external water supply, drains, sewerage system, soak pit & septic tank etc if any required for completion of work shall also be included in the rates. Nothing extra shall be payable on this account. | [5 empty] | 0 | 0 | 0 | 0
20.1 | STATCOM Buildings | 995414 |  | 18 |  | LS | 1 |  | INCLUDED |  | INCLUDED | 0 |  | 0 | 0 | 0 | 0
20.2 | Coupling transformers including rail track, fire barrier wall, jacking pad etc | 995414 |  | 18 |  | Lot | 1 |  | INCLUDED |  | INCLUDED | 0 |  | 0 | 0 | 0 | 0
20.3 | Mechanically switched Reactor Branches | 995414 |  | 18 |  | Lot | 1 |  | INCLUDED |  | INCLUDED | 0 |  | 0 | 0 | 0 | 0
20.4 | Mechanically switched Capacitor Branches | 995414 |  | 18 |  | Lot | 1 |  | INCLUDED |  | INCLUDED | 0 |  | 0 | 0 | 0 | 0
20.5 | STATCOM Station yard equipments | 995414 |  | 18 |  | Lot | 1 |  | INCLUDED |  | INCLUDED | 0 |  | 0 | 0 | 0 | 0
20.6 | Cable trench for STATCOM station yard including connecting, dismantling and re routing of existing trenches if required. | 995414 |  | 18 |  | Lot | 1 |  | INCLUDED |  | INCLUDED | 0 |  | 0 | 0 | 0 | 0
20.7 | Drains in the proposed area of STATCOM, using standard sections of POWERGRID including connecting, dismantling and re routing of existing drains if required. | 995414 |  | 18 |  | Lot | 1 |  | INCLUDED |  | INCLUDED | 0 |  | 0 | 0 | 0 | 0
20.8 | Other STATCOM Station associated auxiliary systems | 995414 |  | 18 |  | Lot | 1 |  | INCLUDED |  | INCLUDED | 0 |  | 0 | 0 | 0 | 0
20.9 | XX/0.415kV LT transformer and all other XX kV equipment and BPI foundations | 995414 |  | 18 |  | Lot | 1 |  | INCLUDED |  | INCLUDED | 0 |  | 0 | 0 | 0 | 0
20.1 | DG set foundation | 995414 |  | 18 |  | Lot | 1 |  | INCLUDED |  | INCLUDED | 0 |  | 0 | 0 | 0 | 0
20.11 | Bitumen roads (3.75m wide) including all crossings for STATCOM station yard using POWERGRID standard sections and rerouting of existing roads and culverts if required | 995414 |  | 18 |  | Lot | 1 |  | INCLUDED |  | INCLUDED | 0 |  | 0 | 0 | 0 | 0
20.12 | Stone filling (40 mm size) for transformer/reactor foundation | 995414 |  | 18 |  | Lot | 1 |  | INCLUDED |  | INCLUDED | 0 |  | 0 | 0 | 0 | 0
20.13 | Stone spreading for STATCOM station yard and Anti weed Treatment | 995414 |  | 18 |  | Lot | 1 |  | INCLUDED |  | INCLUDED | 0 |  | 0 | 0 | 0 | 0
20.14 | Electrified new Chain link fencing including gate in the STATCOM area including dismantling, re erection, re routing of the existing fence if required | 995414 |  | 18 |  | Lot | 1 |  | INCLUDED |  | INCLUDED | 0 |  | 0 | 0 | 0 | 0
20.15 | New Chain link fencing including gate in the STATCOM area including dismantling, re erection, re routing of the existing fence if required | 995414 |  | 18 |  | Lot | 1 |  | INCLUDED |  | INCLUDED | 0 |  | 0 | 0 | 0 | 0
[14 empty] | 0 | 0 | 0 | 0
(1): # Marked Quantities; (2): Bidders must fill only 1 of the 5 options. Bidders shall not fill more than 1 option. | [5 empty] | 0 | 0 | 0 | 0
[14 empty] | 0 | 0 | 0 | 0
(1): Part-B; (2): MAIN 400kV Switchyard Equipments/ systems (POWERGRID ASSESED QUANTITIES) | [5 empty] | 0 | 0 | 0 | 0
(1): 1; (2): Circuit Breaker (3 Phase) | [5 empty] | 0 | 0 | 0 | 0
(a) | 3150A, 63kA/sec without Closing resistor (3 phase) including support structure | 998736 |  | 18 |  | No. | 2 |  | INCLUDED |  | INCLUDED | 0 |  | 0 | 0 | 0 | 0
(b) | Controlled switching device for 420kV, 3-Ph Circuit Breaker | 998736 |  | 18 |  | Set | 4 |  | INCLUDED |  | INCLUDED | 0 |  | 0 | 0 | 0 | 0
[14 empty] | 0 | 0 | 0 | 0
(1): 2.0; (2): Instrument transformer (1 Phase) | [5 empty] | 0 | 0 | 0 | 0
2.1 | CT 3000/1: 6 Cores, 63kA/sec with 120% extended current rating (1-Phase) | 998736 |  | 18 |  | No. | 6 |  | INCLUDED |  | INCLUDED | 0 |  | 0 | 0 | 0 | 0
2.2 | 400kV Potential Transformer (Single Phase) | 998736 |  | 18 |  | No. | 6 |  | INCLUDED |  | INCLUDED | 0 |  | 0 | 0 | 0 | 0
[14 empty] | 0 | 0 | 0 | 0
(1): 3.0; (2): Isolator with support insulators | [5 empty] | 0 | 0 | 0 | 0
(a) | 3150A, 63kA/1sec Isolator with one E/s (3-phase) | 998736 |  | 18 |  | No. | 4 |  | INCLUDED |  | INCLUDED | 0 |  | 0 | 0 | 0 | 0
(a) | 3150A, 63kA/1sec Isolator with one E/s (1-phase) | 998736 |  | 18 |  | No. | 7 |  | INCLUDED |  | INCLUDED | 0 |  | 0 | 0 | 0 | 0
(a) | 3150A, 63kA/1sec Isolator with out E/s (1-phase) | 998736 |  | 18 |  | No. | 5 |  | INCLUDED |  | INCLUDED | 0 |  | 0 | 0 | 0 | 0
[14 empty] | 0 | 0 | 0 | 0
4.0 | Surge Arrester (Gapless-336kV) (1-phase) | 998736 |  | 18 |  | Nos. | 7 |  | INCLUDED |  | INCLUDED | 0 |  | 0 | 0 | 0 | 0
[14 empty] | 0 | 0 | 0 | 0
(1): 5; (2): Control & relay Panel | [5 empty] | 0 | 0 | 0 | 0
(1): a); (2): Circuit Breaker Relay Panel | [5 empty] | 0 | 0 | 0 | 0
i) | With out Auto Reclose (with Automation) | 998736 |  | 18 |  | Nos | 2 |  | INCLUDED |  | INCLUDED | 0 |  | 0 | 0 | 0 | 0
b) | Augmentation of existing Bus bar protection scheme for one no 400kV bay | 998736 |  | 18 |  | Set | 2 |  | INCLUDED |  | INCLUDED | 0 |  | 0 | 0 | 0 | 0
[14 empty] | 0 | 0 | 0 | 0
(1): 6; (2): Substation automation system | [5 empty] | 0 | 0 | 0 | 0
6.1 | Augmentation of existing Substation automation system for the STATCOM Station and associated 2 nos. 400kV bays under present cope, upgradation of hardware and software and updation of database etc for compleation of SAS augmentation as per technical specification | 998736 |  | 18 |  | Set | 1 |  | INCLUDED |  | INCLUDED | 0 |  | 0 | 0 | 0 | 0
[14 empty] | 0 | 0 | 0 | 0
(1): 7; (2): Structure | [5 empty] | 0 | 0 | 0 | 0
7.1 | Erection of Lattice Structures (MS Steel), to be designed during detailed engineering, for towers, beams and equipment support structure including pack plates / packwashers and gusset plates excluding fasteners and foundation bolts | 995455 |  | 18 |  | MT | 75 |  | INCLUDED |  | INCLUDED | 0 |  | 0 | 0 | 0 | 0
7.2 | Erection of fasteners ( nuts, bolts and washers ) including step bolts for lattice and pipe structures to be designed during detailed engineering | 995455 |  | 18 |  | MT | 6 |  | INCLUDED |  | INCLUDED | 0 |  | 0 | 0 | 0 | 0
7.3 | Erection of foundation bolts including nuts, checknut and washers for lattice and pipe structures to be designed during detailed engineering | 995455 |  | 18 |  | MT | 10 |  | INCLUDED |  | INCLUDED | 0 |  | 0 | 0 | 0 | 0
[14 empty] | 0 | 0 | 0 | 0
(1): 8; (2): Electrical auxiliaries supply systems (from existing ICT Tertiary) | [5 empty] | 0 | 0 | 0 | 0
8.1 | Auxiliary Service transformer 33 kV / 433 V; XX kVA | 998736 |  | 18 |  | Nos. | 1 |  | INCLUDED |  | INCLUDED | 0 |  | 0 | 0 | 0 | 0
8.2 | 66kV Circuit breaker (3-Phase) Inculding support Structure | 998736 |  | 18 |  | Nos. | 1 |  | INCLUDED |  | INCLUDED | 0 |  | 0 | 0 | 0 | 0
8.3 | 66kV Isolator without earth switch (3-phase) | 998736 |  | 18 |  | Nos. | 1 |  | INCLUDED |  | INCLUDED | 0 |  | 0 | 0 | 0 | 0
8.4 | 66kV Current transformer (1-phase) | 998736 |  | 18 |  | Nos. | 3 |  | INCLUDED |  | INCLUDED | 0 |  | 0 | 0 | 0 | 0
8.5 | 66kV Potential transformer (1-phase) | 998736 |  | 18 |  | Nos. | 3 |  | INCLUDED |  | INCLUDED | 0 |  | 0 | 0 | 0 | 0
8.6 | 72.5kV BPI | 998736 |  | 18 |  | Nos. | 9 |  | INCLUDED |  | INCLUDED | 0 |  | 0 | 0 | 0 | 0
8.7 | Erection hardware (Al tube, clamps, spacers, connectors, earthing material risers, auxiliary earthmat, buried cable trenches/pipes, BPIs all accessories etc for extension of 52kV teritary bus of 400/220/33kV autotransformer) | 998736 |  | 18 |  | Set | 1 |  | INCLUDED |  | INCLUDED | 0 |  | 0 | 0 | 0 | 0
[14 empty] | 0 | 0 | 0 | 0
[14 empty] | 0 | 0 | 0 | 0
(1): 9; (2): Civil works as per Technical Specification and Employer supplied drawings | [5 empty] | 0 | 0 | 0 | 0
i) | Excavation in all kind of soil including rock for all leads and lifts, backfilling, disposal of surplus earth within a lead up to 2 Km as per technical specification. The surplus earth shall be roughly graded . | 995433 |  | 18 |  | CUM | 1388 |  | INCLUDED |  | INCLUDED | 0 |  | 0 | 0 | 0 | 0
ii) | Excavation in hard rock which require blasting (including chemical blasting and rock excavated using specialized tools) for all foundation works including stacking, measuring, disposal etc.for all leads and lifts as per technical specification. | 995454 |  | 18 |  | CUM | 347 |  | INCLUDED |  | INCLUDED | 0 |  | 0 | 0 | 0 | 0
iii) | Providing and laying of Plain Cement Concrete (PCC) (1:4:8) | 995454 |  | 18 |  | CUM | 54 |  | INCLUDED |  | INCLUDED | 0 |  | 0 | 0 | 0 | 0
iv) | Providing and laying of Plain Cement Concrete (PCC) (1:2:4) | 995454 |  | 18 |  | CUM | 5 |  | INCLUDED |  | INCLUDED | 0 |  | 0 | 0 | 0 | 0
v) | Providing and laying of Reinforced Cement Concrete M-25 including pre cast, shuttering, Grouting of pockets & underpinning but excluding steel reinforcement | 995454 |  | 18 |  | CUM | 299 |  | INCLUDED |  | INCLUDED | 0 |  | 0 | 0 | 0 | 0
vi) | Steel Reinforcement | 995455 |  | 18 |  | MT | 22 |  | INCLUDED |  | INCLUDED | 0 |  | 0 | 0 | 0 | 0
vii) | Misc. Structural steel including rails, embedments, edge protection angles, gratings etc. but excluding the reinforcement steel and steel for lattice and pipe structures. | 995455 |  | 18 |  | MT | 5 |  | INCLUDED |  | INCLUDED | 0 |  | 0 | 0 | 0 | 0
viii) | Stone spreading in switchyard excluding PCC | 995424 |  | 18 |  | SQM | 5000 |  | INCLUDED |  | INCLUDED | 0 |  | 0 | 0 | 0 | 0
ix) | Antiweed treatment | 995428 |  | 18 |  | SQM | 5500 |  | INCLUDED |  | INCLUDED | 0 |  | 0 | 0 | 0 | 0
x) | Removing,cleaning and washing of existing stones and respreading of stones in switchyard excluding PCC | 995428 |  | 18 |  | SQM | 500 |  | INCLUDED |  | INCLUDED | 0 |  | 0 | 0 | 0 | 0
xi) | 3.75m wide Bitumen road with earthen shoulder including 100 mm dia RCC Hume Pipe @ 100 metre interval as per drawing and TS (as perDSR item no 16.35 and 16.30.1) and including 225 mm thick WBM in three equal layers of 75 mm each as per CPWD specification. | 995421 |  | 18 |  | SQM | 300 |  | INCLUDED |  | INCLUDED | 0 |  | 0 | 0 | 0 | 0
xii) | RCC culvert crossings including supplying and laying hume pipe 250mm dia of grade (NP-3) excluding concrete as per specification. | 995462 |  | 18 |  | RM | 30 |  | INCLUDED |  | INCLUDED | 0 |  | 0 | 0 | 0 | 0
xiii) | RCC culvert crossings including supplying and laying hume pipe 300mm dia of grade (NP-3) excluding concrete as per specification. | 995462 |  | 18 |  | RM | 30 |  | INCLUDED |  | INCLUDED | 0 |  | 0 | 0 | 0 | 0
xiv) | RCC culvert crossings including supplying and laying hume pipe 450mm dia of grade (NP-3) excluding concrete as per specification. | 995462 |  | 18 |  | RM | 30 |  | INCLUDED |  | INCLUDED | 0 |  | 0 | 0 | 0 | 0
xv) | Supplying and erecting dewatering pumps-5 HP | 995462 |  | 18 |  | Nos | 2 |  | INCLUDED |  | INCLUDED | 0 |  | 0 | 0 | 0 | 0
xvi) | All civil works for Drains construction of Section A-A including crossings if any as per technical specification and tender drawings complete in all respect with all labour and materials. | 995462 |  | 18 |  | RM | 300 |  | INCLUDED |  | INCLUDED | 0 |  | 0 | 0 | 0 | 0
xvii) | All civil works for Drains construction of Section B-B including crossings if any as per technical specification and tender drawings complete in all respect with all labour and materials. | 995462 |  | 18 |  | RM | 150 |  | INCLUDED |  | INCLUDED | 0 |  | 0 | 0 | 0 | 0
xviii) | All civil works for Drains construction of Section C-C including crossings if any as per technical specification and tender drawings complete in all respect with all labour and materials. | 995462 |  | 18 |  | RM | 150 |  | INCLUDED |  | INCLUDED | 0 |  | 0 | 0 | 0 | 0
xix) | All civil works for Drains construction of Section D-D including crossings if any as per technical specification and tender drawings complete in all respect with all labour and materials. | 995462 |  | 18 |  | RM | 100 |  | INCLUDED |  | INCLUDED | 0 |  | 0 | 0 | 0 | 0
xx | Cable Trench including all types of crossings, all metallic works and sump pit including concrete and reinforcement steel Section 2-2 | 995462 |  | 18 |  | RM | 75 |  | INCLUDED |  | INCLUDED | 0 |  | 0 | 0 | 0 | 0
xxi) | Cable Trench including all types of crossings, all metallic works and sump pit including concrete and reinforcement steel Section 3-3 | 995462 |  | 18 |  | RM | 50 |  | INCLUDED |  | INCLUDED | 0 |  | 0 | 0 | 0 | 0
xxii) | Cable Trench including all types of crossings, all metallic works and sump pit including concrete and reinforcement steel Section 4-4 | 995462 |  | 18 |  | RM | 25 |  | INCLUDED |  | INCLUDED | 0 |  | 0 | 0 | 0 | 0
xxiii) | Soil Investigation for 02 borehole locations: As per technical specification including all laboratory and field tests, report and recommendations. | 995462 |  | 18 |  | LOT | 1 |  | INCLUDED |  | INCLUDED | 0 |  | 0 | 0 | 0 | 0
xxiv) | Supplying, filling and compacting stone boulders mixed with sand under foundations, roads, cable trenches, drains etc in layers not exceeding 250mm thickness including ramming, watering, compacting etc | 995462 |  | 18 |  | CUM | 54 |  | INCLUDED |  | INCLUDED | 0 |  | 0 | 0 | 0 | 0
xxv) | Earthwork in excavation & filling in all types of soil and soft/disintegrated rock in open areas/nallas/channels, to the required slopes, shapes, levels, elevations and profile, including trimming of bottom and slopes of excavation, bailing out rain (dewatering), pumping, removal of slush, preparing embankments/marginal banks, loosening, dressing, spreading material in layers not exceeding 200mm, as per direction of Engineer-in-Charge, water flooding, compacting to achieve 95% consolidation at optimum moisture content, finishing etc. all complete, for all leads and lifts within leveling boundary, including disposal of surplus earth and stacking of unsuitable material within a lead of 2.0 Km beyond substation boundary, with all labour, material, tools, tackles and equipment, safeguards and incidentals, Royalty,taxes etc. as necessary, as per drawings, specification and directions of the Engineer-in-Charge. Clearing of jungle is included in this item. (Only excavation/cutting will be measured for payment purpose.) | 995433 |  | 18 |  | CUM | 3500 |  | INCLUDED |  | INCLUDED | 0 |  | 0 | 0 | 0 | 0
xxvi) | Supply of earth (excluding rock & boulders) at site including royalty,carriage and filling in specified areas in layers not exceeding 200mm in depth, compacting under optimum moisture condition to achieve 95% of Proctor density,finishing etc. all complete, for all leads & lifts, with all labour, material, tools, tackles, equipments, safeguards & incidentals as necessary as per drawings, specification and direction of the Engineer- in- Charge. | 995433 |  | 18 |  | CUM | 875 |  | INCLUDED |  | INCLUDED | 0 |  | 0 | 0 | 0 | 0
xxvii) | Earthwork in excavation in Hard rocks in open areas/nallas/ channels, to the required slopes, shapes, levels, elevations and profile, including trimming of bottom and slopes of excavation and stacking and disposal of rock for a lead up to 2.0 KM beyond leveling boundary and all lifts , with all labour, material, tools, tackles and equipment, safeguards and incidentals,Royalty,taxes etc. as per directions of the Engineer-in-Charge. Serviceable material if available shall be stacked at site as identified by Engineer-in-Charge.(50% void deduction from stack measurement) | 995433 |  | 18 |  | CUM | 1000 |  | INCLUDED |  | INCLUDED | 0 |  | 0 | 0 | 0 | 0
xxviii) | Dry stone pitching 22.5 cm thick including supply of stones and preparing surface complete including construction of 600 mm high and 230 mm wide cement concrete (1:3:6) (1 cement : 3 coarse sand (zone-III) : 6 graded stone aggregate 20 mm nominal size) toe wall at the lowest portion of stone pitching area etc. completed as per the instruction of Engineer-In-Charge. | 995433 |  | 18 |  | SQM | 1100 |  | INCLUDED |  | INCLUDED | 0 |  | 0 | 0 | 0 | 0
[14 empty] | 0 | 0 | 0 | 0
(1): 10; (2): PMU | [5 empty] | 0 | 0 | 0 | 0
10.1 | PMU with GPS Clock (clock can be either internal or external) | 998736 |  | 18 |  | EA | 2 |  | INCLUDED |  | INCLUDED | 0 |  | 0 | 0 | 0 | 0
10.2 | WAMS Hardware - Time System (GPS receiver) | 998736 |  | 18 |  | EA | 2 |  | INCLUDED |  | INCLUDED | 0 |  | 0 | 0 | 0 | 0
10.3 | WAMS Hardware - Substation Grade Layer-3 LAN Switches with minimum 4 x10/100 Mbps Ethernet ports and 2 x 1 Gbps Ethernet ports | 998736 |  | 18 |  | EA | 3 |  | INCLUDED |  | INCLUDED | 0 |  | 0 | 0 | 0 | 0
10.4 | WAMS Miscellaneous - Armored Fibre Optic Cable and associatedtermination for connecting PMU panels located indifferent control room of a station | 998736 |  | 18 |  | LOT | 1 |  | INCLUDED |  | INCLUDED | 0 |  | 0 | 0 | 0 | 0
10.5 | Integration of PMU with the PDC (Phasor Data Concentrator) of RLDCs and respective SLDCs as required. | 998736 |  | 18 |  | LOT | 1 |  | INCLUDED |  | INCLUDED | 0 |  | 0 | 0 | 0 | 0
[14 empty] | 0 | 0 | 0 | 0
[14 empty] | 0 | 0 | 0 | 0
[9 empty] | 0 |  | 0
[11 empty] | 0 | 0
(1): Date: | Printed Name:
(1): Place:; (2): 0 | Designation:
Click for Schedule--4a

## Sch-4a
SPEC. NO.: CC/NT/W-STAT/DOM/A00/23/11098 | [14 empty] | Schedule-4a | #REF!
STATCOM PACKAGE ST-02T for a). ± 1x300 MVAr STATCOM with 2x125 MVAr MSC, 1x125 MVAr MSR at Ramgarh along with associated bays in Bus Section-I; b). ± 1x300 MVAr STATCOM with 2x125 MVAr MSC, 1x125 MVAr MSR at Ramgarh along with associated bays in Bus Section-II under “Transmission system for evacuation of power from REZ in Rajasthan (20GW) under Phase-III Part C1”. | [15 empty] | #REF!
#REF!
(Schedule of Rates and Prices)
Bidder’s Name and Address : | [13 empty] | To:
0 | [13 empty] | Contract Services
Name : | [13 empty] | Power Grid Corporation of India Ltd.,
Address : | [13 empty] | "Saudamini", Plot No.-2
Sector-29,
Gurgaon (Haryana) - 122 001
Price Break-down of charges for Training to be imparted abroad and System Studies to be conducted abroad
(All figures in Indian Rupees)
Sl. No. | PR No | PR Line Item No | Activity Header | PR Activity No | Activity Description | Service Code | Description | SAC | Whether SAC in column ‘…’ is confirmed. If not indicate applicable the SAC # | Rate of GST applicable ( in %) | Whether rate of GST in column ‘---’ is confirmed. If not indicate applicable rate of GST # | Country where training is to be imparted | Unit | Quantity | Total Training Charges
(Service Accounting Codes)
(1) | (2) | (3) | (4) | (5) | (6) | (7) | (8) | (9) | (10) | (11) | (12) | (9) | (10) | (11) | (12)
1 |  |  |  |  | TRAINING |  | a) Traning on System engineering design and equipment Specification | [5 empty] | Lot | 1
2 |  |  |  |  | TRAINING |  | b) Training on Operation and maintenance of STATCOM | [5 empty] | Lot | 1
3 |  |  |  |  | SYSTEM STUDIES |  | System Studies as per Technical Specification | [5 empty] | Lot | 1
TOTAL TRAINING CHARGES FOR TRAINING TO BE IMPARTED WITHIN INDIA AND SYSTEM STUDIES TO BE CONDUCTED ABROAD | [14 empty] | 0
Date : | [13 empty] | Printed Name:
Place : | [13 empty] | Designation:
Click for Schedule-4b

## Sch-4b
SPEC. NO.: CC/NT/W-STAT/DOM/A00/23/11098 | [13 empty] | Schedule-4b |  |  | #REF!
#REF!
STATCOM PACKAGE ST-02T for a). ± 1x300 MVAr STATCOM with 2x125 MVAr MSC, 1x125 MVAr MSR at Ramgarh along with associated bays in Bus Section-I; b). ± 1x300 MVAr STATCOM with 2x125 MVAr MSC, 1x125 MVAr MSR at Ramgarh along with associated bays in Bus Section-II under “Transmission system for evacuation of power from REZ in Rajasthan (20GW) under Phase-III Part C1”. | [16 empty] | #REF!
INR
(Schedule of Rates and Prices) | [15 empty] | GST
Bidder’s Name and Address : | [12 empty] | To:
0 | [12 empty] | Contract Services
Name : | 0 | [11 empty] | Power Grid Corporation of India Ltd., |  |  | 0
Address : | 0 | [11 empty] | "Saudamini", Plot No.-2 |  |  | 5
| 0 | [11 empty] | Sector-29, |  |  | 12
| 0 | [11 empty] | Gurgaon (Haryana) - 122 001 |  |  | 18
28
Price Break-down of charges for Training to be imparted within India and System Studies to be conducted in India
#REF!
Sl. No. | PR No | Line Item No | Activity Header | PR Activity No | Activity Description | Service Code | SAC | Whether SAC in column 8’ is confirmed. If not indicate applicable the SAC # | Rate of GST applicable ( in %) | Whether rate of GST in column ‘10’ is confirmed. If not indicate applicable rate of GST # | Description | Unit | Quantity | Total Training Charges | GST Amount
(Service Accounting Codes)
(1) | (2) | (3) | (4) | (5) | (6) | (7) | (8) | (9) | (10) | (11) | (12) | (13) | (14) | (15) | (16)
1 |  |  |  |  | TRAINING |  | 998399 |  | 18 |  | a) Traning on System engineering design and equipment Specification | Lot | 1 |  | 0
2 |  |  |  |  | TRAINING |  | 998399 |  | 18 |  | b) Training on Operation and maintenance of STATCOM | Lot | 1 |  | 0
3 |  |  |  |  | TRAINING |  | 998399 |  | 18 |  | c Hands on Training on Operation and maintenance of STATCOM at site | Lot | 1 |  | 0
4 |  |  |  |  | SYSTEM STUDIES |  | 998399 |  | 18 |  | System Studies as per Technical Specification | LOT | 1 |  | 0
TOTAL TRAINING CHARGES FOR TRAINING TO BE IMPARTED WITHIN INDIA AND SYSTEM STUDIES TO BE CONDUCTED IN INDIA | [13 empty] | 0 | 0
Date : | [12 empty] | Printed Name:
Place : | [12 empty] | Designation:
Click for Schedule-5

## Sch-4c (hidden)
SPEC. NO.: CC/NT/W-STAT/DOM/A00/23/11098 | [6 empty] | #REF!
#REF!
STATCOM PACKAGE ST-02T for a). ± 1x300 MVAr STATCOM with 2x125 MVAr MSC, 1x125 MVAr MSR at Ramgarh along with associated bays in Bus Section-I; b). ± 1x300 MVAr STATCOM with 2x125 MVAr MSC, 1x125 MVAr MSR at Ramgarh along with associated bays in Bus Section-II under “Transmission system for evacuation of power from REZ in Rajasthan (20GW) under Phase-III Part C1”. | [6 empty] | #REF!
INR
(Schedule of Rates and Prices)
Bidder’s Name and Address : |  |  |  |  | To:
0 |  |  |  |  | Contract Services
Name : | 0 |  |  |  | Power Grid Corporation of India Ltd.,
Address : | 0 |  |  |  | "Saudamini", Plot No.-2
| 0 |  |  |  | Sector-29,
| 0 |  |  |  | Gurgaon (Haryana) - 122 001
Price Break-down of charges for Supervision of erection at 400kV Orai (UPPTCL) Extension:
Sl. No. | Description | Unit | Qty | Rate | Currency# | Total Charges
1 | 420 kV EQUIPMENT
1.1 | 420kV Circuit Breakers (3-Phase) with support structure (3150A, 50KA & Without PIR ) | Sets | 2 | Lump Sum
1.2 | 420kV Isolator (3-phase) (Double Break) (3150A, 50KA) isolator with one E/S | Sets | 2 | Lump Sum
2 | RELAY & PROTECTION PANELS (WITH AUTOMATION)
2.1 | CB Relay Panel With Auto Reclose | Nos. | 2 | Lump Sum
| TOTAL FOR SUPERVISION CHARGES (TOTAL SCHEDULE - 4c) |  |  |  |  | 0
0
0
0
Note: | To and fro charges and accommodation for the Instructor (Trainer) and Training material for the Trainees shall be included in the prices quoted by the bidder. However, arrangments for trainees and premises for conducting the training shall be arranged by POWERGRID.
# | Specify currency in accordance with ITB Clause 12.1 and corresponding BDS clause, Part-1 of the Bidding Documents
Date : | 0 |  |  | Printed Name: | 0
Place : | 0 |  |  | Designation: | 0
Click for Schedule-5

## Sch-5
SPEC. NO.: CC/NT/W-STAT/DOM/A00/23/11098 |  |  | SCHEDULE-5
STATCOM PACKAGE ST-02T for a). ± 1x300 MVAr STATCOM with 2x125 MVAr MSC, 1x125 MVAr MSR at Ramgarh along with associated bays in Bus Section-I; b). ± 1x300 MVAr STATCOM with 2x125 MVAr MSC, 1x125 MVAr MSR at Ramgarh along with associated bays in Bus Section-II under “Transmission system for evacuation of power from REZ in Rajasthan (20GW) under Phase-III Part C1”.
SUMMARY OF TAXES & DUTIES
Bidder’s Name and Address : |  |  | To:
0 |  |  | Contract Services
Name : |  |  | Power Grid Corporation of India Ltd.,
Address : |  |  | "Saudamini", Plot No.-2
Sector-29,
Gurgaon (Haryana) - 122 001
Sl. No. | Item Nos. |  | Total Price (INR) |  |  | Taxes After Discount
1 | Total Customs Duty (including Basic Custom Duty, cess, levies and GST) | [5 empty] | 0 | 0
| Rate of Customs Duty (including Basic Custom Duty, cess, levies and GST) |  |  | 0 | 0
0%
0%
Total Custom Duty applicable on supply of Goods from Abroad (Items identified in Schedule 1a) between the Contractor and the Employer (identified in Schedule 1a') which are not included in the CIF price as per the provision of the Bidding Documents, as applicable.
2 | Total GST on if any, applicable on reverse charge basis on Marine freight which is not included in the freight charges as per the provision of the Bidding Documents. (for Items identified in Schedule 1a) |  |  | 0 | 0 |  | 0 | 0
| Whether Foreign Shipping line shall be engaged for transport of Goods i.e. Plant & Equipment, from abroad to India | Yes
| If ‘Yes’, rate of GST to be paid by Purchaser on reverse charge basis |  | 0
2 | TOTAL GST on Goods to be supplied from within India |  |  | 0 | 0
| Total GST for supply of Plant & Equipment (inter-alia including Type Test Charges) from India between the Contractor and the Employer (identified in Schedule 1b') which is indicated separately in Schedule-1b and not included in the Ex-works price, as per the provision of the Bidding Documents. | [5 empty] | 0
3 | Total GST on Port handling & Custom clearance for Goods to be supplied from abroad, if any, (identified in Schedule 2') , Installation Charges (identified in Schedule 3') and Training Charges, System Studies Charges (identified in Schedule 4b') are not included in the Port handling & Custom clearance charges, Installation Charges and Training Charges per the provisions of the bidding documents |  | 0 |  | 0
4 | TOTAL GST on Services to be supplied from within India as per Schedule-3 |  |  | 0
5 | TOTAL GST on Training charges for Training to be imparted in India as per Schedule-4b |  |  | 0
| GRAND TOTAL [1+2+3+4+] |  |  | 0
0
Date: |  | Printed Name
Place: |  | Designation
Click for Schedule--7a

## Sch-6
SPEC. NO.: CC/NT/W-STAT/DOM/A00/23/11098 |  |  |  | SCHEDULE-6 |  | #REF!
#REF!
STATCOM PACKAGE ST-02T for a). ± 1x300 MVAr STATCOM with 2x125 MVAr MSC, 1x125 MVAr MSR at Ramgarh along with associated bays in Bus Section-I; b). ± 1x300 MVAr STATCOM with 2x125 MVAr MSC, 1x125 MVAr MSR at Ramgarh along with associated bays in Bus Section-II under “Transmission system for evacuation of power from REZ in Rajasthan (20GW) under Phase-III Part C1”. | [5 empty] | #REF!
(GRAND SUMMARY)
Bidder’s Name and Address : |  |  | To:
0 |  |  | Contract Services |  | 0
Name : |  |  | Power Grid Corporation of India Ltd., |  | 0
Address : |  |  | "Saudamini", Plot No.-2 |  | 0
|  |  | Sector-29, |  | INR
Gurgaon (Haryana) - 122 001
Sl. No. | Description |  | Total Price in INR
1 | TOTAL SCHEDULE NO. 1(a)
| Plant and Equipment to be supplied from abroad including Type Test Charges for tests to be conducted abroad |  | 0
2 | TOTAL SCHEDULE NO. 1(b)
| Plant and Equipment to be supplied from within India including Type Test Charges for test to be conducted in India |  | 0
3 | TOTAL SCHEDULE NO. 2
3a | Local transportation, In-transit Insurance, loading & unloading Charges |  | 0
3b | Port handling & Custom clearance charges (applicable only for CIF supplies covered under Schedule-1a) |  | 0
4 | TOTAL SCHEDULE NO. 3
| Installation Charges |  | 0
5 | TOTAL SCHEDULE NO. 4(a)
| Training Charges for Training to be imparted abroad and Charges for System Studies to be conducted abroad |  | 0
6 | TOTAL SCHEDULE NO. 4(b)
| Training Charges for Training to be imparted in India and Charges for System Studies to be conducted in India |  | 0
7 | TOTAL SCHEDULE NO. 4(c)
Supervision of erection at 400kV Orai (UPPCL) Extension:
7 | TOTAL SCHEDULE NO. 5
| Taxes and Duties |  | 0
8 | TOTAL SCHEDULE NO.7(a)
| Break-up of Test Charges for tests to be conducted abroad [Total of this Schedule is included in Schedule – 1a above] |  | 0
9 | TOTAL SCHEDULE NO. 7(b)
| TOTAL SCHEDULE NO. 7b Break-up of Test Charges for tests to be conducted in India [Total of this Schedule is included in Schedule – 1b above] |  | 0
| GRAND TOTAL [1+2+3+4+5+6+7+8+ 9] |  |  | 0
Date: |  |  | Printed Name:
Place: |  |  | Designation:
|  | 0 | #REF!
|  | #REF! | #REF!
|  | #REF! | #REF!
|  | INR | #REF!

## Sch-6 (After Discount)
SPEC. NO.: CC/NT/W-STAT/DOM/A00/23/11098 |  |  | SCHEDULE-6 (After Discount) |  |  |  |  | #REF!
#REF!
STATCOM PACKAGE ST-02T for a). ± 1x300 MVAr STATCOM with 2x125 MVAr MSC, 1x125 MVAr MSR at Ramgarh along with associated bays in Bus Section-I; b). ± 1x300 MVAr STATCOM with 2x125 MVAr MSC, 1x125 MVAr MSR at Ramgarh along with associated bays in Bus Section-II under “Transmission system for evacuation of power from REZ in Rajasthan (20GW) under Phase-III Part C1”. | [7 empty] | #REF!
(GRAND SUMMARY AFTER DISCOUNT) | [7 empty] | INR
Bidder’s Name and Address : |  |  | To:
0 |  |  | Contract Services
Name : |  |  | Power Grid Corporation of India Ltd.,
Address : |  |  | "Saudamini", Plot No.-2
Sector-29,
Gurgaon (Haryana) - 122 001
Sl. No. | Description |  | Total Price in INR
1 | TOTAL SCHEDULE NO. 1(a) |  |  |  | Disc. Factors | From Sch-6
| Plant and Equipment to be supplied from abroad including Type Test Charges for tests to be conducted abroad |  | 0 |  | 0 | 0
2 | TOTAL SCHEDULE NO. 1(b)
| Plant and Equipment to be supplied from within India including Type Test Charges for test to be conducted in India |  | 0 |  | 0 | 0 | D
3 | TOTAL SCHEDULE NO. 2 | [5 empty] | B/O
3a | Local transportation, In-transit Insurance, loading & unloading Charges |  | 0 |  | 0 | 0
3b | Port handling & Custom clearance charges (applicable only for CIF supplies covered under Schedule-1a) |  | 0 |  | 0 | 0
4 | TOTAL SCHEDULE NO. 3
| Installation Charges |  | 0 |  | 0 | 0
5 | TOTAL SCHEDULE NO. 4(a)
| Training Charges for Training to be imparted abroad and Charges for System Studies to be conducted abroad |  | 0 |  | 1 | 0
6 | TOTAL SCHEDULE NO. 4(b)
| Training Charges for Training to be imparted in India and Charges for System Studies to be conducted in India |  | 0 |  | 1 | 0
7 | TOTAL SCHEDULE NO. 4(c)
| Supervision of erection at 400kV Orai (UPPCL) Extension: |  | 0
7 | TOTAL SCHEDULE NO. 5
| Taxes and Duties |  | 0 |  |  | 0
8 | TOTAL SCHEDULE NO.7(a)
| Break-up of Type Test Charges for Tests to be conducted abroad [Total of this Schedule is included in Schedule - 1a above.] |  | 0 |  | 1 | 0
9 | TOTAL SCHEDULE NO. 7(b)
| Break-up of Type Test Charges for Tests to be conducted in India [Total of this Schedule is included in Schedule - 1b above.] |  | 0 |  | 1 | 0
| GRAND TOTAL [1+2+3+4+5+6+7+8+9] |  |  | 0
0
Date: |  |  | Printed Name:
Place: |  |  | Designation:
|  | Exchange Rate as on date of OBD | Eqvt. INR
#REF! | #REF! | 50.4 | #REF!
0 | #REF! | 65 | #REF!
#REF! | #REF! | 45 | #REF!
INR | #REF! |  | #REF!
#REF!
Bid Price after Discount (excld. T&D)
|  | CE (excld. T&D) | 225659
|  | Variation (%age) | #REF!

## Letter of Discount
SPEC. NO.: CC/NT/W-STAT/DOM/A00/23/11098 |  |  |  |  | Letter of Discount | Sch-1a | 0
[6 empty] | Sch-1(b) | 0
LETTER OF DISCOUNT | [5 empty] | Sch-1b -D |  | D
To, | [5 empty] | Sch-1b (B-O) |  | B/O
[6 empty] | Sch-2a | 0
Contract Services | [5 empty] | Sch-2b | 0
Power Grid Corporation of India Ltd., | [5 empty] | Sch-3 | 0
"Saudamini", Plot No.-2 | [5 empty] | Sch-4a | #REF!
Sector-29, (near IFFCO Chowk) | [5 empty] | Sch-4b | 0
Gurgaon (Haryana) - 122001 | [5 empty] | Sch-7a | 0
[6 empty] | Sch-7b | 0
#REF!
Subject : |  | STATCOM PACKAGE ST-02T for a). ± 1x300 MVAr STATCOM with 2x125 MVAr MSC, 1x125 MVAr MSR at Ramgarh along with associated bays in Bus Section-I; b). ± 1x300 MVAr STATCOM with 2x125 MVAr MSC, 1x125 MVAr MSR at Ramgarh along with associated bays in Bus Section-II under “Transmission system for evacuation of power from REZ in Rajasthan (20GW) under Phase-III Part C1”.
Dear Sir,
With reference to the subject tender, we hereby offer unconditional discount on the prices quoted by us as per details given here below :
[6 empty] | Sch-1a | Sch-1b | Sch-2a | Sch-2b | Sch-3 |  | Sch-4a | Sch-4b | Sch-7a | Sch-7b | Discounts in Rs.
| 1 | Discount on lum-sum basis on total price quoted by us without Taxes & Duties. [The discount shall be proportionately applicable on all the items of all the Schedules i.e. Sch-1a, Sch-1b, Sch-2, Sch-3, Sch-4a, Sch-4b, Sch-7a, Sch-7b |  |  |  | #REF! | #REF! | #REF! | #REF! | #REF! |  | #REF! | #REF! | #REF! | #REF! | #REF!
| 2 | Discount on percent basis on total price quoted by us without Taxes & Duties. [The discount shall be proportionately applicable on all the items of all the Schedules i.e. Sch-1 (without type test charges), Sch-2, Sch-3, Sch-4a, Sch-4b, Sch-7a & Sch-7b]. |  |  |  | 0 | 0 | 0 | 0 | 0 |  | #REF! | 0 | 0 | 0 | #REF!
| 3 | Discount on lum-sum basis on the Schedules as given below: [The discount shall be proportionately applicable on all the relevent items of the respective Schedules.]
|  | Schedule-1a : CIF Prices |  |  |  | 0 | X | X | X | X | [5 empty] | 0
|  | Schedule-1b: Ex works prices | (On entire Schedule) |  |  | X | 0 | X | X | X | Ov. |  |  |  |  | 0
|  | Schedule-1b: Ex works prices | (On Direct items only) |  |  | NA | NA | NA |  | 0 | D |  |  |  |  | 0
|  | Schedule-1b: Ex works prices | (On Bought-out items only) |  |  | NA | NA | NA |  | 0 | BO |  |  |  |  | 0
|  | Schedule-2a : Freight & Insurance |  |  |  | X | X | 0 | X | X | [5 empty] | 0
|  | Schedule-2b : Port handling & Custom clearance charges |  |  |  | X | X | X | 0
|  | Schedule-3 : Installation |  |  |  | X | X | X | X | 0 | [5 empty] | 0
|  | Schedule-4 a : Training Charges (Abroad) |  |  |  | X | X | X |  | X |  | 0 | X | X | X | 0
|  | Schedule-4 b : Training Charges (India) |  |  |  | X | X | X |  | X |  | X | 0 | X | X | 0
|  | Schedule-4 c : Supervision charges for erection of 400kV Orai (UPPTCL) substation Extension |  |  |  | X | X | X |  | X | [5 empty] | 0
|  | Schedule-7 a : Type Test Charges (Abroad) |  |  |  | X | X | X |  | X |  | X | X | 0 | X | 0
|  | Schedule-7 b: Type Test Charges (India) |  |  |  | X | X | X |  | X |  | X | X | X | 0 | 0
| 4 | Discount on percent basis on the Schedules as given below: [The discount shall be proportionately applicable on all the relevent items of the respective Schedules.] In Percent (%) [Common for all Currencies]
|  | Schedule-1a : CIF Prices |  | In Percent (%) |  | 0 | X | X | X | X | [5 empty] | 0
|  | Schedule-1b: Ex works prices | (On entire Schedule) | In Percent (%) |  | X | 0 | X | X | X | Ov. |  |  |  |  | 0
|  | Schedule-1b: Ex works prices | (On Direct items only) | In Percent (%) |  | NA | NA | NA |  | 0 | D |  |  |  |  | 0
|  | Schedule-1b: Ex works prices | (On Bought-out items only) | In Percent (%) |  | NA | NA | NA |  | 0 | BO |  |  |  |  | 0
|  | Schedule-2a : Freight & Insurance |  | In Percent (%) |  | X | X | 0 | X | X | [5 empty] | 0
|  | Schedule-2b : Port handling & Custom clearance charges |  | In Percent (%) |  | X | X | X | 0
|  | Schedule-3 : Installation |  | In Percent (%) |  | X | X | X | X | 0 | [5 empty] | 0
|  | Schedule-4 a : Training Charges (Abroad) |  | In Percent (%) |  | X | X | X |  | X |  | #REF! | X | X | X | #REF!
|  | Schedule-4 b : Training Charges (India) |  | In Percent (%) |  | X | X | X |  | X |  | X | 0 | X | X | 0
|  | Schedule-4 c : Supervision charges for erection of 400kV Orai (UPPTCL) substation Extension |  | In Percent (%) | #REF! | X | X | X |  | X
|  | Schedule-7 a : Type Test Charges (Abroad) |  | In Percent (%) |  | X | X | X |  | X |  | X | X | 0 | X | 0
|  | Schedule-7 b: Type Test Charges (India) |  | In Percent (%) |  | X | X | X |  | X |  | X | X | X | 0 | 0
|  | Discount(s) offered at sl. No. 1 to 4 will get displayed and accounted for automatically in the respective items of the Schedules. | [13 empty] | #REF!
| 5 | We hereby offer Multi-Package discount as given below:
Please consider this letter of discount as the integral part of our price bid.
Thanking you, we remain, |  |  |  | Yours faithfully,
Date : |  |  | Printed Name: |  |  | #REF! | #REF! | #REF! | #REF! | #REF! |  | #REF! | #REF! | #REF! | #REF! | #REF!
Place : |  |  | Designation:
[5 empty] | Disc. Factors | 0 | 0 | 0 | 0 | 0 |  | 1 | 1 | 1 | 1
D
#REF!
#DIV/0!
#DIV/0!
0
#DIV/0!
0
#REF!
[6 empty] | disc factor | #REF!
B/O
#REF!
#DIV/0!
#DIV/0!
0
#DIV/0!
0
#REF!
[6 empty] | disc factor | #REF!
[6 empty] | #REF! | #REF! | #REF! |  | 0
[6 empty] | #REF! | #REF! | #REF! |  | 0
[6 empty] | #REF! | #REF! | #REF! |  | 0
[6 empty] | #REF! | #REF! | #REF!
[6 empty] | #REF! | #REF! | #REF! |  | 0
[6 empty] | #REF! | #REF! | #REF! |  | 0
0
[6 empty] | #REF! | #REF! | #REF! |  | 0
[6 empty] | #REF! | #REF! | #REF!
[6 empty] | #REF! | #REF! | #REF! |  | 0
[6 empty] | #REF! | #REF! | #REF!
[6 empty] | #REF! | #REF! | #REF! |  | 0
[6 empty] | #REF! | #REF! | #REF!
[6 empty] | #REF! | #REF! | #REF! |  | 0
[6 empty] | #REF! | #REF! | #REF! |  | 0
0
[6 empty] | #REF! | #REF! | #REF! |  | 0
[6 empty] | #REF! | #REF! | #REF!
[6 empty] | #REF! | #REF! | #REF! |  | 0
[6 empty] | #REF! | #REF! | #REF!
[6 empty] | #REF! | #REF! | #REF! |  | 0
[6 empty] | #REF! | #REF! | #REF! |  | 0
[6 empty] | #REF! | #REF! | #REF! |  | #REF!

## Sch-7a
SPEC. NO.: CC/NT/W-STAT/DOM/A00/23/11098 | [8 empty] | Schedule-7a | #REF!
#REF!
STATCOM PACKAGE ST-02T for a). ± 1x300 MVAr STATCOM with 2x125 MVAr MSC, 1x125 MVAr MSR at Ramgarh along with associated bays in Bus Section-I; b). ± 1x300 MVAr STATCOM with 2x125 MVAr MSC, 1x125 MVAr MSR at Ramgarh along with associated bays in Bus Section-II under “Transmission system for evacuation of power from REZ in Rajasthan (20GW) under Phase-III Part C1”. | [9 empty] | #REF!
(Schedule of Rates and Prices)
Bidder’s Name and Address : | [5 empty] | To:
0 | [5 empty] | Contract Services
Name : | [5 empty] | Power Grid Corporation of India Ltd.,
Address : | [5 empty] | "Saudamini", Plot No.-2
Sector-29,
Gurgaon (Haryana) - 122 001
Break-up of Type Test Charges for Type Tests to be conducted abroad:
(All figures in Indian Rupees)
Sl. No. | PR No. | PR Line Item No. | Activity Description | Material Code | Description of the Type Test | Testing Location | Unit | Quantity | Type Test Charges
Amount
(1) | (2) | (3) | (4) | (5) | (6) | (7) | (8) | (9) | (10)
1
(a) |  |  | TYPE TEST |  | STATCOM Valve |  | LOT | 1
(b) |  |  | TYPE TEST |  | Air Core Reactor of each type |  | LOT | 1
0
Date: | [5 empty] | Printed Name:
Place: | [5 empty] | Designation:
Click for Schedule-7b

## Sch-7b
SPEC. NO.: CC/NT/W-STAT/DOM/A00/23/11098 | [12 empty] | Schedule-7b |  |  | #REF!
#REF!
STATCOM PACKAGE ST-02T for a). ± 1x300 MVAr STATCOM with 2x125 MVAr MSC, 1x125 MVAr MSR at Ramgarh along with associated bays in Bus Section-I; b). ± 1x300 MVAr STATCOM with 2x125 MVAr MSC, 1x125 MVAr MSR at Ramgarh along with associated bays in Bus Section-II under “Transmission system for evacuation of power from REZ in Rajasthan (20GW) under Phase-III Part C1”. | [15 empty] | #REF!
INR
(Schedule of Rates and Prices) | [14 empty] | GST
Bidder’s Name and Address : | [5 empty] | To:
0 | [5 empty] | Contract Services
Name : | [5 empty] | Power Grid Corporation of India Ltd., | [8 empty] | 0
Address : | [5 empty] | "Saudamini", Plot No.-2 | [8 empty] | 5
[6 empty] | Sector-29, | [8 empty] | 12
[6 empty] | Gurgaon (Haryana) - 122 001 | [8 empty] | 18
Break-up of Type Test Charges for Type Tests to be conducted in India: | [14 empty] | 28
(All figures in Indian Rupees)
Sl. No. | PR No | PR Line Item No | Activity Description | Material Code | Description of the Type Test | Testing Location | Unit | Quantity | HSN Code | Whether HSN in column ‘10’ is confirmed. If not indicate applicable the HSN code # | Rate of GST applicable ( in %) | Whether rate of GST in column ‘12’ is confirmed. If not indicate applicable rate of GST # | Type Test Charges | GST AMOUNT
Amount
(1) | (2) | (3) | (4) | (5) | (6) | (7) | (8) | (9) | (10) | (11) | (12) | (13) | (14) | (15)
1 |  |  |  |  | TYPE TESTING FOR THE FOLLOWING STATCOM Station EQUIPMENTS (As per Specification)
(a) |  |  | TYPE TEST |  | STATCOM Valve |  | LOT | 1 | 998346 |  | 18 |  |  | 0
(b) |  |  | TYPE TEST |  | Coupling transformer |  | LOT | 1 | 998346 |  | 18 |  |  | 0
(c) |  |  | TYPE TEST |  | Air Core Reactor of each type |  | LOT | 1 | 998346 |  | 18 |  |  | 0
(d) |  |  | TYPE TEST |  | Power Capacitors of each type |  | LOT | 1 | 998346 |  | 18 |  |  | 0
[5 empty] | TOTAL SCHEDULE NO. 7b | [7 empty] | 0 | 0
Date: | [11 empty] | Printed Name
Place: | [11 empty] | Designation
Click for Attachment-10

## N-W (Cr.) (hidden)
#REF!
#REF! |  |  | 0 |  | #REF! |  |  | 0 |  |  | #REF!
#REF!
INR
#REF! |  |  |  |  | #REF! | [5 empty] | #N/A
#N/A
#REF! | #REF! |  | 0 |  | #REF! | #REF! |  | 0
#REF! | #REF! | #REF! | 0 |  | #REF! | #REF! | #REF! | 0
#REF! | #REF! | #REF! | 0 |  | #REF! | #REF! | #REF! | 0 |  | #REF! | 0 | 0 | 0 | 0 | #REF! | plus
#REF! | #REF! | #REF! | 0 |  | #REF! | #REF! | #REF! | 0 |  | #REF! | 0 | 0 | 0 | 1 | #REF!
#REF! | #REF! | #REF! | 0 |  | #REF! | #REF! | #REF! | 0 |  | #REF! | 0 | 0 | 1 | 0 | #REF!
#REF! | #REF! | #REF! | 0 |  | #REF! | #REF! | #REF! | 0 |  | #REF! | 0 | 0 | 1 | 1 | #REF!
[10 empty] | #REF! | 0 | 1 | 0 | 0 | #REF!
1 | One |  | 1 | One | 1 | One |  | 1 | One | #REF! | 0 | 1 | 0 | 1 | #REF!
2 | Two |  | 2 | Two | 2 | Two |  | 2 | Two | #REF! | 0 | 1 | 1 | 0 | #REF!
3 | Three |  | 3 | Three | 3 | Three |  | 3 | Three | #REF! | 0 | 1 | 1 | 1 | #REF!
4 | Four |  | 4 | Four | 4 | Four |  | 4 | Four | #REF! | 1 | 0 | 0 | 0 | #REF!
5 | Five |  | 5 | Five | 5 | Five |  | 5 | Five | #REF! | 1 | 0 | 0 | 1 | #REF!
6 | Six |  | 6 | Six | 6 | Six |  | 6 | Six | #REF! | 1 | 0 | 1 | 0 | #REF!
7 | Seven |  | 7 | Seven | 7 | Seven |  | 7 | Seven | #REF! | 1 | 0 | 1 | 1 | #REF!
8 | Eight |  | 8 | Eight | 8 | Eight |  | 8 | Eight | #REF! | 1 | 1 | 0 | 0 | #REF!
9 | Nine |  | 9 | Nine | 9 | Nine |  | 9 | Nine | #REF! | 1 | 1 | 0 | 1 | #REF!
10 | Ten |  | 10 | Ten | 10 | Ten |  | 10 | Ten | #REF! | 1 | 1 | 1 | 0 | #REF!
11 | Eleven |  | 11 | Eleven | 11 | Eleven |  | 11 | Eleven | #REF! | 1 | 1 | 1 | 1 | #REF!
12 | Twelve |  | 12 | Twelve | 12 | Twelve |  | 12 | Twelve
13 | Thirteen |  | 13 | Thirteen | 13 | Thirteen |  | 13 | Thirteen
14 | Fourteen |  | 14 | Fourteen | 14 | Fourteen |  | 14 | Fourteen
15 | Fifteen |  | 15 | Fifteen | 15 | Fifteen |  | 15 | Fifteen
16 | Sixteen |  | 16 | Sixteen | 16 | Sixteen |  | 16 | Sixteen | #REF! | 0 | 0 | 0 | 0 | #REF! | +
17 | Seventeen |  | 17 | Seventeen | 17 | Seventeen |  | 17 | Seventeen | #REF! | 0 | 0 | 0 | 1 | #REF! | /- +
18 | Eighteen |  | 18 | Eighteen | 18 | Eighteen |  | 18 | Eighteen | #REF! | 0 | 0 | 1 | 0 | #REF! | /-
19 | Nineteen |  | 19 | Nineteen | 19 | Nineteen |  | 19 | Nineteen | #REF! | 0 | 0 | 1 | 1 | #REF!
20 | Twenty |  | 20 | Twenty | 20 | Twenty |  | 20 | Twenty | #REF! | 0 | 1 | 0 | 0 | #REF!
21 | Twenty One |  | 21 | Twenty One | 21 | Twenty One |  | 21 | Twenty One | #REF! | 0 | 1 | 0 | 1 | #REF!
22 | Twenty Two |  | 22 | Twenty Two | 22 | Twenty Two |  | 22 | Twenty Two | #REF! | 0 | 1 | 1 | 0 | #REF!
23 | Twenty Three |  | 23 | Twenty Three | 23 | Twenty Three |  | 23 | Twenty Three | #REF! | 0 | 1 | 1 | 1 | #REF!
24 | Twenty Four |  | 24 | Twenty Four | 24 | Twenty Four |  | 24 | Twenty Four | #REF! | 1 | 0 | 0 | 0 | #REF!
25 | Twenty Five |  | 25 | Twenty Five | 25 | Twenty Five |  | 25 | Twenty Five | #REF! | 1 | 0 | 0 | 1 | #REF!
26 | Twenty Six |  | 26 | Twenty Six | 26 | Twenty Six |  | 26 | Twenty Six | #REF! | 1 | 0 | 1 | 0 | #REF!
27 | Twenty Seven |  | 27 | Twenty Seven | 27 | Twenty Seven |  | 27 | Twenty Seven | #REF! | 1 | 0 | 1 | 1 | #REF!
28 | Twenty Eight |  | 28 | Twenty Eight | 28 | Twenty Eight |  | 28 | Twenty Eight | #REF! | 1 | 1 | 0 | 0 | #REF!
29 | Twenty Nine |  | 29 | Twenty Nine | 29 | Twenty Nine |  | 29 | Twenty Nine | #REF! | 1 | 1 | 0 | 1 | #REF!
30 | Thirty |  | 30 | Thirty | 30 | Thirty |  | 30 | Thirty | #REF! | 1 | 1 | 1 | 0 | #REF!
31 | Thirty One |  | 31 | Thirty One | 31 | Thirty One |  | 31 | Thirty One | #REF! | 1 | 1 | 1 | 1 | #REF!
32 | Thirty Two |  | 32 | Thirty Two | 32 | Thirty Two |  | 32 | Thirty Two
33 | Thirty Three |  | 33 | Thirty Three | 33 | Thirty Three |  | 33 | Thirty Three
34 | Thirty Four |  | 34 | Thirty Four | 34 | Thirty Four |  | 34 | Thirty Four
35 | Thirty Fivr |  | 35 | Thirty Fivr | 35 | Thirty Fivr |  | 35 | Thirty Fivr
36 | Thirty Six |  | 36 | Thirty Six | 36 | Thirty Six |  | 36 | Thirty Six
37 | Thirty Seven |  | 37 | Thirty Seven | 37 | Thirty Seven |  | 37 | Thirty Seven
38 | Thirty Eight |  | 38 | Thirty Eight | 38 | Thirty Eight |  | 38 | Thirty Eight
39 | Thirty Nine |  | 39 | Thirty Nine | 39 | Thirty Nine |  | 39 | Thirty Nine
40 | Forty |  | 40 | Forty | 40 | Forty |  | 40 | Forty
41 | Forty One |  | 41 | Forty One | 41 | Forty One |  | 41 | Forty One
42 | Forty Two |  | 42 | Forty Two | 42 | Forty Two |  | 42 | Forty Two
43 | Forty Three |  | 43 | Forty Three | 43 | Forty Three |  | 43 | Forty Three
44 | Forty Four |  | 44 | Forty Four | 44 | Forty Four |  | 44 | Forty Four
45 | Forty Five |  | 45 | Forty Five | 45 | Forty Five |  | 45 | Forty Five
46 | Forty Six |  | 46 | Forty Six | 46 | Forty Six |  | 46 | Forty Six
47 | Forty Seven |  | 47 | Forty Seven | 47 | Forty Seven |  | 47 | Forty Seven
48 | Forty Eight |  | 48 | Forty Eight | 48 | Forty Eight |  | 48 | Forty Eight
49 | Forty Nine |  | 49 | Forty Nine | 49 | Forty Nine |  | 49 | Forty Nine
50 | Fifty |  | 50 | Fifty | 50 | Fifty |  | 50 | Fifty
51 | Fifty One |  | 51 | Fifty One | 51 | Fifty One |  | 51 | Fifty One
52 | Fifty Two |  | 52 | Fifty Two | 52 | Fifty Two |  | 52 | Fifty Two
53 | Fifty Three |  | 53 | Fifty Three | 53 | Fifty Three |  | 53 | Fifty Three
54 | Fifty Four |  | 54 | Fifty Four | 54 | Fifty Four |  | 54 | Fifty Four
55 | Fifty Five |  | 55 | Fifty Five | 55 | Fifty Five |  | 55 | Fifty Five
56 | Fifty Six |  | 56 | Fifty Six | 56 | Fifty Six |  | 56 | Fifty Six
57 | Fifty Seven |  | 57 | Fifty Seven | 57 | Fifty Seven |  | 57 | Fifty Seven
58 | Fifty Eight |  | 58 | Fifty Eight | 58 | Fifty Eight |  | 58 | Fifty Eight
59 | Fifty Nine |  | 59 | Fifty Nine | 59 | Fifty Nine |  | 59 | Fifty Nine
60 | Sixty |  | 60 | Sixty | 60 | Sixty |  | 60 | Sixty
61 | Sixty One |  | 61 | Sixty One | 61 | Sixty One |  | 61 | Sixty One
62 | Sixty Two |  | 62 | Sixty Two | 62 | Sixty Two |  | 62 | Sixty Two
63 | Sixty Three |  | 63 | Sixty Three | 63 | Sixty Three |  | 63 | Sixty Three
64 | Sixty Four |  | 64 | Sixty Four | 64 | Sixty Four |  | 64 | Sixty Four
65 | Sixty Five |  | 65 | Sixty Five | 65 | Sixty Five |  | 65 | Sixty Five
66 | Sixty Six |  | 66 | Sixty Six | 66 | Sixty Six |  | 66 | Sixty Six
67 | Sixty Seven |  | 67 | Sixty Seven | 67 | Sixty Seven |  | 67 | Sixty Seven
68 | Sixty Eight |  | 68 | Sixty Eight | 68 | Sixty Eight |  | 68 | Sixty Eight
69 | Sixty Nine |  | 69 | Sixty Nine | 69 | Sixty Nine |  | 69 | Sixty Nine
70 | Seventy |  | 70 | Seventy | 70 | Seventy |  | 70 | Seventy
71 | Seventy One |  | 71 | Seventy One | 71 | Seventy One |  | 71 | Seventy One
72 | Seventy Two |  | 72 | Seventy Two | 72 | Seventy Two |  | 72 | Seventy Two
73 | Seventy Three |  | 73 | Seventy Three | 73 | Seventy Three |  | 73 | Seventy Three
74 | Seventy Four |  | 74 | Seventy Four | 74 | Seventy Four |  | 74 | Seventy Four
75 | Seventy Five |  | 75 | Seventy Five | 75 | Seventy Five |  | 75 | Seventy Five
76 | Seventy Six |  | 76 | Seventy Six | 76 | Seventy Six |  | 76 | Seventy Six
77 | Seventy Seven |  | 77 | Seventy Seven | 77 | Seventy Seven |  | 77 | Seventy Seven
78 | Seventy Eight |  | 78 | Seventy Eight | 78 | Seventy Eight |  | 78 | Seventy Eight
79 | Seventy Nine |  | 79 | Seventy Nine | 79 | Seventy Nine |  | 79 | Seventy Nine
80 | Eighty |  | 80 | Eighty | 80 | Eighty |  | 80 | Eighty
81 | Eighty One |  | 81 | Eighty One | 81 | Eighty One |  | 81 | Eighty One
82 | Eighty Two |  | 82 | Eighty Two | 82 | Eighty Two |  | 82 | Eighty Two
83 | Eighty Three |  | 83 | Eighty Three | 83 | Eighty Three |  | 83 | Eighty Three
84 | Eighty Four |  | 84 | Eighty Four | 84 | Eighty Four |  | 84 | Eighty Four
85 | Eighty Five |  | 85 | Eighty Five | 85 | Eighty Five |  | 85 | Eighty Five
86 | Eighty Six |  | 86 | Eighty Six | 86 | Eighty Six |  | 86 | Eighty Six
87 | Eighty Seven |  | 87 | Eighty Seven | 87 | Eighty Seven |  | 87 | Eighty Seven
88 | Eighty Eight |  | 88 | Eighty Eight | 88 | Eighty Eight |  | 88 | Eighty Eight
89 | Eighty Nine |  | 89 | Eighty Nine | 89 | Eighty Nine |  | 89 | Eighty Nine
90 | Ninety |  | 90 | Ninety | 90 | Ninety |  | 90 | Ninety
91 | Ninety One |  | 91 | Ninety One | 91 | Ninety One |  | 91 | Ninety One
92 | Ninety Two |  | 92 | Ninety Two | 92 | Ninety Two |  | 92 | Ninety Two
93 | Ninety Three |  | 93 | Ninety Three | 93 | Ninety Three |  | 93 | Ninety Three
94 | Ninety Four |  | 94 | Ninety Four | 94 | Ninety Four |  | 94 | Ninety Four
95 | Ninety Five |  | 95 | Ninety Five | 95 | Ninety Five |  | 95 | Ninety Five
96 | Ninety Six |  | 96 | Ninety Six | 96 | Ninety Six |  | 96 | Ninety Six
97 | Ninety Seven |  | 97 | Ninety Seven | 97 | Ninety Seven |  | 97 | Ninety Seven
98 | Ninety Eight |  | 98 | Ninety Eight | 98 | Ninety Eight |  | 98 | Ninety Eight
99 | Ninety Nine |  | 99 | Ninety Nine | 99 | Ninety Nine |  | 99 | Ninety Nine
100 | One Hundred |  | 100 | One Hundred | 100 | One Hundred |  | 100 | One Hundred
BG VALUE:
#REF!
#REF!
#REF! | #REF!
#REF! | #REF! | #REF!
#REF! | #REF! | #REF!
#REF! | #REF! | #REF!
#REF! | #REF! | #REF!
#REF! | #REF! | #REF!
1 | One
2 | Two
3 | Three
4 | Four
5 | Five
6 | Six
7 | Seven
8 | Eight
9 | Nine
10 | Ten
11 | Eleven
12 | Twelve
13 | Thirteen
14 | Fourteen
15 | Fifteen
16 | Sixteen
17 | Seventeen
18 | Eighteen
19 | Nineteen
20 | Twenty
21 | Twenty One
22 | Twenty Two
23 | Twenty Three
24 | Twenty Four
25 | Twenty Five
26 | Twenty Six
27 | Twenty Seven
28 | Twenty Eight
29 | Twenty Nine
30 | Thirty
31 | Thirty One
32 | Thirty Two
33 | Thirty Three
34 | Thirty Four
35 | Thirty Fivr
36 | Thirty Six
37 | Thirty Seven
38 | Thirty Eight
39 | Thirty Nine
40 | Forty
41 | Forty One
42 | Forty Two
43 | Forty Three
44 | Forty Four
45 | Forty Five
46 | Forty Six
47 | Forty Seven
48 | Forty Eight
49 | Forty Nine
50 | Fifty
51 | Fifty One
52 | Fifty Two
53 | Fifty Three
54 | Fifty Four
55 | Fifty Five
56 | Fifty Six
57 | Fifty Seven
58 | Fifty Eight
59 | Fifty Nine
60 | Sixty
61 | Sixty One
62 | Sixty Two
63 | Sixty Three
64 | Sixty Four
65 | Sixty Five
66 | Sixty Six
67 | Sixty Seven
68 | Sixty Eight
69 | Sixty Nine
70 | Seventy
71 | Seventy One
72 | Seventy Two
73 | Seventy Three
74 | Seventy Four
75 | Seventy Five
76 | Seventy Six
77 | Seventy Seven
78 | Seventy Eight
79 | Seventy Nine
80 | Eighty
81 | Eighty One
82 | Eighty Two
83 | Eighty Three
84 | Eighty Four
85 | Eighty Five
86 | Eighty Six
87 | Eighty Seven
88 | Eighty Eight
89 | Eighty Nine
90 | Ninety
91 | Ninety One
92 | Ninety Two
93 | Ninety Three
94 | Ninety Four
95 | Ninety Five
96 | Ninety Six
97 | Ninety Seven
98 | Ninety Eight
99 | Ninety Nine
100 | One Hundred

## Bid Form 2nd Envelope
SPEC. NO.: CC/NT/W-STAT/DOM/A00/23/11098 |  |  |  |  | Bid Form 2nd Envelope |  |  | 1 | st |  | 1 | January
[8 empty] | 2 | nd |  | 2 | February
BID FORM (Second Envelope) | [7 empty] | 3 | rd |  | 3 | March
[8 empty] | 4 | th |  | 4 | April
Bid Proposal Ref. No. | [7 empty] | 5 | th |  | 5 | May
Date : | 0 | [6 empty] | 6 | th | 0 | 6 | June
[8 empty] | 7 | th | 1 | 7 | July
To: | [7 empty] | 8 | th | January | 8 | August
Contract Services | [7 empty] | 9 | th | 1900 | 9 | September
Power Grid Corporation of India Ltd., | [7 empty] | 10 | th |  | 10 | October
"Saudamini", Plot No.-2 | [7 empty] | 11 | th |  | 11 | November
Sector-29, | [7 empty] | 12 | th |  | 12 | December
Gurgaon (Haryana) - 122 001 | [7 empty] | 13 | th
[8 empty] | 14 | th
Name of Contract : |  | STATCOM PACKAGE ST-02T for a). ± 1x300 MVAr STATCOM with 2x125 MVAr MSC, 1x125 MVAr MSR at Ramgarh along with associated bays in Bus Section-I; b). ± 1x300 MVAr STATCOM with 2x125 MVAr MSC, 1x125 MVAr MSR at Ramgarh along with associated bays in Bus Section-II under “Transmission system for evacuation of power from REZ in Rajasthan (20GW) under Phase-III Part C1”. SPEC. NO.: CC/NT/W-STAT/DOM/A00/23/11098 | [5 empty] | 15 | th
Dear Ladies and/or Gentlemen, | [7 empty] | 16 | th
1 | In continuation of First Envelope of our Bid, we hereby submit the Second Envelope of the Bid, both of which shall be read together and in conjunction with each other, and shall be construed as an integral part of our Bid. Accordingly, we the undersigned, offer to design, manufacture, test, deliver, install and commission (including carrying out Trial Operation, Performance & Guarantee Test as per provision of Technical Specification) the Facilities under the above-named package in full conformity with the said Bidding Documents for the sum of Rs. or such other sums as may be determined in accordance with the terms and conditions of the Bidding Documents. |  |  |  |  | In continuation of First Envelope of our Bid, we hereby submit the Second Envelope of the Bid, both of which shall be read together and in conjunction with each other, and shall be construed as an integral part of our Bid. Accordingly, we the undersigned, offer to design, manufacture, test, deliver, install and commission (including carrying out Trial Operation, Performance & Guarantee Test as per provision of Technical Specification) the Facilities under the above-named package in full conformity with the said Bidding Documents for the sum of Rs. | Plus applicable Octroi, Entry Tax, Other Taxes & Duties or such other sums as may be determined in accordance with the terms and conditions of the Bidding Documents. | 17 | th
| The above amounts are in accordance with the price schedules attached herewith and are made part of this bid. |  |  |  |  | or such other sums as may be determined in accordance with the terms and conditions of the Bidding Documents. |  | 18 | th
2 | Price Schedules | [6 empty] | 19 | th
2.1 | In line with the requirements of the Bidding documents, we enclose herewith the following Price Schedules, duly filled - in as per your proforma: | [6 empty] | 20 | th
| Schedule 1a : |  | Plant and Equipment (including mandatory Spares) to be supplied from abroad including Type Test Charges for Type Tests to be conducted abroad
| Schedule 1b : |  | Plant and Equipment (including mandatory Spares) to be supplied from within India, including Type Test Charges
| Schedule 2 : |  | Port handling & Custom clearance, if applicable & Local/Inland Transportation, In transit Insurance, Loading and unloading
| Schedule 3 : |  | Installation Charges
| Schedule 4a : |  | Break-up of Training Charges for Training to be conducted abroad and Charges for System Studies to be conducted abroad
| Schedule 4b : |  | Break-up of Training Charges for Training to be conducted in India and Charges for System Studies to be conducted in India
| Schedule 5 : |  | Taxes and Duties not included in Schedule 1 to 3
| Schedule 6 : |  | Grand Summary (Schedule Nos. 1 to 5)
| Schedule 7a : |  | Break-up of Type Test Charges for Type Tests to be conducted abroad
| Schedule 7b : |  | Break-up of Type Test Charges for Type Tests to be conducted in India.
2.2 | We are aware that the Price Schedules do not generally give a full description of the Work to be performed under each item and we shall be deemed to have read the Technical Specifications and other sections of the Bidding Documents and Drawings to ascertain the full scope of Work included in each item while filling-in the rates and prices. We agree that the entered rates and prices shall be deemed to include for the full scope as aforesaid, including overheads and profit. | [6 empty] | 28 | th
2.3 | We declare that as specified in Clause 11.5, Section –II: ITB, Vol.-I of the Bidding Documents, prices quoted by us in the Price Schedules shall be subject to Price Adjustment during the execution of Contract in accordance with Appendix-2 (Price Adjustment) to the Contract Agreement. | [6 empty] | 29 | th
2.4 | We understand that in the price schedules, where there are errors between the total of the amounts given under the column for the price Breakdown and the amount given under the Total Price, the former shall prevail and the latter will be corrected accordingly. We further understand that where there are discrepancies between amounts stated in figures and amounts stated in words, the amount stated in words shall prevail. Similarly, any discrepancy in the total bid price and that of the summation of Schedule price (price indicated in a Schedule indicating the total of that schedule), the total bid price shall be corrected to reflect the actual summation of the Schedule prices. | [6 empty] | 30 | th
2.5 | We declare that items left blank in the Schedules will be deemed to have been included in other items. The TOTAL for each Schedule and the TOTAL of Grand Summary shall be deemed to be the total price for executing the Facilities and sections thereof in complete accordance with the Contract, whether or not each individual item has been priced. | [6 empty] | 31 | st
3 | We confirm that except as otherwise specifically provided our Bid Prices in this Second Envelope include all taxes, duties, levies and charges as may be assessed on us/our Associate (applicable for Foreign Bidder), our Sub-Contractor/Sub-Vendor or their employees by all municipal, state or national government authorities in connection with the Facilities, in and outside of India.
We understand that notwithstanding 3.0 above, in case of award on us, you shall bear and promptly pay/reimburse all custom and import duty imposed; on the Plant & Equipment including Mandatory Spare Parts specified in Schedule No. 1a of the Price Schedule in this Second Envelope, to be incorporated into the Facilities, by the Indian Laws. However, we understand that if we choose to ship the equipment in Shipper’s Containers, then the custom duty levied on the cost of empty Containers shall not be borne by you and shall be payable by us.
100% of applicable Taxes and Duties i.e. GST, which are payable by the Employer under the Contract, shall be reimbursed by the Employer on production of satisfactory documentary evidence by the Contractor in accordance with the provisions of the Bidding Documents.
3.2 | We further understand that notwithstanding 4.0 above, in case of award on us, you shall also bear and pay/reimburse to us/our Associate (applicable for Foreign Bidder), GST in respect of suppllies to you by us/our Associate (applicable for Foreign Bidder), imposed on the Plant & Equipment including Mandatory Spare Parts to be incorporated into the Facilities including Type Test charges for Type test to be conducted specified in Schedule No. 1b, Port handling and customs clearance charges for goods i.e. Plan and Equipments, to be supplied from abroad, if applicable, specified in Schedule 2, Installation Services specified in Schedule No. 3 and Charges for Training to be imparted in India specified in Schedule No. 4b of the Price Schedule in Second Envelope; by the Indian Laws.
3.3 | We confirm that we/ our proposed associate(applicable for Foreign Bidder) have also registered/shall also get registered in the GST Network with a GSTIN, in all the states where the project is located and the states from which we shall make our supply of goods.
4 | #(For Joint Venture only) We, the partners of Joint Venture submitting this bid, do agree and confirm that in case of Award of Contract on the Joint Venture, we shall be jointly and severally liable and responsible for the execution of the Contract in accordance with Contract terms and conditions.
5 | We, hereby, declare that only the persons or firms interested in this proposal as principals are named here and that no other persons or firms other than those mentioned herein have any interest in this proposal or in the Contract to be entered into, if the award is made on us, that this proposal is made without any connection with any other person, firm or party likewise submitting a proposal is in all respects for and in good faith, without collusion or fraud.
Thanking you, we remain,
Yours faithfully,
|  |  | For and on behalf of |  | 0
Date : |  |  |  | Printed Name :
Place : |  |  |  | Designation :
Please provide additional information of the Bidder
Business Address :
Country of Incorporation :
State/Province to be indicated :
Name of Principal Officer :
Address of Principal Officer :
Note: Bidders may note that no prescribed proforma has been enclosed for Attachment 2 : Power of Attorney. Bidders may use their own proforma for furnishing the required information with the bid.
Back to Cover Page