## Basic (hidden)
Package Name | 765kV AIS Substation Extension Package SS-126 for (i) Extn. of 765/400kV Kurnool (New) S/S under Augmentation of 1x 1500MVA (3rd), 765/400kV transformation capacity at Kurnool New S/s (ii) Extn. of 400kV Veltoor (Mahabubnagar) and Extn. of 400kV Raichur S/S under Reconductoring of Raichur-Veltoor (Mahabubnagar) 400kV S/c line with HTLS conductor
Direct
Package Code | 765kV AIS Substation Extension Package SS-126 | Bought-out
Specification No. | SPEC. NO.: CC/NT/W-AIS/DOM/A10/24/03608
Rev 1

## Cover
Price Schedules | 765kV AIS Substation Extension Package SS-126 for (i) Extn. of 765/400kV Kurnool (New) S/S under Augmentation of 1x 1500MVA (3rd), 765/400kV transformation capacity at Kurnool New S/s (ii) Extn. of 400kV Veltoor (Mahabubnagar) and Extn. of 400kV Raichur S/S under Reconductoring of Raichur-Veltoor (Mahabubnagar) 400kV S/c line with HTLS conductor |  | 765kV AIS Substation Extension Package SS-126
SPEC. NO.: CC/NT/W-AIS/DOM/A10/24/03608
| 1 | Fill up only green shaded cells in Sch-1, Sch-2, Sch-3, Sch-5, Sch-7 and Bid Form 2nd Envelope.
| 2 | All the cells in Sch-4 & Sch-6 are auto filled, therefore no cell is required to be filled up there.
| 3 | Instructions / error messages, if any, will be displayed automatically after selecting the cell.
| 4 | After filling up all the schedues, save the file, take print out of all the schedules and Bid form and sign & stamp and submit them as hard copy of the 2nd envelope (Price part) of the bid. Also ensure to submit the soft copy of the the same file on CD/ DVD.
पावर ग्रिड कारपोरेशन ऑफ इण्डिया लिमिटेड
(भारत सरकार का उद्यम)
Power Grid Corporation of India Limited
(A Government of India Enterprises)
Click to skip Instructions & Proceed
Click for Detailed General Instructions
General guidelines for filling up the Price Schedules, Sch-1 to Sch-7

## Instructions (hidden)
General Instruction to the Bidders for filling up this workbook of Price Schedules for Package TW13
I | While filling up the worksheets following may please be observed :
| (i) | Fill up only green shaded cells.
| (ii) | Certain data type entries have been restricted, such as Numeric values or limits of numeric values.
| (iii) | Select only the options provided in pull down menus.
| (iv) | Do not link any cell of this work book with any other work book.
| (v) | Do not use copy & paste or cut & paste options for filling up the data.
| (vi) | Do not reformat any of the cell of the work book.
II | This Workbook consists of following worksheets :
Cover :
Opening page of the workbook.
Names of Bidder :
| ● | Select Sole Bidder or JV (Joint Venture) from the pull down menu. Do not leave this cell blank.
| ● | Select nos. of the JV Partners other than the Lead Partner from drop down menu.
| ● | In case of JV partners more than 2, enter details of 3rd & more partners along with details of 2nd partner.
| ● | Fill up names and address of the Sole Bidder and /or Joint Venture.
| ● | Fill up date in dd-mm-yyyy format from drop down menu.
| ● | Click for Sch-1 given at the right top of the worksheet to go to Sch-1.
Sch-1 (Ex-works Prices) :
| ● | Fill up unit rates for all the items in numeric values greater than 0 (zero). If unit rate is left blank, the corresponding item shall be deemed to be included in the total price.
| ● | Corresponding cell for mode of transaction shall be come enable only after filling up the unit rate, therefore first fill up the unit rate and then mode of transaction for the corresponding item.
| ● | Select either Direct or Bought-out from the drop down menu. Do not leave the cell blank the same shall be deemed to be Bought-out if the cell is left blank.
| ● | Total amount shall get calculated automatically.
| ● | Type Test charges shall appear automatically after filling up Sch-7 appropriately.
Sch-2 (Freight & Insurance Charges) :
| ● | Fill up unit rates for all the items in numeric values greater than 0 (zero). If unit rate is left blank, the corresponding item shall be deemed to be included in the total price.
| ● | Total amount shall get calculated automatically.
Sch-3 (Erection Charges) :
| ● | Fill up unit rates for all the items in numeric values greater than 0 (zero). If unit rate is left blank, the corresponding item shall be deemed to be included in the total price.
| ● | Total amount shall get calculated automatically.
Sch-4 (Training Charges) :
| ● | Not applicable, hence no cell is required to be filled up.
Sch-5 (Summary of Taxes and Duties applicable on the Goods) :
| ● | Fill up applicable rate of Excise Duty. The amount of Excise Duty on the items mentioned as Direct in the mode of transaction in Schedule-1 shall be calculated automatically at the rate mentioned by the bidder here.
| ● | Segregate and fill up the amount on which Sales Tax shall be applicable out of Ex-works supply items mentioned as direct in the mode of transaction in Schedule-1. Applicable Excise Duty on this amount will be calculated automatically at the rate mentioned by the bidder. Further, fill up the rate of applicable Sales Tax. Amount of Sales Tax shall be automatically calculated on the amount mentioned by the bidder as subjected to Sales Tax plus applicable Excise Duty at the rate mentioned by the Bidder.
| ● | Difference of total amount quoted by the bidder as Direct Transaction and the amount mentioned by him subjected to Sales Tax shall be considered as the amount on which VAT shall become applicable and the same shall be calculated & displayed automatically. Applicable Excise Duty on this amount at the rate mentioned by the bidder shall also be calculated & displayed automatically. Fill up the rate of applicable VAT. The amount of VAT shall be calculated automatically on the amount considered to be subjected to VAT plus applicable Excise Duty at the rate mentioned by the bidder here.
| ● | Amount as per details filled up by the bidder in the work sheets Entry Tax, Octroi and other Taxes & Duties shall be displayed in this work sheet Sch-5 but will not be added to the grand total and shall be considered as applicable.
| ● | Click at the links to go to the work sheets Entry Tax, Octroi and other Taxes & Duties one by one.
Entry Tax :
| ● | Fill the description, amount and rate of applicable Entry Tax. Total of this worksheet shall be displayed in Sch -5 (Taxes & Duties)
| ● | Click at the link to go back to Sch-5.
OCTROI :
| ● | Fill the description, amount and rate of applicable Octroi. Total of this worksheet shall be displayed in Sch -5 (Taxes & Duties)
| ● | Click at the link to go back to Sch-5.
Other Taxes & Duties :
| ● | Fill the description, amount and rate of applicable Other Taxes & Duties. Total of this worksheet shall be displayed in Sch -5 (Taxes & Duties)
| ● | Click at the link to go back to Sch-5.
Sch -6 :
| ● | Summary of all the Schedules without considering discount (mentioned in the work sheet discount) shall be displayed automatically.
| ● | No cell is required to be filled in by the bidder in this worksheet.
Sch-7 (Type Test Charges) :
| ● | Fill up the rates & location where type tests are proposed.
| ● | Total of this Sch-7 shall automatically appear in Sch-1.
Bid form 2nd Envelope :
| ● | Fill up ref. no. as bidder's ref no. of this letter.
| ● | This letter shall consider the net price as per Sch-6 (After Discount).
| ● | Fill up names & Designation of the representatives of other JV partner(s) if the bidder is JV (Joint Venture) .
| ● | Fill up additional information as required.
* * *
Happy Bidding !
Click to Proceed

## Names of Bidder
765kV AIS Substation Extension Package SS-126 for (i) Extn. of 765/400kV Kurnool (New) S/S under Augmentation of 1x 1500MVA (3rd), 765/400kV transformation capacity at Kurnool New S/s (ii) Extn. of 400kV Veltoor (Mahabubnagar) and Extn. of 400kV Raichur S/S under Reconductoring of Raichur-Veltoor (Mahabubnagar) 400kV S/c line with HTLS conductor
SPEC. NO.: CC/NT/W-AIS/DOM/A10/24/03608 |  |  |  | Sole Bidder | 1
|  |  |  | JV (Joint Venture) | 1
Enter following details of the bidder |  |  |  |  | 2
Specify type of Bidder [Select from drop down menu] | Sole Bidder |  | 1 | 0
1
Name of Sole Bidder
Address of Sole Bidder
Name of other Partner - 1
Address of other Partner - 1
Name of other Partner - 2 (more, if any) | …….. …….. …….. …….. …….. ……..
Address of other Partner - 2 (more, if any) | …….. …….. …….. …….. …….. ……..
…….. …….. …….. …….. …….. ……..
…….. …….. …….. …….. …….. ……..
Printed Name
Designation
Date |  | 31
Place
Click for Sch-1

## Sch-1
SPEC. NO.: CC/NT/W-AIS/DOM/A10/24/03608 | [12 empty] | Schedule-1
765kV AIS Substation Extension Package SS-126 for (i) Extn. of 765/400kV Kurnool (New) S/S under Augmentation of 1x 1500MVA (3rd), 765/400kV transformation capacity at Kurnool New S/s (ii) Extn. of 400kV Veltoor (Mahabubnagar) and Extn. of 400kV Raichur S/S under Reconductoring of Raichur-Veltoor (Mahabubnagar) 400kV S/c line with HTLS conductor
(SCHEDULE OF RATES AND PRICES)
BIDDER: | [23 empty] | …….. …….. …….. …….. …….. ……..
0 | [9 empty] | To: | [13 empty] | 1
Bidder’s Name and Address (Sole Bidder) : | [9 empty] | Contract Services | [13 empty] | 0
Name : | [9 empty] | Power Grid Corporation of India Ltd., | [13 empty] | 0
Address : | [9 empty] | "Saudamini", Plot No.-2 | [13 empty] | JOINT VENTURE OF 0 & 0 …….. …….. …….. …….. …….. ……..
Sector-29,
Gurgaon (Haryana) - 122001
Plant and Equipment (including Mandatory Spares Parts) to be supplied, including Type Test Charges for Tests to be conducted.
(All Prices are in Indian Rupees)
SI. No. | PR No | PR Line Item No | Activity Description | Material Code | HSN Code | Whether HSN in column ‘6’ is confirmed. If not indicate applicable the HSN code # | Rate of GST applicable ( in %) | Whether rate of GST in column ‘8’ is confirmed. If not indicate applicable rate of GST # | Item Description | Unit | Qty. | Unit Ex-Works Price (excluding GST) | Total Ex-Works Price (excluding GST)
1 | 2 | 3 | 4 | 5 | 6 | 7 | 8 | 9 | 10 | 11 | 12 | 13 | 14 = 12 X 13 | [15 empty] | 91
A | NIT BOQ-Aug. of 3rd ICT Kurnool(New) | [18 empty] | Rounded off UnitPrice | Total Corrected Price (excl. GST) | GST rate | GST @12% | GST @18% | GST @28% | GST amount @12% | GST amount @18% | GST amount @28%
1 | 7000026763 | 10 | GIS Portion | 1000004287 | 85389000 |  | 18 |  | 420kV, 3000A, 63kA, Single phase, SF6Gas Insulated Bus Duct (GIB) outsideGIS Hall alongwith associated supportstructure | M | 1550 |  | INCLUDED | 0 | 0 | 0 | 0 | 0 | 0 | 0 | 0 | 0.18 | 0 | 0.18 | 0 | 0 | 0 | 0
2 | 7000026763 | 20 | GIS Portion | 1000032699 | 85389000 |  | 18 |  | 3150A, 63KA, 1SEC SINGLE PHASE 420KV SF6 TO AIR BUSHING | EA | 6 |  | INCLUDED | 0 | 0 | 0 | 0 | 0 | 0 | 0 | 0 | 0.18 | 0 | 0.18 | 0 | 0 | 0 | 0
3 | 7000026763 | 30 | GIS portion | 1000025329 | 90318000 |  | 18 |  | Portable Partial Discharge measurement test kitwith all necessary accessories,Industrial Grade Laptop and licensedsoftware as per Technicalspecification. | EA | 1 |  | INCLUDED | 0 | 0 | 0 | 0 | 0 | 0 | 0 | 0 | 0.18 | 0 | 0.18 | 0 | 0 | 0 | 0
4 | 7000026763 | 40 | GIS portion | 1000025440 | 85389000 |  | 18 |  | SF6 Gas processing Unit for 400kV GIS station | SET | 1 |  | INCLUDED | 0 | 0 | 0 | 0 | 0 | 0 | 0 | 0 | 0.18 | 0 | 0.18 | 0 | 0 | 0 | 0
5 | 7000026763 | 50 | GIS portion | 1000025436 | 90271000 |  | 18 |  | SF6 Gas Leakage Detector | EA | 1 |  | INCLUDED | 0 | 0 | 0 | 0 | 0 | 0 | 0 | 0 | 0.18 | 0 | 0.18 | 0 | 0 | 0 | 0
6 | 7000026763 | 60 | GIS portion | 1000032132 | 85389000 |  | 18 |  | SF6 GAS ANALYZER | EA | 1 |  | INCLUDED | 0 | 0 | 0 | 0 | 0 | 0 | 0 | 0 | 0.18 | 0 | 0.18 | 0 | 0 | 0 | 0
7 | 7000026763 | 70 | 800kV 50kA AIS EQUIPMENT | 1000005791 | 85462040 |  | 18 |  | 765 kV, 1 phase Bus Post Insulator (except for Line Traps) | EA | 8 |  | INCLUDED | 0 | 0 | 0 | 0 | 0 | 0 | 0 | 0 | 0.18 | 0 | 0.18 | 0 | 0 | 0 | 0
8 | 7000026763 | 80 | 800kV 50kA AIS EQUIPMENT | 1000020421 | 85354010 |  | 18 |  | 624kV Surge Arrester (1-Phase) | EA | 4 |  | INCLUDED | 0 | 0 | 0 | 0 | 0 | 0 | 0 | 0 | 0.18 | 0 | 0.18 | 0 | 0 | 0 | 0
9 | 7000026763 | 90 | 800kV 50kA AIS EQUIPMENT | 1000005819 | 85353090 |  | 18 |  | 765kV, 3150A, 50kA, Vertical Knee/DoubleBreak Isolator (1-Phase) without E/S | EA | 5 |  | INCLUDED | 0 | 0 | 0 | 0 | 0 | 0 | 0 | 0 | 0.18 | 0 | 0.18 | 0 | 0 | 0 | 0
10 | 7000026763 | 100 | 800kV 50kA AIS EQUIPMENT | 1000005820 | 85353090 |  | 18 |  | 765kV, 3150A, 50kA, Vertical Knee/DoubleBreak Isolator (1-Phase) with one E/S | EA | 4 |  | INCLUDED | 0 | 0 | 0 | 0 | 0 | 0 | 0 | 0 | 0.18 | 0 | 0.18 | 0 | 0 | 0 | 0
11 | 7000026763 | 110 | 800kV 50kA AIS EQUIPMENT | 1000005853 | 85353090 |  | 18 |  | 765kV, 3150A, 50Ka, Vertical Knee/DoubleBreak Isolator (3-Phase) with one E/S | EA | 1 |  | INCLUDED | 0 | 0 | 0 | 0 | 0 | 0 | 0 | 0 | 0.18 | 0 | 0.18 | 0 | 0 | 0 | 0
12 | 7000026763 | 120 | 800kV 50kA AIS EQUIPMENT | 1000005848 | 85359090 |  | 18 |  | 765 kV, 3000A, 50KA, 1-Phase CurrentTransformer with 120% extended currentrating | EA | 3 |  | INCLUDED | 0 | 0 | 0 | 0 | 0 | 0 | 0 | 0 | 0.18 | 0 | 0.18 | 0 | 0 | 0 | 0
13 | 7000026763 | 130 | 800kV 50kA AIS EQUIPMENT | 1000005826 | 85352919 |  | 18 |  | 765kV, 3150A, 50kA Circuit Breaker(3-Phase) without closing resistor(with support structure) | EA | 1 |  | INCLUDED | 0 | 0 | 0 | 0 | 0 | 0 | 0 | 0 | 0.18 | 0 | 0.18 | 0 | 0 | 0 | 0
14 | 7000026763 | 140 | 420kV, 63kA AIS EQUIPMENT | 1000004502 | 85352913 |  | 18 |  | 420kV, 3150A, 63KA Circuit Breaker (3-Phase) with closing resistor with support structure | EA | 1 |  | INCLUDED | 0 | 0 | 0 | 0 | 0 | 0 | 0 | 0 | 0.18 | 0 | 0.18 | 0 | 0 | 0 | 0
15 | 7000026763 | 150 | 420kV, 63kA AIS EQUIPMENT | 1000004501 | 85352913 |  | 18 |  | 420kV, 3150A, 63kA Circuit Breaker (3-Phase) without closing resistorand with Support Structure | EA | 1 |  | INCLUDED | 0 | 0 | 0 | 0 | 0 | 0 | 0 | 0 | 0.18 | 0 | 0.18 | 0 | 0 | 0 | 0
16 | 7000026763 | 160 | 420kV, 63kA AIS EQUIPMENT | 1000004463 | 85359090 |  | 18 |  | 420 kV, 3000A, 63KA, 1-Phase CurrentTransformer with 120% extended currentrating | EA | 6 |  | INCLUDED | 0 | 0 | 0 | 0 | 0 | 0 | 0 | 0 | 0.18 | 0 | 0.18 | 0 | 0 | 0 | 0
17 | 7000026763 | 170 | 420kV, 63kA AIS EQUIPMENT | 1000004498 | 85353090 |  | 18 |  | 420kV, 3150A, 63KA, Isolator (3-phase)(Double Break) with one E/S | EA | 5 |  | INCLUDED | 0 | 0 | 0 | 0 | 0 | 0 | 0 | 0 | 0.18 | 0 | 0.18 | 0 | 0 | 0 | 0
18 | 7000026763 | 180 | 420kV, 63kA AIS EQUIPMENT | 1000004496 | 85353090 |  | 18 |  | 420kV, 3150A, 63KA, Isolator (1 phase)(Double Break) with one E/S | EA | 4 |  | INCLUDED | 0 | 0 | 0 | 0 | 0 | 0 | 0 | 0 | 0.18 | 0 | 0.18 | 0 | 0 | 0 | 0
19 | 7000026763 | 190 | 420kV, 63kA AIS EQUIPMENT | 1000004495 | 85353090 |  | 18 |  | 420kV, 3150A, 63KA, Isolator (1 phase)(Double Break) without E/S | EA | 2 |  | INCLUDED | 0 | 0 | 0 | 0 | 0 | 0 | 0 | 0 | 0.18 | 0 | 0.18 | 0 | 0 | 0 | 0
20 | 7000026763 | 200 | 420kV, 63kA AIS EQUIPMENT | 1000020419 | 85354010 |  | 18 |  | 336kV Surge Arrester (1-phase) | EA | 4 |  | INCLUDED | 0 | 0 | 0 | 0 | 0 | 0 | 0 | 0 | 0.18 | 0 | 0.18 | 0 | 0 | 0 | 0
21 | 7000026763 | 210 | 420kV, 63kA AIS EQUIPMENT | 1000004401 | 85462040 |  | 18 |  | 420 kV, 1 phase Bus Post Insulator (except for Line Traps) | EA | 48 |  | INCLUDED | 0 | 0 | 0 | 0 | 0 | 0 | 0 | 0 | 0.18 | 0 | 0.18 | 0 | 0 | 0 | 0
22 | 7000026763 | 220 | 36kV AIS EQUIPMENT | 1000001998 | 85049010 |  | 18 |  | Current transformer (33kV) for transformer Netural along with supportstructure & terminal connector | SET | 1 |  | INCLUDED | 0 | 0 | 0 | 0 | 0 | 0 | 0 | 0 | 0.18 | 0 | 0.18 | 0 | 0 | 0 | 0
23 | 7000026763 | 230 | Erection Hardware for 765 kV S/Y | 1000011351 | 72169990 |  | 18 |  | Erection Hardware for 765kV I type layout-Any feeder Extn. on existinghalf dia. as per technical specification | SET | 1 |  | INCLUDED | 0 | 0 | 0 | 0 | 0 | 0 | 0 | 0 | 0.18 | 0 | 0.18 | 0 | 0 | 0 | 0
24 | 7000026763 | 240 | Erection Hardware for 765 kV S/Y | 1000015788 | 85049010 |  | 18 |  | Bus post insulators, spacers, equipmentsupport structures, conductors, Altube, clamp, connectors (including765kV, 400kV, tertiary and neuturalbushing terminal connectors etc) forarrangement of netural formation forTransformer(s), DELTA formation for onebank (each bank comprises of 3 singlephase units of Autotransformers) andmaking connection arrangement toconnect spare unit in place of any unitof the bank without physical shifting | LOT | 1 |  | INCLUDED | 0 | 0 | 0 | 0 | 0 | 0 | 0 | 0 | 0.18 | 0 | 0.18 | 0 | 0 | 0 | 0
25 | 7000026763 | 250 | 765kV Insulator and Hardware | 1000055997 | 72169990 |  | 18 |  | 765KV TENSION INSULATOR STRING AND ASSOCIATED HARDWARE FITTINGS WITHTURN BUCKLE SUITABLE FOR QUAD CONDUCTOR | EA | 3 |  | INCLUDED | 0 | 0 | 0 | 0 | 0 | 0 | 0 | 0 | 0.18 | 0 | 0.18 | 0 | 0 | 0 | 0
26 | 7000026763 | 260 | 765kV Insulator and Hardware | 1000055995 | 72169990 |  | 18 |  | 765KV TENSION INSULATOR STRING AND ASSOCIATED HARDWARE FITTINGSWITHOUT TURN BUCKLE SUITABLE FOR QUAD CONDUCTOR | EA | 3 |  | INCLUDED | 0 | 0 | 0 | 0 | 0 | 0 | 0 | 0 | 0.18 | 0 | 0.18 | 0 | 0 | 0 | 0
27 | 7000026763 | 270 | 765kV Insulator and Hardware | 1000055993 | 72169990 |  | 18 |  | 765KV SUSPENSION INSULATOR STRING AND ASSOCIATED HARDWARE FITTINGSWITH THROUGH CLAMP SUITABLE FOR QUAD CONDUCTOR | EA | 3 |  | INCLUDED | 0 | 0 | 0 | 0 | 0 | 0 | 0 | 0 | 0.18 | 0 | 0.18 | 0 | 0 | 0 | 0
28 | 7000026763 | 280 | Erection Hardware for 420 kV I Type S/Y | 1000011319 | 72169990 |  | 18 |  | Erection Hardware for 400kV I type layout-Bus Work (For two diameters)as per technical specification | SET | 1 |  | INCLUDED | 0 | 0 | 0 | 0 | 0 | 0 | 0 | 0 | 0.18 | 0 | 0.18 | 0 | 0 | 0 | 0
29 | 7000026763 | 290 | Erection Hardware for 420 kV I Type S/Y | 1000011327 | 72169990 |  | 18 |  | Erection Hardware for 400kV I type layout-Transformer bay as pertechnical specification | SET | 1 |  | INCLUDED | 0 | 0 | 0 | 0 | 0 | 0 | 0 | 0 | 0.18 | 0 | 0.18 | 0 | 0 | 0 | 0
30 | 7000026763 | 300 | Erection Hardware for 420 kV I Type S/Y | 1000011326 | 72169990 |  | 18 |  | Erection Hardware for 400kV I type layout-Spare bay of half dia as pertechnical specification | SET | 1 |  | INCLUDED | 0 | 0 | 0 | 0 | 0 | 0 | 0 | 0 | 0.18 | 0 | 0.18 | 0 | 0 | 0 | 0
31 | 7000026763 | 310 | 420kV Insulator and Hardware | 1000055984 | 72169990 |  | 18 |  | 400KV TENSION INSULATOR STRING AND ASSOCIATED HARDWARE FITTINGSWITHOUT TURN BUCKLE SUITABLE FOR QUAD CONDUCTOR | EA | 24 |  | INCLUDED | 0 | 0 | 0 | 0 | 0 | 0 | 0 | 0 | 0.18 | 0 | 0.18 | 0 | 0 | 0 | 0
32 | 7000026763 | 320 | 420kV Insulator and Hardware | 1000055991 | 72169990 |  | 18 |  | 400KV TENSION INSULATOR STRING AND ASSOCIATED HARDWARE FITTINGSWITH TURN BUCKLE SUITABLE FOR QUAD CONDUCTOR | EA | 24 |  | INCLUDED | 0 | 0 | 0 | 0 | 0 | 0 | 0 | 0 | 0.18 | 0 | 0.18 | 0 | 0 | 0 | 0
33 | 7000026763 | 330 | 420kV Insulator and Hardware | 1000055986 | 72169990 |  | 18 |  | 400KV SUSPENSION INSULATOR STRING AND ASSOCIATED HARDWARE FITTINGSWITH DROP CLAMP SUITABLE FOR QUAD CONDUCTOR | EA | 15 |  | INCLUDED | 0 | 0 | 0 | 0 | 0 | 0 | 0 | 0 | 0.18 | 0 | 0.18 | 0 | 0 | 0 | 0
34 | 7000026763 | 340 | 420kV Insulator and Hardware | 1000055988 | 72169990 |  | 18 |  | 400KV SUSPENSION INSULATOR STRING AND ASSOCIATED HARDWARE FITTINGSWITH THROUGH CLAMP SUITABLE FOR QUAD CONDUCTOR | EA | 3 |  | INCLUDED | 0 | 0 | 0 | 0 | 0 | 0 | 0 | 0 | 0.18 | 0 | 0.18 | 0 | 0 | 0 | 0
35 | 7000026763 | 360 | CSD | 1000009713 | 85389000 |  | 18 |  | Controlled Switching Device for 420 kV, 3-ph Circuit Breaker | EA | 2 |  | INCLUDED | 0 | 0 | 0 | 0 | 0 | 0 | 0 | 0 | 0.18 | 0 | 0.18 | 0 | 0 | 0 | 0
36 | 7000026763 | 370 | CSD | 1000009714 | 85364900 |  | 18 |  | Controlled Switching Device for 765 kV, 3-ph Circuit Breaker | EA | 2 |  | INCLUDED | 0 | 0 | 0 | 0 | 0 | 0 | 0 | 0 | 0.18 | 0 | 0.18 | 0 | 0 | 0 | 0
37 | 7000026763 | 380 | CRP for 765kV Bays | 1000005789 | 85371000 |  | 18 |  | 765kV Transformer Protection Panel (For both HV & MV side)-(withAutomation) | EA | 1 |  | INCLUDED | 0 | 0 | 0 | 0 | 0 | 0 | 0 | 0 | 0.18 | 0 | 0.18 | 0 | 0 | 0 | 0
38 | 7000026763 | 390 | CRP for 765kV Bays | 1000055448 | 85371000 |  | 18 |  | 765KV CIRCUIT BREAKER RELAY PANEL (WITH AUTOMATION) | EA | 1 |  | INCLUDED | 0 | 0 | 0 | 0 | 0 | 0 | 0 | 0 | 0.18 | 0 | 0.18 | 0 | 0 | 0 | 0
39 | 7000026763 | 400 | CRP for 420kV Bays with SAS | 1000055446 | 85371000 |  | 18 |  | 400KV CIRCUIT BREAKER RELAY PANEL (WITH AUTOMATION) | EA | 2 |  | INCLUDED | 0 | 0 | 0 | 0 | 0 | 0 | 0 | 0 | 0.18 | 0 | 0.18 | 0 | 0 | 0 | 0
40 | 7000026763 | 410 | CRP for 420kV Bays with SAS | 1000002146 | 85371000 |  | 18 |  | Augmentation of existing 400kV bus bar protection scheme.(No. of baysas per specification)-(with Automation) | SET | 1 |  | INCLUDED | 0 | 0 | 0 | 0 | 0 | 0 | 0 | 0 | 0.18 | 0 | 0.18 | 0 | 0 | 0 | 0
41 | 7000026763 | 420 | SAS-AUG | 1000003409 | 85371000 |  | 18 |  | Augmentation of Substation automation System for 400kV Main bay as perTechnical Specification | EA | 2 |  | INCLUDED | 0 | 0 | 0 | 0 | 0 | 0 | 0 | 0 | 0.18 | 0 | 0.18 | 0 | 0 | 0 | 0
42 | 7000026763 | 430 | SAS-AUG | 1000003411 | 85371000 |  | 18 |  | Augmentation of Substation automation System for 400kV Tie bay as perTechnical Specification | EA | 1 |  | INCLUDED | 0 | 0 | 0 | 0 | 0 | 0 | 0 | 0 | 0.18 | 0 | 0.18 | 0 | 0 | 0 | 0
43 | 7000026763 | 440 | VMS | 1000030433 | 85287390 |  | 18 |  | COLOR IP CAMERA, WITH PAN, TILT AND ZOOM FACILITIES, ALONGWITH ALLREQUIRED ITEMS, ACCESSORIES, LINE INTERFACE UNITS, FIBER PATCH CORDS,POWER SUPPLY UNITS, JUNCTION BOXES, CABLES, FIBER OPTIC CABLES, ETC.,AND INCLUDING INTEGRATION IN EXISTING HARDWARE AND SOFTWARE FORAUGMENTATION OF VISUAL MONITORING SYSTEM AS PER TECHNICALSPECIFICATION. | SET | 1 |  | INCLUDED | 0 | 0 | 0 | 0 | 0 | 0 | 0 | 0 | 0.18 | 0 | 0.18 | 0 | 0 | 0 | 0
44 | 7000026763 | 450 | POWER & CONTROL CABLE | 1000056265 | 85446020 |  | 18 |  | 1.1KV GRADE 27CX1.5 SQMM CONTROL CABLE | KM | 3.5 |  | INCLUDED | 0 | 0 | 0 | 0 | 0 | 0 | 0 | 0 | 0.18 | 0 | 0.18 | 0 | 0 | 0 | 0
45 | 7000026763 | 460 | POWER & CONTROL CABLE | 1000056264 | 85446020 |  | 18 |  | 1.1KV GRADE 19CX1.5 SQMM CONTROL CABLE | KM | 12 |  | INCLUDED | 0 | 0 | 0 | 0 | 0 | 0 | 0 | 0 | 0.18 | 0 | 0.18 | 0 | 0 | 0 | 0
46 | 7000026763 | 470 | POWER & CONTROL CABLE | 1000031887 | 85446020 |  | 18 |  | 1.1KV GRADE 10CX2.5 SQMM CONTROL CABLE | KM | 8.5 |  | INCLUDED | 0 | 0 | 0 | 0 | 0 | 0 | 0 | 0 | 0.18 | 0 | 0.18 | 0 | 0 | 0 | 0
47 | 7000026763 | 480 | POWER & CONTROL CABLE | 1000031987 | 85446020 |  | 18 |  | 1.1KV GRADE 5CX2.5 SQMM CONTROL CABLE | KM | 11 |  | INCLUDED | 0 | 0 | 0 | 0 | 0 | 0 | 0 | 0 | 0.18 | 0 | 0.18 | 0 | 0 | 0 | 0
48 | 7000026763 | 490 | POWER & CONTROL CABLE | 1000031943 | 85446020 |  | 18 |  | 1.1KV GRADE 2CX6 SQMM (PVC) POWER CABLE | KM | 2 |  | INCLUDED | 0 | 0 | 0 | 0 | 0 | 0 | 0 | 0 | 0.18 | 0 | 0.18 | 0 | 0 | 0 | 0
49 | 7000026763 | 500 | POWER & CONTROL CABLE | 1000031985 | 85446020 |  | 18 |  | 1.1KV GRADE 4CX6 SQMM (PVC) POWER CABLE | KM | 2 |  | INCLUDED | 0 | 0 | 0 | 0 | 0 | 0 | 0 | 0 | 0.18 | 0 | 0.18 | 0 | 0 | 0 | 0
50 | 7000026763 | 510 | POWER & CONTROL CABLE | 1000031953 | 85446020 |  | 18 |  | 1.1KV GRADE 3.5CX35 SQMM (PVC) POWER CABLE | KM | 0.5 |  | INCLUDED | 0 | 0 | 0 | 0 | 0 | 0 | 0 | 0 | 0.18 | 0 | 0.18 | 0 | 0 | 0 | 0
51 | 7000026763 | 520 | POWER & CONTROL CABLE | 1000031957 | 85446020 |  | 18 |  | 1.1KV GRADE 3.5CX70 SQMM (PVC) POWER CABLE | KM | 0.5 |  | INCLUDED | 0 | 0 | 0 | 0 | 0 | 0 | 0 | 0 | 0.18 | 0 | 0.18 | 0 | 0 | 0 | 0
52 | 7000026763 | 530 | POWER & CONTROL CABLE | 1000031964 | 85446020 |  | 18 |  | 1.1KV GRADE 3CX2.5 SQMM CONTROL CABLE | KM | 12 |  | INCLUDED | 0 | 0 | 0 | 0 | 0 | 0 | 0 | 0 | 0.18 | 0 | 0.18 | 0 | 0 | 0 | 0
53 | 7000026763 | 540 | POWER & CONTROL CABLE | 1000032049 | 85446020 |  | 18 |  | 4PAIR, 0.5 SQ.MM SCREENED CABLE | KM | 2 |  | INCLUDED | 0 | 0 | 0 | 0 | 0 | 0 | 0 | 0 | 0.18 | 0 | 0.18 | 0 | 0 | 0 | 0
54 | 7000026763 | 550 | POWER & CONTROL CABLE | 1000031951 | 85446090 |  | 18 |  | 1.1KV GRADE 3.5CX300 SQMM (XLPE) POWER CABLE | KM | 2 |  | INCLUDED | 0 | 0 | 0 | 0 | 0 | 0 | 0 | 0 | 0.18 | 0 | 0.18 | 0 | 0 | 0 | 0
55 | 7000026763 | 560 | AIR CONDITIONING & VENTILATION SYSTEM | 1000006285 | 84151090 |  | 28 |  | Air conditioning system for Switchyard Panel Room of 9m length | SET | 1 |  | INCLUDED | 0 | 0 | 0 | 0 | 0 | 0 | 0 | 0 | 0.28 | 0 | 0 | 0.28 | 0 | 0 | 0
56 | 7000026763 | 570 | FIRE FIGHTING SYSTEM | 1000012072 | 84248990 |  | 18 |  | HVW spray system, Hydrant system and complete U/G & O/G piping andaccessories etc. out side the pump house for 500 MVA,(765/v3)/(400/v3)/(33) kV, 1 -phase Autotransformer | SET | 4 |  | INCLUDED | 0 | 0 | 0 | 0 | 0 | 0 | 0 | 0 | 0.18 | 0 | 0.18 | 0 | 0 | 0 | 0
57 | 7000026763 | 580 | FIRE FIGHTING SYSTEM | 1000012019 | 85311020 |  | 18 |  | Fire Detection and Alarm System for Switchyard Panel Room of 9 mlength | SET | 1 |  | INCLUDED | 0 | 0 | 0 | 0 | 0 | 0 | 0 | 0 | 0.18 | 0 | 0.18 | 0 | 0 | 0 | 0
58 | 7000026763 | 590 | FIRE FIGHTING SYSTEM | 1000012022 | 84241000 |  | 18 |  | 4.5 kg CO2 type Portable Fire extinguisher | EA | 1 |  | INCLUDED | 0 | 0 | 0 | 0 | 0 | 0 | 0 | 0 | 0.18 | 0 | 0.18 | 0 | 0 | 0 | 0
59 | 7000026763 | 600 | ILLUMINATION SYSTEM | 1000013796 | 94059900 |  | 18 |  | Illumination System for switchyard panel room of 9 m length | LS | 1 |  | INCLUDED | 0 | 0 | 0 | 0 | 0 | 0 | 0 | 0 | 0.18 | 0 | 0.18 | 0 | 0 | 0 | 0
60 | 7000026763 | 610 | 765 kV Towers | 1000020158 | 73082011 |  | 18 |  | Fabrication, galvanising and supply of Std 765 kV Arm GWCB includingnuts, bolts, all type of washers, packplates, step bolts and gussetplates excluding foundation bolts | EA | 2 |  | INCLUDED | 0 | 0 | 0 | 0 | 0 | 0 | 0 | 0 | 0.18 | 0 | 0.18 | 0 | 0 | 0 | 0
61 | 7000026763 | 620 | 765 kV Towers | 1000020165 | 73082011 |  | 18 |  | Fabrication, galvanising and supply of Std 765 kV Beam BD includingnuts, bolts, all type of washers, packplates, step bolts and gussetplates excluding foundation bolts | EA | 2 |  | INCLUDED | 0 | 0 | 0 | 0 | 0 | 0 | 0 | 0 | 0.18 | 0 | 0.18 | 0 | 0 | 0 | 0
62 | 7000026763 | 640 | 765 kV Towers | 1000020181 | 73082011 |  | 18 |  | Fabrication, galvanising and supply of Std 765 kV Tower CB includingnuts, bolts, all type of washers, packplates, step bolts and gussetplates excluding foundation bolts | EA | 2 |  | INCLUDED | 0 | 0 | 0 | 0 | 0 | 0 | 0 | 0 | 0.18 | 0 | 0.18 | 0 | 0 | 0 | 0
63 | 7000027460 | 10 | 765 kV Towers | 1000020164 | 73082011 |  | 18 |  | Fabrication, galvanising and supply of Std 765 kV Beam BC includingnuts, bolts, all type of washers, packplates, step bolts and gussetplates excluding foundation bolts | EA | 1 |  | INCLUDED | 0 | 0 | 0 | 0 | 0 | 0 | 0 | 0 | 0.18 | 0 | 0.18 | 0 | 0 | 0 | 0
64 | 7000026763 | 650 | 765 kV Equipment support structures | 1000020174 | 73082011 |  | 18 |  | Fabrication, galvanising and supply ofStd 765 kV Support Structure for1-Phase BPI including nuts, bolts, alltype of washers, packplates, step boltsand gusset plates excluding foundationbolts | EA | 8 |  | INCLUDED | 0 | 0 | 0 | 0 | 0 | 0 | 0 | 0 | 0.18 | 0 | 0.18 | 0 | 0 | 0 | 0
65 | 7000026763 | 660 | 765 kV Equipment support structures | 1000020175 | 73082011 |  | 18 |  | Fabrication, galvanising and supply ofStd 765 kV Support Structure for1-Phase CT including nuts, bolts, alltype of washers, packplates, step boltsand gusset plates excluding foundationbolts | EA | 3 |  | INCLUDED | 0 | 0 | 0 | 0 | 0 | 0 | 0 | 0 | 0.18 | 0 | 0.18 | 0 | 0 | 0 | 0
66 | 7000026763 | 670 | 765 kV Equipment support structures | 1000020177 | 73082011 |  | 18 |  | Fabrication, galvanising and supply ofStd 765 kV Support Structure for3-Phase ISOLATOR including nuts, bolts,all type of washers, packplates, stepbolts and gusset plates excludingfoundation bolts | EA | 4 |  | INCLUDED | 0 | 0 | 0 | 0 | 0 | 0 | 0 | 0 | 0.18 | 0 | 0.18 | 0 | 0 | 0 | 0
67 | 7000026763 | 680 | 765 kV Equipment support structures | 1000020178 | 73082011 |  | 18 |  | Fabrication, galvanising and supply ofStd 765 kV Support Structure for1-Phase LA including nuts, bolts, alltype of washers, packplates, step boltsand gusset plates excluding foundationbolts | EA | 4 |  | INCLUDED | 0 | 0 | 0 | 0 | 0 | 0 | 0 | 0 | 0.18 | 0 | 0.18 | 0 | 0 | 0 | 0
68 | 7000026763 | 690 | 400 kV TOWERS | 1000020123 | 73082011 |  | 18 |  | Fabrication, galvanising and supply of Standard 400 kV Tower TAincluding nuts, bolts, all type of washers, packplates, step bolts andgusset plates excluding foundation bolts | EA | 2 |  | INCLUDED | 0 | 0 | 0 | 0 | 0 | 0 | 0 | 0 | 0.18 | 0 | 0.18 | 0 | 0 | 0 | 0
69 | 7000026763 | 700 | 400 kV TOWERS | 1000020125 | 73082011 |  | 18 |  | Fabrication, galvanising and supply of Standard 400 kV Tower TCincluding nuts, bolts, all type of washers, packplates, step bolts andgusset plates excluding foundation bolts | EA | 2 |  | INCLUDED | 0 | 0 | 0 | 0 | 0 | 0 | 0 | 0 | 0.18 | 0 | 0.18 | 0 | 0 | 0 | 0
70 | 7000026763 | 710 | 400 kV TOWERS | 1000020129 | 73082011 |  | 18 |  | Fabrication, galvanising and supply of Standard 400 kV Tower TGincluding nuts, bolts, all type of washers, packplates, step bolts andgusset plates excluding foundation bolts | EA | 2 |  | INCLUDED | 0 | 0 | 0 | 0 | 0 | 0 | 0 | 0 | 0.18 | 0 | 0.18 | 0 | 0 | 0 | 0
71 | 7000026763 | 720 | 400 kV TOWERS | 1000020130 | 73082011 |  | 18 |  | Fabrication, galvanising and supply of Standard 400 kV Tower THincluding nuts, bolts, all type of washers, packplates, step bolts andgusset plates excluding foundation bolts | EA | 2 |  | INCLUDED | 0 | 0 | 0 | 0 | 0 | 0 | 0 | 0 | 0.18 | 0 | 0.18 | 0 | 0 | 0 | 0
72 | 7000026763 | 730 | 400 kV TOWERS | 1000020132 | 73082011 |  | 18 |  | Fabrication, galvanising and supply of Standard 400 kV Tower TJincluding nuts, bolts, all type of washers, packplates, step bolts andgusset plates excluding foundation bolts | EA | 4 |  | INCLUDED | 0 | 0 | 0 | 0 | 0 | 0 | 0 | 0 | 0.18 | 0 | 0.18 | 0 | 0 | 0 | 0
73 | 7000026763 | 740 | 400 kV TOWERS | 1000020136 | 73082011 |  | 18 |  | Fabrication, galvanising and supply of Standard 400 kV Tower TNincluding nuts, bolts, all type of washers, packplates, step bolts andgusset plates excluding foundation bolts | EA | 2 |  | INCLUDED | 0 | 0 | 0 | 0 | 0 | 0 | 0 | 0 | 0.18 | 0 | 0.18 | 0 | 0 | 0 | 0
74 | 7000026763 | 750 | 400 kV TOWERS | 1000020118 | 73082011 |  | 18 |  | Fabrication, galvanising and supply of Standard 400 kV Gantry G1including nuts, bolts, all type of washers, packplates, step bolts andgusset plates excluding foundation bolts | EA | 6 |  | INCLUDED | 0 | 0 | 0 | 0 | 0 | 0 | 0 | 0 | 0.18 | 0 | 0.18 | 0 | 0 | 0 | 0
75 | 7000026763 | 760 | 400 kV TOWERS | 1000020119 | 73082011 |  | 18 |  | Fabrication, galvanising and supply of Standard 400 kV Gantry G2including nuts, bolts, all type of washers, packplates, step bolts andgusset plates excluding foundation bolts | EA | 6 |  | INCLUDED | 0 | 0 | 0 | 0 | 0 | 0 | 0 | 0 | 0.18 | 0 | 0.18 | 0 | 0 | 0 | 0
76 | 7000026763 | 770 | 400kV Equipment support structures | 1000020195 | 73045930 |  | 18 |  | Fabrication, galvanising and supply ofStandard Pipe Structure - 400 kV,1-Phase, SA including nuts, bolts,all type of washers, packplates, stepbolts and gusset plates excludingfoundation bolts | EA | 4 |  | INCLUDED | 0 | 0 | 0 | 0 | 0 | 0 | 0 | 0 | 0.18 | 0 | 0.18 | 0 | 0 | 0 | 0
77 | 7000026763 | 780 | 400kV Equipment support structures | 1000020194 | 73045930 |  | 18 |  | Fabrication, galvanising and supply ofStandard Pipe Structure - 400 kV,3-Phase, ISOLATOR including nuts,bolts, all type of washers, packplates,step bolts and gusset plates excludingfoundation bolts | EA | 7 |  | INCLUDED | 0 | 0 | 0 | 0 | 0 | 0 | 0 | 0 | 0.18 | 0 | 0.18 | 0 | 0 | 0 | 0
78 | 7000026763 | 790 | 400kV Equipment support structures | 1000020192 | 73045930 |  | 18 |  | Fabrication, galvanising and supply ofStandard Pipe Structure - 400 kV,1-Phase, CT including nuts, bolts, alltype of washers, packplates, step boltsand gusset plates excluding foundationbolts | EA | 6 |  | INCLUDED | 0 | 0 | 0 | 0 | 0 | 0 | 0 | 0 | 0.18 | 0 | 0.18 | 0 | 0 | 0 | 0
79 | 7000026763 | 800 | 400kV Equipment support structures | 1000017570 | 73045930 |  | 18 |  | Fabrication, galvanising and supply ofStd Pipe Structure - 400 kV, 1-Phase,High BPI, (Excluding Wave Trap), includingnuts, bolts, all type of washers,packplates, step bolts and gussetplates excluding foundation bolts | EA | 13 |  | INCLUDED | 0 | 0 | 0 | 0 | 0 | 0 | 0 | 0 | 0.18 | 0 | 0.18 | 0 | 0 | 0 | 0
80 | 7000026763 | 810 | 400kV Equipment support structures | 1000017567 | 73045930 |  | 18 |  | Standard Pipe Structure for 400kV BPI (excluding wave trap) | EA | 35 |  | INCLUDED | 0 | 0 | 0 | 0 | 0 | 0 | 0 | 0 | 0.18 | 0 | 0.18 | 0 | 0 | 0 | 0
81 | 7000026763 | 820 | 33kV Equipment support structures | 1000020115 | 73082011 |  | 18 |  | Fabrication, galvanising and supply of Std 33 kV Support Structure CTincluding nuts, bolts, all type of washers, packplates, step bolts andgusset plates excluding foundation bolts | EA | 1 |  | INCLUDED | 0 | 0 | 0 | 0 | 0 | 0 | 0 | 0 | 0.18 | 0 | 0.18 | 0 | 0 | 0 | 0
82 | 7000026763 | 830 | Mandatory Spare LOT | 1000027625 | 85352919 |  | 18 |  | Spare-765KV Circuit Breaker | LOT | 1 |  | INCLUDED | 0 | 0 | 0 | 0 | 0 | 0 | 0 | 0 | 0.18 | 0 | 0.18 | 0 | 0 | 0 | 0
83 | 7000026763 | 840 | Mandatory Spare LOT | 1000028091 | 85353090 |  | 18 |  | Spare-765kV VKDB Isolator | LOT | 1 |  | INCLUDED | 0 | 0 | 0 | 0 | 0 | 0 | 0 | 0 | 0.18 | 0 | 0.18 | 0 | 0 | 0 | 0
84 | 7000026763 | 850 | Mandatory Spare LOT | 1000019918 | 85359090 |  | 18 |  | Spares for 420kV Circuit Breaker | LS | 1 |  | INCLUDED | 0 | 0 | 0 | 0 | 0 | 0 | 0 | 0 | 0.18 | 0 | 0.18 | 0 | 0 | 0 | 0
85 | 7000026763 | 860 | Mandatory Spare LOT | 1000019919 | 85353090 |  | 18 |  | Spares for 420kV Double break Isolator | LS | 1 |  | INCLUDED | 0 | 0 | 0 | 0 | 0 | 0 | 0 | 0 | 0.18 | 0 | 0.18 | 0 | 0 | 0 | 0
86 | 7000026763 | 870 | Mandatory Spare LOT | 1000024186 | 85354010 |  | 18 |  | SPARES FOR 336KV SURGE ARRESTER | LS | 1 |  | INCLUDED | 0 | 0 | 0 | 0 | 0 | 0 | 0 | 0 | 0.18 | 0 | 0.18 | 0 | 0 | 0 | 0
87 | 7000026763 | 880 | Mandatory Spare LOT | 1000025941 | 85389000 |  | 18 |  | Spare-420kV CT 1 | SET | 1 |  | INCLUDED | 0 | 0 | 0 | 0 | 0 | 0 | 0 | 0 | 0.18 | 0 | 0.18 | 0 | 0 | 0 | 0
88 | 7000026763 | 890 | Mandatory Spare LOT | 1000054976 | 85352919 |  | 18 |  | SPARE-765KV CURRENT TRANSFORMER | LOT | 1 |  | INCLUDED | 0 | 0 | 0 | 0 | 0 | 0 | 0 | 0 | 0.18 | 0 | 0.18 | 0 | 0 | 0 | 0
89 | 7000026763 | 900 | Mandatory Spare LOT | 1000028372 | 85354010 |  | 18 |  | SPARES FOR 624KV SURGE ARRESTER | LS | 1 |  | INCLUDED | 0 | 0 | 0 | 0 | 0 | 0 | 0 | 0 | 0.18 | 0 | 0.18 | 0 | 0 | 0 | 0
90 | 7000026763 | 910 | Mandatory Spare LOT | 1000032289 | 84819090 |  | 18 |  | SPARES FOFIRE PROTECTION SYSTEM | SET | 1 |  | INCLUDED | 0 | 0 | 0 | 0 | 0 | 0 | 0 | 0 | 0.18 | 0 | 0.18 | 0 | 0 | 0 | 0
91 | 7000026763 | 920 | Mandatory Spare LOT | 1000019912 | 85371000 |  | 18 |  | Relay & protection Panels (with automation) | LS | 1 |  | INCLUDED | 0 | 0 | 0 | 0 | 0 | 0 | 0 | 0 | 0.18 | 0 | 0.18 | 0 | 0 | 0 | 0
92 | 7000026763 | 930 | Spares for 420kV GIS PORTION | 1000058332 | 85359030 |  | 18 |  | 400KV GIS-SF6 GAS PRESSURE RELIEF DEVICE ASSEMBLY OF EACH TYPE | EA | 1 |  | INCLUDED | 0 | 0 | 0 | 0 | 0 | 0 | 0 | 0 | 0.18 | 0 | 0.18 | 0 | 0 | 0 | 0
93 | 7000026763 | 940 | Spares for 420kV GIS PORTION | 1000049817 | 85359030 |  | 18 |  | SF6 PRESSURE GAUGE CUM SWITCH /DENSITY MONITORS AND PRESSURESWITCH AS APPLICABLE, OF EACH TYPE-400KV GIS | SET | 2 |  | INCLUDED | 0 | 0 | 0 | 0 | 0 | 0 | 0 | 0 | 0.18 | 0 | 0.18 | 0 | 0 | 0 | 0
94 | 7000026763 | 950 | Spares for 420kV GIS PORTION | 1000049753 | 85359030 |  | 18 |  | COUPLING DEVICE FOR PRESSURE GAUGE CUM SWITCH FOR CONNECTINGGAS HANDLING PLANT OF EACH TYPE-400KV GIS | SET | 1 |  | INCLUDED | 0 | 0 | 0 | 0 | 0 | 0 | 0 | 0 | 0.18 | 0 | 0.18 | 0 | 0 | 0 | 0
95 | 7000026763 | 960 | Spares for 420kV GIS PORTION | 1000049762 | 85359030 |  | 18 |  | RUBBER GASKETS, Ã‚â‚¬Å’OÃ‚â‚¬Â RINGS AND SEALS FOR SF6 GAS FOR GISENCLOSURE OF EACH TYPE-400KV GIS | SET | 2 |  | INCLUDED | 0 | 0 | 0 | 0 | 0 | 0 | 0 | 0 | 0.18 | 0 | 0.18 | 0 | 0 | 0 | 0
96 | 7000026763 | 970 | Spares for 420kV GIS PORTION | 1000058330 | 85359030 |  | 18 |  | 400KV GIS-MOLECULAR FILTER FOR SF6 GAS WITH FILTER BAGS (5 % OF TOTALWEIGHT) | SET | 1 |  | INCLUDED | 0 | 0 | 0 | 0 | 0 | 0 | 0 | 0 | 0.18 | 0 | 0.18 | 0 | 0 | 0 | 0
97 | 7000026763 | 980 | Spares for 420kV GIS PORTION | 1000049750 | 85359030 |  | 18 |  | CONTROL VALVES FOR SF6 GAS OF EACH TYPE-400KV GIS | SET | 2 |  | INCLUDED | 0 | 0 | 0 | 0 | 0 | 0 | 0 | 0 | 0.18 | 0 | 0.18 | 0 | 0 | 0 | 0
98 | 7000026763 | 990 | Spares for 420kV GIS PORTION | 1000058331 | 85359030 |  | 18 |  | 400KV GIS-SF6 GAS (5 % OF TOTAL GAS QUANTITY) | LOT | 1 |  | INCLUDED | 0 | 0 | 0 | 0 | 0 | 0 | 0 | 0 | 0.18 | 0 | 0.18 | 0 | 0 | 0 | 0
99 | 7000026763 | 1000 | Spares for 420kV GIS PORTION | 1000049783 | 85359030 |  | 18 |  | LOCKING DEVICE TO KEEP THE DIS-CONNECTORS (ISOLATORS)AND EARTHING/FAST EARTHING SWITCHES IN CLOSE OR OPEN POSITION IN CASEOF REMOVAL OF THE DRIVING MECHANISM-400KV GIS | SET | 2 |  | INCLUDED | 0 | 0 | 0 | 0 | 0 | 0 | 0 | 0 | 0.18 | 0 | 0.18 | 0 | 0 | 0 | 0
100 | 7000026763 | 1010 | Spares for 420kV GIS PORTION | 1000049505 | 85359030 |  | 18 |  | UHF PD SENSORS OF EACH TYPE ALONG WITH BNC CONNECTOR FOR 420KV GIS | EA | 3 |  | INCLUDED | 0 | 0 | 0 | 0 | 0 | 0 | 0 | 0 | 0.18 | 0 | 0.18 | 0 | 0 | 0 | 0
101 | 7000026763 | 1020 | Spares for 420kV GIS PORTION | 1000058334 | 85359030 |  | 18 |  | 400KV GIS-SUPPORT INSULATORS (GAS THROUGH) OF EACH TYPE (COMPLETE WITHMETAL RING ETC.) ALONG WITH ASSOCIATED CONTACTS AND SHIELDS | EA | 3 |  | INCLUDED | 0 | 0 | 0 | 0 | 0 | 0 | 0 | 0 | 0.18 | 0 | 0.18 | 0 | 0 | 0 | 0
102 | 7000026763 | 1030 | Spares for 420kV GIS PORTION | 1000058329 | 85359030 |  | 18 |  | 400KV GIS-GAS BARRIERS OF EACH TYPE (COMPLETE WITH METAL RING ETC.)ALONG WITH ASSOCIATED CONTACTS AND SHIELDS | EA | 3 |  | INCLUDED | 0 | 0 | 0 | 0 | 0 | 0 | 0 | 0 | 0.18 | 0 | 0.18 | 0 | 0 | 0 | 0
103 | 7000026763 | 1040 | Spares for 420kV GIS PORTION | 1000058333 | 85359030 |  | 18 |  | 400KV GIS- 3150A SF6 TO AIR BUSHING COMPLETE IN ALL RESPECT | EA | 1 |  | INCLUDED | 0 | 0 | 0 | 0 | 0 | 0 | 0 | 0 | 0.18 | 0 | 0.18 | 0 | 0 | 0 | 0
104 | 7000026763 | 1050 | Spares for 420kV GIS PORTION | 1000049498 | 85359030 |  | 18 |  | LCC SPARES - AUX. RELAYS, CONTACTORS,PUSH BUTTONS, SWITCHES,LAMPS,ANNUNCIATION WINDOWS, MCB, FUSES,TIMERS, TERMINAL BLOCKS ETC. OF EACHTYPE & RATING-400kV GIS | SET | 1 |  | INCLUDED | 0 | 0 | 0 | 0 | 0 | 0 | 0 | 0 | 0.18 | 0 | 0.18 | 0 | 0 | 0 | 0
105 | 7000026763 | 1300 | FOUNDATION BOLTS | 1000012367 | 73082011 |  | 18 |  | Fabrication, galvanising and supply of 32mm dia foundation boltsincluding nuts, checknuts, washers and packplates | EA | 744 |  | INCLUDED | 0 | 0 | 0 | 0 | 0 | 0 | 0 | 0 | 0.18 | 0 | 0.18 | 0 | 0 | 0 | 0
106 | 7000026763 | 1310 | FOUNDATION BOLTS | 1000012366 | 73082011 |  | 18 |  | Fabrication, galvanising and supply of 28mm dia foundation boltsincluding nuts, checknuts, washers and packplates. | EA | 376 |  | INCLUDED | 0 | 0 | 0 | 0 | 0 | 0 | 0 | 0 | 0.18 | 0 | 0.18 | 0 | 0 | 0 | 0
107 | 7000026763 | 1320 | FOUNDATION BOLTS | 1000012371 | 73082011 |  | 18 |  | Fabrication, galvanising and supply of 80mm dia foundation boltsincluding nuts, checknuts, washers and packplates | EA | 32 |  | INCLUDED | 0 | 0 | 0 | 0 | 0 | 0 | 0 | 0 | 0.18 | 0 | 0.18 | 0 | 0 | 0 | 0
108 | 7000026763 | 1330 | FOUNDATION BOLTS | 1000012369 | 73082011 |  | 18 |  | Fabrication, galvanising and supply of 56mm dia foundation boltsincluding nuts, checknuts, washers and packplates | EA | 128 |  | INCLUDED | 0 | 0 | 0 | 0 | 0 | 0 | 0 | 0 | 0.18 | 0 | 0.18 | 0 | 0 | 0 | 0
109 | 7000026763 | 1340 | FOUNDATION BOLTS | 1000012368 | 73082011 |  | 18 |  | Fabrication, galvanising and supply of 40mm dia foundation boltsincluding nuts, checknuts, washers and packplates. | EA | 48 |  | INCLUDED | 0 | 0 | 0 | 0 | 0 | 0 | 0 | 0 | 0.18 | 0 | 0.18 | 0 | 0 | 0 | 0
110 | 7000026763 | 1360 | Illumination system | 1000038387 | 94051090 |  | 18 |  | LED FLOOD LIGHT LUMINARIESTYPE FL-1 (150W) AS PER TECHNICALSPECIFICATION | EA | 10 |  | INCLUDED | 0 | 0 | 0 | 0 | 0 | 0 | 0 | 0 | 0.18 | 0 | 0.18 | 0 | 0 | 0 | 0
111 | 7000026763 | 1370 | Illumination system | 1000038325 | 94059900 |  | 18 |  | LIGHTING FIXTURE LED LUMINAIRES TYPE FL2 AS PER TECH. SPECIFICATIONS | EA | 10 |  | INCLUDED | 0 | 0 | 0 | 0 | 0 | 0 | 0 | 0 | 0.18 | 0 | 0.18 | 0 | 0 | 0 | 0
112 | 7000026763 | 1380 | Illumination system | 1000038385 | 94059900 |  | 18 |  | FIRE WALL MOUNTED LED LUMINARIE TYPE FL-2 (250W) | EA | 10 |  | INCLUDED | 0 | 0 | 0 | 0 | 0 | 0 | 0 | 0 | 0.18 | 0 | 0.18 | 0 | 0 | 0 | 0
113 | 7000026763 | 1390 | Illumination system | 1000001894 | 94059900 |  | 18 |  | Outdoor Power Receptacle for oilfiltration unit (250A) | EA | 1 |  | INCLUDED | 0 | 0 | 0 | 0 | 0 | 0 | 0 | 0 | 0.18 | 0 | 0.18 | 0 | 0 | 0 | 0
114 | 7000026763 | 1400 | Illumination system | 1000014547 | 85371000 |  | 18 |  | Lighting Panel type ACP-2 as per technical specification | EA | 2 |  | INCLUDED | 0 | 0 | 0 | 0 | 0 | 0 | 0 | 0 | 0.18 | 0 | 0.18 | 0 | 0 | 0 | 0
115 | 7000026763 | 1410 | Illumination system | 1000017485 | 94059900 |  | 18 |  | Lighting panel SLP for Street Lighting | EA | 2 |  | INCLUDED | 0 | 0 | 0 | 0 | 0 | 0 | 0 | 0 | 0.18 | 0 | 0.18 | 0 | 0 | 0 | 0
116 | 7000026763 | 1430 | LT switchgear | 1000004304 | 85371000 |  | 18 |  | 415V ACDB (Extn.) | SET | 1 |  | INCLUDED | 0 | 0 | 0 | 0 | 0 | 0 | 0 | 0 | 0.18 | 0 | 0.18 | 0 | 0 | 0 | 0
117 | 7000026763 | 1440 | LT switchgear | 1000001145 | 85371000 |  | 18 |  | 220V DCDB (Extn.) | SET | 1 |  | INCLUDED | 0 | 0 | 0 | 0 | 0 | 0 | 0 | 0 | 0.18 | 0 | 0.18 | 0 | 0 | 0 | 0
B | NIT BOQ_Veltoor Bay Equip Upgr
118 | 7000026764 | 10 | 420kV, 63kA AIS EQUIPMENT | 1000004501 | 85352913 |  | 18 |  | 420kV, 3150A, 63kA Circuit Breaker (3-Phase) without closing resistorand with Support Structure | EA | 3 |  | INCLUDED | 0 | 0 | 0 | 0 | 0 | 0 | 0 | 0 | 0.18 | 0 | 0.18 | 0 | 0 | 0 | 0
119 | 7000026764 | 20 | 420kV, 63kA AIS EQUIPMENT | 1000004463 | 85359090 |  | 18 |  | 420 kV, 3000A, 63KA, 1-Phase CurrentTransformer with 120% extended currentrating | EA | 9 |  | INCLUDED | 0 | 0 | 0 | 0 | 0 | 0 | 0 | 0 | 0.18 | 0 | 0.18 | 0 | 0 | 0 | 0
120 | 7000026764 | 30 | 420kV, 63kA AIS EQUIPMENT | 1000004498 | 85353090 |  | 18 |  | 420kV, 3150A, 63KA, Isolator (3-phase)(Double Break) with one E/S | EA | 7 |  | INCLUDED | 0 | 0 | 0 | 0 | 0 | 0 | 0 | 0 | 0.18 | 0 | 0.18 | 0 | 0 | 0 | 0
121 | 7000026764 | 40 | 420kV, 63kA AIS EQUIPMENT | 1000020419 | 85354010 |  | 18 |  | 336kV Surge Arrester (1-phase) | EA | 3 |  | INCLUDED | 0 | 0 | 0 | 0 | 0 | 0 | 0 | 0 | 0.18 | 0 | 0.18 | 0 | 0 | 0 | 0
122 | 7000026764 | 50 | 420kV, 63kA AIS EQUIPMENT | 1000004290 | 85176210 |  | 18 |  | 400kV,3150A,0.5mH ,63kA Line Trap | EA | 2 |  | INCLUDED | 0 | 0 | 0 | 0 | 0 | 0 | 0 | 0 | 0.18 | 0 | 0.18 | 0 | 0 | 0 | 0
123 | 7000026764 | 70 | Erection H/W-400KV I TYPE | 1000011322 | 72169990 |  | 18 |  | Erection Hardware for 400kV I type layout-Line bay as per technicalspecification | SET | 1 |  | INCLUDED | 0 | 0 | 0 | 0 | 0 | 0 | 0 | 0 | 0.18 | 0 | 0.18 | 0 | 0 | 0 | 0
124 | 7000026764 | 80 | Erection H/W-400KV I TYPE | 1000011326 | 72169990 |  | 18 |  | Erection Hardware for 400kV I type layout-Spare bay of half dia as pertechnical specification | SET | 1 |  | INCLUDED | 0 | 0 | 0 | 0 | 0 | 0 | 0 | 0 | 0.18 | 0 | 0.18 | 0 | 0 | 0 | 0
125 | 7000026764 | 90 | POWER & CONTROL CABLES | 1000031964 | 85446020 |  | 18 |  | 1.1KV GRADE 3CX2.5 SQMM CONTROL CABLE | KM | 1 |  | INCLUDED | 0 | 0 | 0 | 0 | 0 | 0 | 0 | 0 | 0.18 | 0 | 0.18 | 0 | 0 | 0 | 0
126 | 7000026764 | 100 | POWER & CONTROL CABLES | 1000031987 | 85446020 |  | 18 |  | 1.1KV GRADE 5CX2.5 SQMM CONTROL CABLE | KM | 2 |  | INCLUDED | 0 | 0 | 0 | 0 | 0 | 0 | 0 | 0 | 0.18 | 0 | 0.18 | 0 | 0 | 0 | 0
127 | 7000026764 | 110 | POWER & CONTROL CABLES | 1000031887 | 85446020 |  | 18 |  | 1.1KV GRADE 10CX2.5 SQMM CONTROL CABLE | KM | 5.5 |  | INCLUDED | 0 | 0 | 0 | 0 | 0 | 0 | 0 | 0 | 0.18 | 0 | 0.18 | 0 | 0 | 0 | 0
128 | 7000026764 | 120 | POWER & CONTROL CABLES | 1000056264 | 85446020 |  | 18 |  | 1.1KV GRADE 19CX1.5 SQMM CONTROL CABLE | KM | 15 |  | INCLUDED | 0 | 0 | 0 | 0 | 0 | 0 | 0 | 0 | 0.18 | 0 | 0.18 | 0 | 0 | 0 | 0
129 | 7000026764 | 130 | POWER & CONTROL CABLES | 1000056265 | 85446020 |  | 18 |  | 1.1KV GRADE 27CX1.5 SQMM CONTROL CABLE | KM | 1.5 |  | INCLUDED | 0 | 0 | 0 | 0 | 0 | 0 | 0 | 0 | 0.18 | 0 | 0.18 | 0 | 0 | 0 | 0
130 | 7000026764 | 140 | STD PIPE STRUCTURE | 1000020192 | 73045930 |  | 18 |  | Fabrication, galvanising and supply ofStandard Pipe Structure - 400 kV,1-Phase, CT including nuts, bolts, alltype of washers, packplates, step boltsand gusset plates excluding foundationbolts | EA | 9 |  | INCLUDED | 0 | 0 | 0 | 0 | 0 | 0 | 0 | 0 | 0.18 | 0 | 0.18 | 0 | 0 | 0 | 0
131 | 7000026764 | 150 | STD PIPE STRUCTURE | 1000020194 | 73045930 |  | 18 |  | Fabrication, galvanising and supply ofStandard Pipe Structure - 400 kV,3-Phase, ISOLATOR including nuts,bolts, all type of washers, packplates,step bolts and gusset plates excludingfoundation bolts | EA | 7 |  | INCLUDED | 0 | 0 | 0 | 0 | 0 | 0 | 0 | 0 | 0.18 | 0 | 0.18 | 0 | 0 | 0 | 0
132 | 7000026764 | 160 | STD PIPE STRUCTURE | 1000020195 | 73045930 |  | 18 |  | Fabrication, galvanising and supply ofStandard Pipe Structure - 400 kV,1-Phase, SA including nuts, bolts,all type of washers, packplates, stepbolts and gusset plates excludingfoundation bolts | EA | 3 |  | INCLUDED | 0 | 0 | 0 | 0 | 0 | 0 | 0 | 0 | 0.18 | 0 | 0.18 | 0 | 0 | 0 | 0
133 | 7000026764 | 190 | Mandatory Spares (LOT) | 1000019918 | 85359090 |  | 18 |  | Spares for 420kV Circuit Breaker | LS | 1 |  | INCLUDED | 0 | 0 | 0 | 0 | 0 | 0 | 0 | 0 | 0.18 | 0 | 0.18 | 0 | 0 | 0 | 0
134 | 7000026764 | 200 | Mandatory Spares (LOT) | 1000019919 | 85353090 |  | 18 |  | Spares for 420kV Double break Isolator | LS | 1 |  | INCLUDED | 0 | 0 | 0 | 0 | 0 | 0 | 0 | 0 | 0.18 | 0 | 0.18 | 0 | 0 | 0 | 0
135 | 7000026764 | 210 | Mandatory Spares (LOT) | 1000025941 | 85389000 |  | 18 |  | Spare-420kV CT 1 | SET | 1 |  | INCLUDED | 0 | 0 | 0 | 0 | 0 | 0 | 0 | 0 | 0.18 | 0 | 0.18 | 0 | 0 | 0 | 0
136 | 7000026764 | 220 | Mandatory Spares (LOT) | 1000024186 | 85354010 |  | 18 |  | SPARES FOR 336KV SURGE ARRESTER | LS | 1 |  | INCLUDED | 0 | 0 | 0 | 0 | 0 | 0 | 0 | 0 | 0.18 | 0 | 0.18 | 0 | 0 | 0 | 0
137 | 7000026764 | 250 | FOUNDATION BOLTS | 1000012366 | 73082011 |  | 18 |  | Fabrication, galvanising and supply of 28mm dia foundation boltsincluding nuts, checknuts, washers and packplates. | EA | 252 |  | INCLUDED | 0 | 0 | 0 | 0 | 0 | 0 | 0 | 0 | 0.18 | 0 | 0.18 | 0 | 0 | 0 | 0
C | NIT BOQ_Raichur 400KV Bay Equip Upgr
138 | 7000026765 | 10 | 420kV, 63kA AIS EQUIPMENT | 1000004463 | 85359090 |  | 18 |  | 420 kV, 3000A, 63KA, 1-Phase CurrentTransformer with 120% extended currentrating | EA | 9 |  | INCLUDED | 0 | 0 | 0 | 0 | 0 | 0 | 0 | 0 | 0.18 | 0 | 0.18 | 0 | 0 | 0 | 0
139 | 7000026765 | 20 | 420kV, 63kA AIS EQUIPMENT | 1000004498 | 85353090 |  | 18 |  | 420kV, 3150A, 63KA, Isolator (3-phase)(Double Break) with one E/S | EA | 7 |  | INCLUDED | 0 | 0 | 0 | 0 | 0 | 0 | 0 | 0 | 0.18 | 0 | 0.18 | 0 | 0 | 0 | 0
140 | 7000026765 | 30 | 420kV, 63kA AIS EQUIPMENT | 1000020419 | 85354010 |  | 18 |  | 336kV Surge Arrester (1-phase) | EA | 3 |  | INCLUDED | 0 | 0 | 0 | 0 | 0 | 0 | 0 | 0 | 0.18 | 0 | 0.18 | 0 | 0 | 0 | 0
141 | 7000026765 | 40 | 420kV, 63kA AIS EQUIPMENT | 1000004290 | 85176210 |  | 18 |  | 400kV,3150A,0.5mH ,63kA Line Trap | EA | 2 |  | INCLUDED | 0 | 0 | 0 | 0 | 0 | 0 | 0 | 0 | 0.18 | 0 | 0.18 | 0 | 0 | 0 | 0
142 | 7000026765 | 50 | Erection Hardware for 420 kV I Type S/Y | 1000011322 | 72169990 |  | 18 |  | Erection Hardware for 400kV I type layout-Line bay as per technicalspecification | SET | 1 |  | INCLUDED | 0 | 0 | 0 | 0 | 0 | 0 | 0 | 0 | 0.18 | 0 | 0.18 | 0 | 0 | 0 | 0
143 | 7000026765 | 60 | Erection Hardware for 420 kV I Type S/Y | 1000011326 | 72169990 |  | 18 |  | Erection Hardware for 400kV I type layout-Spare bay of half dia as pertechnical specification | SET | 1 |  | INCLUDED | 0 | 0 | 0 | 0 | 0 | 0 | 0 | 0 | 0.18 | 0 | 0.18 | 0 | 0 | 0 | 0
144 | 7000026765 | 90 | STD PIPE STRUCTURE | 1000020192 | 73045930 |  | 18 |  | Fabrication, galvanising and supply ofStandard Pipe Structure - 400 kV,1-Phase, CT including nuts, bolts, alltype of washers, packplates, step boltsand gusset plates excluding foundationbolts | EA | 9 |  | INCLUDED | 0 | 0 | 0 | 0 | 0 | 0 | 0 | 0 | 0.18 | 0 | 0.18 | 0 | 0 | 0 | 0
145 | 7000026765 | 100 | STD PIPE STRUCTURE | 1000020194 | 73045930 |  | 18 |  | Fabrication, galvanising and supply ofStandard Pipe Structure - 400 kV,3-Phase, ISOLATOR including nuts,bolts, all type of washers, packplates,step bolts and gusset plates excludingfoundation bolts | EA | 7 |  | INCLUDED | 0 | 0 | 0 | 0 | 0 | 0 | 0 | 0 | 0.18 | 0 | 0.18 | 0 | 0 | 0 | 0
146 | 7000026765 | 110 | STD PIPE STRUCTURE | 1000020195 | 73045930 |  | 18 |  | Fabrication, galvanising and supply ofStandard Pipe Structure - 400 kV,1-Phase, SA including nuts, bolts,all type of washers, packplates, stepbolts and gusset plates excludingfoundation bolts | EA | 3 |  | INCLUDED | 0 | 0 | 0 | 0 | 0 | 0 | 0 | 0 | 0.18 | 0 | 0.18 | 0 | 0 | 0 | 0
147 | 7000026765 | 130 | Mandatory Spares(LOT) | 1000019919 | 85353090 |  | 18 |  | Spares for 420kV Double break Isolator | LS | 1 |  | INCLUDED | 0 | 0 | 0 | 0 | 0 | 0 | 0 | 0 | 0.18 | 0 | 0.18 | 0 | 0 | 0 | 0
148 | 7000026765 | 140 | Mandatory Spares(LOT) | 1000025941 | 85389000 |  | 18 |  | Spare-420kV CT 1 | SET | 1 |  | INCLUDED | 0 | 0 | 0 | 0 | 0 | 0 | 0 | 0 | 0.18 | 0 | 0.18 | 0 | 0 | 0 | 0
149 | 7000026765 | 150 | Mandatory Spares(LOT) | 1000024186 | 85354010 |  | 18 |  | SPARES FOR 336KV SURGE ARRESTER | LS | 1 |  | INCLUDED | 0 | 0 | 0 | 0 | 0 | 0 | 0 | 0 | 0.18 | 0 | 0.18 | 0 | 0 | 0 | 0
150 | 7000026765 | 160 | FOUNDATION BOLTS | 1000012366 | 73082011 |  | 18 |  | Fabrication, galvanising and supply of 28mm dia foundation boltsincluding nuts, checknuts, washers and packplates. | EA | 228 |  | INCLUDED | 0 | 0 | 0 | 0 | 0 | 0 | 0 | 0 | 0.18 | 0 | 0.18 | 0 | 0 | 0 | 0
Total Ex-Works Price | [12 empty] | 0 |  | 0 |  | 0 | 0 | 0 |  | 0 |  |  |  |  | 0 | 0 | 0
Total Type Test charges as per Schedule-7 | [12 empty] | Not Applicable | [7 empty] | Total Corrected Price (excl. GST) |  |  |  |  | GST amount @12% | GST amount @18% | GST amount @28%
Total Ex-Works Price including Type Test charges | [12 empty] | 0
# In case the bidder leaves the cell for confirmation of the HSN code and/or GST rate “blank”, the HSN code and corresponding GST rate indicated by the Employer shall be deemed to be the one confirmed by the Bidder.
| Date | [7 empty] | Printed Name
| Place | [7 empty] | Designation
Click for Sch-2

## Sch-2
SPEC. NO.: CC/NT/W-AIS/DOM/A10/24/03608 | [8 empty] | Schedule - 2
765kV AIS Substation Extension Package SS-126 for (i) Extn. of 765/400kV Kurnool (New) S/S under Augmentation of 1x 1500MVA (3rd), 765/400kV transformation capacity at Kurnool New S/s (ii) Extn. of 400kV Veltoor (Mahabubnagar) and Extn. of 400kV Raichur S/S under Reconductoring of Raichur-Veltoor (Mahabubnagar) 400kV S/c line with HTLS conductor
(SCHEDULE OF RATES AND PRICES)
BIDDER:
0 | [6 empty] | To:
Bidder’s Name and Address (Sole Bidder) : | [6 empty] | Contract Services
Name : | [6 empty] | Power Grid Corporation of India Ltd.,
Address : | [6 empty] | "Saudamini", Plot No.-2
Sector-29,
Gurgaon (Haryana) - 122001
Local Transportation, In-transit Insurance, Loading and Unloading
(All Prices are in Indian Rupees)
SI. No. | PR No | PR Line Item No | Activity Description | Material Code | Description | Unit | Quantity | Unit Freight, In-transit Insurance, loading & Unloading Charges | Total Freight, In-transit Insurance, loading & Unloading Charges
1 | 2 | 3 | 4 | 5 | 6 | 7 | 8 | 9 | 10 = 8 X 9
A | NIT BOQ-Aug. of 3rd ICT Kurnool(New)
1 | 7000026763 | 10 | GIS Portion | 1000004287 | 420kV, 3000A, 63kA, Single phase, SF6Gas Insulated Bus Duct (GIB) outsideGIS Hall alongwith associated supportstructure | M | 1550 |  | INCLUDED
2 | 7000026763 | 20 | GIS Portion | 1000032699 | 3150A, 63KA, 1SEC SINGLE PHASE 420KV SF6 TO AIR BUSHING | EA | 6 |  | INCLUDED
3 | 7000026763 | 30 | GIS portion | 1000025329 | Portable Partial Discharge measurement test kitwith all necessary accessories,Industrial Grade Laptop and licensedsoftware as per Technicalspecification. | EA | 1 |  | INCLUDED
4 | 7000026763 | 40 | GIS portion | 1000025440 | SF6 Gas processing Unit for 400kV GIS station | SET | 1 |  | INCLUDED
5 | 7000026763 | 50 | GIS portion | 1000025436 | SF6 Gas Leakage Detector | EA | 1 |  | INCLUDED
6 | 7000026763 | 60 | GIS portion | 1000032132 | SF6 GAS ANALYZER | EA | 1 |  | INCLUDED
7 | 7000026763 | 70 | 800kV 50kA AIS EQUIPMENT | 1000005791 | 765 kV, 1 phase Bus Post Insulator (except for Line Traps) | EA | 8 |  | INCLUDED
8 | 7000026763 | 80 | 800kV 50kA AIS EQUIPMENT | 1000020421 | 624kV Surge Arrester (1-Phase) | EA | 4 |  | INCLUDED
9 | 7000026763 | 90 | 800kV 50kA AIS EQUIPMENT | 1000005819 | 765kV, 3150A, 50kA, Vertical Knee/DoubleBreak Isolator (1-Phase) without E/S | EA | 5 |  | INCLUDED
10 | 7000026763 | 100 | 800kV 50kA AIS EQUIPMENT | 1000005820 | 765kV, 3150A, 50kA, Vertical Knee/DoubleBreak Isolator (1-Phase) with one E/S | EA | 4 |  | INCLUDED
11 | 7000026763 | 110 | 800kV 50kA AIS EQUIPMENT | 1000005853 | 765kV, 3150A, 50Ka, Vertical Knee/DoubleBreak Isolator (3-Phase) with one E/S | EA | 1 |  | INCLUDED
12 | 7000026763 | 120 | 800kV 50kA AIS EQUIPMENT | 1000005848 | 765 kV, 3000A, 50KA, 1-Phase CurrentTransformer with 120% extended currentrating | EA | 3 |  | INCLUDED
13 | 7000026763 | 130 | 800kV 50kA AIS EQUIPMENT | 1000005826 | 765kV, 3150A, 50kA Circuit Breaker(3-Phase) without closing resistor(with support structure) | EA | 1 |  | INCLUDED
14 | 7000026763 | 140 | 420kV, 63kA AIS EQUIPMENT | 1000004502 | 420kV, 3150A, 63KA Circuit Breaker (3-Phase) with closing resistor with support structure | EA | 1 |  | INCLUDED
15 | 7000026763 | 150 | 420kV, 63kA AIS EQUIPMENT | 1000004501 | 420kV, 3150A, 63kA Circuit Breaker (3-Phase) without closing resistorand with Support Structure | EA | 1 |  | INCLUDED
16 | 7000026763 | 160 | 420kV, 63kA AIS EQUIPMENT | 1000004463 | 420 kV, 3000A, 63KA, 1-Phase CurrentTransformer with 120% extended currentrating | EA | 6 |  | INCLUDED
17 | 7000026763 | 170 | 420kV, 63kA AIS EQUIPMENT | 1000004498 | 420kV, 3150A, 63KA, Isolator (3-phase)(Double Break) with one E/S | EA | 5 |  | INCLUDED
18 | 7000026763 | 180 | 420kV, 63kA AIS EQUIPMENT | 1000004496 | 420kV, 3150A, 63KA, Isolator (1 phase)(Double Break) with one E/S | EA | 4 |  | INCLUDED
19 | 7000026763 | 190 | 420kV, 63kA AIS EQUIPMENT | 1000004495 | 420kV, 3150A, 63KA, Isolator (1 phase)(Double Break) without E/S | EA | 2 |  | INCLUDED
20 | 7000026763 | 200 | 420kV, 63kA AIS EQUIPMENT | 1000020419 | 336kV Surge Arrester (1-phase) | EA | 4 |  | INCLUDED
21 | 7000026763 | 210 | 420kV, 63kA AIS EQUIPMENT | 1000004401 | 420 kV, 1 phase Bus Post Insulator (except for Line Traps) | EA | 48 |  | INCLUDED
22 | 7000026763 | 220 | 36kV AIS EQUIPMENT | 1000001998 | Current transformer (33kV) for transformer Netural along with supportstructure & terminal connector | SET | 1 |  | INCLUDED
23 | 7000026763 | 230 | Erection Hardware for 765 kV S/Y | 1000011351 | Erection Hardware for 765kV I type layout-Any feeder Extn. on existinghalf dia. as per technical specification | SET | 1 |  | INCLUDED
24 | 7000026763 | 240 | Erection Hardware for 765 kV S/Y | 1000015788 | Bus post insulators, spacers, equipmentsupport structures, conductors, Altube, clamp, connectors (including765kV, 400kV, tertiary and neuturalbushing terminal connectors etc) forarrangement of netural formation forTransformer(s), DELTA formation for onebank (each bank comprises of 3 singlephase units of Autotransformers) andmaking connection arrangement toconnect spare unit in place of any unitof the bank without physical shifting | LOT | 1 |  | INCLUDED
25 | 7000026763 | 250 | 765kV Insulator and Hardware | 1000055997 | 765KV TENSION INSULATOR STRING AND ASSOCIATED HARDWARE FITTINGS WITHTURN BUCKLE SUITABLE FOR QUAD CONDUCTOR | EA | 3 |  | INCLUDED
26 | 7000026763 | 260 | 765kV Insulator and Hardware | 1000055995 | 765KV TENSION INSULATOR STRING AND ASSOCIATED HARDWARE FITTINGSWITHOUT TURN BUCKLE SUITABLE FOR QUAD CONDUCTOR | EA | 3 |  | INCLUDED
27 | 7000026763 | 270 | 765kV Insulator and Hardware | 1000055993 | 765KV SUSPENSION INSULATOR STRING AND ASSOCIATED HARDWARE FITTINGSWITH THROUGH CLAMP SUITABLE FOR QUAD CONDUCTOR | EA | 3 |  | INCLUDED
28 | 7000026763 | 280 | Erection Hardware for 420 kV I Type S/Y | 1000011319 | Erection Hardware for 400kV I type layout-Bus Work (For two diameters)as per technical specification | SET | 1 |  | INCLUDED
29 | 7000026763 | 290 | Erection Hardware for 420 kV I Type S/Y | 1000011327 | Erection Hardware for 400kV I type layout-Transformer bay as pertechnical specification | SET | 1 |  | INCLUDED
30 | 7000026763 | 300 | Erection Hardware for 420 kV I Type S/Y | 1000011326 | Erection Hardware for 400kV I type layout-Spare bay of half dia as pertechnical specification | SET | 1 |  | INCLUDED
31 | 7000026763 | 310 | 420kV Insulator and Hardware | 1000055984 | 400KV TENSION INSULATOR STRING AND ASSOCIATED HARDWARE FITTINGSWITHOUT TURN BUCKLE SUITABLE FOR QUAD CONDUCTOR | EA | 24 |  | INCLUDED
32 | 7000026763 | 320 | 420kV Insulator and Hardware | 1000055991 | 400KV TENSION INSULATOR STRING AND ASSOCIATED HARDWARE FITTINGSWITH TURN BUCKLE SUITABLE FOR QUAD CONDUCTOR | EA | 24 |  | INCLUDED
33 | 7000026763 | 330 | 420kV Insulator and Hardware | 1000055986 | 400KV SUSPENSION INSULATOR STRING AND ASSOCIATED HARDWARE FITTINGSWITH DROP CLAMP SUITABLE FOR QUAD CONDUCTOR | EA | 15 |  | INCLUDED
34 | 7000026763 | 340 | 420kV Insulator and Hardware | 1000055988 | 400KV SUSPENSION INSULATOR STRING AND ASSOCIATED HARDWARE FITTINGSWITH THROUGH CLAMP SUITABLE FOR QUAD CONDUCTOR | EA | 3 |  | INCLUDED
35 | 7000026763 | 360 | CSD | 1000009713 | Controlled Switching Device for 420 kV, 3-ph Circuit Breaker | EA | 2 |  | INCLUDED
36 | 7000026763 | 370 | CSD | 1000009714 | Controlled Switching Device for 765 kV, 3-ph Circuit Breaker | EA | 2 |  | INCLUDED
37 | 7000026763 | 380 | CRP for 765kV Bays | 1000005789 | 765kV Transformer Protection Panel (For both HV & MV side)-(withAutomation) | EA | 1 |  | INCLUDED
38 | 7000026763 | 390 | CRP for 765kV Bays | 1000055448 | 765KV CIRCUIT BREAKER RELAY PANEL (WITH AUTOMATION) | EA | 1 |  | INCLUDED
39 | 7000026763 | 400 | CRP for 420kV Bays with SAS | 1000055446 | 400KV CIRCUIT BREAKER RELAY PANEL (WITH AUTOMATION) | EA | 2 |  | INCLUDED
40 | 7000026763 | 410 | CRP for 420kV Bays with SAS | 1000002146 | Augmentation of existing 400kV bus bar protection scheme.(No. of baysas per specification)-(with Automation) | SET | 1 |  | INCLUDED
41 | 7000026763 | 420 | SAS-AUG | 1000003409 | Augmentation of Substation automation System for 400kV Main bay as perTechnical Specification | EA | 2 |  | INCLUDED
42 | 7000026763 | 430 | SAS-AUG | 1000003411 | Augmentation of Substation automation System for 400kV Tie bay as perTechnical Specification | EA | 1 |  | INCLUDED
43 | 7000026763 | 440 | VMS | 1000030433 | COLOR IP CAMERA, WITH PAN, TILT AND ZOOM FACILITIES, ALONGWITH ALLREQUIRED ITEMS, ACCESSORIES, LINE INTERFACE UNITS, FIBER PATCH CORDS,POWER SUPPLY UNITS, JUNCTION BOXES, CABLES, FIBER OPTIC CABLES, ETC.,AND INCLUDING INTEGRATION IN EXISTING HARDWARE AND SOFTWARE FORAUGMENTATION OF VISUAL MONITORING SYSTEM AS PER TECHNICALSPECIFICATION. | SET | 1 |  | INCLUDED
44 | 7000026763 | 450 | POWER & CONTROL CABLE | 1000056265 | 1.1KV GRADE 27CX1.5 SQMM CONTROL CABLE | KM | 3.5 |  | INCLUDED
45 | 7000026763 | 460 | POWER & CONTROL CABLE | 1000056264 | 1.1KV GRADE 19CX1.5 SQMM CONTROL CABLE | KM | 12 |  | INCLUDED
46 | 7000026763 | 470 | POWER & CONTROL CABLE | 1000031887 | 1.1KV GRADE 10CX2.5 SQMM CONTROL CABLE | KM | 8.5 |  | INCLUDED
47 | 7000026763 | 480 | POWER & CONTROL CABLE | 1000031987 | 1.1KV GRADE 5CX2.5 SQMM CONTROL CABLE | KM | 11 |  | INCLUDED
48 | 7000026763 | 490 | POWER & CONTROL CABLE | 1000031943 | 1.1KV GRADE 2CX6 SQMM (PVC) POWER CABLE | KM | 2 |  | INCLUDED
49 | 7000026763 | 500 | POWER & CONTROL CABLE | 1000031985 | 1.1KV GRADE 4CX6 SQMM (PVC) POWER CABLE | KM | 2 |  | INCLUDED
50 | 7000026763 | 510 | POWER & CONTROL CABLE | 1000031953 | 1.1KV GRADE 3.5CX35 SQMM (PVC) POWER CABLE | KM | 0.5 |  | INCLUDED
51 | 7000026763 | 520 | POWER & CONTROL CABLE | 1000031957 | 1.1KV GRADE 3.5CX70 SQMM (PVC) POWER CABLE | KM | 0.5 |  | INCLUDED
52 | 7000026763 | 530 | POWER & CONTROL CABLE | 1000031964 | 1.1KV GRADE 3CX2.5 SQMM CONTROL CABLE | KM | 12 |  | INCLUDED
53 | 7000026763 | 540 | POWER & CONTROL CABLE | 1000032049 | 4PAIR, 0.5 SQ.MM SCREENED CABLE | KM | 2 |  | INCLUDED
54 | 7000026763 | 550 | POWER & CONTROL CABLE | 1000031951 | 1.1KV GRADE 3.5CX300 SQMM (XLPE) POWER CABLE | KM | 2 |  | INCLUDED
55 | 7000026763 | 560 | AIR CONDITIONING & VENTILATION SYSTEM | 1000006285 | Air conditioning system for Switchyard Panel Room of 9m length | SET | 1 |  | INCLUDED
56 | 7000026763 | 570 | FIRE FIGHTING SYSTEM | 1000012072 | HVW spray system, Hydrant system and complete U/G & O/G piping andaccessories etc. out side the pump house for 500 MVA,(765/v3)/(400/v3)/(33) kV, 1 -phase Autotransformer | SET | 4 |  | INCLUDED
57 | 7000026763 | 580 | FIRE FIGHTING SYSTEM | 1000012019 | Fire Detection and Alarm System for Switchyard Panel Room of 9 mlength | SET | 1 |  | INCLUDED
58 | 7000026763 | 590 | FIRE FIGHTING SYSTEM | 1000012022 | 4.5 kg CO2 type Portable Fire extinguisher | EA | 1 |  | INCLUDED
59 | 7000026763 | 600 | ILLUMINATION SYSTEM | 1000013796 | Illumination System for switchyard panel room of 9 m length | LS | 1 |  | INCLUDED
60 | 7000026763 | 610 | 765 kV Towers | 1000020158 | Fabrication, galvanising and supply of Std 765 kV Arm GWCB includingnuts, bolts, all type of washers, packplates, step bolts and gussetplates excluding foundation bolts | EA | 2 |  | INCLUDED
61 | 7000026763 | 620 | 765 kV Towers | 1000020165 | Fabrication, galvanising and supply of Std 765 kV Beam BD includingnuts, bolts, all type of washers, packplates, step bolts and gussetplates excluding foundation bolts | EA | 2 |  | INCLUDED
62 | 7000026763 | 640 | 765 kV Towers | 1000020181 | Fabrication, galvanising and supply of Std 765 kV Tower CB includingnuts, bolts, all type of washers, packplates, step bolts and gussetplates excluding foundation bolts | EA | 2 |  | INCLUDED
63 | 7000027460 | 10 | 765 kV Towers | 1000020164 | Fabrication, galvanising and supply of Std 765 kV Beam BC includingnuts, bolts, all type of washers, packplates, step bolts and gussetplates excluding foundation bolts | EA | 1 |  | INCLUDED
64 | 7000026763 | 650 | 765 kV Equipment support structures | 1000020174 | Fabrication, galvanising and supply ofStd 765 kV Support Structure for1-Phase BPI including nuts, bolts, alltype of washers, packplates, step boltsand gusset plates excluding foundationbolts | EA | 8 |  | INCLUDED
65 | 7000026763 | 660 | 765 kV Equipment support structures | 1000020175 | Fabrication, galvanising and supply ofStd 765 kV Support Structure for1-Phase CT including nuts, bolts, alltype of washers, packplates, step boltsand gusset plates excluding foundationbolts | EA | 3 |  | INCLUDED
66 | 7000026763 | 670 | 765 kV Equipment support structures | 1000020177 | Fabrication, galvanising and supply ofStd 765 kV Support Structure for3-Phase ISOLATOR including nuts, bolts,all type of washers, packplates, stepbolts and gusset plates excludingfoundation bolts | EA | 4 |  | INCLUDED
67 | 7000026763 | 680 | 765 kV Equipment support structures | 1000020178 | Fabrication, galvanising and supply ofStd 765 kV Support Structure for1-Phase LA including nuts, bolts, alltype of washers, packplates, step boltsand gusset plates excluding foundationbolts | EA | 4 |  | INCLUDED
68 | 7000026763 | 690 | 400 kV TOWERS | 1000020123 | Fabrication, galvanising and supply of Standard 400 kV Tower TAincluding nuts, bolts, all type of washers, packplates, step bolts andgusset plates excluding foundation bolts | EA | 2 |  | INCLUDED
69 | 7000026763 | 700 | 400 kV TOWERS | 1000020125 | Fabrication, galvanising and supply of Standard 400 kV Tower TCincluding nuts, bolts, all type of washers, packplates, step bolts andgusset plates excluding foundation bolts | EA | 2 |  | INCLUDED
70 | 7000026763 | 710 | 400 kV TOWERS | 1000020129 | Fabrication, galvanising and supply of Standard 400 kV Tower TGincluding nuts, bolts, all type of washers, packplates, step bolts andgusset plates excluding foundation bolts | EA | 2 |  | INCLUDED
71 | 7000026763 | 720 | 400 kV TOWERS | 1000020130 | Fabrication, galvanising and supply of Standard 400 kV Tower THincluding nuts, bolts, all type of washers, packplates, step bolts andgusset plates excluding foundation bolts | EA | 2 |  | INCLUDED
72 | 7000026763 | 730 | 400 kV TOWERS | 1000020132 | Fabrication, galvanising and supply of Standard 400 kV Tower TJincluding nuts, bolts, all type of washers, packplates, step bolts andgusset plates excluding foundation bolts | EA | 4 |  | INCLUDED
73 | 7000026763 | 740 | 400 kV TOWERS | 1000020136 | Fabrication, galvanising and supply of Standard 400 kV Tower TNincluding nuts, bolts, all type of washers, packplates, step bolts andgusset plates excluding foundation bolts | EA | 2 |  | INCLUDED
74 | 7000026763 | 750 | 400 kV TOWERS | 1000020118 | Fabrication, galvanising and supply of Standard 400 kV Gantry G1including nuts, bolts, all type of washers, packplates, step bolts andgusset plates excluding foundation bolts | EA | 6 |  | INCLUDED
75 | 7000026763 | 760 | 400 kV TOWERS | 1000020119 | Fabrication, galvanising and supply of Standard 400 kV Gantry G2including nuts, bolts, all type of washers, packplates, step bolts andgusset plates excluding foundation bolts | EA | 6 |  | INCLUDED
76 | 7000026763 | 770 | 400kV Equipment support structures | 1000020195 | Fabrication, galvanising and supply ofStandard Pipe Structure - 400 kV,1-Phase, SA including nuts, bolts,all type of washers, packplates, stepbolts and gusset plates excludingfoundation bolts | EA | 4 |  | INCLUDED
77 | 7000026763 | 780 | 400kV Equipment support structures | 1000020194 | Fabrication, galvanising and supply ofStandard Pipe Structure - 400 kV,3-Phase, ISOLATOR including nuts,bolts, all type of washers, packplates,step bolts and gusset plates excludingfoundation bolts | EA | 7 |  | INCLUDED
78 | 7000026763 | 790 | 400kV Equipment support structures | 1000020192 | Fabrication, galvanising and supply ofStandard Pipe Structure - 400 kV,1-Phase, CT including nuts, bolts, alltype of washers, packplates, step boltsand gusset plates excluding foundationbolts | EA | 6 |  | INCLUDED
79 | 7000026763 | 800 | 400kV Equipment support structures | 1000017570 | Fabrication, galvanising and supply ofStd Pipe Structure - 400 kV, 1-Phase,High BPI, (Excluding Wave Trap), includingnuts, bolts, all type of washers,packplates, step bolts and gussetplates excluding foundation bolts | EA | 13 |  | INCLUDED
80 | 7000026763 | 810 | 400kV Equipment support structures | 1000017567 | Standard Pipe Structure for 400kV BPI (excluding wave trap) | EA | 35 |  | INCLUDED
81 | 7000026763 | 820 | 33kV Equipment support structures | 1000020115 | Fabrication, galvanising and supply of Std 33 kV Support Structure CTincluding nuts, bolts, all type of washers, packplates, step bolts andgusset plates excluding foundation bolts | EA | 1 |  | INCLUDED
82 | 7000026763 | 830 | Mandatory Spare LOT | 1000027625 | Spare-765KV Circuit Breaker | LOT | 1 |  | INCLUDED
83 | 7000026763 | 840 | Mandatory Spare LOT | 1000028091 | Spare-765kV VKDB Isolator | LOT | 1 |  | INCLUDED
84 | 7000026763 | 850 | Mandatory Spare LOT | 1000019918 | Spares for 420kV Circuit Breaker | LS | 1 |  | INCLUDED
85 | 7000026763 | 860 | Mandatory Spare LOT | 1000019919 | Spares for 420kV Double break Isolator | LS | 1 |  | INCLUDED
86 | 7000026763 | 870 | Mandatory Spare LOT | 1000024186 | SPARES FOR 336KV SURGE ARRESTER | LS | 1 |  | INCLUDED
87 | 7000026763 | 880 | Mandatory Spare LOT | 1000025941 | Spare-420kV CT 1 | SET | 1 |  | INCLUDED
88 | 7000026763 | 890 | Mandatory Spare LOT | 1000054976 | SPARE-765KV CURRENT TRANSFORMER | LOT | 1 |  | INCLUDED
89 | 7000026763 | 900 | Mandatory Spare LOT | 1000028372 | SPARES FOR 624KV SURGE ARRESTER | LS | 1 |  | INCLUDED
90 | 7000026763 | 910 | Mandatory Spare LOT | 1000032289 | SPARES FOFIRE PROTECTION SYSTEM | SET | 1 |  | INCLUDED
91 | 7000026763 | 920 | Mandatory Spare LOT | 1000019912 | Relay & protection Panels (with automation) | LS | 1 |  | INCLUDED
92 | 7000026763 | 930 | Spares for 420kV GIS PORTION | 1000058332 | 400KV GIS-SF6 GAS PRESSURE RELIEF DEVICE ASSEMBLY OF EACH TYPE | EA | 1 |  | INCLUDED
93 | 7000026763 | 940 | Spares for 420kV GIS PORTION | 1000049817 | SF6 PRESSURE GAUGE CUM SWITCH /DENSITY MONITORS AND PRESSURESWITCH AS APPLICABLE, OF EACH TYPE-400KV GIS | SET | 2 |  | INCLUDED
94 | 7000026763 | 950 | Spares for 420kV GIS PORTION | 1000049753 | COUPLING DEVICE FOR PRESSURE GAUGE CUM SWITCH FOR CONNECTINGGAS HANDLING PLANT OF EACH TYPE-400KV GIS | SET | 1 |  | INCLUDED
95 | 7000026763 | 960 | Spares for 420kV GIS PORTION | 1000049762 | RUBBER GASKETS, Ã‚â‚¬Å’OÃ‚â‚¬Â RINGS AND SEALS FOR SF6 GAS FOR GISENCLOSURE OF EACH TYPE-400KV GIS | SET | 2 |  | INCLUDED
96 | 7000026763 | 970 | Spares for 420kV GIS PORTION | 1000058330 | 400KV GIS-MOLECULAR FILTER FOR SF6 GAS WITH FILTER BAGS (5 % OF TOTALWEIGHT) | SET | 1 |  | INCLUDED
97 | 7000026763 | 980 | Spares for 420kV GIS PORTION | 1000049750 | CONTROL VALVES FOR SF6 GAS OF EACH TYPE-400KV GIS | SET | 2 |  | INCLUDED
98 | 7000026763 | 990 | Spares for 420kV GIS PORTION | 1000058331 | 400KV GIS-SF6 GAS (5 % OF TOTAL GAS QUANTITY) | LOT | 1 |  | INCLUDED
99 | 7000026763 | 1000 | Spares for 420kV GIS PORTION | 1000049783 | LOCKING DEVICE TO KEEP THE DIS-CONNECTORS (ISOLATORS)AND EARTHING/FAST EARTHING SWITCHES IN CLOSE OR OPEN POSITION IN CASEOF REMOVAL OF THE DRIVING MECHANISM-400KV GIS | SET | 2 |  | INCLUDED
100 | 7000026763 | 1010 | Spares for 420kV GIS PORTION | 1000049505 | UHF PD SENSORS OF EACH TYPE ALONG WITH BNC CONNECTOR FOR 420KV GIS | EA | 3 |  | INCLUDED
101 | 7000026763 | 1020 | Spares for 420kV GIS PORTION | 1000058334 | 400KV GIS-SUPPORT INSULATORS (GAS THROUGH) OF EACH TYPE (COMPLETE WITHMETAL RING ETC.) ALONG WITH ASSOCIATED CONTACTS AND SHIELDS | EA | 3 |  | INCLUDED
102 | 7000026763 | 1030 | Spares for 420kV GIS PORTION | 1000058329 | 400KV GIS-GAS BARRIERS OF EACH TYPE (COMPLETE WITH METAL RING ETC.)ALONG WITH ASSOCIATED CONTACTS AND SHIELDS | EA | 3 |  | INCLUDED
103 | 7000026763 | 1040 | Spares for 420kV GIS PORTION | 1000058333 | 400KV GIS- 3150A SF6 TO AIR BUSHING COMPLETE IN ALL RESPECT | EA | 1 |  | INCLUDED
104 | 7000026763 | 1050 | Spares for 420kV GIS PORTION | 1000049498 | LCC SPARES - AUX. RELAYS, CONTACTORS,PUSH BUTTONS, SWITCHES,LAMPS,ANNUNCIATION WINDOWS, MCB, FUSES,TIMERS, TERMINAL BLOCKS ETC. OF EACHTYPE & RATING-400kV GIS | SET | 1 |  | INCLUDED
105 | 7000026763 | 1300 | FOUNDATION BOLTS | 1000012367 | Fabrication, galvanising and supply of 32mm dia foundation boltsincluding nuts, checknuts, washers and packplates | EA | 744 |  | INCLUDED
106 | 7000026763 | 1310 | FOUNDATION BOLTS | 1000012366 | Fabrication, galvanising and supply of 28mm dia foundation boltsincluding nuts, checknuts, washers and packplates. | EA | 376 |  | INCLUDED
107 | 7000026763 | 1320 | FOUNDATION BOLTS | 1000012371 | Fabrication, galvanising and supply of 80mm dia foundation boltsincluding nuts, checknuts, washers and packplates | EA | 32 |  | INCLUDED
108 | 7000026763 | 1330 | FOUNDATION BOLTS | 1000012369 | Fabrication, galvanising and supply of 56mm dia foundation boltsincluding nuts, checknuts, washers and packplates | EA | 128 |  | INCLUDED
109 | 7000026763 | 1340 | FOUNDATION BOLTS | 1000012368 | Fabrication, galvanising and supply of 40mm dia foundation boltsincluding nuts, checknuts, washers and packplates. | EA | 48 |  | INCLUDED
110 | 7000026763 | 1360 | Illumination system | 1000038387 | LED FLOOD LIGHT LUMINARIESTYPE FL-1 (150W) AS PER TECHNICALSPECIFICATION | EA | 10 |  | INCLUDED
111 | 7000026763 | 1370 | Illumination system | 1000038325 | LIGHTING FIXTURE LED LUMINAIRES TYPE FL2 AS PER TECH. SPECIFICATIONS | EA | 10 |  | INCLUDED
112 | 7000026763 | 1380 | Illumination system | 1000038385 | FIRE WALL MOUNTED LED LUMINARIE TYPE FL-2 (250W) | EA | 10 |  | INCLUDED
113 | 7000026763 | 1390 | Illumination system | 1000001894 | Outdoor Power Receptacle for oilfiltration unit (250A) | EA | 1 |  | INCLUDED
114 | 7000026763 | 1400 | Illumination system | 1000014547 | Lighting Panel type ACP-2 as per technical specification | EA | 2 |  | INCLUDED
115 | 7000026763 | 1410 | Illumination system | 1000017485 | Lighting panel SLP for Street Lighting | EA | 2 |  | INCLUDED
116 | 7000026763 | 1430 | LT switchgear | 1000004304 | 415V ACDB (Extn.) | SET | 1 |  | INCLUDED
117 | 7000026763 | 1440 | LT switchgear | 1000001145 | 220V DCDB (Extn.) | SET | 1 |  | INCLUDED
B | NIT BOQ_Veltoor Bay Equip Upgr
118 | 7000026764 | 10 | 420kV, 63kA AIS EQUIPMENT | 1000004501 | 420kV, 3150A, 63kA Circuit Breaker (3-Phase) without closing resistorand with Support Structure | EA | 3 |  | INCLUDED
119 | 7000026764 | 20 | 420kV, 63kA AIS EQUIPMENT | 1000004463 | 420 kV, 3000A, 63KA, 1-Phase CurrentTransformer with 120% extended currentrating | EA | 9 |  | INCLUDED
120 | 7000026764 | 30 | 420kV, 63kA AIS EQUIPMENT | 1000004498 | 420kV, 3150A, 63KA, Isolator (3-phase)(Double Break) with one E/S | EA | 7 |  | INCLUDED
121 | 7000026764 | 40 | 420kV, 63kA AIS EQUIPMENT | 1000020419 | 336kV Surge Arrester (1-phase) | EA | 3 |  | INCLUDED
122 | 7000026764 | 50 | 420kV, 63kA AIS EQUIPMENT | 1000004290 | 400kV,3150A,0.5mH ,63kA Line Trap | EA | 2 |  | INCLUDED
123 | 7000026764 | 70 | Erection H/W-400KV I TYPE | 1000011322 | Erection Hardware for 400kV I type layout-Line bay as per technicalspecification | SET | 1 |  | INCLUDED
124 | 7000026764 | 80 | Erection H/W-400KV I TYPE | 1000011326 | Erection Hardware for 400kV I type layout-Spare bay of half dia as pertechnical specification | SET | 1 |  | INCLUDED
125 | 7000026764 | 90 | POWER & CONTROL CABLES | 1000031964 | 1.1KV GRADE 3CX2.5 SQMM CONTROL CABLE | KM | 1 |  | INCLUDED
126 | 7000026764 | 100 | POWER & CONTROL CABLES | 1000031987 | 1.1KV GRADE 5CX2.5 SQMM CONTROL CABLE | KM | 2 |  | INCLUDED
127 | 7000026764 | 110 | POWER & CONTROL CABLES | 1000031887 | 1.1KV GRADE 10CX2.5 SQMM CONTROL CABLE | KM | 5.5 |  | INCLUDED
128 | 7000026764 | 120 | POWER & CONTROL CABLES | 1000056264 | 1.1KV GRADE 19CX1.5 SQMM CONTROL CABLE | KM | 15 |  | INCLUDED
129 | 7000026764 | 130 | POWER & CONTROL CABLES | 1000056265 | 1.1KV GRADE 27CX1.5 SQMM CONTROL CABLE | KM | 1.5 |  | INCLUDED
130 | 7000026764 | 140 | STD PIPE STRUCTURE | 1000020192 | Fabrication, galvanising and supply ofStandard Pipe Structure - 400 kV,1-Phase, CT including nuts, bolts, alltype of washers, packplates, step boltsand gusset plates excluding foundationbolts | EA | 9 |  | INCLUDED
131 | 7000026764 | 150 | STD PIPE STRUCTURE | 1000020194 | Fabrication, galvanising and supply ofStandard Pipe Structure - 400 kV,3-Phase, ISOLATOR including nuts,bolts, all type of washers, packplates,step bolts and gusset plates excludingfoundation bolts | EA | 7 |  | INCLUDED
132 | 7000026764 | 160 | STD PIPE STRUCTURE | 1000020195 | Fabrication, galvanising and supply ofStandard Pipe Structure - 400 kV,1-Phase, SA including nuts, bolts,all type of washers, packplates, stepbolts and gusset plates excludingfoundation bolts | EA | 3 |  | INCLUDED
133 | 7000026764 | 190 | Mandatory Spares (LOT) | 1000019918 | Spares for 420kV Circuit Breaker | LS | 1 |  | INCLUDED
134 | 7000026764 | 200 | Mandatory Spares (LOT) | 1000019919 | Spares for 420kV Double break Isolator | LS | 1 |  | INCLUDED
135 | 7000026764 | 210 | Mandatory Spares (LOT) | 1000025941 | Spare-420kV CT 1 | SET | 1 |  | INCLUDED
136 | 7000026764 | 220 | Mandatory Spares (LOT) | 1000024186 | SPARES FOR 336KV SURGE ARRESTER | LS | 1 |  | INCLUDED
137 | 7000026764 | 250 | FOUNDATION BOLTS | 1000012366 | Fabrication, galvanising and supply of 28mm dia foundation boltsincluding nuts, checknuts, washers and packplates. | EA | 252 |  | INCLUDED
C | NIT BOQ_Raichur 400KV Bay Equip Upgr
138 | 7000026765 | 10 | 420kV, 63kA AIS EQUIPMENT | 1000004463 | 420 kV, 3000A, 63KA, 1-Phase CurrentTransformer with 120% extended currentrating | EA | 9 |  | INCLUDED
139 | 7000026765 | 20 | 420kV, 63kA AIS EQUIPMENT | 1000004498 | 420kV, 3150A, 63KA, Isolator (3-phase)(Double Break) with one E/S | EA | 7 |  | INCLUDED
140 | 7000026765 | 30 | 420kV, 63kA AIS EQUIPMENT | 1000020419 | 336kV Surge Arrester (1-phase) | EA | 3 |  | INCLUDED
141 | 7000026765 | 40 | 420kV, 63kA AIS EQUIPMENT | 1000004290 | 400kV,3150A,0.5mH ,63kA Line Trap | EA | 2 |  | INCLUDED
142 | 7000026765 | 50 | Erection Hardware for 420 kV I Type S/Y | 1000011322 | Erection Hardware for 400kV I type layout-Line bay as per technicalspecification | SET | 1 |  | INCLUDED
143 | 7000026765 | 60 | Erection Hardware for 420 kV I Type S/Y | 1000011326 | Erection Hardware for 400kV I type layout-Spare bay of half dia as pertechnical specification | SET | 1 |  | INCLUDED
144 | 7000026765 | 90 | STD PIPE STRUCTURE | 1000020192 | Fabrication, galvanising and supply ofStandard Pipe Structure - 400 kV,1-Phase, CT including nuts, bolts, alltype of washers, packplates, step boltsand gusset plates excluding foundationbolts | EA | 9 |  | INCLUDED
145 | 7000026765 | 100 | STD PIPE STRUCTURE | 1000020194 | Fabrication, galvanising and supply ofStandard Pipe Structure - 400 kV,3-Phase, ISOLATOR including nuts,bolts, all type of washers, packplates,step bolts and gusset plates excludingfoundation bolts | EA | 7 |  | INCLUDED
146 | 7000026765 | 110 | STD PIPE STRUCTURE | 1000020195 | Fabrication, galvanising and supply ofStandard Pipe Structure - 400 kV,1-Phase, SA including nuts, bolts,all type of washers, packplates, stepbolts and gusset plates excludingfoundation bolts | EA | 3 |  | INCLUDED
147 | 7000026765 | 130 | Mandatory Spares(LOT) | 1000019919 | Spares for 420kV Double break Isolator | LS | 1 |  | INCLUDED
148 | 7000026765 | 140 | Mandatory Spares(LOT) | 1000025941 | Spare-420kV CT 1 | SET | 1 |  | INCLUDED
149 | 7000026765 | 150 | Mandatory Spares(LOT) | 1000024186 | SPARES FOR 336KV SURGE ARRESTER | LS | 1 |  | INCLUDED
150 | 7000026765 | 160 | FOUNDATION BOLTS | 1000012366 | Fabrication, galvanising and supply of 28mm dia foundation boltsincluding nuts, checknuts, washers and packplates. | EA | 228 |  | INCLUDED
[5 empty] | TOTAL |  |  |  | 0 | 0
Note: Bidders to note that the item description under various schedules are through unique material ID for respective items under SAP ERP System and therefore, identical item description appears in schedule-1(Ex-works) & schedule-2(F&I). However, the prices to be quoted in Price Schedule-2(F&I) shall be towards Local Transportation, In-transit Insurance, loading and unloading only in line with clause ITB 11.4(b).
| Date |  |  |  |  | Printed Name
| Place |  |  |  |  | Designation

## Sch-3
SPEC. NO.: CC/NT/W-AIS/DOM/A10/24/03608 | [14 empty] | Schedule - 3
765kV AIS Substation Extension Package SS-126 for (i) Extn. of 765/400kV Kurnool (New) S/S under Augmentation of 1x 1500MVA (3rd), 765/400kV transformation capacity at Kurnool New S/s (ii) Extn. of 400kV Veltoor (Mahabubnagar) and Extn. of 400kV Raichur S/S under Reconductoring of Raichur-Veltoor (Mahabubnagar) 400kV S/c line with HTLS conductor
(SCHEDULE OF RATES AND PRICES )
BIDDER:
0 | [11 empty] | To:
Bidder’s Name and Address (Sole Bidder) : | [11 empty] | Contract Services
Name : | [11 empty] | Power Grid Corporation of India Ltd.,
Address : | [11 empty] | "Saudamini", Plot No.-2
Sector-29,
Gurgaon (Haryana) - 122001
Installation Charges :
SI. No. | PR No | PR Line Item No | Activity Header | PR Activity No | Activity Description | Service Code | SAC (Service Accounting Codes) | Whether SAC in column ‘8’ is confirmed. If not indicate applicable the SAC # | Rate of GST applicable (in %) | Whether rate of GST in column ‘10’ is confirmed. If not indicate applicable rate of GST # | Description | Unit | Quantity | Unit Erection Charges | Total Erection Charges |  | GST Before Discount | Discount | Total Price after discount | GST After Discount
1 | 2 | 3 | 4 | 5 | 6 | 7 | 8 | 9 | 10 | 11 | 12 | 13 | 14 | 15 | 16=14*15
1: A; 2: NIT BOQ-Aug. of 3rd ICT Kurnool(New) | [6 empty] | Rounded off UnitPrice | Total Corrected Price (excl. GST) | GST rate | GST Amount
1 | 7000026763 | 1060 | 1230 | 10 | 420kV, 63kA GIS Equipment | 100002140 | 998736 |  | 18 |  | 420kV, 3000A/3150, 63kA, Single phase, SF6 Gas Insulated Bus Duct (GIB) outsideGIS Hall along with associated support structure | M | 1550 |  | INCLUDED | 0 | 0 | 0 | 0 | 0 | 0 | 0 | 0 | 0.18 | 0
2 | 7000026763 | 1060 | 1230 | 20 | 420kV, 63kA GIS Equipment | 100002392 | 998736 |  | 18 |  | 420kV, SF6 to Air Bushing alongwithassociated support structure for 3150A,63 kA for 1 sec. Single Phase | EA | 6 |  | INCLUDED | 0 | 0 | 0 | 0 | 0 | 0 | 0 | 0 | 0.18 | 0
3 | 7000026763 | 1070 | 1290 | 10 | 800kV 50kA AIS EQUIPMENT | 100000134 | 998736 |  | 18 |  | 765kV, 3150A, 50kA Circuit Breaker(3-Phase) without closing resistor(with support structure) | EA | 1 |  | INCLUDED | 0 | 0 | 0 | 0 | 0 | 0 | 0 | 0 | 0.18 | 0
4 | 7000026763 | 1070 | 1290 | 20 | 800kV 50kA AIS EQUIPMENT | 100000143 | 998736 |  | 18 |  | 765 kV, 3000A, 50KA, 1-Phase CurrentTransformer with 120% extended currentrating | EA | 3 |  | INCLUDED | 0 | 0 | 0 | 0 | 0 | 0 | 0 | 0 | 0.18 | 0
5 | 7000026763 | 1070 | 1290 | 30 | 800kV 50kA AIS EQUIPMENT | 100000171 | 998736 |  | 18 |  | 765kV, 3150A, 50kA, Vertical Knee/DoubleBreak Isolator (3-Phase) with one E/S | EA | 1 |  | INCLUDED | 0 | 0 | 0 | 0 | 0 | 0 | 0 | 0 | 0.18 | 0
6 | 7000026763 | 1070 | 1290 | 40 | 800kV 50kA AIS EQUIPMENT | 100000181 | 998736 |  | 18 |  | 765kV, 3150A, 50kA, Vertical Knee/DoubleBreak Isolator (1-Phase) with one E/S | EA | 4 |  | INCLUDED | 0 | 0 | 0 | 0 | 0 | 0 | 0 | 0 | 0.18 | 0
7 | 7000026763 | 1070 | 1290 | 50 | 800kV 50kA AIS EQUIPMENT | 100000182 | 998736 |  | 18 |  | 765kV, 3150A, 50kA, Vertical Knee/DoubleBreak Isolator (1-Phase) without E/S | EA | 5 |  | INCLUDED | 0 | 0 | 0 | 0 | 0 | 0 | 0 | 0 | 0.18 | 0
8 | 7000026763 | 1070 | 1290 | 60 | 800kV 50kA AIS EQUIPMENT | 100000183 | 998736 |  | 18 |  | 624kV Surge Arrester (1-Phase) | EA | 4 |  | INCLUDED | 0 | 0 | 0 | 0 | 0 | 0 | 0 | 0 | 0.18 | 0
9 | 7000026763 | 1070 | 1290 | 70 | 800kV 50kA AIS EQUIPMENT | 100000194 | 998736 |  | 18 |  | Erection of 765 kV, 1-Phase, Bus Post Insulator (except wave Traps) | SET | 8 |  | INCLUDED | 0 | 0 | 0 | 0 | 0 | 0 | 0 | 0 | 0.18 | 0
10 | 7000026763 | 1080 | 1310 | 10 | 420kV, 63kA AIS EQUIPMENT | 100000266 | 998736 |  | 18 |  | 420kV, 3150A, 63KA Circuit Breaker(3-Phase) with closing resistor(withsupport structure) | EA | 1 |  | INCLUDED | 0 | 0 | 0 | 0 | 0 | 0 | 0 | 0 | 0.18 | 0
11 | 7000026763 | 1080 | 1310 | 20 | 420kV, 63kA AIS EQUIPMENT | 100000267 | 998736 |  | 18 |  | 420kV, 3150A, 63kA Circuit Breaker(3-Phase) without closing resistor(with support structure) | EA | 1 |  | INCLUDED | 0 | 0 | 0 | 0 | 0 | 0 | 0 | 0 | 0.18 | 0
12 | 7000026763 | 1080 | 1310 | 30 | 420kV, 63kA AIS EQUIPMENT | 100000274 | 998736 |  | 18 |  | 420 kV, 3000A, 63KA, 1-Phase CurrentTransformer with 120% extended currentrating | EA | 6 |  | INCLUDED | 0 | 0 | 0 | 0 | 0 | 0 | 0 | 0 | 0.18 | 0
13 | 7000026763 | 1080 | 1310 | 40 | 420kV, 63kA AIS EQUIPMENT | 100000287 | 998736 |  | 18 |  | 420kV, 3150A, 63KA, Isolator (3-phase)(Double Break) with one E/S | EA | 5 |  | INCLUDED | 0 | 0 | 0 | 0 | 0 | 0 | 0 | 0 | 0.18 | 0
14 | 7000026763 | 1080 | 1310 | 50 | 420kV, 63kA AIS EQUIPMENT | 100000326 | 998736 |  | 18 |  | 420kV, 3150A, 63KA, Isolator (1 phase)(Double Break) with one E/S | EA | 4 |  | INCLUDED | 0 | 0 | 0 | 0 | 0 | 0 | 0 | 0 | 0.18 | 0
15 | 7000026763 | 1080 | 1310 | 60 | 420kV, 63kA AIS EQUIPMENT | 100000327 | 998736 |  | 18 |  | 420kV, 3150A, 63KA, Isolator (1 phase)(Double Break) without E/S | EA | 2 |  | INCLUDED | 0 | 0 | 0 | 0 | 0 | 0 | 0 | 0 | 0.18 | 0
16 | 7000026763 | 1080 | 1310 | 70 | 420kV, 63kA AIS EQUIPMENT | 100000328 | 998736 |  | 18 |  | 336kV Surge Arrester (1-phase) | EA | 4 |  | INCLUDED | 0 | 0 | 0 | 0 | 0 | 0 | 0 | 0 | 0.18 | 0
17 | 7000026763 | 1080 | 1310 | 80 | 420kV, 63kA AIS EQUIPMENT | 100005443 | 998734 |  | 18 |  | 420KV, 1-PHASE BUS POST INSULATORS | EA | 48 |  | INCLUDED | 0 | 0 | 0 | 0 | 0 | 0 | 0 | 0 | 0.18 | 0
18 | 7000026763 | 1090 | 1390 | 10 | 36kV AIS EQUIPMENT | 100000011 | 998736 |  | 18 |  | Current transformer (33kV) for transformer Netural along with support structure & terminal connector | SET | 1 |  | INCLUDED | 0 | 0 | 0 | 0 | 0 | 0 | 0 | 0 | 0.18 | 0
19 | 7000026763 | 1100 | 1400 | 10 | Erection Hardware for 765 kV S/Y | 100000193 | 998731 |  | 18 |  | Erection Hardware for 765kV I type layout-Any feeder Extn. On existing half dia. | SET | 1 |  | INCLUDED | 0 | 0 | 0 | 0 | 0 | 0 | 0 | 0 | 0.18 | 0
20 | 7000026763 | 1100 | 1400 | 20 | Erection Hardware for 765 kV S/Y | 100000005 | 998736 |  | 18 |  | Bus post insulators, spacers, equipment support structures, conductors, Al tube, clamp, connectors (including 765kV, 400kV, tertiaryand neutural bushing terminal connectors etc) for arrangement of netural formation for Transformer(s), DELTA formation for one bank(each bank comprises of 3 single phase units of Autotransformers) and making connection arrangement to connect spare unit in placeof any unit of the bank without physical shifting | LOT | 1 |  | INCLUDED | 0 | 0 | 0 | 0 | 0 | 0 | 0 | 0 | 0.18 | 0
21 | 7000026763 | 1110 | 1401 | 10 | 765kV Insulator and Hardware | 100017134 | 998731 |  | 18 |  | 765KV TENSION INSULATOR STRING AND ASSOCIATED HARDWARE FITTINGS WITH TURN BUCKLE SUITABLE FOR QUAD CONDUCTOR | EA | 3 |  | INCLUDED | 0 | 0 | 0 | 0 | 0 | 0 | 0 | 0 | 0.18 | 0
22 | 7000026763 | 1110 | 1401 | 20 | 765kV Insulator and Hardware | 100017135 | 998731 |  | 18 |  | 765KV TENSION INSULATOR STRING AND ASSOCIATED HARDWARE FITTINGS WITHOUT TURN BUCKLE SUITABLE FOR QUAD CONDUCTOR | EA | 3 |  | INCLUDED | 0 | 0 | 0 | 0 | 0 | 0 | 0 | 0 | 0.18 | 0
23 | 7000026763 | 1110 | 1401 | 30 | 765kV Insulator and Hardware | 100017138 | 998731 |  | 18 |  | 765KV SUSPENSION INSULATOR STRING AND ASSOCIATED HARDWARE FITTINGS WITH THROUGH CLAMP SUITABLE FOR QUAD CONDUCTOR | EA | 3 |  | INCLUDED | 0 | 0 | 0 | 0 | 0 | 0 | 0 | 0 | 0.18 | 0
24 | 7000026763 | 1120 | 1410 | 10 | Erection Hardware for 420 kV I Type S/Y | 100000337 | 998731 |  | 18 |  | Erection Hardware for 400kV I type layout-Bus Work (For two diameters)/bays as per specification | SET | 1 |  | INCLUDED | 0 | 0 | 0 | 0 | 0 | 0 | 0 | 0 | 0.18 | 0
25 | 7000026763 | 1120 | 1410 | 20 | Erection Hardware for 420 kV I Type S/Y | 100000330 | 998731 |  | 18 |  | Erection Hardware for 400kV I type layout-Transformer bay as per specification | SET | 1 |  | INCLUDED | 0 | 0 | 0 | 0 | 0 | 0 | 0 | 0 | 0.18 | 0
26 | 7000026763 | 1120 | 1410 | 30 | Erection Hardware for 420 kV I Type S/Y | 100000335 | 998731 |  | 18 |  | Erection Hardware for 400kV I type layout-Spare bay of half dia as per specification | SET | 1 |  | INCLUDED | 0 | 0 | 0 | 0 | 0 | 0 | 0 | 0 | 0.18 | 0
27 | 7000026763 | 1130 | 1421 | 10 | 420kV Insulator and Hardware | 100017127 | 998731 |  | 18 |  | 400KV TENSION INSULATOR STRING AND ASSOCIATED HARDWARE FITTINGS WITHOUT TURN BUCKLE SUITABLE FOR QUAD CONDUCTOR | EA | 24 |  | INCLUDED | 0 | 0 | 0 | 0 | 0 | 0 | 0 | 0 | 0.18 | 0
28 | 7000026763 | 1130 | 1421 | 20 | 420kV Insulator and Hardware | 100017126 | 998731 |  | 18 |  | 400KV TENSION INSULATOR STRING AND ASSOCIATED HARDWARE FITTINGS WITH TURN BUCKLE SUITABLE FOR QUAD CONDUCTOR | EA | 24 |  | INCLUDED | 0 | 0 | 0 | 0 | 0 | 0 | 0 | 0 | 0.18 | 0
29 | 7000026763 | 1130 | 1421 | 30 | 420kV Insulator and Hardware | 100017133 | 998731 |  | 18 |  | 400KV SUSPENSION INSULATOR STRING AND ASSOCIATED HARDWARE FITTINGS WITH DROP CLAMP SUITABLE FOR QUAD CONDUCTOR | EA | 15 |  | INCLUDED | 0 | 0 | 0 | 0 | 0 | 0 | 0 | 0 | 0.18 | 0
30 | 7000026763 | 1130 | 1421 | 40 | 420kV Insulator and Hardware | 100017132 | 998731 |  | 18 |  | 400KV SUSPENSION INSULATOR STRING AND ASSOCIATED HARDWARE FITTINGS WITH THROUGH CLAMP SUITABLE FOR QUAD CONDUCTOR | EA | 3 |  | INCLUDED | 0 | 0 | 0 | 0 | 0 | 0 | 0 | 0 | 0.18 | 0
31 | 7000026763 | 1150 | 1452 | 10 | CSD | 100000268 | 998736 |  | 18 |  | Controlled Switching Device for 420 kV, 3-ph Circuit Breaker | EA | 2 |  | INCLUDED | 0 | 0 | 0 | 0 | 0 | 0 | 0 | 0 | 0.18 | 0
32 | 7000026763 | 1150 | 1452 | 20 | CSD | 100000136 | 998736 |  | 18 |  | Controlled Switching Device for 765 kV, 3-ph Circuit Breaker | EA | 2 |  | INCLUDED | 0 | 0 | 0 | 0 | 0 | 0 | 0 | 0 | 0.18 | 0
33 | 7000026763 | 1160 | 1460 | 10 | CRP for 765kV Bays | 100016780 | 998736 |  | 18 |  | 765kV Circuit Breaker Relay Panel (with Automation) | EA | 1 |  | INCLUDED | 0 | 0 | 0 | 0 | 0 | 0 | 0 | 0 | 0.18 | 0
34 | 7000026763 | 1160 | 1460 | 20 | CRP for 765kV Bays | 100000723 | 998736 |  | 18 |  | 765kV Transformer Protection Panel (For both HV & MV side)-(with Automation) | EA | 1 |  | INCLUDED | 0 | 0 | 0 | 0 | 0 | 0 | 0 | 0 | 0.18 | 0
35 | 7000026763 | 1160 | 1460 | 30 | CRP for 765kV Bays | 100000727 | 998736 |  | 18 |  | Augmentation of existing 765kV bus bar protection scheme.(No. of bays as per specification)-(with Automation) | SET | 1 |  | INCLUDED | 0 | 0 | 0 | 0 | 0 | 0 | 0 | 0 | 0.18 | 0
36 | 7000026763 | 1170 | 1470 | 10 | CRP for 420kV Bays with SAS | 100016779 | 998736 |  | 18 |  | 400kV Circuit Breaker Relay Panel (with Automation) | EA | 2 |  | INCLUDED | 0 | 0 | 0 | 0 | 0 | 0 | 0 | 0 | 0.18 | 0
37 | 7000026763 | 1170 | 1470 | 20 | CRP for 420kV Bays with SAS | 100000735 | 998736 |  | 18 |  | Augmentation of existing 400kV bus bar protection scheme.(No. of bays as per specification)-(with Automation) | SET | 1 |  | INCLUDED | 0 | 0 | 0 | 0 | 0 | 0 | 0 | 0 | 0.18 | 0
38 | 7000026763 | 1180 | 1513 | 10 | SAS-AUG | 100002069 | 998736 |  | 18 |  | Augmentation of Substation automation System for 400kV Main bay as per Technical Specification | EA | 2 |  | INCLUDED | 0 | 0 | 0 | 0 | 0 | 0 | 0 | 0 | 0.18 | 0
39 | 7000026763 | 1180 | 1513 | 20 | SAS-AUG | 100002075 | 998736 |  | 18 |  | Augmentation of Substation automation System for 400kV Tie bay as per Technical Specification | EA | 1 |  | INCLUDED | 0 | 0 | 0 | 0 | 0 | 0 | 0 | 0 | 0.18 | 0
40 | 7000026763 | 1190 | 1520 | 10 | VMS | 100002500 | 998731 |  | 18 |  | Color IP camera, with PAN, TILT and ZOOM facilities, alongwith all required Items, Accessories, Line Interface units, Fiber patchcords, Power supply units, Junction Boxes, Cables, Fiber Optic Cables, etc., and including Integration in existing Hardware andSoftware for Augmentation of Visual Monitoring System as per technical specification. | SET | 1 |  | INCLUDED | 0 | 0 | 0 | 0 | 0 | 0 | 0 | 0 | 0.18 | 0
41 | 7000026763 | 1200 | 1590 | 10 | POWER & CONTROL CABLE | 100002181 | 998736 |  | 18 |  | 1.1kV grade Power Cables (PVCinsulated)along withlugs,glands,straight joints &accessories,etc. | LS | 1 |  | INCLUDED | 0 | 0 | 0 | 0 | 0 | 0 | 0 | 0 | 0.18 | 0
42 | 7000026763 | 1200 | 1590 | 20 | POWER & CONTROL CABLE | 100002182 | 998736 |  | 18 |  | 1.1kV grade Control Cables (PVCinsulated) along withlugs,glands,straight joints &accessories,etc. | LS | 1 |  | INCLUDED | 0 | 0 | 0 | 0 | 0 | 0 | 0 | 0 | 0.18 | 0
43 | 7000026763 | 1200 | 1590 | 30 | POWER & CONTROL CABLE | 100002180 | 998736 |  | 18 |  | 1.1kV grade Power Cables (XLPEinsulated) along withlugs,glands,straight joints &accessories,etc. | LS | 1 |  | INCLUDED | 0 | 0 | 0 | 0 | 0 | 0 | 0 | 0 | 0.18 | 0
44 | 7000026763 | 1210 | 1610 | 10 | FIRE FIGHTING SYSTEM | 100000981 | 998736 |  | 18 |  | HVW spray system, Hydrant system and complete U/G & O/G piping and accessories etc. out side the pump house for 500 MVA,(765/v3)/(400/v3)/(33) kV, 1 -phase Autotransformer | SET | 4 |  | INCLUDED | 0 | 0 | 0 | 0 | 0 | 0 | 0 | 0 | 0.18 | 0
45 | 7000026763 | 1210 | 1610 | 20 | FIRE FIGHTING SYSTEM | 100001871 | 995461 |  | 18 |  | Fire Detection and Alarm System for Switchyard Panel Room of 9 m length | SET | 1 |  | INCLUDED | 0 | 0 | 0 | 0 | 0 | 0 | 0 | 0 | 0.18 | 0
46 | 7000026763 | 1210 | 1610 | 30 | FIRE FIGHTING SYSTEM | 100000975 | 995461 |  | 18 |  | 4.5 kg CO2 type Portable Fire extinguisher | EA | 1 |  | INCLUDED | 0 | 0 | 0 | 0 | 0 | 0 | 0 | 0 | 0.18 | 0
47 | 7000026763 | 1220 | 1620 | 10 | ILLUMINATION SYSTEM | 100001115 | 998739 |  | 18 |  | Illumination System for switchyard panel room of 9 m length | SET | 1 |  | INCLUDED | 0 | 0 | 0 | 0 | 0 | 0 | 0 | 0 | 0.18 | 0
48 | 7000026763 | 1230 | 1630 | 10 | 765 kV Towers | 100001655 | 995455 |  | 18 |  | Erection of Std 765 kV Arm GWCB including nuts, bolts, all type of washers, packplates, step bolts and gusset plates excludingfoundation bolts | EA | 2 |  | INCLUDED | 0 | 0 | 0 | 0 | 0 | 0 | 0 | 0 | 0.18 | 0
49 | 7000026763 | 1230 | 1630 | 20 | 765 kV Towers | 100001648 | 995455 |  | 18 |  | Erection of Std 765 kV Beam BD including nuts, bolts, all type of washers, packplates, step bolts and gusset plates excludingfoundation bolts | EA | 2 |  | INCLUDED | 0 | 0 | 0 | 0 | 0 | 0 | 0 | 0 | 0.18 | 0
50 | 7000026763 | 1230 | 1630 | 30 | 765 kV Towers | 100001647 | 995455 |  | 18 |  | Erection of Std 765 kV Beam BC including nuts, bolts, all type of washers, packplates, step bolts and gusset plates excludingfoundation bolts | EA | 1 |  | INCLUDED | 0 | 0 | 0 | 0 | 0 | 0 | 0 | 0 | 0.18 | 0
51 | 7000026763 | 1230 | 1630 | 40 | 765 kV Towers | 100001641 | 995455 |  | 18 |  | Erection of Std 765 kV Tower CB including nuts, bolts, all type of washers, packplates, step bolts and gusset plates excludingfoundation bolts | EA | 2 |  | INCLUDED | 0 | 0 | 0 | 0 | 0 | 0 | 0 | 0 | 0.18 | 0
52 | 7000026763 | 1240 | 1640 | 10 | 765 kV Equipment support structures | 100001659 | 995455 |  | 18 |  | Erection of Std 765 kV Support Structure 1-Phase BPI including nuts, bolts, all type of washers, packplates, step bolts and gussetplates excluding foundation bolts | EA | 8 |  | INCLUDED | 0 | 0 | 0 | 0 | 0 | 0 | 0 | 0 | 0.18 | 0
53 | 7000026763 | 1240 | 1640 | 20 | 765 kV Equipment support structures | 100001660 | 995455 |  | 18 |  | Erection of Std 765 kV Support Structure 1-Phase CT including nuts, bolts, all type of washers, packplates, step bolts and gussetplates excluding foundation bolts | EA | 3 |  | INCLUDED | 0 | 0 | 0 | 0 | 0 | 0 | 0 | 0 | 0.18 | 0
54 | 7000026763 | 1240 | 1640 | 30 | 765 kV Equipment support structures | 100001662 | 995455 |  | 18 |  | Erection of Std 765 kV Support Structure 3 Phase ISOLATOR including nuts, bolts, all type of washers, packplates, step bolts andgusset plates excluding foundation bolts | EA | 4 |  | INCLUDED | 0 | 0 | 0 | 0 | 0 | 0 | 0 | 0 | 0.18 | 0
55 | 7000026763 | 1240 | 1640 | 40 | 765 kV Equipment support structures | 100001663 | 995455 |  | 18 |  | Erection of Std 765 kV Support Structure 1-Phase LA including nuts, bolts, all type of washers, packplates, step bolts and gussetplates excluding foundation bolts | EA | 4 |  | INCLUDED | 0 | 0 | 0 | 0 | 0 | 0 | 0 | 0 | 0.18 | 0
56 | 7000026763 | 1250 | 1650 | 10 | 400 kV TOWERS | 100001151 | 995455 |  | 18 |  | Erection of Std 400 kV Tower TA including nuts, bolts, all type of washers, packplates, step bolts and gusset plates excludingfoundation bolts | EA | 2 |  | INCLUDED | 0 | 0 | 0 | 0 | 0 | 0 | 0 | 0 | 0.18 | 0
57 | 7000026763 | 1250 | 1650 | 20 | 400 kV TOWERS | 100001153 | 995455 |  | 18 |  | Erection of Std 400 kV Tower TC including nuts, bolts, all type of washers, packplates, step bolts and gusset plates excludingfoundation bolts | EA | 2 |  | INCLUDED | 0 | 0 | 0 | 0 | 0 | 0 | 0 | 0 | 0.18 | 0
58 | 7000026763 | 1250 | 1650 | 30 | 400 kV TOWERS | 100001157 | 995455 |  | 18 |  | Erection of Std 400 kV Tower TG including nuts, bolts, all type of washers, packplates, step bolts and gusset plates excludingfoundation bolts | EA | 2 |  | INCLUDED | 0 | 0 | 0 | 0 | 0 | 0 | 0 | 0 | 0.18 | 0
59 | 7000026763 | 1250 | 1650 | 40 | 400 kV TOWERS | 100001158 | 995455 |  | 18 |  | Erection of Std 400 kV Tower TH including nuts, bolts, all type of washers, packplates, step bolts and gusset plates excludingfoundation bolts | EA | 2 |  | INCLUDED | 0 | 0 | 0 | 0 | 0 | 0 | 0 | 0 | 0.18 | 0
60 | 7000026763 | 1250 | 1650 | 50 | 400 kV TOWERS | 100001160 | 995455 |  | 18 |  | Erection of Std 400 kV Tower TJ including nuts, bolts, all type of washers, packplates, step bolts and gusset plates excludingfoundation bolts | EA | 4 |  | INCLUDED | 0 | 0 | 0 | 0 | 0 | 0 | 0 | 0 | 0.18 | 0
61 | 7000026763 | 1250 | 1650 | 60 | 400 kV TOWERS | 100001164 | 995455 |  | 18 |  | Erection of Std 400 kV Tower TN including nuts, bolts, all type of washers, packplates, step bolts and gusset plates excludingfoundation bolts | EA | 2 |  | INCLUDED | 0 | 0 | 0 | 0 | 0 | 0 | 0 | 0 | 0.18 | 0
62 | 7000026763 | 1250 | 1650 | 70 | 400 kV TOWERS | 100001171 | 995455 |  | 18 |  | Erection of Std 400 kV Gantry G1 including nuts, bolts, all type of washers, packplates, step bolts and gusset plates excludingfoundation bolts | EA | 6 |  | INCLUDED | 0 | 0 | 0 | 0 | 0 | 0 | 0 | 0 | 0.18 | 0
63 | 7000026763 | 1250 | 1650 | 80 | 400 kV TOWERS | 100001172 | 995455 |  | 18 |  | Erection of Std 400 kV Gantry G2 including nuts, bolts, all type of washers, packplates, step bolts and gusset plates excludingfoundation bolts | EA | 6 |  | INCLUDED | 0 | 0 | 0 | 0 | 0 | 0 | 0 | 0 | 0.18 | 0
64 | 7000026763 | 1260 | 1660 | 10 | 400kV Equipment support structures | 100001217 | 995455 |  | 18 |  | Erection of Pipe Structure - 400 kV, 1-Phase, BPI, (Excluding Wave Trap), including nuts, bolts, all type of washers,packplates, step bolts and gusset plates excluding foundation bolts | EA | 35 |  | INCLUDED | 0 | 0 | 0 | 0 | 0 | 0 | 0 | 0 | 0.18 | 0
65 | 7000026763 | 1260 | 1660 | 20 | 400kV Equipment support structures | 100001218 | 995455 |  | 18 |  | Erection of Pipe Structure - 400 kV, 1-Phase, High BPI, (Excluding Wave Trap), including nuts, bolts, all type of washers,packplates, step bolts and gusset plates excluding foundation bolts | EA | 13 |  | INCLUDED | 0 | 0 | 0 | 0 | 0 | 0 | 0 | 0 | 0.18 | 0
66 | 7000026763 | 1260 | 1660 | 30 | 400kV Equipment support structures | 100001212 | 995455 |  | 18 |  | Erection of Pipe Structure - 400 kV 1-Phase CT including nuts, bolts, all type of washers, packplates, step bolts and gusset platesexcluding foundation bolts | EA | 6 |  | INCLUDED | 0 | 0 | 0 | 0 | 0 | 0 | 0 | 0 | 0.18 | 0
67 | 7000026763 | 1260 | 1660 | 40 | 400kV Equipment support structures | 100001214 | 995455 |  | 18 |  | Erection of Pipe Structure - 400 kV 3-Phase ISOLATOR including nuts, bolts, all type of washers, packplates, step bolts and gussetplates excluding foundation bolts | EA | 7 |  | INCLUDED | 0 | 0 | 0 | 0 | 0 | 0 | 0 | 0 | 0.18 | 0
68 | 7000026763 | 1260 | 1660 | 50 | 400kV Equipment support structures | 100001216 | 995455 |  | 18 |  | Erection of Pipe Structure - 400 kV 1-Phase SA including nuts, bolts, all type of washers, packplates, step bolts and gusset platesexcluding foundation bolts | EA | 4 |  | INCLUDED | 0 | 0 | 0 | 0 | 0 | 0 | 0 | 0 | 0.18 | 0
69 | 7000026763 | 1270 | 1720 | 10 | 33kV Equipment support structures | 100001669 | 995455 |  | 18 |  | Erection of Std 33 kV Support Structure 1-Phase CT including nuts, bolts, all type of washers, packplates, step bolts and gussetplates excluding foundation bolts | EA | 1 |  | INCLUDED | 0 | 0 | 0 | 0 | 0 | 0 | 0 | 0 | 0.18 | 0
70 | 7000026763 | 1280 | 1730 | 10 | CIVIL WORKS | 100004518 | 995433 |  | 18 |  | Excavation in all kind of soil including rock for all leads and lifts, backfilling, disposal of surplus earth within a lead up to2Km as per technical specification. The surplus earth shall be roughly graded . | M3 | 17593 |  | INCLUDED | 0 | 0 | 0 | 0 | 0 | 0 | 0 | 0 | 0.18 | 0
71 | 7000026763 | 1280 | 1730 | 20 | CIVIL WORKS | 100011662 | 995433 |  | 18 |  | Excavation in hard rock which require blasting (including chemical blasting and rock excavated using specialized tools) for allfoundation works including stacking, measuring, disposal etc.for all leads and lifts as per technical specification. | M3 | 1955 |  | INCLUDED | 0 | 0 | 0 | 0 | 0 | 0 | 0 | 0 | 0.18 | 0
72 | 7000026763 | 1280 | 1730 | 30 | CIVIL WORKS | 100001325 | 995454 |  | 18 |  | Providing and laying of Plain Cement Concrete (PCC) (1:4:8) | M3 | 759 |  | INCLUDED | 0 | 0 | 0 | 0 | 0 | 0 | 0 | 0 | 0.18 | 0
73 | 7000026763 | 1280 | 1730 | 40 | CIVIL WORKS | 100001326 | 995454 |  | 18 |  | Providing and laying of Plain Cement Concrete (PCC) (1:2:4) | M3 | 164 |  | INCLUDED | 0 | 0 | 0 | 0 | 0 | 0 | 0 | 0 | 0.18 | 0
74 | 7000026763 | 1280 | 1730 | 50 | CIVIL WORKS | 100001327 | 995454 |  | 18 |  | Providing and laying of Reinforced Cement Concrete M25 mix including pre cast, shuttering, Grouting of pockets & underpinning butexcluding steel reinforcement | M3 | 5600 |  | INCLUDED | 0 | 0 | 0 | 0 | 0 | 0 | 0 | 0 | 0.18 | 0
75 | 7000026763 | 1280 | 1730 | 60 | CIVIL WORKS | 100001329 | 995454 |  | 18 |  | Steel Reinforcement | MT | 392 |  | INCLUDED | 0 | 0 | 0 | 0 | 0 | 0 | 0 | 0 | 0.18 | 0
76 | 7000026763 | 1280 | 1730 | 70 | CIVIL WORKS | 100001330 | 995428 |  | 18 |  | Stone filling (40 mm size) for transformer/Reactor foundation | M3 | 82 |  | INCLUDED | 0 | 0 | 0 | 0 | 0 | 0 | 0 | 0 | 0.18 | 0
77 | 7000026763 | 1280 | 1730 | 80 | CIVIL WORKS | 100001331 | 995455 |  | 18 |  | Misc. Structural steel including rails, embedments, edge protection angles, gratings etc. but excluding the reinforcement steel andsteel for lattice and pipe structures. | MT | 97 |  | INCLUDED | 0 | 0 | 0 | 0 | 0 | 0 | 0 | 0 | 0.18 | 0
78 | 7000026763 | 1280 | 1730 | 90 | CIVIL WORKS | 100001714 | 995428 |  | 18 |  | Stone spreading in switchyard excluding PCC | M2 | 16000 |  | INCLUDED | 0 | 0 | 0 | 0 | 0 | 0 | 0 | 0 | 0.18 | 0
79 | 7000026763 | 1280 | 1730 | 100 | CIVIL WORKS | 100001713 | 995424 |  | 18 |  | Antiweed treatment | M2 | 16000 |  | INCLUDED | 0 | 0 | 0 | 0 | 0 | 0 | 0 | 0 | 0.18 | 0
80 | 7000026763 | 1280 | 1730 | 110 | CIVIL WORKS | 100001712 | 995428 |  | 18 |  | Removing,cleaning and washing of existing stones and respreading of stones in switchyard excluding PCC | M2 | 15580 |  | INCLUDED | 0 | 0 | 0 | 0 | 0 | 0 | 0 | 0 | 0.18 | 0
81 | 7000026763 | 1280 | 1730 | 120 | CIVIL WORKS | 100003114 | 995454 |  | 18 |  | External finishing / painting of fire wall (water proofing cement paint) (DSR 13.44.1) | M2 | 720 |  | INCLUDED | 0 | 0 | 0 | 0 | 0 | 0 | 0 | 0 | 0.18 | 0
82 | 7000026763 | 1280 | 1730 | 130 | CIVIL WORKS | 100001458 | 995421 |  | 18 |  | Construction of rail cum road as per drawing including all item such as excavation,compactions, rolling watering, WBM etc. butexcluding concrete reinforcement and structural steel-Section having two rails for Reactor. | M2 | 1332 |  | INCLUDED | 0 | 0 | 0 | 0 | 0 | 0 | 0 | 0 | 0.18 | 0
83 | 7000026763 | 1280 | 1730 | 140 | CIVIL WORKS | 130000761 | 995428 |  | 18 |  | 14.4.2 Providing, laying and fixing following dia RCC pipe NP2 class (light duty) in ground complete with RCC collars, jointingwith cement mortar 1:2 (1 cement : 2 fine sand) including trenching (75 cm deep) and refilling etc as required. : 150 mm dia | M | 50 |  | INCLUDED | 0 | 0 | 0 | 0 | 0 | 0 | 0 | 0 | 0.18 | 0
84 | 7000026763 | 1280 | 1730 | 150 | CIVIL WORKS | 130000762 | 995428 |  | 18 |  | 14.4.3 Providing, laying and fixing following dia RCC pipe NP2 class (light duty) in ground complete with RCC collars, jointingwith cement mortar 1:2 (1 cement : 2 fine sand) including trenching (75 cm deep) and refilling etc as required. : 250 mm dia | M | 148 |  | INCLUDED | 0 | 0 | 0 | 0 | 0 | 0 | 0 | 0 | 0.18 | 0
85 | 7000026763 | 1280 | 1730 | 160 | CIVIL WORKS | 100020960 | 995461 |  | 18 |  | RCC culvert crossings including supplying and laying hume pipe 250mm dia of grade (NP-3) excluding concrete as per specification. | M | 10 |  | INCLUDED | 0 | 0 | 0 | 0 | 0 | 0 | 0 | 0 | 0.18 | 0
86 | 7000026763 | 1280 | 1730 | 170 | CIVIL WORKS | 100020961 | 995461 |  | 18 |  | RCC culvert crossings including supplying and laying hume pipe 300mm dia of grade (NP-3) excluding concrete as per specification. | M | 10 |  | INCLUDED | 0 | 0 | 0 | 0 | 0 | 0 | 0 | 0 | 0.18 | 0
87 | 7000026763 | 1280 | 1730 | 180 | CIVIL WORKS | 100020962 | 995461 |  | 18 |  | RCC culvert crossings including supplying and laying hume pipe 450mm dia of grade (NP-3) excluding concrete as per specification. | M | 10 |  | INCLUDED | 0 | 0 | 0 | 0 | 0 | 0 | 0 | 0 | 0.18 | 0
88 | 7000026763 | 1280 | 1730 | 190 | CIVIL WORKS | 100003437 | 995454 |  | 18 |  | Switchyard Panel Room - Civil Works. All civil works as per drawing and specifications complete, including - brickwork, finishing(external and internal), windows etc. However, excavation, PCC, RCC and reinforcement shall be paid separately as per BPS. | M2 | 45 |  | INCLUDED | 0 | 0 | 0 | 0 | 0 | 0 | 0 | 0 | 0.18 | 0
89 | 7000026763 | 1280 | 1730 | 200 | CIVIL WORKS | 100001477 | 995454 |  | 18 |  | Cable Trench including all types of crossings, all metallic works and sump pit including concrte and reinforcement steel Section 1-1 | M | 30 |  | INCLUDED | 0 | 0 | 0 | 0 | 0 | 0 | 0 | 0 | 0.18 | 0
90 | 7000026763 | 1280 | 1730 | 210 | CIVIL WORKS | 100001478 | 995454 |  | 18 |  | Cable Trench including all types of crossings, all metallic works and sump pit including concrte and reinforcement steel Section 2-2 | M | 100 |  | INCLUDED | 0 | 0 | 0 | 0 | 0 | 0 | 0 | 0 | 0.18 | 0
91 | 7000026763 | 1280 | 1730 | 220 | CIVIL WORKS | 100001479 | 995454 |  | 18 |  | Cable Trench including all types of crossings, all metallic works and sump pit including concrte and reinforcement steel Section 3-3 | M | 150 |  | INCLUDED | 0 | 0 | 0 | 0 | 0 | 0 | 0 | 0 | 0.18 | 0
92 | 7000026763 | 1280 | 1730 | 230 | CIVIL WORKS | 100001480 | 995454 |  | 18 |  | Cable Trench including all types of crossings, all metallic works and sump pit including concrte and reinforcement steel Section 4-4 | M | 100 |  | INCLUDED | 0 | 0 | 0 | 0 | 0 | 0 | 0 | 0 | 0.18 | 0
93 | 7000026763 | 1280 | 1730 | 240 | CIVIL WORKS | 100001721 | 995428 |  | 18 |  | Supplying, filling and compacting stone boulders mixed with sand under foundations, roads, cable trenches, drains etc in layers notexceeding 250mm thickness including ramming, watering compacting | M3 | 165 |  | INCLUDED | 0 | 0 | 0 | 0 | 0 | 0 | 0 | 0 | 0.18 | 0
94 | 7000026763 | 1280 | 1730 | 250 | CIVIL WORKS | 100001328 | 995454 |  | 18 |  | Providing and laying Plain Cement Concrete 1:5:10 (1 cement : 5 sand : 10 brick aggregate) | M3 | 2416 |  | INCLUDED | 0 | 0 | 0 | 0 | 0 | 0 | 0 | 0 | 0.18 | 0
95 | 7000026763 | 1290 | 1740 | 10 | FOUNDATION BOLTS | 100001675 | 995455 |  | 18 |  | Erection of 32mm dia foundation bolts including nuts, checknuts, washers and packplates | EA | 744 |  | INCLUDED | 0 | 0 | 0 | 0 | 0 | 0 | 0 | 0 | 0.18 | 0
96 | 7000026763 | 1290 | 1740 | 20 | FOUNDATION BOLTS | 100001674 | 995455 |  | 18 |  | Erection of 28mm dia foundation bolts including nuts, checknuts, washers and packplates. | EA | 376 |  | INCLUDED | 0 | 0 | 0 | 0 | 0 | 0 | 0 | 0 | 0.18 | 0
97 | 7000026763 | 1290 | 1740 | 30 | FOUNDATION BOLTS | 100001679 | 995455 |  | 18 |  | Erection of 80mm dia foundation bolts including nuts, checknuts, washers and packplates | EA | 32 |  | INCLUDED | 0 | 0 | 0 | 0 | 0 | 0 | 0 | 0 | 0.18 | 0
98 | 7000026763 | 1290 | 1740 | 40 | FOUNDATION BOLTS | 100001677 | 995455 |  | 18 |  | Erection of 56mm dia foundation bolts including nuts, checknuts, washers and packplates | EA | 128 |  | INCLUDED | 0 | 0 | 0 | 0 | 0 | 0 | 0 | 0 | 0.18 | 0
99 | 7000026763 | 1290 | 1740 | 50 | FOUNDATION BOLTS | 100001676 | 995455 |  | 18 |  | Erection of 40mm dia foundation bolts including nuts, checknuts, washers and packplates. | EA | 48 |  | INCLUDED | 0 | 0 | 0 | 0 | 0 | 0 | 0 | 0 | 0.18 | 0
100 | 7000026763 | 1420 | 1780 | 120 | Illumination system | 100001021 | 995461 |  | 18 |  | Lighting Panel type ACP-2 as per technical specification | EA | 2 |  | INCLUDED | 0 | 0 | 0 | 0 | 0 | 0 | 0 | 0 | 0.18 | 0
101 | 7000026763 | 1420 | 1780 | 130 | Illumination system | 100001024 | 998731 |  | 18 |  | Sub Lighting panel (outdoor) type SLP (Switchyard and Street Lighting) | EA | 2 |  | INCLUDED | 0 | 0 | 0 | 0 | 0 | 0 | 0 | 0 | 0.18 | 0
102 | 7000026763 | 1420 | 1780 | 140 | Illumination system | 100001885 | 998739 |  | 18 |  | Outdoor Power Receptacle for oilfiltration unit (250A) | EA | 1 |  | INCLUDED | 0 | 0 | 0 | 0 | 0 | 0 | 0 | 0 | 0.18 | 0
103 | 7000026763 | 1420 | 1780 | 150 | Illumination system | 100004852 | 998731 |  | 18 |  | Lighting Fixture LED Luminaires type FL-1 as per tech. specifications | EA | 10 |  | INCLUDED | 0 | 0 | 0 | 0 | 0 | 0 | 0 | 0 | 0.18 | 0
104 | 7000026763 | 1420 | 1780 | 160 | Illumination system | 100004926 | 998731 |  | 18 |  | Lighting Fixture LED Luminaires type FL2 as per tech. specifications | EA | 10 |  | INCLUDED | 0 | 0 | 0 | 0 | 0 | 0 | 0 | 0 | 0.18 | 0
105 | 7000026763 | 1420 | 1780 | 170 | Illumination system | 100004937 | 998731 |  | 18 |  | Fire Wall Mounted LED Luminarie Type FL-2 (250W) | EA | 10 |  | INCLUDED | 0 | 0 | 0 | 0 | 0 | 0 | 0 | 0 | 0.18 | 0
106 | 7000026763 | 1450 | 1800 | 10 | LT switchgear | 100000896 | 998736 |  | 18 |  | 415V ACDB (Extn.) | SET | 1 |  | INCLUDED | 0 | 0 | 0 | 0 | 0 | 0 | 0 | 0 | 0.18 | 0
107 | 7000026763 | 1450 | 1800 | 20 | LT switchgear | 100000903 | 998736 |  | 18 |  | 220V DCDB (Extn.) | SET | 1 |  | INCLUDED | 0 | 0 | 0 | 0 | 0 | 0 | 0 | 0 | 0.18 | 0
108 | 7000026763 | 1460 | 1810 | 10 | AIR CONDITIONING & VENTILATION SYSTEM | 100001881 | 995463 |  | 18 |  | Air conditioning system for Switchyard Panel Room of 9m length | SET | 1 |  | INCLUDED | 0 | 0 | 0 | 0 | 0 | 0 | 0 | 0 | 0.18 | 0
B | NIT BOQ_Veltoor Bay Equip Upgr
109 | 7000026764 | 60 | 1310 | 10 | 420kV, 63kA AIS EQUIPMENT | 100000267 | 998736 |  | 18 |  | 420kV, 3150A, 63kA Circuit Breaker(3-Phase) without closing resistor(with support structure) | EA | 3 |  | INCLUDED | 0 | 0 | 0 | 0 | 0 | 0 | 0 | 0 | 0.18 | 0
110 | 7000026764 | 60 | 1310 | 20 | 420kV, 63kA AIS EQUIPMENT | 100000274 | 998736 |  | 18 |  | 420 kV, 3000A, 63KA, 1-Phase CurrentTransformer with 120% extended currentrating | EA | 9 |  | INCLUDED | 0 | 0 | 0 | 0 | 0 | 0 | 0 | 0 | 0.18 | 0
111 | 7000026764 | 60 | 1310 | 30 | 420kV, 63kA AIS EQUIPMENT | 100000287 | 998736 |  | 18 |  | 420kV, 3150A, 63KA, Isolator (3-phase)(Double Break) with one E/S | EA | 7 |  | INCLUDED | 0 | 0 | 0 | 0 | 0 | 0 | 0 | 0 | 0.18 | 0
112 | 7000026764 | 60 | 1310 | 40 | 420kV, 63kA AIS EQUIPMENT | 100000328 | 998736 |  | 18 |  | 336kV Surge Arrester (1-phase) | EA | 3 |  | INCLUDED | 0 | 0 | 0 | 0 | 0 | 0 | 0 | 0 | 0.18 | 0
113 | 7000026764 | 60 | 1310 | 70 | 420kV, 63kA AIS EQUIPMENT | 100002042 | 998734 |  | 18 |  | 400kV,3150A,0.5mH ,63kA Line Trap | EA | 2 |  | INCLUDED | 0 | 0 | 0 | 0 | 0 | 0 | 0 | 0 | 0.18 | 0
114 | 7000026764 | 170 | 1350 | 10 | Erection H/W-400KV I TYPE | 100000329 | 998731 |  | 18 |  | Erection Hardware for 400kV I type layout-Line bay as per specification | SET | 1 |  | INCLUDED | 0 | 0 | 0 | 0 | 0 | 0 | 0 | 0 | 0.18 | 0
115 | 7000026764 | 170 | 1350 | 20 | Erection H/W-400KV I TYPE | 100000335 | 998731 |  | 18 |  | Erection Hardware for 400kV I type layout-Spare bay of half dia as per specification | SET | 1 |  | INCLUDED | 0 | 0 | 0 | 0 | 0 | 0 | 0 | 0 | 0.18 | 0
116 | 7000026764 | 180 | 1360 | 10 | Support Structure | 100001212 | 995455 |  | 18 |  | Erection of Pipe Structure - 400 kV 1-Phase CT including nuts, bolts, all type of washers, packplates, step bolts and gusset platesexcluding foundation bolts | EA | 9 |  | INCLUDED | 0 | 0 | 0 | 0 | 0 | 0 | 0 | 0 | 0.18 | 0
117 | 7000026764 | 180 | 1360 | 20 | Support Structure | 100001214 | 995455 |  | 18 |  | Erection of Pipe Structure - 400 kV 3-Phase ISOLATOR including nuts, bolts, all type of washers, packplates, step bolts and gussetplates excluding foundation bolts | EA | 7 |  | INCLUDED | 0 | 0 | 0 | 0 | 0 | 0 | 0 | 0 | 0.18 | 0
118 | 7000026764 | 180 | 1360 | 30 | Support Structure | 100001216 | 995455 |  | 18 |  | Erection of Pipe Structure - 400 kV 1-Phase SA including nuts, bolts, all type of washers, packplates, step bolts and gusset platesexcluding foundation bolts | EA | 3 |  | INCLUDED | 0 | 0 | 0 | 0 | 0 | 0 | 0 | 0 | 0.18 | 0
119 | 7000026764 | 230 | 1390 | 10 | CIVIL WORKS | 100004518 | 995433 |  | 18 |  | Excavation in all kind of soil including rock for all leads and lifts, backfilling, disposal of surplus earth within a lead up to2Km as per technical specification. The surplus earth shall be roughly graded . | M3 | 290 |  | INCLUDED | 0 | 0 | 0 | 0 | 0 | 0 | 0 | 0 | 0.18 | 0
120 | 7000026764 | 230 | 1390 | 20 | CIVIL WORKS | 100011662 | 995433 |  | 18 |  | Excavation in hard rock which require blasting (including chemical blasting and rock excavated using specialized tools) for allfoundation works including stacking, measuring, disposal etc.for all leads and lifts as per technical specification. | M3 | 32 |  | INCLUDED | 0 | 0 | 0 | 0 | 0 | 0 | 0 | 0 | 0.18 | 0
121 | 7000026764 | 230 | 1390 | 30 | CIVIL WORKS | 100001325 | 995454 |  | 18 |  | Providing and laying of Plain Cement Concrete (PCC) (1:4:8) | M3 | 14 |  | INCLUDED | 0 | 0 | 0 | 0 | 0 | 0 | 0 | 0 | 0.18 | 0
122 | 7000026764 | 230 | 1390 | 40 | CIVIL WORKS | 100001327 | 995454 |  | 18 |  | Providing and laying of Reinforced Cement Concrete M25 mix including pre cast, shuttering, Grouting of pockets & underpinning butexcluding steel reinforcement | M3 | 80 |  | INCLUDED | 0 | 0 | 0 | 0 | 0 | 0 | 0 | 0 | 0.18 | 0
123 | 7000026764 | 230 | 1390 | 50 | CIVIL WORKS | 100001329 | 995454 |  | 18 |  | Steel Reinforcement | MT | 6 |  | INCLUDED | 0 | 0 | 0 | 0 | 0 | 0 | 0 | 0 | 0.18 | 0
124 | 7000026764 | 230 | 1390 | 60 | CIVIL WORKS | 100003295 | 995429 |  | 18 |  | Dismantling of RCC in foundation including disposal of debris and reinforcement bars of dismantled RCC works within substationboundaries as per direction of enginner incahrge | M3 | 80 |  | INCLUDED | 0 | 0 | 0 | 0 | 0 | 0 | 0 | 0 | 0.18 | 0
125 | 7000026764 | 230 | 1390 | 70 | CIVIL WORKS | 100001712 | 995428 |  | 18 |  | Removing,cleaning and washing of existing stones and respreading of stones in switchyard excluding PCC | M2 | 2000 |  | INCLUDED | 0 | 0 | 0 | 0 | 0 | 0 | 0 | 0 | 0.18 | 0
126 | 7000026764 | 230 | 1390 | 90 | CIVIL WORKS | 100001328 | 995454 |  | 18 |  | Providing and laying Plain Cement Concrete 1:5:10 (1 cement : 5 sand : 10 brick aggregate) | M3 | 39 |  | INCLUDED | 0 | 0 | 0 | 0 | 0 | 0 | 0 | 0 | 0.18 | 0
127 | 7000026764 | 240 | 1400 | 10 | FOUNDATION BOLTS | 100001674 | 995455 |  | 18 |  | Erection of 28mm dia foundation bolts including nuts, checknuts, washers and packplates. | EA | 252 |  | INCLUDED | 0 | 0 | 0 | 0 | 0 | 0 | 0 | 0 | 0.18 | 0
128 | 7000026764 | 260 | 1430 | 10 | POWER & CONTROL CABLES-LS | 100002182 | 998736 |  | 18 |  | 1.1kV grade Control Cables (PVCinsulated) along withlugs,glands,straight joints &accessories,etc. | LS | 1 |  | INCLUDED | 0 | 0 | 0 | 0 | 0 | 0 | 0 | 0 | 0.18 | 0
129 | 7000026764 | 260 | 1430 | 20 | POWER & CONTROL CABLES-LS | 100002182 | 998736 |  | 18 |  | 1.1kV grade Control Cables (PVCinsulated) along withlugs,glands,straight joints &accessories,etc. | LS | 1 |  | INCLUDED | 0 | 0 | 0 | 0 | 0 | 0 | 0 | 0 | 0.18 | 0
C | NIT BOQ_Raichur 400KV Bay Equip Upgr
130 | 7000026765 | 70 | 1310 | 10 | 420kV, 63kA AIS EQUIPMENT | 100000274 | 998736 |  | 18 |  | 420 kV, 3000A, 63KA, 1-Phase CurrentTransformer with 120% extended currentrating | EA | 9 |  | INCLUDED | 0 | 0 | 0 | 0 | 0 | 0 | 0 | 0 | 0.18 | 0
131 | 7000026765 | 70 | 1310 | 20 | 420kV, 63kA AIS EQUIPMENT | 100000287 | 998736 |  | 18 |  | 420kV, 3150A, 63KA, Isolator (3-phase)(Double Break) with one E/S | EA | 7 |  | INCLUDED | 0 | 0 | 0 | 0 | 0 | 0 | 0 | 0 | 0.18 | 0
132 | 7000026765 | 70 | 1310 | 30 | 420kV, 63kA AIS EQUIPMENT | 100000328 | 998736 |  | 18 |  | 336kV Surge Arrester (1-phase) | EA | 3 |  | INCLUDED | 0 | 0 | 0 | 0 | 0 | 0 | 0 | 0 | 0.18 | 0
133 | 7000026765 | 70 | 1310 | 40 | 420kV, 63kA AIS EQUIPMENT | 100002042 | 998734 |  | 18 |  | 400kV,3150A,0.5mH ,63kA Line Trap | EA | 2 |  | INCLUDED | 0 | 0 | 0 | 0 | 0 | 0 | 0 | 0 | 0.18 | 0
134 | 7000026765 | 80 | 1410 | 10 | Erection Hardware for 420 kV I Type S/Y | 100000329 | 998731 |  | 18 |  | Erection Hardware for 400kV I type layout-Line bay as per specification | SET | 1 |  | INCLUDED | 0 | 0 | 0 | 0 | 0 | 0 | 0 | 0 | 0.18 | 0
135 | 7000026765 | 80 | 1410 | 20 | Erection Hardware for 420 kV I Type S/Y | 100000335 | 998731 |  | 18 |  | Erection Hardware for 400kV I type layout-Spare bay of half dia as per specification | SET | 1 |  | INCLUDED | 0 | 0 | 0 | 0 | 0 | 0 | 0 | 0 | 0.18 | 0
136 | 7000026765 | 120 | 1420 | 10 | STD PIPE STRUCTURE | 100001212 | 995455 |  | 18 |  | Erection of Pipe Structure - 400 kV 1-Phase CT including nuts, bolts, all type of washers, packplates, step bolts and gusset platesexcluding foundation bolts | EA | 9 |  | INCLUDED | 0 | 0 | 0 | 0 | 0 | 0 | 0 | 0 | 0.18 | 0
137 | 7000026765 | 120 | 1420 | 20 | STD PIPE STRUCTURE | 100001214 | 995455 |  | 18 |  | Erection of Pipe Structure - 400 kV 3-Phase ISOLATOR including nuts, bolts, all type of washers, packplates, step bolts and gussetplates excluding foundation bolts | EA | 7 |  | INCLUDED | 0 | 0 | 0 | 0 | 0 | 0 | 0 | 0 | 0.18 | 0
138 | 7000026765 | 120 | 1420 | 30 | STD PIPE STRUCTURE | 100001216 | 995455 |  | 18 |  | Erection of Pipe Structure - 400 kV 1-Phase SA including nuts, bolts, all type of washers, packplates, step bolts and gusset platesexcluding foundation bolts | EA | 3 |  | INCLUDED | 0 | 0 | 0 | 0 | 0 | 0 | 0 | 0 | 0.18 | 0
139 | 7000026765 | 170 | 1450 | 10 | FOUNDATION BOLTS | 100001674 | 995455 |  | 18 |  | Erection of 28mm dia foundation bolts including nuts, checknuts, washers and packplates. | EA | 228 |  | INCLUDED | 0 | 0 | 0 | 0 | 0 | 0 | 0 | 0 | 0.18 | 0
140 | 7000026765 | 180 | 1460 | 10 | CIVIL WORKS | 100004518 | 995433 |  | 18 |  | Excavation in all kind of soil including rock for all leads and lifts, backfilling, disposal of surplus earth within a lead up to2Km as per technical specification. The surplus earth shall be roughly graded . | M3 | 154 |  | INCLUDED | 0 | 0 | 0 | 0 | 0 | 0 | 0 | 0 | 0.18 | 0
141 | 7000026765 | 180 | 1460 | 20 | CIVIL WORKS | 100011662 | 995433 |  | 18 |  | Excavation in hard rock which require blasting (including chemical blasting and rock excavated using specialized tools) for allfoundation works including stacking, measuring, disposal etc.for all leads and lifts as per technical specification. | M3 | 17 |  | INCLUDED | 0 | 0 | 0 | 0 | 0 | 0 | 0 | 0 | 0.18 | 0
142 | 7000026765 | 180 | 1460 | 30 | CIVIL WORKS | 100001325 | 995454 |  | 18 |  | Providing and laying of Plain Cement Concrete (PCC) (1:4:8) | M3 | 7 |  | INCLUDED | 0 | 0 | 0 | 0 | 0 | 0 | 0 | 0 | 0.18 | 0
143 | 7000026765 | 180 | 1460 | 40 | CIVIL WORKS | 100001327 | 995454 |  | 18 |  | Providing and laying of Reinforced Cement Concrete M25 mix including pre cast, shuttering, Grouting of pockets & underpinning butexcluding steel reinforcement | M3 | 35 |  | INCLUDED | 0 | 0 | 0 | 0 | 0 | 0 | 0 | 0 | 0.18 | 0
144 | 7000026765 | 180 | 1460 | 50 | CIVIL WORKS | 100001329 | 995454 |  | 18 |  | Steel Reinforcement | MT | 2 |  | INCLUDED | 0 | 0 | 0 | 0 | 0 | 0 | 0 | 0 | 0.18 | 0
145 | 7000026765 | 180 | 1460 | 60 | CIVIL WORKS | 100003295 | 995429 |  | 18 |  | Dismantling of RCC in foundation including disposal of debris and reinforcement bars of dismantled RCC works within substationboundaries as per direction of enginner incahrge | M3 | 35 |  | INCLUDED | 0 | 0 | 0 | 0 | 0 | 0 | 0 | 0 | 0.18 | 0
146 | 7000026765 | 180 | 1460 | 70 | CIVIL WORKS | 100001712 | 995428 |  | 18 |  | Removing,cleaning and washing of existing stones and respreading of stones in switchyard excluding PCC | M2 | 2000 |  | INCLUDED | 0 | 0 | 0 | 0 | 0 | 0 | 0 | 0 | 0.18 | 0
147 | 7000026765 | 180 | 1460 | 80 | CIVIL WORKS | 100001328 | 995454 |  | 18 |  | Providing and laying Plain Cement Concrete 1:5:10 (1 cement : 5 sand : 10 brick aggregate) | M3 | 39 |  | INCLUDED | 0 | 0 | 0 | 0 | 0 | 0 | 0 | 0 | 0.18 | 0
2: Total; 16=14*15: 0 |  | 0 |  |  | 0 | 0 |  | 0 |  | 0
[23 empty] | Total Corrected Price (excl. GST) |  | GST Amount
# | In case the bidder leaves the cell for confirmation of the SAC and/or GST rate “blank”, the SAC and corresponding GST rate indicated by the Employer shall be deemed to be the one confirmed by the Bidder.
| Date | [10 empty] | Printed Name
| Place | [10 empty] | Designation
0

## Sch-4
SPEC. NO.: CC/NT/W-AIS/DOM/A10/24/03608 | [14 empty] | Schedule - 4
765kV AIS Substation Extension Package SS-126 for (i) Extn. of 765/400kV Kurnool (New) S/S under Augmentation of 1x 1500MVA (3rd), 765/400kV transformation capacity at Kurnool New S/s (ii) Extn. of 400kV Veltoor (Mahabubnagar) and Extn. of 400kV Raichur S/S under Reconductoring of Raichur-Veltoor (Mahabubnagar) 400kV S/c line with HTLS conductor
(SCHEDULE OF RATES AND PRICES )
BIDDER:
0 | [12 empty] | To:
Bidder’s Name and Address (Sole Bidder) : | [12 empty] | Contract Services
Name : | [12 empty] | Power Grid Corporation of India Ltd.,
Address : | [12 empty] | "Saudamini", Plot No.-2
Sector-29,
Gurgaon (Haryana) - 122001
Training Charges :
SI. No. | PR No | Line Item No | Activity Header | PR Activity No | Activity Description | Service Code | SAC (Service Accounting Codes) | Whether SAC in column ‘…’ is confirmed. If not indicate applicable the SAC # | Rate of GST applicable ( in %) | Whether rate of GST in column ‘---’ is confirmed. If not indicate applicable rate of GST # | Description | Unit | Quantity | Unit Charges | Total Charges
1 | 2 | 3 | 4 | 5 | 6 | 7 | 8 | 9 | 10 | 11 | 12 | 13 | 14 | 15 | 16=14*15
NOT APPLICABLE
NOTE: To and fro charges and accommodation for the Instructor (Trainer) and Training material for the Trainees shall be included in the prices quoted by the bidder.
# In case the bidder leaves the cell for confirmation of the SAC and/or GST rate “blank” “blank”, the SAC and corresponding GST rate indicated by the Employer shall be deemed to be the one confirmed by the Bidder
Date
| Place | [9 empty] | Printed Name
Designation

## Sch-5
SPEC. NO.: CC/NT/W-AIS/DOM/A10/24/03608 |  |  |  | Schedule - 5
765kV AIS Substation Extension Package SS-126 for (i) Extn. of 765/400kV Kurnool (New) S/S under Augmentation of 1x 1500MVA (3rd), 765/400kV transformation capacity at Kurnool New S/s (ii) Extn. of 400kV Veltoor (Mahabubnagar) and Extn. of 400kV Raichur S/S under Reconductoring of Raichur-Veltoor (Mahabubnagar) 400kV S/c line with HTLS conductor
(SUMMARY OF TAXES & DUTIES APPLICABLE ON PLANT & EQUIPMENT)
BIDDER:
0 |  |  | To:
Bidder’s Name and Address (Sole Bidder) : |  |  | Contract Services
Name : |  |  | Power Grid Corporation of India Ltd.,
Address : |  |  | "Saudamini", Plot No.-2
Sector-29,
Gurgaon (Haryana) - 122001
Sl. No. | Item Nos. |  | Total Price (INR) |  | After Discount |  | After MPDiscount
1 | TOTAL GST on Goods |  | 0 |  | Excise Duty | #REF! | Excise Duty | #REF!
Total GST for Supply of Goods (inter-alia including Type Test Charges) between the Contractor and the Employer (identified in Schedule 1') which are not included in the Ex-works price as per the provision of the Bidding Documents, as applicable.
2 | TOTAL GST on Services |  | 0 |  | Sales Tax | 0 | Sales Tax | 0
| Total GST on Installation Services (indentified in Schedule-3) and Training to be imparted in India (identified in Schedule-4) which are not included in the Installation and Training charges as per the provision of the Bidding Documents, as applicable |  |  |  | #REF! | 0 | #REF! | 0
| GRAND TOTAL [1+2] |  | 0
Date : |  | Printed Name :
Place : |  | Designation :
Click for Sch-6

## Sch-5 after discount (hidden)
SPEC. NO.: CC/NT/W-AIS/DOM/A10/24/03608 |  |  |  | Schedule - 5
765kV AIS Substation Extension Package SS-126 for (i) Extn. of 765/400kV Kurnool (New) S/S under Augmentation of 1x 1500MVA (3rd), 765/400kV transformation capacity at Kurnool New S/s (ii) Extn. of 400kV Veltoor (Mahabubnagar) and Extn. of 400kV Raichur S/S under Reconductoring of Raichur-Veltoor (Mahabubnagar) 400kV S/c line with HTLS conductor
(SUMMARY OF TAXES & DUTIES APPLICABLE ON PLANT & EQUIPMENT)
BIDDER:
0 |  |  | To:
Bidder’s Name and Address (Sole Bidder) : |  |  | Contract Services
Name : |  |  | Power Grid Corporation of India Ltd.,
Address : |  |  | "Saudamini", Plot No.-2
Sector-29,
Gurgaon (Haryana) - 122001
Sl. No. | Item Nos. |  | Total Price (INR)
1 | TOTAL GST on Goods |  | 0
Total GST for Supply of Goods (inter-alia including Type Test Charges) between the Contractor and the Employer (identified in Schedule 1') which are not included in the Ex-works price as per the provision of the Bidding Documents, as applicable.
2 | TOTAL GST on Services |  | 0
Total GST on Installation Services (indentified in Schedule-3) and Training to be imparted in India (identified in Schedule-4) which are not included in the Installation and Training charges as per the provision of the Bidding Documents, as applicable
| GRAND TOTAL [1+2] |  | 0
Date : |  | Printed Name :
Place : |  | Designation :
Click for Sch-6

## Sch-6
SPEC. NO.: CC/NT/W-AIS/DOM/A10/24/03608 |  |  | Schedule - 6
765kV AIS Substation Extension Package SS-126 for (i) Extn. of 765/400kV Kurnool (New) S/S under Augmentation of 1x 1500MVA (3rd), 765/400kV transformation capacity at Kurnool New S/s (ii) Extn. of 400kV Veltoor (Mahabubnagar) and Extn. of 400kV Raichur S/S under Reconductoring of Raichur-Veltoor (Mahabubnagar) 400kV S/c line with HTLS conductor
(GRAND SUMMARY)
BIDDER:
0 |  |  | To:
Bidder’s Name and Address (Sole Bidder) : |  |  | Contract Services
Name : |  |  | Power Grid Corporation of India Ltd.,
Address : |  |  | "Saudamini", Plot No.-2
Sector-29,
Gurgaon (Haryana) - 122001
Sl. No. | Description |  | Total Price (INR)
1 | TOTAL SCHEDULE NO. 1 |  | 0
Ex-works price of Plant and Equipment including Type Test Charges
2 | TOTAL SCHEDULE NO. 2 |  | 0
Local Transportation, In-transit Insurance, loading and unloading
3 | TOTAL SCHEDULE NO. 3 |  | 0
Installation Charges
4 | TOTAL SCHEDULE NO. 4 |  | Not Applicable
Training Charges
5 | TOTAL SCHEDULE NO. 5 |  | 0
Taxes and Duties
6 | TOTAL SCHEDULE NO. 7 |  | Not Applicable
Type Test Charges [Total of this Schedule is included in Schedule - 1 above.]
GRAND TOTAL [1+2+3+5]
0
Date : |  | Printed Name :
Place : |  | Designation :
Click for Sch-7

## Sch-6 After Discount (hidden)
SPEC. NO.: CC/NT/W-AIS/DOM/A10/24/03608 |  |  | Schedule - 6 After Discount
765kV AIS Substation Extension Package SS-126 for (i) Extn. of 765/400kV Kurnool (New) S/S under Augmentation of 1x 1500MVA (3rd), 765/400kV transformation capacity at Kurnool New S/s (ii) Extn. of 400kV Veltoor (Mahabubnagar) and Extn. of 400kV Raichur S/S under Reconductoring of Raichur-Veltoor (Mahabubnagar) 400kV S/c line with HTLS conductor
(GRAND SUMMARY)
#REF! |  |  | To:
Bidder’s Name and Address (Sole Bidder) : |  |  | Contract Services
Name : |  |  | Power Grid Corporation of India Ltd.,
Address : |  |  | "Saudamini", Plot No.-2
Sector-29,
Gurgaon (Haryana) - 122001
Sl. No. | Description |  | Total Price (INR)
1 | TOTAL SCHEDULE NO. 1
Ex-works price of Plant and Equipment including Type Test Charges
2 | TOTAL SCHEDULE NO. 2
Local Transportation, Insurance and other Incidental Services
3 | TOTAL SCHEDULE NO. 3
Installation Charges
4 | TOTAL SCHEDULE NO. 4
Training Charges
5 | TOTAL SCHEDULE NO. 5
Taxes and Duties
6 | TOTAL SCHEDULE NO. 7
Type Test Charges [Total of this Schedule is included in Schedule - 1 above.]
GRAND TOTAL [1+2+3+4+5]
Date : |  | Printed Name :
Place : |  | Designation :
Click for Sch-7

## Sch-6 (After Discount)
SPEC. NO.: CC/NT/W-AIS/DOM/A10/24/03608 |  |  | Schedule - 6
765kV AIS Substation Extension Package SS-126 for (i) Extn. of 765/400kV Kurnool (New) S/S under Augmentation of 1x 1500MVA (3rd), 765/400kV transformation capacity at Kurnool New S/s (ii) Extn. of 400kV Veltoor (Mahabubnagar) and Extn. of 400kV Raichur S/S under Reconductoring of Raichur-Veltoor (Mahabubnagar) 400kV S/c line with HTLS conductor
(GRAND SUMMARY)
BIDDER:
0 |  |  | To:
Bidder’s Name and Address (Sole Bidder) : |  |  | Contract Services
Name : |  |  | Power Grid Corporation of India Ltd.,
Address : |  |  | "Saudamini", Plot No.-2
Sector-29,
Gurgaon (Haryana) - 122001
Sl. No. | Description |  | Total Price (INR) | From Sch-6 | Discount Factors
1 | TOTAL SCHEDULE NO. 1 |  | 0 | 0 | 0
Ex-works price of Plant and Equipment including Type Test Charges
2 | TOTAL SCHEDULE NO. 2 |  | 0 | 0 | 0
Local Transportation, In-transit Insurance, loading and unloading
3 | TOTAL SCHEDULE NO. 3 |  | 0 | 0 | 0
Installation Charges
4 | TOTAL SCHEDULE NO. 4 |  | Not Applicable
Training Charges
5 | TOTAL SCHEDULE NO. 5 |  | 0
Taxes and Duties
6 | TOTAL SCHEDULE NO. 7 |  | Not Applicable
Type Test Charges [Total of this Schedule is included in Schedule - 1 above.]
GRAND TOTAL [1+2+3+5]
0
Date : |  | Printed Name :
Place : |  | Designation :
Click for Sch-7

## Sch-7
SPEC. NO.: CC/NT/W-AIS/DOM/A10/24/03608 | [11 empty] | Schedule 7
765kV AIS Substation Extension Package SS-126 for (i) Extn. of 765/400kV Kurnool (New) S/S under Augmentation of 1x 1500MVA (3rd), 765/400kV transformation capacity at Kurnool New S/s (ii) Extn. of 400kV Veltoor (Mahabubnagar) and Extn. of 400kV Raichur S/S under Reconductoring of Raichur-Veltoor (Mahabubnagar) 400kV S/c line with HTLS conductor | [12 empty] | As per Lum-sum |  | 0
(SCHEDULE OF RATES AND PRICES ) | [12 empty] | AS per Percent |  | #REF!
BIDDER:
0
| Bidder’s Name and Address (Sole Bidder) : | [8 empty] | To:
| Name : | [8 empty] | Contract Services
| Address : | [8 empty] | Power Grid Corporation of India Ltd.,
"Saudamini", Plot No.-2
Sector-29,
Gurgaon (Haryana) - 122001
Type tests on Earthwire, Hardwar Fittings & accessories of conductor & earthwire:
SL. NO. | PR No | Line Item No | Code | HSN of the Equipment /item for which type test is to be conducted | Whether HSN in column ‘---’ is confirmed. If not indicate applicable the HSN code # | Rate of GST applicable ( in %) | Whether rate of GST in column ‘---’ is confirmed. If not indicate applicable rate of GST # | Description of Test | Unit | Quantity | Unit Test Charge | Total Test Charges (Rs.) |  | Total Test Charges After Discount (Rs.) |  | Dis Alert | Total Test Charges After MPD (Rs.)
NOT APPLICABLE
| Date | [5 empty] | Printed Name
| Place | [5 empty] | Designation
SPEC. NO.: CC/NT/W-AIS/DOM/A10/24/03608
765kV AIS Substation Extension Package SS-126 for (i) Extn. of 765/400kV Kurnool (New) S/S under Augmentation of 1x 1500MVA (3rd), 765/400kV transformation capacity at Kurnool New S/s (ii) Extn. of 400kV Veltoor (Mahabubnagar) and Extn. of 400kV Raichur S/S under Reconductoring of Raichur-Veltoor (Mahabubnagar) 400kV S/c line with HTLS conductor | [7 empty] | 0 | 0
(SCHEDULE OF RATES AND PRICES ) | [7 empty] | 0 | 0
#REF!
#REF! | [7 empty] | #REF! | #REF!
#REF! | [7 empty] | #REF! | #REF!
#REF! | [7 empty] | #REF! | #REF!
[8 empty] | #REF! | #REF!
[8 empty] | 0 | 0
SL. NO. | [7 empty] | Description of Test | #REF!
#REF! | [7 empty] | #REF! | #REF!
#REF! | [7 empty] | #REF!
#REF! | [7 empty] | #REF! | #REF!
#REF! | [7 empty] | #REF! | #REF!
[8 empty] | #REF! | #REF!
#REF! | [7 empty] | #REF!
#REF! | [7 empty] | #REF!
#REF! | [7 empty] | #REF!
#REF! | [7 empty] | #REF! | #REF!
#REF! | [7 empty] | #REF! | #REF!
#REF! | [7 empty] | #REF! | #REF!
#REF! | [7 empty] | #REF! | #REF!
[8 empty] | #REF! | #REF!
#REF! | [7 empty] | #REF!
#REF! | [7 empty] | #REF! | #REF!
#REF! | [7 empty] | #REF! | #REF!
#REF! | [7 empty] | #REF! | #REF!
#REF! | [7 empty] | #REF! | #REF!
[8 empty] | #REF! | #REF!
#REF! | [7 empty] | #REF!
#REF! | [7 empty] | #REF! | #REF!
#REF! | [7 empty] | #REF! | #REF!
#REF! | [7 empty] | #REF! | #REF!
[8 empty] | #REF! | #REF!
#REF! | [7 empty] | #REF!
#REF! | [7 empty] | #REF! | #REF!
#REF! | [7 empty] | #REF! | #REF!
#REF! | [7 empty] | #REF! | #REF!
[8 empty] | #REF! | #REF!
#REF! | [7 empty] | #REF!
#REF! | [7 empty] | #REF! | #REF!
#REF! | [7 empty] | #REF! | #REF!
#REF! | [7 empty] | #REF! | #REF!
#REF! | [7 empty] | #REF! | #REF!
[8 empty] | #REF! | #REF!
[8 empty] | #REF! | #REF!
#REF! | [7 empty] | #REF!
#REF! | [7 empty] | #REF!
#REF! | [7 empty] | #REF! | #REF!
#REF! | [7 empty] | #REF! | #REF!
#REF! | [7 empty] | #REF! | #REF!
[8 empty] | #REF! | #REF!
[8 empty] | #REF! | #REF!
#REF! | [7 empty] | #REF!
#REF! | [7 empty] | #REF!
#REF! | [7 empty] | #REF! | #REF!
#REF! | [7 empty] | #REF! | #REF!
#REF! | [7 empty] | #REF! | #REF!
#REF! | [7 empty] | #REF! | #REF!
#REF! | [7 empty] | #REF! | #REF!
[8 empty] | #REF! | #REF!
#REF! | [7 empty] | #REF!
#REF! | [7 empty] | #REF! | #REF!
#REF! | [7 empty] | #REF! | #REF!
#REF! | [7 empty] | #REF! | #REF!
#REF! | [7 empty] | #REF! | #REF!
#REF! | [7 empty] | #REF! | #REF!
#REF! | [7 empty] | #REF! | #REF!
[8 empty] | #REF! | #REF!
#REF! | [7 empty] | #REF!
#REF! | [7 empty] | #REF! | #REF!
#REF! | [7 empty] | #REF! | #REF!
#REF! | [7 empty] | #REF! | #REF!
#REF! | [7 empty] | #REF! | #REF!
#REF! | [7 empty] | #REF! | #REF!
#REF! | [7 empty] | #REF! | #REF!
#REF! | [7 empty] | #REF! | #REF!
#REF! | [7 empty] | #REF! | #REF!
#REF! | [7 empty] | #REF! | #REF!
[8 empty] | #REF! | #REF!
#REF! | [7 empty] | #REF!
#REF! | [7 empty] | #REF! | #REF!
#REF! | [7 empty] | #REF! | #REF!
#REF! | [7 empty] | #REF! | #REF!
[8 empty] | #REF! | #REF!
#REF! | [7 empty] | #REF!
#REF! | [7 empty] | #REF! | #REF!
#REF! | [7 empty] | #REF! | #REF!
#REF! | [7 empty] | #REF! | #REF!
[8 empty] | #REF! | #REF!
#REF! | [7 empty] | #REF!
#REF! | [7 empty] | #REF! | #REF!
#REF! | [7 empty] | #REF! | #REF!
[8 empty] | #REF! | #REF!
#REF! | [7 empty] | #REF!
#REF! | [7 empty] | #REF! | #REF!
#REF! | [7 empty] | #REF! | #REF!
#REF! | [7 empty] | #REF! | #REF!
#REF! | [7 empty] | #REF! | #REF!
#REF! | [7 empty] | #REF! | #REF!
#REF! | [7 empty] | #REF! | #REF!
[8 empty] | #REF! | #REF!
#REF! | [7 empty] | #REF!
#REF! | [7 empty] | #REF! | #REF!
#REF! | [7 empty] | #REF! | #REF!
#REF! | [7 empty] | #REF! | #REF!
#REF! | [7 empty] | #REF! | #REF!
#REF! | [7 empty] | #REF!
#REF! | [7 empty] | #REF! | #REF!
#REF! | [7 empty] | #REF! | #REF!
#REF! | [7 empty] | #REF! | #REF!
#REF! | [7 empty] | #REF! | #REF!
[8 empty] | #REF! | #REF!
[8 empty] | #REF! | #REF!
[8 empty] | #REF! | #REF!

## Discount
SPEC. NO.: CC/NT/W-AIS/DOM/A10/24/03608 |  |  |  |  | Letter of Discount
LETTER OF DISCOUNT
To:
Contract Services | [6 empty] | Schedule 1 | 0
Power Grid Corporation of India Ltd., | [6 empty] | Schedule 2 | 0
"Saudamini", Plot No.-2 | [6 empty] | Schedule 3 | 0
Sector-29, (near IFFCO Chowk) | [6 empty] | Total | 0
Gurgaon (Haryana) - 122001
Subject : |  | 765kV AIS Substation Extension Package SS-126 for (i) Extn. of 765/400kV Kurnool (New) S/S under Augmentation of 1x 1500MVA (3rd), 765/400kV transformation capacity at Kurnool New S/s (ii) Extn. of 400kV Veltoor (Mahabubnagar) and Extn. of 400kV Raichur S/S under Reconductoring of Raichur-Veltoor (Mahabubnagar) 400kV S/c line with HTLS conductor
Dear Sir
With reference to the subject tender, we hereby offer unconditional discount on the prices quoted by us as per details given here below : | [5 empty] | Sch-1 | Sch-2 | Sch-3
| 1 | Discount on lum-sum basis on total price quoted by us without GST. [The discount shall be proportionately applicable on all the items of all the Schdules i.e. Sch-1 (without type test charges), Sch-2, Sch-3, Sch-4 & Sch-7] In Rs. |  |  |  | 0 | 0 | 0
| 2 | Discount on percent basis on total price quoted by us without GST. [The discount shall be applicable on all the items of all the Schdules i.e. Sch-1 (without type test charges), Sch-2 , Sch-3, Sch-4 & Sch-7] In Percent (%) |  |  |  | 0 | 0 | 0
| 3 | Discount on lum-sum basis on the Schedules as given below : [The discount shall be proportionately applicable on all the relevent items of the respective Schdules.] In Rs.
|  | Schedule-1 : Ex works prices |  | In Rs. |  | 0
|  | Schedule-2 : Local Transportation, In-transit Insurance, loading and unloading |  | In Rs. |  |  | 0
|  | Schedule-3 : Installation Charges |  | In Rs. |  |  |  | 0
|  | Schedule-4 : Training Charges |  | In Rs.
|  | Schedule-7 : Type Test Charges |  | In Rs.
| 4 | Discount on percent basis on the Schedules as given below : [The discount shall be applicable on all the relevent items of the respective Schdules.] In Percent (%)
|  | Schedule-1 : Ex works prices |  | In Percent (%) |  | 0
|  | Schedule-2 : Local Transportation, In-transit Insurance, loading and unloading |  | In Percent (%) |  |  | 0
|  | Schedule-3 : Installation Charges |  | In Percent (%) |  |  |  | 0
|  | Schedule-4 : Training Charges |  | In Percent (%)
|  | Schedule-7 : Type Test Charges |  | In Percent (%)
Discount(s) offered at sl. No. 1 to 4 will get displayed and accounted for automatically in the respective items of the Schedules.
| 5 | We hereby offer Multi-package discount as given below:
[6 empty] | 0 | 0 | 0 | 0 | 0
|  | Multi-Package Discount(s) offered at sl. No. 5 will not get automatically accounted for in the respective items of the Schedules. The same shall be worked out saparately for evaluation. |  |  |  | #DIV/0! | #DIV/0! | #DIV/0! | #DIV/0! | #REF!
[Discount will not be calculated authometrically. However, the same shall be considered during evaluation.]
Please consider this letter of discount as the integral part of our price bid.
Thanking you, we remain, | [5 empty] | 0 | 0 | 0
[5 empty] | Yours faithfully, | 0 | 0 | 0 | Discount Factors
For and on behalf of
Date : |  |  | Printed Name : | 0
Place : |  |  | Designation : | 0

## Octroi (hidden)
Details of Octroi
Sl No. | Description of Items | Amount on which Octroi is applicable | Rate of Octroi | Octroi
(1) | (2) | (3) | (4) | (5) =(3) x (4)
1 |  |  |  | 0
2 |  |  |  | 0
3 |  |  |  | 0
4 |  |  |  | 0
5 |  |  |  | 0
6 |  |  |  | 0
7 |  |  |  | 0
8 |  |  |  | 0
9 |  |  |  | 0
10 |  |  |  | 0
| Total |  |  | 0
Back to Sch 5

## Entry Tax (hidden)
Details of Entry Tax
Sl No. | Description of Items | Amount on which Entry Tax is applicable | Rate of Entry Tax | Entry Tax
(1) | (2) | (3) | (4) | (5) =(3) x (4)
1 |  |  |  | 0
2 |  |  |  | 0
3 |  |  |  | 0
4 |  |  |  | 0
5 |  |  |  | 0
6 |  |  |  | 0
7 |  |  |  | 0
8 |  |  |  | 0
9 |  |  |  | 0
10 |  |  |  | 0
| Total |  |  | 0
Back to Sch 5

## Other Taxes & Duties (hidden)
Details of Other Taxes & Duties
Sl No. | Description of Items | Amount on which Other Taxes & Duties are applicable | Description of Taxes & Duties | Rate of Taxes & Duties | Amount of Taxes & Duties
(1) | (2) | (3) | (4) | (5) | (6) =(3) x (4)
1 |  |  |  |  | 0
2 |  |  |  |  | 0
3 |  |  |  |  | 0
4 |  |  |  |  | 0
5 |  |  |  |  | 0
6 |  |  |  |  | 0
7 |  |  |  |  | 0
8 |  |  |  |  | 0
9 |  |  |  |  | 0
10 |  |  |  |  | 0
| Total |  |  |  | 0
Back to Sch 5

## Bid Form 2nd Envelope
SPEC. NO.: CC/NT/W-AIS/DOM/A10/24/03608 |  |  |  |  | Bid Form 2nd Envelope |  |  |  | Sole Bidder | 1 | st |  | 1 | January
[9 empty] | 0 | 2 | nd |  | 2 | February
BID FORM (Second Envelope) | [9 empty] | 3 | rd |  | 3 | March
[10 empty] | 4 | th |  | 4 | April
Bid Proposal Ref. No. | [9 empty] | 5 | th |  | 5 | May
Date : | [9 empty] | 6 | th | #VALUE! | 6 | June
[10 empty] | 7 | th | #VALUE! | 7 | July
To: | [9 empty] | 8 | th | #VALUE! | 8 | August
0 | [9 empty] | 9 | th | #VALUE! | 9 | September
Power Grid Corporation of India Ltd., | [9 empty] | 10 | th |  | 10 | October
"Saudamini", Plot No.-2 | [9 empty] | 11 | th |  | 11 | November
Sector-29, | [9 empty] | 12 | th |  | 12 | December
Gurgaon (Haryana) - 122001 | [9 empty] | 13 | th
[10 empty] | 14 | th
Name of Contract : |  | 765kV AIS Substation Extension Package SS-126 for (i) Extn. of 765/400kV Kurnool (New) S/S under Augmentation of 1x 1500MVA (3rd), 765/400kV transformation capacity at Kurnool New S/s (ii) Extn. of 400kV Veltoor (Mahabubnagar) and Extn. of 400kV Raichur S/S under Reconductoring of Raichur-Veltoor (Mahabubnagar) 400kV S/c line with HTLS conductor | [7 empty] | 15 | th
Dear Ladies and/or Gentlemen, | [9 empty] | 16 | th
1 | In continuation of First Envelope of our Bid, we hereby submit the Second Envelope of the Bid, both of which shall be read together and in conjunction with each other, and shall be construed as an integral part of our Bid. Accordingly, we the undersigned, offer to design, manufacture, test, deliver, install and commission (including carrying out Trial Operation, Performance & Guarantee Test as per provision of Technical Specification) under the above-named package in full conformity with the said Bidding Documents for the sum of Rs. 0/- () or such other sums as may be determined in accordance with the terms and conditions of the Bidding Documents |  |  |  |  | In continuation of First Envelope of our Bid, we hereby submit the Second Envelope of the Bid, both of which shall be read together and in conjunction with each other, and shall be construed as an integral part of our Bid. Accordingly, we the undersigned, offer to design, manufacture, test, deliver, install and commission (including carrying out Trial Operation, Performance & Guarantee Test as per provision of Technical Specification) under the above-named package in full conformity with the said Bidding Documents for the sum of Rs. |  |  |  | 17 | th
[6 empty] | 0 | /- (
)
| The above amounts are in accordance with the price schedules attached herewith and are made part of this bid. |  |  |  |  | or such other sums as may be determined in accordance with the terms and conditions of the Bidding Documents |  |  |  | 18 | th
2 | Price Schedules | [8 empty] | 19 | th
2.1 | In line with the requirements of the Bidding documents, we enclose herewith the following Price Schedules, duly filled - in as per your proforma: | [8 empty] | 20 | th
| Schedule 1 |  | Plant and Equipment (Including Mandatory Spare Parts) to be supplied, including Type Test Charges. | [6 empty] | 21 | st
| Schedule 2 |  | Local Transportation, In-transit Insurance, loading and unloading | [6 empty] | 22 | th
| Schedule 3 |  | Installation Charges. |  |  | Sole Bidder |  |  |  | 23 | th
| Schedule 4 |  | Training charges for training to be imparted. | [6 empty] | 24 | th
| Schedule 5 |  | Taxes and Duties not included in Schedule 1 | [6 empty] | 25 | th
| Schedule 6 |  | Grand Summary [Schedule 1to 5] | [6 empty] | 26 | th
| Schedule 7 |  | Break-up of Type Test Charges for Type Tests to be conducted | [6 empty] | 27 | th
2.2 | We are aware that the Price Schedules do not generally give a full description of the Work to be performed under each item and we shall be deemed to have read the Technical Specifications and other sections of the Bidding Documents and Drawings to ascertain the full scope of Work included in each item while filling-in the rates and prices. We agree that the entered rates and prices shall be deemed to include for the full scope as aforesaid, including overheads and profit. | [8 empty] | 28 | th
2.3 | We declare that as specified in Clause 11.5, Section –II:ITB, Vol.-I of the Bidding Documents, prices quoted by us in the Price Schedules shall be subject to Price Adjustment during the execution of Contract in accordance with Appendix-2 (Price Adjustment) to the Contract Agreement. | [8 empty] | 29 | th
2.4 | We understand that in the price schedules, where there are errors between the total of the amounts given under the column for the price Breakdown and the amount given under the Total Price, the former shall prevail and the latter will be corrected accordingly. We further understand that where there are discrepancies between amounts stated in figures and amounts stated in words, the amount stated in words shall prevail. Similarly, any discrepancy in the total bid price and that of the summation of Schedule price (price indicated in a Schedule indicating the total of that schedule), the total bid price shall be corrected to reflect the actual summation of the Schedule prices. | [8 empty] | 30 | th
2.5 | We declare that items left blank in the Schedules will be deemed to have been included in other items. The TOTAL for each Schedule and the TOTAL of Grand Summary shall be deemed to be the total price for executing the Facilities and sections thereof in complete accordance with the Contract, whether or not each individual item has been priced. | [8 empty] | 31 | st
3 | We confirm that except as otherwise specifically provided our Bid Prices in this Second Envelope include all taxes, duties, levies and charges as may be assessed on us/our Associate (applicable for Foreign Bidder), our Sub-Contractor/Sub-Vendor or their employees by all municipal, state or national government authorities in connection with the Facilities, in and outside of India.
3.1 | 100% of applicable Taxes and Duties i.e GST which are payable by the Employer under the Contract, shall be reimbursed by the Employer on production of satisfactory documentary evidence by the Contractor in accordance with the provisions of the Bidding Documents
3.2 | We further understand that notwithstanding 3.0 above, in case of award on us, you shall also bear and pay/reimburse to us, GST applicable on supplies by us to you, imposed on the Plant & Equipment including Mandatory Spare Parts to be incorporated into the Facilities including Type Test charges for Type test to be conducted in India specified in Schedule No. 1, Installation Services specified in Schedule No. 3 and Charges for Training to be imparted in India specified in Schedule No. 4 of the Price Schedule in this Second Envelope, by the Indian Laws.
3.3 | We confirm that we have also registered/we shall also get registered in the GST Network with a GSTIN in all the states where the project is located and the states from which we shall make our supply of goods.
4 | # (For Joint Venture only) We, the partners of Joint Venture submitting this bid, do agree and confirm that in case of Award of Contract on the Joint Venture, we shall be jointly and severally liable and responsible for the execution of the Contract in accordance with Contract terms and conditions.
5 | We, hereby, declare that only the persons or firms interested in this proposal as principals are named here and that no other persons or firms other than those mentioned herein have any interest in this proposal or in the Contract to be entered into, if the award is made on us, that this proposal is made without any connection with any other person, firm or party likewise submitting a proposal is in all respects for and in good faith, without collusion or fraud.
Thanking you, we remain,
Yours faithfully,
For and on behalf of test
Signature :
Date : |  |  |  | Printed Name : | 0
Place : |  |  |  | Designation : | 0
Common Seal :
Please provide additional information of the Bidder
Business Address :
Country of Incorporation :
State/Province to be indicated :
Name of Principal Officer :
Address of Principal Officer :
Note: Bidders may note that no prescribed proforma has been enclosed for Attachment 2 : Power of Attorney. Bidders may use their own proforma for furnishing the required information with the bid.
* * *
Back to Cover Page

## QC (hidden)
STATEMENT OF QUOTED / CORRECTED PRICES
ALL FIGURES ARE IN INDIAN RUPEES
BIDDER
SL. | PRICE COMPONENT | QUOTED PRICE | CORRECTED PRICE
1 | Price of Plant and Equipment (including Mandatory Spares Parts) to be supplied [Schedule-1] | 0 |  | 0
2 | Local Transportation, In-transit Insurance, loading and unloading charges [Schedule-2] | 0 |  | 0
3 | Installation Charges [Schedule-3] | 0 |  | 0
4 | Type Test Charges [Schedule-7] | Not Applicable |  | Not Applicable
5 | Total Bid Price excluding GST (1+2+3+4) | 0 |  | 0
6 | Discount | NIL |  | NIL
7 | Total Bid Price excluding GST (1+2+3+4) | 0 |  | 0
8 | Taxes & Duties:
| GST on Supply of Goods @5% | 0 |  | 0 | total GST on supply | 291545315.52
| GST on Supply of Goods @12% | 0 |  | 0
| GST on Supply of Goods @12% | 0 |  | 0
| GST on Supply of Goods @18% |  |  | 0
| GST on Supply of Goods @28% |  |  | 0
| GST on Supply of Installation Services @ 18% | 0 |  | 0
| GST on Type Test Charges | Not Applicable |  | Not Applicable
9 | Total Taxes & Duties | 0 |  | 0
10 | Total Bid Price (including Taxes & Duties) | 0 |  | 0
Note-1: | It may be mentioned that KEC in Schedule-1 & 3 of their bid, have confirmed/deemed confirmed HSN/SAC code. Also, KEC have confirmed/ deemed confirmed rate of GST for all the items/services in Schedule-1 & 3. Hence the GST tax rate as quoted by KEC has been considered to arrive at their total evaluated bid price, in line with the provisions of the Bidding Documents.
Note-2: | It may be mentioned that KEC in Schedule-3 of their bid, have quoted unit prices in more than 2 place of decimals. Accordingly, to work out the total corrected price, unit rates quoted by KEC are rounded off to 2 place of decimals.
765kV Transformer Package TR-35 associated with (i) Transmission Network Expansion in Gujarat to increase its ATC from ISTS: Part B; (ii) Transmission Network Expansion in Gujarat to increase its ATC from ISTS: Part C; and (iii) Transmission Network Expansion in Gujarat associated with integration of RE projects from Khavda potential RE Zone; Spec. No.: 5002002164/TRANSFORMER/DOM/A04-CC CS -5
Annexure-E9

## Contracts-Template (hidden)
Exworks
| Total Ex-Works Price Direct |  |  |  |  | 0
| Total Ex-Works Price Bought Out |  |  |  |  | 0
| Total Ex-Works Price |  |  |  |  | 0
| Total Type Test charges as per Schedule-7 |  |  |  |  | #REF!
| Total Ex-works Price including Type Test charges |  |  |  |  | #REF!
Note : | Specify amount of Excise Duty, Sales Tax/'VAT and other taxes payable on the transaction between the Contractor and the Employer and octroi/entry tax as applicable for destination site/state on all items of supply including bought-out finished items (to be identified in the Contract), which shall be dispatched directly from the sub-vendor’s works to the Employer’s site (sale-in-transit), separately in Schedule-5. Excise Duty, Sales tax and other levies for all the bought-out items are to be included in the EXW Price (Col. No. 5) only and not to be indicated in Schedule-5.
^ | If the item(s) quoted/considered as "Bought-out" in the bid are manufactured at Bidder's works and confirmed to be supplied under “Direct transaction” by the bidder, then the taxes and duties on such items shall be paid/reimbursed by POWERGRID in line with the provisions of Bidding Documents. For this purpose, at the time of award, the Ex-works price (exclusive of taxes & duties) shall be arrived at from the quoted Ex-works price (inclusive of taxes ad duties) by excluding taxes and duties applicable on such items, as on date of Bid opening, in case of supplies from manufacturer proposed in the bid. During contract execution, the taxes and duties on such items shall be paid/reimbursed at actuals, limited to the rates prevailing on date of Bid opening.
Date : | --
Place : |  |  | Printed Name : |  | --
Designation :
FandI
| Total F&I Price |  |  |  |  | (=SUM(I16:I27))
Date : | (='Sch-1'!B43)
Place : | (='Sch-1'!B44) |  | Printed Name : | (='Sch-1'!E44)
|  |  | Designation : | (='Sch-1'!E45)
service
| Total Installaiton Charges | [5 empty] | #REF!
Date : | (='Sch-1'!B43)
Place : | (='Sch-1'!B44) |  | Printed Name : | (='Sch-1'!E44)
|  |  | Designation : | (='Sch-1'!E45)
Training
Date : | (=IF('Sch-1'!B43=0,"", 'Sch-1'!B43)) |  | (="Printed Name : " & IF('Sch-1'!E44=0,"",'Sch-1'!E44))
Place : | (=IF('Sch-1'!B44=0,"", 'Sch-1'!B44)) |  | (="Designation : " & IF('Sch-1'!E45=0,"",'Sch-1'!E45))
Type test
| TOTAL TYPE TEST CHARGES |  |  |  |  | (=SUM(I17:I18))
Date : | (='Sch-1'!B43) | (="Printed Name : " & 'Sch-1'!E44)
Place : | (='Sch-1'!B44) | (="Designation : " & 'Sch-1'!E45)
Note : | Bidder should indicate the name of test laboratories where type tests are proposed to be conducted
Direct
Bought-out

## N-W (Cr.) (hidden)
#REF! |  |  | 0 |  | #REF! |  |  | 0 |  |  | #REF!
#REF!
INR
#REF! |  |  |  |  | #REF! | [5 empty] | #N/A
#N/A
#REF! | #REF! |  | 0 |  | #REF! | #REF! |  | 0
#REF! | #REF! | #REF! | 0 |  | #REF! | #REF! | #REF! | 0
#REF! | #REF! | #REF! | 0 |  | #REF! | #REF! | #REF! | 0 |  | #REF! | 0 | 0 | 0 | 0 | #REF! | plus
#REF! | #REF! | #REF! | 0 |  | #REF! | #REF! | #REF! | 0 |  | #REF! | 0 | 0 | 0 | 1 | #REF!
#REF! | #REF! | #REF! | 0 |  | #REF! | #REF! | #REF! | 0 |  | #REF! | 0 | 0 | 1 | 0 | #REF!
#REF! | #REF! | #REF! | 0 |  | #REF! | #REF! | #REF! | 0 |  | #REF! | 0 | 0 | 1 | 1 | #REF!
[10 empty] | #REF! | 0 | 1 | 0 | 0 | #REF!
1 | One |  | 1 | One | 1 | One |  | 1 | One | #REF! | 0 | 1 | 0 | 1 | #REF!
2 | Two |  | 2 | Two | 2 | Two |  | 2 | Two | #REF! | 0 | 1 | 1 | 0 | #REF!
3 | Three |  | 3 | Three | 3 | Three |  | 3 | Three | #REF! | 0 | 1 | 1 | 1 | #REF!
4 | Four |  | 4 | Four | 4 | Four |  | 4 | Four | #REF! | 1 | 0 | 0 | 0 | #REF!
5 | Five |  | 5 | Five | 5 | Five |  | 5 | Five | #REF! | 1 | 0 | 0 | 1 | #REF!
6 | Six |  | 6 | Six | 6 | Six |  | 6 | Six | #REF! | 1 | 0 | 1 | 0 | #REF!
7 | Seven |  | 7 | Seven | 7 | Seven |  | 7 | Seven | #REF! | 1 | 0 | 1 | 1 | #REF!
8 | Eight |  | 8 | Eight | 8 | Eight |  | 8 | Eight | #REF! | 1 | 1 | 0 | 0 | #REF!
9 | Nine |  | 9 | Nine | 9 | Nine |  | 9 | Nine | #REF! | 1 | 1 | 0 | 1 | #REF!
10 | Ten |  | 10 | Ten | 10 | Ten |  | 10 | Ten | #REF! | 1 | 1 | 1 | 0 | #REF!
11 | Eleven |  | 11 | Eleven | 11 | Eleven |  | 11 | Eleven | #REF! | 1 | 1 | 1 | 1 | #REF!
12 | Twelve |  | 12 | Twelve | 12 | Twelve |  | 12 | Twelve
13 | Thirteen |  | 13 | Thirteen | 13 | Thirteen |  | 13 | Thirteen
14 | Fourteen |  | 14 | Fourteen | 14 | Fourteen |  | 14 | Fourteen
15 | Fifteen |  | 15 | Fifteen | 15 | Fifteen |  | 15 | Fifteen
16 | Sixteen |  | 16 | Sixteen | 16 | Sixteen |  | 16 | Sixteen | #REF! | 0 | 0 | 0 | 0 | #REF! | +
17 | Seventeen |  | 17 | Seventeen | 17 | Seventeen |  | 17 | Seventeen | #REF! | 0 | 0 | 0 | 1 | #REF! | /- +
18 | Eighteen |  | 18 | Eighteen | 18 | Eighteen |  | 18 | Eighteen | #REF! | 0 | 0 | 1 | 0 | #REF! | /-
19 | Nineteen |  | 19 | Nineteen | 19 | Nineteen |  | 19 | Nineteen | #REF! | 0 | 0 | 1 | 1 | #REF!
20 | Twenty |  | 20 | Twenty | 20 | Twenty |  | 20 | Twenty | #REF! | 0 | 1 | 0 | 0 | #REF!
21 | Twenty One |  | 21 | Twenty One | 21 | Twenty One |  | 21 | Twenty One | #REF! | 0 | 1 | 0 | 1 | #REF!
22 | Twenty Two |  | 22 | Twenty Two | 22 | Twenty Two |  | 22 | Twenty Two | #REF! | 0 | 1 | 1 | 0 | #REF!
23 | Twenty Three |  | 23 | Twenty Three | 23 | Twenty Three |  | 23 | Twenty Three | #REF! | 0 | 1 | 1 | 1 | #REF!
24 | Twenty Four |  | 24 | Twenty Four | 24 | Twenty Four |  | 24 | Twenty Four | #REF! | 1 | 0 | 0 | 0 | #REF!
25 | Twenty Five |  | 25 | Twenty Five | 25 | Twenty Five |  | 25 | Twenty Five | #REF! | 1 | 0 | 0 | 1 | #REF!
26 | Twenty Six |  | 26 | Twenty Six | 26 | Twenty Six |  | 26 | Twenty Six | #REF! | 1 | 0 | 1 | 0 | #REF!
27 | Twenty Seven |  | 27 | Twenty Seven | 27 | Twenty Seven |  | 27 | Twenty Seven | #REF! | 1 | 0 | 1 | 1 | #REF!
28 | Twenty Eight |  | 28 | Twenty Eight | 28 | Twenty Eight |  | 28 | Twenty Eight | #REF! | 1 | 1 | 0 | 0 | #REF!
29 | Twenty Nine |  | 29 | Twenty Nine | 29 | Twenty Nine |  | 29 | Twenty Nine | #REF! | 1 | 1 | 0 | 1 | #REF!
30 | Thirty |  | 30 | Thirty | 30 | Thirty |  | 30 | Thirty | #REF! | 1 | 1 | 1 | 0 | #REF!
31 | Thirty One |  | 31 | Thirty One | 31 | Thirty One |  | 31 | Thirty One | #REF! | 1 | 1 | 1 | 1 | #REF!
32 | Thirty Two |  | 32 | Thirty Two | 32 | Thirty Two |  | 32 | Thirty Two
33 | Thirty Three |  | 33 | Thirty Three | 33 | Thirty Three |  | 33 | Thirty Three
34 | Thirty Four |  | 34 | Thirty Four | 34 | Thirty Four |  | 34 | Thirty Four
35 | Thirty Fivr |  | 35 | Thirty Fivr | 35 | Thirty Fivr |  | 35 | Thirty Fivr
36 | Thirty Six |  | 36 | Thirty Six | 36 | Thirty Six |  | 36 | Thirty Six
37 | Thirty Seven |  | 37 | Thirty Seven | 37 | Thirty Seven |  | 37 | Thirty Seven
38 | Thirty Eight |  | 38 | Thirty Eight | 38 | Thirty Eight |  | 38 | Thirty Eight
39 | Thirty Nine |  | 39 | Thirty Nine | 39 | Thirty Nine |  | 39 | Thirty Nine
40 | Forty |  | 40 | Forty | 40 | Forty |  | 40 | Forty
41 | Forty One |  | 41 | Forty One | 41 | Forty One |  | 41 | Forty One
42 | Forty Two |  | 42 | Forty Two | 42 | Forty Two |  | 42 | Forty Two
43 | Forty Three |  | 43 | Forty Three | 43 | Forty Three |  | 43 | Forty Three
44 | Forty Four |  | 44 | Forty Four | 44 | Forty Four |  | 44 | Forty Four
45 | Forty Five |  | 45 | Forty Five | 45 | Forty Five |  | 45 | Forty Five
46 | Forty Six |  | 46 | Forty Six | 46 | Forty Six |  | 46 | Forty Six
47 | Forty Seven |  | 47 | Forty Seven | 47 | Forty Seven |  | 47 | Forty Seven
48 | Forty Eight |  | 48 | Forty Eight | 48 | Forty Eight |  | 48 | Forty Eight
49 | Forty Nine |  | 49 | Forty Nine | 49 | Forty Nine |  | 49 | Forty Nine
50 | Fifty |  | 50 | Fifty | 50 | Fifty |  | 50 | Fifty
51 | Fifty One |  | 51 | Fifty One | 51 | Fifty One |  | 51 | Fifty One
52 | Fifty Two |  | 52 | Fifty Two | 52 | Fifty Two |  | 52 | Fifty Two
53 | Fifty Three |  | 53 | Fifty Three | 53 | Fifty Three |  | 53 | Fifty Three
54 | Fifty Four |  | 54 | Fifty Four | 54 | Fifty Four |  | 54 | Fifty Four
55 | Fifty Five |  | 55 | Fifty Five | 55 | Fifty Five |  | 55 | Fifty Five
56 | Fifty Six |  | 56 | Fifty Six | 56 | Fifty Six |  | 56 | Fifty Six
57 | Fifty Seven |  | 57 | Fifty Seven | 57 | Fifty Seven |  | 57 | Fifty Seven
58 | Fifty Eight |  | 58 | Fifty Eight | 58 | Fifty Eight |  | 58 | Fifty Eight
59 | Fifty Nine |  | 59 | Fifty Nine | 59 | Fifty Nine |  | 59 | Fifty Nine
60 | Sixty |  | 60 | Sixty | 60 | Sixty |  | 60 | Sixty
61 | Sixty One |  | 61 | Sixty One | 61 | Sixty One |  | 61 | Sixty One
62 | Sixty Two |  | 62 | Sixty Two | 62 | Sixty Two |  | 62 | Sixty Two
63 | Sixty Three |  | 63 | Sixty Three | 63 | Sixty Three |  | 63 | Sixty Three
64 | Sixty Four |  | 64 | Sixty Four | 64 | Sixty Four |  | 64 | Sixty Four
65 | Sixty Five |  | 65 | Sixty Five | 65 | Sixty Five |  | 65 | Sixty Five
66 | Sixty Six |  | 66 | Sixty Six | 66 | Sixty Six |  | 66 | Sixty Six
67 | Sixty Seven |  | 67 | Sixty Seven | 67 | Sixty Seven |  | 67 | Sixty Seven
68 | Sixty Eight |  | 68 | Sixty Eight | 68 | Sixty Eight |  | 68 | Sixty Eight
69 | Sixty Nine |  | 69 | Sixty Nine | 69 | Sixty Nine |  | 69 | Sixty Nine
70 | Seventy |  | 70 | Seventy | 70 | Seventy |  | 70 | Seventy
71 | Seventy One |  | 71 | Seventy One | 71 | Seventy One |  | 71 | Seventy One
72 | Seventy Two |  | 72 | Seventy Two | 72 | Seventy Two |  | 72 | Seventy Two
73 | Seventy Three |  | 73 | Seventy Three | 73 | Seventy Three |  | 73 | Seventy Three
74 | Seventy Four |  | 74 | Seventy Four | 74 | Seventy Four |  | 74 | Seventy Four
75 | Seventy Five |  | 75 | Seventy Five | 75 | Seventy Five |  | 75 | Seventy Five
76 | Seventy Six |  | 76 | Seventy Six | 76 | Seventy Six |  | 76 | Seventy Six
77 | Seventy Seven |  | 77 | Seventy Seven | 77 | Seventy Seven |  | 77 | Seventy Seven
78 | Seventy Eight |  | 78 | Seventy Eight | 78 | Seventy Eight |  | 78 | Seventy Eight
79 | Seventy Nine |  | 79 | Seventy Nine | 79 | Seventy Nine |  | 79 | Seventy Nine
80 | Eighty |  | 80 | Eighty | 80 | Eighty |  | 80 | Eighty
81 | Eighty One |  | 81 | Eighty One | 81 | Eighty One |  | 81 | Eighty One
82 | Eighty Two |  | 82 | Eighty Two | 82 | Eighty Two |  | 82 | Eighty Two
83 | Eighty Three |  | 83 | Eighty Three | 83 | Eighty Three |  | 83 | Eighty Three
84 | Eighty Four |  | 84 | Eighty Four | 84 | Eighty Four |  | 84 | Eighty Four
85 | Eighty Five |  | 85 | Eighty Five | 85 | Eighty Five |  | 85 | Eighty Five
86 | Eighty Six |  | 86 | Eighty Six | 86 | Eighty Six |  | 86 | Eighty Six
87 | Eighty Seven |  | 87 | Eighty Seven | 87 | Eighty Seven |  | 87 | Eighty Seven
88 | Eighty Eight |  | 88 | Eighty Eight | 88 | Eighty Eight |  | 88 | Eighty Eight
89 | Eighty Nine |  | 89 | Eighty Nine | 89 | Eighty Nine |  | 89 | Eighty Nine
90 | Ninety |  | 90 | Ninety | 90 | Ninety |  | 90 | Ninety
91 | Ninety One |  | 91 | Ninety One | 91 | Ninety One |  | 91 | Ninety One
92 | Ninety Two |  | 92 | Ninety Two | 92 | Ninety Two |  | 92 | Ninety Two
93 | Ninety Three |  | 93 | Ninety Three | 93 | Ninety Three |  | 93 | Ninety Three
94 | Ninety Four |  | 94 | Ninety Four | 94 | Ninety Four |  | 94 | Ninety Four
95 | Ninety Five |  | 95 | Ninety Five | 95 | Ninety Five |  | 95 | Ninety Five
96 | Ninety Six |  | 96 | Ninety Six | 96 | Ninety Six |  | 96 | Ninety Six
97 | Ninety Seven |  | 97 | Ninety Seven | 97 | Ninety Seven |  | 97 | Ninety Seven
98 | Ninety Eight |  | 98 | Ninety Eight | 98 | Ninety Eight |  | 98 | Ninety Eight
99 | Ninety Nine |  | 99 | Ninety Nine | 99 | Ninety Nine |  | 99 | Ninety Nine
100 | One Hundred |  | 100 | One Hundred | 100 | One Hundred |  | 100 | One Hundred
BG VALUE:
#REF!
#REF!
#REF! | #REF!
#REF! | #REF! | #REF!
#REF! | #REF! | #REF!
#REF! | #REF! | #REF!
#REF! | #REF! | #REF!
#REF! | #REF! | #REF!
1 | One
2 | Two
3 | Three
4 | Four
5 | Five
6 | Six
7 | Seven
8 | Eight
9 | Nine
10 | Ten
11 | Eleven
12 | Twelve
13 | Thirteen
14 | Fourteen
15 | Fifteen
16 | Sixteen
17 | Seventeen
18 | Eighteen
19 | Nineteen
20 | Twenty
21 | Twenty One
22 | Twenty Two
23 | Twenty Three
24 | Twenty Four
25 | Twenty Five
26 | Twenty Six
27 | Twenty Seven
28 | Twenty Eight
29 | Twenty Nine
30 | Thirty
31 | Thirty One
32 | Thirty Two
33 | Thirty Three
34 | Thirty Four
35 | Thirty Fivr
36 | Thirty Six
37 | Thirty Seven
38 | Thirty Eight
39 | Thirty Nine
40 | Forty
41 | Forty One
42 | Forty Two
43 | Forty Three
44 | Forty Four
45 | Forty Five
46 | Forty Six
47 | Forty Seven
48 | Forty Eight
49 | Forty Nine
50 | Fifty
51 | Fifty One
52 | Fifty Two
53 | Fifty Three
54 | Fifty Four
55 | Fifty Five
56 | Fifty Six
57 | Fifty Seven
58 | Fifty Eight
59 | Fifty Nine
60 | Sixty
61 | Sixty One
62 | Sixty Two
63 | Sixty Three
64 | Sixty Four
65 | Sixty Five
66 | Sixty Six
67 | Sixty Seven
68 | Sixty Eight
69 | Sixty Nine
70 | Seventy
71 | Seventy One
72 | Seventy Two
73 | Seventy Three
74 | Seventy Four
75 | Seventy Five
76 | Seventy Six
77 | Seventy Seven
78 | Seventy Eight
79 | Seventy Nine
80 | Eighty
81 | Eighty One
82 | Eighty Two
83 | Eighty Three
84 | Eighty Four
85 | Eighty Five
86 | Eighty Six
87 | Eighty Seven
88 | Eighty Eight
89 | Eighty Nine
90 | Ninety
91 | Ninety One
92 | Ninety Two
93 | Ninety Three
94 | Ninety Four
95 | Ninety Five
96 | Ninety Six
97 | Ninety Seven
98 | Ninety Eight
99 | Ninety Nine
100 | One Hundred